## Sources
Sources Calibrated Against
CARB GHG Inventory
Current California GHG Emission Inventory Data
2022
https://ww2.arb.ca.gov/ghg-inventory-data
CPUC RESOLVE Electricity Modeling
Preferred System Plan and Portfolios for 2022-23 Transmission Planning Process
2021-12-22
CPUC IRP RESOLVE_Results_Viewer "Portfolio Analytics"
https://www.cpuc.ca.gov/industries-and-topics/electrical-energy/electric-power-procurement/long-term-procurement-planning/2019-20-irp-events-and-materials
CARB E3
Draft 2022 Scoping Plan Update and Appendices
AB 32 GHG Inventory Sectors Modeling Data Spreadsheet (modeling by E3)
2022-05-01
https://ww2.arb.ca.gov/our-work/programs/ab-32-climate-change-scoping-plan/2022-scoping-plan-documents
Conversions
EJ to btu | 947800000000000

## Start Year Emissions
Buildings
Residential Energy Use
EPS | EPS | EPS | CARB | CARB |  |  |  |  | EPS (2020) | E3 Scoping Plan (2020) | CARB Inventory (2019)
BCEU BAU Components Energy Use | residential | natural gas bf | Residential | Natural gas |  |  | btus | Natural gas | 478011400000000 | 4.0051e+14 | 476873012800000
BCEU BAU Components Energy Use | residential | petroleum diesel bf | Residential | Distillate |  |  | btus | Distillate | 313795000000 | 631920672518.0626 | 313674000000
BCEU BAU Components Energy Use | residential | kerosene bf | Residential | Kerosene |  |  | btus | Kerosene | 0 | 1.4153e+12 | 418365000000
BCEU BAU Components Energy Use | residential | LPG propane or butane bf | Residential | LPG |  |  | btus | LPG | 19434000000000 | 1.4751e+13 | 25947000000000
BCEU BAU Components Energy Use | residential | hard coal bf | Residential | Coal |  |  | btus | Coal | 0 | 0 | 0
BCEU BAU Components Energy Use | residential | biomass bf | Residential | Wood (wet) |  |  | btus | Wood (wet) | 21890000000000 | 4.0112e+12 | 2.1879e+13
[8 empty] | Total | 519649195000000 | 4.2132e+14 | 525431051800000
Residential Emissions
EPS | EPS | EPS | CARB | CARB | CARB |  |  |  | EPS (2020) | E3 Scoping Plan (2020) | CARB Inventory (2019)
Direct Buildings Pollutant Emissions | residential | natural gas bf | Residential | Fuel combustion | Natural gas |  | MMTCO2e | Natural gas | 25.3638 | 21.1572 | 25.3099
Direct Buildings Pollutant Emissions | residential | petroleum diesel bf | Residential | Fuel combustion | Distillate |  | MMTCO2e | Distillate | 0.023209 | 0.047466 | 0.023279
Direct Buildings Pollutant Emissions | residential | kerosene bf | Residential | Fuel combustion | Kerosene |  | MMTCO2e | Kerosene | 0 | 0.1063 | 0.031567
Direct Buildings Pollutant Emissions | residential | LPG propane or butane bf | Residential | Fuel combustion | LPG |  | MMTCO2e | LPG | 1.1945 | 0.90979 | 1.6407
Direct Buildings Pollutant Emissions | residential | hard coal bf | Residential | Fuel combustion | Coal |  | MMTCO2e | Coal | 0 |  | 0
Direct Buildings Pollutant Emissions | residential | biomass bf | Residential | Fuel combustion | Wood (wet) |  | MMTCO2e | Wood (wet) | 0 |  | 0.044887
[8 empty] | Total | 26.5815 | 22.2208 | 27.0504
Commercial Energy Use
EPS | EPS | EPS | CARB | CARB | CARB | CARB |  |  | EPS (2020) | E3 Scoping Plan (2020) | CARB Inventory (2019)
BCEU BAU Components Energy Use | Commercial | natural gas bf | Commercial | Natural gas | Landfill gas |  | btus | Natural gas | 181436000000000 | 1.8412e+14 | 2.2511e+14
BCEU BAU Components Energy Use | Commercial | petroleum diesel bf | Commercial | Distillate |  |  | btus | Distillate | 20702300000000 | 1.8885e+13 | 1.6502e+13
BCEU BAU Components Energy Use | Commercial | kerosene bf | Commercial | Kerosene |  |  | btus | Kerosene | 0 |  | 47950484913.7931
BCEU BAU Components Energy Use | Commercial | LPG propane or butane bf | Commercial | Propane | LPG |  | btus | Propane | 13300000000000 |  | 1.3258e+13
BCEU BAU Components Energy Use | Commercial | hard coal bf | Commercial | Coal |  |  | btus | Coal | 0 |  | 0
BCEU BAU Components Energy Use | Commercial | biomass bf | Commercial | Wood (wet) |  |  | btus | Wood (wet) | 3830000000000 |  | 3.5152e+12
BCEU BAU Components Energy Use | Commercial | heavy or residual fuel oil bf | Commercial | Residual fuel oil |  |  | btus | Residual fuel oil | 0 |  | 0
|  |  | Commercial | Crude oil |  |  | btus | Crude oil |  |  | 0
|  |  | Commercial | Digester gas |  |  | btus | Digester gas |  |  | 1.513e+12
|  |  | Commercial | Jet fuel |  |  | btus | Jet fuel |  |  | 0
|  |  | Commercial | Ethanol |  |  | btus | Ethanol |  |  | 310553375681.2977
|  |  | Commercial | Gasoline |  |  | btus | Gasoline |  |  | 4.1848e+12
[8 empty] | Waste heat |  | 6.9707e+12
[8 empty] | Total | 219268300000000 | 2.0997e+14 | 2.6444e+14
CA-EPS accounts for the impact of the covid recession on energy consumption
Commercial Emissions
EPS | EPS | EPS | CARB | CARB | CARB | CARB |  |  | EPS (2020) | E3 Scoping Plan (2020) | CARB Inventory (2019)
Direct Buildings Pollutant Emissions | Commercial | natural gas bf | Commercial | Fuel combustion | Natural gas | Landfill gas | MMTCO2e | Natural gas | 9.6272 | 9.7261 | 12.284
Direct Buildings Pollutant Emissions | Commercial | petroleum diesel bf | Commercial | Fuel combustion | Distillate |  | MMTCO2e | Distillate | 1.5312 | 1.4005 | 0.97178
Direct Buildings Pollutant Emissions | Commercial | kerosene bf | Commercial | Fuel combustion | Kerosene |  | MMTCO2e | Kerosene | 0 |  | 0.0034328
Direct Buildings Pollutant Emissions | Commercial | LPG propane or butane bf | Commercial | Fuel combustion | Propane | LPG | MMTCO2e | Propane | 0.81747 |  | 0.83994
Direct Buildings Pollutant Emissions | Commercial | hard coal bf | Commercial | Fuel combustion | Coal |  | MMTCO2e | Coal | 0 |  | 0
Direct Buildings Pollutant Emissions | Commercial | biomass bf | Commercial | Fuel combustion | Wood (wet) |  | MMTCO2e | Wood (wet) | 0 |  | 0.0068318
BCEU BAU Components Energy Use | Commercial | heavy or residual fuel oil bf | Commercial | Fuel combustion | Residual fuel oil |  | MMTCO2e | Residual fuel oil | 0 |  | 0
|  |  | Commercial | Fuel combustion | Crude oil |  | MMTCO2e | Crude oil | 0 |  | 0
|  |  | Commercial | Fuel combustion | Digester gas |  | MMTCO2e | Digester gas | 0 |  | 0.00037026
|  |  | Commercial | Fuel combustion | Jet fuel |  | MMTCO2e | Jet fuel | 0 |  | 0
|  |  | Commercial | Fuel combustion | Ethanol |  | MMTCO2e | Ethanol | 0 |  | 7.8818e-05
|  |  | Commercial | Fuel combustion | Gasoline |  | MMTCO2e | Gasoline | 0 |  | 0.29783
[7 empty] | MMTCO2e | Waste Heat |  | 0.80353
[8 empty] | Total | 11.9759 | 11.9301 | 14.4043
CA-EPS accounts for the impact of the covid recession on energy consumption
Transportation
Transportation Energy Use by Fuel
EPS | EPS | EPS | CARB | CARB | CARB |  |  |  | EPS (2020) | E3 Scoping Plan (2020) | CARB Inventory (2019)
Transportation Sector Fuel Used |  | electricity tf | Transportation |  |  |  | btus | electricity tf | 10389618838000 | 1.1253e+13 | 0
Transportation Sector Fuel Used |  | natural gas tf | Transportation | Natural gas | Biomethane |  | btus | natural gas tf | 13363981994200 | 2.1297e+13 | 2.7052e+13
Transportation Sector Fuel Used |  | petroleum gasoline tf | Transportation | Gasoline |  |  | btus | petroleum gasoline tf | 1492396760000000 | 1542663627924407 | 1.7387e+15
Transportation Sector Fuel Used |  | biofuel gasoline tf | Transportation | Ethanol |  |  | btus | biofuel gasoline tf | 115096836000000 |  | 1.2679e+14
Transportation Sector Fuel Used |  | petroleum diesel tf | Transportation | Distillate |  |  | btus | petroleum diesel tf | 401946488685000 | 3.8908e+14 | 4.3627e+14
Transportation Sector Fuel Used |  | biofuel diesel tf | Transportation | Biodiesel | Renewable Diesel |  | btus | biofuel diesel tf | 84691719977600 | 8.2273e+13 | 1.1197e+14
Transportation Sector Fuel Used |  | jet fuel tf | Transportation | Jet fuel | Aviation gasoline |  | btus | jet fuel tf | 41846520000000 | 4.8246e+13 | 5.9672e+13
Transportation Sector Fuel Used |  | heavy or residual fuel oil tf | Transportation | Residual fuel oil |  |  | btus | heavy or residual fuel oil tf | 16976000000000 |  | 0
Transportation Sector Fuel Used |  | LPG propane or butane tf | Transportation | LPG |  |  | btus | LPG propane or butane tf | 0 |  | 529000000000
Transportation Sector Fuel Used |  | hydrogen tf | Transportation |  |  |  | btus | hydrogen tf | 144140000000 | 111082161512.1751 | 0
[8 empty] | Total | 2176852065494800 | 2.0949e+15 | 2.4408e+15
Transportation Emissions by Vehicle Type
EPS | EPS | EPS | CARB | CARB | CARB |  |  |  | EPS (2020) | E3 Scoping Plan (2020) | CARB Inventory (2019)
Transportation Pollutant Emissions Disaggregated | LDVs |  | Transportation | On Road | Light-duty Vehicles |  | MMTCO2 | LDVs | 115.0917 |  | 117.6515
|  |  | Transportation | On Road | Heavy-duty Vehicles |  | MMTCO2 | HDVs Total | 19.7133 |  | 32.4659
Transportation Pollutant Emissions Disaggregated | HDVs | [5 empty] | MMTCO2 | HDVs-short haul | 8.2547
Transportation Pollutant Emissions Disaggregated | motorbikes | [5 empty] | MMTCO2 | HDVs-long haul | 11.4586
Transportation Pollutant Emissions Disaggregated | aircraft |  | Transportation | Aviation |  |  | MMTCO2 | aircraft | 3.0224 |  | 4.3561
Transportation Pollutant Emissions Disaggregated | rail |  | Transportation | Rail |  |  | MMTCO2 | rail | 1.6261 |  | 1.6043
Transportation Pollutant Emissions Disaggregated | ships |  | Transportation | Water-borne |  |  | MMTCO2 | ships | 3.9659 |  | 3.8378
Transportation Pollutant Emissions Disaggregated | motorbikes |  | Transportation | Not Specified | Off Road |  | MMTCO2 | Other | 0.24997 |  | 1.085
|  |  | Transportation |  |  |  |  | Total | 143.4195 | 142.48 | 161.0006
Industry Energy Use
Industry Energy Use by Fuel Type
EPS | EPS | EPS | CARB | CARB | CARB | CARB |  |  | EPS (2020) | E3 Scoping Plan (2020) | CARB Inventory (2019)
Industrial Fuel Use for Energy Purposes before CCS and Methane Capture | natural gas if |  | Industrial | Fuel combustion | Natural gas |  | btus | Natural gas | 677609420800000 | 5.528e+14 | 7.2193e+14 | -6.14%
Industrial Fuel Use for Energy Purposes before CCS and Methane Capture | petroleum diesel if |  | Industrial | Fuel combustion | Distillate fuel oil |  | btus | Distillate fuel oil | 67802968400000 | 7.4241e+13 | 7.8876e+13 | -14.04%
Industrial Fuel Use for Energy Purposes before CCS and Methane Capture | LPG propane or butane if |  | Industrial | Fuel combustion | lpg propane or butane |  | btus | lpg propane or butane | 19285543959000 | 1.9531e+13 | 2.1871e+13 | -11.82%
Industrial Fuel Use for Energy Purposes before CCS and Methane Capture | crude oil if |  | Industrial | Fuel combustion | crude oil |  | btus | crude oil | 329908000000000 | 3.0471e+14 | 3.9361e+14 | -16.18%
Industrial Fuel Use for Energy Purposes before CCS and Methane Capture | biomass if |  | Industrial | Fuel combustion | biomass |  | btus | biomass | 12619330000000 |  | 3.4207e+13 | -63.11%
Industrial Fuel Use for Energy Purposes before CCS and Methane Capture | hard coal if |  | Industrial | Fuel combustion | coal |  | btus | coal | 94240136000000 | 7.3774e+13 | 9.2202e+13 | 2.211%
Industrial Fuel Use for Energy Purposes before CCS and Methane Capture | heavy or residual fuel oil if |  | Industrial | Fuel combustion | Residual fuel oil |  | btus | Residual fuel oil | 2916044000000 |  | 3.1242e+12 | -6.661%
Industrial Fuel Use for Energy Purposes before CCS and Methane Capture | hydrogen if |  | Industrial | Fuel combustion | hydrogen |  | btus | hydrogen | 0 |  | 0
|  |  | Industrial | Fuel combustion | other |  | btus | other | 0 | 4.8196e+13 | 0
[8 empty] | Total | 1204381443159000 | 1.0733e+15 | 1345824444133990 | -10.51%
CA-EPS accounts for the impact of the covid recession on energy consumption
Industry Energy Emissions by Economic Sector
EPS | EPS | EPS | CARB | CARB | CARB | CARB |  |  | EPS (2020) |  | CARB Inventory (2019)
Industrial Sector Energy Related Emissions before CCS | agriculture and forestry 01T03 |  | Industry | Fuel combustion | agriculture and forestry 01T03 |  | MMTCO2e | agriculture and forestry 01T03 | 2.5161 |  | 2.537
Industrial Sector Energy Related Emissions before CCS | coal mining 05 |  | Industry | Fuel combustion | coal mining 05 |  | MMTCO2e | coal mining 05 | 1.5812e-06 |  | 1.7727e-06
Industrial Sector Energy Related Emissions before CCS | oil and gas extraction 06 |  | Industry | Fuel combustion | oil and gas extraction 06 |  | MMTCO2e | oil and gas extraction 06 | 12.8742 |  | 14.4096
Industrial Sector Energy Related Emissions before CCS | other mining and quarrying 07T08 |  | Industry | Fuel combustion | other mining and quarrying 07T08 |  | MMTCO2e | other mining and quarrying 07T08 | 0.29941 |  | 0.15515
Industrial Sector Energy Related Emissions before CCS | food beverage and tobacco 10T12 |  | Industry | Fuel combustion | food beverage and tobacco 10T12 |  | MMTCO2e | food beverage and tobacco 10T12 | 3.1712 |  | 3.282
Industrial Sector Energy Related Emissions before CCS | textiles apparel and leather 13T15 |  | Industry | Fuel combustion | textiles apparel and leather 13T15 |  | MMTCO2e | textiles apparel and leather 13T15 | 0.16572 |  | 0.18568
Industrial Sector Energy Related Emissions before CCS | wood products 16 |  | Industry | Fuel combustion | wood products 16 |  | MMTCO2e | wood products 16 | 0.38499 |  | 0.024853
Industrial Sector Energy Related Emissions before CCS | pulp paper and printing 17T18 |  | Industry | Fuel combustion | pulp paper and printing 17T18 |  | MMTCO2e | pulp paper and printing 17T18 | 0.66514 |  | 0.37976
Industrial Sector Energy Related Emissions before CCS | refined petroleum and coke 19 |  | Industry | Fuel combustion | refined petroleum and coke 19 |  | MMTCO2e | refined petroleum and coke 19 | 29.3698 |  | 30.8807
Industrial Sector Energy Related Emissions before CCS | chemicals 20 |  | Industry | Fuel combustion | chemicals 20 |  | MMTCO2e | chemicals 20 | 7.2476 |  | 7.823
Industrial Sector Energy Related Emissions before CCS | rubber and plastic products 22 |  | Industry | Fuel combustion | rubber and plastic products 22 |  | MMTCO2e | rubber and plastic products 22 | 0.086951 |  | 0.097429
Industrial Sector Energy Related Emissions before CCS | glass and glass products 231 |  | Industry | Fuel combustion | glass and glass products 231 |  | MMTCO2e | glass and glass products 231 | 0.7266 |  | 0.81416
Industrial Sector Energy Related Emissions before CCS | cement and other nonmetallic minerals 239 |  | Industry | Fuel combustion | cement and other nonmetallic minerals 239 |  | MMTCO2e | cement and other nonmetallic minerals 239 | 3.7646 |  | 2.8501
Industrial Sector Energy Related Emissions before CCS | iron and steel 241 |  | Industry | Fuel combustion | iron and steel 241 |  | MMTCO2e | iron and steel 241 | 0 |  | 0
Industrial Sector Energy Related Emissions before CCS | other metals 242 |  | Industry | Fuel combustion | other metals 242 |  | MMTCO2e | other metals 242 | 0 |  | 0.44325
Industrial Sector Energy Related Emissions before CCS | metal products except machinery and vehicles 25 |  | Industry | Fuel combustion | metal products except machinery and vehicles 25 |  | MMTCO2e | metal products except machinery and vehicles 25 | 0.41145 |  | 0.46103
Industrial Sector Energy Related Emissions before CCS | computers and electronics 26 |  | Industry | Fuel combustion | computers and electronics 26 |  | MMTCO2e | computers and electronics 26 | 0.021228 |  | 0
Industrial Sector Energy Related Emissions before CCS | appliances and electrical equipment 27 |  | Industry | Fuel combustion | appliances and electrical equipment 27 |  | MMTCO2e | appliances and electrical equipment 27 | 0 |  | 0.19366
Industrial Sector Energy Related Emissions before CCS | other machinery 28 |  | Industry | Fuel combustion | other machinery 28 |  | MMTCO2e | other machinery 28 | 0.082567 |  | 0.091843
Industrial Sector Energy Related Emissions before CCS | road vehicles 29 |  | Industry | Fuel combustion | road vehicles 29 |  | MMTCO2e | road vehicles 29 | 0.0095863 |  | 0.21101
Industrial Sector Energy Related Emissions before CCS | nonroad vehicles 30 |  | Industry | Fuel combustion | nonroad vehicles 30 |  | MMTCO2e | nonroad vehicles 30 | 0.17873 |  | 0
Industrial Sector Energy Related Emissions before CCS | other manufacturing 31T33 |  | Industry | Fuel combustion | other manufacturing 31T33 |  | MMTCO2e | other manufacturing 31T33 | 3.513 |  | 3.9673
Industrial Sector Energy Related Emissions before CCS | energy pipelines and gas processing 352T353 |  | Industry | Fuel combustion | energy pipelines and gas processing 352T353 |  | MMTCO2e | energy pipelines and gas processing 352T353 | 1.0628 |  | 1.1908
Industrial Sector Energy Related Emissions before CCS | water and waste 36T39 |  | Industry | Fuel combustion | water and waste 36T39 |  | MMTCO2e | water and waste 36T39 | 0 |  | 0
Industrial Sector Energy Related Emissions before CCS | construction 41T43 |  | Industry | Fuel combustion | construction 41T43 |  | MMTCO2e | construction 41T43 | 2.3239 |  | 2.7005
[8 empty] | Total | 68.8755 |  | 72.6989 | -5.259%
CA-EPS accounts for covid recession. CHP fuel consumption used for electricity production is distributed primarily to refined petroleum and coke.
Industry Process Emissions by Economic Sector
EPS | EPS | EPS | CARB | CARB | CARB | CARB |  |  | EPS (2020) | E3 Scoping Plan (2020) | CARB Inventory (2019)
Output Process Emissions in CO2e by Industry | agriculture and forestry 01T03 |  | Industry Process |  | agriculture and forestry 01T03 |  | MMTCO2e | agriculture and forestry | 28.9621 | 28.96 | 30.6683 | -5.563%
Output Process Emissions in CO2e by Industry | chemicals 20 |  | Industry Process |  | chemicals 20 |  | MMTCO2e | chemicals | 21.8708 | 21.87 | 23.4855 | -6.875%
Output Process Emissions in CO2e by Industry | water and waste 36T39 |  | Industry Process |  | water and waste 36T39 |  | MMTCO2e | water and waste | 9.8804 | 9.88 | 10.8435 | -8.881%
Output Process Emissions in CO2e by Industry | coal mining 05 |  | Industry Process |  | coal mining 05 |  | MMTCO2e | coal mining 05 | 0 |  | 0 | #DIV/0!
Output Process Emissions in CO2e by Industry | oil and gas extraction 06 |  | Industry Process |  | oil and gas extraction 06 |  | MMTCO2e | oil and gas extraction 06 | 1.7564 |  | 1.7391 | 0.9961%
Output Process Emissions in CO2e by Industry | other mining and quarrying 07T08 |  | Industry Process |  | other mining and quarrying 07T08 |  | MMTCO2e | other mining and quarrying 07T08 | 0 |  | 0 | #DIV/0!
Output Process Emissions in CO2e by Industry | food beverage and tobacco 10T12 |  | Industry Process |  | food beverage and tobacco 10T12 |  | MMTCO2e | food beverage and tobacco 10T12 | 0 |  | 0 | #DIV/0!
Output Process Emissions in CO2e by Industry | textiles apparel and leather 13T15 |  | Industry Process |  | textiles apparel and leather 13T15 |  | MMTCO2e | textiles apparel and leather 13T15 | 0 |  | 0 | #DIV/0!
Output Process Emissions in CO2e by Industry | wood products 16 |  | Industry Process |  | wood products 16 |  | MMTCO2e | wood products 16 | 0 |  | 0 | #DIV/0!
Output Process Emissions in CO2e by Industry | pulp paper and printing 17T18 |  | Industry Process |  | pulp paper and printing 17T18 |  | MMTCO2e | pulp paper and printing 17T18 | 0 |  | 0.0031252 | -100%
Output Process Emissions in CO2e by Industry | refined petroleum and coke 19 |  | Industry Process |  | refined petroleum and coke 19 |  | MMTCO2e | refined petroleum and coke 19 | 4.4286 |  | 5.2565 | -15.75%
Output Process Emissions in CO2e by Industry | rubber and plastic products 22 |  | Industry Process |  | rubber and plastic products 22 |  | MMTCO2e | rubber and plastic products 22 | 0 |  | 0 | #DIV/0!
Output Process Emissions in CO2e by Industry | glass and glass products 231 |  | Industry Process |  | glass and glass products 231 |  | MMTCO2e | glass and glass products 231 | 0 |  | 0 | #DIV/0!
Output Process Emissions in CO2e by Industry | cement and other nonmetallic minerals 239 |  | Industry Process |  | cement and other nonmetallic minerals 239 |  | MMTCO2e | cement and other nonmetallic minerals 239 | 5.631 |  | 4.9855 | 12.95%
Output Process Emissions in CO2e by Industry | iron and steel 241 |  | Industry Process |  | iron and steel 241 |  | MMTCO2e | iron and steel 241 | 0 |  | 0 | #DIV/0!
Output Process Emissions in CO2e by Industry | other metals 242 |  | Industry Process |  | other metals 242 |  | MMTCO2e | other metals 242 | 0 |  | 0.001611 | -100%
Output Process Emissions in CO2e by Industry | metal products except machinery and vehicles 25 |  | Industry Process |  | metal products except machinery and vehicles 25 |  | MMTCO2e | metal products except machinery and vehicles 25 | 0 |  | 0 | #DIV/0!
Output Process Emissions in CO2e by Industry | computers and electronics 26 |  | Industry Process |  | computers and electronics 26 |  | MMTCO2e | computers and electronics 26 | 0 |  | 0 | #DIV/0!
Output Process Emissions in CO2e by Industry | appliances and electrical equipment 27 |  | Industry Process |  | appliances and electrical equipment 27 |  | MMTCO2e | appliances and electrical equipment 27 | 0 |  | 0 | #DIV/0!
Output Process Emissions in CO2e by Industry | other machinery 28 |  | Industry Process |  | other machinery 28 |  | MMTCO2e | other machinery 28 | 0 |  | 0 | #DIV/0!
Output Process Emissions in CO2e by Industry | road vehicles 29 |  | Industry Process |  | road vehicles 29 |  | MMTCO2e | road vehicles 29 | 0 |  | 0 | #DIV/0!
Output Process Emissions in CO2e by Industry | nonroad vehicles 30 |  | Industry Process |  | nonroad vehicles 30 |  | MMTCO2e | nonroad vehicles 30 | 0 |  | 0 | #DIV/0!
Output Process Emissions in CO2e by Industry | other manufacturing 31T33 |  | Industry Process |  | other manufacturing 31T33 |  | MMTCO2e | other manufacturing 31T33 | 0 |  | 0.00053245 | -100%
Output Process Emissions in CO2e by Industry | energy pipelines and gas processing 352T353 |  | Industry Process |  | energy pipelines and gas processing 352T353 |  | MMTCO2e | energy pipelines and gas processing 352T353 | 4.815 |  | 5.5763 | -13.65%
Output Process Emissions in CO2e by Industry | construction 41T43 |  | Industry Process |  | construction 41T43 |  | MMTCO2e | construction 41T43 | 0 |  | 0 | #DIV/0!
[8 empty] | industrial (aggregated) | 16.631 | 16.64 | 17.5628 | -5.305%
[8 empty] | Total | 77.3443 | 77.35 | 82.5601 | -6.318%
Total Sector Emissions
EPS |  |  | CARB | [5 empty] | EPS (2020) | E3 Scoping Plan (2020) | CARB Inventory (2019)
|  |  | Industry Total |  |  |  |  | Industry Total | 146.296 | 137.0485 | 155.2639 | -5.776%
Output Total CO2e Emissions by Sector | industry sector |  | Industry |  |  |  |  | Industry | 68.9517 |  | 72.7038
|  |  | Industry Process |  |  |  |  | Industry Process | 77.3443 | 77.35 | 82.5601
[8 empty] | Buildings Total | 38.6062 | 35.0509 | 41.4547
Output Total CO2e Emissions by Sector | commercial buildings sector |  | Commercial |  |  |  |  | Commercial | 11.9941 |  | 14.4043
Output Total CO2e Emissions by Sector | residential buildings sector |  | Residential |  |  |  |  | Residential | 26.6121 |  | 27.0504
|  |  | Electricity Total |  |  |  |  | Electricity Total | 58.0628 | 56.9207 | 58.9717
Output Total CO2e Emissions by Sector | electricity sector |  | Electricity |  |  |  |  | Electricity In-State | 39.9906 |  | 37.2529
Pollutant Emissions from Imported Electricity | CO2 |  | Electricity Imports |  |  |  |  | Electricity Imports | 18.0722 |  | 21.7188
Output Total CO2e Emissions by Sector | transportation sector |  | Transportation |  |  |  |  | Transportation | 144.159 | 142.48 | 162.4597
Output Total CO2e Emissions by Sector | LULUCF sector |  | LULUCF |  |  |  |  | LULUCF | 109.997 |  | 0
[8 empty] | Total (excluding LULUCF) | 387.124 | 371.5001 | 418.15
TRUE

## Elec_Capacity
Graphs
RESOLVE Capacity
[5 empty] | 2020 | 2021 | 2022 | 2023 | 2024 | 2025 | 2026 | 2027 | 2028 | 2029 | 2030 | 2031 | 2032 | 2033 | 2034 | 2035 | 2036 | 2037 | 2038 | 2039 | 2040 | 2041 | 2042 | 2043 | 2044 | 2045
|  | MW | RESOLVE | hard coal |  |  | 480 | 480 | 480 | 0 | 0 | 0 | 0 | 0 | 0 | 0 | 0 | 0 | 0 | 0 | 0 | 0 | 0 | 0 | 0 | 0 | 0 | 0 | 0 | 0
|  | MW | RESOLVE | natural gas nonpeaker |  |  | 19508.53 | 19508.53 | 16625.64 | 16625.64 | 16676.04 | 16676.04 | 16676.36 | 16676.36 | 16676.36 | 16676.36 | 16676.36 | 16676.36 | 16676.36 | 16676.36 | 16676.36 | 16676.36 | 16676.36 | 16676.36 | 16676.36 | 16676.36 | 16676.36 | 16676.36 | 16676.36 | 17601.99
|  | MW | RESOLVE | nuclear |  |  | 2935 | 2935 | 1785 | 635 | 635 | 635 | 635 | 635 | 635 | 635 | 635 | 635 | 635 | 635 | 635 | 635 | 635 | 635 | 635 | 635 | 635 | 635 | 635 | 635
|  | MW | RESOLVE | hydro |  |  | 8031.69 | 8031.69 | 8031.69 | 8031.69 | 8031.69 | 8031.69 | 8031.69 | 8031.69 | 8031.1 | 8031.1 | 8031.1 | 8031.1 | 8031.1 | 8031.1 | 8031.1 | 8031.1 | 8031.1 | 8031.1 | 8031.1 | 8031.1 | 8031.1 | 8031.1 | 8031.1 | 8031.1
|  | MW | RESOLVE | onshore wind |  |  | 8666.87 | 8688.98 | 9018.82 | 10501.47 | 10501.47 | 10501.47 | 10501.47 | 10501.47 | 10501.47 | 10501.47 | 10501.47 | 10501.47 | 10501.47 | 10501.47 | 10501.47 | 10501.47 | 10501.47 | 10501.47 | 10501.47 | 10501.47 | 10501.47 | 10501.47 | 10501.47 | 12001.39
|  | MW | RESOLVE | solar pv |  |  | 18847.93 | 22965.83 | 24167.18 | 27416.8 | 27416.8 | 27416.8 | 27813.63 | 27813.63 | 30758.42 | 30758.42 | 33922.3 | 33922.3 | 33922.3 | 43393.93 | 43393.93 | 43393.93 | 43393.93 | 43393.93 | 60133.25 | 60133.25 | 60133.25 | 60133.25 | 60133.25 | 88757.04
|  | MW | RESOLVE | solar thermal |  |  | 0 | 0 | 0 | 0 | 0 | 0 | 0 | 0 | 0 | 0 | 0 | 0 | 0 | 0 | 0 | 0 | 0 | 0 | 0 | 0 | 0 | 0 | 0 | 0
|  | MW | RESOLVE | biomass |  |  | 843.8 | 874.94 | 893.06 | 917.06 | 917.06 | 917.06 | 944.01 | 944.01 | 942.11 | 942.11 | 942.11 | 942.11 | 942.11 | 942.11 | 942.11 | 942.11 | 942.11 | 942.11 | 942.11 | 942.11 | 942.11 | 942.11 | 942.11 | 942.11
|  | MW | RESOLVE | geothermal |  |  | 1601.44 | 1701.44 | 1701.44 | 1701.44 | 1771.44 | 1771.44 | 2747.15 | 2747.15 | 2747.15 | 2747.15 | 2747.15 | 2747.15 | 2747.15 | 2747.15 | 2747.15 | 2747.15 | 2747.15 | 2747.15 | 2747.15 | 2747.15 | 2747.15 | 2747.15 | 2747.15 | 3108.85
|  | MW | RESOLVE | petroleum |  |  | 0 | 0 | 0 | 0 | 0 | 0 | 0 | 0 | 0 | 0 | 0 | 0 | 0 | 0 | 0 | 0 | 0 | 0 | 0 | 0 | 0 | 0 | 0 | 0
|  | MW | RESOLVE | natural gas peaker |  |  | 8458.56 | 8458.56 | 8458.56 | 8165.84 | 8066.09 | 8066.09 | 8066.09 | 8066.09 | 8066.09 | 8066.09 | 8066.09 | 8066.09 | 8066.09 | 8066.09 | 8066.09 | 8066.09 | 8066.09 | 8066.09 | 8066.09 | 8066.09 | 8066.09 | 8066.09 | 8066.09 | 8066.09
|  | MW | RESOLVE | lignite |  |  | 0 | 0 | 0 | 0 | 0 | 0 | 0 | 0 | 0 | 0 | 0 | 0 | 0 | 0 | 0 | 0 | 0 | 0 | 0 | 0 | 0 | 0 | 0 | 0
|  | MW | RESOLVE | offshore wind |  |  | 0 | 0 | 0 | 0 | 120 | 120 | 195 | 195 | 195.01 | 195.01 | 1707.57 | 1707.57 | 1707.57 | 1728.08 | 1728.08 | 1728.08 | 1728.08 | 1728.08 | 1728.08 | 1728.08 | 1728.08 | 1728.08 | 1728.08 | 1728.08
|  | MW | RESOLVE | CHP |  |  | 2194.79 | 2155.54 | 2107.34 | 1997.4 | 1892.1 | 1892.1 | 1892.1 | 1892.1 | 1892.1 | 1892.1 | 1513.68 | 1513.68 | 1513.68 | 946.05 | 946.05 | 946.05 | 946.05 | 946.05 | 0 | 0 | 0 | 0 | 0 | 0
|  | MW | RESOLVE | heavy or residual fuel oil |  |  | 0 | 0 | 0 | 0 | 0 | 0 | 0 | 0 | 0 | 0 | 0 | 0 | 0 | 0 | 0 | 0 | 0 | 0 | 0 | 0 | 0 | 0 | 0 | 0
|  | MW | RESOLVE | municipal solid waste |  |  | 0 | 0 | 0 | 0 | 0 | 0 | 0 | 0 | 0 | 0 | 0 | 0 | 0 | 0 | 0 | 0 | 0 | 0 | 0 | 0 | 0 | 0 | 0 | 0
|  | MW | RESOLVE | pumped hydro |  |  | 1898.5 | 1898.5 | 1898.5 | 1898.5 | 2094.5 | 2094.5 | 2898.5 | 2898.5 | 2898.78 | 2898.78 | 2898.78 | 2898.78 | 2898.78 | 2898.78 | 2898.78 | 2898.78 | 2898.78 | 2898.78 | 2898.78 | 2898.78 | 2898.78 | 2898.78 | 2898.78 | 2898.78
|  | MW | RESOLVE | battery |  |  | 5160.24 | 7563.37 | 13055.18 | 14769.37 | 14983.48 | 14983.48 | 16187.85 | 16187.85 | 16965.84 | 16965.84 | 18141.98 | 18141.98 | 18141.98 | 22219.16 | 22219.16 | 22219.16 | 22219.16 | 22219.16 | 33099.65 | 33099.65 | 33099.65 | 33099.65 | 33099.65 | 45277.38
|  | MW | RESOLVE | customer solar |  |  | 12710.97 | 13991.86 | 15256.98 | 16483.22 | 17636.07 | 17636.07 | 19753.25 | 19753.25 | 21705.79 | 21705.79 | 23794.82 | 23794.82 | 23794.82 | 26928.37 | 26928.37 | 26928.37 | 26928.37 | 26928.37 | 32150.94 | 32150.94 | 32150.94 | 32150.94 | 32150.94 | 37373.52
|  | MW | RESOLVE | demand response |  |  | 2346.75 | 2346.75 | 2548.01 | 2636.11 | 2636.11 | 2636.11 | 2636.11 | 2636.11 | 2636.11 | 2636.11 | 2636.11 | 2636.11 | 2636.11 | 2636.11 | 2636.11 | 2636.11 | 2636.11 | 2636.11 | 2636.11 | 2636.11 | 2636.11 | 2636.11 | 2636.11 | 2636.11
EPS Capacity
[5 empty] | 2020 | 2021 | 2022 | 2023 | 2024 | 2025 | 2026 | 2027 | 2028 | 2029 | 2030 | 2031 | 2032 | 2033 | 2034 | 2035 | 2036 | 2037 | 2038 | 2039 | 2040 | 2041 | 2042 | 2043 | 2044 | 2045 | 2046 | 2047 | 2048 | 2049 | 2050
Electricity Generation Capacity by Type Including Distributed Generation | hard coal es | MW | EPS | hard coal | 0 | 0 | 0 | 0 | 0 | 0 | 0 | 0 | 0 | 0 | 0 | 0 | 0 | 0 | 0 | 0 | 0 | 0 | 0 | 0 | 0 | 0 | 0 | 0 | 0 | 0 | 0 | 0 | 0 | 0 | 0
Electricity Generation Capacity by Type Including Distributed Generation | natural gas nonpeaker es | MW | EPS | natural gas nonpeaker | 23428.7 | 23436.9 | 23443.8 | 23474.9 | 20622.4 | 20634 | 20650.4 | 20657.5 | 20676.1 | 20689.7 | 20714.3 | 20727.7 | 20468.4 | 20478.4 | 20501.2 | 19930.4 | 19934.2 | 19948.2 | 19960.8 | 19972.8 | 19116.5 | 19124.1 | 19128.5 | 19151.5 | 19160 | 19171 | 19177.6 | 19183.4 | 19194.2 | 19213.8 | 19232.5
Electricity Generation Capacity by Type Including Distributed Generation | nuclear es | MW | EPS | nuclear | 2240 | 2240 | 2240 | 2240 | 1120 | 0 | 0 | 0 | 0 | 0 | 0 | 0 | 0 | 0 | 0 | 0 | 0 | 0 | 0 | 0 | 0 | 0 | 0 | 0 | 0 | 0 | 0 | 0 | 0 | 0 | 0
Electricity Generation Capacity by Type Including Distributed Generation | hydro es | MW | EPS | hydro | 10216 | 10216 | 10216 | 10216 | 10216 | 10216 | 10216 | 10216 | 10216 | 10216 | 10215 | 10215 | 10215 | 10215 | 10215 | 10215 | 10215 | 10215 | 10215 | 10215 | 10215 | 10215 | 10215 | 10215 | 10215 | 10215 | 10215 | 10215 | 10215 | 10215 | 10215
Electricity Generation Capacity by Type Including Distributed Generation | onshore wind es | MW | EPS | onshore wind | 6356.44 | 6546.68 | 6756.88 | 6908.74 | 7205.47 | 7605.99 | 7746.78 | 7921.94 | 7947.87 | 8193.47 | 8489.8 | 8925.33 | 9081.87 | 9282.18 | 9528.31 | 9863.28 | 10413.2 | 10938.7 | 11324.2 | 11704.6 | 12099.7 | 12504.8 | 13044.7 | 13595.7 | 14195.9 | 14706.1 | 15401.2 | 15706.1 | 16051.4 | 16282.1 | 16502.8
Electricity Generation Capacity by Type Including Distributed Generation | solar PV es | MW | EPS | solar pv | 21535 | 24666.2 | 27477 | 30048.5 | 33980.4 | 39423.7 | 41940.9 | 44954.5 | 46511 | 50348.5 | 54937.1 | 61034.6 | 63987.1 | 67442.7 | 71383.2 | 76257.8 | 83407.3 | 90185.9 | 95423.4 | 100544 | 105813 | 111146 | 117772 | 124391 | 131427 | 137511 | 145233 | 149266 | 153669 | 156993 | 160244
Electricity Generation Capacity by Type Including Distributed Generation | solar thermal es | MW | EPS | solar thermal | 1322 | 62 | 105 | 135 | 195 | 285 | 311 | 344 | 349 | 394 | 449 | 531 | 561 | 600 | 649 | 716 | 827 | 933 | 1010 | 1085 | 1163 | 1242 | 1346 | 1450 | 1562 | 1656 | 1781 | 1835 | 1895 | 1934 | 1979
Electricity Generation Capacity by Type Including Distributed Generation | biomass es | MW | EPS | biomass | 715 | 741 | 767 | 784 | 815 | 862 | 877 | 895 | 897 | 919 | 942 | 978 | 990 | 1006 | 1025 | 1050 | 1091 | 1129 | 1156 | 1182 | 1208 | 1234 | 1269 | 1303 | 1340 | 1371 | 1412 | 1429 | 1448 | 1460 | 1472
Electricity Generation Capacity by Type Including Distributed Generation | geothermal es | MW | EPS | geothermal | 1856 | 1626 | 1656 | 1766 | 1796 | 1836 | 1916 | 1926 | 2896 | 2916 | 2946 | 2986 | 2996 | 3006 | 3026 | 3056 | 3106 | 3146 | 3176 | 3206 | 3236 | 3266 | 3306 | 3346 | 3386 | 3786 | 3836 | 3856 | 3876 | 3886 | 3896
Electricity Generation Capacity by Type Including Distributed Generation | petroleum es | MW | EPS | petroleum | 0.1423 | 0.1425 | 0.1434 | 0.152 | 0.1599 | 1.1618 | 1.1654 | 1.1656 | 1.1697 | 1.1724 | 1.1785 | 1.1807 | 1.1879 | 1.1883 | 1.1933 | 1.193 | 1.1925 | 1.1949 | 1.197 | 1.1988 | 1.1994 | 1.1997 | 1.1989 | 1.2035 | 1.2039 | 1.2052 | 1.2053 | 1.2049 | 1.206 | 1.2094 | 1.2125
Electricity Generation Capacity by Type Including Distributed Generation | natural gas peaker es | MW | EPS | natural gas peaker | 8459 | 8459 | 8459 | 8459 | 8459 | 8209 | 8159 | 8159 | 8159 | 8159 | 8159 | 8159 | 8159 | 8159 | 8159 | 8159 | 8159 | 8159 | 8159 | 8159 | 8159 | 8159 | 8159 | 8159 | 8159 | 8159 | 8159 | 8159 | 8159 | 8159 | 8159
Electricity Generation Capacity by Type Including Distributed Generation | lignite es | MW | EPS | lignite | 0 | 0 | 0 | 0 | 0 | 0 | 0 | 0 | 0 | 0 | 0 | 0 | 0 | 0 | 0 | 0 | 0 | 0 | 0 | 0 | 0 | 0 | 0 | 0 | 0 | 0 | 0 | 0 | 0 | 0 | 0
Electricity Generation Capacity by Type Including Distributed Generation | offshore wind es | MW | EPS | offshore wind | 70 | 167 | 276 | 729 | 1260 | 1890 | 2359 | 2853 | 3248 | 3731 | 4237 | 4901 | 5441 | 6004 | 6591 | 7223 | 7968 | 8683 | 9352 | 9976 | 10555 | 11089 | 11578 | 12045 | 12512 | 12979 | 12979 | 12979 | 12979 | 12979 | 12979
Electricity Generation Capacity by Type Including Distributed Generation | crude oil es | MW | EPS | CHP | 0 | 0 | 0 | 0 | 0 | 0 | 0 | 0 | 0 | 0 | 0 | 0 | 0 | 0 | 0 | 0 | 0 | 0 | 0 | 0 | 0 | 0 | 0 | 0 | 0 | 0 | 0 | 0 | 0 | 0 | 0
Electricity Generation Capacity by Type Including Distributed Generation | heavy or residual fuel oil es | MW | EPS | heavy or residual fuel oil | 0 | 0 | 0 | 0 | 0 | 0 | 0 | 0 | 0 | 0 | 0 | 0 | 0 | 0 | 0 | 0 | 0 | 0 | 0 | 0 | 0 | 0 | 0 | 0 | 0 | 0 | 0 | 0 | 0 | 0 | 0
Electricity Generation Capacity by Type Including Distributed Generation | municipal solid waste es | MW | EPS | municipal solid waste | 0 | 0 | 0 | 0 | 0 | 0 | 0 | 0 | 0 | 0 | 0 | 0 | 0 | 0 | 0 | 0 | 0 | 0 | 0 | 0 | 0 | 0 | 0 | 0 | 0 | 0 | 0 | 0 | 0 | 0 | 0
BPHC BAU Pumped Hydro Capacity |  | MW | EPS | pumped hydro | 3912 | 3912 | 3912 | 3912 | 3912 | 3912 | 4108 | 4108 | 4108 | 4108 | 4912 | 4912 | 4912 | 4912 | 4912 | 4912 | 4912 | 4912 | 4912 | 4912 | 4912 | 4912 | 4912 | 4912 | 4912 | 4912 | 4912 | 4912 | 4912 | 4912 | 4912
GBSC BAU Grid Battery Storage Capacity |  | MW | EPS | battery | 524 | 2842 | 5160 | 7563 | 13055 | 14769 | 14983 | 15586 | 16188 | 16577 | 16966 | 17554 | 18142 | 19501 | 20860 | 22219 | 24395 | 26571 | 28747 | 30924 | 33100 | 35535 | 37971 | 40406 | 42842 | 45277 | 47713 | 50148 | 52584 | 55020 | 57455
Output Distributed Solar PV Capacity |  | MW | EPS | customer solar | 8725.95 | 10255.2 | 11346 | 12639.5 | 13933.4 | 15216.7 | 16435.9 | 17761.5 | 19024 | 20285.5 | 21548.1 | 22841.6 | 24092.1 | 25365.7 | 26638.2 | 27920.8 | 29204.3 | 30486.9 | 31760.4 | 33032.9 | 34315.5 | 35599.1 | 36882.6 | 38154.1 | 39437.7 | 40710.2 | 41993.8 | 43277.3 | 44559.9 | 45822.4 | 47095
This Year Demand Response Capacity |  | MW | EPS | demand response | 2131.05 | 2154.05 | 2347.05 | 2347.05 | 2548.04 | 2636.04 | 2636.03 | 2636.03 | 2636.02 | 2636.02 | 2636.01 | 2636.01 | 2636 | 2636 | 2636 | 2636 | 2636 | 2636 | 2636 | 2636 | 2636 | 2636 | 2636 | 2636 | 2636 | 2636 | 2636 | 2636 | 2636 | 2636 | 2636.01

## Elec_Generation
Graphs
RESOLVE Generation
[5 empty] | 2020 | 2021 | 2022 | 2023 | 2024 | 2025 | 2026 | 2027 | 2028 | 2029 | 2030 | 2031 | 2032 | 2033 | 2034 | 2035 | 2036 | 2037 | 2038 | 2039 | 2040 | 2041 | 2042 | 2043 | 2044 | 2045
|  | MWh | RESOLVE | hard coal |  |  | 2086.6801 | 1681.7958 | 1926.1266 | 0 | 0 | 0 | 0 | 0 | 0 | 0 | 0 | 0 | 0 | 0 | 0 | 0 | 0 | 0 | 0 | 0 | 0 | 0 | 0 | 0
|  | MWh | RESOLVE | natural gas nonpeaker |  |  | 50134250.9883 | 43180139.0324 | 48242648.8408 | 45887801.956 | 46271627.8647 | 46271627.8647 | 39847857.7651 | 39847857.7651 | 32124074.7105 | 32124074.7105 | 30925257.8688 | 30925257.8688 | 30925257.8688 | 31694092.9995 | 31694092.9995 | 31694092.9995 | 31694092.9995 | 31694092.9995 | 31379894.755 | 31379894.755 | 31379894.755 | 31379894.755 | 31379894.755 | 27966920.6513
|  | MWh | RESOLVE | nuclear |  |  | 23611122.7685 | 23611122.7685 | 14359745.8745 | 5108368.9806 | 5108368.9806 | 5108368.9806 | 5108368.9806 | 5108368.9806 | 5108368.9806 | 5108368.9806 | 5108368.9806 | 5108368.9806 | 5108368.9806 | 5108368.9806 | 5108368.9806 | 5108368.9806 | 5108368.9806 | 5108368.9806 | 5108368.9806 | 5108368.9806 | 5108368.9806 | 5108368.9806 | 5108368.9806 | 5108368.9806
|  | MWh | RESOLVE | hydro |  |  | 22963647.6017 | 22963647.1274 | 22963648.2541 | 22963650.0634 | 22963646.7906 | 22963646.7906 | 22963649.4771 | 22963649.4771 | 22962082.5876 | 22962082.5876 | 22962085.0745 | 22962085.0745 | 22962085.0745 | 22962086.2613 | 22962086.2613 | 22962086.2613 | 22962086.2613 | 22962086.2613 | 22962089.6231 | 22962089.6231 | 22962089.6231 | 22962089.6231 | 22962089.6231 | 22962081.4587
|  | MWh | RESOLVE | onshore wind |  |  | 21766933.0757 | 21584805.2889 | 22870349.1595 | 26649632.1025 | 26723653.185 | 26723653.185 | 26636823.9944 | 26636823.9944 | 26349043.1007 | 26349043.1007 | 26205269.7255 | 26205269.7255 | 26205269.7255 | 25858112.8959 | 25858112.8959 | 25858112.8959 | 25858112.8959 | 25858112.8959 | 25280058.1465 | 25280058.1465 | 25280058.1465 | 25280058.1465 | 25280058.1465 | 26910831.1929
|  | MWh | RESOLVE | solar pv |  |  | 47059757.9474 | 57069816.1434 | 61224265.2028 | 69488622.4099 | 69811858.53 | 69811858.53 | 70600095.6359 | 70600095.6359 | 77343785.905 | 77343785.905 | 84249510.8776 | 84249510.8776 | 84249510.8776 | 108992774.9055 | 108992774.9055 | 108992774.9055 | 108992774.9055 | 108992774.9055 | 151639908.6068 | 151639908.6068 | 151639908.6068 | 151639908.6068 | 151639908.6068 | 206106034.1734
|  | MWh | RESOLVE | solar thermal |  |  | 0 | 0 | 0 | 0 | 0 | 0 | 0 | 0 | 0 | 0 | 0 | 0 | 0 | 0 | 0 | 0 | 0 | 0 | 0 | 0 | 0 | 0 | 0 | 0
|  | MWh | RESOLVE | biomass |  |  | 4411010.4 | 4642887.6 | 4777879.2 | 4956583.2 | 4956583.2 | 4956583.2 | 5157187.2 | 5157187.2 | 5147551.2 | 5147551.2 | 5147551.2 | 5147551.2 | 5147551.2 | 5147551.2 | 5147551.2 | 5147551.2 | 5147551.2 | 5147551.2 | 5147551.2 | 5147551.2 | 5147551.2 | 5147551.2 | 5147551.2 | 5147638.8
|  | MWh | RESOLVE | geothermal |  |  | 8758598.4 | 9530354.4 | 9530354.4 | 9530354.4 | 10082059.2 | 10082059.2 | 17410675.2 | 17410675.2 | 17410675.2 | 17410675.2 | 17410675.2 | 17410675.2 | 17410675.2 | 17410675.2 | 17410675.2 | 17410675.2 | 17410675.2 | 17410675.2 | 17410675.2 | 17410675.2 | 17410675.2 | 17410675.2 | 17410675.2 | 19977092.4
|  | MWh | RESOLVE | petroleum |  |  | 0 | 0 | 0 | 0 | 0 | 0 | 0 | 0 | 0 | 0 | 0 | 0 | 0 | 0 | 0 | 0 | 0 | 0 | 0 | 0 | 0 | 0 | 0 | 0
|  | MWh | RESOLVE | natural gas peaker |  |  | 432813.0439 | 271866.7382 | 4048.0334 | 1705.8934 | 1263.746 | 1263.746 | 911.8995 | 911.8995 | 750.8442 | 750.8442 | 516.859 | 516.859 | 516.859 | 353.0784 | 353.0784 | 353.0784 | 353.0784 | 353.0784 | 289.925 | 289.925 | 289.925 | 289.925 | 289.925 | 36.8468
|  | MWh | RESOLVE | lignite |  |  | 0 | 0 | 0 | 0 | 0 | 0 | 0 | 0 | 0 | 0 | 0 | 0 | 0 | 0 | 0 | 0 | 0 | 0 | 0 | 0 | 0 | 0 | 0 | 0
|  | MWh | RESOLVE | offshore wind |  |  | 0 | 0 | 0 | 0 | 494369.2994 | 494369.2994 | 800754.7149 | 800754.7149 | 811430.916 | 811430.916 | 7116410.5988 | 7116410.5988 | 7116410.5988 | 7182990.8435 | 7182990.8435 | 7182990.8435 | 7182990.8435 | 7182990.8435 | 7070698.6314 | 7070698.6314 | 7070698.6314 | 7070698.6314 | 7070698.6314 | 6647079.3448
|  | MWh | RESOLVE | CHP |  |  | 10401316.0583 | 10215307.7894 | 9986880.3697 | 9465847.7761 | 8966843.6414 | 8966843.6414 | 8966843.6414 | 8966843.6414 | 8966843.6414 | 8966843.6414 | 7173470.896 | 7173470.896 | 7173470.896 | 4483407.8499 | 4483407.8499 | 4483407.8499 | 4483407.8499 | 4483407.8499 | 0 | 0 | 0 | 0 | 0 | 0
|  | MWh | RESOLVE | heavy or residual fuel oil |  |  | 0 | 0 | 0 | 0 | 0 | 0 | 0 | 0 | 0 | 0 | 0 | 0 | 0 | 0 | 0 | 0 | 0 | 0 | 0 | 0 | 0 | 0 | 0 | 0
|  | MWh | RESOLVE | municipal solid waste |  |  | 0 | 0 | 0 | 0 | 0 | 0 | 0 | 0 | 0 | 0 | 0 | 0 | 0 | 0 | 0 | 0 | 0 | 0 | 0 | 0 | 0 | 0 | 0 | 0
|  | MWh | RESOLVE | pumped hydro |  |  | 517854.5576 | 691116.5111 | 454311.3239 | 597163.7171 | 710483.4975 | 710483.4975 | 1103033.136 | 1103033.136 | 1521045.0993 | 1521045.0993 | 1631089.7094 | 1631089.7094 | 1631089.7094 | 1595842.6428 | 1595842.6428 | 1595842.6428 | 1595842.6428 | 1595842.6428 | 1471022.7927 | 1471022.7927 | 1471022.7927 | 1471022.7927 | 1471022.7927 | 1624002.9547
|  | MWh | RESOLVE | battery |  |  | 1037613.0777 | 1761684.7117 | 2818399.8523 | 3379549.4811 | 3419499.6351 | 3419499.6351 | 3708445.5788 | 3708445.5788 | 4033807.0375 | 4033807.0375 | 4641346.4747 | 4641346.4747 | 4641346.4747 | 7268210.2079 | 7268210.2079 | 7268210.2079 | 7268210.2079 | 7268210.2079 | 12440547.4503 | 12440547.4503 | 12440547.4503 | 12440547.4503 | 12440547.4503 | 19646877.821
|  | MWh | RESOLVE | customer solar |  |  | 24128289.1922 | 26559701.2718 | 28961199.3717 | 31288862.9959 | 33477242.0794 | 33477242.0794 | 37496120.2491 | 37496120.2491 | 41202492.5815 | 41202492.5815 | 45167945.6961 | 45167945.6961 | 45167945.6961 | 51116122.1246 | 51116122.1246 | 51116122.1246 | 51116122.1246 | 51116122.1246 | 61029751.7062 | 61029751.7062 | 61029751.7062 | 61029751.7062 | 61029751.7062 | 70943378.5409
|  | MWh | RESOLVE | demand response |  |  | 0 | 0 | 0 | 0 | 0 | 0 | 0 | 0 | 0 | 0 | 0 | 0 | 0 | 0 | 0 | 0 | 0 | 0 | 0 | 0 | 0 | 0 | 0 | 0
|  | MWh | RESOLVE | electricity imports |  |  | 18936698.2101 | 21262822.2976 | 21689016.8601 | 23722176.7817 | 24011491.1551 | 24011491.1551 | 24402577.3676 | 24402577.3676 | 24668260.3683 | 24668260.3683 | 23535723.161 | 23535723.161 | 23535723.161 | 19890894.6638 | 19890894.6638 | 19890894.6638 | 19890894.6638 | 19890894.6638 | 15369186.2707 | 15369186.2707 | 15369186.2707 | 15369186.2707 | 15369186.2707 | 3631802.8
|  | MWh | RESOLVE | electricity exports |  |  | 2566897.3106 | 3705896.0764 | 2772330.0294 | 3269499.3107 | 3977988.7285 | 3977988.7285 | 4902675.0798 | 4902675.0798 | 7067809.1893 | 7067809.1893 | 8902577.7469 | 8902577.7469 | 8902577.7469 | 9040029.6063 | 9040029.6063 | 9040029.6063 | 9040029.6063 | 9040029.6063 | 12100715.0506 | 12100715.0506 | 12100715.0506 | 12100715.0506 | 12100715.0506 | 21392482.8882
|  | MWh | RESOLVE | renewable curtailment |  |  | 1470838.1817 | 2838189.0616 | 1307511.2963 | 2532519.822 | 2206142.9686 | 2206142.9686 | 2682251.7929 | 2682251.7929 | 4859436.7541 | 4859436.7541 | 7310739.759 | 7310739.759 | 7310739.759 | 10217082.9919 | 10217082.9919 | 10217082.9919 | 10217082.9919 | 10217082.9919 | 15489737.6525 | 15489737.6525 | 15489737.6525 | 15489737.6525 | 15489737.6525 | 42655161.2858
|  | MWh | RESOLVE | Total Electricity Load (including exports) |  |  | 241565903.5723 | 248786866.1661 | 252172920.271 | 255753697.0578 | 259322014.5714 | 259322014.5714 | 265015607.4256 | 265015607.4256 | 272199660.2111 | 272199660.2111 | 283822096.3531 | 283822096.3531 | 283822096.3531 | 304891645.5045 | 304891645.5045 | 304891645.5045 | 304891645.5045 | 304891645.5045 | 342839130.346 | 342839130.346 | 342839130.346 | 342839130.346 | 342839130.346 | 384887821.5699
EPS Generation
[5 empty] | 2020 | 2021 | 2022 | 2023 | 2024 | 2025 | 2026 | 2027 | 2028 | 2029 | 2030 | 2031 | 2032 | 2033 | 2034 | 2035 | 2036 | 2037 | 2038 | 2039 | 2040 | 2041 | 2042 | 2043 | 2044 | 2045
Electricity Generation by Type Including Distributed Generation | hard coal es | MWh | EPS | hard coal | 0.45997 | 0 | 0 | 0 | 0 | 0 | 0 | 0 | 0 | 0 | 0 | 0 | 0 | 0 | 0 | 0 | 0 | 0 | 0 | 0 | 0 | 0 | 0 | 0 | 0 | 0
Electricity Generation by Type Including Distributed Generation | natural gas nonpeaker es | MWh | EPS | natural gas nonpeaker | 75213800 | 71224800 | 72687900 | 73500400 | 77795000 | 78341800 | 77447200 | 75748800 | 73851200 | 70479200 | 65849100 | 57857400 | 59411400 | 58767800 | 56414800 | 51793200 | 41903000 | 34375100 | 31918400 | 28557600 | 25622400 | 22365000 | 16319700 | 10326100 | 6724740 | 6939890
Electricity Generation by Type Including Distributed Generation | nuclear es | MWh | EPS | nuclear | 16208100 | 16208100 | 16208100 | 16208100 | 8104050 | 0 | 0 | 0 | 0 | 0 | 0 | 0 | 0 | 0 | 0 | 0 | 0 | 0 | 0 | 0 | 0 | 0 | 0 | 0 | 0 | 0
Electricity Generation by Type Including Distributed Generation | hydro es | MWh | EPS | hydro | 21209600 | 21209600 | 21209600 | 21209600 | 21209600 | 21209600 | 21209600 | 21209600 | 21209600 | 21209600 | 21207600 | 21207600 | 21207600 | 21207600 | 21207600 | 21207600 | 21207600 | 21207600 | 21207600 | 21207600 | 21207600 | 21207600 | 21207600 | 21207600 | 20571000 | 19260500
Electricity Generation by Type Including Distributed Generation | onshore wind es | MWh | EPS | onshore wind | 13505400 | 13981400 | 14513400 | 14901300 | 15656100 | 16670300 | 17031600 | 17481300 | 17554500 | 18180500 | 18931300 | 20037300 | 20440300 | 20955000 | 21582400 | 22438300 | 23829200 | 25161200 | 26139300 | 27106700 | 28111200 | 29141100 | 30508800 | 31901500 | 33418800 | 34710500
Electricity Generation by Type Including Distributed Generation | solar PV es | MWh | EPS | solar pv | 40356300 | 46595400 | 52959900 | 57932600 | 66244400 | 77664800 | 81887200 | 87524700 | 89893000 | 97794700 | 107289000 | 119472000 | 124108000 | 130785000 | 138371000 | 147719000 | 162077000 | 174574000 | 183825000 | 193390000 | 203268000 | 213324000 | 225950000 | 237902000 | 250550000 | 260885000
Electricity Generation by Type Including Distributed Generation | solar thermal es | MWh | EPS | solar thermal | 2440920 | 332389 | 562918 | 723751 | 1045420 | 1527920 | 1667310 | 1844230 | 1871030 | 2112280 | 2407140 | 2846750 | 3007590 | 3216670 | 3479370 | 3838560 | 4433650 | 5001920 | 5414730 | 5816820 | 6234980 | 6658510 | 7216070 | 7773620 | 8122720 | 8062910
Electricity Generation by Type Including Distributed Generation | biomass es | MWh | EPS | biomass | 5637060 | 5842040 | 6047030 | 6181060 | 6425460 | 6796010 | 6914270 | 7056180 | 7071950 | 7245400 | 7426730 | 7710550 | 7805160 | 7931300 | 8081100 | 8278200 | 8601440 | 8901040 | 9113900 | 9318890 | 9523870 | 9728860 | 10004800 | 10272900 | 10247500 | 9816580
Electricity Generation by Type Including Distributed Generation | geothermal es | MWh | EPS | geothermal | 11190800 | 9791170 | 9955160 | 10556400 | 10720400 | 10939100 | 11376400 | 11431000 | 16733300 | 16842600 | 17006600 | 17225300 | 17279900 | 17334600 | 17443900 | 17607900 | 17881200 | 18099900 | 18263800 | 18427800 | 18591800 | 18755800 | 18974500 | 19193100 | 18829100 | 19615300
Electricity Generation by Type Including Distributed Generation | petroleum es | MWh | EPS | petroleum | 30010 | 29560 | 30340 | 32470 | 35030 | 37623.6 | 39253.6 | 40973.6 | 43013.6 | 44973.6 | 46663.6 | 49083.6 | 51653.6 | 53883.6 | 56083.6 | 58753.6 | 60323.6 | 62673.6 | 64463.6 | 66613.6 | 68823.6 | 70783.6 | 72683.6 | 74593.6 | 76243.6 | 78063.6
Electricity Generation by Type Including Distributed Generation | natural gas peaker es | MWh | EPS | natural gas peaker | 9633110 | 9633110 | 9633110 | 9633110 | 9633110 | 9348410 | 9291470 | 9291470 | 9291470 | 9291470 | 9291470 | 9291470 | 9291470 | 9291470 | 9291470 | 9291470 | 9291470 | 9291470 | 9291470 | 9291470 | 9291470 | 9291470 | 9291470 | 9291470 | 9291470 | 9291470
Electricity Generation by Type Including Distributed Generation | lignite es | MWh | EPS | lignite | 0 | 0 | 0 | 0 | 0 | 0 | 0 | 0 | 0 | 0 | 0 | 0 | 0 | 0 | 0 | 0 | 0 | 0 | 0 | 0 | 0 | 0 | 0 | 0 | 0 | 0
Electricity Generation by Type Including Distributed Generation | offshore wind es | MWh | EPS | offshore wind | 291883 | 696350 | 1150850 | 3039760 | 5253900 | 7880850 | 9836460 | 11896300 | 13543400 | 15557400 | 17667300 | 20436000 | 22687700 | 25035200 | 27482900 | 30118200 | 33224600 | 36206000 | 38995600 | 41597500 | 44011800 | 46238500 | 48277500 | 50224800 | 50606100 | 49150500
Electricity Generation by Type Including Distributed Generation | crude oil es | MWh | EPS | CHP | 0 | 0 | 0 | 0 | 0 | 0 | 0 | 0 | 0 | 0 | 0 | 0 | 0 | 0 | 0 | 0 | 0 | 0 | 0 | 0 | 0 | 0 | 0 | 0 | 0 | 0
Electricity Generation by Type Including Distributed Generation | heavy or residual fuel oil es | MWh | EPS | heavy or residual fuel oil | 0 | 0 | 0 | 0 | 0 | 0 | 0 | 0 | 0 | 0 | 0 | 0 | 0 | 0 | 0 | 0 | 0 | 0 | 0 | 0 | 0 | 0 | 0 | 0 | 0 | 0
Electricity Generation by Type Including Distributed Generation | municipal solid waste es | MWh | EPS | municipal solid waste | 0 | 0 | 0 | 0 | 0 | 0 | 0 | 0 | 0 | 0 | 0 | 0 | 0 | 0 | 0 | 0 | 0 | 0 | 0 | 0 | 0 | 0 | 0 | 0 | 0 | 0
|  | MWh | EPS | pumped hydro | 0 | 0 | 0 | 0 | 0 | 0 | 0 | 0 | 0 | 0 | 0 | 0 | 0 | 0 | 0 | 0 | 0 | 0 | 0 | 0 | 0 | 0 | 0 | 0 | 0 | 0
|  | MWh | EPS | battery | 0 | 0 | 0 | 0 | 0 | 0 | 0 | 0 | 0 | 0 | 0 | 0 | 0 | 0 | 0 | 0 | 0 | 0 | 0 | 0 | 0 | 0 | 0 | 0 | 0 | 0
Output Distributed Solar PV Output |  | MWh | EPS | customer solar | 15953000 | 18496000 | 20866000 | 22972000 | 24960000 | 26873000 | 28881000 | 30957000 | 33050000 | 35187000 | 37364000 | 39479000 | 41579000 | 43681000 | 45774000 | 47787000 | 49997000 | 52087000 | 54197000 | 56296000 | 58378000 | 60492000 | 62587000 | 64702000 | 66810000 | 68923000
|  | MWh | EPS | demand response | 0 | 0 | 0 | 0 | 0 | 0 | 0 | 0 | 0 | 0 | 0 | 0 | 0 | 0 | 0 | 0 | 0 | 0 | 0 | 0 | 0 | 0 | 0 | 0 | 0 | 0
Imported Electricity |  | MWh | EPS | electricity imports | 92500000 | 90113000 | 87636000 | 85149000 | 82672000 | 80214000 | 79727000 | 79240000 | 78753000 | 78265000 | 77778000 | 77281000 | 76793800 | 76306600 | 75819400 | 75332200 | 74845000 | 74347700 | 73860500 | 73373300 | 72886100 | 72398900 | 71911700 | 71417400 | 70929220 | 70440000
Exported Electricity |  | MWh | EPS | electricity exports | 10915000 | 10915000 | 10915000 | 10915000 | 10915000 | 10915000 | 10915000 | 10915000 | 10915000 | 10915000 | 10915000 | 10915000 | 10915000 | 10915000 | 10915000 | 10915000 | 10915000 | 10915000 | 10915000 | 10915000 | 10915000 | 10915000 | 10915000 | 10915000 | 10915000 | 10915000
Curtailed Electricity Output |  | MWh | EPS | renewable curtailment | 661729 | 965198 | 1264910 | 1588840 | 1851070 | 2729520 | 3755730 | 4408490 | 4867130 | 5533680 | 6520350 | 8445430 | 10159100 | 11032000 | 12199500 | 13832100 | 16329700 | 19643900 | 22399500 | 24540000 | 26695400 | 28864500 | 31670700 | 35185500 | 39006300 | 42797200
Electricity Generation by Type Including Distributed Generation |  | MWh | EPS | Total Electricity Load (including exports) | 195716983.46 | 195543919 | 204958308 | 213918551 | 222122470 | 230416413.6 | 236700763.6 | 243524553.6 | 251062463.6 | 258758123.6 | 267122903.6 | 276133453.6 | 285290773.6 | 294578523.6 | 303410623.6 | 312351183.6 | 322509483.6 | 332880903.6 | 344234263.6 | 354780993.6 | 365931943.6 | 376781623.6 | 387823123.6 | 398167683.6 | 408437673.6 | 417810713.6
Graphs

## RPS and CES values
|  |  | 2020 | 2021 | 2022 | 2023 | 2024 | 2025 | 2026 | 2027 | 2028 | 2029 | 2030 | 2031 | 2032 | 2033 | 2034 | 2035 | 2036 | 2037 | 2038 | 2039 | 2040 | 2041 | 2042 | 2043 | 2044 | 2045 | 2046 | 2047 | 2048 | 2049 | 2050
|  | RPS (clean share of sales) | 37.92% | 39.21% | 40.8% | 42.56% | 45.95% | 50.84% | 52.18% | 53.84% | 55.66% | 57.98% | 60.76% | 64.74% | 65.28% | 66.57% | 68.31% | 70.75% | 74.85% | 78.08% | 79.69% | 81.45% | 83.05% | 84.65% | 86.95% | 89.13% | 90.75% | 91.45% | 92.05% | 92.17% | 92.42% | 92.55% | 92.7%
|  | CES | 66.95% | 68.82% | 69.9% | 71.2% | 71.02% | 72.4% | 73.46% | 74.81% | 76.27% | 78.24% | 80.64% | 84.21% | 84.35% | 85.24% | 86.63% | 88.72% | 92.42% | 95.26% | 96.45% | 97.85% | 99.07% | 100.3% | 102.3% | 104.2% | 105.3% | 105.4% | 105.4% | 105.4% | 105.4% | 105.4% | 105.4%
|  | Total CO2e Emissions | 58.0628 | 53.9986 | 52.2551 | 50.1842 | 48.1899 | 45.8371 | 45.0131 | 43.8794 | 42.6498 | 40.7815 | 38.3751 | 34.4786 | 34.7213 | 34.0183 | 32.5768 | 30.1349 | 25.4465 | 21.7474 | 20.2674 | 18.3855 | 16.6855 | 14.8505 | 11.8039 | 8.7806 | 6.8019 | 6.4741 | 6.4741 | 6.4741 | 6.4741 | 6.4741 | 6.4741
EPS output
|  |  | 2020 | 2021 | 2022 | 2023 | 2024 | 2025 | 2026 | 2027 | 2028 | 2029 | 2030 | 2031 | 2032 | 2033 | 2034 | 2035 | 2036 | 2037 | 2038 | 2039 | 2040 | 2041 | 2042 | 2043 | 2044 | 2045 | 2046 | 2047 | 2048 | 2049 | 2050
| Total Electricity Demand |  | 246696000 | 241835000 | 246082000 | 250052000 | 253397000 | 256973000 | 260399000 | 264289000 | 268831000 | 273458000 | 278724000 | 284588000 | 290608000 | 296749000 | 302472000 | 308347000 | 315282000 | 322449000 | 330591000 | 337931000 | 345885000 | 353498000 | 361341000 | 368473000 | 375562000 | 381806000 | 387971000 | 393441000 | 398848000 | 403646000 | 407986000
| Imported Electricity | hard coal es | 9880000 | 7900000 | 5930000 | 3950000 | 1980000 | 0 | 0 | 0 | 0 | 0 | 0 | 0 | 0 | 0 | 0 | 0 | 0 | 0 | 0 | 0 | 0 | 0 | 0 | 0 | 0 | 0 | 0 | 0 | 0 | 0 | 0
| Imported Electricity | natural gas nonpeaker es | 12000000 | 11600000 | 11100000 | 10600000 | 10100000 | 9630000 | 9150000 | 8670000 | 8190000 | 7710000 | 7230000 | 6740000 | 6260000 | 5780000 | 5300000 | 4820000 | 4340000 | 3850000 | 3370000 | 2890000 | 2410000 | 1930000 | 1450000 | 963000 | 482000 | 0 | 0 | 0 | 0 | 0 | 0
| Imported Electricity | nuclear es | 12600000 | 12600000 | 12600000 | 12600000 | 12600000 | 12600000 | 12600000 | 12600000 | 12600000 | 12600000 | 12600000 | 12600000 | 12600000 | 12600000 | 12600000 | 12600000 | 12600000 | 12600000 | 12600000 | 12600000 | 12600000 | 12600000 | 12600000 | 12600000 | 12600000 | 12600000 | 12600000 | 12600000 | 12600000 | 12600000 | 12600000
| Imported Electricity | hydro es | 21600000 | 21600000 | 21600000 | 21600000 | 21600000 | 21600000 | 21600000 | 21600000 | 21600000 | 21600000 | 21600000 | 21600000 | 21600000 | 21600000 | 21600000 | 21600000 | 21600000 | 21600000 | 21600000 | 21600000 | 21600000 | 21600000 | 21600000 | 21600000 | 21600000 | 21600000 | 21600000 | 21600000 | 21600000 | 21600000 | 21600000
| Imported Electricity | onshore wind es | 23000000 | 23000000 | 23000000 | 23000000 | 23000000 | 23000000 | 23000000 | 23000000 | 23000000 | 23000000 | 23000000 | 23000000 | 23000000 | 23000000 | 23000000 | 23000000 | 23000000 | 23000000 | 23000000 | 23000000 | 23000000 | 23000000 | 23000000 | 23000000 | 23000000 | 23000000 | 23000000 | 23000000 | 23000000 | 23000000 | 23000000
| Imported Electricity | solar PV es | 9110000 | 9110000 | 9110000 | 9110000 | 9110000 | 9110000 | 9110000 | 9110000 | 9110000 | 9110000 | 9110000 | 9110000 | 9110000 | 9110000 | 9110000 | 9110000 | 9110000 | 9110000 | 9110000 | 9110000 | 9110000 | 9110000 | 9110000 | 9110000 | 9110000 | 9110000 | 9110000 | 9110000 | 9110000 | 9110000 | 9110000
| Imported Electricity | solar thermal es | 0 | 0 | 0 | 0 | 0 | 0 | 0 | 0 | 0 | 0 | 0 | 0 | 0 | 0 | 0 | 0 | 0 | 0 | 0 | 0 | 0 | 0 | 0 | 0 | 0 | 0 | 0 | 0 | 0 | 0 | 0
| Imported Electricity | biomass es | 1380000 | 1380000 | 1380000 | 1380000 | 1380000 | 1380000 | 1380000 | 1380000 | 1380000 | 1380000 | 1380000 | 1380000 | 1380000 | 1380000 | 1380000 | 1380000 | 1380000 | 1380000 | 1380000 | 1380000 | 1380000 | 1380000 | 1380000 | 1380000 | 1380000 | 1380000 | 1380000 | 1380000 | 1380000 | 1380000 | 1380000
| Imported Electricity | geothermal es | 2750000 | 2750000 | 2750000 | 2750000 | 2750000 | 2750000 | 2750000 | 2750000 | 2750000 | 2750000 | 2750000 | 2750000 | 2750000 | 2750000 | 2750000 | 2750000 | 2750000 | 2750000 | 2750000 | 2750000 | 2750000 | 2750000 | 2750000 | 2750000 | 2750000 | 2750000 | 2750000 | 2750000 | 2750000 | 2750000 | 2750000
| Imported Electricity | petroleum es | 180000 | 173000 | 166000 | 159000 | 152000 | 144000 | 137000 | 130000 | 123000 | 115000 | 108000 | 101000 | 93800 | 86600 | 79400 | 72200 | 65000 | 57700 | 50500 | 43300 | 36100 | 28900 | 21700 | 14400 | 7220 | 0 | 0 | 0 | 0 | 0 | 0
| Imported Electricity | natural gas peaker es | 0 | 0 | 0 | 0 | 0 | 0 | 0 | 0 | 0 | 0 | 0 | 0 | 0 | 0 | 0 | 0 | 0 | 0 | 0 | 0 | 0 | 0 | 0 | 0 | 0 | 0 | 0 | 0 | 0 | 0 | 0
| Imported Electricity | lignite es | 0 | 0 | 0 | 0 | 0 | 0 | 0 | 0 | 0 | 0 | 0 | 0 | 0 | 0 | 0 | 0 | 0 | 0 | 0 | 0 | 0 | 0 | 0 | 0 | 0 | 0 | 0 | 0 | 0 | 0 | 0
| Imported Electricity | offshore wind es | 0 | 0 | 0 | 0 | 0 | 0 | 0 | 0 | 0 | 0 | 0 | 0 | 0 | 0 | 0 | 0 | 0 | 0 | 0 | 0 | 0 | 0 | 0 | 0 | 0 | 0 | 0 | 0 | 0 | 0 | 0
| Imported Electricity | crude oil es | 0 | 0 | 0 | 0 | 0 | 0 | 0 | 0 | 0 | 0 | 0 | 0 | 0 | 0 | 0 | 0 | 0 | 0 | 0 | 0 | 0 | 0 | 0 | 0 | 0 | 0 | 0 | 0 | 0 | 0 | 0
| Imported Electricity | heavy or residual fuel oil es | 0 | 0 | 0 | 0 | 0 | 0 | 0 | 0 | 0 | 0 | 0 | 0 | 0 | 0 | 0 | 0 | 0 | 0 | 0 | 0 | 0 | 0 | 0 | 0 | 0 | 0 | 0 | 0 | 0 | 0 | 0
| Imported Electricity | municipal solid waste es | 0 | 0 | 0 | 0 | 0 | 0 | 0 | 0 | 0 | 0 | 0 | 0 | 0 | 0 | 0 | 0 | 0 | 0 | 0 | 0 | 0 | 0 | 0 | 0 | 0 | 0 | 0 | 0 | 0 | 0 | 0
| Output Electricity Generation by Type | hard coal es | 0 | 0 | 0 | 0 | 0 | 0 | 0 | 0 | 0 | 0 | 0 | 0 | 0 | 0 | 0 | 0 | 0 | 0 | 0 | 0 | 0 | 0 | 0 | 0 | 0 | 0 | 0 | 0 | 0 | 0 | 0
| Output Electricity Generation by Type | natural gas nonpeaker es | 73.1408 | 69.1398 | 70.5099 | 71.1344 | 75.208 | 75.5978 | 74.5412 | 72.6788 | 70.5952 | 67.0402 | 62.2421 | 54.0224 | 55.3354 | 54.4668 | 51.8948 | 47.0152 | 36.954 | 29.19 | 26.5294 | 22.9415 | 19.7732 | 16.2936 | 10.0192 | 3.8095 | 0 | 0 | 0 | 0 | 0 | 0 | 0
| Output Electricity Generation by Type | nuclear es | 16.2081 | 16.2081 | 16.2081 | 16.2081 | 8.1041 | 0 | 0 | 0 | 0 | 0 | 0 | 0 | 0 | 0 | 0 | 0 | 0 | 0 | 0 | 0 | 0 | 0 | 0 | 0 | 0 | 0 | 0 | 0 | 0 | 0 | 0
| Output Electricity Generation by Type | hydro es | 21.2096 | 21.2096 | 21.2096 | 21.2096 | 21.2096 | 21.2096 | 21.2096 | 21.2096 | 21.2096 | 21.2096 | 21.2076 | 21.2076 | 21.2076 | 21.2076 | 21.2076 | 21.2076 | 21.2076 | 21.2076 | 21.2076 | 21.2076 | 21.2076 | 21.2076 | 21.2076 | 21.2076 | 20.571 | 19.2605 | 17.7758 | 17.9952 | 17.6824 | 17.7749 | 17.7047
| Output Electricity Generation by Type | onshore wind es | 13.3458 | 13.8234 | 14.3514 | 14.7285 | 15.4702 | 16.4758 | 16.8278 | 17.2678 | 17.3306 | 17.9466 | 18.6883 | 19.7819 | 20.1716 | 20.6744 | 21.2904 | 22.1326 | 23.5154 | 24.8353 | 25.8032 | 26.7586 | 27.7517 | 28.7699 | 30.1275 | 31.5103 | 33.0187 | 34.3009 | 36.0483 | 36.8151 | 37.6824 | 38.2607 | 38.8138
| Output Electricity Generation by Type | solar PV es | 24.4033 | 28.0994 | 32.0939 | 34.9606 | 41.2844 | 50.7918 | 53.0062 | 56.5677 | 56.843 | 62.6077 | 69.9247 | 79.9933 | 82.5289 | 87.1036 | 92.597 | 99.9322 | 112.08 | 122.487 | 129.628 | 137.094 | 144.89 | 152.832 | 163.363 | 173.2 | 183.74 | 191.962 | 203.794 | 207.101 | 213.182 | 216.826 | 220.885
| Output Electricity Generation by Type | solar thermal es | 2.4409 | 0.33239 | 0.56292 | 0.72375 | 1.0454 | 1.5279 | 1.6673 | 1.8442 | 1.871 | 2.1123 | 2.4071 | 2.8468 | 3.0076 | 3.2167 | 3.4794 | 3.8386 | 4.4337 | 5.0019 | 5.4147 | 5.8168 | 6.235 | 6.6585 | 7.2161 | 7.7736 | 8.1227 | 8.0629 | 8.0031 | 8.3475 | 8.4706 | 8.6901 | 8.8572
| Output Electricity Generation by Type | biomass es | 5.6371 | 5.842 | 6.047 | 6.1811 | 6.4255 | 6.796 | 6.9143 | 7.0562 | 7.072 | 7.2454 | 7.4267 | 7.7105 | 7.8052 | 7.9313 | 8.0811 | 8.2782 | 8.6014 | 8.901 | 9.1139 | 9.3189 | 9.5239 | 9.7289 | 10.0048 | 10.2729 | 10.2475 | 9.8166 | 9.3308 | 9.5597 | 9.5184 | 9.6475 | 9.6884
| Output Electricity Generation by Type | geothermal es | 11.1908 | 9.7912 | 9.9552 | 10.5564 | 10.7204 | 10.9391 | 11.3764 | 11.431 | 16.7333 | 16.8426 | 17.0066 | 17.2253 | 17.2799 | 17.3346 | 17.4439 | 17.6079 | 17.8812 | 18.0999 | 18.2638 | 18.4278 | 18.5918 | 18.7558 | 18.9745 | 19.1931 | 18.8291 | 19.6153 | 18.3324 | 18.6514 | 18.4183 | 18.5605 | 18.5328
| Output Electricity Generation by Type | petroleum es | 0 | 0 | 0 | 0 | 0 | 0.0009636 | 0.0009636 | 0.0009636 | 0.0009636 | 0.0009636 | 0.0009636 | 0.0009636 | 0.0009636 | 0.0009636 | 0.0009636 | 0.0009636 | 0.0009636 | 0.0009636 | 0.0009636 | 0.0009636 | 0.0009636 | 0.0009636 | 0.0009636 | 0.0009636 | 0.0009636 | 0.0009636 | 0.0009636 | 0.0009636 | 0.0009636 | 0.0009636 | 0.0009636
| Output Electricity Generation by Type | natural gas peaker es | 9.6331 | 9.6331 | 9.6331 | 9.6331 | 9.6331 | 9.3484 | 9.2915 | 9.2915 | 9.2915 | 9.2915 | 9.2915 | 9.2915 | 9.2915 | 9.2915 | 9.2915 | 9.2915 | 9.2915 | 9.2915 | 9.2915 | 9.2915 | 9.2915 | 9.2915 | 9.2915 | 9.2915 | 9.2915 | 9.2915 | 9.2915 | 9.2915 | 9.2915 | 9.2915 | 9.2915
| Output Electricity Generation by Type | lignite es | 0 | 0 | 0 | 0 | 0 | 0 | 0 | 0 | 0 | 0 | 0 | 0 | 0 | 0 | 0 | 0 | 0 | 0 | 0 | 0 | 0 | 0 | 0 | 0 | 0 | 0 | 0 | 0 | 0 | 0 | 0
| Output Electricity Generation by Type | offshore wind es | 0.29188 | 0.69635 | 1.1508 | 3.0398 | 5.2539 | 7.8808 | 9.8365 | 11.8963 | 13.5434 | 15.5574 | 17.6673 | 20.436 | 22.6877 | 25.0352 | 27.4829 | 30.1182 | 33.2246 | 36.206 | 38.9956 | 41.5975 | 44.0118 | 46.2385 | 48.2775 | 50.2248 | 50.6061 | 49.1505 | 45.3619 | 45.9218 | 45.1234 | 45.3594 | 45.1803
| Output Electricity Generation by Type | crude oil es | 0 | 0 | 0 | 0 | 0 | 0 | 0 | 0 | 0 | 0 | 0 | 0 | 0 | 0 | 0 | 0 | 0 | 0 | 0 | 0 | 0 | 0 | 0 | 0 | 0 | 0 | 0 | 0 | 0 | 0 | 0
| Output Electricity Generation by Type | heavy or residual fuel oil es | 0 | 0 | 0 | 0 | 0 | 0 | 0 | 0 | 0 | 0 | 0 | 0 | 0 | 0 | 0 | 0 | 0 | 0 | 0 | 0 | 0 | 0 | 0 | 0 | 0 | 0 | 0 | 0 | 0 | 0 | 0
| Output Electricity Generation by Type | municipal solid waste es | 0 | 0 | 0 | 0 | 0 | 0 | 0 | 0 | 0 | 0 | 0 | 0 | 0 | 0 | 0 | 0 | 0 | 0 | 0 | 0 | 0 | 0 | 0 | 0 | 0 | 0 | 0 | 0 | 0 | 0 | 0
| Output Total CO2e Emissions by Sector | electricity sector | 58.0628 | 53.9986 | 52.2551 | 50.1842 | 48.1899 | 45.8371 | 45.0131 | 43.8794 | 42.6498 | 40.7815 | 38.3751 | 34.4786 | 34.7213 | 34.0183 | 32.5768 | 30.1349 | 25.4465 | 21.7474 | 20.2674 | 18.3855 | 16.6855 | 14.8505 | 11.8039 | 8.7806 | 6.8019 | 6.4741 | 6.4741 | 6.4741 | 6.4741 | 6.4741 | 6.4741

## fuel crosswalks
| Fuel |  | Electricity Generation (In State) |  | Industrial subsector |  | EPS GHG | GHG
| EPS | CARB | EPS | CARB | EPS | combined | N2O | N2O
industrial | Natural gas | Associated gas | crude oil | Associated gas | agriculture and forestry 01T03 | Ag Energy UseCrop ProductionNone | CH4 | CH4
industrial | biomass | Biomass | biomass | Biomass | agriculture and forestry 01T03 | Ag Energy UseLivestockNone | CO2 | CO2
industrial | biomass | Biomass waste fuel | biomass | Biomass waste fuel | agriculture and forestry 01T03 | Ag Energy UseNot SpecifiedNone | F-gases | HFC-134a
industrial | Natural gas | Biomethane | Natural gas | Biomethane | agriculture and forestry 01T03 | Ag Residue BurningField CropsNone | F-gases | HFC-152a
industrial | coal | Catalyst coke | coal | Catalyst coke | agriculture and forestry 01T03 | Ag Soil ManagementCrop ResiduesDirect | F-gases | HFC-43-10mee
industrial | coal | Coal | coal | Coal | agriculture and forestry 01T03 | Ag Soil ManagementFertilizerDirect | F-gases | CF4
industrial | Crude oil | Crude oil | crude oil | Crude oil | agriculture and forestry 01T03 | Ag Soil ManagementFertilizerIndirect | F-gases | HFC-125
industrial | Natural gas | Digester gas | Natural gas | Digester gas | agriculture and forestry 01T03 | Ag Soil ManagementLimingNone | F-gases | HFC-227ea
industrial | Distillate fuel oil | Distillate | Distillate fuel oil | Distillate | agriculture and forestry 01T03 | Ag Soil ManagementManureDirect | F-gases | HFC-236fa
industrial | Distillate fuel oil | Ethanol | Distillate fuel oil | Ethanol | agriculture and forestry 01T03 | Ag Soil ManagementManureIndirect | F-gases | HFC-245fa
industrial | Distillate fuel oil | Gasoline | Distillate fuel oil | Gasoline | agriculture and forestry 01T03 | Enteric FermentationCattleNone | F-gases | HFC-143a
industrial | Distillate fuel oil | Jet fuel | Distillate fuel oil | Jet fuel | agriculture and forestry 01T03 | Enteric FermentationOther LivestockNone | F-gases | HFC-32
industrial | Distillate fuel oil | Kerosene | Distillate fuel oil | Kerosene | agriculture and forestry 01T03 | Histosol CultivationNot SpecifiedDirect | F-gases | C2F6
industrial | Natural gas | Landfill gas | Natural gas | Landfill gas | agriculture and forestry 01T03 | Manure ManagementCattleAnaerobic digester | F-gases | C3F8
industrial | lpg propane or butane | LPG | lpg propane or butane | LPG | agriculture and forestry 01T03 | Manure ManagementCattleAnaerobic lagoon | F-gases | C4F8
industrial | Distillate fuel oil | Lubricants | other | Lubricants | agriculture and forestry 01T03 | Manure ManagementCattleDaily spread | F-gases | HFC-23
industrial | biomass | MSW | biomass | MSW | agriculture and forestry 01T03 | Manure ManagementCattleDeep pit | F-gases | NF3
industrial | Natural gas | Natural gas | Natural gas | Natural gas | agriculture and forestry 01T03 | Manure ManagementCattleDry lot | F-gases | SF6
industrial | Distillate fuel oil | Other petroleum products | Distillate fuel oil | Other petroleum products | agriculture and forestry 01T03 | Manure ManagementCattleLiquid/slurry | F-gases | HFC-365mfc
industrial | coal | Petroleum coke | Distillate fuel oil | Petroleum coke | agriculture and forestry 01T03 | Manure ManagementCattlePasture | F-gases | Other PFC and PFE
industrial | other | Petroleum feedstocks | other | Petroleum feedstocks | agriculture and forestry 01T03 | Manure ManagementCattleSolid storage
industrial | Crude oil | Process gas | crude oil | Process gas | agriculture and forestry 01T03 | Manure ManagementOther LivestockDry lot
industrial | lpg propane or butane | Propane | lpg propane or butane | Propane | agriculture and forestry 01T03 | Manure ManagementOther LivestockPasture
industrial | Crude oil | Refinery gas | crude oil | Refinery gas | agriculture and forestry 01T03 | Manure ManagementPoultryAnaerobic lagoon
industrial | Residual fuel oil | Residual fuel oil | Residual fuel oil | Residual fuel oil | agriculture and forestry 01T03 | Manure ManagementPoultryPasture
industrial | Distillate fuel oil | Tires | Distillate fuel oil | Tires | agriculture and forestry 01T03 | Manure ManagementPoultryPoultry with bedding
industrial | Distillate fuel oil | Waste oil | other | Waste oil | agriculture and forestry 01T03 | Manure ManagementPoultryPoultry without bedding
industrial | biomass | Wood (wet) | biomass | Wood (wet) | agriculture and forestry 01T03 | Manure ManagementSwineAnaerobic digester
[5 empty] | agriculture and forestry 01T03 | Manure ManagementSwineAnaerobic lagoon
[5 empty] | agriculture and forestry 01T03 | Manure ManagementSwineDeep pit
[5 empty] | agriculture and forestry 01T03 | Manure ManagementSwineLiquid/slurry
[5 empty] | agriculture and forestry 01T03 | Manure ManagementSwinePasture
[5 empty] | agriculture and forestry 01T03 | Manure ManagementSwineSolid storage
[5 empty] | agriculture and forestry 01T03 | Rice CultivationField CropsNone
[5 empty] | agriculture and forestry 01T03 | LandscapeFertilizerDirect
[5 empty] | agriculture and forestry 01T03 | LandscapeFertilizerIndirect
[5 empty] | agriculture and forestry 01T03 | ManufacturingFood ProductsFugitives
[5 empty] | agriculture and forestry 01T03 | ManufacturingWastewater TreatmentFugitives
[5 empty] | agriculture and forestry 01T03 | Ag Residue BurningOrchard & VineyardNone
[5 empty] | appliances and electrical equipment 27 | ManufacturingElectric & Electronic Equip.None
[5 empty] | appliances and electrical equipment 27 | ManufacturingMetal DurablesComputers & Office Machines
[5 empty] | cement and other nonmetallic minerals 239 | ManufacturingStone, Clay, Glass & CementCement
[5 empty] | cement and other nonmetallic minerals 239 | ManufacturingStone, Clay, Glass & CementLime
[5 empty] | chemicals 20 | ManufacturingChemicals & Allied ProductsFuel Use
[5 empty] | chemicals 20 | Not SpecifiedNot SpecifiedNone
[5 empty] | chemicals 20 | ManufacturingChemicals & Allied ProductsFugitives
[5 empty] | chemicals 20 | ManufacturingChemicals & Allied ProductsNitric Acid
[5 empty] | chemicals 20 | ManufacturingConstructionFugitives
[5 empty] | chemicals 20 | ManufacturingElectric & Electronic Equip.Fugitives
[5 empty] | chemicals 20 | ManufacturingElectric & Electronic Equip.Semiconductors & Related Products
[5 empty] | chemicals 20 | ManufacturingNot SpecifiedFugitives
[5 empty] | chemicals 20 | ManufacturingStorage TanksFugitives
[5 empty] | chemicals 20 | Not SpecifiedNot SpecifiedFugitives
[5 empty] | chemicals 20 | Solvents & ChemicalsEvaporative lossesFugitives
[5 empty] | chemicals 20 | Household UseNot SpecifiedNone
[5 empty] | coal mining 05 | MiningCoalNone
[5 empty] | construction 41T43 | ManufacturingConstructionNone
[5 empty] | construction 41T43 | Off RoadConstruction and Mining EquipmentNone
[5 empty] | energy pipelines and gas processing 352T353 | Transmission and DistributionNatural Gas PipelinesNone
[5 empty] | energy pipelines and gas processing 352T353 | Transmission and DistributionNon Natural Gas PipelinesNone
[5 empty] | energy pipelines and gas processing 352T353 | Oil & Gas: Production & ProcessingProcessingFugitives
[5 empty] | energy pipelines and gas processing 352T353 | Oil & Gas: Production & ProcessingStorageFugitives
[5 empty] | energy pipelines and gas processing 352T353 | Oil & Gas: Production & ProcessingWastewater TreatmentFugitives
[5 empty] | energy pipelines and gas processing 352T353 | Transmission and DistributionNatural GasNatural gas storage
[5 empty] | energy pipelines and gas processing 352T353 | Transmission and DistributionNatural Gas PipelinesFugitives
[5 empty] | food beverage and tobacco 10T12 | ManufacturingFood ProductsFood Processing
[5 empty] | food beverage and tobacco 10T12 | ManufacturingFood ProductsNone
[5 empty] | food beverage and tobacco 10T12 | ManufacturingFood ProductsSugar & Confections
[5 empty] | food beverage and tobacco 10T12 | ManufacturingTobaccoNone
[5 empty] | glass and glass products 231 | ManufacturingStone, Clay, Glass & CementFlat Glass
[5 empty] | glass and glass products 231 | ManufacturingStone, Clay, Glass & CementGlass Containers
[5 empty] | glass and glass products 231 | ManufacturingStone, Clay, Glass & CementNone
[5 empty] | metal products except machinery and vehicles 25 | ManufacturingMetal DurablesFabricated Metal Products
[5 empty] | oil and gas extraction 06 | Oil & Gas: Production & ProcessingNot SpecifiedNone
[5 empty] | oil and gas extraction 06 | Oil & Gas: Production & ProcessingProductionFugitives
[5 empty] | oil and gas extraction 06 | Off RoadOil Drilling EquipmentNone
[5 empty] | other machinery 28 | ManufacturingMetal DurablesIndustrial Machinery & Equip.
[5 empty] | other manufacturing 31T33 | ManufacturingNot SpecifiedNone
[5 empty] | other manufacturing 31T33 | ManufacturingWood & FurnitureFurniture & Fixtures
[5 empty] | other manufacturing 31T33 | Off RoadIndustrial EquipmentNone
[5 empty] | other metals 242 | ManufacturingPrimary MetalsNone
[5 empty] | other metals 242 | ManufacturingPlastics & RubberFugitives
[5 empty] | other metals 242 | ManufacturingPrimary MetalsFugitives
[5 empty] | other metals 242 | ManufacturingPrimary MetalsLead Smelting
[5 empty] | other mining and quarrying 07T08 | MiningMetalsNone
[5 empty] | other mining and quarrying 07T08 | MiningNon MetalsNone
[5 empty] | pulp paper and printing 17T18 | ManufacturingPrinting & PublishingNone
[5 empty] | pulp paper and printing 17T18 | ManufacturingPulp & PaperNone
[5 empty] | pulp paper and printing 17T18 | ManufacturingPulp & PaperFugitives
[5 empty] | refined petroleum and coke 19 | CHP: IndustrialUseful Thermal OutputNone
[5 empty] | refined petroleum and coke 19 | Petroleum Refining and Hydrogen ProductionNot SpecifiedNone
[5 empty] | refined petroleum and coke 19 | Petroleum Refining and Hydrogen ProductionTransformationNone
[5 empty] | refined petroleum and coke 19 | CHP: IndustrialNot SpecifiedNone
[5 empty] | refined petroleum and coke 19 | Petroleum MarketingProcess LossesFugitives
[5 empty] | refined petroleum and coke 19 | Petroleum MarketingStorage TanksFugitives
[5 empty] | refined petroleum and coke 19 | Petroleum MarketingWastewater TreatmentFugitives
[5 empty] | refined petroleum and coke 19 | Petroleum Refining and Hydrogen ProductionProcess LossesFugitives
[5 empty] | refined petroleum and coke 19 | Petroleum Refining and Hydrogen ProductionStorage TanksFugitives
[5 empty] | road vehicles 29 | ManufacturingTransportation Equip.None
[5 empty] | rubber and plastic products 22 | ManufacturingPlastics & RubberNone
[5 empty] | rubber and plastic products 22 | ManufacturingPlastics & RubberPlastics
[5 empty] | textiles apparel and leather 13T15 | ManufacturingTextilesApparel
[5 empty] | textiles apparel and leather 13T15 | ManufacturingTextilesLeather
[5 empty] | textiles apparel and leather 13T15 | ManufacturingTextilesTextile Mills
[5 empty] | water and waste 36T39 | LandfillsNot SpecifiedNone
[5 empty] | water and waste 36T39 | Solid Waste TreatmentCompostingNone
[5 empty] | water and waste 36T39 | Wastewater TreatmentDomestic WastewaterAnaerobic Digesters
[5 empty] | water and waste 36T39 | Wastewater TreatmentDomestic WastewaterCentralized Anaerobic
[5 empty] | water and waste 36T39 | Wastewater TreatmentDomestic WastewaterEffluent Emissions
[5 empty] | water and waste 36T39 | Wastewater TreatmentDomestic WastewaterPlant Emissions
[5 empty] | water and waste 36T39 | Wastewater TreatmentDomestic WastewaterSeptic Systems
[5 empty] | water and waste 36T39 | Wastewater TreatmentIndustrial WastewaterNone
[5 empty] | wood products 16 | ManufacturingWood & FurnitureLumber & Wood Products

## E3_Energy GHGs Detailed
Variable: | Energy GHGs Detailed
Units: | MMT CO2e
Scenario | Sector | Fuel | 2015 | 2016 | 2017 | 2018 | 2019 | 2020 | 2021 | 2022 | 2023 | 2024 | 2025 | 2026 | 2027 | 2028 | 2029 | 2030 | 2031 | 2032 | 2033 | 2034 | 2035 | 2036 | 2037 | 2038 | 2039 | 2040 | 2041 | 2042 | 2043 | 2044 | 2045
BAU Reference | Agriculture | Diesel | 3.1418 | 2.7267 | 2.4505 | 2.5162 | 2.4895 | 2.4628 | 2.4361 | 2.4094 | 2.3827 | 2.356 | 2.3293 | 2.3026 | 2.2759 | 2.2492 | 2.2225 | 2.1958 | 2.1691 | 2.1424 | 2.1157 | 2.089 | 2.0623 | 2.0356 | 2.0089 | 1.9822 | 1.9555 | 1.9288 | 1.9021 | 1.8754 | 1.8487 | 1.822 | 1.7953
|  | Electricity | 6.7231 | 5.4823 | 5.0051 | 5.1218 | 4.7931 | 4.7401 | 4.5902 | 4.3283 | 3.9704 | 3.9324 | 3.8871 | 3.7646 | 3.6294 | 3.5312 | 3.3355 | 3.1585 | 3.2039 | 3.2275 | 3.2464 | 3.2531 | 3.2573 | 3.2587 | 3.2705 | 3.2699 | 3.289 | 3.2903 | 3.2914 | 3.3013 | 3.3012 | 3.2862 | 3.2807
|  | Gasoline | 0.12679 | 0.1251 | 0.15528 | 0.17649 | 0.16071 | 0.14492 | 0.12913 | 0.11335 | 0.097562 | 0.081776 | 0.06599 | 0.050204 | 0.034418 | 0.018843 | 0.0049595 | 0.00028922 | 0 | 0 | 0 | 0 | 0 | 0 | 0 | 0 | 0 | 0 | 0 | 0 | 0 | 0 | 0
|  | Pipeline Gas | 0.60075 | 0.62431 | 0.58549 | 0.5609 | 0.54305 | 0.5252 | 0.50735 | 0.4895 | 0.47165 | 0.4538 | 0.43595 | 0.4181 | 0.40025 | 0.3824 | 0.36455 | 0.3467 | 0.32885 | 0.311 | 0.29315 | 0.2753 | 0.25745 | 0.2396 | 0.22175 | 0.2039 | 0.18605 | 0.1682 | 0.15035 | 0.1325 | 0.11465 | 0.096907 | 0.080221
|  | Waste Heat | 0.20994 | 0.20989 | 0.20985 | 0.20984 | 0.20967 | 0.20801 | 0.20764 | 0.20756 | 0.2087 | 0.20973 | 0.20982 | 0.20953 | 0.20935 | 0.20907 | 0.20874 | 0.20826 | 0.20791 | 0.20762 | 0.20752 | 0.20741 | 0.20728 | 0.20724 | 0.20714 | 0.20718 | 0.2072 | 0.2072 | 0.20693 | 0.20666 | 0.20653 | 0.20651 | 0.20641
| Commercial | Diesel | 1.3928 | 1.3526 | 1.3201 | 1.4462 | 1.4837 | 1.4005 | 1.4045 | 1.5198 | 1.6081 | 1.6855 | 1.7669 | 1.7977 | 1.8653 | 1.9165 | 1.9884 | 2.0232 | 2.0329 | 2.0829 | 2.1121 | 2.1627 | 2.2139 | 2.2657 | 2.2945 | 2.3469 | 2.3753 | 2.4282 | 2.4817 | 2.5096 | 2.5636 | 2.6455 | 2.7012
|  | Electricity | 32.1996 | 25.939 | 23.4172 | 23.7449 | 21.9357 | 19.6918 | 18.3766 | 17.9664 | 16.7694 | 16.7364 | 16.7073 | 15.8535 | 15.2451 | 14.6112 | 13.6953 | 12.6144 | 12.3359 | 12.2548 | 12.0711 | 11.9976 | 11.9418 | 11.8975 | 11.7876 | 11.7651 | 11.7008 | 11.6987 | 11.6997 | 11.6132 | 11.6131 | 11.7557 | 11.7444
|  | Pipeline Gas | 10.5934 | 10.5793 | 10.5713 | 10.5829 | 10.5754 | 9.7261 | 9.5196 | 9.908 | 10.1307 | 10.2619 | 10.4779 | 10.3698 | 10.4433 | 10.3986 | 10.4509 | 10.2996 | 10.0316 | 9.9655 | 9.8003 | 9.7347 | 9.6693 | 9.6043 | 9.4437 | 9.3811 | 9.2247 | 9.1653 | 9.0951 | 8.933 | 8.8658 | 8.699 | 8.6146
|  | Waste Heat | 0.88145 | 0.88123 | 0.88097 | 0.88094 | 0.88016 | 0.80353 | 0.75972 | 0.77511 | 0.61859 | 0.44403 | 0.42471 | 0.39192 | 0.36728 | 0.33863 | 0.31298 | 0.28118 | 0.24772 | 0.21993 | 0.19046 | 0.16321 | 0.13597 | 0.1088 | 0.08077 | 0.053881 | 0.02668 | 0 | 0 | 0 | 0 | -2.5415e-18 | 4.921e-18
| Industrial | Coal | 1.9163 | 1.809 | 2.0504 | 2.0268 | 1.7853 | 1.719 | 1.5779 | 1.5435 | 1.4924 | 1.4092 | 1.3297 | 1.2458 | 1.1644 | 1.0776 | 0.99543 | 0.92083 | 0.85835 | 0.79089 | 0.72859 | 0.65386 | 0.65918 | 0.63824 | 0.61588 | 0.59795 | 0.58168 | 0.56862 | 0.55755 | 0.54627 | 0.53658 | 0.52802 | 0.5196
|  | Diesel | 3.0645 | 2.9799 | 3.1339 | 3.1842 | 3.5261 | 2.9936 | 2.8111 | 2.9079 | 3.0208 | 3.0751 | 3.1524 | 3.1995 | 3.2286 | 3.2531 | 3.2819 | 3.3257 | 3.3648 | 3.3983 | 3.4485 | 3.487 | 3.5077 | 3.5206 | 3.5485 | 3.5794 | 3.6143 | 3.6384 | 3.6778 | 3.7363 | 3.8147 | 3.8788 | 3.9206
|  | Electricity | 10.1405 | 8.2237 | 7.4545 | 7.5643 | 7.3894 | 6.2432 | 5.9484 | 5.8496 | 5.4218 | 5.4215 | 5.3951 | 5.2194 | 5.0039 | 4.8248 | 4.5165 | 4.2461 | 4.2809 | 4.2755 | 4.27 | 4.2612 | 4.2585 | 4.2431 | 4.244 | 4.2386 | 4.2519 | 4.2346 | 4.2298 | 4.2573 | 4.2732 | 4.2557 | 4.2483
|  | Gasoline | 1.4785 | 0.65603 | 0.6882 | 0.13173 | 0.13989 | 0.12304 | 0.12149 | 0.12696 | 0.13066 | 0.13385 | 0.13689 | 0.13836 | 0.13948 | 0.13995 | 0.14082 | 0.14234 | 0.14383 | 0.14448 | 0.1456 | 0.1466 | 0.14779 | 0.14877 | 0.14954 | 0.15081 | 0.15175 | 0.15228 | 0.15325 | 0.15515 | 0.15722 | 0.15847 | 0.15955
|  | LPG | 1.4699 | 1.4273 | 1.3637 | 1.306 | 1.3799 | 1.2046 | 1.1929 | 1.2526 | 1.2884 | 1.3182 | 1.347 | 1.3592 | 1.3682 | 1.3717 | 1.3799 | 1.3966 | 1.412 | 1.4161 | 1.4266 | 1.4351 | 1.4458 | 1.455 | 1.4619 | 1.4729 | 1.4811 | 1.4835 | 1.4905 | 1.5082 | 1.527 | 1.5356 | 1.5424
|  | Pipeline Gas | 7.4952 | 7.8506 | 7.6866 | 7.7467 | 8.0197 | 7.1591 | 7.1471 | 7.4844 | 7.689 | 7.8387 | 7.9585 | 8.0206 | 8.0599 | 8.0669 | 8.0777 | 8.0968 | 8.1154 | 8.1045 | 8.1172 | 8.1516 | 8.2146 | 8.2646 | 8.3164 | 8.3831 | 8.4411 | 8.4792 | 8.5399 | 8.6401 | 8.7439 | 8.8134 | 8.8786
|  | Waste Heat | 1.8599 | 1.8599 | 1.86 | 1.86 | 1.8601 | 1.7183 | 1.6815 | 1.7292 | 1.7518 | 1.763 | 1.7681 | 1.7658 | 1.7619 | 1.7511 | 1.7424 | 1.7429 | 1.7354 | 1.7245 | 1.7157 | 1.7104 | 1.7074 | 1.703 | 1.7033 | 1.7075 | 1.7096 | 1.7009 | 1.7016 | 1.7113 | 1.7204 | 1.7166 | 1.7151
| Oil & Gas Extraction | Diesel | 0.091091 | 0.060855 | 0.056617 | 0.056617 | 0.056617 | 0.049159 | 0.044976 | 0.044706 | 0.046024 | 0.046287 | 0.047104 | 0.04679 | 0.046083 | 0.045831 | 0.044745 | 0.043499 | 0.042831 | 0.041911 | 0.041694 | 0.041514 | 0.040845 | 0.040053 | 0.039699 | 0.039452 | 0.03909 | 0.038274 | 0.037383 | 0.036724 | 0.036292 | 0.036053 | 0.035761
|  | Electricity | 1.814 | 1.4636 | 1.3235 | 1.3429 | 1.2645 | 1.0924 | 0.97357 | 0.91776 | 0.87154 | 0.87284 | 0.88268 | 0.85354 | 0.81453 | 0.79204 | 0.73391 | 0.67878 | 0.68103 | 0.67431 | 0.67767 | 0.67901 | 0.67172 | 0.66165 | 0.66078 | 0.65911 | 0.65936 | 0.64824 | 0.63566 | 0.62855 | 0.62331 | 0.61848 | 0.6145
|  | Pipeline Gas | 15.0984 | 13.3839 | 13.3162 | 13.1126 | 13.1126 | 11.3853 | 10.4343 | 10.39 | 10.716 | 10.7977 | 11.0103 | 10.9597 | 10.8175 | 10.7828 | 10.5522 | 10.284 | 10.139 | 9.9344 | 9.8963 | 9.8673 | 9.7221 | 9.5476 | 9.4772 | 9.4328 | 9.361 | 9.1803 | 8.9815 | 8.8382 | 8.7497 | 8.7076 | 8.6532
|  | Waste Heat | 2.1277 | 2.1281 | 2.1284 | 2.1285 | 2.1297 | 1.8533 | 1.6968 | 1.6852 | 1.7336 | 1.7425 | 1.7739 | 1.7639 | 1.7381 | 1.7299 | 1.69 | 1.6447 | 1.6212 | 1.5873 | 1.5801 | 1.5738 | 1.5489 | 1.5192 | 1.5062 | 1.4969 | 1.4835 | 1.4525 | 1.419 | 1.3945 | 1.3783 | 1.3691 | 1.3581
| Petroleum Refining | Coke | 6.1473 | 6.7848 | 6.8328 | 6.8174 | 6.8371 | 6.3946 | 6.8556 | 6.4314 | 6.5708 | 6.5292 | 6.4785 | 6.3505 | 6.3259 | 6.0863 | 5.9647 | 5.845 | 5.7593 | 5.62 | 5.5996 | 5.4333 | 5.3398 | 5.3714 | 5.238 | 5.1815 | 5.1793 | 5.1743 | 5.1128 | 5.0904 | 5.0787 | 5.0742 | 5.0485
|  | Electricity | 2.2878 | 1.8474 | 1.6711 | 1.6956 | 1.5685 | 1.4301 | 1.465 | 1.2789 | 1.183 | 1.1492 | 1.1127 | 1.0429 | 0.98894 | 0.91421 | 0.83582 | 0.76608 | 0.75637 | 0.73455 | 0.72737 | 0.69883 | 0.67962 | 0.67593 | 0.65388 | 0.63928 | 0.63542 | 0.62787 | 0.61365 | 0.60597 | 0.59788 | 0.5881 | 0.5778
|  | Pipeline Gas | 10.8651 | 10.8651 | 10.8651 | 10.8651 | 10.8651 | 10.1325 | 10.8318 | 10.1325 | 10.3226 | 10.2281 | 10.1198 | 9.8919 | 9.8256 | 9.427 | 9.2127 | 9.0025 | 8.8458 | 8.6079 | 8.5528 | 8.2759 | 8.111 | 8.1364 | 7.9126 | 7.8058 | 7.7813 | 7.7526 | 7.6397 | 7.5856 | 7.5478 | 7.5207 | 7.4625
|  | Refinery and Process Gas | 13.2205 | 13.2205 | 13.2205 | 13.2205 | 13.2205 | 12.3291 | 13.1801 | 12.3291 | 12.5605 | 12.4454 | 12.3137 | 12.0363 | 11.9557 | 11.4707 | 11.2099 | 10.9542 | 10.7635 | 10.4739 | 10.407 | 10.07 | 9.8694 | 9.9003 | 9.6279 | 9.498 | 9.4682 | 9.4332 | 9.2959 | 9.23 | 9.184 | 9.1511 | 9.0803
|  | Waste Heat | 0.97923 | 0.97939 | 0.97954 | 0.97957 | 0.98015 | 0.91608 | 0.98 | 0.91599 | 0.93245 | 0.9234 | 0.91394 | 0.89429 | 0.88875 | 0.8533 | 0.83444 | 0.81632 | 0.80299 | 0.78184 | 0.77732 | 0.75241 | 0.73763 | 0.74007 | 0.71995 | 0.71027 | 0.70816 | 0.70556 | 0.69543 | 0.69078 | 0.68743 | 0.68489 | 0.67967
| Residential | Electricity | 27.1862 | 21.8686 | 19.7059 | 19.8758 | 18.2492 | 18.7173 | 17.3857 | 15.3859 | 14.5426 | 14.7029 | 14.8738 | 14.5978 | 14.096 | 13.4933 | 12.5544 | 11.7215 | 11.6089 | 11.4259 | 11.3444 | 11.2272 | 11.1083 | 10.9857 | 10.9037 | 10.7856 | 10.6328 | 10.5305 | 10.4355 | 10.3713 | 10.278 | 10.1414 | 10.1343
|  | Fuel Oil | 0.056508 | 0.054328 | 0.052101 | 0.049776 | 0.047323 | 0.047466 | 0.046773 | 0.045197 | 0.046347 | 0.047064 | 0.047801 | 0.048067 | 0.049257 | 0.049516 | 0.049768 | 0.050013 | 0.049774 | 0.049518 | 0.049726 | 0.049923 | 0.050109 | 0.050285 | 0.050451 | 0.050607 | 0.050263 | 0.050397 | 0.05052 | 0.050636 | 0.050742 | 0.05084 | 0.051424
|  | Kerosene | 0.092745 | 0.09445 | 0.096141 | 0.097716 | 0.099082 | 0.1063 | 0.10475 | 0.10122 | 0.1038 | 0.1054 | 0.10705 | 0.10765 | 0.11031 | 0.1109 | 0.11146 | 0.11201 | 0.11147 | 0.1109 | 0.11137 | 0.11181 | 0.11223 | 0.11262 | 0.11299 | 0.11334 | 0.11257 | 0.11287 | 0.11315 | 0.11341 | 0.11365 | 0.11387 | 0.11518
|  | LPG | 0.9049 | 0.89851 | 0.89114 | 0.88114 | 0.87072 | 0.90979 | 0.88155 | 0.83683 | 0.84306 | 0.84088 | 0.83813 | 0.82528 | 0.82544 | 0.80814 | 0.79064 | 0.77346 | 0.74986 | 0.72725 | 0.71247 | 0.69838 | 0.68501 | 0.67232 | 0.6603 | 0.64887 | 0.6318 | 0.62141 | 0.61132 | 0.60147 | 0.59178 | 0.58222 | 0.57833
|  | Pipeline Gas | 21.2476 | 21.1058 | 20.9133 | 20.6319 | 20.3183 | 21.1572 | 20.4137 | 19.2915 | 19.3462 | 19.2091 | 19.0673 | 18.7156 | 18.6851 | 18.2783 | 17.875 | 17.4841 | 16.9408 | 16.4214 | 16.0803 | 15.7557 | 15.4475 | 15.1544 | 14.8755 | 14.6087 | 14.2137 | 13.968 | 13.7385 | 13.5157 | 13.2983 | 13.0858 | 13.0028
| TCU | Electricity | 5.0938 | 4.1631 | 3.8103 | 3.9032 | 3.6487 | 3.6092 | 3.5092 | 3.3302 | 3.0734 | 3.0636 | 3.0486 | 2.9734 | 2.8881 | 2.832 | 2.6969 | 2.5756 | 2.6206 | 2.6477 | 2.6709 | 2.6838 | 2.6946 | 2.7028 | 2.7195 | 2.7258 | 2.7482 | 2.7557 | 2.7629 | 2.7774 | 2.7834 | 2.7766 | 2.7776
|  | Pipeline Gas | 0.70062 | 0.71976 | 0.72245 | 0.72295 | 0.72654 | 0.7216 | 0.71764 | 0.70726 | 0.69523 | 0.67994 | 0.66899 | 0.65804 | 0.64708 | 0.63613 | 0.62518 | 0.61423 | 0.60328 | 0.59232 | 0.58137 | 0.57042 | 0.55947 | 0.54852 | 0.53756 | 0.52661 | 0.51566 | 0.50471 | 0.49376 | 0.4828 | 0.47185 | 0.4609 | 0.44995
|  | Waste Heat | 1.1875 | 1.1872 | 1.187 | 1.1869 | 1.1859 | 1.1766 | 1.1745 | 1.174 | 1.1804 | 1.1863 | 1.1868 | 1.1851 | 1.1841 | 1.1826 | 1.1807 | 1.1779 | 1.176 | 1.1744 | 1.1738 | 1.1732 | 1.1724 | 1.1722 | 1.1716 | 1.1719 | 1.172 | 1.172 | 1.1704 | 1.1689 | 1.1682 | 1.1681 | 1.1675
| Transportation | Compressed Pipeline Gas (CNG) | 1.4075 | 1.1685 | 0.93484 | 0.59289 | 0.34594 | 0.035679 | 0.032785 | 0.039105 | 0.035321 | 0.0238 | 0.022353 | 0.020512 | 0.023629 | 0.016872 | 0.014883 | 0.013157 | 0.01263 | 0.022175 | 0.011733 | 0.011372 | 0.011073 | 0.010811 | 0.010645 | 0.010499 | 0.015504 | 0.01043 | 0.010378 | 0.010389 | 0.010397 | 0.010379 | 0.010406
|  | Diesel | 34.5124 | 35.0206 | 35.2049 | 32.5403 | 30.7704 | 28.8536 | 29.4572 | 29.2145 | 28.8497 | 28.4352 | 27.9313 | 27.3412 | 26.7154 | 26.004 | 25.3157 | 24.6048 | 24.5662 | 24.5395 | 24.5118 | 24.4862 | 24.4676 | 24.4196 | 24.3765 | 24.3443 | 24.3289 | 24.3287 | 24.7272 | 25.14 | 25.5816 | 26.0355 | 26.5152
|  | Electricity | 0.28783 | 0.31353 | 0.40768 | 0.54273 | 0.64205 | 0.67676 | 0.83273 | 0.92264 | 1.0135 | 1.1784 | 1.3565 | 1.5446 | 1.7641 | 2.0142 | 2.1899 | 2.3468 | 2.6049 | 2.8363 | 3.0534 | 3.2475 | 3.4273 | 3.6033 | 3.7789 | 3.9274 | 4.0869 | 4.2117 | 4.3256 | 4.4363 | 4.518 | 4.5628 | 4.6047
|  | Gasoline | 130.5018 | 131.1023 | 130.1396 | 128.8497 | 126.5793 | 108.2122 | 120.734 | 116.7016 | 112.6229 | 108.5084 | 104.2941 | 100.3128 | 96.3894 | 92.5251 | 88.7847 | 85.1536 | 81.7516 | 78.5445 | 75.5416 | 72.7683 | 70.2137 | 68.1098 | 66.2312 | 64.5738 | 63.1288 | 61.884 | 60.7842 | 59.8607 | 59.0991 | 58.4919 | 58.0238
|  | Kerosene-Jet Fuel | 4.1126 | 4.2319 | 4.3598 | 4.4871 | 4.6144 | 3.4803 | 4.2676 | 4.5676 | 4.6624 | 4.7088 | 4.7297 | 4.694 | 4.6492 | 4.5927 | 4.5242 | 4.4505 | 4.5269 | 4.6027 | 4.678 | 4.7527 | 4.8268 | 4.9003 | 4.9733 | 5.0456 | 5.1171 | 5.188 | 5.2582 | 5.3277 | 5.3966 | 5.4647 | 5.5322
Alt 1 | Agriculture | Diesel | 3.1418 | 2.7267 | 2.4505 | 2.5162 | 2.4895 | 2.4628 | 2.4361 | 2.3933 | 2.204 | 2.0203 | 1.8421 | 1.6694 | 1.5021 | 1.3401 | 1.1835 | 1.032 | 0.81558 | 0.60416 | 0.39775 | 0.19637 | 0 | 0 | 0 | 0 | 0 | 0 | 0 | 0 | 0 | 0 | 0
|  | Electricity | 6.7224 | 5.4813 | 5.0023 | 5.1168 | 4.7851 | 4.7474 | 4.6082 | 4.33 | 3.9868 | 3.6525 | 3.3023 | 2.9732 | 2.6416 | 2.3382 | 2.0316 | 1.7418 | 1.3345 | 0.96206 | 0.63356 | 0.31609 | 0 | 0 | 0 | 0 | 0 | 0 | 0 | 0 | 0 | 0 | 0
|  | Gasoline | 0.12679 | 0.1251 | 0.15528 | 0.17649 | 0.16071 | 0.14492 | 0.12913 | 0.11259 | 0.090245 | 0.070123 | 0.052187 | 0.036398 | 0.022716 | 0.011228 | 0.0026409 | 0.00013593 | 0 | 0 | 0 | 0 | 0 | 0 | 0 | 0 | 0 | 0 | 0 | 0 | 0 | 0 | 0
|  | Pipeline Gas | 0.60075 | 0.62431 | 0.58549 | 0.5609 | 0.54305 | 0.5252 | 0.50735 | 0.48686 | 0.43744 | 0.39076 | 0.34678 | 0.30545 | 0.26673 | 0.23056 | 0.19692 | 0.16574 | 0.12588 | 0.08938 | 0.056231 | 0.026437 | 0 | 0 | 0 | 0 | 0 | 0 | 0 | 0 | 0 | 0 | 0
|  | Waste Heat | 0.20994 | 0.20989 | 0.20985 | 0.20984 | 0.20968 | 0.20804 | 0.20773 | 0.20633 | 0.19189 | 0.17688 | 0.16225 | 0.14796 | 0.13404 | 0.12042 | 0.10711 | 0.094104 | 0.07468 | 0.055685 | 0.036965 | 0.018405 | 0 | 0 | 0 | 0 | 0 | 0 | 0 | 0 | 0 | 0 | 0
| Commercial | Diesel | 1.3928 | 1.3526 | 1.3201 | 1.4462 | 1.4837 | 1.4005 | 1.4045 | 1.5198 | 1.6081 | 1.6855 | 1.7669 | 1.7977 | 1.8653 | 1.9165 | 1.9884 | 2.0232 | 2.0329 | 2.0829 | 2.1121 | 2.1627 | 0 | 0 | 0 | 0 | 0 | 0 | 0 | 0 | 0 | 0 | 0
|  | Electricity | 32.1961 | 25.9357 | 23.4096 | 23.7387 | 21.9383 | 19.8001 | 18.5852 | 18.3091 | 16.8142 | 15.264 | 13.7784 | 12.0552 | 10.6239 | 9.2403 | 7.973 | 6.6664 | 4.9169 | 3.5639 | 2.3221 | 1.135 | 0 | 0 | 0 | 0 | 0 | 0 | 0 | 0 | 0 | 0 | 0
|  | Pipeline Gas | 10.5934 | 10.5793 | 10.5713 | 10.5829 | 10.5754 | 9.7261 | 9.5082 | 9.884 | 10.0169 | 9.8413 | 9.5849 | 9.0362 | 8.6516 | 8.127 | 7.6211 | 6.9422 | 5.1048 | 2.6134 | 0.92034 | 0.47914 | 0.36051 | 0.33407 | 0.30479 | 0.27917 | 0.25125 | 0.2265 | 0.20208 | 0.17617 | 0.1527 | 0.18201 | 0.15257
|  | Waste Heat | 0.88144 | 0.88124 | 0.88097 | 0.88098 | 0.88026 | 0.80373 | 0.78473 | 0.8278 | 0.7994 | 0.75702 | 0.71328 | 0.64871 | 0.5979 | 0.54106 | 0.48947 | 0.42899 | 0.33411 | 0.24926 | 0.16382 | 0.081526 | 0 | 0 | 0 | 0 | 0 | 0 | 0 | 0 | 0 | 0 | 0
| Industrial | Coal | 1.9163 | 1.809 | 2.0504 | 2.0268 | 1.7853 | 1.719 | 1.5779 | 1.5435 | 1.4813 | 1.3881 | 1.2998 | 1.2084 | 1.1208 | 1.0291 | 0.94317 | 0.86558 | 0.8004 | 0.73154 | 0.66844 | 0.59496 | 0.59484 | 0.57115 | 0.54651 | 0.5261 | 0.50741 | 0.49175 | 0.48217 | 0.47242 | 0.46403 | 0.45663 | 0.44935
|  | Diesel | 3.0645 | 2.9799 | 3.1339 | 3.1842 | 3.5261 | 2.9936 | 2.8111 | 2.9079 | 2.852 | 2.7337 | 2.6308 | 2.4983 | 2.3501 | 2.198 | 2.0485 | 1.9069 | 1.6002 | 1.2888 | 0.98077 | 0.66631 | 0.34819 | 0.34025 | 0.33377 | 0.32753 | 0.32159 | 0.31465 | 0.3117 | 0.31019 | 0.3101 | 0.3086 | 0.30515
|  | Electricity | 10.1394 | 8.2221 | 7.4502 | 7.5569 | 7.3772 | 6.2529 | 5.9717 | 5.8911 | 5.9049 | 5.8388 | 5.6482 | 5.3726 | 5.0034 | 4.6116 | 4.163 | 3.7057 | 3.0195 | 2.2945 | 1.5892 | 0.83227 | 0 | 0 | 0 | 0 | 0 | 0 | 0 | 0 | 0 | 0 | 0
|  | Gasoline | 1.4785 | 0.65603 | 0.6882 | 0.13173 | 0.13989 | 0.12304 | 0.12149 | 0.12696 | 0.12968 | 0.13184 | 0.13381 | 0.13421 | 0.13425 | 0.13365 | 0.13343 | 0.1338 | 0.13412 | 0.13364 | 0.13358 | 0.13339 | 0.13337 | 0.13314 | 0.1327 | 0.13269 | 0.13237 | 0.13169 | 0.13253 | 0.13417 | 0.13596 | 0.13705 | 0.13798
|  | LPG | 1.4699 | 1.4273 | 1.3637 | 1.306 | 1.3799 | 1.2046 | 1.1929 | 1.2526 | 1.1924 | 1.1232 | 1.0501 | 0.96248 | 0.87247 | 0.77942 | 0.68969 | 0.60389 | 0.4898 | 0.372 | 0.25653 | 0.14103 | 0.026094 | 0.026041 | 0.025945 | 0.025919 | 0.025839 | 0.025658 | 0.02578 | 0.026086 | 0.026412 | 0.02656 | 0.026677
|  | Pipeline Gas | 7.4952 | 7.8506 | 7.6866 | 7.7467 | 8.0197 | 7.1591 | 7.102 | 7.4092 | 7.084 | 6.6999 | 6.2632 | 5.7789 | 5.2818 | 4.7655 | 4.2505 | 3.75 | 2.9932 | 2.2248 | 1.4808 | 0.75338 | 0.04299 | 0.037858 | 0.01898 | 0.01414 | 0.013855 | 0 | 0 | 0 | 0 | 0 | 0
|  | Waste Heat | 1.8599 | 1.8599 | 1.86 | 1.86 | 1.86 | 1.7182 | 1.6816 | 1.7294 | 1.6265 | 1.5127 | 1.3961 | 1.2762 | 1.1573 | 1.0369 | 0.92082 | 0.81212 | 0.64107 | 0.47359 | 0.31137 | 0.15392 | 0 | 0 | 0 | 0 | 0 | 0 | 0 | 0 | 0 | 0 | 0
| Oil & Gas Extraction | Diesel | 0.091091 | 0.060855 | 0.056617 | 0.056617 | 0.056617 | 0.049159 | 0.045894 | 0.046569 | 0.048962 | 0.044777 | 0.040824 | 0.037219 | 0.033223 | 0.029463 | 0.025101 | 0.020662 | 0.016482 | 0.012251 | 0.0082304 | 0.0041514 | 0 | 0 | 0 | 0 | 0 | 0 | 0 | 0 | 0 | 0 | 0
|  | Electricity | 1.8138 | 1.4633 | 1.3227 | 1.3416 | 1.2624 | 1.0941 | 0.99733 | 0.96278 | 0.96615 | 0.8376 | 0.71337 | 0.60431 | 0.49412 | 0.39956 | 0.30446 | 0.22092 | 0.13886 | 0.076413 | 0.034673 | 0.0089391 | 0 | 0 | 0 | 0 | 0 | 0 | 0 | 0 | 0 | 0 | 0
|  | Pipeline Gas | 15.0984 | 13.3839 | 13.3162 | 13.1126 | 13.1126 | 11.3853 | 10.6292 | 10.7855 | 11.3398 | 10.4772 | 9.6767 | 8.9274 | 8.0867 | 7.3071 | 6.381 | 5.4347 | 4.544 | 3.6363 | 2.7906 | 1.9337 | 0 | 0 | 0 | 0 | 0 | 0 | 0 | 0 | 0 | 0 | 0
|  | Waste Heat | 2.1277 | 2.1281 | 2.1284 | 2.1285 | 2.1296 | 1.853 | 1.7311 | 1.7549 | 1.7295 | 1.4797 | 1.2549 | 1.0585 | 0.86757 | 0.70074 | 0.53826 | 0.39468 | 0.25268 | 0.14114 | 0.063333 | 0.016011 | 0 | 0 | 0 | 0 | 0 | 0 | 0 | 0 | 0 | 0 | 0
| Petroleum Refining | Coke | 6.1473 | 6.7848 | 6.8328 | 6.8174 | 6.8371 | 6.3946 | 6.8556 | 6.4314 | 6.5708 | 6.2826 | 5.97 | 5.5597 | 5.21 | 4.6652 | 4.2117 | 3.7573 | 2.4564 | 1.4687 | 0.93782 | 0.46732 | 0 | 0 | 0 | 0 | 0 | 0 | 0 | 0 | 0 | 0 | 0
|  | Electricity | 2.2875 | 1.8471 | 1.6701 | 1.694 | 1.5659 | 1.4323 | 1.4708 | 1.288 | 1.1914 | 1.029 | 0.87374 | 0.72563 | 0.59959 | 0.47248 | 0.36904 | 0.2813 | 0.13939 | 0.059543 | 0.024853 | 0.0061414 | 0 | 0 | 0 | 0 | 0 | 0 | 0 | 0 | 0 | 0 | 0
|  | Pipeline Gas | 10.8651 | 10.8651 | 10.8651 | 10.8651 | 10.8651 | 10.1325 | 10.8318 | 10.1325 | 10.3226 | 9.8418 | 9.3255 | 8.66 | 8.0924 | 7.2259 | 6.5052 | 5.787 | 3.7728 | 2.2495 | 1.4324 | 0.7118 | 0 | 0 | 0 | 0 | 0 | 0 | 0 | 0 | 0 | 0 | 0
|  | Refinery and Process Gas | 13.2205 | 13.2205 | 13.2205 | 13.2205 | 13.2205 | 12.3291 | 13.1801 | 12.3291 | 12.5605 | 11.9754 | 11.3472 | 10.5374 | 9.8468 | 8.7924 | 7.9154 | 7.0415 | 4.5907 | 2.7372 | 1.743 | 0.86611 | 0 | 0 | 0 | 0 | 0 | 0 | 0 | 0 | 0 | 0 | 0
|  | Waste Heat | 0.97923 | 0.9794 | 0.97954 | 0.97956 | 0.9801 | 0.91596 | 0.97982 | 0.91569 | 0.87444 | 0.77993 | 0.68748 | 0.59062 | 0.50679 | 0.41215 | 0.33454 | 0.26509 | 0.13871 | 0.062152 | 0.026434 | 0.0065835 | 0 | 0 | 0 | 0 | 0 | 0 | 0 | 0 | 0 | 0 | 0
| Residential | Electricity | 27.1832 | 21.8644 | 19.6946 | 19.8565 | 18.219 | 18.7463 | 17.4538 | 15.4889 | 14.3678 | 13.1599 | 12.0647 | 10.9607 | 9.7054 | 8.4298 | 7.2088 | 6.0922 | 4.6391 | 3.3488 | 2.1761 | 1.0525 | 0 | 0 | 0 | 0 | 0 | 0 | 0 | 0 | 0 | 0 | 0
|  | Fuel Oil | 0.056508 | 0.054328 | 0.052101 | 0.049776 | 0.047323 | 0.047466 | 0.046773 | 0.045197 | 0.046347 | 0.047064 | 0.047801 | 0.048067 | 0.049257 | 0.049516 | 0.049768 | 0.050013 | 0.049774 | 0.049518 | 0.049726 | 0.049923 | 0.050109 | 0.050285 | 0.050451 | 0.050607 | 0.050263 | 0.050397 | 0.05052 | 0.050636 | 0.050742 | 0.05084 | 0.051424
|  | Kerosene | 0.092745 | 0.09445 | 0.096141 | 0.097716 | 0.099082 | 0.1063 | 0.10475 | 0.10122 | 0.1038 | 0.1054 | 0.10705 | 0.10765 | 0.11031 | 0.1109 | 0.11146 | 0.11201 | 0.11147 | 0.1109 | 0.11137 | 0.11181 | 0.11223 | 0.11262 | 0.11299 | 0.11334 | 0.11257 | 0.11287 | 0.11315 | 0.11341 | 0.11365 | 0.11387 | 0.11518
|  | LPG | 0.9049 | 0.89851 | 0.89114 | 0.88114 | 0.87072 | 0.90979 | 0.88155 | 0.83386 | 0.83656 | 0.80567 | 0.75195 | 0.69215 | 0.64545 | 0.58293 | 0.51825 | 0.45524 | 0.39187 | 0.33368 | 0.28401 | 0.23966 | 0.033517 | 0.030164 | 0.026888 | 0.023707 | 0.020443 | 0.017551 | 0.014836 | 0.012328 | 0.010057 | 0.0080443 | 0.0063656
|  | Pipeline Gas | 21.2476 | 21.1058 | 20.9133 | 20.6319 | 20.3183 | 21.1572 | 20.4137 | 19.2186 | 19.1904 | 18.5867 | 17.6631 | 16.5894 | 15.8331 | 14.725 | 13.5877 | 12.4741 | 8.0106 | 3.3418 | 1.1045 | 0.63519 | 0.53385 | 0.52695 | 0.5199 | 0.51269 | 0.50045 | 0.49301 | 0.49415 | 0.4952 | 0.49617 | 0.49706 | 0.5027
| TCU | Electricity | 5.0932 | 4.1594 | 3.8029 | 3.8915 | 3.6329 | 3.6028 | 3.5092 | 3.3389 | 3.0468 | 2.7745 | 2.4997 | 2.2482 | 1.9999 | 1.776 | 1.5509 | 1.3378 | 1.0068 | 0.71462 | 0.46426 | 0.22891 | 0 | 0 | 0 | 0 | 0 | 0 | 0 | 0 | 0 | 0 | 0
|  | Pipeline Gas | 0.70062 | 0.71976 | 0.72245 | 0.72295 | 0.72654 | 0.7216 | 0.71764 | 0.70726 | 0.69523 | 0.67994 | 0.66899 | 0.65804 | 0.64708 | 0.63613 | 0.62518 | 0.61423 | 0.60328 | 0.59232 | 0.58137 | 0.57042 | 0.55947 | 0.54852 | 0.53756 | 0.52661 | 0.51566 | 0.50471 | 0.49376 | 0.4828 | 0.47185 | 0.4609 | 0
|  | Waste Heat | 1.1875 | 1.1872 | 1.187 | 1.1869 | 1.186 | 1.1767 | 1.175 | 1.1749 | 1.0831 | 0.98722 | 0.89265 | 0.79913 | 0.70692 | 0.61552 | 0.52509 | 0.43558 | 0.34567 | 0.25775 | 0.1711 | 0.085189 | 0 | 0 | 0 | 0 | 0 | 0 | 0 | 0 | 0 | 0 | 0
| Transportation | Compressed Pipeline Gas (CNG) | 1.4075 | 1.1685 | 0.93481 | 0.59285 | 0.34587 | 0.035734 | 0.052898 | 0.069246 | 0.074903 | 0.086176 | 0.092506 | 0.09911 | 0.10535 | 0.074279 | 0.075864 | 0.049781 | 0.0024077 | 0.0060501 | 0.00041339 | 0.00012521 | 0.0048561 | 0.0050982 | 0 | 0 | 0 | 0.015663 | 0.010539 | 0.006799 | 0 | 0 | 0
|  | Diesel | 34.5124 | 34.6843 | 34.8232 | 32.2265 | 30.176 | 27.887 | 27.9644 | 27.1803 | 25.5993 | 23.5983 | 21.1978 | 18.3344 | 15.017 | 11.2336 | 7.2352 | 2.9757 | 0 | 0 | 0 | 0 | 0 | 0 | 0 | 0 | 0 | 0.10457 | 0.098671 | 0.092054 | 0.084757 | 0.076824 | 0.068317
|  | Electricity | 0.29701 | 0.32786 | 0.44236 | 0.59466 | 0.70932 | 0.74941 | 0.9349 | 1.0458 | 1.4044 | 1.7437 | 2.0372 | 2.3005 | 2.504 | 2.6505 | 2.6861 | 2.6312 | 2.781 | 2.3735 | 1.6521 | 0.85594 | 0 | 0 | 0 | 0 | 0 | 0 | 0 | 0 | 0 | 0 | 0
|  | Gasoline | 130.1496 | 130.7175 | 129.6479 | 128.2764 | 125.9411 | 107.6138 | 119.9325 | 115.8077 | 111.1108 | 102.2567 | 93.3949 | 84.6837 | 76.0502 | 67.5525 | 59.3139 | 51.3714 | 29.3645 | 15.1341 | 8.6468 | 3.2975 | 0.3992 | 0.39723 | 0.39596 | 0.39546 | 0.39572 | 0.39763 | 0.40141 | 0.40569 | 0.41062 | 0.41498 | 0.41835
|  | Kerosene-Jet Fuel | 4.1126 | 4.2319 | 4.3598 | 4.4871 | 4.6144 | 3.4803 | 4.2676 | 4.5676 | 4.5032 | 4.3797 | 4.2217 | 4.0051 | 3.7746 | 3.5287 | 3.2685 | 2.9999 | 2.5758 | 2.1414 | 1.6969 | 1.2423 | 0.77776 | 0.62284 | 0.46775 | 0.31243 | 0.15681 | 0.00099543 | 0.001253 | 0.001298 | 0.0010947 | 0.0006625 | 0
Alt 2 | Agriculture | Diesel | 3.1418 | 2.7267 | 2.4505 | 2.5162 | 2.4895 | 2.4628 | 2.4267 | 2.3745 | 2.2322 | 2.0936 | 1.9585 | 1.8269 | 1.6988 | 1.5741 | 1.4527 | 1.3348 | 1.1577 | 0.98264 | 0.80947 | 0.63823 | 0.46892 | 0.37514 | 0.28135 | 0.18757 | 0.093784 | 0 | 0 | 0 | 0 | 0 | 0
|  | Electricity | 6.7224 | 5.4813 | 5.0023 | 5.1168 | 4.7851 | 4.7431 | 4.5993 | 4.3168 | 3.966 | 3.8083 | 3.6434 | 3.3662 | 3.0767 | 2.8129 | 2.5389 | 2.2814 | 2.2583 | 2.2222 | 2.1842 | 2.1407 | 2.0972 | 2.06 | 2.0302 | 1.9969 | 1.9759 | 1.9489 | 1.9211 | 1.8964 | 1.8722 | 1.8462 | 1.8292
|  | Gasoline | 0.12679 | 0.1251 | 0.15528 | 0.17649 | 0.16071 | 0.14492 | 0.12913 | 0.11259 | 0.092559 | 0.073976 | 0.056819 | 0.041064 | 0.026687 | 0.013819 | 0.0034309 | 0.00018821 | 0 | 0 | 0 | 0 | 0 | 0 | 0 | 0 | 0 | 0 | 0 | 0 | 0 | 0 | 0
|  | Pipeline Gas | 0.60203 | 0.62648 | 0.58817 | 0.563 | 0.54458 | 0.52618 | 0.50778 | 0.48675 | 0.46502 | 0.43988 | 0.39454 | 0.36437 | 0.33596 | 0.30933 | 0.28451 | 0.25586 | 0.23476 | 0.21257 | 0.19539 | 0.17247 | 0.1569 | 0.15045 | 0.14494 | 0.13943 | 0.1339 | 0.12324 | 0.1195 | 0.12723 | 0.12023 | 0.12026 | 0
|  | Waste Heat | 0.20971 | 0.20965 | 0.20961 | 0.20958 | 0.20941 | 0.20781 | 0.20749 | 0.20609 | 0.16583 | 0.12593 | 0.12457 | 0.11503 | 0.10572 | 0.096571 | 0.087597 | 0.078788 | 0.070658 | 0.062611 | 0.054632 | 0.046708 | 0.038829 | 0.031025 | 0.023238 | 0.015475 | 0.0077261 | 0 | 0 | 0 | 0 | 0 | 0
| Commercial | Diesel | 1.3928 | 1.3526 | 1.3201 | 1.4462 | 1.4837 | 1.4005 | 1.3911 | 1.4931 | 1.5681 | 1.6322 | 1.7002 | 1.7177 | 1.772 | 1.8098 | 1.8684 | 1.8898 | 1.9129 | 1.9762 | 2.0188 | 2.0827 | 0 | 0 | 0 | 0 | 0 | 0 | 0 | 0 | 0 | 0 | 0
|  | Electricity | 32.1961 | 25.9357 | 23.4096 | 23.7387 | 21.9383 | 19.782 | 18.5494 | 18.2531 | 16.932 | 16.2417 | 15.5435 | 13.9805 | 12.7155 | 11.4631 | 10.3011 | 9.0455 | 8.6171 | 8.3545 | 8.0406 | 7.821 | 7.6268 | 7.5599 | 7.4515 | 7.4099 | 7.3379 | 7.3162 | 7.286 | 7.1868 | 7.158 | 7.2296 | 7.2198
|  | Pipeline Gas | 10.6361 | 10.6186 | 10.6061 | 10.6131 | 10.5995 | 9.7415 | 9.4454 | 9.7418 | 9.8608 | 9.8865 | 9.9659 | 9.657 | 9.4016 | 8.9419 | 8.5226 | 7.9077 | 7.2518 | 6.7642 | 6.2035 | 5.6941 | 5.191 | 4.6861 | 4.1414 | 3.6525 | 3.1356 | 2.7001 | 2.3211 | 1.9417 | 1.6275 | 1.2023 | 0.93081
|  | Waste Heat | 0.88097 | 0.88076 | 0.88049 | 0.88047 | 0.87974 | 0.8034 | 0.78443 | 0.82747 | 0.69161 | 0.53986 | 0.51409 | 0.47332 | 0.44252 | 0.40719 | 0.37571 | 0.33717 | 0.29662 | 0.26293 | 0.22724 | 0.19435 | 0.16163 | 0.12918 | 0.095814 | 0.063818 | 0.031547 | 0 | 0 | 0 | 0 | 0 | 0
| Industrial | Coal | 1.9163 | 1.809 | 2.0504 | 2.0268 | 1.7853 | 1.719 | 1.5779 | 1.5435 | 1.4813 | 1.3881 | 1.2998 | 1.2084 | 1.1208 | 1.0291 | 0.94317 | 0.86558 | 0.80524 | 0.74046 | 0.68077 | 0.60971 | 0.61343 | 0.59275 | 0.57082 | 0.55308 | 0.53693 | 0.52382 | 0.51152 | 0.49912 | 0.48824 | 0.47847 | 0.46888
|  | Diesel | 3.0645 | 2.9799 | 3.1339 | 3.1842 | 3.5261 | 2.9936 | 2.7944 | 2.8745 | 2.8768 | 2.8184 | 2.7785 | 2.7085 | 2.6217 | 2.5305 | 2.4424 | 2.3652 | 2.0121 | 1.6507 | 1.2943 | 0.92622 | 0.54712 | 0.43223 | 0.32313 | 0.21543 | 0.10945 | 0 | 0 | 0 | 0.002978 | 0.0053282 | 0
|  | Electricity | 10.1394 | 8.2221 | 7.4502 | 7.5569 | 7.3772 | 6.2472 | 5.9602 | 5.8731 | 5.6032 | 5.5798 | 5.5181 | 5.2273 | 4.8765 | 4.5342 | 4.1618 | 3.8071 | 4.1841 | 4.5042 | 4.8086 | 5.0899 | 5.3601 | 5.2744 | 5.211 | 5.1478 | 5.1101 | 5.0451 | 4.9921 | 4.9706 | 4.9536 | 4.9124 | 4.8884
|  | Gasoline | 1.4785 | 0.65603 | 0.6882 | 0.13173 | 0.13989 | 0.12304 | 0.12149 | 0.12696 | 0.12968 | 0.13184 | 0.13381 | 0.13421 | 0.13425 | 0.13365 | 0.13343 | 0.1338 | 0.13493 | 0.13527 | 0.13604 | 0.1367 | 0.13754 | 0.13817 | 0.1386 | 0.13949 | 0.14007 | 0.14028 | 0.1406 | 0.14176 | 0.14306 | 0.1436 | 0.14398
|  | LPG | 1.4699 | 1.4273 | 1.3637 | 1.306 | 1.3799 | 1.2046 | 1.1929 | 1.2526 | 1.2563 | 1.253 | 1.2476 | 1.2262 | 1.2017 | 1.1724 | 1.1473 | 1.129 | 0.99348 | 0.84854 | 0.70647 | 0.56205 | 0.41709 | 0.41889 | 0.42004 | 0.42235 | 0.42381 | 0.42364 | 0.42391 | 0.42718 | 0.43074 | 0.43137 | 0.43146
|  | Pipeline Gas | 7.5663 | 7.9203 | 7.7483 | 7.8014 | 8.0644 | 7.1863 | 7.1149 | 7.3854 | 7.2967 | 7.1367 | 6.9469 | 6.6939 | 6.4223 | 6.1256 | 5.8223 | 5.5409 | 4.8104 | 4.0788 | 3.3625 | 2.6622 | 1.995 | 1.9862 | 1.9779 | 1.9859 | 1.9751 | 1.958 | 1.838 | 1.7325 | 1.6353 | 1.512 | 1.4016
|  | Waste Heat | 1.8598 | 1.8599 | 1.8599 | 1.8599 | 1.86 | 1.7182 | 1.6815 | 1.7294 | 1.6518 | 1.5627 | 1.4745 | 1.3823 | 1.2902 | 1.1953 | 1.1042 | 1.0207 | 0.91289 | 0.80482 | 0.6991 | 0.59612 | 0.4949 | 0.394 | 0.29491 | 0.19661 | 0.098156 | 0 | 0 | 0 | 0 | 0 | 0
| Oil & Gas Extraction | Diesel | 0.091091 | 0.060855 | 0.056617 | 0.056617 | 0.056617 | 0.049159 | 0.045733 | 0.046246 | 0.048478 | 0.044635 | 0.041064 | 0.037847 | 0.034237 | 0.030901 | 0.026923 | 0.022855 | 0.019962 | 0.016969 | 0.014295 | 0.011595 | 0.0087187 | 0.0069161 | 0.0052159 | 0.0035178 | 0.0017828 | 0 | 0 | 0 | 0 | 0 | 0
|  | Electricity | 1.8138 | 1.4633 | 1.3227 | 1.3416 | 1.2624 | 1.0931 | 0.9954 | 0.95984 | 0.92018 | 0.81222 | 0.7152 | 0.6105 | 0.50734 | 0.42176 | 0.33555 | 0.26015 | 0.2269 | 0.19262 | 0.16281 | 0.13363 | 0.10408 | 0.087117 | 0.071648 | 0.05626 | 0.041016 | 0.025314 | 0.014953 | 0.0049428 | -0.0049321 | -0.014826 | -0.024839
|  | Pipeline Gas | 15.1566 | 13.4329 | 13.36 | 13.1505 | 13.1424 | 11.4034 | 10.582 | 10.6832 | 11.3391 | 10.6643 | 9.9193 | 9.2296 | 8.443 | 7.7112 | 6.8235 | 5.9174 | 5.3081 | 4.6755 | 4.1189 | 3.5605 | 2.9629 | 2.5927 | 2.2596 | 1.9265 | 1.5743 | 1.216 | 1.005 | 0.80021 | 0.61193 | 0.41852 | 0.21378
|  | Waste Heat | 2.1291 | 2.1295 | 2.1299 | 2.13 | 2.1313 | 1.8543 | 1.7323 | 1.7562 | 1.5048 | 1.078 | 0.93586 | 0.81123 | 0.68722 | 0.5782 | 0.4678 | 0.36733 | 0.29365 | 0.22674 | 0.17166 | 0.12387 | 0.082441 | 0.05574 | 0.034607 | 0.018269 | 0.0066749 | 0 | 0 | 0 | 0 | 0 | 0
| Petroleum Refining | Coke | 6.1473 | 6.7848 | 6.8328 | 6.8174 | 6.8371 | 6.3946 | 6.4237 | 5.621 | 5.3289 | 4.7557 | 4.1976 | 3.6187 | 3.1305 | 2.5688 | 2.0933 | 1.6499 | 1.5254 | 1.3855 | 1.2731 | 1.1314 | 1.0093 | 0.93215 | 0.83046 | 0.74791 | 0.67789 | 0.61257 | 0.53086 | 0.44057 | 0.3752 | 0.33319 | 0.30693
|  | Electricity | 2.2875 | 1.8471 | 1.6701 | 1.694 | 1.5659 | 1.431 | 1.4679 | 1.2841 | 1.174 | 1.0644 | 0.95937 | 0.82378 | 0.71055 | 0.58978 | 0.48843 | 0.39821 | 0.35628 | 0.31158 | 0.2756 | 0.23529 | 0.20173 | 0.1817 | 0.15841 | 0.13934 | 0.12409 | 0.10983 | 0.093166 | 0.075797 | 0.063288 | 0.055042 | 0.049888
|  | Pipeline Gas | 10.9064 | 10.9054 | 10.9008 | 10.8966 | 10.8892 | 10.1483 | 10.11 | 8.749 | 8.3077 | 7.4103 | 6.4798 | 5.5211 | 4.7241 | 3.8195 | 3.0648 | 2.3717 | 2.1655 | 1.9351 | 1.7504 | 1.5218 | 1.3256 | 1.199 | 1.0367 | 0.9049 | 0.7963 | 0.69142 | 0.57053 | 0.43877 | 0.34632 | 0.28992 | 0.2503
|  | Refinery and Process Gas | 13.2205 | 13.2205 | 13.2205 | 13.2205 | 13.2205 | 12.3291 | 12.3497 | 10.7756 | 10.1865 | 9.065 | 7.9784 | 6.8585 | 5.9166 | 4.8413 | 3.9341 | 3.0921 | 2.8509 | 2.5821 | 2.366 | 2.0969 | 1.8654 | 1.7181 | 1.5265 | 1.371 | 1.2392 | 1.1168 | 0.96519 | 0.79884 | 0.67849 | 0.6009 | 0.55205
|  | Waste Heat | 0.97987 | 0.98005 | 0.98023 | 0.98028 | 0.98085 | 0.91658 | 0.91874 | 0.8009 | 0.59053 | 0.37807 | 0.31241 | 0.25112 | 0.20141 | 0.15234 | 0.11363 | 0.081323 | 0.067629 | 0.05454 | 0.043801 | 0.033321 | 0.024735 | 0.018234 | 0.012156 | 0.0072797 | 0.0032901 | 0 | 0 | 0 | 0 | 0 | 0
| Residential | Electricity | 27.1832 | 21.8644 | 19.6946 | 19.8565 | 18.219 | 18.7292 | 17.4201 | 15.4415 | 14.4876 | 14.0915 | 13.7099 | 12.7862 | 11.6713 | 10.5122 | 9.3787 | 8.3449 | 8.0478 | 7.7266 | 7.4959 | 7.2638 | 7.0441 | 6.932 | 6.8451 | 6.7457 | 6.6223 | 6.5424 | 6.4594 | 6.384 | 6.3064 | 6.219 | 6.2168
|  | Fuel Oil | 0.056508 | 0.054328 | 0.052101 | 0.049776 | 0.047323 | 0.047466 | 0.046773 | 0.045197 | 0.046347 | 0.047064 | 0.047801 | 0.048067 | 0.049257 | 0.049516 | 0.049768 | 0.050013 | 0.049774 | 0.049518 | 0.049726 | 0.049923 | 0.050109 | 0.050285 | 0.050451 | 0.050607 | 0.050263 | 0.050397 | 0.05052 | 0.050636 | 0.050742 | 0.05084 | 0.051424
|  | Kerosene | 0.092745 | 0.09445 | 0.096141 | 0.097716 | 0.099082 | 0.1063 | 0.10475 | 0.10122 | 0.1038 | 0.1054 | 0.10705 | 0.10765 | 0.11031 | 0.1109 | 0.11146 | 0.11201 | 0.11147 | 0.1109 | 0.11137 | 0.11181 | 0.11223 | 0.11262 | 0.11299 | 0.11334 | 0.11257 | 0.11287 | 0.11315 | 0.11341 | 0.11365 | 0.11387 | 0.11518
|  | LPG | 0.9049 | 0.89851 | 0.89114 | 0.88114 | 0.87072 | 0.90979 | 0.88155 | 0.83386 | 0.83656 | 0.82966 | 0.82139 | 0.7944 | 0.76736 | 0.71538 | 0.66054 | 0.60544 | 0.54688 | 0.49047 | 0.4377 | 0.38425 | 0.33382 | 0.28785 | 0.24657 | 0.20994 | 0.17599 | 0.14801 | 0.12357 | 0.10231 | 0.083915 | 0.068137 | 0.055266
|  | Pipeline Gas | 21.3303 | 21.1809 | 20.9829 | 20.6901 | 20.3645 | 21.1907 | 20.3039 | 18.9742 | 18.7999 | 18.4235 | 18.0456 | 17.3357 | 16.7377 | 15.6572 | 14.5223 | 13.4075 | 12.2912 | 11.2165 | 10.2551 | 9.2648 | 8.304 | 7.3837 | 6.5041 | 5.6524 | 4.7813 | 4.0244 | 3.3932 | 2.7803 | 2.251 | 1.7598 | 1.362
| TCU | Electricity | 5.0932 | 4.1594 | 3.8029 | 3.8915 | 3.6329 | 3.5995 | 3.5024 | 3.3287 | 3.0618 | 2.9485 | 2.8331 | 2.6329 | 2.424 | 2.2353 | 2.0373 | 1.8499 | 1.8289 | 1.7985 | 1.7675 | 1.7328 | 1.699 | 1.6899 | 1.686 | 1.6783 | 1.6802 | 1.6763 | 1.6632 | 1.6524 | 1.6415 | 1.6288 | 1.6234
|  | Pipeline Gas | 0.7032 | 0.72193 | 0.72424 | 0.72435 | 0.72757 | 0.72226 | 0.71807 | 0.69712 | 0.68449 | 0.66374 | 0.64728 | 0.62087 | 0.60851 | 0.59124 | 0.5737 | 0.55647 | 0.53696 | 0.5218 | 0.49916 | 0.48016 | 0.45094 | 0.4337 | 0.41438 | 0.39615 | 0.37795 | 0.36339 | 0.37406 | 0.39228 | 0.39656 | 0.4108 | 0
|  | Waste Heat | 1.1862 | 1.1859 | 1.1856 | 1.1855 | 1.1845 | 1.1754 | 1.1736 | 1.1735 | 1.1016 | 1.0255 | 0.95758 | 0.89028 | 0.82392 | 0.75789 | 0.69231 | 0.6271 | 0.5624 | 0.49834 | 0.43484 | 0.37176 | 0.30906 | 0.24694 | 0.18496 | 0.12317 | 0.061495 | 0 | 0 | 0 | 0 | 0 | 0
| Transportation | Compressed Pipeline Gas (CNG) | 1.4126 | 1.1779 | 0.94337 | 0.62064 | 0.3741 | 0.067669 | 0.073686 | 0.078911 | 0.078969 | 0.094658 | 0.082122 | 0.092869 | 0.084257 | 0.075238 | 0.072953 | 0.066808 | 0.054667 | 0.047633 | 0.047712 | 0.05323 | 0.032716 | 0.055089 | 0.054403 | 0.060388 | 0.073833 | 0.10103 | 0.076871 | 0.043587 | 0.018138 | 6.8588e-05 | 1.3262e-05
|  | Diesel | 34.5124 | 34.6843 | 34.8232 | 32.2265 | 30.176 | 27.887 | 27.997 | 27.2454 | 25.8255 | 24.0899 | 22.0948 | 19.8353 | 17.3492 | 14.5477 | 11.5572 | 8.2995 | 7.5722 | 6.7453 | 5.6773 | 4.5462 | 3.2305 | 2.363 | 1.5839 | 0.93567 | 0.40298 | 0 | 0 | 0 | 0 | 0 | 0
|  | Electricity | 0.29701 | 0.32786 | 0.44236 | 0.59466 | 0.70932 | 0.74872 | 0.9331 | 1.0426 | 1.3537 | 1.7495 | 2.1606 | 2.5004 | 2.792 | 3.0572 | 3.2483 | 3.3798 | 3.7614 | 4.0898 | 4.3847 | 4.6305 | 4.846 | 5.1271 | 5.3938 | 5.6179 | 5.8459 | 6.0263 | 6.2138 | 6.4048 | 6.5445 | 6.63 | 6.6882
|  | Gasoline | 130.1496 | 130.7175 | 129.6479 | 128.2764 | 125.9411 | 107.6138 | 119.9325 | 115.8077 | 111.1036 | 103.6222 | 96.0163 | 88.5044 | 81.0373 | 73.5726 | 66.1158 | 58.7238 | 52.5548 | 46.6608 | 41.0901 | 35.912 | 31.119 | 27.0404 | 23.3124 | 19.9449 | 16.9347 | 14.2706 | 11.5627 | 9.3057 | 7.3043 | 5.737 | 4.6113
|  | Kerosene-Jet Fuel | 4.1126 | 4.2319 | 4.3598 | 4.4871 | 4.6144 | 3.4803 | 4.2676 | 4.5676 | 4.6624 | 4.7088 | 4.7297 | 4.694 | 4.6492 | 4.5927 | 4.5242 | 4.4505 | 4.0224 | 3.5905 | 3.1548 | 2.7153 | 2.272 | 1.825 | 1.3743 | 0.91996 | 0.46176 | 0 | 0.0075386 | 0.011577 | 0.012081 | 0.0091369 | 0.0027838
Alt 3 | Agriculture | Diesel | 3.1418 | 2.7267 | 2.4505 | 2.5162 | 2.4895 | 2.4628 | 2.4269 | 2.375 | 2.2499 | 2.1279 | 2.0088 | 1.8926 | 1.7793 | 1.6688 | 1.5612 | 1.4563 | 1.3357 | 1.2167 | 1.0993 | 0.98366 | 0.86967 | 0.75736 | 0.64672 | 0.53775 | 0.43045 | 0.32483 | 0.25652 | 0.18988 | 0.12491 | 0.06162 | 0
|  | Electricity | 6.7224 | 5.4813 | 5.0023 | 5.1168 | 4.7851 | 4.7509 | 4.6153 | 4.3406 | 4.0115 | 4.0678 | 4.1132 | 3.9037 | 3.6745 | 3.4782 | 3.2634 | 3.0646 | 3.0748 | 3.0612 | 3.0382 | 2.9995 | 2.9543 | 2.8614 | 2.7801 | 2.6946 | 2.6261 | 2.5473 | 2.473 | 2.4074 | 2.3383 | 2.2644 | 2.1994
|  | Gasoline | 0.12679 | 0.1251 | 0.15528 | 0.17649 | 0.16071 | 0.14492 | 0.12913 | 0.11259 | 0.093253 | 0.075132 | 0.058209 | 0.042464 | 0.027878 | 0.014596 | 0.0036679 | 0.0002039 | 0 | 0 | 0 | 0 | 0 | 0 | 0 | 0 | 0 | 0 | 0 | 0 | 0 | 0 | 0
|  | Pipeline Gas | 0.60075 | 0.62431 | 0.58549 | 0.5609 | 0.54305 | 0.5252 | 0.50735 | 0.48686 | 0.46903 | 0.44744 | 0.40534 | 0.37834 | 0.35305 | 0.32885 | 0.30615 | 0.28325 | 0.2582 | 0.23942 | 0.22255 | 0.20629 | 0.18999 | 0.17626 | 0.16225 | 0.14532 | 0.12938 | 0.11426 | 0.11993 | 0.10754 | 0.10868 | 0.10999 | 0
|  | Waste Heat | 0.20994 | 0.20989 | 0.20985 | 0.20984 | 0.20968 | 0.20804 | 0.20773 | 0.2063 | 0.16593 | 0.12593 | 0.12468 | 0.11517 | 0.10588 | 0.096759 | 0.087792 | 0.078976 | 0.070854 | 0.062799 | 0.054811 | 0.046864 | 0.038957 | 0.031111 | 0.02329 | 0.015502 | 0.0077362 | 0 | 0 | 0 | 0 | 0 | 0
| Commercial | Diesel | 1.3928 | 1.3526 | 1.3201 | 1.4462 | 1.4837 | 1.4005 | 1.3925 | 1.4958 | 1.5721 | 1.6376 | 1.707 | 1.7258 | 1.7814 | 1.8206 | 1.8806 | 1.9034 | 1.7867 | 1.7102 | 1.613 | 1.5372 | 1.4619 | 1.3872 | 1.2897 | 1.2156 | 1.1176 | 1.0441 | 1.3744 | 1.6791 | 2.01 | 2.3686 | 0
|  | Electricity | 32.1961 | 25.9357 | 23.4096 | 23.7387 | 21.9383 | 19.8146 | 18.6139 | 18.3538 | 17.1897 | 17.471 | 17.7252 | 16.4219 | 15.4198 | 14.4252 | 13.5022 | 12.4146 | 11.9996 | 11.7811 | 11.4583 | 11.2357 | 11.0221 | 10.6585 | 10.2531 | 9.9523 | 9.6211 | 9.3558 | 9.1059 | 8.7939 | 8.5595 | 8.4369 | 8.2122
|  | Pipeline Gas | 10.5934 | 10.5793 | 10.5713 | 10.5829 | 10.5754 | 9.7261 | 9.4432 | 9.7501 | 9.8928 | 9.926 | 10.0236 | 9.7191 | 9.4791 | 9.0259 | 8.6202 | 8.0088 | 7.3705 | 6.8892 | 6.3289 | 5.8453 | 5.3613 | 4.8645 | 4.3121 | 3.8277 | 3.3236 | 2.8904 | 2.4815 | 2.0819 | 1.7427 | 1.2925 | 1.0204
|  | Waste Heat | 0.88144 | 0.88124 | 0.88097 | 0.88098 | 0.88026 | 0.80373 | 0.78473 | 0.82775 | 0.69133 | 0.53903 | 0.51366 | 0.47301 | 0.44229 | 0.40699 | 0.37549 | 0.3369 | 0.29643 | 0.26278 | 0.22715 | 0.19428 | 0.16155 | 0.12907 | 0.095694 | 0.063717 | 0.031487 | 0 | 0 | 0 | 0 | 0 | 0
| Industrial | Coal | 1.9163 | 1.809 | 2.0504 | 2.0268 | 1.7853 | 1.719 | 1.5779 | 1.5435 | 1.4813 | 1.3881 | 1.2998 | 1.2084 | 1.1208 | 1.0291 | 0.94317 | 0.86558 | 0.80524 | 0.74046 | 0.68077 | 0.60971 | 0.61343 | 0.59275 | 0.57082 | 0.55308 | 0.53693 | 0.52382 | 0.51152 | 0.49912 | 0.48824 | 0.47847 | 0.46888
|  | Diesel | 3.0645 | 2.9799 | 3.1339 | 3.1842 | 3.5261 | 2.9936 | 2.7937 | 2.8731 | 2.9234 | 2.9139 | 2.9251 | 2.9059 | 2.8692 | 2.8276 | 2.7897 | 2.7645 | 2.5908 | 2.411 | 2.2431 | 2.0641 | 1.8705 | 1.6711 | 1.4819 | 1.2937 | 1.107 | 0.91274 | 0.72415 | 0.54483 | 0.3735 | 0.1926 | 0
|  | Electricity | 10.1394 | 8.2221 | 7.4502 | 7.5569 | 7.3772 | 6.2575 | 5.9809 | 5.9055 | 5.4822 | 5.5856 | 5.6647 | 5.3556 | 5.0041 | 4.6902 | 4.3607 | 4.0671 | 4.2405 | 4.3672 | 4.4844 | 4.586 | 4.6813 | 4.6843 | 4.7004 | 4.71 | 4.7354 | 4.7252 | 4.7296 | 4.7662 | 4.7928 | 4.7853 | 4.7839
|  | Gasoline | 1.4785 | 0.65603 | 0.6882 | 0.13173 | 0.13989 | 0.12304 | 0.12149 | 0.12696 | 0.12968 | 0.13184 | 0.13381 | 0.13421 | 0.13425 | 0.13365 | 0.13343 | 0.1338 | 0.13493 | 0.13527 | 0.13604 | 0.1367 | 0.13754 | 0.13817 | 0.1386 | 0.13949 | 0.14007 | 0.14028 | 0.1406 | 0.14176 | 0.14306 | 0.1436 | 0.14398
|  | LPG | 1.4699 | 1.4273 | 1.3637 | 1.306 | 1.3799 | 1.2046 | 1.1929 | 1.2526 | 1.2787 | 1.2984 | 1.3167 | 1.3185 | 1.3169 | 1.3099 | 1.3075 | 1.3128 | 1.3246 | 1.3258 | 1.333 | 1.3382 | 1.3455 | 1.3513 | 1.355 | 1.3624 | 1.3671 | 1.3666 | 1.3674 | 1.378 | 1.3895 | 1.3915 | 1.3918
|  | Pipeline Gas | 7.4952 | 7.8506 | 7.6866 | 7.7467 | 8.0197 | 7.1591 | 7.092 | 7.3816 | 7.5819 | 7.7155 | 7.6827 | 7.5906 | 7.4796 | 7.3167 | 7.1575 | 7.011 | 6.659 | 6.2889 | 5.9218 | 5.5805 | 5.2375 | 4.8903 | 4.5506 | 4.2073 | 3.8611 | 3.5061 | 3.1484 | 2.8192 | 2.4988 | 2.1496 | 1.8224
|  | Waste Heat | 1.8599 | 1.8599 | 1.86 | 1.86 | 1.86 | 1.7182 | 1.6816 | 1.7294 | 1.4112 | 1.0845 | 1.0111 | 0.93485 | 0.85901 | 0.78164 | 0.70712 | 0.63786 | 0.5704 | 0.50281 | 0.43671 | 0.37233 | 0.30906 | 0.24606 | 0.18418 | 0.1228 | 0.061306 | 0 | 0 | 0 | 0 | 0 | 0
| Oil & Gas Extraction | Diesel | 0.091091 | 0.060855 | 0.056617 | 0.056617 | 0.056617 | 0.049159 | 0.045717 | 0.046215 | 0.048431 | 0.04583 | 0.043602 | 0.040942 | 0.037877 | 0.035139 | 0.031691 | 0.028134 | 0.025123 | 0.02198 | 0.019248 | 0.016498 | 0.013503 | 0.011455 | 0.0095734 | 0.0077112 | 0.0057956 | 0.0037616 | 0.0031622 | 0.0026245 | 0.0021221 | 0.0016247 | 0
|  | Electricity | 1.8138 | 1.4633 | 1.3227 | 1.3416 | 1.2624 | 1.0949 | 0.99887 | 0.96514 | 0.93419 | 0.89797 | 0.86656 | 0.77605 | 0.68049 | 0.60271 | 0.51595 | 0.43639 | 0.39654 | 0.35234 | 0.31399 | 0.2749 | 0.23315 | 0.2023 | 0.17605 | 0.15113 | 0.12772 | 0.10359 | 0.082225 | 0.062901 | 0.044823 | 0.027682 | 0
|  | Pipeline Gas | 15.0984 | 13.3839 | 13.3162 | 13.1126 | 13.1126 | 11.3853 | 10.5741 | 10.6718 | 11.3377 | 10.9457 | 10.506 | 9.9393 | 9.2735 | 8.6877 | 7.9109 | 7.1106 | 6.5144 | 5.8743 | 5.3454 | 4.81 | 4.209 | 3.8155 | 3.4754 | 3.1284 | 2.7669 | 2.3733 | 2.1088 | 1.8758 | 1.6565 | 1.4451 | 0
|  | Waste Heat | 2.1277 | 2.1281 | 2.1284 | 2.1285 | 2.1296 | 1.853 | 1.7311 | 1.7551 | 1.5038 | 1.1074 | 0.99361 | 0.87709 | 0.75927 | 0.6557 | 0.54791 | 0.4482 | 0.36777 | 0.2934 | 0.23167 | 0.17684 | 0.12737 | 0.091547 | 0.061646 | 0.03646 | 0.015824 | 0 | 0 | 0 | 0 | 0 | 0
| Petroleum Refining | Coke | 6.1473 | 6.7848 | 6.8328 | 6.8174 | 6.8371 | 6.3946 | 6.4237 | 5.621 | 5.3289 | 4.7882 | 4.2594 | 3.7028 | 3.2326 | 2.6878 | 2.2338 | 1.8107 | 1.7313 | 1.6325 | 1.562 | 1.4432 | 1.3313 | 1.2436 | 1.1178 | 1.0161 | 0.92946 | 0.8474 | 0.76285 | 0.69087 | 0.6264 | 0.56821 | 0.5126
|  | Electricity | 2.2875 | 1.8471 | 1.6701 | 1.694 | 1.5659 | 1.4334 | 1.473 | 1.2911 | 1.1919 | 1.1528 | 1.1101 | 0.99013 | 0.88976 | 0.77657 | 0.68316 | 0.59982 | 0.56307 | 0.51771 | 0.48187 | 0.43117 | 0.38454 | 0.34176 | 0.29339 | 0.25425 | 0.22308 | 0.19429 | 0.16732 | 0.14544 | 0.12635 | 0.10954 | 0.09477
|  | Pipeline Gas | 10.8651 | 10.8651 | 10.8651 | 10.8651 | 10.8651 | 10.1325 | 10.1025 | 8.7517 | 8.3177 | 7.4764 | 6.5955 | 5.6697 | 4.9039 | 4.0247 | 3.3013 | 2.6376 | 2.498 | 2.3305 | 2.2072 | 2.0079 | 1.8217 | 1.6734 | 1.468 | 1.3018 | 1.1583 | 1.0245 | 0.88327 | 0.76192 | 0.64743 | 0.54719 | 0.45298
|  | Refinery and Process Gas | 13.2205 | 13.2205 | 13.2205 | 13.2205 | 13.2205 | 12.3291 | 12.3497 | 10.7756 | 10.1865 | 9.1269 | 8.0958 | 7.018 | 6.1095 | 5.0656 | 4.1981 | 3.3935 | 3.2355 | 3.0425 | 2.903 | 2.6747 | 2.4606 | 2.2921 | 2.0547 | 1.8626 | 1.6991 | 1.5449 | 1.387 | 1.2527 | 1.1327 | 1.0247 | 0.92198
|  | Waste Heat | 0.97923 | 0.9794 | 0.97954 | 0.97956 | 0.9801 | 0.91596 | 0.91809 | 0.80039 | 0.59015 | 0.38046 | 0.31677 | 0.25672 | 0.20775 | 0.15918 | 0.12106 | 0.089101 | 0.076594 | 0.064109 | 0.053595 | 0.042376 | 0.032522 | 0.024256 | 0.016322 | 0.0098691 | 0.0045029 | 0 | 0 | 0 | 0 | 0 | 0
| Residential | Electricity | 27.1832 | 21.8644 | 19.6946 | 19.8565 | 18.219 | 18.76 | 17.4807 | 15.5267 | 14.7081 | 15.158 | 15.6341 | 15.0191 | 14.1535 | 13.2286 | 12.2931 | 11.453 | 11.2068 | 10.8957 | 10.682 | 10.4352 | 10.1799 | 9.7733 | 9.4186 | 9.0602 | 8.6829 | 8.3662 | 8.0728 | 7.8115 | 7.5412 | 7.2575 | 7.0713
|  | Fuel Oil | 0.056508 | 0.054328 | 0.052101 | 0.049776 | 0.047323 | 0.047466 | 0.046773 | 0.045197 | 0.046347 | 0.047064 | 0.047801 | 0.048067 | 0.049257 | 0.049516 | 0.049768 | 0.050013 | 0.049774 | 0.049518 | 0.049726 | 0.049923 | 0.050109 | 0.050285 | 0.050451 | 0.050607 | 0.050263 | 0.050397 | 0.05052 | 0.050636 | 0.050742 | 0.05084 | 0.051424
|  | Kerosene | 0.092745 | 0.09445 | 0.096141 | 0.097716 | 0.099082 | 0.1063 | 0.10475 | 0.10122 | 0.1038 | 0.1054 | 0.10705 | 0.10765 | 0.11031 | 0.1109 | 0.11146 | 0.11201 | 0.11147 | 0.1109 | 0.11137 | 0.11181 | 0.11223 | 0.11262 | 0.11299 | 0.11334 | 0.11257 | 0.11287 | 0.11315 | 0.11341 | 0.11365 | 0.11387 | 0.11518
|  | LPG | 0.9049 | 0.89851 | 0.89114 | 0.88114 | 0.87072 | 0.90979 | 0.88155 | 0.83386 | 0.83656 | 0.82966 | 0.82139 | 0.7944 | 0.76736 | 0.71538 | 0.66054 | 0.60544 | 0.54688 | 0.49047 | 0.4377 | 0.38425 | 0.33382 | 0.28785 | 0.24657 | 0.20994 | 0.17599 | 0.14801 | 0.12357 | 0.10231 | 0.083915 | 0.068137 | 0.055266
|  | Pipeline Gas | 21.2476 | 21.1058 | 20.9133 | 20.6319 | 20.3183 | 21.1572 | 20.3085 | 18.9955 | 18.8574 | 18.495 | 18.1539 | 17.4488 | 16.8724 | 15.8012 | 14.6882 | 13.5844 | 12.4895 | 11.4321 | 10.476 | 9.5099 | 8.5653 | 7.6483 | 6.7607 | 5.9247 | 5.0687 | 4.3101 | 3.6284 | 3.0103 | 2.4261 | 1.9103 | 1.4771
| TCU | Electricity | 5.0932 | 4.1594 | 3.8029 | 3.8915 | 3.6329 | 3.6055 | 3.5146 | 3.3471 | 3.1084 | 3.1717 | 3.2308 | 3.0927 | 2.9396 | 2.8128 | 2.6704 | 2.539 | 2.5469 | 2.5361 | 2.5188 | 2.4894 | 2.4554 | 2.3825 | 2.3199 | 2.2542 | 2.203 | 2.1436 | 2.0786 | 2.0219 | 1.9629 | 1.9007 | 1.8465
|  | Pipeline Gas | 0.70062 | 0.71976 | 0.72245 | 0.72295 | 0.72654 | 0.7216 | 0.71764 | 0.69723 | 0.68515 | 0.66494 | 0.64902 | 0.62164 | 0.61037 | 0.59853 | 0.58257 | 0.56445 | 0.54748 | 0.53053 | 0.51915 | 0.50671 | 0.48592 | 0.46936 | 0.44635 | 0.4198 | 0.40728 | 0.38863 | 0.40398 | 0.39731 | 0.4066 | 0.41581 | 0
|  | Waste Heat | 1.1875 | 1.1872 | 1.187 | 1.1869 | 1.186 | 1.1767 | 1.175 | 1.1747 | 1.1023 | 1.0255 | 0.9584 | 0.89139 | 0.82519 | 0.75937 | 0.69385 | 0.6286 | 0.56395 | 0.49984 | 0.43626 | 0.37301 | 0.31007 | 0.24762 | 0.18538 | 0.12339 | 0.061575 | 0 | 0 | 0 | 0 | 0 | 0
| Transportation | Compressed Pipeline Gas (CNG) | 1.4075 | 1.1685 | 0.93481 | 0.59285 | 0.34587 | 0.03576 | 0.03796 | 0.044373 | 0.050484 | 0.054244 | 0.081926 | 0.094805 | 0.10162 | 0.11359 | 0.13117 | 0.14363 | 0.16624 | 0.18833 | 0.20261 | 0.22023 | 0.2358 | 0.25327 | 0.26423 | 0.26911 | 0.27752 | 0.28777 | 0.24274 | 0.20138 | 0.1615 | 0.13193 | 0.10039
|  | Diesel | 34.5124 | 34.6843 | 34.8232 | 32.2265 | 30.176 | 27.887 | 27.9961 | 27.2437 | 25.9253 | 24.4055 | 22.6897 | 20.747 | 18.606 | 16.3641 | 14.0837 | 11.707 | 12.0473 | 12.2818 | 12.293 | 12.1287 | 11.6511 | 11.1527 | 10.515 | 9.8295 | 9.0206 | 8.1037 | 6.2047 | 4.4447 | 2.8209 | 1.3388 | 0
|  | Electricity | 0.29701 | 0.32786 | 0.44236 | 0.59466 | 0.70932 | 0.74995 | 0.93634 | 1.0483 | 1.2592 | 1.5898 | 1.9514 | 2.253 | 2.5626 | 2.8258 | 3.0518 | 3.2603 | 3.7022 | 4.1167 | 4.548 | 4.9758 | 5.4209 | 5.7449 | 6.0232 | 6.2089 | 6.3852 | 6.4932 | 6.5602 | 6.6081 | 6.6101 | 6.564 | 6.5125
|  | Gasoline | 130.1496 | 130.7175 | 129.6479 | 128.2764 | 125.9411 | 107.6138 | 119.9325 | 115.8077 | 111.5536 | 105.2632 | 99.0348 | 92.904 | 86.8131 | 80.7621 | 74.5788 | 68.2887 | 62.7611 | 57.3778 | 52.0229 | 46.7281 | 41.4486 | 36.6534 | 32.2717 | 28.298 | 24.7132 | 21.4918 | 18.5822 | 15.9841 | 13.6651 | 11.606 | 9.7914
|  | Kerosene-Jet Fuel | 4.1126 | 4.2319 | 4.3598 | 4.4871 | 4.6144 | 3.4803 | 4.2676 | 4.5676 | 4.6624 | 4.7088 | 4.7297 | 4.694 | 4.6492 | 4.5927 | 4.5242 | 4.4505 | 4.0138 | 3.5753 | 3.135 | 2.6928 | 2.2487 | 1.8027 | 1.355 | 0.90536 | 0.45372 | 0 | 0.0039002 | 0.0057173 | 0.0056931 | 0.0038945 | 0
Alt 4 | Agriculture | Diesel | 3.1418 | 2.7267 | 2.4505 | 2.5162 | 2.4895 | 2.4628 | 2.4236 | 2.3684 | 2.3136 | 2.2591 | 2.2049 | 2.1511 | 2.0977 | 2.0446 | 1.9919 | 1.9395 | 1.8074 | 1.6769 | 1.5481 | 1.421 | 1.2955 | 1.1717 | 1.0496 | 0.92917 | 0.8104 | 0.69331 | 0.60917 | 0.52671 | 0.44593 | 0.36682 | 0.28938
|  | Electricity | 6.7224 | 5.4813 | 5.0023 | 5.1168 | 4.7851 | 4.7501 | 4.6138 | 4.3383 | 3.9464 | 3.9274 | 3.909 | 3.6824 | 3.4455 | 3.2477 | 3.0276 | 2.8275 | 2.8674 | 2.8838 | 2.8898 | 2.8797 | 2.8624 | 2.7808 | 2.7063 | 2.6213 | 2.5514 | 2.4695 | 2.3908 | 2.32 | 2.2444 | 2.1626 | 2.0879
|  | Gasoline | 0.12679 | 0.1251 | 0.15528 | 0.17649 | 0.16071 | 0.14492 | 0.12913 | 0.11259 | 0.096262 | 0.080141 | 0.06423 | 0.04853 | 0.033041 | 0.017964 | 0.0046949 | 0.00027186 | 0 | 0 | 0 | 0 | 0 | 0 | 0 | 0 | 0 | 0 | 0 | 0 | 0 | 0 | 0
|  | Pipeline Gas | 0.60075 | 0.62431 | 0.58549 | 0.5609 | 0.54305 | 0.5252 | 0.50735 | 0.48686 | 0.47852 | 0.46537 | 0.44552 | 0.4294 | 0.41363 | 0.39804 | 0.37206 | 0.34975 | 0.32469 | 0.30238 | 0.28229 | 0.26102 | 0.24074 | 0.2214 | 0.20448 | 0.18203 | 0.16626 | 0.15247 | 0.13814 | 0.12552 | 0.11641 | 0.10437 | 0.093611
|  | Waste Heat | 0.20994 | 0.20989 | 0.20985 | 0.20984 | 0.20968 | 0.20804 | 0.20773 | 0.20633 | 0.16569 | 0.12552 | 0.12433 | 0.11491 | 0.10571 | 0.096654 | 0.08775 | 0.078946 | 0.070876 | 0.062858 | 0.054894 | 0.046961 | 0.039058 | 0.031197 | 0.023356 | 0.015545 | 0.007757 | 0 | 0 | 0 | 0 | 0 | 0
| Commercial | Diesel | 1.3928 | 1.3526 | 1.3201 | 1.4462 | 1.4837 | 1.4005 | 1.3923 | 1.4953 | 1.5715 | 1.6367 | 1.7059 | 1.7245 | 1.7799 | 1.8189 | 1.8786 | 1.9012 | 1.8196 | 1.7782 | 1.7161 | 1.6753 | 1.6352 | 1.5956 | 1.5331 | 1.4941 | 1.4312 | 1.3928 | 1.6533 | 1.8883 | 2.1494 | 2.4384 | 0
|  | Electricity | 32.1961 | 25.9357 | 23.4096 | 23.7387 | 21.9383 | 19.8115 | 18.6077 | 18.3442 | 17.1863 | 17.4005 | 17.6168 | 16.404 | 15.4857 | 14.5736 | 13.6797 | 12.6182 | 12.2723 | 12.1196 | 11.852 | 11.6841 | 11.5245 | 11.1386 | 10.6977 | 10.3457 | 9.9621 | 9.6429 | 9.3381 | 8.9713 | 8.6814 | 8.4995 | 8.2104
|  | Pipeline Gas | 10.5934 | 10.5793 | 10.5713 | 10.5829 | 10.5754 | 9.7261 | 9.4432 | 9.7538 | 9.8945 | 9.9432 | 10.0456 | 9.7572 | 9.5379 | 9.1219 | 8.748 | 8.0027 | 7.383 | 6.9296 | 6.3945 | 5.9468 | 5.4991 | 5.0296 | 4.5151 | 4.0749 | 3.5827 | 3.1625 | 2.7958 | 2.4352 | 2.1319 | 1.6976 | 1.4247
|  | Waste Heat | 0.88144 | 0.88124 | 0.88097 | 0.88098 | 0.88026 | 0.80373 | 0.78473 | 0.8278 | 0.69025 | 0.53715 | 0.51206 | 0.47179 | 0.44139 | 0.40637 | 0.37511 | 0.33689 | 0.29655 | 0.263 | 0.22743 | 0.19459 | 0.16189 | 0.12934 | 0.095895 | 0.063847 | 0.031548 | 0 | 0 | 0 | 0 | 0 | 0
| Industrial | Coal | 1.9163 | 1.809 | 2.0504 | 2.0268 | 1.7853 | 1.719 | 1.5779 | 1.5435 | 1.4813 | 1.3881 | 1.2998 | 1.2084 | 1.1208 | 1.0291 | 0.94317 | 0.86558 | 0.80524 | 0.74046 | 0.68077 | 0.60971 | 0.61343 | 0.59275 | 0.57082 | 0.55308 | 0.53693 | 0.52382 | 0.51257 | 0.50117 | 0.49127 | 0.48244 | 0.47377
|  | Diesel | 3.0645 | 2.9799 | 3.1339 | 3.1842 | 3.5261 | 2.9936 | 2.7926 | 2.8709 | 2.9352 | 2.9399 | 2.966 | 2.9616 | 2.9393 | 2.9122 | 2.8889 | 2.8788 | 2.7633 | 2.6423 | 2.5355 | 2.418 | 2.2847 | 2.145 | 2.0179 | 1.8931 | 1.7712 | 1.6405 | 1.4945 | 1.3626 | 1.2448 | 1.1152 | 0.96852
|  | Electricity | 10.1394 | 8.2221 | 7.4502 | 7.5569 | 7.3772 | 6.2565 | 5.9789 | 5.9024 | 5.4516 | 5.5042 | 5.5419 | 5.24 | 4.8993 | 4.5987 | 4.269 | 3.9772 | 4.0342 | 4.0503 | 4.0605 | 4.0618 | 4.0632 | 3.9662 | 3.8828 | 3.7927 | 3.7192 | 3.621 | 3.538 | 3.4829 | 3.4212 | 3.3365 | 3.2583
|  | Gasoline | 1.4785 | 0.65603 | 0.6882 | 0.13173 | 0.13989 | 0.12304 | 0.12149 | 0.12696 | 0.12968 | 0.13184 | 0.13381 | 0.13421 | 0.13425 | 0.13365 | 0.13343 | 0.1338 | 0.13493 | 0.13527 | 0.13604 | 0.1367 | 0.13754 | 0.13817 | 0.1386 | 0.13949 | 0.14007 | 0.14028 | 0.14089 | 0.14234 | 0.14394 | 0.14479 | 0.14548
|  | LPG | 1.4699 | 1.4273 | 1.3637 | 1.306 | 1.3799 | 1.2046 | 1.1929 | 1.2526 | 1.2787 | 1.2984 | 1.3167 | 1.3185 | 1.3169 | 1.3099 | 1.3075 | 1.3128 | 1.3246 | 1.3258 | 1.333 | 1.3382 | 1.3455 | 1.3513 | 1.355 | 1.3624 | 1.3671 | 1.3666 | 1.3702 | 1.3837 | 1.3981 | 1.4031 | 1.4063
|  | Pipeline Gas | 7.4952 | 7.8506 | 7.6866 | 7.7467 | 8.0197 | 7.1591 | 7.092 | 7.3691 | 7.5961 | 7.7594 | 7.7713 | 7.7188 | 7.6482 | 7.549 | 7.4432 | 7.1562 | 7.0048 | 6.8235 | 6.6659 | 6.5343 | 6.4142 | 6.2895 | 6.1597 | 6.0476 | 5.9253 | 5.7864 | 5.6581 | 5.5402 | 5.4364 | 5.2978 | 5.1598
|  | Waste Heat | 1.8599 | 1.8599 | 1.86 | 1.86 | 1.86 | 1.7182 | 1.6816 | 1.7294 | 1.4106 | 1.0835 | 1.0102 | 0.93415 | 0.85848 | 0.78124 | 0.70684 | 0.63767 | 0.57025 | 0.50269 | 0.43662 | 0.37225 | 0.30899 | 0.24599 | 0.18412 | 0.12274 | 0.061276 | 0 | 0 | 0 | 0 | 0 | 0
| Oil & Gas Extraction | Diesel | 0.091091 | 0.060855 | 0.056617 | 0.056617 | 0.056617 | 0.049159 | 0.045704 | 0.046188 | 0.048391 | 0.045777 | 0.043536 | 0.041182 | 0.038428 | 0.036016 | 0.032883 | 0.029634 | 0.027013 | 0.024243 | 0.021922 | 0.019592 | 0.016984 | 0.014659 | 0.012534 | 0.010432 | 0.0082657 | 0.0059587 | 0.0050157 | 0.0041415 | 0.0033178 | 0.0025201 | 0.0016981
|  | Electricity | 1.8138 | 1.4633 | 1.3227 | 1.3416 | 1.2624 | 1.0947 | 0.99853 | 0.96463 | 0.93401 | 0.89435 | 0.86131 | 0.78125 | 0.69498 | 0.62585 | 0.54406 | 0.46866 | 0.43573 | 0.39723 | 0.36452 | 0.3304 | 0.29236 | 0.25352 | 0.22019 | 0.18819 | 0.15824 | 0.12751 | 0.10919 | 0.093028 | 0.078129 | 0.064179 | 0.051032
|  | Pipeline Gas | 15.0984 | 13.3839 | 13.3162 | 13.1126 | 13.1126 | 11.3853 | 10.5741 | 10.6703 | 11.3721 | 11.0102 | 10.5664 | 10.0765 | 9.4815 | 8.9703 | 8.2762 | 7.3804 | 6.8459 | 6.2773 | 5.824 | 5.3745 | 4.8508 | 4.3919 | 3.9824 | 3.5922 | 3.1825 | 2.7383 | 2.4652 | 2.2411 | 2.0182 | 1.8128 | 1.5997
|  | Waste Heat | 2.1277 | 2.1281 | 2.1284 | 2.1285 | 2.1296 | 1.853 | 1.7311 | 1.7549 | 1.4394 | 0.98477 | 0.88349 | 0.78569 | 0.686 | 0.59841 | 0.50602 | 0.42003 | 0.35014 | 0.28466 | 0.22999 | 0.18062 | 0.13488 | 0.096868 | 0.065174 | 0.038507 | 0.016691 | 0 | 0 | 0 | 0 | 0 | 0
| Petroleum Refining | Coke | 6.1473 | 6.7848 | 6.8328 | 6.8174 | 6.8371 | 6.3946 | 6.4237 | 5.621 | 5.3289 | 4.81 | 4.3012 | 3.7619 | 3.3072 | 2.772 | 2.3246 | 1.9037 | 1.8409 | 1.7587 | 1.7094 | 1.6126 | 1.5336 | 1.4835 | 1.3785 | 1.2846 | 1.1969 | 1.1065 | 1.0101 | 0.92744 | 0.85225 | 0.78345 | 0.71627
|  | Electricity | 2.2875 | 1.8471 | 1.6701 | 1.694 | 1.5659 | 1.4332 | 1.4726 | 1.2905 | 1.2893 | 1.3422 | 1.3111 | 1.1956 | 1.0999 | 0.9844 | 0.88608 | 0.79722 | 0.76996 | 0.72927 | 0.70081 | 0.65054 | 0.60774 | 0.56482 | 0.5055 | 0.45187 | 0.40608 | 0.36029 | 0.31295 | 0.27424 | 0.23992 | 0.20926 | 0.18197
|  | Pipeline Gas | 10.8651 | 10.8651 | 10.8651 | 10.8651 | 10.8651 | 10.1325 | 10.1025 | 8.7552 | 8.2336 | 7.3626 | 6.5232 | 5.6447 | 4.9105 | 4.0624 | 3.3649 | 2.6613 | 2.5427 | 2.3944 | 2.2999 | 2.1363 | 1.9995 | 1.9083 | 1.7375 | 1.5894 | 1.4492 | 1.3092 | 1.1722 | 1.0578 | 0.95503 | 0.85884 | 0.7658
|  | Refinery and Process Gas | 13.2205 | 13.2205 | 13.2205 | 13.2205 | 13.2205 | 12.3291 | 12.3497 | 10.7756 | 10.1865 | 9.1683 | 8.1752 | 7.13 | 6.2506 | 5.2243 | 4.3688 | 3.5678 | 3.4404 | 3.2776 | 3.1769 | 2.9887 | 2.8345 | 2.7343 | 2.5338 | 2.3548 | 2.1879 | 2.0172 | 1.8365 | 1.6817 | 1.5412 | 1.4129 | 1.2883
|  | Waste Heat | 0.97923 | 0.9794 | 0.97954 | 0.97956 | 0.9801 | 0.91596 | 0.91809 | 0.80031 | 0.5902 | 0.38236 | 0.31998 | 0.26086 | 0.21255 | 0.16414 | 0.12594 | 0.093653 | 0.081394 | 0.068997 | 0.05858 | 0.047275 | 0.037393 | 0.028876 | 0.020083 | 0.012449 | 0.0057846 | 0 | 0 | 0 | 0 | 0 | 0
| Residential | Electricity | 27.1832 | 21.8644 | 19.6946 | 19.8565 | 18.219 | 18.7571 | 17.4749 | 15.5185 | 14.7054 | 15.0975 | 15.54 | 15.0046 | 14.2151 | 13.3649 | 12.4548 | 11.6416 | 11.4634 | 11.2126 | 11.0571 | 10.8659 | 10.6641 | 10.238 | 9.8545 | 9.4472 | 9.019 | 8.6498 | 8.3031 | 7.9908 | 7.6672 | 7.3268 | 7.0825
|  | Fuel Oil | 0.056508 | 0.054328 | 0.052101 | 0.049776 | 0.047323 | 0.047466 | 0.046773 | 0.045197 | 0.046347 | 0.047064 | 0.047801 | 0.048067 | 0.049257 | 0.049516 | 0.049768 | 0.050013 | 0.049774 | 0.049518 | 0.049726 | 0.049923 | 0.050109 | 0.050285 | 0.050451 | 0.050607 | 0.050263 | 0.050397 | 0.05052 | 0.050636 | 0.050742 | 0.05084 | 0.051424
|  | Kerosene | 0.092745 | 0.09445 | 0.096141 | 0.097716 | 0.099082 | 0.1063 | 0.10475 | 0.10122 | 0.1038 | 0.1054 | 0.10705 | 0.10765 | 0.11031 | 0.1109 | 0.11146 | 0.11201 | 0.11147 | 0.1109 | 0.11137 | 0.11181 | 0.11223 | 0.11262 | 0.11299 | 0.11334 | 0.11257 | 0.11287 | 0.11315 | 0.11341 | 0.11365 | 0.11387 | 0.11518
|  | LPG | 0.9049 | 0.89851 | 0.89114 | 0.88114 | 0.87072 | 0.90979 | 0.88155 | 0.83386 | 0.8366 | 0.82979 | 0.82186 | 0.79575 | 0.77037 | 0.72052 | 0.66797 | 0.61518 | 0.55872 | 0.50406 | 0.45212 | 0.39851 | 0.34758 | 0.30097 | 0.25888 | 0.22129 | 0.18615 | 0.15703 | 0.13144 | 0.10908 | 0.089696 | 0.073045 | 0.059467
|  | Pipeline Gas | 21.2476 | 21.1058 | 20.9133 | 20.6319 | 20.3183 | 21.1572 | 20.3085 | 18.9932 | 18.8653 | 18.5231 | 18.1903 | 17.5229 | 16.9857 | 15.9655 | 14.9211 | 13.5656 | 12.4852 | 11.4717 | 10.538 | 9.5938 | 8.6586 | 7.7798 | 6.9229 | 6.1168 | 5.2825 | 4.5658 | 3.9459 | 3.3778 | 2.8533 | 2.3838 | 1.9953
| TCU | Electricity | 5.0932 | 4.1594 | 3.8029 | 3.8915 | 3.6329 | 3.6049 | 3.5134 | 3.3453 | 3.1078 | 3.1589 | 3.2112 | 3.0899 | 2.9536 | 2.8444 | 2.7093 | 2.5857 | 2.6113 | 2.6171 | 2.615 | 2.5998 | 2.5797 | 2.5031 | 2.4342 | 2.357 | 2.2946 | 2.2222 | 2.1434 | 2.0732 | 2.0003 | 1.9229 | 1.8529
|  | Pipeline Gas | 0.70062 | 0.71976 | 0.72245 | 0.72295 | 0.72654 | 0.7216 | 0.71764 | 0.69723 | 0.68515 | 0.66494 | 0.65401 | 0.62813 | 0.61224 | 0.60079 | 0.58517 | 0.5556 | 0.5383 | 0.5246 | 0.50656 | 0.49226 | 0.47789 | 0.465 | 0.45059 | 0.43195 | 0.41835 | 0.39872 | 0.399 | 0.40234 | 0.41162 | 0.41581 | 0
|  | Waste Heat | 1.1875 | 1.1872 | 1.187 | 1.1869 | 1.186 | 1.1767 | 1.175 | 1.1749 | 1.1007 | 1.0222 | 0.9557 | 0.88941 | 0.82385 | 0.75855 | 0.69351 | 0.62836 | 0.56413 | 0.50031 | 0.43692 | 0.37378 | 0.31088 | 0.24831 | 0.1859 | 0.12373 | 0.061741 | 0 | 0 | 0 | 0 | 0 | 0
| Transportation | Compressed Pipeline Gas (CNG) | 1.4075 | 1.1685 | 0.93481 | 0.59285 | 0.34587 | 0.035755 | 0.042945 | 0.044357 | 0.060445 | 0.06457 | 0.092855 | 0.10133 | 0.11857 | 0.13091 | 0.1439 | 0.15205 | 0.16421 | 0.18719 | 0.20587 | 0.23779 | 0.25673 | 0.27831 | 0.3014 | 0.31455 | 0.34221 | 0.35832 | 0.33217 | 0.29835 | 0.27814 | 0.24842 | 0.21227
|  | Diesel | 34.5124 | 34.6843 | 34.8232 | 32.2265 | 30.176 | 27.887 | 27.8672 | 26.9858 | 25.6823 | 24.1858 | 22.5007 | 20.5949 | 18.4965 | 16.3024 | 14.0739 | 11.7532 | 12.4766 | 13.176 | 13.736 | 14.2375 | 14.5931 | 14.8029 | 14.8278 | 14.6747 | 14.4504 | 14.1691 | 12.5036 | 10.7985 | 9.0535 | 7.2782 | 5.4826
|  | Electricity | 0.29701 | 0.32786 | 0.44236 | 0.59466 | 0.70932 | 0.74984 | 0.93603 | 1.0478 | 1.2375 | 1.5403 | 1.8743 | 2.1463 | 2.4238 | 2.6551 | 2.8442 | 3.0194 | 3.4159 | 3.794 | 4.1957 | 4.5965 | 5.0091 | 5.3026 | 5.5895 | 5.8329 | 6.0743 | 6.2435 | 6.3597 | 6.4488 | 6.4849 | 6.4647 | 6.4318
|  | Gasoline | 130.1496 | 130.7175 | 129.6479 | 128.2764 | 125.9411 | 107.6138 | 119.9325 | 115.8077 | 111.5663 | 105.5744 | 99.622 | 93.8511 | 88.1704 | 82.5705 | 77.0135 | 71.4998 | 66.8353 | 62.2355 | 57.5992 | 52.9876 | 48.4258 | 44.1827 | 40.0672 | 36.074 | 32.3061 | 28.7739 | 25.5553 | 22.6483 | 20.0115 | 17.6218 | 15.4594
|  | Kerosene-Jet Fuel | 4.1126 | 4.2319 | 4.3598 | 4.4871 | 4.6144 | 3.4803 | 4.2676 | 4.5676 | 4.6624 | 4.7088 | 4.7297 | 4.694 | 4.6492 | 4.5927 | 4.5242 | 4.4505 | 4.0081 | 3.5651 | 3.1216 | 2.6775 | 2.2328 | 1.7875 | 1.3417 | 0.89521 | 0.44789 | 0 | 0.0015083 | 0.0024059 | 0.0025905 | 0.0021172 | 0.00098253

## E3_Emissions
Variable: | Scenario Emissions
Units: | MMT CO2e
Scenario |  | 2015 | 2016 | 2017 | 2018 | 2019 | 2020 | 2021 | 2022 | 2023 | 2024 | 2025 | 2026 | 2027 | 2028 | 2029 | 2030 | 2031 | 2032 | 2033 | 2034 | 2035 | 2036 | 2037 | 2038 | 2039 | 2040 | 2041 | 2042 | 2043 | 2044 | 2045
BAU Reference | Agriculture | 33.0392 | 32.646 | 32.3612 | 32.4234 | 32.3629 | 32.3009 | 32.2402 | 32.1798 | 30.9063 | 29.6326 | 28.358 | 28.1237 | 27.8894 | 27.6552 | 27.4227 | 27.1992 | 27.1541 | 27.1092 | 27.0646 | 27.0199 | 26.9752 | 26.9307 | 26.886 | 26.8415 | 26.797 | 26.7524 | 26.7076 | 26.6628 | 26.6181 | 26.5736 | 26.5302
| Electric Power | 86.4528 | 70.0213 | 63.5152 | 64.5112 | 60.2112 | 56.9207 | 53.8015 | 50.6997 | 47.5584 | 47.7628 | 47.9621 | 46.5437 | 45.1197 | 43.6985 | 41.2393 | 38.7845 | 38.7692 | 38.7533 | 38.738 | 38.725 | 38.7159 | 38.7055 | 38.6957 | 38.6875 | 38.6812 | 38.6744 | 38.6711 | 38.668 | 38.6649 | 38.6616 | 38.6591
| High GWP | 20.25 | 20.25 | 20.25 | 20.25 | 20.25 | 20.25 | 20.25 | 20.25 | 18.63 | 17.01 | 15.39 | 14.742 | 14.094 | 13.446 | 12.798 | 12.15 | 12.0285 | 11.907 | 11.7855 | 11.664 | 11.5425 | 11.421 | 11.2995 | 11.178 | 11.0565 | 10.935 | 10.8945 | 10.854 | 10.8135 | 10.773 | 10.7325
| Industrial | 82.4537 | 80.6453 | 80.822 | 80.0758 | 80.5527 | 74.6176 | 75.1955 | 73.6133 | 74.221 | 73.5426 | 72.968 | 72.0668 | 71.4904 | 70.0023 | 68.8491 | 67.7138 | 67.1028 | 66.1246 | 65.9354 | 65.0973 | 64.5505 | 64.4835 | 63.8154 | 63.5548 | 63.4984 | 63.2581 | 62.8007 | 62.6619 | 62.6606 | 62.6729 | 62.5524
| Recycling and Waste | 9.88 | 9.88 | 9.88 | 9.88 | 9.88 | 9.88 | 9.88 | 9.88 | 10.0713 | 10.2626 | 10.4539 | 10.414 | 10.374 | 10.3341 | 10.2941 | 10.2542 | 10.2155 | 10.1768 | 10.1382 | 10.0995 | 10.0608 | 10.0221 | 9.9834 | 9.9448 | 9.9061 | 9.8674 | 9.8287 | 9.79 | 9.7514 | 9.7127 | 9.674
| Residential and Commercial | 36.0694 | 35.8663 | 35.6249 | 35.4705 | 35.1747 | 35.0509 | 34.0305 | 33.3776 | 33.5878 | 33.4759 | 33.6028 | 33.1236 | 33.2083 | 32.7574 | 32.4306 | 31.8695 | 31.0102 | 30.4235 | 29.9027 | 29.5225 | 29.16 | 28.8144 | 28.3642 | 28.0494 | 27.481 | 27.1923 | 26.9363 | 26.5698 | 26.3299 | 26.0232 | 25.9095
| Transportation (Incl. TCU) | 172.4223 | 173.4303 | 172.5486 | 168.3799 | 164.2226 | 142.48 | 156.3837 | 152.404 | 148.046 | 143.5425 | 138.8332 | 134.2117 | 129.6089 | 124.9573 | 120.4454 | 116.0142 | 112.6366 | 109.4756 | 106.4983 | 103.7621 | 101.2511 | 99.1613 | 97.3009 | 95.6727 | 94.2779 | 93.0878 | 92.4442 | 91.9906 | 91.7277 | 91.6315 | 91.6991
Alt 1 | Agriculture | 33.0392 | 32.646 | 32.3612 | 32.4234 | 32.3629 | 32.3009 | 32.2403 | 32.1591 | 29.1043 | 26.0595 | 23.0255 | 22.0528 | 21.0906 | 20.1388 | 19.1979 | 18.2712 | 17.6112 | 16.9602 | 16.3178 | 15.6839 | 15.0586 | 14.6745 | 14.2904 | 13.9062 | 13.5221 | 13.138 | 12.7539 | 12.3698 | 11.9856 | 11.6015 | 11.2174
| CDR | 0 | 0 | 0 | 0 | 0 | 0 | 0 | 0 | 0 | 0 | 0 | 0 | 0 | 0 | 0 | 0 | 0 | -2.8752 | -11.8127 | -20.7503 | -29.6879 | -28.7638 | -27.8185 | -26.9013 | -25.9819 | -25.1819 | -24.5439 | -23.9076 | -23.2735 | -22.6964 | -21.6135
| Electric Power | 86.4527 | 70.0211 | 63.5148 | 64.5105 | 60.2101 | 57.1454 | 54.2511 | 51.3745 | 48.3953 | 45.0057 | 41.6159 | 37.9344 | 34.2617 | 30.6038 | 26.968 | 23.3541 | 18.6528 | 14.0702 | 9.5738 | 5.1126 | 0.6768 | 0.6768 | 0.6768 | 0.6768 | 0.6768 | 0.6768 | 0.6768 | 0.6768 | 0.6768 | 0.6768 | 0.6768
| High GWP | 20.25 | 20.25 | 20.25 | 20.25 | 20.25 | 20.25 | 20.25 | 20.25 | 17.82 | 15.39 | 12.96 | 12.1905 | 11.421 | 10.6515 | 9.882 | 9.1125 | 8.1405 | 7.1685 | 6.1965 | 5.2245 | 4.2525 | 4.05 | 3.8475 | 3.645 | 3.4425 | 3.24 | 3.1185 | 2.997 | 2.8755 | 2.754 | 2.6325
| Industrial | 82.4537 | 80.6453 | 80.822 | 80.0758 | 80.5526 | 74.6172 | 75.3804 | 74.0051 | 73.7784 | 69.7628 | 65.6945 | 61.4654 | 57.4145 | 52.548 | 47.9879 | 43.4821 | 34.6769 | 27.3154 | 22.1547 | 17.3075 | 11.5419 | 11.5048 | 11.4543 | 11.4228 | 11.3975 | 11.3601 | 11.3486 | 11.3393 | 11.3329 | 11.3252 | 11.3156
| Recycling and Waste | 9.88 | 9.88 | 9.88 | 9.88 | 9.88 | 9.88 | 9.88 | 9.88 | 10.1035 | 10.3271 | 10.5506 | 10.4333 | 10.316 | 10.1987 | 10.0814 | 9.9641 | 9.8674 | 9.7707 | 9.674 | 9.5773 | 9.4806 | 9.3839 | 9.2872 | 9.1905 | 9.0938 | 8.9971 | 8.9197 | 8.8424 | 8.765 | 8.6877 | 8.6103
| Residential and Commercial | 36.0694 | 35.8663 | 35.6249 | 35.4705 | 35.1748 | 35.0511 | 34.0441 | 33.3304 | 33.4925 | 32.7106 | 31.508 | 29.7875 | 28.6152 | 26.9097 | 25.2176 | 23.3317 | 16.8816 | 9.6275 | 5.5919 | 4.606 | 1.9362 | 1.9001 | 1.861 | 1.8255 | 1.781 | 1.7463 | 1.7207 | 1.6937 | 1.6693 | 1.6978 | 1.6742
| Transportation (Incl. TCU) | 172.0701 | 172.7091 | 171.6752 | 167.4926 | 162.99 | 140.9152 | 154.11 | 149.507 | 143.0666 | 131.988 | 120.4686 | 108.5795 | 96.3012 | 83.6408 | 71.0437 | 58.4466 | 32.8916 | 18.1316 | 11.0966 | 5.1956 | 1.7413 | 1.5737 | 1.4013 | 1.2345 | 1.0682 | 1.0236 | 1.0056 | 0.98865 | 0.96832 | 0.95337 | 0.48667
Alt 2 | Agriculture | 33.0403 | 32.648 | 32.3636 | 32.4253 | 32.3642 | 32.3017 | 32.2311 | 32.1399 | 29.1364 | 26.1348 | 23.1566 | 21.8995 | 20.6492 | 19.4059 | 18.1703 | 16.9416 | 16.351 | 15.7616 | 15.1791 | 14.5929 | 14.016 | 13.5239 | 13.0327 | 12.5415 | 12.0503 | 11.554 | 11.1662 | 10.7898 | 10.3987 | 10.0146 | 9.5102
| CDR | 0 | 0 | 0 | 0 | 0 | 0 | 0 | 0 | 0 | 0 | 0 | 0 | 0 | 0 | 0 | 0 | -18.62 | -44.7194 | -70.8189 | -96.9184 | -123.0179 | -113.8102 | -104.966 | -96.8318 | -89.1578 | -82.1886 | -76.7861 | -71.831 | -67.4258 | -63.4856 | -59.7753
| Electric Power | 86.4527 | 70.0211 | 63.5148 | 64.5105 | 60.2101 | 57.0938 | 54.1478 | 51.2197 | 48.2114 | 47.0016 | 45.7816 | 42.6219 | 39.4636 | 36.3119 | 33.1713 | 30.0438 | 29.9576 | 29.8767 | 29.7967 | 29.7244 | 29.6559 | 29.5887 | 29.5245 | 29.4689 | 29.4142 | 29.3672 | 29.3204 | 29.2524 | 29.2115 | 29.1831 | 29.1675
| High GWP | 20.25 | 20.25 | 20.25 | 20.25 | 20.25 | 20.25 | 20.25 | 20.25 | 18.36 | 16.47 | 14.58 | 13.6485 | 12.717 | 11.7855 | 10.854 | 9.9225 | 9.801 | 9.6795 | 9.558 | 9.4365 | 9.315 | 8.7075 | 8.1 | 7.4925 | 6.885 | 6.2775 | 5.832 | 5.3865 | 4.941 | 4.4955 | 4.05
| Industrial | 82.6262 | 80.8063 | 80.9653 | 80.2021 | 80.6535 | 74.6801 | 73.2853 | 69.9843 | 67.9645 | 62.9787 | 58.3637 | 53.9628 | 49.8725 | 45.4966 | 41.3881 | 37.4922 | 34.7331 | 31.8665 | 29.2471 | 26.5006 | 23.911 | 22.9005 | 21.8348 | 20.8852 | 19.9646 | 19.0528 | 18.356 | 17.6493 | 17.0826 | 16.5837 | 16.1394
| Recycling and Waste | 9.88 | 9.88 | 9.88 | 9.88 | 9.88 | 9.88 | 9.88 | 9.88 | 9.8134 | 9.7469 | 9.6803 | 9.5823 | 9.4844 | 9.3864 | 9.2885 | 9.1905 | 9.0938 | 8.9971 | 8.9004 | 8.8037 | 8.707 | 8.6296 | 8.5523 | 8.4749 | 8.3976 | 8.3202 | 8.2428 | 8.1655 | 8.0881 | 8.0108 | 7.9334
| Residential and Commercial | 36.1943 | 35.9801 | 35.7289 | 35.5584 | 35.2446 | 35.0997 | 33.8579 | 32.9168 | 32.7981 | 32.3461 | 32.0751 | 31.0015 | 30.143 | 28.5487 | 26.9622 | 25.1556 | 23.3066 | 21.7168 | 20.1494 | 18.628 | 14.9988 | 13.4958 | 11.9973 | 10.5885 | 9.1333 | 7.8818 | 6.8475 | 5.8344 | 4.9728 | 4.041 | 3.3607
| Transportation (Incl. TCU) | 172.0766 | 172.7194 | 171.6842 | 167.5204 | 163.0177 | 140.9465 | 154.1624 | 149.5703 | 143.4566 | 134.2049 | 124.5278 | 114.6377 | 104.5525 | 94.1374 | 83.5361 | 72.7242 | 65.3035 | 58.0643 | 50.9039 | 44.0786 | 37.4142 | 31.9641 | 26.9244 | 22.3802 | 18.3127 | 14.735 | 12.0212 | 9.7532 | 7.7311 | 6.157 | 4.6141
Alt 3 | Agriculture | 33.0392 | 32.646 | 32.3612 | 32.4234 | 32.3629 | 32.3009 | 32.2311 | 32.1407 | 29.6568 | 27.1737 | 24.713 | 23.6452 | 22.5834 | 21.5271 | 20.4775 | 19.4382 | 19.0707 | 18.7115 | 18.3559 | 18.0026 | 17.651 | 17.3037 | 16.9579 | 16.6108 | 16.2664 | 15.9245 | 15.6485 | 15.356 | 15.0788 | 14.8034 | 14.4184
| CDR | 0 | 0 | 0 | 0 | 0 | 0 | 0 | 0 | 0 | 0 | 0 | 0 | 0 | 0 | 0 | 0 | 0 | 0 | -3.91 | -10.2133 | -16.5166 | -22.82 | -29.1233 | -35.4266 | -41.7299 | -48.0333 | -54.3366 | -60.6399 | -66.9433 | -73.2466 | -79.5499
| Electric Power | 86.4527 | 70.0211 | 63.5148 | 64.5105 | 60.2101 | 57.1867 | 54.3336 | 51.4984 | 48.5981 | 49.8004 | 50.9944 | 48.5062 | 46.0141 | 43.5256 | 41.0219 | 38.5116 | 38.4073 | 38.3048 | 38.2023 | 38.1044 | 38.0083 | 37.3259 | 36.6416 | 35.9624 | 35.2813 | 34.606 | 33.9465 | 33.2941 | 32.6527 | 32.0228 | 31.3973
| High GWP | 20.25 | 20.25 | 20.25 | 20.25 | 20.25 | 20.25 | 20.25 | 20.25 | 18.5625 | 16.875 | 15.1875 | 14.1345 | 13.0815 | 12.0285 | 10.9755 | 9.9225 | 9.9225 | 9.9225 | 9.9225 | 9.9225 | 9.9225 | 9.9225 | 9.9225 | 9.9225 | 9.9225 | 9.9225 | 9.801 | 9.6795 | 9.558 | 9.4365 | 9.315
| Industrial | 82.4537 | 80.6453 | 80.822 | 80.0758 | 80.5526 | 74.6172 | 73.2444 | 69.9689 | 68.0855 | 63.6953 | 59.7978 | 55.8783 | 52.2486 | 48.3225 | 44.6543 | 41.1778 | 39.4229 | 37.5079 | 35.8724 | 34.027 | 32.2182 | 30.705 | 29.103 | 27.6152 | 26.1818 | 24.7266 | 23.4865 | 22.3824 | 21.34 | 20.2905 | 18.0286
| Recycling and Waste | 9.88 | 9.88 | 9.88 | 9.88 | 9.88 | 9.88 | 9.88 | 9.88 | 9.8134 | 9.7469 | 9.6803 | 9.5823 | 9.4844 | 9.3864 | 9.2885 | 9.1905 | 9.0938 | 8.9971 | 8.9004 | 8.8037 | 8.707 | 8.6296 | 8.5523 | 8.4749 | 8.3976 | 8.3202 | 8.2428 | 8.1655 | 8.0881 | 8.0108 | 7.9334
| Residential and Commercial | 36.0694 | 35.8663 | 35.6249 | 35.4705 | 35.1748 | 35.0511 | 33.862 | 32.9494 | 32.8914 | 32.4618 | 32.2474 | 31.1844 | 30.3645 | 28.7873 | 27.2377 | 25.4469 | 23.4973 | 21.7912 | 20.0899 | 18.4786 | 16.8922 | 15.3258 | 13.7141 | 12.2516 | 10.7262 | 9.4019 | 8.6175 | 7.8836 | 7.273 | 6.6502 | 3.5654
| Transportation (Incl. TCU) | 172.0701 | 172.7091 | 171.6752 | 167.4926 | 162.99 | 140.9152 | 154.1268 | 149.5353 | 143.9792 | 136.1222 | 128.1435 | 119.9529 | 111.6055 | 103.1904 | 94.5943 | 85.7829 | 80.0999 | 74.4537 | 68.6089 | 62.6495 | 56.3802 | 50.579 | 45.0377 | 39.8451 | 34.934 | 30.2719 | 25.4375 | 21.0332 | 17.0598 | 13.4965 | 9.8918
Alt 4 | Agriculture | 33.0392 | 32.646 | 32.3612 | 32.4234 | 32.3629 | 32.3009 | 32.2278 | 32.1342 | 29.6616 | 27.1852 | 24.7416 | 23.7473 | 22.754 | 21.7619 | 20.7617 | 19.7745 | 19.5236 | 19.2774 | 19.0352 | 18.7935 | 18.5545 | 18.3182 | 18.0859 | 17.8499 | 17.6222 | 17.3982 | 17.2144 | 17.0339 | 16.8587 | 16.6821 | 16.5086
| CDR | 0 | 0 | 0 | 0 | 0 | 0 | 0 | 0 | 0 | 0 | 0 | 0 | 0 | 0 | 0 | 0 | 0 | -0.26301 | -7.8945 | -15.526 | -23.1575 | -30.789 | -38.4205 | -46.052 | -53.6835 | -61.315 | -68.9466 | -76.5781 | -84.2096 | -91.8411 | -99.4726
| Electric Power | 86.4527 | 70.0211 | 63.5148 | 64.5105 | 60.2101 | 57.1778 | 54.3158 | 51.4717 | 48.5712 | 49.571 | 50.5639 | 48.2382 | 45.9077 | 43.5802 | 41.0959 | 38.6122 | 38.547 | 38.4807 | 38.4121 | 38.3456 | 38.2799 | 37.4245 | 36.5674 | 35.7137 | 34.8617 | 34.0134 | 33.172 | 32.331 | 31.4943 | 30.6632 | 29.8337
| High GWP | 20.25 | 20.25 | 20.25 | 20.25 | 20.25 | 20.25 | 20.25 | 20.25 | 18.5625 | 16.875 | 15.1875 | 14.1345 | 13.0815 | 12.0285 | 10.9755 | 9.9225 | 9.9225 | 9.9225 | 9.9225 | 9.9225 | 9.9225 | 9.9225 | 9.9225 | 9.9225 | 9.9225 | 9.9225 | 9.801 | 9.6795 | 9.558 | 9.4365 | 9.315
| Industrial | 82.4537 | 80.6453 | 80.822 | 80.0758 | 80.5526 | 74.6172 | 73.2433 | 69.9559 | 67.9966 | 63.6571 | 59.9287 | 56.3028 | 52.9395 | 49.2859 | 45.874 | 42.2012 | 40.8577 | 39.3481 | 38.1671 | 36.7933 | 35.5027 | 34.378 | 33.0792 | 31.8901 | 30.7046 | 29.4563 | 28.4643 | 27.6186 | 26.8384 | 26.0452 | 25.2345
| Recycling and Waste | 9.88 | 9.88 | 9.88 | 9.88 | 9.88 | 9.88 | 9.88 | 9.88 | 9.8134 | 9.7469 | 9.6803 | 9.5823 | 9.4844 | 9.3864 | 9.2885 | 9.1905 | 9.0938 | 8.9971 | 8.9004 | 8.8037 | 8.707 | 8.6296 | 8.5523 | 8.4749 | 8.3976 | 8.3202 | 8.2428 | 8.1655 | 8.0881 | 8.0108 | 7.9334
| Residential and Commercial | 36.0694 | 35.8663 | 35.6249 | 35.4705 | 35.1748 | 35.0511 | 33.8618 | 32.9505 | 32.8992 | 32.5045 | 32.3035 | 31.2954 | 30.5371 | 29.0504 | 27.6035 | 25.4296 | 23.5502 | 21.953 | 20.3352 | 18.8168 | 17.3106 | 15.8442 | 14.3353 | 12.9809 | 11.523 | 10.2874 | 9.5361 | 8.8204 | 8.2347 | 7.6035 | 4.4921
| Transportation (Incl. TCU) | 172.0701 | 172.7091 | 171.6752 | 167.4926 | 162.99 | 140.9152 | 154.0028 | 149.2776 | 143.7573 | 136.2207 | 128.5549 | 120.7589 | 112.8708 | 104.9558 | 97.0342 | 89.0395 | 84.5866 | 80.1887 | 75.6061 | 71.0064 | 66.2972 | 61.7646 | 57.1746 | 52.5141 | 48.0267 | 43.7 | 38.7916 | 34.1499 | 29.7573 | 25.5664 | 21.1553

## E3_Energy Demand
Variable: | Final Energy Demand With Biofuels Breakdown
Units: | EJ
Scenario | Sector | Final Energy Category | 2015 | 2016 | 2017 | 2018 | 2019 | 2020 | 2021 | 2022 | 2023 | 2024 | 2025 | 2026 | 2027 | 2028 | 2029 | 2030 | 2031 | 2032 | 2033 | 2034 | 2035 | 2036 | 2037 | 2038 | 2039 | 2040 | 2041 | 2042 | 2043 | 2044 | 2045
BAU Reference | Agriculture | Conventional Diesel | 0.044699253069812914 | 0.038794711558269565 | 0.03486509356469861 | 0.03579876096933933 | 0.03541891474316232 | 0.035039 | 0.034659 | 0.034279 | 0.0339 | 0.03352 | 0.03314 | 0.03276 | 0.03238 | 0.032 | 0.03162 | 0.031241 | 0.030861 | 0.030481 | 0.030101 | 0.029721 | 0.029341 | 0.028962 | 0.028582 | 0.028202 | 0.027822 | 0.027442 | 0.027062 | 0.026682 | 0.026303 | 0.025923 | 0.025543
|  | Conventional Gasoline / Conventional Ethanol | 0.0019070616759343311 | 0.00188161538329055 | 0.0023355435975052396 | 0.00265464254996344 | 0.002417202196276341 | 0.0021798 | 0.0019423 | 0.0017049 | 0.0014674 | 0.00123 | 0.00099256 | 0.00075512 | 0.00051768 | 0.00028343 | 7.4595e-05 | 4.3501e-06 | 0 | 0 | 0 | 0 | 0 | 0 | 0 | 0 | 0 | 0 | 0 | 0 | 0 | 0 | 0
|  | Electricity | 0.07915941388799999 | 0.07996829359831578 | 0.08069261481094733 | 0.08134082744589471 | 0.0822476669305263 | 0.083155 | 0.084061 | 0.084968 | 0.085875 | 0.086782 | 0.087689 | 0.088596 | 0.089502 | 0.090409 | 0.091316 | 0.092223 | 0.09313 | 0.094037 | 0.094943 | 0.09585 | 0.096757 | 0.097664 | 0.098571 | 0.099478 | 0.10038 | 0.10129 | 0.1022 | 0.1031 | 0.10401 | 0.10492 | 0.10583
|  | Natural Gas | 0.011998613607648964 | 0.012469196233122927 | 0.011693998683768922 | 0.011202761916051872 | 0.010846248004868986 | 0.01049 | 0.010133 | 0.0097767 | 0.0094202 | 0.0090637 | 0.0087072 | 0.0083507 | 0.0079941 | 0.0076376 | 0.0072811 | 0.0069246 | 0.0065681 | 0.0062116 | 0.0058551 | 0.0054985 | 0.005142 | 0.0047855 | 0.004429 | 0.0040725 | 0.003716 | 0.0033595 | 0.0030029 | 0.0026464 | 0.0022899 | 0.0019355 | 0.0016023
|  | Waste Heat | 0.0018612799487999982 | 0.0018612799488000008 | 0.0018612799488000001 | 0.0018612799487999986 | 0.0018612799488000034 | 0.0018613 | 0.0018613 | 0.0018613 | 0.0018613 | 0.0018613 | 0.0018613 | 0.0018613 | 0.0018613 | 0.0018613 | 0.0018613 | 0.0018613 | 0.0018613 | 0.0018613 | 0.0018613 | 0.0018613 | 0.0018613 | 0.0018613 | 0.0018613 | 0.0018613 | 0.0018613 | 0.0018613 | 0.0018613 | 0.0018613 | 0.0018613 | 0.0018613 | 0.0018613
| Commercial | Conventional Diesel | 0.0198154977335959 | 0.0192446667002241 | 0.018781003483940725 | 0.02057519149753719 | 0.021109673755772877 | 0.019925 | 0.019982 | 0.021622 | 0.022879 | 0.02398 | 0.025139 | 0.025577 | 0.026539 | 0.027267 | 0.028291 | 0.028785 | 0.028924 | 0.029635 | 0.03005 | 0.03077 | 0.031498 | 0.032235 | 0.032646 | 0.03339 | 0.033794 | 0.034547 | 0.035308 | 0.035705 | 0.036473 | 0.037638 | 0.038431
|  | Electricity | 0.37912485007093766 | 0.37836092844054836 | 0.377531269709353 | 0.3770989186449266 | 0.3764100179918495 | 0.34545 | 0.33653 | 0.35269 | 0.3627 | 0.36934 | 0.37689 | 0.37309 | 0.37595 | 0.37409 | 0.37494 | 0.36832 | 0.35858 | 0.35706 | 0.35303 | 0.3535 | 0.35472 | 0.35657 | 0.35527 | 0.35792 | 0.35712 | 0.36014 | 0.36328 | 0.3627 | 0.3659 | 0.37533 | 0.37884
|  | Natural Gas | 0.2115810043174134 | 0.211299778812402 | 0.21113820024123076 | 0.21137073514044924 | 0.2112210613462457 | 0.19426 | 0.19013 | 0.19789 | 0.20234 | 0.20496 | 0.20927 | 0.20711 | 0.20858 | 0.20769 | 0.20873 | 0.20571 | 0.20036 | 0.19904 | 0.19574 | 0.19443 | 0.19312 | 0.19183 | 0.18862 | 0.18737 | 0.18424 | 0.18306 | 0.18166 | 0.17842 | 0.17707 | 0.17374 | 0.17206
|  | Waste Heat | 0.007994197380096 | 0.007994197380096 | 0.007994197380096001 | 0.007994197380096 | 0.007994197380095998 | 0.0073547 | 0.0069681 | 0.007116 | 0.0056446 | 0.0040291 | 0.0038528 | 0.0035607 | 0.0033391 | 0.0030822 | 0.0028531 | 0.0025685 | 0.0022664 | 0.0020145 | 0.0017451 | 0.0014958 | 0.0012465 | 0.0009972 | 0.00074034 | 0.00049356 | 0.00024426 | 0 | 0 | 0 | 0 | -2.6292e-20 | 1.3146e-20
| Industrial | Coal | 0.02074430507598469 | 0.019582243376629505 | 0.022195901336088838 | 0.02194025021489203 | 0.019325756608925222 | 0.018608 | 0.017081 | 0.016708 | 0.016156 | 0.015255 | 0.014394 | 0.013485 | 0.012605 | 0.011665 | 0.010775 | 0.009968 | 0.0092916 | 0.0085613 | 0.007887 | 0.007078 | 0.0071356 | 0.006909 | 0.0066669 | 0.0064728 | 0.0062966 | 0.0061553 | 0.0060355 | 0.0059134 | 0.0058084 | 0.0057158 | 0.0056246
|  | Conventional Diesel | 0.04360003176931578 | 0.042395961088851714 | 0.04458799121945699 | 0.04530347383004514 | 0.05016693178785376 | 0.042592 | 0.039995 | 0.041372 | 0.042978 | 0.043751 | 0.044851 | 0.04552 | 0.045935 | 0.046283 | 0.046694 | 0.047316 | 0.047872 | 0.04835 | 0.049063 | 0.049612 | 0.049905 | 0.050089 | 0.050486 | 0.050926 | 0.051422 | 0.051765 | 0.052326 | 0.053158 | 0.054273 | 0.055185 | 0.055781
|  | Conventional Gasoline / Conventional Ethanol | 0.022238305177916647 | 0.00986739273810811 | 0.010351316107992921 | 0.0019814201411719923 | 0.002104097760995762 | 0.0018506 | 0.0018273 | 0.0019097 | 0.0019653 | 0.0020132 | 0.0020589 | 0.0020811 | 0.0020979 | 0.0021049 | 0.0021181 | 0.0021409 | 0.0021633 | 0.0021731 | 0.0021899 | 0.002205 | 0.002223 | 0.0022377 | 0.0022493 | 0.0022683 | 0.0022824 | 0.0022905 | 0.0023051 | 0.0023336 | 0.0023647 | 0.0023836 | 0.0023998
|  | Electricity | 0.119396386332 | 0.119955903768 | 0.120180688956 | 0.12013075321199998 | 0.12679998456613495 | 0.10952 | 0.10893 | 0.11483 | 0.11727 | 0.11964 | 0.12171 | 0.12283 | 0.1234 | 0.12353 | 0.12365 | 0.12398 | 0.12444 | 0.12457 | 0.12488 | 0.12556 | 0.1265 | 0.12717 | 0.12791 | 0.12894 | 0.12977 | 0.13036 | 0.13134 | 0.13296 | 0.13464 | 0.13587 | 0.13704
|  | LPG | 0.025145771148565147 | 0.024415676454538182 | 0.023328288472248535 | 0.022342054282794847 | 0.023605717360056067 | 0.020607 | 0.020407 | 0.021427 | 0.02204 | 0.02255 | 0.023043 | 0.023252 | 0.023406 | 0.023465 | 0.023606 | 0.023891 | 0.024155 | 0.024225 | 0.024405 | 0.02455 | 0.024733 | 0.02489 | 0.025009 | 0.025197 | 0.025336 | 0.025378 | 0.025498 | 0.0258 | 0.026123 | 0.026269 | 0.026385
|  | Natural Gas | 0.14970121257148783 | 0.1567985961286483 | 0.15352376784125094 | 0.15472475505072775 | 0.16017635651766698 | 0.14299 | 0.14275 | 0.14948 | 0.15357 | 0.15656 | 0.15895 | 0.16019 | 0.16098 | 0.16112 | 0.16133 | 0.16172 | 0.16209 | 0.16187 | 0.16212 | 0.16281 | 0.16407 | 0.16507 | 0.1661 | 0.16743 | 0.16859 | 0.16935 | 0.17057 | 0.17257 | 0.17464 | 0.17603 | 0.17733
|  | Waste Heat | 0.018045380540275203 | 0.0180453805402752 | 0.018045380540275196 | 0.0180453805402752 | 0.0180453805402752 | 0.016699 | 0.016345 | 0.01682 | 0.017012 | 0.017094 | 0.017136 | 0.017113 | 0.017074 | 0.016971 | 0.01689 | 0.016899 | 0.016826 | 0.016723 | 0.016635 | 0.016583 | 0.016555 | 0.016511 | 0.016514 | 0.016553 | 0.01657 | 0.016486 | 0.016499 | 0.016597 | 0.016688 | 0.016653 | 0.01664
| Oil & Gas Extraction | Conventional Diesel | 0.0012959935839407988 | 0.0008658120031243806 | 0.0008055127356746454 | 0.0008055127356746454 | 0.0008055127356746454 | 0.0006994 | 0.00063989 | 0.00063605 | 0.00065481 | 0.00065854 | 0.00067018 | 0.00066571 | 0.00065565 | 0.00065206 | 0.0006366 | 0.00061888 | 0.00060937 | 0.00059629 | 0.0005932 | 0.00059064 | 0.00058112 | 0.00056986 | 0.00056481 | 0.0005613 | 0.00055616 | 0.00054454 | 0.00053186 | 0.00052248 | 0.00051635 | 0.00051294 | 0.00050878
|  | Electricity | 0.02135867684210526 | 0.021348634736842103 | 0.021336944210526315 | 0.021326305263157895 | 0.021698747368421048 | 0.019164 | 0.017829 | 0.018016 | 0.01885 | 0.019262 | 0.019912 | 0.020087 | 0.020087 | 0.020278 | 0.020092 | 0.019819 | 0.019796 | 0.019647 | 0.019819 | 0.020007 | 0.019953 | 0.01983 | 0.019916 | 0.020051 | 0.020125 | 0.019956 | 0.019737 | 0.019631 | 0.019639 | 0.019746 | 0.019822
|  | Natural Gas | 0.30155905035694663 | 0.2673157528876674 | 0.26596321007893453 | 0.26189708064759587 | 0.2618970806475958 | 0.2274 | 0.2084 | 0.20752 | 0.21403 | 0.21566 | 0.21991 | 0.2189 | 0.21606 | 0.21536 | 0.21076 | 0.2054 | 0.20251 | 0.19842 | 0.19766 | 0.19708 | 0.19418 | 0.19069 | 0.18929 | 0.1884 | 0.18697 | 0.18336 | 0.17939 | 0.17652 | 0.17476 | 0.17392 | 0.17283
|  | Waste Heat | 0.021780853067519996 | 0.021780853067520003 | 0.021780853067520003 | 0.021780853067519996 | 0.021780853067519992 | 0.018912 | 0.017303 | 0.017199 | 0.017706 | 0.017807 | 0.018121 | 0.018001 | 0.017729 | 0.017632 | 0.017214 | 0.016734 | 0.016477 | 0.016123 | 0.01604 | 0.015971 | 0.015713 | 0.015409 | 0.015272 | 0.015177 | 0.015038 | 0.014724 | 0.014381 | 0.014128 | 0.013962 | 0.01387 | 0.013757
| Petroleum Refining | Coke | 0.05693917259416066 | 0.06284451053165818 | 0.06328930513430234 | 0.06314621706961734 | 0.06332905206570168 | 0.05923 | 0.0635 | 0.059571 | 0.060862 | 0.060477 | 0.060007 | 0.058822 | 0.058593 | 0.056375 | 0.055248 | 0.054139 | 0.053346 | 0.052056 | 0.051867 | 0.050326 | 0.04946 | 0.049752 | 0.048517 | 0.047993 | 0.047974 | 0.047927 | 0.047357 | 0.04715 | 0.047042 | 0.047 | 0.046762
|  | Electricity | 0.026936939516129032 | 0.026947790806451613 | 0.02694075387096774 | 0.026928428709677425 | 0.02691441532258065 | 0.025089 | 0.026829 | 0.025106 | 0.025586 | 0.02536 | 0.025101 | 0.024544 | 0.024388 | 0.023406 | 0.022882 | 0.022368 | 0.021986 | 0.021402 | 0.021273 | 0.020591 | 0.020188 | 0.020258 | 0.019707 | 0.019448 | 0.019394 | 0.019329 | 0.019054 | 0.018926 | 0.018838 | 0.018777 | 0.018638
|  | Natural Gas | 0.2170064848616716 | 0.2170064848616716 | 0.21700648486167157 | 0.21700648486167154 | 0.21700648486167157 | 0.20238 | 0.21634 | 0.20237 | 0.20617 | 0.20428 | 0.20212 | 0.19757 | 0.19625 | 0.18828 | 0.184 | 0.17981 | 0.17668 | 0.17192 | 0.17082 | 0.16529 | 0.162 | 0.16251 | 0.15804 | 0.1559 | 0.15541 | 0.15484 | 0.15259 | 0.15151 | 0.15075 | 0.15021 | 0.14905
|  | Refinery and Process Gas | 0.34473241496512685 | 0.34473241496512685 | 0.3447324149651268 | 0.34473241496512674 | 0.34473241496512674 | 0.32149 | 0.34368 | 0.32149 | 0.32752 | 0.32452 | 0.32109 | 0.31386 | 0.31175 | 0.2991 | 0.29231 | 0.28564 | 0.28066 | 0.27311 | 0.27137 | 0.26258 | 0.25735 | 0.25816 | 0.25105 | 0.24767 | 0.24689 | 0.24598 | 0.2424 | 0.24068 | 0.23948 | 0.23862 | 0.23678
|  | Waste Heat | 0.010023961940927997 | 0.010023961940928 | 0.010023961940928 | 0.010023961940927997 | 0.010023961940927998 | 0.0093481 | 0.0099933 | 0.0093481 | 0.0095235 | 0.0094363 | 0.0093364 | 0.0091261 | 0.009065 | 0.0086972 | 0.0084995 | 0.0083056 | 0.008161 | 0.0079415 | 0.0078907 | 0.0076352 | 0.0074831 | 0.0075066 | 0.0073 | 0.0072015 | 0.0071789 | 0.0071524 | 0.0070482 | 0.0069983 | 0.0069635 | 0.0069385 | 0.0068848
| Residential | Electricity | 0.32009621272549726 | 0.3189887629191668 | 0.31769685763767797 | 0.3156526857127595 | 0.31315112117560323 | 0.32836 | 0.31839 | 0.30203 | 0.31454 | 0.32447 | 0.33553 | 0.34354 | 0.34762 | 0.34547 | 0.3437 | 0.34225 | 0.33744 | 0.33291 | 0.33178 | 0.33081 | 0.32997 | 0.32924 | 0.32863 | 0.32812 | 0.32453 | 0.32418 | 0.32402 | 0.32392 | 0.32384 | 0.32379 | 0.3269
|  | Fuel Oil | 0.0007937329564128551 | 0.0007631120946823562 | 0.0007318282601954083 | 0.0006991774960050842 | 0.0006647170790323466 | 0.00066672 | 0.00065699 | 0.00063486 | 0.00065102 | 0.00066108 | 0.00067144 | 0.00067517 | 0.00069189 | 0.00069553 | 0.00069906 | 0.00070251 | 0.00069915 | 0.00069556 | 0.00069848 | 0.00070125 | 0.00070386 | 0.00070632 | 0.00070865 | 0.00071085 | 0.00070601 | 0.0007079 | 0.00070963 | 0.00071125 | 0.00071274 | 0.00071412 | 0.00072232
|  | Kerosene | 0.001302918059279969 | 0.0013268584255005768 | 0.0013506213704662096 | 0.0013727434856152978 | 0.001391940821248183 | 0.0014933 | 0.0014715 | 0.001422 | 0.0014582 | 0.0014807 | 0.0015039 | 0.0015123 | 0.0015497 | 0.0015579 | 0.0015658 | 0.0015736 | 0.001566 | 0.001558 | 0.0015646 | 0.0015708 | 0.0015766 | 0.0015821 | 0.0015874 | 0.0015923 | 0.0015815 | 0.0015857 | 0.0015896 | 0.0015932 | 0.0015966 | 0.0015997 | 0.001618
|  | LPG | 0.015479865396145452 | 0.015370525233166215 | 0.01524453747642806 | 0.015073402898765194 | 0.01489519971752656 | 0.015564 | 0.01508 | 0.014315 | 0.014422 | 0.014385 | 0.014338 | 0.014118 | 0.014121 | 0.013825 | 0.013525 | 0.013231 | 0.012828 | 0.012441 | 0.012188 | 0.011947 | 0.011718 | 0.011501 | 0.011296 | 0.0111 | 0.010808 | 0.01063 | 0.010458 | 0.010289 | 0.010123 | 0.0099599 | 0.0098934
|  | Natural Gas | 0.424375936674528 | 0.42154237410111417 | 0.4176982875401145 | 0.41207733811736 | 0.40581375433821765 | 0.42257 | 0.40772 | 0.38531 | 0.3864 | 0.38366 | 0.38083 | 0.3738 | 0.3732 | 0.36507 | 0.35702 | 0.34921 | 0.33836 | 0.32798 | 0.32117 | 0.31469 | 0.30853 | 0.30268 | 0.29711 | 0.29178 | 0.28389 | 0.27898 | 0.2744 | 0.26995 | 0.26561 | 0.26136 | 0.2597
|  | Wood | 0.004080390306314199 | 0.004074242396778472 | 0.0040643966575214735 | 0.00404353336660318 | 0.004021093477428647 | 0.0042321 | 0.0041311 | 0.0039528 | 0.004015 | 0.004038 | 0.0040612 | 0.0040435 | 0.0041023 | 0.0040826 | 0.0040618 | 0.0040402 | 0.0039798 | 0.0039188 | 0.0038946 | 0.0038693 | 0.0038432 | 0.0038161 | 0.0037882 | 0.0037594 | 0.0036937 | 0.0036636 | 0.0036326 | 0.003601 | 0.0035689 | 0.0035363 | 0.0035373
| TCU | Electricity | 0.05997545609958223 | 0.06072540846473554 | 0.06142915045000184 | 0.06198705983322304 | 0.06261030239999223 | 0.063315 | 0.064264 | 0.065375 | 0.066474 | 0.067609 | 0.068772 | 0.069976 | 0.071221 | 0.072507 | 0.073834 | 0.075202 | 0.076174 | 0.077144 | 0.078113 | 0.079079 | 0.080043 | 0.081005 | 0.081965 | 0.082923 | 0.083879 | 0.084833 | 0.08579 | 0.086745 | 0.087697 | 0.088648 | 0.089597
|  | Natural Gas | 0.013993354509803919 | 0.014375660504201667 | 0.014429367983193263 | 0.01443932694677871 | 0.014511037394957947 | 0.014412 | 0.014333 | 0.014126 | 0.013886 | 0.01358 | 0.013362 | 0.013143 | 0.012924 | 0.012705 | 0.012487 | 0.012268 | 0.012049 | 0.01183 | 0.011612 | 0.011393 | 0.011174 | 0.010955 | 0.010737 | 0.010518 | 0.010299 | 0.01008 | 0.0098617 | 0.009643 | 0.0094243 | 0.0092055 | 0.0089868
|  | Waste Heat | 0.01052786471039999 | 0.010527864710400002 | 0.0105278647104 | 0.010527864710399994 | 0.01052786471040002 | 0.010528 | 0.010528 | 0.010528 | 0.010528 | 0.010528 | 0.010528 | 0.010528 | 0.010528 | 0.010528 | 0.010528 | 0.010528 | 0.010528 | 0.010528 | 0.010528 | 0.010528 | 0.010528 | 0.010528 | 0.010528 | 0.010528 | 0.010528 | 0.010528 | 0.010528 | 0.010528 | 0.010528 | 0.010528 | 0.010528
| Transportation | Biogas | 0 | 0.004403750593125151 | 0.008876260067766113 | 0.013576941526345816 | 0.018073259450545737 | 0.02247 | 0.021554 | 0.020328 | 0.019494 | 0.018856 | 0.018203 | 0.01733 | 0.016368 | 0.015508 | 0.014628 | 0.013791 | 0.01318 | 0.012511 | 0.012419 | 0.012029 | 0.011809 | 0.011632 | 0.011518 | 0.011669 | 0.011368 | 0.011526 | 0.011568 | 0.011648 | 0.01176 | 0.011896 | 0.012051
|  | Conventional Diesel | 0.49102346286688037 | 0.4982538133205925 | 0.5008757795182268 | 0.4629659654752385 | 0.43778532591922587 | 0.41051 | 0.4191 | 0.41565 | 0.41046 | 0.40456 | 0.39739 | 0.389 | 0.38009 | 0.36997 | 0.36018 | 0.35006 | 0.34951 | 0.34913 | 0.34874 | 0.34838 | 0.34811 | 0.34743 | 0.34682 | 0.34636 | 0.34614 | 0.34614 | 0.35181 | 0.35768 | 0.36396 | 0.37042 | 0.37724
|  | Conventional Gasoline / Conventional Ethanol | 1.9628837355401805 | 1.9719169042243256 | 1.957436003022266 | 1.9380354978982381 | 1.9038861769199869 | 1.6276 | 1.816 | 1.7553 | 1.694 | 1.6321 | 1.5687 | 1.5088 | 1.4498 | 1.3917 | 1.3354 | 1.2808 | 1.2296 | 1.1814 | 1.1362 | 1.0945 | 1.0561 | 1.0244 | 0.99619 | 0.97126 | 0.94952 | 0.9308 | 0.91426 | 0.90037 | 0.88891 | 0.87978 | 0.87274
|  | Conventional Jet Fuel | 0.060150516227656325 | 0.061896026029093894 | 0.06376693635894541 | 0.06562758242056804 | 0.06749023598315546 | 0.050903 | 0.062418 | 0.066805 | 0.068191 | 0.068871 | 0.069176 | 0.068654 | 0.067999 | 0.067173 | 0.06617 | 0.065093 | 0.06621 | 0.067319 | 0.06842 | 0.069513 | 0.070597 | 0.071672 | 0.072739 | 0.073797 | 0.074843 | 0.07588 | 0.076906 | 0.077923 | 0.07893 | 0.079927 | 0.080914
|  | Electricity | 0.0033889819742917078 | 0.004573366590226936 | 0.006572549675101017 | 0.00861924012768993 | 0.011017410284786758 | 0.011872 | 0.01525 | 0.018112 | 0.021922 | 0.026006 | 0.0306 | 0.03635 | 0.043503 | 0.05157 | 0.059953 | 0.068522 | 0.075719 | 0.082638 | 0.0893 | 0.095687 | 0.10181 | 0.10799 | 0.11389 | 0.11948 | 0.12474 | 0.12965 | 0.13431 | 0.13856 | 0.14235 | 0.14568 | 0.14853
|  | Hydrogen | 0.00013839447729409023 | 0.00013766199034682735 | 0.00013536111596314487 | 0.00013468429951879005 | 0.00013525688496693073 | 0.0001172 | 0.00013444 | 0.0001335 | 0.00021716 | 0.00038986 | 0.00069323 | 0.0012216 | 0.0020258 | 0.0030187 | 0.0040836 | 0.0051945 | 0.0062509 | 0.0072378 | 0.008162 | 0.0090237 | 0.0098357 | 0.01064 | 0.011399 | 0.012111 | 0.012782 | 0.013413 | 0.01401 | 0.014583 | 0.015139 | 0.015678 | 0.016205
|  | Natural Gas | 0.02684269791737473 | 0.022319008687884292 | 0.017752520135532225 | 0.010981349763956176 | 0.0061248268137960565 | 0 | 0 | 0.00019929 | 0.00019892 | 0 | 0 | 0 | 0.00010042 | 0 | 0 | 0 | 0 | 0.00020018 | 0 | 0 | 0 | 0 | 0 | 0 | 0.0001006 | 0 | 0 | 0 | 0 | 0 | 0
|  | Renewable Diesel | 0 | 0.017360931803416003 | 0.034721863606832014 | 0.052082795410248 | 0.06944372721366401 | 0.086805 | 0.10045 | 0.1141 | 0.12775 | 0.1414 | 0.15505 | 0.1687 | 0.18235 | 0.196 | 0.20965 | 0.2233 | 0.23522 | 0.24715 | 0.25907 | 0.27099 | 0.28291 | 0.29483 | 0.30675 | 0.31867 | 0.3306 | 0.34252 | 0.34642 | 0.35032 | 0.35422 | 0.35812 | 0.36202
Alt 1 | Agriculture | Conventional Diesel | 0.044699253069812914 | 0.038794711558269565 | 0.03486509356469861 | 0.03579876096933933 | 0.03541891474316232 | 0.035039 | 0.034659 | 0.034051 | 0.031357 | 0.028743 | 0.026208 | 0.023751 | 0.021371 | 0.019067 | 0.016838 | 0.014683 | 0.011604 | 0.0085956 | 0.005659 | 0.0027938 | 0 | 0 | 0 | 0 | 0 | 0 | 0 | 0 | 0 | 0 | 0
|  | Conventional Gasoline / Conventional Ethanol | 0.0019070616759343311 | 0.00188161538329055 | 0.0023355435975052396 | 0.00265464254996344 | 0.002417202196276341 | 0.0021798 | 0.0019423 | 0.0016935 | 0.0013574 | 0.0010547 | 0.00078495 | 0.00054746 | 0.00034167 | 0.00016887 | 3.9722e-05 | 2.0446e-06 | 0 | 0 | 0 | 0 | 0 | 0 | 0 | 0 | 0 | 0 | 0 | 0 | 0 | 0 | 0
|  | Electricity | 0.07915941388799999 | 0.07996829359831578 | 0.08069261481094733 | 0.08134082744589471 | 0.0822476669305263 | 0.083155 | 0.084061 | 0.084402 | 0.087608 | 0.090646 | 0.093518 | 0.096225 | 0.098772 | 0.10116 | 0.1034 | 0.10556 | 0.10977 | 0.11384 | 0.11777 | 0.12157 | 0.12523 | 0.12539 | 0.12555 | 0.12571 | 0.12587 | 0.12603 | 0.12619 | 0.12635 | 0.12651 | 0.12667 | 0.12685
|  | Natural Gas | 0.011998613607648964 | 0.012469196233122927 | 0.011693998683768922 | 0.011202761916051872 | 0.010846248004868986 | 0.01049 | 0.010133 | 0.0097239 | 0.0087369 | 0.0078047 | 0.0069262 | 0.0061008 | 0.0053273 | 0.004605 | 0.003933 | 0.0033104 | 0.0025143 | 0.0017852 | 0.0011231 | 0.00052803 | 0 | 0 | 0 | 0 | 0 | 0 | 0 | 0 | 0 | 0 | 0
|  | Waste Heat | 0.0018612799487999982 | 0.0018612799488000008 | 0.0018612799488000001 | 0.0018612799487999986 | 0.0018612799488000034 | 0.0018613 | 0.0018613 | 0.0018489 | 0.0017217 | 0.001596 | 0.001472 | 0.0013494 | 0.0012284 | 0.001109 | 0.00099113 | 0.0008748 | 0.00069984 | 0.00052488 | 0.00034992 | 0.00017496 | 0 | 0 | 0 | 0 | 0 | 0 | 0 | 0 | 0 | 0 | 0
| Commercial | Conventional Diesel | 0.0198154977335959 | 0.0192446667002241 | 0.018781003483940725 | 0.02057519149753719 | 0.021109673755772877 | 0.019925 | 0.019982 | 0.021622 | 0.022879 | 0.02398 | 0.025139 | 0.025577 | 0.026539 | 0.027267 | 0.028291 | 0.028785 | 0.028924 | 0.029635 | 0.03005 | 0.03077 | 0 | 0 | 0 | 0 | 0 | 0 | 0 | 0 | 0 | 0 | 0
|  | Electricity | 0.37912485007093766 | 0.37838614623235134 | 0.377623629990533 | 0.3773670898925269 | 0.3770790578917872 | 0.34681 | 0.33903 | 0.35689 | 0.36949 | 0.37882 | 0.39019 | 0.39016 | 0.39723 | 0.39977 | 0.4058 | 0.40401 | 0.40445 | 0.42172 | 0.43166 | 0.43653 | 0.43922 | 0.44092 | 0.43866 | 0.44124 | 0.43956 | 0.44258 | 0.44573 | 0.44433 | 0.44756 | 0.45301 | 0.45631
|  | Natural Gas | 0.2115810043174134 | 0.211299778812402 | 0.21113820024123076 | 0.21137073514044924 | 0.2112210613462457 | 0.19426 | 0.18991 | 0.19741 | 0.20007 | 0.19656 | 0.19144 | 0.18048 | 0.1728 | 0.16232 | 0.15221 | 0.13865 | 0.10196 | 0.052197 | 0.018382 | 0.0095698 | 0.0072004 | 0.0066724 | 0.0060876 | 0.0055758 | 0.0050183 | 0.0045239 | 0.004036 | 0.0035185 | 0.0030498 | 0.0036352 | 0.0030473
|  | Waste Heat | 0.007994197380096 | 0.007994197380096 | 0.007994197380096001 | 0.007994197380096 | 0.007994197380095998 | 0.0073547 | 0.0071948 | 0.0075945 | 0.0073447 | 0.0069949 | 0.0066252 | 0.0060556 | 0.0056059 | 0.0050963 | 0.0046316 | 0.004077 | 0.0031977 | 0.0023983 | 0.0015829 | 0.00079143 | 0 | 0 | 0 | 0 | 0 | 0 | 0 | 0 | 0 | 0 | 0
| Industrial | Biogas | 0 | 0 | 0 | 0 | 0 | 0 | 0.0009003 | 0.0015018 | 0.0022998 | 0.0029004 | 0.0037998 | 0.0045969 | 0.0052996 | 0.0059925 | 0.0067996 | 0.0074999 | 0.0074957 | 0.0077101 | 0.0078267 | 0.0078732 | 0.0077515 | 0.0077441 | 0.0080315 | 0.008046 | 0.0079517 | 0.0081265 | 0.0080327 | 0.0079797 | 0.0079261 | 0.0078325 | 0.0077359
|  | Coal | 0.02074430507598469 | 0.019582243376629505 | 0.022195901336088838 | 0.02194025021489203 | 0.019325756608925222 | 0.018608 | 0.017081 | 0.016708 | 0.016035 | 0.015026 | 0.01407 | 0.013081 | 0.012132 | 0.01114 | 0.01021 | 0.0093699 | 0.0087341 | 0.0080476 | 0.0074137 | 0.0066533 | 0.0067074 | 0.0064944 | 0.0062669 | 0.0060845 | 0.0059188 | 0.005786 | 0.0056733 | 0.0055586 | 0.0054599 | 0.0053729 | 0.0052871
|  | Conventional Diesel | 0.04360003176931578 | 0.042395961088851714 | 0.04458799121945699 | 0.04530347383004514 | 0.05016693178785376 | 0.042592 | 0.039995 | 0.041372 | 0.040576 | 0.038893 | 0.03743 | 0.035545 | 0.033436 | 0.031272 | 0.029145 | 0.027131 | 0.02295 | 0.018634 | 0.014297 | 0.0097933 | 0.0051602 | 0.005085 | 0.0050304 | 0.0049785 | 0.0049303 | 0.0048659 | 0.0048203 | 0.004797 | 0.0047956 | 0.0047724 | 0.004719
|  | Conventional Gasoline / Conventional Ethanol | 0.022238305177916647 | 0.00986739273810811 | 0.010351316107992921 | 0.0019814201411719923 | 0.002104097760995762 | 0.0018506 | 0.0018273 | 0.0019097 | 0.0019506 | 0.001983 | 0.0020126 | 0.0020187 | 0.0020192 | 0.0020102 | 0.0020069 | 0.0020125 | 0.0020335 | 0.0020427 | 0.0020585 | 0.0020727 | 0.0020896 | 0.0021035 | 0.0021143 | 0.0021322 | 0.0021455 | 0.002153 | 0.0021668 | 0.0021936 | 0.0022229 | 0.0022406 | 0.0022558
|  | Electricity | 0.119396386332 | 0.119955903768 | 0.120180688956 | 0.12013075321199998 | 0.12679998456613495 | 0.10952 | 0.10893 | 0.11483 | 0.12976 | 0.14491 | 0.15995 | 0.17388 | 0.18708 | 0.19951 | 0.21188 | 0.22458 | 0.24838 | 0.27151 | 0.29543 | 0.3201 | 0.34557 | 0.3476 | 0.34992 | 0.3529 | 0.35553 | 0.35726 | 0.36011 | 0.36475 | 0.36977 | 0.37331 | 0.37643
|  | LPG | 0.025145771148565147 | 0.024415676454538182 | 0.023328288472248535 | 0.022342054282794847 | 0.023605717360056067 | 0.020607 | 0.020407 | 0.021427 | 0.020398 | 0.019214 | 0.017963 | 0.016465 | 0.014925 | 0.013333 | 0.011798 | 0.010331 | 0.0084465 | 0.0064672 | 0.0044963 | 0.0024923 | 0.00046498 | 0.00046793 | 0.00047016 | 0.00047371 | 0.00047632 | 0.0004771 | 0.00047936 | 0.00048505 | 0.00049111 | 0.00049387 | 0.00049603
|  | Natural Gas | 0.14970121257148783 | 0.1567985961286483 | 0.15352376784125094 | 0.15472475505072775 | 0.16017635651766698 | 0.14299 | 0.14185 | 0.14798 | 0.14149 | 0.13382 | 0.12509 | 0.11542 | 0.10549 | 0.09518 | 0.084895 | 0.074899 | 0.060266 | 0.045159 | 0.030303 | 0.015545 | 0.0008944 | 0.00079427 | 0.00040157 | 0.00030172 | 0.00029819 | 0 | 0 | 0 | 0 | 0 | 0
|  | Waste Heat | 0.018045380540275203 | 0.0180453805402752 | 0.018045380540275196 | 0.0180453805402752 | 0.0180453805402752 | 0.016699 | 0.016345 | 0.01682 | 0.015829 | 0.014733 | 0.01361 | 0.012449 | 0.011298 | 0.01013 | 0.009002 | 0.0079426 | 0.0063265 | 0.004716 | 0.0031273 | 0.0015588 | 0 | 0 | 0 | 0 | 0 | 0 | 0 | 0 | 0 | 0 | 0
| Oil & Gas Extraction | Conventional Diesel | 0.0012959935839407988 | 0.0008658120031243806 | 0.0008055127356746454 | 0.0008055127356746454 | 0.0008055127356746454 | 0.0006994 | 0.00065295 | 0.00066256 | 0.00069661 | 0.00063707 | 0.00058082 | 0.00052954 | 0.00047268 | 0.00041918 | 0.00035712 | 0.00029397 | 0.00023449 | 0.0001743 | 0.0001171 | 5.9064e-05 | 0 | 0 | 0 | 0 | 0 | 0 | 0 | 0 | 0 | 0 | 0
|  | Electricity | 0.02135867684210526 | 0.021348634736842103 | 0.021336944210526315 | 0.021326305263157895 | 0.021698747368421048 | 0.019164 | 0.018193 | 0.018767 | 0.021231 | 0.020787 | 0.020202 | 0.019558 | 0.018475 | 0.017287 | 0.015496 | 0.013388 | 0.011422 | 0.009042 | 0.0064454 | 0.0034381 | 0 | 0 | 0 | 0 | 0 | 0 | 0 | 0 | 0 | 0 | 0
|  | Natural Gas | 0.30155905035694663 | 0.2673157528876674 | 0.26596321007893453 | 0.26189708064759587 | 0.2618970806475958 | 0.2274 | 0.21229 | 0.21542 | 0.22649 | 0.20926 | 0.19327 | 0.17831 | 0.16151 | 0.14594 | 0.12745 | 0.10855 | 0.090757 | 0.072628 | 0.055737 | 0.038621 | 0 | 0 | 0 | 0 | 0 | 0 | 0 | 0 | 0 | 0 | 0
|  | Waste Heat | 0.021780853067519996 | 0.021780853067520003 | 0.021780853067520003 | 0.021780853067519996 | 0.021780853067519992 | 0.018912 | 0.017656 | 0.017915 | 0.017659 | 0.015073 | 0.01276 | 0.010739 | 0.008787 | 0.0070841 | 0.0054317 | 0.0039744 | 0.0025362 | 0.0014139 | 0.00063326 | 0.00015971 | 0 | 0 | 0 | 0 | 0 | 0 | 0 | 0 | 0 | 0 | 0
| Petroleum Refining | Coke | 0.05693917259416066 | 0.06284451053165818 | 0.06328930513430234 | 0.06314621706961734 | 0.06332905206570168 | 0.05923 | 0.0635 | 0.059571 | 0.060862 | 0.058193 | 0.055297 | 0.051496 | 0.048258 | 0.043212 | 0.039011 | 0.034802 | 0.022752 | 0.013604 | 0.0086866 | 0.0043285 | 0 | 0 | 0 | 0 | 0 | 0 | 0 | 0 | 0 | 0 | 0
|  | Electricity | 0.026936939516129032 | 0.026947790806451613 | 0.02694075387096774 | 0.026928428709677425 | 0.02691441532258065 | 0.025089 | 0.026829 | 0.025106 | 0.026181 | 0.025538 | 0.024744 | 0.023484 | 0.022419 | 0.020441 | 0.018783 | 0.017048 | 0.011466 | 0.0070458 | 0.00462 | 0.002362 | 0 | 0 | 0 | 0 | 0 | 0 | 0 | 0 | 0 | 0 | 0
|  | Natural Gas | 0.2170064848616716 | 0.2170064848616716 | 0.21700648486167157 | 0.21700648486167154 | 0.21700648486167157 | 0.20238 | 0.21634 | 0.20237 | 0.20617 | 0.19657 | 0.18626 | 0.17296 | 0.16163 | 0.14432 | 0.12993 | 0.11558 | 0.075354 | 0.044929 | 0.02861 | 0.014217 | 0 | 0 | 0 | 0 | 0 | 0 | 0 | 0 | 0 | 0 | 0
|  | Refinery and Process Gas | 0.34473241496512685 | 0.34473241496512685 | 0.3447324149651268 | 0.34473241496512674 | 0.34473241496512674 | 0.32149 | 0.34368 | 0.32149 | 0.32752 | 0.31227 | 0.29589 | 0.27477 | 0.25676 | 0.22927 | 0.2064 | 0.18361 | 0.11971 | 0.071373 | 0.045449 | 0.022584 | 0 | 0 | 0 | 0 | 0 | 0 | 0 | 0 | 0 | 0 | 0
|  | Waste Heat | 0.010023961940927997 | 0.010023961940928 | 0.010023961940928 | 0.010023961940927997 | 0.010023961940927998 | 0.0093481 | 0.0099933 | 0.0093481 | 0.0089283 | 0.007945 | 0.0069904 | 0.0059922 | 0.0051328 | 0.0041666 | 0.0033759 | 0.0026695 | 0.0013923 | 0.00062261 | 0.00026431 | 6.567e-05 | 0 | 0 | 0 | 0 | 0 | 0 | 0 | 0 | 0 | 0 | 0
| Residential | Electricity | 0.32009621272549726 | 0.3189887629191668 | 0.31769685763767797 | 0.3156526857127595 | 0.31315112117560323 | 0.32836 | 0.31839 | 0.30191 | 0.31573 | 0.3266 | 0.34166 | 0.35474 | 0.36289 | 0.3647 | 0.3669 | 0.36921 | 0.3816 | 0.39627 | 0.40453 | 0.40481 | 0.4041 | 0.40236 | 0.40076 | 0.39927 | 0.39405 | 0.39277 | 0.39169 | 0.39068 | 0.38971 | 0.38878 | 0.39167
|  | Fuel Oil | 0.0007937329564128551 | 0.0007631120946823562 | 0.0007318282601954083 | 0.0006991774960050842 | 0.0006647170790323466 | 0.00066672 | 0.00065699 | 0.00063486 | 0.00065102 | 0.00066108 | 0.00067144 | 0.00067517 | 0.00069189 | 0.00069553 | 0.00069906 | 0.00070251 | 0.00069915 | 0.00069556 | 0.00069848 | 0.00070125 | 0.00070386 | 0.00070632 | 0.00070865 | 0.00071085 | 0.00070601 | 0.0007079 | 0.00070963 | 0.00071125 | 0.00071274 | 0.00071412 | 0.00072232
|  | Kerosene | 0.001302918059279969 | 0.0013268584255005768 | 0.0013506213704662096 | 0.0013727434856152978 | 0.001391940821248183 | 0.0014933 | 0.0014715 | 0.001422 | 0.0014582 | 0.0014807 | 0.0015039 | 0.0015123 | 0.0015497 | 0.0015579 | 0.0015658 | 0.0015736 | 0.001566 | 0.001558 | 0.0015646 | 0.0015708 | 0.0015766 | 0.0015821 | 0.0015874 | 0.0015923 | 0.0015815 | 0.0015857 | 0.0015896 | 0.0015932 | 0.0015966 | 0.0015997 | 0.001618
|  | LPG | 0.015479865396145452 | 0.015370525233166215 | 0.01524453747642806 | 0.015073402898765194 | 0.01489519971752656 | 0.015564 | 0.01508 | 0.014265 | 0.014311 | 0.013782 | 0.012863 | 0.011841 | 0.011042 | 0.009972 | 0.0088656 | 0.0077878 | 0.0067036 | 0.0057081 | 0.0048584 | 0.0040999 | 0.00057337 | 0.00051601 | 0.00045997 | 0.00040555 | 0.00034972 | 0.00030024 | 0.00025379 | 0.00021089 | 0.00017204 | 0.00013761 | 0.00010889
|  | Natural Gas | 0.424375936674528 | 0.42154237410111417 | 0.4176982875401145 | 0.41207733811736 | 0.40581375433821765 | 0.42257 | 0.40772 | 0.38385 | 0.38329 | 0.37123 | 0.35278 | 0.33134 | 0.31623 | 0.2941 | 0.27139 | 0.24914 | 0.16 | 0.066745 | 0.022059 | 0.012687 | 0.010663 | 0.010525 | 0.010384 | 0.01024 | 0.0099954 | 0.0098468 | 0.0098695 | 0.0098907 | 0.00991 | 0.0099277 | 0.01004
|  | Wood | 0.004080390306314199 | 0.004074242396778472 | 0.0040643966575214735 | 0.00404353336660318 | 0.004021093477428647 | 0.0042321 | 0.0041311 | 0.0039107 | 0.0039294 | 0.0039088 | 0.0039313 | 0.0039141 | 0.0039711 | 0.0039519 | 0.0039318 | 0.0039109 | 0.0038525 | 0.0037932 | 0.0037695 | 0.0037446 | 0.0037189 | 0.0036922 | 0.0036646 | 0.0036361 | 0.0035721 | 0.0035425 | 0.0035121 | 0.0034812 | 0.0034499 | 0.0034182 | 0.0034191
| TCU | Electricity | 0.05997545609958223 | 0.06068377952276579 | 0.061345675272551664 | 0.06186162863809796 | 0.06244291291631397 | 0.063106 | 0.064013 | 0.065083 | 0.066951 | 0.068855 | 0.070789 | 0.072763 | 0.074779 | 0.076836 | 0.078934 | 0.081074 | 0.082819 | 0.084562 | 0.086303 | 0.088042 | 0.08978 | 0.090706 | 0.091631 | 0.092554 | 0.093475 | 0.094395 | 0.095452 | 0.096507 | 0.097559 | 0.098607 | 0.099653
|  | Natural Gas | 0.013993354509803919 | 0.014375660504201667 | 0.014429367983193263 | 0.01443932694677871 | 0.014511037394957947 | 0.014412 | 0.014333 | 0.014126 | 0.013886 | 0.01358 | 0.013362 | 0.013143 | 0.012924 | 0.012705 | 0.012487 | 0.012268 | 0.012049 | 0.01183 | 0.011612 | 0.011393 | 0.011174 | 0.010955 | 0.010737 | 0.010518 | 0.010299 | 0.01008 | 0.0098617 | 0.009643 | 0.0094243 | 0.0092055 | 0
|  | Waste Heat | 0.01052786471039999 | 0.010527864710400002 | 0.0105278647104 | 0.010527864710399994 | 0.01052786471040002 | 0.010528 | 0.010528 | 0.010528 | 0.009718 | 0.0089082 | 0.0080984 | 0.0072885 | 0.0064787 | 0.0056689 | 0.004859 | 0.0040492 | 0.0032393 | 0.0024295 | 0.0016197 | 0.00080984 | 0 | 0 | 0 | 0 | 0 | 0 | 0 | 0 | 0 | 0 | 0
| Transportation | Biogas | 0 | 0.004403750593125151 | 0.008876260067766113 | 0.013576941526345816 | 0.018073259450545737 | 0.02247 | 0.021155 | 0.01973 | 0.018598 | 0.017265 | 0.016033 | 0.014682 | 0.013162 | 0.012192 | 0.010581 | 0.0094886 | 0.0072115 | 0.0042217 | 0.0027588 | 0.0018305 | 0.0011639 | 0.00091643 | 0.00091741 | 0.00071439 | 0.00044715 | 0 | 0 | 0 | 0 | 0 | 0
|  | Conventional Diesel | 0.49102346286688037 | 0.4934699259098485 | 0.4954461505464375 | 0.4585011026318687 | 0.4293278572230562 | 0.39676 | 0.39786 | 0.38671 | 0.36421 | 0.33574 | 0.30159 | 0.26085 | 0.21365 | 0.15983 | 0.10294 | 0.042337 | -2.7756e-17 | 0 | -1.3878e-17 | 0 | 0 | 0 | -4.3368e-19 | 4.3368e-19 | 2.1684e-19 | 0.0014878 | 0.0014038 | 0.0013097 | 0.0012059 | 0.001093 | 0.00097198
|  | Conventional Gasoline / Conventional Ethanol | 1.9575870354201577 | 1.9661278722601367 | 1.9500405858266623 | 1.9294112842415867 | 1.8942870929709787 | 1.6186 | 1.8039 | 1.7419 | 1.6712 | 1.538 | 1.4048 | 1.2737 | 1.1439 | 1.0161 | 0.89214 | 0.77268 | 0.44167 | 0.22763 | 0.13006 | 0.049598 | 0.0060044 | 0.0059747 | 0.0059557 | 0.0059482 | 0.0059521 | 0.0059807 | 0.0060377 | 0.006102 | 0.0061761 | 0.0062418 | 0.0062924
|  | Conventional Jet Fuel | 0.060150516227656325 | 0.061896026029093894 | 0.06376693635894541 | 0.06562758242056804 | 0.06749023598315546 | 0.050903 | 0.062418 | 0.066805 | 0.065863 | 0.064057 | 0.061747 | 0.058579 | 0.055207 | 0.051611 | 0.047806 | 0.043876 | 0.037673 | 0.03132 | 0.024818 | 0.01817 | 0.011375 | 0.0091097 | 0.0068413 | 0.0045695 | 0.0022935 | 1.4559e-05 | 1.8326e-05 | 1.8984e-05 | 1.6012e-05 | 9.6897e-06 | 0
|  | Electricity | 0.003497405482391759 | 0.004783253151936695 | 0.007135845023277997 | 0.0094532009528224 | 0.012191957587120814 | 0.013126 | 0.017054 | 0.020385 | 0.030861 | 0.043275 | 0.057692 | 0.074453 | 0.093624 | 0.11467 | 0.13671 | 0.15946 | 0.22876 | 0.28086 | 0.30712 | 0.3292 | 0.34138 | 0.3443 | 0.3472 | 0.35008 | 0.35296 | 0.35582 | 0.35809 | 0.3603 | 0.36246 | 0.36447 | 0.36635
|  | Hydrogen | 0.00013839447729409023 | 0.00013766199034682746 | 0.00013536111596314492 | 0.00013468429951879002 | 0.00013525688496693073 | 0.0001172 | 0.00013444 | 0.0001335 | 0.0046365 | 0.011541 | 0.020182 | 0.03077 | 0.043366 | 0.057827 | 0.073656 | 0.090745 | 0.14201 | 0.18634 | 0.21398 | 0.23723 | 0.25498 | 0.25945 | 0.26408 | 0.26888 | 0.27383 | 0.27892 | 0.28324 | 0.28767 | 0.29221 | 0.29683 | 0.30159
|  | Natural Gas | 0.02684269791737473 | 0.022319008687884292 | 0.017752520135532225 | 0.010981349763956176 | 0.0061248268137960565 | 0 | 0.00039915 | 0.00079717 | 0.00099987 | 0.0013049 | 0.0015031 | 0.0016979 | 0.0018803 | 0.0013099 | 0.0013844 | 0.00089892 | 0 | 0.00010052 | 0 | 0 | 9.699e-05 | 0.00010183 | 0 | 0 | 0 | 0.00031283 | 0.00021049 | 0.00013579 | 0 | 0 | 0
|  | Renewable Diesel | 0 | 0.022144819214160005 | 0.04428963842832 | 0.06643445764248002 | 0.08857927685664002 | 0.11072 | 0.13125 | 0.15178 | 0.17231 | 0.19283 | 0.21336 | 0.23389 | 0.25442 | 0.27494 | 0.29547 | 0.316 | 0.24525 | 0.14235 | 0.078373 | 0.027178 | 0.0017998 | 0.0017564 | 0.0017031 | 0.0016403 | 0.0015684 | 0 | 0 | 0 | 0 | 0 | 0
|  | Renewable Jet Fuel | 0 | 0 | 0 | 0 | 0 | 0 | 0 | 0 | 0 | 0 | 0 | 0 | 0 | 0 | 0 | 0 | 0.00264 | 0.00528 | 0.00792 | 0.01056 | 0.0132 | 0.01584 | 0.01848 | 0.02112 | 0.02376 | 0.0264 | 0.026753 | 0.027107 | 0.02746 | 0.027814 | 0.028167
Alt 2 | Agriculture | Biogas | 0 | 0 | 0 | 0 | 0 | 0 | 0 | 0 | 0 | 9.8982e-05 | 0.00029679 | 0.00030095 | 0.000303 | 0.00030221 | 0.00029791 | 0.00039989 | 0.00039986 | 0.00049221 | 0.00047605 | 0.00059313 | 0.00059304 | 0.00060984 | 0.0006111 | 0.00061244 | 0.00061385 | 0.0007179 | 0.00062261 | 0.00030493 | 0.00028817 | 0.00010443 | 0
|  | Conventional Diesel | 0.044699253069812914 | 0.038794711558269565 | 0.03486509356469861 | 0.03579876096933933 | 0.03541891474316232 | 0.035039 | 0.034525 | 0.033783 | 0.031759 | 0.029786 | 0.027864 | 0.025992 | 0.024169 | 0.022395 | 0.020669 | 0.01899 | 0.016472 | 0.01398 | 0.011517 | 0.0090804 | 0.0066715 | 0.0053372 | 0.0040029 | 0.0026686 | 0.0013343 | -1.7347e-18 | 0 | 0 | -1.7347e-18 | 4.0419e-16 | 3.2092e-15
|  | Conventional Gasoline / Conventional Ethanol | 0.0019070616759343311 | 0.00188161538329055 | 0.0023355435975052396 | 0.00265464254996344 | 0.002417202196276341 | 0.0021798 | 0.0019423 | 0.0016935 | 0.0013922 | 0.0011127 | 0.00085462 | 0.00061765 | 0.0004014 | 0.00020785 | 5.1605e-05 | 2.8309e-06 | 0 | 0 | 0 | 0 | 0 | 0 | 0 | 0 | 0 | 0 | 0 | 0 | 0 | 0 | 0
|  | Electricity | 0.07915941388799999 | 0.07996829359831578 | 0.08069261481094733 | 0.08134082744589471 | 0.0822476669305263 | 0.083155 | 0.084061 | 0.084402 | 0.086431 | 0.088352 | 0.090167 | 0.091878 | 0.093486 | 0.094993 | 0.096407 | 0.097764 | 0.099759 | 0.1017 | 0.10359 | 0.10543 | 0.10721 | 0.10772 | 0.10823 | 0.10873 | 0.10924 | 0.10975 | 0.11025 | 0.11076 | 0.11127 | 0.11177 | 0.11229
|  | Hydrogen | 0.00009916209593098315 | 0.00019950713972996683 | 0.000299846120096639 | 0.00030007397989424657 | 0.0002985205872899721 | 0.00029971 | 0.00030099 | 0.00029767 | 0.00029683 | 0.00029695 | 0.00029679 | 0.00030095 | 0.000303 | 0.00030221 | 0.00029791 | 0.00029991 | 0.00029989 | 0.00019688 | 0.00019042 | 0.00019771 | 0.00019768 | 0.00020328 | 0.0002037 | 0.00020415 | 0.00020462 | 0.00020511 | 0.00020754 | 0.00020328 | 0.00019211 | 0.00020886 | 0
|  | Natural Gas | 0.011899451511717979 | 0.01226968909339296 | 0.011394152563672284 | 0.010902687936157627 | 0.010547727417579016 | 0.01019 | 0.0098322 | 0.0094263 | 0.0090039 | 0.0085125 | 0.0076177 | 0.0070223 | 0.0064639 | 0.0059434 | 0.0054617 | 0.0048986 | 0.0044984 | 0.0041345 | 0.0038084 | 0.0033611 | 0.0030641 | 0.0029476 | 0.0028518 | 0.002756 | 0.00266 | 0.0024614 | 0.0023867 | 0.0025411 | 0.0024014 | 0.0024018 | 0
|  | Renewable Diesel | 0 | 0 | 0 | 0 | 0 | 0 | 0.000134 | 0.00026801 | 0.00040201 | 0.00053601 | 0.00067002 | 0.00080402 | 0.00093802 | 0.001072 | 0.001206 | 0.00134 | 0.0024958 | 0.0036516 | 0.0048074 | 0.0059631 | 0.0071189 | 0.0082747 | 0.0094305 | 0.010586 | 0.011742 | 0.012898 | 0.012719 | 0.012541 | 0.012362 | 0.012184 | 0.012005
|  | Waste Heat | 0.0018612799487999982 | 0.0018612799488000008 | 0.0018612799488000001 | 0.0018612799487999986 | 0.0018612799488000034 | 0.0018613 | 0.0018613 | 0.0018489 | 0.0014967 | 0.0011492 | 0.0011413 | 0.001058 | 0.00097561 | 0.00089431 | 0.00081405 | 0.00073483 | 0.00066135 | 0.00058787 | 0.00051438 | 0.0004409 | 0.00036742 | 0.00029393 | 0.00022045 | 0.00014697 | 7.3483e-05 | 0 | 0 | 0 | 0 | 0 | 0
| Commercial | Biogas | 0 | 0 | 0 | 0 | 0 | 0 | 0.0013993 | 0.0028002 | 0.0043003 | 0.0056021 | 0.0070985 | 0.0084017 | 0.0097981 | 0.011297 | 0.012799 | 0.014202 | 0.014503 | 0.014599 | 0.014693 | 0.015105 | 0.015289 | 0.015513 | 0.015602 | 0.015798 | 0.016093 | 0.016309 | 0.01582 | 0.015593 | 0.015103 | 0.014608 | 0.014316
|  | Conventional Diesel | 0.0198154977335959 | 0.0192446667002241 | 0.018781003483940725 | 0.02057519149753719 | 0.021109673755772877 | 0.019925 | 0.019792 | 0.021243 | 0.02231 | 0.023222 | 0.02419 | 0.024439 | 0.025211 | 0.025749 | 0.026583 | 0.026888 | 0.027216 | 0.028117 | 0.028722 | 0.029632 | 0 | 0 | 0 | 0 | 0 | 0 | 0 | 0 | 0 | 0 | 0
|  | Electricity | 0.37912485007093766 | 0.37838614623235134 | 0.377623629990533 | 0.3773670898925269 | 0.3770790578917872 | 0.34681 | 0.33903 | 0.35689 | 0.369 | 0.3768 | 0.38467 | 0.38159 | 0.38636 | 0.38712 | 0.39115 | 0.38762 | 0.38066 | 0.38236 | 0.38135 | 0.38519 | 0.3899 | 0.39532 | 0.39723 | 0.40347 | 0.40568 | 0.41198 | 0.41815 | 0.41975 | 0.42541 | 0.43769 | 0.4432
|  | Hydrogen | 0.0032997037535324398 | 0.0036017007752113975 | 0.003900705736337281 | 0.004301439475172416 | 0.004700468694731793 | 0.0047014 | 0.0049975 | 0.0055003 | 0.0061005 | 0.0064023 | 0.0069986 | 0.0070014 | 0.0073986 | 0.0073978 | 0.0075995 | 0.0074008 | 0.0071015 | 0.0070997 | 0.006797 | 0.006602 | 0.0063953 | 0.0061049 | 0.0057007 | 0.0053992 | 0.004998 | 0.0045023 | 0.0042053 | 0.0036983 | 0.0035006 | 0.0028016 | 0.002386
|  | Natural Gas | 0.20828130056388094 | 0.2076980780371906 | 0.20723749450489348 | 0.20706929566527682 | 0.2065205926515139 | 0.18956 | 0.18351 | 0.18911 | 0.19112 | 0.19157 | 0.19286 | 0.18694 | 0.18177 | 0.17285 | 0.16459 | 0.15272 | 0.14033 | 0.13109 | 0.12055 | 0.11093 | 0.10143 | 0.091874 | 0.08151 | 0.072189 | 0.062275 | 0.053928 | 0.046358 | 0.038782 | 0.032506 | 0.024013 | 0.018591
|  | Renewable Diesel | 0 | 0 | 0 | 0 | 0 | 0 | 0.00018973 | 0.00037946 | 0.00056919 | 0.00075892 | 0.00094865 | 0.0011384 | 0.0013281 | 0.0015178 | 0.0017076 | 0.0018973 | 0.0017076 | 0.0015178 | 0.0013281 | 0.0011384 | 0 | 0 | 0 | 0 | 0 | 0 | 0 | 0 | 0 | 0 | 0
|  | Waste Heat | 0.007994197380096 | 0.007994197380096 | 0.007994197380096001 | 0.007994197380096 | 0.007994197380095998 | 0.0073547 | 0.0071948 | 0.0075945 | 0.006385 | 0.0050363 | 0.004816 | 0.0044509 | 0.0041739 | 0.0038528 | 0.0035664 | 0.0032107 | 0.0028329 | 0.0025182 | 0.0021814 | 0.0018697 | 0.0015581 | 0.0012465 | 0.00092543 | 0.00061695 | 0.00030533 | 0 | 0 | 0 | 0 | -2.6292e-20 | 1.3146e-20
| Industrial | Biogas | 0 | 0 | 0 | 0 | 0 | 0 | 0.0009003 | 0.0019023 | 0.0027981 | 0.0037987 | 0.0046968 | 0.0057007 | 0.0066049 | 0.007496 | 0.0086036 | 0.0094919 | 0.0097877 | 0.0098878 | 0.010204 | 0.010598 | 0.010704 | 0.01099 | 0.011304 | 0.011523 | 0.01169 | 0.011971 | 0.014105 | 0.0162 | 0.018268 | 0.020517 | 0.022469
|  | Coal | 0.02074430507598469 | 0.019582243376629505 | 0.022195901336088838 | 0.02194025021489203 | 0.019325756608925222 | 0.018608 | 0.017081 | 0.016708 | 0.016035 | 0.015026 | 0.01407 | 0.013081 | 0.012132 | 0.01114 | 0.01021 | 0.0093699 | 0.0087341 | 0.0080476 | 0.0074137 | 0.0066533 | 0.0067074 | 0.0064944 | 0.0062669 | 0.0060845 | 0.0059188 | 0.005786 | 0.0056733 | 0.0055586 | 0.0054599 | 0.0053729 | 0.0052871
|  | Conventional Diesel | 0.04360003176931578 | 0.042395961088851714 | 0.04458799121945699 | 0.04530347383004514 | 0.05016693178785376 | 0.042592 | 0.039757 | 0.040897 | 0.04093 | 0.040098 | 0.039531 | 0.038535 | 0.0373 | 0.036002 | 0.03475 | 0.033651 | 0.028684 | 0.02358 | 0.018525 | 0.013284 | 0.0078627 | 0.0062242 | 0.0046625 | 0.0031149 | 0.0015857 | 3.4694e-18 | 3.4694e-18 | 3.4694e-18 | 4.377e-05 | 7.8638e-05 | 2.6333e-15
|  | Conventional Gasoline / Conventional Ethanol | 0.022238305177916647 | 0.00986739273810811 | 0.010351316107992921 | 0.0019814201411719923 | 0.002104097760995762 | 0.0018506 | 0.0018273 | 0.0019097 | 0.0019506 | 0.001983 | 0.0020126 | 0.0020187 | 0.0020192 | 0.0020102 | 0.0020069 | 0.0020125 | 0.0020335 | 0.0020427 | 0.0020585 | 0.0020727 | 0.0020896 | 0.0021035 | 0.0021143 | 0.0021322 | 0.0021455 | 0.002153 | 0.0021668 | 0.0021936 | 0.0022229 | 0.0022406 | 0.0022558
|  | Electricity | 0.119396386332 | 0.119955903768 | 0.120180688956 | 0.12013075321199998 | 0.12679998456613495 | 0.10952 | 0.10893 | 0.11483 | 0.12211 | 0.12945 | 0.13656 | 0.14268 | 0.14817 | 0.15312 | 0.15803 | 0.16314 | 0.18484 | 0.20614 | 0.22806 | 0.25068 | 0.27402 | 0.27581 | 0.27779 | 0.2803 | 0.28251 | 0.28409 | 0.2865 | 0.29031 | 0.2944 | 0.2974 | 0.30008
|  | Hydrogen | 0.005500044550054664 | 0.0063999426991285 | 0.006905567132363961 | 0.007796208587827367 | 0.008704149292340431 | 0.0082993 | 0.0089029 | 0.010012 | 0.010693 | 0.011396 | 0.011692 | 0.012001 | 0.012409 | 0.012493 | 0.012605 | 0.012689 | 0.011785 | 0.010787 | 0.0096036 | 0.0082983 | 0.0069029 | 0.0073935 | 0.0078029 | 0.0080163 | 0.0085925 | 0.0088787 | 0.009203 | 0.0095998 | 0.0098826 | 0.010209 | 0.010585
|  | LPG | 0.025145771148565147 | 0.024415676454538182 | 0.023328288472248535 | 0.022342054282794847 | 0.023605717360056067 | 0.020607 | 0.020407 | 0.021427 | 0.021492 | 0.021435 | 0.021342 | 0.020976 | 0.020557 | 0.020056 | 0.019627 | 0.019314 | 0.017029 | 0.014574 | 0.012158 | 0.0096924 | 0.0072072 | 0.0072529 | 0.0072875 | 0.0073424 | 0.007383 | 0.007395 | 0.00743 | 0.0075182 | 0.0076122 | 0.0076549 | 0.0076885
|  | Natural Gas | 0.14420116802143315 | 0.15039865342951975 | 0.14661820070888698 | 0.14692854646290038 | 0.15147220722532653 | 0.13469 | 0.13294 | 0.13757 | 0.13551 | 0.13205 | 0.12841 | 0.12352 | 0.11819 | 0.11264 | 0.10695 | 0.10171 | 0.088788 | 0.075707 | 0.062824 | 0.05009 | 0.037816 | 0.038067 | 0.038414 | 0.03918 | 0.039566 | 0.039904 | 0.037612 | 0.035599 | 0.03374 | 0.031327 | 0.029159
|  | Renewable Diesel | 0 | 0 | 0 | 0 | 0 | 0 | 0.00023746 | 0.00047492 | 0.00071237 | 0.00094983 | 0.0011873 | 0.0014247 | 0.0016622 | 0.0018997 | 0.0021371 | 0.0023746 | 0.0039862 | 0.0055978 | 0.0072094 | 0.008821 | 0.010433 | 0.012044 | 0.013656 | 0.015267 | 0.016879 | 0.018491 | 0.018593 | 0.018788 | 0.019037 | 0.019219 | 0.019401
|  | Waste Heat | 0.018045380540275203 | 0.0180453805402752 | 0.018045380540275196 | 0.0180453805402752 | 0.0180453805402752 | 0.016699 | 0.016345 | 0.01682 | 0.016103 | 0.01528 | 0.014427 | 0.013528 | 0.012634 | 0.01171 | 0.010822 | 0.010008 | 0.0089678 | 0.0079228 | 0.0068958 | 0.0058923 | 0.0049019 | 0.0039111 | 0.0029339 | 0.0019605 | 0.0009813 | 1.6814e-19 | 4.3127e-20 | -1.6697e-19 | 6.7049e-21 | -1.2015e-20 | 0
| Oil & Gas Extraction | Biogas | 0 | 0 | 0 | 0 | 0 | 0 | 0.0011005 | 0.0020002 | 0.003201 | 0.0042988 | 0.0054001 | 0.0063991 | 0.0073978 | 0.0086024 | 0.0097079 | 0.010592 | 0.010302 | 0.009908 | 0.0097053 | 0.0094048 | 0.0090013 | 0.008604 | 0.0082137 | 0.0078966 | 0.0077165 | 0.0073958 | 0.0064911 | 0.0057936 | 0.005009 | 0.0041795 | 0.0034755
|  | Conventional Diesel | 0.0012959935839407988 | 0.0008658120031243806 | 0.0008055127356746454 | 0.0008055127356746454 | 0.0008055127356746454 | 0.0006994 | 0.00065066 | 0.00065797 | 0.00068972 | 0.00063505 | 0.00058424 | 0.00053847 | 0.00048711 | 0.00043964 | 0.00038305 | 0.00032518 | 0.000284 | 0.00024143 | 0.00020338 | 0.00016496 | 0.00012404 | 9.8398e-05 | 7.421e-05 | 5.0049e-05 | 2.5365e-05 | 0 | 0 | 1.0461e-09 | NAN | NAN | NAN
|  | Electricity | 0.02135867684210526 | 0.021348634736842103 | 0.021336944210526315 | 0.021326305263157895 | 0.021698747368421048 | 0.019164 | 0.018193 | 0.018767 | 0.020053 | 0.018843 | 0.0177 | 0.016663 | 0.015416 | 0.014243 | 0.012741 | 0.011148 | 0.010023 | 0.0088159 | 0.0077218 | 0.0065812 | 0.0053208 | 0.0045555 | 0.0038194 | 0.0030634 | 0.0022676 | 0.0014254 | 0.00085815 | 0.00028869 | -0.00029312 | -0.00089757 | -0.0015248
|  | Hydrogen | 0.004499389013946485 | 0.0045002652001290815 | 0.00489932229092774 | 0.005399939807166925 | 0.005799935348438548 | 0.0054999 | 0.0055025 | 0.0059005 | 0.0068022 | 0.0067981 | 0.0068002 | 0.006799 | 0.006498 | 0.0064018 | 0.0059048 | 0.0054956 | 0.0052008 | 0.0048039 | 0.0045024 | 0.0042022 | 0.0036005 | 0.0034016 | 0.0031052 | 0.0027988 | 0.0025053 | 0.0019989 | 0.0017975 | 0.0014984 | 0.001102 | 0.00089561 | 0.0006951
|  | Natural Gas | 0.29705966134300016 | 0.2628154876875384 | 0.2610638877880067 | 0.2564971408404289 | 0.2560971452991573 | 0.2219 | 0.20569 | 0.20752 | 0.21997 | 0.20674 | 0.19211 | 0.17857 | 0.16335 | 0.14904 | 0.13191 | 0.11431 | 0.10272 | 0.090674 | 0.080043 | 0.069336 | 0.057908 | 0.050824 | 0.044474 | 0.038083 | 0.031267 | 0.024286 | 0.020072 | 0.015982 | 0.012222 | 0.008359 | 0.0042699
|  | Renewable Diesel | 0 | 0 | 0 | 0 | 0 | 0 | 2.2946e-06 | 4.5891e-06 | 6.8837e-06 | 9.1782e-06 | 1.1473e-05 | 1.3767e-05 | 1.6062e-05 | 1.8356e-05 | 2.0651e-05 | 2.2946e-05 | 2.4541e-05 | 2.6136e-05 | 2.7731e-05 | 2.9326e-05 | 3.0921e-05 | 3.2516e-05 | 3.4111e-05 | 3.5706e-05 | 3.7301e-05 | 3.8896e-05 | 2.3124e-05 | 7.6825e-06 | NAN | NAN | NAN
|  | Waste Heat | 0.021780853067519996 | 0.021780853067520003 | 0.021780853067520003 | 0.021780853067519996 | 0.021780853067519992 | 0.018912 | 0.017656 | 0.017915 | 0.015351 | 0.010974 | 0.0095137 | 0.0082314 | 0.0069644 | 0.0058515 | 0.004728 | 0.0037064 | 0.0029565 | 0.002279 | 0.0017225 | 0.0012411 | 0.00082495 | 0.00055753 | 0.00034598 | 0.0001826 | 6.6719e-05 | -1.3088e-20 | -6.4844e-21 | 0 | 0 | 0 | -3.9508e-20
| Petroleum Refining | Biogas | 0 | 0 | 0 | 0 | 0 | 0 | 0.0010002 | 0.0023997 | 0.0033995 | 0.0045993 | 0.0057023 | 0.0070022 | 0.0081003 | 0.0093004 | 0.010398 | 0.011499 | 0.011498 | 0.011506 | 0.011502 | 0.011502 | 0.011501 | 0.011507 | 0.011403 | 0.011406 | 0.011286 | 0.011307 | 0.011099 | 0.010993 | 0.010797 | 0.010433 | 0.010309
|  | Coke | 0.05693917259416066 | 0.06284451053165818 | 0.06328930513430234 | 0.06314621706961734 | 0.06332905206570168 | 0.05923 | 0.0635 | 0.059571 | 0.060862 | 0.05889 | 0.05676 | 0.053887 | 0.051872 | 0.047971 | 0.044779 | 0.041303 | 0.038188 | 0.034684 | 0.031869 | 0.028323 | 0.025266 | 0.023335 | 0.020789 | 0.018723 | 0.01697 | 0.015335 | 0.01329 | 0.011029 | 0.0093928 | 0.0083411 | 0.0076836
|  | Electricity | 0.026936939516129032 | 0.026947790806451613 | 0.02694075387096774 | 0.026928428709677425 | 0.02691441532258065 | 0.025089 | 0.026829 | 0.025106 | 0.025586 | 0.024695 | 0.023742 | 0.022485 | 0.02159 | 0.019917 | 0.018546 | 0.017064 | 0.015739 | 0.01426 | 0.013071 | 0.011588 | 0.010313 | 0.0095016 | 0.0084447 | 0.0075871 | 0.0068603 | 0.0061846 | 0.005347 | 0.004427 | 0.0037613 | 0.0033323 | 0.0030625
|  | Hydrogen | 0.0031986216101213684 | 0.0037018164775849934 | 0.004000119536620674 | 0.004500134478698258 | 0.004697975489865759 | 0.0047994 | 0.0055011 | 0.0055993 | 0.006199 | 0.006299 | 0.0064026 | 0.006402 | 0.0065003 | 0.0063003 | 0.0061989 | 0.0059997 | 0.005699 | 0.0055028 | 0.0052011 | 0.0048009 | 0.0044004 | 0.0042026 | 0.0040011 | 0.003702 | 0.0033957 | 0.003202 | 0.0028998 | 0.0023985 | 0.0019994 | 0.0018058 | 0.0018015
|  | Natural Gas | 0.21380786325155027 | 0.21330466838408657 | 0.21300636532505085 | 0.21250635038297327 | 0.21230850937180581 | 0.19758 | 0.20984 | 0.19438 | 0.19867 | 0.19207 | 0.18327 | 0.17185 | 0.16351 | 0.14891 | 0.13678 | 0.12379 | 0.11328 | 0.10135 | 0.09192 | 0.080116 | 0.070007 | 0.063539 | 0.055115 | 0.048326 | 0.042746 | 0.037323 | 0.030798 | 0.023685 | 0.018694 | 0.01565 | 0.013512
|  | Refinery and Process Gas | 0.34473241496512685 | 0.34473241496512685 | 0.3447324149651268 | 0.34473241496512674 | 0.34473241496512674 | 0.32149 | 0.34368 | 0.32149 | 0.32752 | 0.31601 | 0.30371 | 0.28752 | 0.27599 | 0.25452 | 0.23691 | 0.21791 | 0.20091 | 0.18197 | 0.16674 | 0.14778 | 0.13146 | 0.12108 | 0.10758 | 0.096619 | 0.087334 | 0.078704 | 0.068021 | 0.056298 | 0.047816 | 0.042348 | 0.038906
|  | Waste Heat | 0.010023961940927997 | 0.010023961940928 | 0.010023961940928 | 0.010023961940927997 | 0.010023961940927998 | 0.0093481 | 0.0099933 | 0.0093481 | 0.0074283 | 0.0051457 | 0.0046364 | 0.0040966 | 0.0036514 | 0.0031083 | 0.0026522 | 0.0022177 | 0.0018403 | 0.0014816 | 0.0011879 | 0.00090237 | 0.00066896 | 0.00049291 | 0.00032845 | 0.00019666 | 8.8881e-05 | -1.2376e-19 | 8.5572e-20 | -7.0824e-20 | -6.0154e-20 | 0 | -4.8944e-20
| Residential | Biogas | 0 | 0 | 0 | 0 | 0 | 0 | 0.0024995 | 0.0048006 | 0.0073017 | 0.0096005 | 0.012096 | 0.014403 | 0.016797 | 0.019089 | 0.021797 | 0.024208 | 0.024204 | 0.024207 | 0.024199 | 0.024302 | 0.024294 | 0.024278 | 0.024308 | 0.024284 | 0.024417 | 0.024424 | 0.02349 | 0.023071 | 0.02218 | 0.02173 | 0.020902
|  | Electricity | 0.32009621272549726 | 0.3189887629191668 | 0.31769685763767797 | 0.3156526857127595 | 0.31315112117560323 | 0.32836 | 0.31839 | 0.30191 | 0.31573 | 0.32692 | 0.33929 | 0.34899 | 0.35463 | 0.355 | 0.35612 | 0.3576 | 0.35552 | 0.35363 | 0.35551 | 0.35775 | 0.36011 | 0.36249 | 0.3649 | 0.3673 | 0.36611 | 0.3684 | 0.37071 | 0.37286 | 0.3748 | 0.37651 | 0.38163
|  | Fuel Oil | 0.0007937329564128551 | 0.0007631120946823562 | 0.0007318282601954083 | 0.0006991774960050842 | 0.0006647170790323466 | 0.00066672 | 0.00065699 | 0.00063486 | 0.00065102 | 0.00066108 | 0.00067144 | 0.00067517 | 0.00069189 | 0.00069553 | 0.00069906 | 0.00070251 | 0.00069915 | 0.00069556 | 0.00069848 | 0.00070125 | 0.00070386 | 0.00070632 | 0.00070865 | 0.00071085 | 0.00070601 | 0.0007079 | 0.00070963 | 0.00071125 | 0.00071274 | 0.00071412 | 0.00072232
|  | Hydrogen | 0.006401145403528116 | 0.006900693668559166 | 0.007798101107737895 | 0.008301558025179826 | 0.008998087679339637 | 0.010202 | 0.010598 | 0.010701 | 0.011403 | 0.011901 | 0.012496 | 0.012703 | 0.012998 | 0.012993 | 0.012798 | 0.012604 | 0.012202 | 0.011804 | 0.0112 | 0.010701 | 0.010198 | 0.0095914 | 0.0088031 | 0.0082944 | 0.0075053 | 0.0068067 | 0.0060975 | 0.0054931 | 0.0047957 | 0.0041057 | 0.0037003
|  | Kerosene | 0.001302918059279969 | 0.0013268584255005768 | 0.0013506213704662096 | 0.0013727434856152978 | 0.001391940821248183 | 0.0014933 | 0.0014715 | 0.001422 | 0.0014582 | 0.0014807 | 0.0015039 | 0.0015123 | 0.0015497 | 0.0015579 | 0.0015658 | 0.0015736 | 0.001566 | 0.001558 | 0.0015646 | 0.0015708 | 0.0015766 | 0.0015821 | 0.0015874 | 0.0015923 | 0.0015815 | 0.0015857 | 0.0015896 | 0.0015932 | 0.0015966 | 0.0015997 | 0.001618
|  | LPG | 0.015479865396145452 | 0.015370525233166215 | 0.01524453747642806 | 0.015073402898765194 | 0.01489519971752656 | 0.015564 | 0.01508 | 0.014265 | 0.014311 | 0.014193 | 0.014051 | 0.01359 | 0.013127 | 0.012238 | 0.0113 | 0.010357 | 0.0093554 | 0.0083903 | 0.0074876 | 0.0065733 | 0.0057106 | 0.0049242 | 0.004218 | 0.0035914 | 0.0030106 | 0.0025319 | 0.0021138 | 0.0017501 | 0.0014355 | 0.0011656 | 0.00094542
|  | Natural Gas | 0.417974791271 | 0.41464168043255506 | 0.4099001864323766 | 0.40377578009218024 | 0.396815666658878 | 0.41237 | 0.39462 | 0.36835 | 0.36458 | 0.35702 | 0.34937 | 0.33547 | 0.32374 | 0.30263 | 0.28056 | 0.25889 | 0.23774 | 0.21737 | 0.19929 | 0.18052 | 0.16226 | 0.14477 | 0.12804 | 0.11172 | 0.094968 | 0.080379 | 0.067772 | 0.05553 | 0.044959 | 0.035149 | 0.027203
|  | Wood | 0.004080390306314199 | 0.004074242396778472 | 0.0040643966575214735 | 0.00404353336660318 | 0.004021093477428647 | 0.0042321 | 0.0041311 | 0.0039107 | 0.0039294 | 0.0039088 | 0.0039313 | 0.0039141 | 0.0039711 | 0.0039519 | 0.0039318 | 0.0039109 | 0.0038525 | 0.0037934 | 0.00377 | 0.0037455 | 0.0037202 | 0.003694 | 0.003667 | 0.0036391 | 0.0035755 | 0.0035464 | 0.0035163 | 0.0034858 | 0.0034547 | 0.0034231 | 0.0034241
| TCU | Biogas | 0 | 0 | 0 | 0 | 0 | 0 | 0 | 0.00020037 | 0.00020124 | 0.00029957 | 0.00039885 | 0.00069697 | 0.00069591 | 0.00080669 | 0.00089904 | 0.0010056 | 0.0011045 | 0.0011028 | 0.0012902 | 0.0013991 | 0.0017114 | 0.0017927 | 0.0019065 | 0.0020034 | 0.0020998 | 0.0022177 | 0.001793 | 0.0012054 | 0.00090232 | 0.00040024 | 0
|  | Electricity | 0.05997545609958223 | 0.06068377952276579 | 0.061345675272551664 | 0.06186162863809796 | 0.06244291291631397 | 0.063106 | 0.064013 | 0.065083 | 0.066726 | 0.068406 | 0.070114 | 0.071863 | 0.073654 | 0.075486 | 0.077359 | 0.079275 | 0.080794 | 0.082312 | 0.083828 | 0.085343 | 0.086856 | 0.088367 | 0.089876 | 0.091384 | 0.09289 | 0.094395 | 0.095452 | 0.096507 | 0.097559 | 0.098607 | 0.099653
|  | Hydrogen | 0.00019990506442577025 | 0.00019966195144724538 | 0.00020040788865546196 | 0.0002005462075941487 | 0.00020015223993045446 | 0.00020017 | 0.0003007 | 0.00030055 | 0.00030186 | 0.00029957 | 0.00029914 | 0.0002987 | 0.00039767 | 0.00040335 | 0.00049947 | 0.00050278 | 0.00060246 | 0.0007018 | 0.00069472 | 0.00069957 | 0.00070468 | 0.00069717 | 0.0007024 | 0.0007012 | 0.00069995 | 0.00060483 | 0.00059768 | 0.00060269 | 0.00060155 | 0.00060036 | 0
|  | Natural Gas | 0.013793449445378147 | 0.01417599855275442 | 0.0142289600945378 | 0.01423878073918456 | 0.014310885155027493 | 0.014212 | 0.014033 | 0.013625 | 0.013383 | 0.012981 | 0.012664 | 0.012147 | 0.011831 | 0.011495 | 0.011088 | 0.01076 | 0.010342 | 0.010026 | 0.0096268 | 0.0092942 | 0.0087582 | 0.0084656 | 0.0081278 | 0.0078133 | 0.0074994 | 0.0072579 | 0.007471 | 0.0078349 | 0.0079204 | 0.0082049 | 0
|  | Waste Heat | 0.01052786471039999 | 0.010527864710400002 | 0.0105278647104 | 0.010527864710399994 | 0.01052786471040002 | 0.010528 | 0.010528 | 0.010528 | 0.009943 | 0.0093581 | 0.0087732 | 0.0081883 | 0.0076035 | 0.0070186 | 0.0064337 | 0.0058488 | 0.0052639 | 0.0046791 | 0.0040942 | 0.0035093 | 0.0029244 | 0.0023395 | 0.0017546 | 0.0011698 | 0.00058488 | 0 | 0 | 0 | 0 | 0 | 0
| Transportation | Biogas | 0 | 0.0043036653523723075 | 0.008776526808577729 | 0.013077789264347807 | 0.01757122446580836 | 0.021871 | 0.020756 | 0.019531 | 0.018537 | 0.017188 | 0.016441 | 0.015145 | 0.014096 | 0.012909 | 0.011656 | 0.010491 | 0.0095383 | 0.0085919 | 0.0075409 | 0.0064557 | 0.0058183 | 0.0044326 | 0.0035809 | 0.0026848 | 0.0017321 | 0.0006966 | 0.00050493 | 0.00021508 | 0.00017863 | 0.00014907 | 0
|  | Conventional Diesel | 0.49102346286688037 | 0.4934699259098485 | 0.4954461505464375 | 0.4585011026318687 | 0.4293278572230562 | 0.39676 | 0.39833 | 0.38763 | 0.36743 | 0.34274 | 0.31435 | 0.28221 | 0.24684 | 0.20698 | 0.16443 | 0.11808 | 0.10773 | 0.095968 | 0.080773 | 0.06468 | 0.045961 | 0.033619 | 0.022535 | 0.013312 | 0.0057334 | -2.7756e-17 | 0 | 0 | 0 | 0 | 1.5578e-14
|  | Conventional Gasoline / Conventional Ethanol | 1.9575870354201577 | 1.9661278722601367 | 1.9500405858266623 | 1.9294112842415867 | 1.8942870929709787 | 1.6186 | 1.8039 | 1.7419 | 1.6711 | 1.5586 | 1.4442 | 1.3312 | 1.2189 | 1.1066 | 0.99445 | 0.88327 | 0.79048 | 0.70183 | 0.61804 | 0.54015 | 0.46806 | 0.40672 | 0.35064 | 0.29999 | 0.25472 | 0.21465 | 0.17392 | 0.13997 | 0.10986 | 0.08629 | 0.069359
|  | Conventional Jet Fuel | 0.060150516227656325 | 0.061896026029093894 | 0.06376693635894541 | 0.06562758242056804 | 0.06749023598315546 | 0.050903 | 0.062418 | 0.066805 | 0.068191 | 0.068871 | 0.069176 | 0.068654 | 0.067999 | 0.067173 | 0.06617 | 0.065093 | 0.058832 | 0.052515 | 0.046142 | 0.039715 | 0.033231 | 0.026693 | 0.020101 | 0.013455 | 0.0067536 | 0 | 0.00011026 | 0.00016932 | 0.0001767 | 0.00013364 | 4.0716e-05
|  | Electricity | 0.003497405482391759 | 0.004783253151936695 | 0.007135845023277997 | 0.0094532009528224 | 0.012191957587120814 | 0.013126 | 0.017054 | 0.020385 | 0.029501 | 0.040588 | 0.05347 | 0.068247 | 0.084834 | 0.10324 | 0.12334 | 0.14483 | 0.16616 | 0.18718 | 0.20796 | 0.22806 | 0.24774 | 0.26811 | 0.28754 | 0.3059 | 0.32319 | 0.33935 | 0.35662 | 0.37408 | 0.38895 | 0.40139 | 0.41057
|  | Hydrogen | 0.0005390317596429667 | 0.0005380029533582049 | 0.0005342941527166781 | 0.0005340061091171964 | 0.0007376988666517887 | 0.0007164 | 0.00073316 | 0.00073137 | 0.003507 | 0.0079822 | 0.013712 | 0.020763 | 0.029147 | 0.038902 | 0.049774 | 0.061686 | 0.075965 | 0.090514 | 0.10575 | 0.12115 | 0.13734 | 0.15134 | 0.16491 | 0.17787 | 0.19029 | 0.20202 | 0.2147 | 0.23148 | 0.24349 | 0.25359 | 0.26033
|  | Natural Gas | 0.026442060635025855 | 0.022018752965625762 | 0.017453320357967074 | 0.011081180216355777 | 0.00602441981684858 | 0 | 0.00019958 | 0.00039858 | 0.00050099 | 0.00089416 | 0.00070604 | 0.0010029 | 0.0009062 | 0.00080054 | 0.00089663 | 0.00089923 | 0.00070283 | 0.00060649 | 0.00070381 | 0.00089387 | 0.00051038 | 0.00098501 | 0.00099469 | 0.0011359 | 0.0014265 | 0.0019903 | 0.0015148 | 0.00086032 | 0.00035725 | 0 | 0
|  | Renewable Diesel | 0 | 0.022144819214160005 | 0.04428963842832 | 0.06643445764248002 | 0.08857927685664002 | 0.11072 | 0.13079 | 0.15085 | 0.17092 | 0.19098 | 0.21104 | 0.23111 | 0.25117 | 0.27124 | 0.2913 | 0.31137 | 0.29764 | 0.28391 | 0.27019 | 0.25646 | 0.24273 | 0.22901 | 0.21528 | 0.20155 | 0.18783 | 0.1741 | 0.14694 | 0.10592 | 0.081482 | 0.064425 | 0.059287
|  | Renewable Jet Fuel | 0 | 0 | 0 | 0 | 0 | 0 | 0 | 0 | 0 | 0 | 0 | 0 | 0 | 0 | 0 | 0 | 0.0059392 | 0.011878 | 0.017817 | 0.023757 | 0.029696 | 0.035635 | 0.041574 | 0.047513 | 0.053452 | 0.059392 | 0.058413 | 0.057435 | 0.056457 | 0.055478 | 0.0545
Alt 3 | Agriculture | Biogas | 0 | 0 | 0 | 0 | 0 | 0 | 0 | 0 | 0 | 0.00010041 | 0.00029985 | 0.00030226 | 0.00029794 | 0.00029855 | 0.00029587 | 0.00029412 | 0.0003995 | 0.00040215 | 0.00039082 | 0.0003885 | 0.00040637 | 0.00039912 | 0.00041532 | 0.00051572 | 0.00061842 | 0.00062238 | 0.00028745 | 0.00030685 | 0.00019733 | 0 | 0
|  | Conventional Diesel | 0.044699253069812914 | 0.038794711558269565 | 0.03486509356469861 | 0.03579876096933933 | 0.03541891474316232 | 0.035039 | 0.034529 | 0.03379 | 0.032011 | 0.030274 | 0.02858 | 0.026927 | 0.025315 | 0.023743 | 0.022212 | 0.02072 | 0.019003 | 0.01731 | 0.015641 | 0.013995 | 0.012373 | 0.010775 | 0.0092011 | 0.0076508 | 0.0061243 | 0.0046215 | 0.0036496 | 0.0027015 | 0.0017772 | 0.0008767 | 1.6046e-15
|  | Conventional Gasoline / Conventional Ethanol | 0.0019070616759343311 | 0.00188161538329055 | 0.0023355435975052396 | 0.00265464254996344 | 0.002417202196276341 | 0.0021798 | 0.0019423 | 0.0016935 | 0.0014026 | 0.0011301 | 0.00087552 | 0.00063871 | 0.00041932 | 0.00021954 | 5.5169e-05 | 3.0668e-06 | 0 | 0 | 0 | 0 | 0 | 0 | 0 | 0 | 0 | 0 | 0 | 0 | 0 | 0 | 0
|  | Electricity | 0.07915941388799999 | 0.07996829359831578 | 0.08069261481094733 | 0.08134082744589471 | 0.0822476669305263 | 0.083155 | 0.084061 | 0.084402 | 0.086112 | 0.087732 | 0.089264 | 0.090709 | 0.092068 | 0.093342 | 0.094539 | 0.095687 | 0.097542 | 0.099352 | 0.10112 | 0.10283 | 0.1045 | 0.10613 | 0.10771 | 0.10924 | 0.11073 | 0.11217 | 0.11356 | 0.11491 | 0.11621 | 0.11747 | 0.1187
|  | Hydrogen | 0 | 0 | 0 | 0 | 0 | 0 | 0 | 0 | 0 | 0 | 0 | 0 | 0 | 0 | 0 | 9.8039e-05 | 9.9875e-05 | 0.00010054 | 9.7705e-05 | 9.7125e-05 | 0.00010159 | 9.978e-05 | 0.00010383 | 0.00010314 | 0.00010307 | 0.00020746 | 0.00019163 | 0.00020457 | 9.8664e-05 | 9.9858e-05 | 0
|  | Natural Gas | 0.011998613607648964 | 0.012469196233122927 | 0.011693998683768922 | 0.011202761916051872 | 0.010846248004868986 | 0.01049 | 0.010133 | 0.0097239 | 0.0093679 | 0.0089366 | 0.0080959 | 0.0075566 | 0.0070513 | 0.0065681 | 0.0061146 | 0.0055882 | 0.0050936 | 0.0047253 | 0.0043967 | 0.0040793 | 0.0037589 | 0.0034923 | 0.0032187 | 0.002888 | 0.0025767 | 0.0022821 | 0.0023954 | 0.0021479 | 0.0021706 | 0.0021969 | 0
|  | Renewable Diesel | 0 | 0 | 0 | 0 | 0 | 0 | 0.00013046 | 0.00026092 | 0.00039139 | 0.00052185 | 0.00065231 | 0.00078277 | 0.00091324 | 0.0010437 | 0.0011742 | 0.0013046 | 0.0017868 | 0.002269 | 0.0027512 | 0.0032334 | 0.0037156 | 0.0041978 | 0.00468 | 0.0051622 | 0.0056444 | 0.0061266 | 0.0061018 | 0.006077 | 0.0060522 | 0.0060274 | 0.0060026
|  | Waste Heat | 0.0018612799487999982 | 0.0018612799488000008 | 0.0018612799488000001 | 0.0018612799487999986 | 0.0018612799488000034 | 0.0018613 | 0.0018613 | 0.0018489 | 0.0014967 | 0.0011492 | 0.0011413 | 0.001058 | 0.00097561 | 0.00089431 | 0.00081405 | 0.00073483 | 0.00066135 | 0.00058787 | 0.00051438 | 0.0004409 | 0.00036742 | 0.00029393 | 0.00022045 | 0.00014697 | 7.3483e-05 | 0 | 0 | 0 | 0 | 0 | 0
| Commercial | Biogas | 0 | 0 | 0 | 0 | 0 | 0 | 0.0012994 | 0.0027002 | 0.0039003 | 0.0052019 | 0.0064987 | 0.0078016 | 0.0089983 | 0.010397 | 0.011699 | 0.013001 | 0.013003 | 0.013099 | 0.013094 | 0.013004 | 0.012791 | 0.01281 | 0.012902 | 0.012898 | 0.012895 | 0.012907 | 0.012916 | 0.012894 | 0.012902 | 0.012807 | 0.012527
|  | Conventional Diesel | 0.0198154977335959 | 0.0192446667002241 | 0.018781003483940725 | 0.02057519149753719 | 0.021109673755772877 | 0.019925 | 0.019811 | 0.021281 | 0.022367 | 0.023298 | 0.024286 | 0.024554 | 0.025345 | 0.025903 | 0.026756 | 0.02708 | 0.02542 | 0.024332 | 0.022949 | 0.02187 | 0.0208 | 0.019737 | 0.018349 | 0.017295 | 0.015901 | 0.014855 | 0.019554 | 0.023889 | 0.028597 | 0.0337 | 0
|  | Electricity | 0.37912485007093766 | 0.37838614623235134 | 0.377623629990533 | 0.3773670898925269 | 0.3770790578917872 | 0.34681 | 0.33903 | 0.35689 | 0.369 | 0.3768 | 0.38467 | 0.38159 | 0.38636 | 0.38712 | 0.39115 | 0.38762 | 0.38066 | 0.38236 | 0.38135 | 0.38519 | 0.3899 | 0.39532 | 0.39723 | 0.40347 | 0.40568 | 0.41198 | 0.41815 | 0.41975 | 0.42541 | 0.43769 | 0.4432
|  | Hydrogen | 0 | 0 | 0 | 0 | 0 | 0 | 0 | 0.00060004 | 0.0012001 | 0.0017006 | 0.0022995 | 0.0028006 | 0.0033994 | 0.0038988 | 0.0042997 | 0.0046005 | 0.004701 | 0.0047998 | 0.0049978 | 0.0050015 | 0.0049963 | 0.004904 | 0.0048006 | 0.0046993 | 0.0043982 | 0.0041021 | 0.0039049 | 0.0035983 | 0.0034006 | 0.0028016 | 0.002386
|  | Natural Gas | 0.2115810043174134 | 0.211299778812402 | 0.21113820024123076 | 0.21137073514044924 | 0.2112210613462457 | 0.19426 | 0.18861 | 0.19411 | 0.19642 | 0.19667 | 0.19816 | 0.19174 | 0.18656 | 0.17725 | 0.16899 | 0.15672 | 0.14423 | 0.13489 | 0.12394 | 0.11464 | 0.10532 | 0.095777 | 0.085111 | 0.075788 | 0.066073 | 0.05773 | 0.049562 | 0.041581 | 0.034806 | 0.025814 | 0.020381
|  | Renewable Diesel | 0 | 0 | 0 | 0 | 0 | 0 | 0.00017051 | 0.00034102 | 0.00051152 | 0.00068203 | 0.00085254 | 0.001023 | 0.0011936 | 0.0013641 | 0.0015346 | 0.0017051 | 0.0035038 | 0.0053026 | 0.0071013 | 0.0089 | 0.010699 | 0.012498 | 0.014296 | 0.016095 | 0.017894 | 0.019692 | 0.015754 | 0.011815 | 0.007877 | 0.0039385 | 0
|  | Waste Heat | 0.007994197380096 | 0.007994197380096 | 0.007994197380096001 | 0.007994197380096 | 0.007994197380095998 | 0.0073547 | 0.0071948 | 0.0075945 | 0.006385 | 0.0050363 | 0.004816 | 0.0044509 | 0.0041739 | 0.0038528 | 0.0035664 | 0.0032107 | 0.0028329 | 0.0025182 | 0.0021814 | 0.0018697 | 0.0015581 | 0.0012465 | 0.00092543 | 0.00061695 | 0.00030533 | 0 | 0 | 0 | 0 | -2.6292e-20 | 1.3146e-20
| Industrial | Biogas | 0 | 0 | 0 | 0 | 0 | 0 | 0.0011004 | 0.0021026 | 0.0031979 | 0.004298 | 0.005498 | 0.0065949 | 0.0074976 | 0.0086986 | 0.0097984 | 0.010798 | 0.011393 | 0.011792 | 0.012406 | 0.012796 | 0.013503 | 0.014002 | 0.01441 | 0.014912 | 0.015499 | 0.016013 | 0.017608 | 0.019177 | 0.020624 | 0.022318 | 0.023809
|  | Coal | 0.02074430507598469 | 0.019582243376629505 | 0.022195901336088838 | 0.02194025021489203 | 0.019325756608925222 | 0.018608 | 0.017081 | 0.016708 | 0.016035 | 0.015026 | 0.01407 | 0.013081 | 0.012132 | 0.01114 | 0.01021 | 0.0093699 | 0.0087341 | 0.0080476 | 0.0074137 | 0.0066533 | 0.0067074 | 0.0064944 | 0.0062669 | 0.0060845 | 0.0059188 | 0.005786 | 0.0056733 | 0.0055586 | 0.0054599 | 0.0053729 | 0.0052871
|  | Conventional Diesel | 0.04360003176931578 | 0.042395961088851714 | 0.04458799121945699 | 0.04530347383004514 | 0.05016693178785376 | 0.042592 | 0.039747 | 0.040877 | 0.041593 | 0.041458 | 0.041617 | 0.041344 | 0.040821 | 0.04023 | 0.039691 | 0.039332 | 0.036934 | 0.03444 | 0.032106 | 0.029604 | 0.026882 | 0.024065 | 0.021382 | 0.018705 | 0.016038 | 0.013251 | 0.010556 | 0.0079749 | 0.0054896 | 0.0028425 | 1.249e-15
|  | Conventional Gasoline / Conventional Ethanol | 0.022238305177916647 | 0.00986739273810811 | 0.010351316107992921 | 0.0019814201411719923 | 0.002104097760995762 | 0.0018506 | 0.0018273 | 0.0019097 | 0.0019506 | 0.001983 | 0.0020126 | 0.0020187 | 0.0020192 | 0.0020102 | 0.0020069 | 0.0020125 | 0.0020335 | 0.0020427 | 0.0020585 | 0.0020727 | 0.0020896 | 0.0021035 | 0.0021143 | 0.0021322 | 0.0021455 | 0.002153 | 0.0021668 | 0.0021936 | 0.0022229 | 0.0022406 | 0.0022558
|  | Electricity | 0.119396386332 | 0.119955903768 | 0.120180688956 | 0.12013075321199998 | 0.12679998456613495 | 0.10952 | 0.10893 | 0.11483 | 0.11768 | 0.12047 | 0.12293 | 0.12445 | 0.12538 | 0.12587 | 0.12633 | 0.12699 | 0.13452 | 0.14174 | 0.14925 | 0.15722 | 0.1656 | 0.17374 | 0.18211 | 0.19094 | 0.19967 | 0.20807 | 0.21719 | 0.2275 | 0.23821 | 0.24825 | 0.25818
|  | Hydrogen | 0 | 0 | 0 | 0 | 0 | 0 | 0 | 0.0012015 | 0.0028981 | 0.0045979 | 0.0061977 | 0.0077939 | 0.009397 | 0.010898 | 0.012398 | 0.013698 | 0.014891 | 0.015789 | 0.016708 | 0.017495 | 0.018304 | 0.019002 | 0.019513 | 0.020117 | 0.020399 | 0.020516 | 0.020609 | 0.020575 | 0.020423 | 0.020116 | 0.019507
|  | LPG | 0.025145771148565147 | 0.024415676454538182 | 0.023328288472248535 | 0.022342054282794847 | 0.023605717360056067 | 0.020607 | 0.020407 | 0.021427 | 0.021874 | 0.022212 | 0.022524 | 0.022555 | 0.022528 | 0.022409 | 0.022367 | 0.022458 | 0.022706 | 0.022772 | 0.02294 | 0.023077 | 0.023249 | 0.023397 | 0.023508 | 0.023685 | 0.023816 | 0.023855 | 0.023968 | 0.024252 | 0.024555 | 0.024693 | 0.024802
|  | Natural Gas | 0.14970121257148783 | 0.1567985961286483 | 0.15352376784125094 | 0.15472475505072775 | 0.16017635651766698 | 0.14299 | 0.14165 | 0.14618 | 0.1486 | 0.14983 | 0.14795 | 0.14499 | 0.14175 | 0.13768 | 0.13378 | 0.13038 | 0.12383 | 0.11722 | 0.11076 | 0.10497 | 0.099224 | 0.093511 | 0.08806 | 0.082568 | 0.077096 | 0.071457 | 0.064428 | 0.05793 | 0.051559 | 0.044536 | 0.037914
|  | Renewable Diesel | 0 | 0 | 0 | 0 | 0 | 0 | 0.00024765 | 0.0004953 | 0.00074295 | 0.0009906 | 0.0012382 | 0.0014859 | 0.0017335 | 0.0019812 | 0.0022288 | 0.0024765 | 0.0039855 | 0.0054945 | 0.0070035 | 0.0085125 | 0.010022 | 0.011531 | 0.01304 | 0.014549 | 0.016058 | 0.017567 | 0.019087 | 0.020607 | 0.022128 | 0.023648 | 0.025168
|  | Waste Heat | 0.018045380540275203 | 0.0180453805402752 | 0.018045380540275196 | 0.0180453805402752 | 0.0180453805402752 | 0.016699 | 0.016345 | 0.01682 | 0.013761 | 0.010608 | 0.0098934 | 0.0091503 | 0.0084121 | 0.007658 | 0.0069315 | 0.0062548 | 0.0056049 | 0.0049518 | 0.0043099 | 0.0036827 | 0.0030637 | 0.0024444 | 0.0018337 | 0.0012253 | 0.00061331 | 1.6814e-19 | 4.3127e-20 | -1.6697e-19 | 6.7049e-21 | -1.2015e-20 | 0
| Oil & Gas Extraction | Biogas | 0 | 0 | 0 | 0 | 0 | 0 | 0.0011005 | 0.0023002 | 0.0035011 | 0.004599 | 0.0057004 | 0.0068984 | 0.0080024 | 0.0090972 | 0.010401 | 0.011494 | 0.011396 | 0.011396 | 0.011299 | 0.0112 | 0.011108 | 0.011001 | 0.010786 | 0.010811 | 0.010802 | 0.0106 | 0.0086038 | 0.0063941 | 0.0041981 | 0.0019906 | 0
|  | Conventional Diesel | 0.0012959935839407988 | 0.0008658120031243806 | 0.0008055127356746454 | 0.0008055127356746454 | 0.0008055127356746454 | 0.0006994 | 0.00065043 | 0.00065752 | 0.00068905 | 0.00065204 | 0.00062034 | 0.0005825 | 0.0005389 | 0.00049993 | 0.00045089 | 0.00040028 | 0.00035744 | 0.00031272 | 0.00027385 | 0.00023472 | 0.00019212 | 0.00016297 | 0.0001362 | 0.00010971 | 8.2457e-05 | 5.3518e-05 | 4.4989e-05 | 3.7341e-05 | 3.0192e-05 | 2.3115e-05 | 0
|  | Electricity | 0.02135867684210526 | 0.021348634736842103 | 0.021336944210526315 | 0.021326305263157895 | 0.021698747368421048 | 0.019164 | 0.018193 | 0.018767 | 0.020053 | 0.019367 | 0.018806 | 0.018033 | 0.01705 | 0.016174 | 0.014947 | 0.013626 | 0.012579 | 0.011435 | 0.01045 | 0.0094243 | 0.0082473 | 0.0075032 | 0.0068204 | 0.0061268 | 0.0053855 | 0.0045614 | 0.0037758 | 0.0030024 | 0.0022277 | 0.0014361 | 0
|  | Hydrogen | 0 | 0 | 0 | 0 | 0 | 0 | 0 | 0.00070006 | 0.0011003 | 0.0018996 | 0.0025002 | 0.0028993 | 0.003401 | 0.0036989 | 0.0039004 | 0.004098 | 0.0041984 | 0.0041986 | 0.0041998 | 0.0041998 | 0.0040028 | 0.0039004 | 0.0037951 | 0.0037038 | 0.0036006 | 0.0035001 | 0.0032014 | 0.0028973 | 0.0025988 | 0.0022892 | 0
|  | Natural Gas | 0.30155905035694663 | 0.2673157528876674 | 0.26596321007893453 | 0.26189708064759587 | 0.2618970806475958 | 0.2274 | 0.21119 | 0.21242 | 0.22537 | 0.21685 | 0.20762 | 0.19605 | 0.18246 | 0.17065 | 0.15512 | 0.13913 | 0.12745 | 0.11496 | 0.10469 | 0.094296 | 0.082657 | 0.075108 | 0.068612 | 0.061963 | 0.055009 | 0.047402 | 0.042119 | 0.037466 | 0.033085 | 0.028864 | 0
|  | Renewable Diesel | 0 | 0 | 0 | 0 | 0 | 0 | 2.5203e-06 | 5.0407e-06 | 7.561e-06 | 1.0081e-05 | 1.2602e-05 | 1.5122e-05 | 1.7642e-05 | 2.0163e-05 | 2.2683e-05 | 2.5203e-05 | 2.9778e-05 | 3.4352e-05 | 3.8927e-05 | 4.3501e-05 | 4.8076e-05 | 5.265e-05 | 5.7224e-05 | 6.1799e-05 | 6.6373e-05 | 7.0948e-05 | 5.6758e-05 | 4.2569e-05 | 2.8379e-05 | 1.419e-05 | 0
|  | Waste Heat | 0.021780853067519996 | 0.021780853067520003 | 0.021780853067520003 | 0.021780853067519996 | 0.021780853067519992 | 0.018912 | 0.017656 | 0.017915 | 0.015351 | 0.011279 | 0.010108 | 0.008908 | 0.007703 | 0.0066449 | 0.0055463 | 0.0045301 | 0.0037104 | 0.0029562 | 0.0023311 | 0.0017773 | 0.0012787 | 0.00091828 | 0.00061783 | 0.00036521 | 0.00015846 | 0 | 0 | 1.0342e-19 | 0 | 0 | 0
| Petroleum Refining | Biogas | 0 | 0 | 0 | 0 | 0 | 0 | 0.0010002 | 0.0023997 | 0.0033995 | 0.0046012 | 0.0056986 | 0.0070987 | 0.0081007 | 0.0093017 | 0.010398 | 0.011505 | 0.011698 | 0.011697 | 0.011798 | 0.011889 | 0.012002 | 0.012091 | 0.012203 | 0.012297 | 0.012306 | 0.0124 | 0.012994 | 0.01351 | 0.01422 | 0.014819 | 0.015433
|  | Coke | 0.05693917259416066 | 0.06284451053165818 | 0.06328930513430234 | 0.06314621706961734 | 0.06332905206570168 | 0.05923 | 0.0635 | 0.059571 | 0.060862 | 0.059293 | 0.057595 | 0.05514 | 0.053563 | 0.050194 | 0.047783 | 0.04533 | 0.04334 | 0.040869 | 0.039102 | 0.036128 | 0.033327 | 0.031131 | 0.027983 | 0.025436 | 0.023268 | 0.021214 | 0.019097 | 0.017295 | 0.015681 | 0.014224 | 0.012832
|  | Electricity | 0.026936939516129032 | 0.026947790806451613 | 0.02694075387096774 | 0.026928428709677425 | 0.02691441532258065 | 0.025089 | 0.026829 | 0.025106 | 0.025586 | 0.024864 | 0.024091 | 0.023007 | 0.022294 | 0.02084 | 0.019791 | 0.018728 | 0.017862 | 0.016803 | 0.016038 | 0.014782 | 0.013603 | 0.012676 | 0.011367 | 0.010307 | 0.0094063 | 0.0085555 | 0.0076835 | 0.0069421 | 0.0062794 | 0.0056827 | 0.0051146
|  | Hydrogen | 0 | 0 | 0 | 0 | 0 | 0 | 0 | 0.00049994 | 0.00099984 | 0.0017005 | 0.0021995 | 0.0026995 | 0.0032003 | 0.0034006 | 0.0037992 | 0.0040017 | 0.0041994 | 0.0044989 | 0.0045992 | 0.0046958 | 0.0046007 | 0.0045967 | 0.0044009 | 0.004199 | 0.0042021 | 0.0040002 | 0.0036984 | 0.0035025 | 0.0034047 | 0.0032041 | 0.0029062
|  | Natural Gas | 0.2170064848616716 | 0.2170064848616716 | 0.21700648486167157 | 0.21700648486167154 | 0.21700648486167157 | 0.20238 | 0.21534 | 0.19948 | 0.20387 | 0.19805 | 0.19035 | 0.17977 | 0.17261 | 0.15943 | 0.14947 | 0.13956 | 0.13218 | 0.12327 | 0.11688 | 0.1064 | 0.096715 | 0.089035 | 0.078317 | 0.069683 | 0.062231 | 0.055302 | 0.04768 | 0.041129 | 0.034949 | 0.029538 | 0.024452
|  | Refinery and Process Gas | 0.34473241496512685 | 0.34473241496512685 | 0.3447324149651268 | 0.34473241496512674 | 0.34473241496512674 | 0.32149 | 0.34368 | 0.32149 | 0.32752 | 0.31817 | 0.30818 | 0.29421 | 0.28499 | 0.26631 | 0.25281 | 0.23916 | 0.22802 | 0.21442 | 0.20459 | 0.1885 | 0.17341 | 0.16153 | 0.1448 | 0.13126 | 0.11975 | 0.10888 | 0.097746 | 0.088284 | 0.079829 | 0.072218 | 0.064976
|  | Waste Heat | 0.010023961940927997 | 0.010023961940928 | 0.010023961940928 | 0.010023961940927997 | 0.010023961940927998 | 0.0093481 | 0.0099933 | 0.0093481 | 0.0074283 | 0.0051809 | 0.0047046 | 0.0041919 | 0.0037705 | 0.0032523 | 0.0028302 | 0.0024339 | 0.0020886 | 0.0017458 | 0.0014575 | 0.001151 | 0.00088239 | 0.00065758 | 0.0004421 | 0.00026718 | 0.00012187 | -1.7121e-19 | 1.2297e-19 | -1.1106e-19 | -1.0043e-19 | 0 | -8.1741e-20
| Residential | Biogas | 0 | 0 | 0 | 0 | 0 | 0 | 0.0020996 | 0.0045006 | 0.0066015 | 0.0089005 | 0.010896 | 0.013303 | 0.015397 | 0.01759 | 0.019897 | 0.022108 | 0.021804 | 0.021507 | 0.021299 | 0.020902 | 0.020495 | 0.020282 | 0.020207 | 0.019787 | 0.019514 | 0.019319 | 0.019192 | 0.018876 | 0.018883 | 0.018726 | 0.018602
|  | Electricity | 0.32009621272549726 | 0.3189887629191668 | 0.31769685763767797 | 0.3156526857127595 | 0.31315112117560323 | 0.32836 | 0.31839 | 0.30191 | 0.31573 | 0.32692 | 0.33929 | 0.34899 | 0.35463 | 0.355 | 0.35612 | 0.3576 | 0.35552 | 0.35363 | 0.35551 | 0.35775 | 0.36011 | 0.36249 | 0.3649 | 0.3673 | 0.36611 | 0.3684 | 0.37071 | 0.37286 | 0.3748 | 0.37651 | 0.38163
|  | Fuel Oil | 0.0007937329564128551 | 0.0007631120946823562 | 0.0007318282601954083 | 0.0006991774960050842 | 0.0006647170790323466 | 0.00066672 | 0.00065699 | 0.00063486 | 0.00065102 | 0.00066108 | 0.00067144 | 0.00067517 | 0.00069189 | 0.00069553 | 0.00069906 | 0.00070251 | 0.00069915 | 0.00069556 | 0.00069848 | 0.00070125 | 0.00070386 | 0.00070632 | 0.00070865 | 0.00071085 | 0.00070601 | 0.0007079 | 0.00070963 | 0.00071125 | 0.00071274 | 0.00071412 | 0.00072232
|  | Hydrogen | 0 | 0 | 0 | 0 | 0 | 0 | 0 | 0.0011001 | 0.0021005 | 0.0031002 | 0.0042985 | 0.005101 | 0.0060988 | 0.0067961 | 0.0072991 | 0.0077027 | 0.0079014 | 0.0081025 | 0.0081998 | 0.0081008 | 0.0079981 | 0.007793 | 0.0075026 | 0.0071952 | 0.0066047 | 0.0062061 | 0.0056976 | 0.0050936 | 0.0045959 | 0.0041057 | 0.0037003
|  | Kerosene | 0.001302918059279969 | 0.0013268584255005768 | 0.0013506213704662096 | 0.0013727434856152978 | 0.001391940821248183 | 0.0014933 | 0.0014715 | 0.001422 | 0.0014582 | 0.0014807 | 0.0015039 | 0.0015123 | 0.0015497 | 0.0015579 | 0.0015658 | 0.0015736 | 0.001566 | 0.001558 | 0.0015646 | 0.0015708 | 0.0015766 | 0.0015821 | 0.0015874 | 0.0015923 | 0.0015815 | 0.0015857 | 0.0015896 | 0.0015932 | 0.0015966 | 0.0015997 | 0.001618
|  | LPG | 0.015479865396145452 | 0.015370525233166215 | 0.01524453747642806 | 0.015073402898765194 | 0.01489519971752656 | 0.015564 | 0.01508 | 0.014265 | 0.014311 | 0.014193 | 0.014051 | 0.01359 | 0.013127 | 0.012238 | 0.0113 | 0.010357 | 0.0093554 | 0.0083903 | 0.0074876 | 0.0065733 | 0.0057106 | 0.0049242 | 0.004218 | 0.0035914 | 0.0030106 | 0.0025319 | 0.0021138 | 0.0017501 | 0.0014355 | 0.0011656 | 0.00094542
|  | Natural Gas | 0.424375936674528 | 0.42154237410111417 | 0.4176982875401145 | 0.41207733811736 | 0.40581375433821765 | 0.42257 | 0.40562 | 0.37825 | 0.37459 | 0.36652 | 0.35877 | 0.34417 | 0.33204 | 0.31032 | 0.28796 | 0.26589 | 0.24444 | 0.22377 | 0.20519 | 0.18652 | 0.16826 | 0.15056 | 0.13345 | 0.11732 | 0.10077 | 0.086085 | 0.07247 | 0.060124 | 0.048456 | 0.038153 | 0.029503
|  | Wood | 0.004080390306314199 | 0.004074242396778472 | 0.0040643966575214735 | 0.00404353336660318 | 0.004021093477428647 | 0.0042321 | 0.0041311 | 0.0039107 | 0.0039294 | 0.0039088 | 0.0039313 | 0.0039141 | 0.0039711 | 0.0039519 | 0.0039318 | 0.0039109 | 0.0038525 | 0.0037934 | 0.00377 | 0.0037455 | 0.0037202 | 0.003694 | 0.003667 | 0.0036391 | 0.0035755 | 0.0035464 | 0.0035163 | 0.0034858 | 0.0034547 | 0.0034231 | 0.0034241
| TCU | Biogas | 0 | 0 | 0 | 0 | 0 | 0 | 0 | 0.00020037 | 0.00020124 | 0.00029957 | 0.00039885 | 0.00069697 | 0.00069591 | 0.00070586 | 0.00079915 | 0.00090501 | 0.0010041 | 0.0011028 | 0.0010917 | 0.0010993 | 0.001208 | 0.0012947 | 0.0015051 | 0.0017029 | 0.0016999 | 0.0018145 | 0.0011954 | 0.0011049 | 0.00070181 | 0.00030018 | 0
|  | Electricity | 0.05997545609958223 | 0.06068377952276579 | 0.061345675272551664 | 0.06186162863809796 | 0.06244291291631397 | 0.063106 | 0.064013 | 0.065083 | 0.066726 | 0.068406 | 0.070114 | 0.071863 | 0.073654 | 0.075486 | 0.077359 | 0.079275 | 0.080794 | 0.082312 | 0.083828 | 0.085343 | 0.086856 | 0.088367 | 0.089876 | 0.091384 | 0.09289 | 0.094395 | 0.095452 | 0.096507 | 0.097559 | 0.098607 | 0.099653
|  | Hydrogen | 0 | 0 | 0 | 0 | 0 | 0 | 0 | 0 | 0 | 0 | 0 | 0.00019913 | 0.00019883 | 0.00020167 | 0.00019979 | 0.00030167 | 0.00030123 | 0.00030077 | 0.00029774 | 0.00029981 | 0.00040267 | 0.00039838 | 0.00040137 | 0.00050086 | 0.00049996 | 0.00050402 | 0.00059768 | 0.00060269 | 0.00060155 | 0.00060036 | 0
|  | Natural Gas | 0.013993354509803919 | 0.014375660504201667 | 0.014429367983193263 | 0.01443932694677871 | 0.014511037394957947 | 0.014412 | 0.014333 | 0.013926 | 0.013684 | 0.013281 | 0.012963 | 0.012247 | 0.012029 | 0.011798 | 0.011488 | 0.011061 | 0.010744 | 0.010427 | 0.010222 | 0.0099938 | 0.0095635 | 0.0092623 | 0.0088302 | 0.0083142 | 0.0080994 | 0.007762 | 0.0080687 | 0.0079354 | 0.0081209 | 0.008305 | 0
|  | Waste Heat | 0.01052786471039999 | 0.010527864710400002 | 0.0105278647104 | 0.010527864710399994 | 0.01052786471040002 | 0.010528 | 0.010528 | 0.010528 | 0.009943 | 0.0093581 | 0.0087732 | 0.0081883 | 0.0076035 | 0.0070186 | 0.0064337 | 0.0058488 | 0.0052639 | 0.0046791 | 0.0040942 | 0.0035093 | 0.0029244 | 0.0023395 | 0.0017546 | 0.0011698 | 0.00058488 | 0 | 0 | 0 | 0 | 0 | 0
| Transportation | Biogas | 0 | 0.004403750593125151 | 0.008876260067766113 | 0.013576941526345816 | 0.018073259450545737 | 0.02247 | 0.021454 | 0.020228 | 0.019208 | 0.018294 | 0.016993 | 0.01596 | 0.014973 | 0.013801 | 0.012612 | 0.011584 | 0.010468 | 0.0094156 | 0.0084789 | 0.007464 | 0.0064402 | 0.005319 | 0.0042795 | 0.0033074 | 0.002207 | 0.0011117 | 0.0010942 | 0.0010892 | 0.0011267 | 0.0010568 | 0.0010843
|  | Conventional Diesel | 0.49102346286688037 | 0.4934699259098485 | 0.4954461505464375 | 0.4585011026318687 | 0.4293278572230562 | 0.39676 | 0.39831 | 0.38761 | 0.36885 | 0.34723 | 0.32282 | 0.29518 | 0.26472 | 0.23282 | 0.20038 | 0.16656 | 0.1714 | 0.17474 | 0.1749 | 0.17256 | 0.16577 | 0.15867 | 0.1496 | 0.13985 | 0.12834 | 0.1153 | 0.088278 | 0.063237 | 0.040134 | 0.019048 | 0
|  | Conventional Gasoline / Conventional Ethanol | 1.9575870354201577 | 1.9661278722601367 | 1.9500405858266623 | 1.9294112842415867 | 1.8942870929709787 | 1.6186 | 1.8039 | 1.7419 | 1.6779 | 1.5833 | 1.4896 | 1.3974 | 1.3058 | 1.2147 | 1.1217 | 1.0271 | 0.94399 | 0.86302 | 0.78248 | 0.70284 | 0.62343 | 0.55131 | 0.4854 | 0.42563 | 0.37171 | 0.32326 | 0.2795 | 0.24042 | 0.20554 | 0.17457 | 0.14727
|  | Conventional Jet Fuel | 0.060150516227656325 | 0.061896026029093894 | 0.06376693635894541 | 0.06562758242056804 | 0.06749023598315546 | 0.050903 | 0.062418 | 0.066805 | 0.068191 | 0.068871 | 0.069176 | 0.068654 | 0.067999 | 0.067173 | 0.06617 | 0.065093 | 0.058706 | 0.052292 | 0.045852 | 0.039384 | 0.032889 | 0.026366 | 0.019818 | 0.013242 | 0.0066361 | 4.6303e-06 | 5.7044e-05 | 8.3621e-05 | 8.3267e-05 | 5.6961e-05 | 4.9088e-06
|  | Electricity | 0.003497405482391759 | 0.004783253151936695 | 0.007135845023277997 | 0.0094532009528224 | 0.012191957587120814 | 0.013126 | 0.017054 | 0.020385 | 0.027031 | 0.034288 | 0.042348 | 0.052351 | 0.064208 | 0.075834 | 0.088409 | 0.1018 | 0.11745 | 0.13361 | 0.15136 | 0.17059 | 0.19176 | 0.21308 | 0.23335 | 0.25171 | 0.26923 | 0.28593 | 0.30125 | 0.31542 | 0.32853 | 0.34053 | 0.35147
|  | Hydrogen | 0.00013839447729409023 | 0.00013766199034682746 | 0.00013536111596314492 | 0.00013468429951879002 | 0.00013525688496693073 | 0.0001172 | 0.00013444 | 0.0001335 | 0.0017223 | 0.0038328 | 0.0062971 | 0.0092347 | 0.012799 | 0.016905 | 0.023223 | 0.031465 | 0.042512 | 0.053809 | 0.06573 | 0.078177 | 0.091564 | 0.10424 | 0.11779 | 0.13206 | 0.14701 | 0.16253 | 0.177 | 0.19071 | 0.2037 | 0.21592 | 0.2274
|  | Natural Gas | 0.02684269791737473 | 0.022319008687884292 | 0.017752520135532225 | 0.010981349763956176 | 0.0061248268137960565 | 0 | 9.9788e-05 | 0.00029894 | 0.0004976 | 0.00050259 | 0.00099372 | 0.0013049 | 0.0014973 | 0.0017872 | 0.0021848 | 0.0024751 | 0.0028912 | 0.0033698 | 0.0036908 | 0.0040803 | 0.0044276 | 0.0048173 | 0.0050757 | 0.0052116 | 0.0054172 | 0.0056594 | 0.0047747 | 0.0039609 | 0.0031752 | 0.0025939 | 0.0019714
|  | Renewable Diesel | 0 | 0.022144819214160005 | 0.04428963842832 | 0.06643445764248002 | 0.08857927685664002 | 0.11072 | 0.1308 | 0.15088 | 0.17095 | 0.19103 | 0.21111 | 0.23118 | 0.25126 | 0.27134 | 0.29141 | 0.31149 | 0.29562 | 0.27976 | 0.2639 | 0.24803 | 0.23217 | 0.2163 | 0.20044 | 0.18457 | 0.16871 | 0.15284 | 0.15182 | 0.1508 | 0.14977 | 0.14875 | 0.14773
|  | Renewable Jet Fuel | 0 | 0 | 0 | 0 | 0 | 0 | 0 | 0 | 0 | 0 | 0 | 0 | 0 | 0 | 0 | 0 | 0.006928 | 0.013856 | 0.020784 | 0.027712 | 0.03464 | 0.041568 | 0.048496 | 0.055424 | 0.062352 | 0.06928 | 0.069496 | 0.069712 | 0.069928 | 0.070144 | 0.07036
Alt 4 | Agriculture | Biogas | 0 | 0 | 0 | 0 | 0 | 0 | 0 | 0 | 0.00010168 | 0.00029983 | 0.00029661 | 0.00029918 | 0.00029861 | 0.00029813 | 0.00050898 | 0.00050234 | 0.00049753 | 0.00050116 | 0.00049914 | 0.00049873 | 0.00050029 | 0.00050429 | 0.00049047 | 0.00059891 | 0.00059991 | 0.0005894 | 0.00063672 | 0.00060167 | 0.00050544 | 0.00049634 | 0.00049202
|  | Conventional Diesel | 0.044699253069812914 | 0.038794711558269565 | 0.03486509356469861 | 0.03579876096933933 | 0.03541891474316232 | 0.035039 | 0.034482 | 0.033697 | 0.032916 | 0.032141 | 0.03137 | 0.030605 | 0.029845 | 0.02909 | 0.02834 | 0.027595 | 0.025714 | 0.023858 | 0.022026 | 0.020217 | 0.018432 | 0.016671 | 0.014933 | 0.01322 | 0.01153 | 0.009864 | 0.008667 | 0.0074938 | 0.0063444 | 0.0052189 | 0.0041171
|  | Conventional Gasoline / Conventional Ethanol | 0.0019070616759343311 | 0.00188161538329055 | 0.0023355435975052396 | 0.00265464254996344 | 0.002417202196276341 | 0.0021798 | 0.0019423 | 0.0016935 | 0.0014479 | 0.0012054 | 0.00096609 | 0.00072995 | 0.00049697 | 0.0002702 | 7.0617e-05 | 4.0891e-06 | 0 | 0 | 0 | 0 | 0 | 0 | 0 | 0 | 0 | 0 | 0 | 0 | 0 | 0 | 0
|  | Electricity | 0.07915941388799999 | 0.07996829359831578 | 0.08069261481094733 | 0.08134082744589471 | 0.0822476669305263 | 0.083155 | 0.084061 | 0.084402 | 0.08473 | 0.085046 | 0.08535 | 0.085642 | 0.085922 | 0.08619 | 0.086446 | 0.08669 | 0.088718 | 0.090701 | 0.092638 | 0.094528 | 0.096373 | 0.098171 | 0.099923 | 0.10163 | 0.10329 | 0.1049 | 0.10647 | 0.10799 | 0.10947 | 0.1109 | 0.11229
|  | Hydrogen | 0 | 0 | 0 | 0 | 0 | 0 | 0 | 0 | 0 | 0 | 0 | 0 | 0 | 0 | 0 | 0.00050234 | 0.00049753 | 0.00040093 | 0.00029948 | 0.00029924 | 0.00030017 | 0.00030257 | 0.00029428 | 0.00029946 | 0.00029996 | 0.0002947 | 0.00021224 | 0.00020056 | 0.00020218 | 0.00019854 | 0.00019681
|  | Natural Gas | 0.011998613607648964 | 0.012469196233122927 | 0.011693998683768922 | 0.011202761916051872 | 0.010846248004868986 | 0.01049 | 0.010133 | 0.0097239 | 0.0095575 | 0.0092947 | 0.0088983 | 0.0085764 | 0.0082614 | 0.00795 | 0.007431 | 0.0066309 | 0.0061693 | 0.0058135 | 0.0054905 | 0.005087 | 0.0047027 | 0.0043369 | 0.0040219 | 0.0035935 | 0.0032995 | 0.0030452 | 0.0027591 | 0.002507 | 0.002325 | 0.0020846 | 0.0018697
|  | Renewable Diesel | 0 | 0 | 0 | 0 | 0 | 0 | 0.00017715 | 0.00035431 | 0.00053146 | 0.00070861 | 0.00088577 | 0.0010629 | 0.0012401 | 0.0014172 | 0.0015944 | 0.0017715 | 0.0023277 | 0.0028838 | 0.00344 | 0.0039962 | 0.0045523 | 0.0051085 | 0.0056646 | 0.0062208 | 0.0067769 | 0.0073331 | 0.0074441 | 0.0075551 | 0.0076661 | 0.0077771 | 0.0078881
|  | Waste Heat | 0.0018612799487999982 | 0.0018612799488000008 | 0.0018612799488000001 | 0.0018612799487999986 | 0.0018612799488000034 | 0.0018613 | 0.0018613 | 0.0018489 | 0.0014967 | 0.0011492 | 0.0011413 | 0.001058 | 0.00097561 | 0.00089431 | 0.00081405 | 0.00073483 | 0.00066135 | 0.00058787 | 0.00051438 | 0.0004409 | 0.00036742 | 0.00029393 | 0.00022045 | 0.00014697 | 7.3483e-05 | 0 | 0 | 0 | 0 | 0 | 0
| Commercial | Biogas | 0 | 0 | 0 | 0 | 0 | 0 | 0.0012994 | 0.0026002 | 0.0039004 | 0.0050024 | 0.0064012 | 0.0076991 | 0.009 | 0.010299 | 0.011695 | 0.012796 | 0.012595 | 0.0125 | 0.012504 | 0.012198 | 0.011885 | 0.011887 | 0.011899 | 0.011488 | 0.011402 | 0.011394 | 0.010808 | 0.010008 | 0.0092959 | 0.0086759 | 0.0079876
|  | Conventional Diesel | 0.0198154977335959 | 0.0192446667002241 | 0.018781003483940725 | 0.02057519149753719 | 0.021109673755772877 | 0.019925 | 0.019808 | 0.021275 | 0.022358 | 0.023286 | 0.02427 | 0.024535 | 0.025324 | 0.025878 | 0.026728 | 0.027049 | 0.025888 | 0.025299 | 0.024415 | 0.023836 | 0.023264 | 0.022701 | 0.021813 | 0.021258 | 0.020362 | 0.019816 | 0.023523 | 0.026866 | 0.030581 | 0.034692 | 0
|  | Electricity | 0.37912485007093766 | 0.37838614623235134 | 0.377623629990533 | 0.3773670898925269 | 0.3770790578917872 | 0.34681 | 0.33903 | 0.35689 | 0.369 | 0.3768 | 0.38465 | 0.38152 | 0.38617 | 0.38676 | 0.3906 | 0.38686 | 0.37971 | 0.38118 | 0.37994 | 0.38355 | 0.38802 | 0.39323 | 0.39499 | 0.40111 | 0.4033 | 0.40962 | 0.41586 | 0.4176 | 0.42342 | 0.43586 | 0.44156
|  | Hydrogen | 0 | 0 | 0 | 0 | 0 | 0 | 0 | 0 | 0 | 0 | 0 | 0 | 0 | 0 | 0 | 0.012296 | 0.011695 | 0.011 | 0.010303 | 0.0096981 | 0.0089889 | 0.0083909 | 0.0074997 | 0.0068929 | 0.0063013 | 0.0055969 | 0.0050036 | 0.0044034 | 0.0038983 | 0.0031911 | 0.0027956
|  | Natural Gas | 0.2115810043174134 | 0.211299778812402 | 0.21113820024123076 | 0.21137073514044924 | 0.2112210613462457 | 0.19426 | 0.18861 | 0.19481 | 0.19762 | 0.1986 | 0.20064 | 0.19488 | 0.1905 | 0.18219 | 0.17472 | 0.15116 | 0.14004 | 0.1322 | 0.12264 | 0.11468 | 0.10667 | 0.098093 | 0.088596 | 0.080417 | 0.071114 | 0.063165 | 0.05584 | 0.048638 | 0.042581 | 0.033906 | 0.028456
|  | Renewable Diesel | 0 | 0 | 0 | 0 | 0 | 0 | 0.00017365 | 0.00034729 | 0.00052094 | 0.00069459 | 0.00086824 | 0.0010419 | 0.0012155 | 0.0013892 | 0.0015628 | 0.0017365 | 0.003036 | 0.0043355 | 0.005635 | 0.0069345 | 0.008234 | 0.0095335 | 0.010833 | 0.012132 | 0.013432 | 0.014731 | 0.011785 | 0.0088389 | 0.0058926 | 0.0029463 | 0
|  | Waste Heat | 0.007994197380096 | 0.007994197380096 | 0.007994197380096001 | 0.007994197380096 | 0.007994197380095998 | 0.0073547 | 0.0071948 | 0.0075945 | 0.006385 | 0.0050363 | 0.004816 | 0.0044509 | 0.0041739 | 0.0038528 | 0.0035664 | 0.0032107 | 0.0028329 | 0.0025182 | 0.0021814 | 0.0018697 | 0.0015581 | 0.0012465 | 0.00092543 | 0.00061695 | 0.00030533 | 0 | 0 | 0 | 0 | -2.6292e-20 | 1.3146e-20
| Industrial | Biogas | 0 | 0 | 0 | 0 | 0 | 0 | 0.0011004 | 0.0023028 | 0.0034004 | 0.0045963 | 0.0057006 | 0.006903 | 0.0079977 | 0.0089985 | 0.010197 | 0.011511 | 0.012408 | 0.013408 | 0.014392 | 0.015203 | 0.016292 | 0.017207 | 0.018294 | 0.019286 | 0.020391 | 0.021305 | 0.02301 | 0.024894 | 0.026495 | 0.028216 | 0.029884
|  | Coal | 0.02074430507598469 | 0.019582243376629505 | 0.022195901336088838 | 0.02194025021489203 | 0.019325756608925222 | 0.018608 | 0.017081 | 0.016708 | 0.016035 | 0.015026 | 0.01407 | 0.013081 | 0.012132 | 0.01114 | 0.01021 | 0.0093699 | 0.0087341 | 0.0080476 | 0.0074137 | 0.0066533 | 0.0067074 | 0.0064944 | 0.0062669 | 0.0060845 | 0.0059188 | 0.005786 | 0.0056733 | 0.0055586 | 0.0054599 | 0.0053729 | 0.0052871
|  | Conventional Diesel | 0.04360003176931578 | 0.042395961088851714 | 0.04458799121945699 | 0.04530347383004514 | 0.05016693178785376 | 0.042592 | 0.039732 | 0.040846 | 0.04176 | 0.041828 | 0.042198 | 0.042135 | 0.041819 | 0.041434 | 0.041101 | 0.040958 | 0.039393 | 0.037744 | 0.036292 | 0.034679 | 0.032834 | 0.030888 | 0.029117 | 0.027371 | 0.025661 | 0.023817 | 0.021741 | 0.019864 | 0.018183 | 0.016323 | 0.014206
|  | Conventional Gasoline / Conventional Ethanol | 0.022238305177916647 | 0.00986739273810811 | 0.010351316107992921 | 0.0019814201411719923 | 0.002104097760995762 | 0.0018506 | 0.0018273 | 0.0019097 | 0.0019506 | 0.001983 | 0.0020126 | 0.0020187 | 0.0020192 | 0.0020102 | 0.0020069 | 0.0020125 | 0.0020335 | 0.0020427 | 0.0020585 | 0.0020727 | 0.0020896 | 0.0021035 | 0.0021143 | 0.0021322 | 0.0021455 | 0.002153 | 0.0021668 | 0.0021936 | 0.0022229 | 0.0022406 | 0.0022558
|  | Electricity | 0.119396386332 | 0.119955903768 | 0.120180688956 | 0.12013075321199998 | 0.12679998456613495 | 0.10952 | 0.10893 | 0.11483 | 0.11705 | 0.11919 | 0.121 | 0.12187 | 0.12218 | 0.12204 | 0.12189 | 0.12194 | 0.12482 | 0.12739 | 0.13017 | 0.13333 | 0.1368 | 0.14002 | 0.14336 | 0.14705 | 0.15056 | 0.15382 | 0.15756 | 0.16212 | 0.16686 | 0.17109 | 0.17524
|  | Hydrogen | 0 | 0 | 0 | 0 | 0 | 0 | 0 | 0 | 0 | 0 | 0 | 0 | 0 | 0 | 0 | 0.012612 | 0.012608 | 0.012508 | 0.012393 | 0.012402 | 0.012394 | 0.012405 | 0.012396 | 0.012391 | 0.012295 | 0.012303 | 0.012005 | 0.011997 | 0.011998 | 0.011907 | 0.011794
|  | LPG | 0.025145771148565147 | 0.024415676454538182 | 0.023328288472248535 | 0.022342054282794847 | 0.023605717360056067 | 0.020607 | 0.020407 | 0.021427 | 0.021874 | 0.022212 | 0.022524 | 0.022555 | 0.022528 | 0.022409 | 0.022367 | 0.022458 | 0.022706 | 0.022772 | 0.02294 | 0.023077 | 0.023249 | 0.023397 | 0.023508 | 0.023685 | 0.023816 | 0.023855 | 0.023968 | 0.024252 | 0.024555 | 0.024693 | 0.024802
|  | Natural Gas | 0.14970121257148783 | 0.1567985961286483 | 0.15352376784125094 | 0.15472475505072775 | 0.16017635651766698 | 0.14299 | 0.14165 | 0.14718 | 0.15172 | 0.15498 | 0.15522 | 0.15417 | 0.15276 | 0.15077 | 0.14866 | 0.13402 | 0.13219 | 0.12978 | 0.12783 | 0.12632 | 0.12504 | 0.12365 | 0.12216 | 0.12101 | 0.11965 | 0.11793 | 0.11555 | 0.11337 | 0.11148 | 0.10886 | 0.10624
|  | Renewable Diesel | 0 | 0 | 0 | 0 | 0 | 0 | 0.00026294 | 0.00052588 | 0.00078882 | 0.0010518 | 0.0013147 | 0.0015776 | 0.0018406 | 0.0021035 | 0.0023665 | 0.0026294 | 0.0041371 | 0.0056447 | 0.0071524 | 0.00866 | 0.010168 | 0.011675 | 0.013183 | 0.014691 | 0.016198 | 0.017706 | 0.019608 | 0.02151 | 0.023413 | 0.025315 | 0.027217
|  | Waste Heat | 0.018045380540275203 | 0.0180453805402752 | 0.018045380540275196 | 0.0180453805402752 | 0.0180453805402752 | 0.016699 | 0.016345 | 0.01682 | 0.013761 | 0.010608 | 0.0098934 | 0.0091503 | 0.0084121 | 0.007658 | 0.0069315 | 0.0062548 | 0.0056049 | 0.0049518 | 0.0043099 | 0.0036827 | 0.0030637 | 0.0024444 | 0.0018337 | 0.0012253 | 0.00061331 | 1.6814e-19 | 4.3127e-20 | -1.6697e-19 | 6.7049e-21 | -1.2015e-20 | 0
| Oil & Gas Extraction | Biogas | 0 | 0 | 0 | 0 | 0 | 0 | 0.0011005 | 0.0023002 | 0.003499 | 0.0047001 | 0.0058983 | 0.007002 | 0.0082032 | 0.0094033 | 0.0106 | 0.011797 | 0.011604 | 0.01139 | 0.011194 | 0.010991 | 0.0108 | 0.010508 | 0.010403 | 0.0102 | 0.0098964 | 0.0096986 | 0.0097072 | 0.0093917 | 0.0094022 | 0.0091018 | 0.0090143
|  | Conventional Diesel | 0.0012959935839407988 | 0.0008658120031243806 | 0.0008055127356746454 | 0.0008055127356746454 | 0.0008055127356746454 | 0.0006994 | 0.00065025 | 0.00065714 | 0.00068849 | 0.0006513 | 0.00061941 | 0.00058592 | 0.00054674 | 0.00051241 | 0.00046784 | 0.00042162 | 0.00038433 | 0.00034492 | 0.0003119 | 0.00027874 | 0.00024164 | 0.00020856 | 0.00017833 | 0.00014842 | 0.0001176 | 8.4778e-05 | 7.136e-05 | 5.8923e-05 | 4.7204e-05 | 3.5854e-05 | 2.4159e-05
|  | Electricity | 0.02135867684210526 | 0.021348634736842103 | 0.021336944210526315 | 0.021326305263157895 | 0.021698747368421048 | 0.019164 | 0.018193 | 0.018767 | 0.020053 | 0.019367 | 0.018806 | 0.01817 | 0.017331 | 0.016609 | 0.015535 | 0.014369 | 0.013481 | 0.012493 | 0.011686 | 0.010846 | 0.0098435 | 0.0089503 | 0.0081299 | 0.0072965 | 0.0064059 | 0.0054166 | 0.0048628 | 0.0043303 | 0.0038106 | 0.0032911 | 0.0027446
|  | Hydrogen | 0 | 0 | 0 | 0 | 0 | 0 | 0 | 0 | 0 | 0 | 0 | 0 | 0 | 0 | 0 | 0.011397 | 0.010703 | 0.0098917 | 0.0092951 | 0.008593 | 0.0079003 | 0.0073053 | 0.0067022 | 0.0060001 | 0.005498 | 0.0046993 | 0.0045034 | 0.0040964 | 0.0037009 | 0.0035007 | 0.0031049
|  | Natural Gas | 0.30155905035694663 | 0.2673157528876674 | 0.26596321007893453 | 0.26189708064759587 | 0.2618970806475958 | 0.2274 | 0.21119 | 0.21312 | 0.22713 | 0.21991 | 0.21104 | 0.20126 | 0.18937 | 0.17916 | 0.1653 | 0.13936 | 0.12994 | 0.1198 | 0.11174 | 0.10372 | 0.094104 | 0.085662 | 0.078126 | 0.070902 | 0.063177 | 0.054692 | 0.049237 | 0.044761 | 0.040309 | 0.036207 | 0.031951
|  | Renewable Diesel | 0 | 0 | 0 | 0 | 0 | 0 | 2.7067e-06 | 5.4135e-06 | 8.1202e-06 | 1.0827e-05 | 1.3534e-05 | 1.624e-05 | 1.8947e-05 | 2.1654e-05 | 2.4361e-05 | 2.7067e-05 | 3.0663e-05 | 3.4259e-05 | 3.7855e-05 | 4.1451e-05 | 4.5047e-05 | 4.8642e-05 | 5.2238e-05 | 5.5834e-05 | 5.943e-05 | 6.3026e-05 | 5.9678e-05 | 5.6331e-05 | 5.2983e-05 | 4.9635e-05 | 4.6288e-05
|  | Waste Heat | 0.021780853067519996 | 0.021780853067520003 | 0.021780853067520003 | 0.021780853067519996 | 0.021780853067519992 | 0.018912 | 0.017656 | 0.017915 | 0.014692 | 0.010026 | 0.0089852 | 0.0079783 | 0.0069597 | 0.0060652 | 0.005124 | 0.0042464 | 0.0035347 | 0.0028708 | 0.002317 | 0.0018181 | 0.0013566 | 0.00097367 | 0.00065462 | 0.0003866 | 0.00016754 | 5.2353e-20 | 5.1875e-20 | 0 | 0 | -2.6152e-20 | -2.6339e-20
| Petroleum Refining | Biogas | 0 | 0 | 0 | 0 | 0 | 0 | 0.0010002 | 0.0022997 | 0.0033995 | 0.0045999 | 0.0057 | 0.0069022 | 0.008093 | 0.0093048 | 0.010401 | 0.011391 | 0.011494 | 0.0117 | 0.011812 | 0.011899 | 0.012104 | 0.01219 | 0.012301 | 0.012396 | 0.012508 | 0.012613 | 0.012396 | 0.012301 | 0.012012 | 0.011916 | 0.011811
|  | Coke | 0.05693917259416066 | 0.06284451053165818 | 0.06328930513430234 | 0.06314621706961734 | 0.06332905206570168 | 0.05923 | 0.0635 | 0.059571 | 0.060862 | 0.059562 | 0.05816 | 0.05602 | 0.0548 | 0.051765 | 0.049727 | 0.047657 | 0.046084 | 0.044026 | 0.042792 | 0.040368 | 0.038392 | 0.037137 | 0.034508 | 0.032159 | 0.029962 | 0.027699 | 0.025286 | 0.023217 | 0.021335 | 0.019613 | 0.017931
|  | Electricity | 0.026936939516129032 | 0.026947790806451613 | 0.02694075387096774 | 0.026928428709677425 | 0.02691441532258065 | 0.025089 | 0.026829 | 0.025106 | 0.027681 | 0.029066 | 0.028626 | 0.027807 | 0.02743 | 0.026125 | 0.0253 | 0.024442 | 0.023823 | 0.022937 | 0.022466 | 0.021355 | 0.020462 | 0.01994 | 0.018664 | 0.017519 | 0.016439 | 0.015305 | 0.013937 | 0.012765 | 0.011702 | 0.010731 | 0.0097868
|  | Hydrogen | 0 | 0 | 0 | 0 | 0 | 0 | 0 | 0 | 0 | 0 | 0 | 0 | 0 | 0 | 0 | 0.010992 | 0.010595 | 0.0102 | 0.0098096 | 0.0092991 | 0.0088032 | 0.0084932 | 0.0080004 | 0.0072976 | 0.0068045 | 0.0062062 | 0.0057979 | 0.0052002 | 0.004805 | 0.0044058 | 0.0040037
|  | Natural Gas | 0.2170064848616716 | 0.2170064848616716 | 0.21700648486167157 | 0.21700648486167154 | 0.21700648486167157 | 0.20238 | 0.21534 | 0.20008 | 0.20277 | 0.19659 | 0.1902 | 0.18126 | 0.17545 | 0.16359 | 0.15521 | 0.1359 | 0.13054 | 0.1235 | 0.11932 | 0.11139 | 0.10484 | 0.10062 | 0.092105 | 0.084772 | 0.077752 | 0.070671 | 0.063277 | 0.057103 | 0.051553 | 0.046361 | 0.041338
|  | Refinery and Process Gas | 0.34473241496512685 | 0.34473241496512685 | 0.3447324149651268 | 0.34473241496512674 | 0.34473241496512674 | 0.32149 | 0.34368 | 0.32149 | 0.32752 | 0.31961 | 0.3112 | 0.29891 | 0.29157 | 0.27465 | 0.26309 | 0.25144 | 0.24246 | 0.23099 | 0.22389 | 0.21062 | 0.19976 | 0.1927 | 0.17857 | 0.16595 | 0.15419 | 0.14216 | 0.12942 | 0.11851 | 0.10861 | 0.099575 | 0.090792
|  | Waste Heat | 0.010023961940927997 | 0.010023961940928 | 0.010023961940928 | 0.010023961940927997 | 0.010023961940927998 | 0.0093481 | 0.0099933 | 0.0093481 | 0.0074283 | 0.0052044 | 0.0047507 | 0.0042588 | 0.0038576 | 0.0033542 | 0.0029453 | 0.0025589 | 0.0022208 | 0.0018806 | 0.001595 | 0.0012861 | 0.0010165 | 0.00078445 | 0.00054519 | 0.00033778 | 0.00015693 | -2.2355e-19 | 1.6282e-19 | -1.4909e-19 | -1.3664e-19 | 0 | -1.1422e-19
| Residential | Biogas | 0 | 0 | 0 | 0 | 0 | 0 | 0.0020996 | 0.0045006 | 0.0065016 | 0.0086014 | 0.010797 | 0.013003 | 0.015198 | 0.017399 | 0.019408 | 0.021591 | 0.021305 | 0.020511 | 0.020204 | 0.019491 | 0.019108 | 0.018513 | 0.018 | 0.017399 | 0.016908 | 0.016398 | 0.015402 | 0.014314 | 0.013421 | 0.012203 | 0.011215
|  | Electricity | 0.32009621272549726 | 0.3189887629191668 | 0.31769685763767797 | 0.3156526857127595 | 0.31315112117560323 | 0.32836 | 0.31839 | 0.30191 | 0.31573 | 0.32693 | 0.33931 | 0.34897 | 0.35449 | 0.35469 | 0.35562 | 0.35692 | 0.35468 | 0.35265 | 0.35446 | 0.35669 | 0.35905 | 0.36144 | 0.36386 | 0.36628 | 0.36511 | 0.36743 | 0.36977 | 0.37196 | 0.37395 | 0.37572 | 0.3809
|  | Fuel Oil | 0.0007937329564128551 | 0.0007631120946823562 | 0.0007318282601954083 | 0.0006991774960050842 | 0.0006647170790323466 | 0.00066672 | 0.00065699 | 0.00063486 | 0.00065102 | 0.00066108 | 0.00067144 | 0.00067517 | 0.00069189 | 0.00069553 | 0.00069906 | 0.00070251 | 0.00069915 | 0.00069556 | 0.00069848 | 0.00070125 | 0.00070386 | 0.00070632 | 0.00070865 | 0.00071085 | 0.00070601 | 0.0007079 | 0.00070963 | 0.00071125 | 0.00071274 | 0.00071412 | 0.00072232
|  | Hydrogen | 0 | 0 | 0 | 0 | 0 | 0 | 0 | 0 | 0 | 0 | 0 | 0 | 0 | 0 | 0 | 0.020891 | 0.019404 | 0.01811 | 0.016703 | 0.015393 | 0.014106 | 0.012709 | 0.0117 | 0.010499 | 0.0093046 | 0.0080993 | 0.0071009 | 0.0061058 | 0.0051079 | 0.004501 | 0.0038049
|  | Kerosene | 0.001302918059279969 | 0.0013268584255005768 | 0.0013506213704662096 | 0.0013727434856152978 | 0.001391940821248183 | 0.0014933 | 0.0014715 | 0.001422 | 0.0014582 | 0.0014807 | 0.0015039 | 0.0015123 | 0.0015497 | 0.0015579 | 0.0015658 | 0.0015736 | 0.001566 | 0.001558 | 0.0015646 | 0.0015708 | 0.0015766 | 0.0015821 | 0.0015874 | 0.0015923 | 0.0015815 | 0.0015857 | 0.0015896 | 0.0015932 | 0.0015966 | 0.0015997 | 0.001618
|  | LPG | 0.015479865396145452 | 0.015370525233166215 | 0.01524453747642806 | 0.015073402898765194 | 0.01489519971752656 | 0.015564 | 0.01508 | 0.014265 | 0.014311 | 0.014195 | 0.014059 | 0.013613 | 0.013178 | 0.012326 | 0.011427 | 0.010524 | 0.009558 | 0.0086228 | 0.0077343 | 0.0068172 | 0.005946 | 0.0051486 | 0.0044286 | 0.0037855 | 0.0031844 | 0.0026862 | 0.0022485 | 0.001866 | 0.0015344 | 0.0012496 | 0.0010173
|  | Natural Gas | 0.424375936674528 | 0.42154237410111417 | 0.4176982875401145 | 0.41207733811736 | 0.40581375433821765 | 0.42257 | 0.40562 | 0.37935 | 0.37679 | 0.36996 | 0.36331 | 0.34998 | 0.33925 | 0.31888 | 0.29802 | 0.25619 | 0.23705 | 0.21892 | 0.20224 | 0.18511 | 0.16797 | 0.15181 | 0.1358 | 0.12069 | 0.10485 | 0.091192 | 0.07881 | 0.067464 | 0.056988 | 0.047611 | 0.039852
|  | Wood | 0.004080390306314199 | 0.004074242396778472 | 0.0040643966575214735 | 0.00404353336660318 | 0.004021093477428647 | 0.0042321 | 0.0041311 | 0.0039107 | 0.0039294 | 0.0039088 | 0.0039313 | 0.0039141 | 0.0039711 | 0.0039519 | 0.0039318 | 0.0039109 | 0.0038525 | 0.0037934 | 0.00377 | 0.0037455 | 0.0037202 | 0.003694 | 0.003667 | 0.0036391 | 0.0035755 | 0.0035464 | 0.0035163 | 0.0034858 | 0.0034547 | 0.0034231 | 0.0034241
| TCU | Biogas | 0 | 0 | 0 | 0 | 0 | 0 | 0 | 0.00020037 | 0.00020124 | 0.00029957 | 0.00029914 | 0.0005974 | 0.00069591 | 0.00070586 | 0.00079915 | 0.00090501 | 0.0010041 | 0.0010026 | 0.0010917 | 0.0010993 | 0.0011074 | 0.0010955 | 0.0011038 | 0.0012021 | 0.0011999 | 0.0013105 | 0.0010957 | 0.00090403 | 0.00060155 | 0.00030018 | 0
|  | Electricity | 0.05997545609958223 | 0.06068377952276579 | 0.061345675272551664 | 0.06186162863809796 | 0.06244291291631397 | 0.063106 | 0.064013 | 0.065083 | 0.066726 | 0.068406 | 0.070114 | 0.071863 | 0.073654 | 0.075486 | 0.077359 | 0.079275 | 0.080794 | 0.082312 | 0.083828 | 0.085343 | 0.086856 | 0.088367 | 0.089876 | 0.091384 | 0.09289 | 0.094395 | 0.095452 | 0.096507 | 0.097559 | 0.098607 | 0.099653
|  | Hydrogen | 0 | 0 | 0 | 0 | 0 | 0 | 0 | 0 | 0 | 0 | 0 | 0 | 0 | 0 | 0 | 0.00090501 | 0.00080328 | 0.00080206 | 0.00079396 | 0.0007995 | 0.00080535 | 0.00079676 | 0.00080274 | 0.00080137 | 0.00079994 | 0.00080644 | 0.00079691 | 0.00070314 | 0.00060155 | 0.00060036 | 0
|  | Natural Gas | 0.013993354509803919 | 0.014375660504201667 | 0.014429367983193263 | 0.01443932694677871 | 0.014511037394957947 | 0.014412 | 0.014333 | 0.013926 | 0.013684 | 0.013281 | 0.013062 | 0.012545 | 0.012228 | 0.012 | 0.011688 | 0.010458 | 0.010242 | 0.010026 | 0.009726 | 0.0094941 | 0.0092615 | 0.0090631 | 0.0088302 | 0.0085145 | 0.0082994 | 0.0079636 | 0.0079691 | 0.0080358 | 0.0082212 | 0.008305 | 0
|  | Waste Heat | 0.01052786471039999 | 0.010527864710400002 | 0.0105278647104 | 0.010527864710399994 | 0.01052786471040002 | 0.010528 | 0.010528 | 0.010528 | 0.009943 | 0.0093581 | 0.0087732 | 0.0081883 | 0.0076035 | 0.0070186 | 0.0064337 | 0.0058488 | 0.0052639 | 0.0046791 | 0.0040942 | 0.0035093 | 0.0029244 | 0.0023395 | 0.0017546 | 0.0011698 | 0.00058488 | 0 | 0 | 0 | 0 | 0 | 0
| Transportation | Biogas | 0 | 0.004403750593125151 | 0.008876260067766113 | 0.013576941526345816 | 0.018073259450545737 | 0.02247 | 0.021355 | 0.020228 | 0.019008 | 0.018093 | 0.016794 | 0.015859 | 0.014673 | 0.013503 | 0.012413 | 0.011188 | 0.010297 | 0.0092952 | 0.0083939 | 0.0072071 | 0.0062666 | 0.0052577 | 0.0041929 | 0.0033132 | 0.0022179 | 0.0012709 | 0.0011051 | 0.0010939 | 0.0010757 | 0.00099886 | 0.0010204
|  | Conventional Diesel | 0.49102346286688037 | 0.4934699259098485 | 0.4954461505464375 | 0.4585011026318687 | 0.4293278572230562 | 0.39676 | 0.39648 | 0.38394 | 0.36539 | 0.3441 | 0.32013 | 0.29301 | 0.26316 | 0.23194 | 0.20024 | 0.16722 | 0.17751 | 0.18746 | 0.19543 | 0.20256 | 0.20762 | 0.21061 | 0.21096 | 0.20878 | 0.20559 | 0.20159 | 0.17789 | 0.15363 | 0.12881 | 0.10355 | 0.078004
|  | Conventional Gasoline / Conventional Ethanol | 1.9575870354201577 | 1.9661278722601367 | 1.9500405858266623 | 1.9294112842415867 | 1.8942870929709787 | 1.6186 | 1.8039 | 1.7419 | 1.6781 | 1.5879 | 1.4984 | 1.4116 | 1.3262 | 1.2419 | 1.1584 | 1.0754 | 1.0053 | 0.93609 | 0.86635 | 0.79699 | 0.72837 | 0.66455 | 0.60265 | 0.54259 | 0.48592 | 0.43279 | 0.38438 | 0.34065 | 0.30099 | 0.26505 | 0.23253
|  | Conventional Jet Fuel | 0.060150516227656325 | 0.061896026029093894 | 0.06376693635894541 | 0.06562758242056804 | 0.06749023598315546 | 0.050903 | 0.062418 | 0.066805 | 0.068191 | 0.068871 | 0.069176 | 0.068654 | 0.067999 | 0.067173 | 0.06617 | 0.065093 | 0.058622 | 0.052143 | 0.045656 | 0.039161 | 0.032657 | 0.026144 | 0.019623 | 0.013093 | 0.0065508 | 8.743e-16 | 2.206e-05 | 3.5188e-05 | 3.7889e-05 | 3.0967e-05 | 1.437e-05
|  | Electricity | 0.003497405482391759 | 0.004783253151936695 | 0.007135845023277997 | 0.0094532009528224 | 0.012191957587120814 | 0.013126 | 0.017054 | 0.020385 | 0.02657 | 0.033355 | 0.040925 | 0.049918 | 0.060442 | 0.070464 | 0.081209 | 0.092571 | 0.10569 | 0.11933 | 0.1345 | 0.15089 | 0.16865 | 0.1872 | 0.20638 | 0.22615 | 0.24591 | 0.26521 | 0.28322 | 0.30018 | 0.31629 | 0.33151 | 0.34591
|  | Hydrogen | 0.00013839447729409023 | 0.00013766199034682746 | 0.00013536111596314492 | 0.00013468429951879002 | 0.00013525688496693073 | 0.0001172 | 0.00013444 | 0.0001335 | 0.001049 | 0.0023399 | 0.0039428 | 0.005998 | 0.0085848 | 0.011631 | 0.015636 | 0.021469 | 0.027797 | 0.034321 | 0.041386 | 0.048922 | 0.0571 | 0.065807 | 0.075308 | 0.085576 | 0.096046 | 0.10724 | 0.11861 | 0.13039 | 0.14231 | 0.15482 | 0.16766
|  | Natural Gas | 0.02684269791737473 | 0.022319008687884292 | 0.017752520135532225 | 0.010981349763956176 | 0.0061248268137960565 | 0 | 0.00019958 | 0.00029894 | 0.00069665 | 0.00080414 | 0.0013912 | 0.001606 | 0.0019963 | 0.0022837 | 0.002582 | 0.0020791 | 0.0023992 | 0.0029985 | 0.0034975 | 0.0042042 | 0.0046494 | 0.0051585 | 0.0056903 | 0.006024 | 0.0066536 | 0.007039 | 0.0065302 | 0.0058674 | 0.0054761 | 0.0048944 | 0.0041837
|  | Renewable Diesel | 0 | 0.022144819214160005 | 0.04428963842832 | 0.06643445764248002 | 0.08857927685664002 | 0.11072 | 0.13264 | 0.15455 | 0.17646 | 0.19837 | 0.22028 | 0.24219 | 0.2641 | 0.28601 | 0.30792 | 0.32984 | 0.31184 | 0.29384 | 0.27584 | 0.25785 | 0.23985 | 0.22185 | 0.20386 | 0.18586 | 0.16786 | 0.14987 | 0.14978 | 0.1497 | 0.14962 | 0.14953 | 0.14945
|  | Renewable Jet Fuel | 0 | 0 | 0 | 0 | 0 | 0 | 0 | 0 | 0 | 0 | 0 | 0 | 0 | 0 | 0 | 0 | 0.007588 | 0.015176 | 0.022764 | 0.030352 | 0.03794 | 0.045528 | 0.053116 | 0.060704 | 0.068292 | 0.07588 | 0.076884 | 0.077888 | 0.078892 | 0.079896 | 0.0809

## E3_Non-Energy GHGs
Variable: | Non-Energy GHGs
Units: | MMT CO2e
Scenario | ARB Sector | 2015 | 2016 | 2017 | 2018 | 2019 | 2020 | 2021 | 2022 | 2023 | 2024 | 2025 | 2026 | 2027 | 2028 | 2029 | 2030 | 2031 | 2032 | 2033 | 2034 | 2035 | 2036 | 2037 | 2038 | 2039 | 2040 | 2041 | 2042 | 2043 | 2044 | 2045
BAU Reference | Agriculture | 28.96 | 28.96 | 28.96 | 28.96 | 28.96 | 28.96 | 28.96 | 28.96 | 27.7457 | 26.5313 | 25.317 | 25.1432 | 24.9695 | 24.7957 | 24.622 | 24.4482 | 24.4482 | 24.4482 | 24.4482 | 24.4482 | 24.4482 | 24.4482 | 24.4482 | 24.4482 | 24.4482 | 24.4482 | 24.4482 | 24.4482 | 24.4482 | 24.4482 | 24.4482
| Electric Power | 0.72 | 0.72 | 0.72 | 0.72 | 0.72 | 0.72 | 0.72 | 0.72 | 0.7128 | 0.7056 | 0.6984 | 0.69408 | 0.68976 | 0.68544 | 0.68112 | 0.6768 | 0.6768 | 0.6768 | 0.6768 | 0.6768 | 0.6768 | 0.6768 | 0.6768 | 0.6768 | 0.6768 | 0.6768 | 0.6768 | 0.6768 | 0.6768 | 0.6768 | 0.6768
| High GWP | 20.25 | 20.25 | 20.25 | 20.25 | 20.25 | 20.25 | 20.25 | 20.25 | 18.63 | 17.01 | 15.39 | 14.742 | 14.094 | 13.446 | 12.798 | 12.15 | 12.0285 | 11.907 | 11.7855 | 11.664 | 11.5425 | 11.421 | 11.2995 | 11.178 | 11.0565 | 10.935 | 10.8945 | 10.854 | 10.8135 | 10.773 | 10.7325
| Industrial | 16.64 | 16.64 | 16.64 | 16.64 | 16.64 | 16.64 | 16.64 | 16.64 | 15.966 | 15.292 | 14.618 | 14.3941 | 14.1702 | 13.9462 | 13.7223 | 13.4984 | 13.4984 | 13.4984 | 13.4984 | 13.4984 | 13.4984 | 13.4984 | 13.4984 | 13.4984 | 13.4984 | 13.4984 | 13.4984 | 13.4984 | 13.4984 | 13.4984 | 13.4984
| Recycling and Waste | 9.88 | 9.88 | 9.88 | 9.88 | 9.88 | 9.88 | 9.88 | 9.88 | 10.0713 | 10.2626 | 10.4539 | 10.414 | 10.374 | 10.3341 | 10.2941 | 10.2542 | 10.2155 | 10.1768 | 10.1382 | 10.0995 | 10.0608 | 10.0221 | 9.9834 | 9.9448 | 9.9061 | 9.8674 | 9.8287 | 9.79 | 9.7514 | 9.7127 | 9.674
| Residential and Commercial | 0.9 | 0.9 | 0.9 | 0.9 | 0.9 | 0.9 | 0.9 | 0.9 | 0.891 | 0.882 | 0.873 | 0.8676 | 0.8622 | 0.8568 | 0.8514 | 0.846 | 0.846 | 0.846 | 0.846 | 0.846 | 0.846 | 0.846 | 0.846 | 0.846 | 0.846 | 0.846 | 0.846 | 0.846 | 0.846 | 0.846 | 0.846
Alt 1 | Agriculture | 28.96 | 28.96 | 28.96 | 28.96 | 28.96 | 28.96 | 28.96 | 28.96 | 26.1807 | 23.4015 | 20.6222 | 19.8936 | 19.165 | 18.4364 | 17.7078 | 16.9792 | 16.5951 | 16.211 | 15.8268 | 15.4427 | 15.0586 | 14.6745 | 14.2904 | 13.9062 | 13.5221 | 13.138 | 12.7539 | 12.3698 | 11.9856 | 11.6015 | 11.2174
| Electric Power | 0.72 | 0.72 | 0.72 | 0.72 | 0.72 | 0.72 | 0.72 | 0.72 | 0.7128 | 0.7056 | 0.6984 | 0.69408 | 0.68976 | 0.68544 | 0.68112 | 0.6768 | 0.6768 | 0.6768 | 0.6768 | 0.6768 | 0.6768 | 0.6768 | 0.6768 | 0.6768 | 0.6768 | 0.6768 | 0.6768 | 0.6768 | 0.6768 | 0.6768 | 0.6768
| High GWP | 20.25 | 20.25 | 20.25 | 20.25 | 20.25 | 20.25 | 20.25 | 20.25 | 17.82 | 15.39 | 12.96 | 12.1905 | 11.421 | 10.6515 | 9.882 | 9.1125 | 8.1405 | 7.1685 | 6.1965 | 5.2245 | 4.2525 | 4.05 | 3.8475 | 3.645 | 3.4425 | 3.24 | 3.1185 | 2.997 | 2.8755 | 2.754 | 2.6325
| Industrial | 16.64 | 16.64 | 16.64 | 16.64 | 16.64 | 16.64 | 16.64 | 16.64 | 15.966 | 15.292 | 14.618 | 14.2362 | 13.8543 | 13.4725 | 13.0906 | 12.7088 | 12.2463 | 11.7838 | 11.3214 | 10.8589 | 10.3964 | 10.3964 | 10.3964 | 10.3964 | 10.3964 | 10.3964 | 10.3964 | 10.3964 | 10.3964 | 10.3964 | 10.3964
| Recycling and Waste | 9.88 | 9.88 | 9.88 | 9.88 | 9.88 | 9.88 | 9.88 | 9.88 | 10.1035 | 10.3271 | 10.5506 | 10.4333 | 10.316 | 10.1987 | 10.0814 | 9.9641 | 9.8674 | 9.7707 | 9.674 | 9.5773 | 9.4806 | 9.3839 | 9.2872 | 9.1905 | 9.0938 | 8.9971 | 8.9197 | 8.8424 | 8.765 | 8.6877 | 8.6103
| Residential and Commercial | 0.9 | 0.9 | 0.9 | 0.9 | 0.9 | 0.9 | 0.9 | 0.9 | 0.891 | 0.882 | 0.873 | 0.8676 | 0.8622 | 0.8568 | 0.8514 | 0.846 | 0.846 | 0.846 | 0.846 | 0.846 | 0.846 | 0.846 | 0.846 | 0.846 | 0.846 | 0.846 | 0.846 | 0.846 | 0.846 | 0.846 | 0.846
Alt 2 | Agriculture | 28.96 | 28.96 | 28.96 | 28.96 | 28.96 | 28.96 | 28.96 | 28.96 | 26.1807 | 23.4015 | 20.6222 | 19.5522 | 18.4821 | 17.4121 | 16.342 | 15.272 | 14.8879 | 14.5038 | 14.1196 | 13.7355 | 13.3514 | 12.9673 | 12.5832 | 12.199 | 11.8149 | 11.4308 | 11.0467 | 10.6626 | 10.2784 | 9.8943 | 9.5102
| Electric Power | 0.72 | 0.72 | 0.72 | 0.72 | 0.72 | 0.72 | 0.72 | 0.72 | 0.7128 | 0.7056 | 0.6984 | 0.69408 | 0.68976 | 0.68544 | 0.68112 | 0.6768 | 0.6768 | 0.6768 | 0.6768 | 0.6768 | 0.6768 | 0.6768 | 0.6768 | 0.6768 | 0.6768 | 0.6768 | 0.6768 | 0.6768 | 0.6768 | 0.6768 | 0.6768
| High GWP | 20.25 | 20.25 | 20.25 | 20.25 | 20.25 | 20.25 | 20.25 | 20.25 | 18.36 | 16.47 | 14.58 | 13.6485 | 12.717 | 11.7855 | 10.854 | 9.9225 | 9.801 | 9.6795 | 9.558 | 9.4365 | 9.315 | 8.7075 | 8.1 | 7.4925 | 6.885 | 6.2775 | 5.832 | 5.3865 | 4.941 | 4.4955 | 4.05
| Industrial | 16.64 | 16.64 | 16.64 | 16.64 | 16.64 | 16.64 | 16.64 | 16.64 | 15.966 | 15.292 | 14.618 | 14.2813 | 13.9446 | 13.6078 | 13.2711 | 12.9344 | 12.8329 | 12.7314 | 12.6298 | 12.5283 | 12.4268 | 12.4155 | 12.4042 | 12.393 | 12.3817 | 12.3704 | 12.3704 | 12.3704 | 12.3704 | 12.3704 | 12.3704
| Recycling and Waste | 9.88 | 9.88 | 9.88 | 9.88 | 9.88 | 9.88 | 9.88 | 9.88 | 9.8134 | 9.7469 | 9.6803 | 9.5823 | 9.4844 | 9.3864 | 9.2885 | 9.1905 | 9.0938 | 8.9971 | 8.9004 | 8.8037 | 8.707 | 8.6296 | 8.5523 | 8.4749 | 8.3976 | 8.3202 | 8.2428 | 8.1655 | 8.0881 | 8.0108 | 7.9334
| Residential and Commercial | 0.9 | 0.9 | 0.9 | 0.9 | 0.9 | 0.9 | 0.9 | 0.9 | 0.891 | 0.882 | 0.873 | 0.8676 | 0.8622 | 0.8568 | 0.8514 | 0.846 | 0.846 | 0.846 | 0.846 | 0.846 | 0.846 | 0.846 | 0.846 | 0.846 | 0.846 | 0.846 | 0.846 | 0.846 | 0.846 | 0.846 | 0.846
Alt 3 | Agriculture | 28.96 | 28.96 | 28.96 | 28.96 | 28.96 | 28.96 | 28.96 | 28.96 | 26.6787 | 24.3973 | 22.116 | 21.2167 | 20.3174 | 19.418 | 18.5187 | 17.6194 | 17.406 | 17.1926 | 16.9792 | 16.7658 | 16.5524 | 16.339 | 16.1256 | 15.9122 | 15.6988 | 15.4854 | 15.272 | 15.0586 | 14.8452 | 14.6318 | 14.4184
| Electric Power | 0.72 | 0.72 | 0.72 | 0.72 | 0.72 | 0.72 | 0.72 | 0.72 | 0.7128 | 0.7056 | 0.6984 | 0.69408 | 0.68976 | 0.68544 | 0.68112 | 0.6768 | 0.6768 | 0.6768 | 0.6768 | 0.6768 | 0.6768 | 0.6768 | 0.6768 | 0.6768 | 0.6768 | 0.6768 | 0.6768 | 0.6768 | 0.6768 | 0.6768 | 0.6768
| High GWP | 20.25 | 20.25 | 20.25 | 20.25 | 20.25 | 20.25 | 20.25 | 20.25 | 18.5625 | 16.875 | 15.1875 | 14.1345 | 13.0815 | 12.0285 | 10.9755 | 9.9225 | 9.9225 | 9.9225 | 9.9225 | 9.9225 | 9.9225 | 9.9225 | 9.9225 | 9.9225 | 9.9225 | 9.9225 | 9.801 | 9.6795 | 9.558 | 9.4365 | 9.315
| Industrial | 16.64 | 16.64 | 16.64 | 16.64 | 16.64 | 16.64 | 16.64 | 16.64 | 15.966 | 15.292 | 14.618 | 14.2813 | 13.9446 | 13.6078 | 13.2711 | 12.9344 | 12.8893 | 12.8442 | 12.799 | 12.7539 | 12.7088 | 12.6637 | 12.6186 | 12.5734 | 12.5283 | 12.4832 | 12.4494 | 12.4155 | 12.3817 | 12.3478 | 12.314
| Recycling and Waste | 9.88 | 9.88 | 9.88 | 9.88 | 9.88 | 9.88 | 9.88 | 9.88 | 9.8134 | 9.7469 | 9.6803 | 9.5823 | 9.4844 | 9.3864 | 9.2885 | 9.1905 | 9.0938 | 8.9971 | 8.9004 | 8.8037 | 8.707 | 8.6296 | 8.5523 | 8.4749 | 8.3976 | 8.3202 | 8.2428 | 8.1655 | 8.0881 | 8.0108 | 7.9334
| Residential and Commercial | 0.9 | 0.9 | 0.9 | 0.9 | 0.9 | 0.9 | 0.9 | 0.9 | 0.891 | 0.882 | 0.873 | 0.8676 | 0.8622 | 0.8568 | 0.8514 | 0.846 | 0.846 | 0.846 | 0.846 | 0.846 | 0.846 | 0.846 | 0.846 | 0.846 | 0.846 | 0.846 | 0.846 | 0.846 | 0.846 | 0.846 | 0.846
Alt 4 | Agriculture | 28.96 | 28.96 | 28.96 | 28.96 | 28.96 | 28.96 | 28.96 | 28.96 | 26.6075 | 24.2551 | 21.9026 | 21.0033 | 20.104 | 19.2046 | 18.3053 | 17.406 | 17.3206 | 17.2353 | 17.1499 | 17.0646 | 16.9792 | 16.8938 | 16.8085 | 16.7231 | 16.6378 | 16.5524 | 16.467 | 16.3817 | 16.2963 | 16.211 | 16.1256
| Electric Power | 0.72 | 0.72 | 0.72 | 0.72 | 0.72 | 0.72 | 0.72 | 0.72 | 0.7128 | 0.7056 | 0.6984 | 0.69408 | 0.68976 | 0.68544 | 0.68112 | 0.6768 | 0.6768 | 0.6768 | 0.6768 | 0.6768 | 0.6768 | 0.6768 | 0.6768 | 0.6768 | 0.6768 | 0.6768 | 0.6768 | 0.6768 | 0.6768 | 0.6768 | 0.6768
| High GWP | 20.25 | 20.25 | 20.25 | 20.25 | 20.25 | 20.25 | 20.25 | 20.25 | 18.5625 | 16.875 | 15.1875 | 14.1345 | 13.0815 | 12.0285 | 10.9755 | 9.9225 | 9.9225 | 9.9225 | 9.9225 | 9.9225 | 9.9225 | 9.9225 | 9.9225 | 9.9225 | 9.9225 | 9.9225 | 9.801 | 9.6795 | 9.558 | 9.4365 | 9.315
| Industrial | 16.64 | 16.64 | 16.64 | 16.64 | 16.64 | 16.64 | 16.64 | 16.64 | 15.966 | 15.292 | 14.618 | 14.3264 | 14.0348 | 13.7432 | 13.4516 | 13.16 | 13.1262 | 13.0923 | 13.0585 | 13.0246 | 12.9908 | 12.957 | 12.9231 | 12.8893 | 12.8554 | 12.8216 | 12.799 | 12.7765 | 12.7539 | 12.7314 | 12.7088
| Recycling and Waste | 9.88 | 9.88 | 9.88 | 9.88 | 9.88 | 9.88 | 9.88 | 9.88 | 9.8134 | 9.7469 | 9.6803 | 9.5823 | 9.4844 | 9.3864 | 9.2885 | 9.1905 | 9.0938 | 8.9971 | 8.9004 | 8.8037 | 8.707 | 8.6296 | 8.5523 | 8.4749 | 8.3976 | 8.3202 | 8.2428 | 8.1655 | 8.0881 | 8.0108 | 7.9334
| Residential and Commercial | 0.9 | 0.9 | 0.9 | 0.9 | 0.9 | 0.9 | 0.9 | 0.9 | 0.891 | 0.882 | 0.873 | 0.8676 | 0.8622 | 0.8568 | 0.8514 | 0.846 | 0.846 | 0.846 | 0.846 | 0.846 | 0.846 | 0.846 | 0.846 | 0.846 | 0.846 | 0.846 | 0.846 | 0.846 | 0.846 | 0.846 | 0.846

## RESOLVE_portfolio analytics
Portfolio Analytics
Note: All costs are expressed in 2020 dollars
Energy Storage Summary
| Planned | Unit | 2015 | 2016 | 2017 | 2018 | 2019 | 2020 | 2021 | 2022 | 2023 | 2024 | 2025 | 2026 | 2027 | 2028 | 2029 | 2030 | 2031 | 2032 | 2033 | 2034 | 2035 | 2036 | 2037 | 2038 | 2039 | 2040 | 2041 | 2042 | 2043 | 2044 | 2045 | 2046 | 2047 | 2048 | 2049 | 2050
| Pumped_Hydro | MW | 0 | 0 | 0 | 0 | 0 | 0 | 0 | 1898.5 | 1898.5 | 1898.5 | 1898.5 | 1898.5 | 0 | 1898.5 | 0 | 1898.5 | 0 | 1898.5 | 0 | 0 | 1898.5 | 0 | 0 | 0 | 0 | 1898.5 | 0 | 0 | 0 | 0 | 1898.5 | 0 | 0 | 0 | 0 | 0
| Li_Battery | MW | 0 | 0 | 0 | 0 | 0 | 0 | 0 | 1737.74 | 1905.74 | 1987.24 | 1987.24 | 1987.24 | 0 | 1987.24 | 0 | 1987.24 | 0 | 1987.24 | 0 | 0 | 1987.24 | 0 | 0 | 0 | 0 | 1987.24 | 0 | 0 | 0 | 0 | 1987.24 | 0 | 0 | 0 | 0 | 0
| BTM_Li_Battery | MW | 0 | 0 | 0 | 0 | 0 | 0 | 0 | 858 | 1054.2 | 1256.65 | 1465.13 | 1679.23 | 0 | 2122.61 | 0 | 2584.2 | 0 | 2584.2 | 0 | 0 | 2584.2 | 0 | 0 | 0 | 0 | 2584.2 | 0 | 0 | 0 | 0 | 2584.2 | 0 | 0 | 0 | 0 | 0
| Flow_Battery | MW | 0 | 0 | 0 | 0 | 0 | 0 | 0 | -0.04 | -0.07 | -0.12 | -0.12 | -0.12 | 0 | -0.13 | 0 | -0.13 | 0 | -0.13 | 0 | 0 | -0.13 | 0 | 0 | 0 | 0 | -0.13 | 0 | 0 | 0 | 0 | -0.13 | 0 | 0 | 0 | 0 | 0
| Pumped_Hydro | MWh | 0 | 0 | 0 | 0 | 0 | 0 | 0 | 300138.13 | 300138.13 | 300138.13 | 300138.13 | 300138.13 | 0 | 300138.13 | 0 | 300138.13 | 0 | 300138.13 | 0 | 0 | 300138.13 | 0 | 0 | 0 | 0 | 300138.13 | 0 | 0 | 0 | 0 | 300138.13 | 0 | 0 | 0 | 0 | 0
| Li_Battery | MWh | 0 | 0 | 0 | 0 | 0 | 0 | 0 | 8684.7 | 9364.7 | 9742.2 | 9742.2 | 9742.2 | 0 | 9742.2 | 0 | 9742.2 | 0 | 9742.2 | 0 | 0 | 9742.2 | 0 | 0 | 0 | 0 | 9742.2 | 0 | 0 | 0 | 0 | 9742.2 | 0 | 0 | 0 | 0 | 0
| BTM_Li_Battery | MWh | 0 | 0 | 0 | 0 | 0 | 0 | 0 | 2145 | 2635.49 | 3141.62 | 3662.83 | 4198.09 | 0 | 5306.51 | 0 | 6460.51 | 0 | 6460.51 | 0 | 0 | 6460.51 | 0 | 0 | 0 | 0 | 6460.51 | 0 | 0 | 0 | 0 | 6460.51 | 0 | 0 | 0 | 0 | 0
| Flow_Battery | MWh | 0 | 0 | 0 | 0 | 0 | 0 | 0 | 0 | 0 | 0 | 0 | 0 | 0 | 0 | 0 | 0 | 0 | 0 | 0 | 0 | 0 | 0 | 0 | 0 | 0 | 0 | 0 | 0 | 0 | 0 | 0 | 0 | 0 | 0 | 0 | 0
| Pumped_Hydro Duration | hr | 0 | 0 | 0 | 0 | 0 | 0 | 0 | 158.0922 | 158.0922 | 158.0922 | 158.0922 | 158.0922 | 0 | 158.0922 | 0 | 158.0922 | 0 | 158.0922 | 0 | 0 | 158.0922 | 0 | 0 | 0 | 0 | 158.0922 | 0 | 0 | 0 | 0 | 158.0922 | 0 | 0 | 0 | 0 | 0
| Li_Battery Duration | hr | 0 | 0 | 0 | 0 | 0 | 0 | 0 | 4.9977 | 4.9139 | 4.9024 | 4.9024 | 4.9024 | 0 | 4.9024 | 0 | 4.9024 | 0 | 4.9024 | 0 | 0 | 4.9024 | 0 | 0 | 0 | 0 | 4.9024 | 0 | 0 | 0 | 0 | 4.9024 | 0 | 0 | 0 | 0 | 0
| BTM_Li_Battery | hr | 0 | 0 | 0 | 0 | 0 | 0 | 0 | 2.5 | 2.5 | 2.5 | 2.5 | 2.5 | 0 | 2.5 | 0 | 2.5 | 0 | 2.5 | 0 | 0 | 2.5 | 0 | 0 | 0 | 0 | 2.5 | 0 | 0 | 0 | 0 | 2.5 | 0 | 0 | 0 | 0 | 0
| Flow_Battery Duration | hr | 0 | 0 | 0 | 0 | 0 | 0 | 0 | 0 | 0 | 0 | 0 | 0 | 0 | 0 | 0 | 0 | 0 | 0 | 0 | 0 | 0 | 0 | 0 | 0 | 0 | 0 | 0 | 0 | 0 | 0 | 0 | 0 | 0 | 0 | 0 | 0
| Optimized Build - Incl. Local Storage | Unit
| Pumped_Hydro | MW | 0 | 0 | 0 | 0 | 0 | 0 | 0 | 0 | 0 | 0 | 0 | 196 | 0 | 1000 | 0 | 1000.28 | 0 | 1000.28 | 0 | 0 | 1000.28 | 0 | 0 | 0 | 0 | 1000.28 | 0 | 0 | 0 | 0 | 1000.28 | 0 | 0 | 0 | 0 | 0
| Li_Battery | MW | 0 | 0 | 0 | 0 | 0 | 0 | 0 | 1936.6 | 3658.03 | 8915.89 | 10331.6 | 10331.61 | 0 | 11086.01 | 0 | 11385.83 | 0 | 12561.97 | 0 | 0 | 16639.15 | 0 | 0 | 0 | 0 | 27519.64 | 0 | 0 | 0 | 0 | 39697.37 | 0 | 0 | 0 | 0 | 0
| BTM_Li_Battery | MW | 0 | 0 | 0 | 0 | 0 | 0 | 0 | 0 | 0 | 0 | 0 | 0 | 0 | 0 | 0 | 0 | 0 | 0 | 0 | 0 | 0 | 0 | 0 | 0 | 0 | 0 | 0 | 0 | 0 | 0 | 0 | 0 | 0 | 0 | 0 | 0
| Flow_Battery | MW | 0 | 0 | 0 | 0 | 0 | 0 | 0 | 0.04 | 0.07 | 0.12 | 0.12 | 0.12 | 0 | 0.13 | 0 | 0.13 | 0 | 0.13 | 0 | 0 | 0.13 | 0 | 0 | 0 | 0 | 0.13 | 0 | 0 | 0 | 0 | 0.13 | 0 | 0 | 0 | 0 | 0
| Pumped_Hydro | MWh | 0 | 0 | 0 | 0 | 0 | 0 | 0 | 0.28 | 0.89 | 0.95 | 1 | 2352.71 | 0 | 12000.42 | 0 | 12003.35 | 0 | 12003.35 | 0 | 0 | 12003.35 | 0 | 0 | 0 | 0 | 12003.36 | 0 | 0 | 0 | 0 | 12003.36 | 0 | 0 | 0 | 0 | 0
| Li_Battery | MWh | 0 | 0 | 0 | 0 | 0 | 0 | 0 | 8512.45 | 16470.06 | 37226.28 | 43249.1 | 43249.1 | 0 | 46293.2 | 0 | 47558.77 | 0 | 54363.99 | 0 | 0 | 102612.64 | 0 | 0 | 0 | 0 | 193512.93 | 0 | 0 | 0 | 0 | 312628.19 | 0 | 0 | 0 | 0 | 0
| BTM_Li_Battery | MWh | 0 | 0 | 0 | 0 | 0 | 0 | 0 | 7.9 | 7.9 | 7.9 | 7.9 | 7.9 | 0 | 7.9 | 0 | 7.9 | 0 | 7.9 | 0 | 0 | 7.9 | 0 | 0 | 0 | 0 | 7.9 | 0 | 0 | 0 | 0 | 7.9 | 0 | 0 | 0 | 0 | 0
| Flow_Battery | MWh | 0 | 0 | 0 | 0 | 0 | 0 | 0 | 0.12 | 0.17 | 0.5 | 0.5 | 0.5 | 0 | 0.51 | 0 | 0.51 | 0 | 0.57 | 0 | 0 | 0.57 | 0 | 0 | 0 | 0 | 0.57 | 0 | 0 | 0 | 0 | 0.57 | 0 | 0 | 0 | 0 | 0
| Pumped_Hydro Duration | hr | 0 | 0 | 0 | 0 | 0 | 0 | 0 | 0 | 0 | 0 | 0 | 12.0036 | 0 | 12.0004 | 0 | 12 | 0 | 12 | 0 | 0 | 12 | 0 | 0 | 0 | 0 | 12 | 0 | 0 | 0 | 0 | 12 | 0 | 0 | 0 | 0 | 0
| Li_Battery Duration | hr | 0 | 0 | 0 | 0 | 0 | 0 | 0 | 4.3956 | 4.5024 | 4.1753 | 4.1861 | 4.1861 | 0 | 4.1758 | 0 | 4.177 | 0 | 4.3277 | 0 | 0 | 6.1669 | 0 | 0 | 0 | 0 | 7.0318 | 0 | 0 | 0 | 0 | 7.8753 | 0 | 0 | 0 | 0 | 0
| BTM_Li_Battery | hr | 0 | 0 | 0 | 0 | 0 | 0 | 0 | 0 | 0 | 0 | 0 | 0 | 0 | 0 | 0 | 0 | 0 | 0 | 0 | 0 | 0 | 0 | 0 | 0 | 0 | 0 | 0 | 0 | 0 | 0 | 0 | 0 | 0 | 0 | 0 | 0
| Flow_Battery Duration | hr | 0 | 0 | 0 | 0 | 0 | 0 | 0 | 3 | 2.4286 | 4.1667 | 4.1667 | 4.1667 | 0 | 3.9231 | 0 | 3.9231 | 0 | 4.3846 | 0 | 0 | 4.3846 | 0 | 0 | 0 | 0 | 4.3846 | 0 | 0 | 0 | 0 | 4.3846 | 0 | 0 | 0 | 0 | 0
| Average Storage Duration - Optimized Build | hr | 0 | 0 | 0 | 0 | 0 | 0 | 0 | 4.3998 | 4.5048 | 4.1763 | 4.187 | 4.3324 | 0 | 4.8239 | 0 | 4.8094 | 0 | 4.8941 | 0 | 0 | 6.4981 | 0 | 0 | 0 | 0 | 7.2063 | 0 | 0 | 0 | 0 | 7.9768 | 0 | 0 | 0 | 0 | 0
Note: Optimized duration is a cumulative value reflecting all power and energy capacity built through the reported year.
Total Resources by Technology
| Technology | Unit | 2015 | 2016 | 2017 | 2018 | 2019 | 2020 | 2021 | 2022 | 2023 | 2024 | 2025 | 2026 | 2027 | 2028 | 2029 | 2030 | 2031 | 2032 | 2033 | 2034 | 2035 | 2036 | 2037 | 2038 | 2039 | 2040 | 2041 | 2042 | 2043 | 2044 | 2045 | 2046 | 2047 | 2048 | 2049 | 2050
natural gas nonpeaker | CAISO_ST | MW | 0 | 0 | 0 | 0 | 0 | 0 | 0 | 2882.89 | 2882.89 | 0 | 0 | 0 | 0 | 0 | 0 | 0 | 0 | 0 | 0 | 0 | 0 | 0 | 0 | 0 | 0 | 0 | 0 | 0 | 0 | 0 | 0 | 0 | 0 | 0 | 0 | 0
natural gas nonpeaker | CAISO_CCGT1 | MW | 0 | 0 | 0 | 0 | 0 | 0 | 0 | 13449.12 | 13449.12 | 13449.12 | 13449.12 | 13499.52 | 0 | 13499.52 | 0 | 13499.52 | 0 | 13499.52 | 0 | 0 | 13499.52 | 0 | 0 | 0 | 0 | 13499.52 | 0 | 0 | 0 | 0 | 13499.52 | 0 | 0 | 0 | 0 | 0
natural gas nonpeaker | CAISO_CCGT2 | MW | 0 | 0 | 0 | 0 | 0 | 0 | 0 | 2921.22 | 2921.22 | 2921.22 | 2921.22 | 2921.22 | 0 | 2921.22 | 0 | 2921.22 | 0 | 2921.22 | 0 | 0 | 2921.22 | 0 | 0 | 0 | 0 | 2921.22 | 0 | 0 | 0 | 0 | 2921.22 | 0 | 0 | 0 | 0 | 0
natural gas peaker | CAISO_Peaker1 | MW | 0 | 0 | 0 | 0 | 0 | 0 | 0 | 4995.92 | 4995.92 | 4995.92 | 4940.72 | 4940.72 | 0 | 4940.72 | 0 | 4940.72 | 0 | 4940.72 | 0 | 0 | 4940.72 | 0 | 0 | 0 | 0 | 4940.72 | 0 | 0 | 0 | 0 | 4940.72 | 0 | 0 | 0 | 0 | 0
natural gas peaker | CAISO_Peaker2 | MW | 0 | 0 | 0 | 0 | 0 | 0 | 0 | 3462.64 | 3462.64 | 3462.64 | 3225.12 | 3125.37 | 0 | 3125.37 | 0 | 3125.37 | 0 | 3125.37 | 0 | 0 | 3125.37 | 0 | 0 | 0 | 0 | 3125.37 | 0 | 0 | 0 | 0 | 3125.37 | 0 | 0 | 0 | 0 | 0
natural gas nonpeaker | CAISO_Advanced_CCGT | MW | 0 | 0 | 0 | 0 | 0 | 0 | 0 | 0 | 0 | 0 | 0 | 0 | 0 | 0.32 | 0 | 0.32 | 0 | 0.32 | 0 | 0 | 0.32 | 0 | 0 | 0 | 0 | 0.32 | 0 | 0 | 0 | 0 | 925.95 | 0 | 0 | 0 | 0 | 0
| CAISO_Aero_CT | MW | 0 | 0 | 0 | 0 | 0 | 0 | 0 | 0 | 0 | 0 | 0 | 0 | 0 | 0.07 | 0 | 0.07 | 0 | 0.07 | 0 | 0 | 0.07 | 0 | 0 | 0 | 0 | 0.07 | 0 | 0 | 0 | 0 | 0.07 | 0 | 0 | 0 | 0 | 0
natural gas nonpeaker | CAISO_Reciprocating_Engine | MW | 0 | 0 | 0 | 0 | 0 | 0 | 0 | 255.3 | 255.3 | 255.3 | 255.3 | 255.3 | 0 | 255.3 | 0 | 255.3 | 0 | 255.3 | 0 | 0 | 255.3 | 0 | 0 | 0 | 0 | 255.3 | 0 | 0 | 0 | 0 | 255.3 | 0 | 0 | 0 | 0 | 0
chp | CAISO_CHP | MW | 0 | 0 | 0 | 0 | 0 | 0 | 0 | 2194.79 | 2155.54 | 2107.34 | 1997.4 | 1892.1 | 0 | 1892.1 | 0 | 1892.1 | 0 | 1513.68 | 0 | 0 | 946.05 | 0 | 0 | 0 | 0 | 0 | 0 | 0 | 0 | 0 | 0 | 0 | 0 | 0 | 0 | 0
hard coal | CAISO_Coal | MW | 0 | 0 | 0 | 0 | 0 | 0 | 0 | 480 | 480 | 480 | 0 | 0 | 0 | 0 | 0 | 0 | 0 | 0 | 0 | 0 | 0 | 0 | 0 | 0 | 0 | 0 | 0 | 0 | 0 | 0 | 0 | 0 | 0 | 0 | 0 | 0
nuclear | CAISO_Nuclear | MW | 0 | 0 | 0 | 0 | 0 | 0 | 0 | 2935 | 2935 | 1785 | 635 | 635 | 0 | 635 | 0 | 635 | 0 | 635 | 0 | 0 | 635 | 0 | 0 | 0 | 0 | 635 | 0 | 0 | 0 | 0 | 635 | 0 | 0 | 0 | 0 | 0
hydro | Hydro | MW | 0 | 0 | 0 | 0 | 0 | 0 | 0 | 7073.36 | 7073.36 | 7073.36 | 7073.36 | 7073.36 | 0 | 7073.36 | 0 | 7072.77 | 0 | 7072.77 | 0 | 0 | 7072.77 | 0 | 0 | 0 | 0 | 7072.77 | 0 | 0 | 0 | 0 | 7072.77 | 0 | 0 | 0 | 0 | 0
out of state | Hydro_NW_CAISO | MW | 0 | 0 | 0 | 0 | 0 | 0 | 0 | 2851.77 | 2851.77 | 2851.77 | 2851.77 | 2851.77 | 0 | 2851.77 | 0 | 2851.77 | 0 | 2851.77 | 0 | 0 | 2851.77 | 0 | 0 | 0 | 0 | 2851.77 | 0 | 0 | 0 | 0 | 2851.77 | 0 | 0 | 0 | 0 | 0
demand response | CAISO_Conventional_DR | MW | 0 | 0 | 0 | 0 | 0 | 0 | 0 | 2346.75 | 2346.75 | 2548.01 | 2636.11 | 2636.11 | 0 | 2636.11 | 0 | 2636.11 | 0 | 2636.11 | 0 | 0 | 2636.11 | 0 | 0 | 0 | 0 | 2636.11 | 0 | 0 | 0 | 0 | 2636.11 | 0 | 0 | 0 | 0 | 0
customer solar | Customer_PV | MW | 0 | 0 | 0 | 0 | 0 | 0 | 0 | 12710.97 | 13991.86 | 15256.98 | 16483.22 | 17636.07 | 0 | 19753.25 | 0 | 21705.79 | 0 | 23794.82 | 0 | 0 | 26928.37 | 0 | 0 | 0 | 0 | 32150.94 | 0 | 0 | 0 | 0 | 37373.52 | 0 | 0 | 0 | 0 | 0
solar PV | Solar | MW | 0 | 0 | 0 | 0 | 0 | 0 | 0 | 18847.93 | 22965.83 | 24167.18 | 27416.8 | 27416.8 | 0 | 27813.63 | 0 | 30758.42 | 0 | 33922.3 | 0 | 0 | 43393.93 | 0 | 0 | 0 | 0 | 60133.25 | 0 | 0 | 0 | 0 | 88757.04 | 0 | 0 | 0 | 0 | 0
geothermal | Geothermal | MW | 0 | 0 | 0 | 0 | 0 | 0 | 0 | 1601.44 | 1701.44 | 1701.44 | 1701.44 | 1771.44 | 0 | 2747.15 | 0 | 2747.15 | 0 | 2747.15 | 0 | 0 | 2747.15 | 0 | 0 | 0 | 0 | 2747.15 | 0 | 0 | 0 | 0 | 3108.85 | 0 | 0 | 0 | 0 | 0
biomass | Biomass | MW | 0 | 0 | 0 | 0 | 0 | 0 | 0 | 843.8 | 874.94 | 893.06 | 917.06 | 917.06 | 0 | 944.01 | 0 | 942.11 | 0 | 942.11 | 0 | 0 | 942.11 | 0 | 0 | 0 | 0 | 942.11 | 0 | 0 | 0 | 0 | 942.11 | 0 | 0 | 0 | 0 | 0
hydro | Small_Hydro | MW | 0 | 0 | 0 | 0 | 0 | 0 | 0 | 958.33 | 958.33 | 958.33 | 958.33 | 958.33 | 0 | 958.33 | 0 | 958.33 | 0 | 958.33 | 0 | 0 | 958.33 | 0 | 0 | 0 | 0 | 958.33 | 0 | 0 | 0 | 0 | 958.33 | 0 | 0 | 0 | 0 | 0
onshore wind | Wind | MW | 0 | 0 | 0 | 0 | 0 | 0 | 0 | 8666.87 | 8688.98 | 9018.82 | 10501.47 | 10501.47 | 0 | 10501.47 | 0 | 10501.47 | 0 | 10501.47 | 0 | 0 | 10501.47 | 0 | 0 | 0 | 0 | 10501.47 | 0 | 0 | 0 | 0 | 12001.39 | 0 | 0 | 0 | 0 | 0
out of state | Wind OOS New Tx | MW | 0 | 0 | 0 | 0 | 0 | 0 | 0 | 0 | 0 | 0 | 0 | 0.03 | 0 | 0.06 | 0 | 1500.03 | 0 | 1500.03 | 0 | 0 | 1500.03 | 0 | 0 | 0 | 0 | 1970.2 | 0 | 0 | 0 | 0 | 1970.2 | 0 | 0 | 0 | 0 | 0
offshore wind | Offshore_Wind | MW | 0 | 0 | 0 | 0 | 0 | 0 | 0 | 0 | 0 | 0 | 0 | 120 | 0 | 195 | 0 | 195.01 | 0 | 1707.57 | 0 | 0 | 1728.08 | 0 | 0 | 0 | 0 | 1728.08 | 0 | 0 | 0 | 0 | 1728.08 | 0 | 0 | 0 | 0 | 0
pumped hydro | Pumped_Hydro | MW | 0 | 0 | 0 | 0 | 0 | 0 | 0 | 1898.5 | 1898.5 | 1898.5 | 1898.5 | 2094.5 | 0 | 2898.5 | 0 | 2898.78 | 0 | 2898.78 | 0 | 0 | 2898.78 | 0 | 0 | 0 | 0 | 2898.78 | 0 | 0 | 0 | 0 | 2898.78 | 0 | 0 | 0 | 0 | 0
battery | Li_Battery | MW | 0 | 0 | 0 | 0 | 0 | 0 | 0 | 4294.34 | 6501.27 | 11790.63 | 13296.34 | 13296.35 | 0 | 14057.34 | 0 | 14373.74 | 0 | 15549.88 | 0 | 0 | 19627.06 | 0 | 0 | 0 | 0 | 30507.55 | 0 | 0 | 0 | 0 | 42685.28 | 0 | 0 | 0 | 0 | 0
battery | BTM_Li_Battery | MW | 0 | 0 | 0 | 0 | 0 | 0 | 0 | 865.9 | 1062.1 | 1264.55 | 1473.03 | 1687.13 | 0 | 2130.51 | 0 | 2592.1 | 0 | 2592.1 | 0 | 0 | 2592.1 | 0 | 0 | 0 | 0 | 2592.1 | 0 | 0 | 0 | 0 | 2592.1 | 0 | 0 | 0 | 0 | 0
| Flow_Battery | MW
| Hydrogen_Electrolysis | MW | 0 | 0 | 0 | 0 | 0 | 0 | 0 | 0 | 0 | 0 | 0 | 0 | 0 | 0 | 0 | 0 | 0 | 0 | 0 | 0 | 0 | 0 | 0 | 0 | 0 | 0 | 0 | 0 | 0 | 0 | 0 | 0 | 0 | 0 | 0 | 0
| Flexible_Load | MW | 0 | 0 | 0 | 0 | 0 | 0 | 0 | 0 | 0 | 0 | 0 | 0 | 0 | 0 | 0 | 0 | 0 | 0 | 0 | 0 | 0 | 0 | 0 | 0 | 0 | 0 | 0 | 0 | 0 | 0 | 0 | 0 | 0 | 0 | 0 | 0
Selected Resources by Technology
| Technology | Unit | 2015 | 2016 | 2017 | 2018 | 2019 | 2020 | 2021 | 2022 | 2023 | 2024 | 2025 | 2026 | 2027 | 2028 | 2029 | 2030 | 2031 | 2032 | 2033 | 2034 | 2035 | 2036 | 2037 | 2038 | 2039 | 2040 | 2041 | 2042 | 2043 | 2044 | 2045 | 2046 | 2047 | 2048 | 2049 | 2050
| CAISO_ST | MW | 0 | 0 | 0 | 0 | 0 | 0 | 0 | 0 | 0 | 0 | 0 | 0 | 0 | 0 | 0 | 0 | 0 | 0 | 0 | 0 | 0 | 0 | 0 | 0 | 0 | 0 | 0 | 0 | 0 | 0 | 0 | 0 | 0 | 0 | 0 | 0
| CAISO_CCGT1 | MW | 0 | 0 | 0 | 0 | 0 | 0 | 0 | 0 | 0 | 0 | 0 | 0 | 0 | 0 | 0 | 0 | 0 | 0 | 0 | 0 | 0 | 0 | 0 | 0 | 0 | 0 | 0 | 0 | 0 | 0 | 0 | 0 | 0 | 0 | 0 | 0
| CAISO_CCGT2 | MW | 0 | 0 | 0 | 0 | 0 | 0 | 0 | 0 | 0 | 0 | 0 | 0 | 0 | 0 | 0 | 0 | 0 | 0 | 0 | 0 | 0 | 0 | 0 | 0 | 0 | 0 | 0 | 0 | 0 | 0 | 0 | 0 | 0 | 0 | 0 | 0
| CAISO_Peaker1 | MW | 0 | 0 | 0 | 0 | 0 | 0 | 0 | 0 | 0 | 0 | 0 | 0 | 0 | 0 | 0 | 0 | 0 | 0 | 0 | 0 | 0 | 0 | 0 | 0 | 0 | 0 | 0 | 0 | 0 | 0 | 0 | 0 | 0 | 0 | 0 | 0
| CAISO_Peaker2 | MW | 0 | 0 | 0 | 0 | 0 | 0 | 0 | 0 | 0 | 0 | 0 | 0 | 0 | 0 | 0 | 0 | 0 | 0 | 0 | 0 | 0 | 0 | 0 | 0 | 0 | 0 | 0 | 0 | 0 | 0 | 0 | 0 | 0 | 0 | 0 | 0
| CAISO_Advanced_CCGT | MW | 0 | 0 | 0 | 0 | 0 | 0 | 0 | 0 | 0 | 0 | 0 | 0 | 0 | 0.32 | 0 | 0.32 | 0 | 0.32 | 0 | 0 | 0.32 | 0 | 0 | 0 | 0 | 0.32 | 0 | 0 | 0 | 0 | 925.95 | 0 | 0 | 0 | 0 | 0
| CAISO_Aero_CT | MW | 0 | 0 | 0 | 0 | 0 | 0 | 0 | 0 | 0 | 0 | 0 | 0 | 0 | 0.07 | 0 | 0.07 | 0 | 0.07 | 0 | 0 | 0.07 | 0 | 0 | 0 | 0 | 0.07 | 0 | 0 | 0 | 0 | 0.07 | 0 | 0 | 0 | 0 | 0
| CAISO_Reciprocating_Engine | MW | 0 | 0 | 0 | 0 | 0 | 0 | 0 | 0 | 0 | 0 | 0 | 0 | 0 | 0 | 0 | 0 | 0 | 0 | 0 | 0 | 0 | 0 | 0 | 0 | 0 | 0 | 0 | 0 | 0 | 0 | 0 | 0 | 0 | 0 | 0 | 0
| CAISO_CHP | MW | 0 | 0 | 0 | 0 | 0 | 0 | 0 | 0 | 0 | 0 | 0 | 0 | 0 | 0 | 0 | 0 | 0 | 0 | 0 | 0 | 0 | 0 | 0 | 0 | 0 | 0 | 0 | 0 | 0 | 0 | 0 | 0 | 0 | 0 | 0 | 0
| CAISO_Coal | MW | 0 | 0 | 0 | 0 | 0 | 0 | 0 | 0 | 0 | 0 | 0 | 0 | 0 | 0 | 0 | 0 | 0 | 0 | 0 | 0 | 0 | 0 | 0 | 0 | 0 | 0 | 0 | 0 | 0 | 0 | 0 | 0 | 0 | 0 | 0 | 0
| CAISO_Nuclear | MW | 0 | 0 | 0 | 0 | 0 | 0 | 0 | 0 | 0 | 0 | 0 | 0 | 0 | 0 | 0 | 0 | 0 | 0 | 0 | 0 | 0 | 0 | 0 | 0 | 0 | 0 | 0 | 0 | 0 | 0 | 0 | 0 | 0 | 0 | 0 | 0
| Hydro | MW | 0 | 0 | 0 | 0 | 0 | 0 | 0 | 0 | 0 | 0 | 0 | 0 | 0 | 0 | 0 | 0 | 0 | 0 | 0 | 0 | 0 | 0 | 0 | 0 | 0 | 0 | 0 | 0 | 0 | 0 | 0 | 0 | 0 | 0 | 0 | 0
| Hydro_NW_CAISO | MW | 0 | 0 | 0 | 0 | 0 | 0 | 0 | 0 | 0 | 0 | 0 | 0 | 0 | 0 | 0 | 0 | 0 | 0 | 0 | 0 | 0 | 0 | 0 | 0 | 0 | 0 | 0 | 0 | 0 | 0 | 0 | 0 | 0 | 0 | 0 | 0
| CAISO_Conventional_DR | MW | 0 | 0 | 0 | 0 | 0 | 0 | 0 | 151.3 | 151.3 | 352.56 | 440.66 | 440.66 | 0 | 440.66 | 0 | 440.66 | 0 | 440.66 | 0 | 0 | 440.66 | 0 | 0 | 0 | 0 | 440.66 | 0 | 0 | 0 | 0 | 440.66 | 0 | 0 | 0 | 0 | 0
| Customer_PV | MW | 0 | 0 | 0 | 0 | 0 | 0 | 0 | 0 | 0 | 0 | 0 | 0 | 0 | 0 | 0 | 0 | 0 | 0 | 0 | 0 | 0 | 0 | 0 | 0 | 0 | 0 | 0 | 0 | 0 | 0 | 0 | 0 | 0 | 0 | 0 | 0
| Solar | MW | 0 | 0 | 0 | 0 | 0 | 0 | 0 | 3093.74 | 6549.04 | 7750.39 | 11000.01 | 11000.01 | 0 | 11396.84 | 0 | 14341.63 | 0 | 17505.51 | 0 | 0 | 26977.14 | 0 | 0 | 0 | 0 | 43716.46 | 0 | 0 | 0 | 0 | 72340.25 | 0 | 0 | 0 | 0 | 0
| Geothermal | MW | 0 | 0 | 0 | 0 | 0 | 0 | 0 | 14 | 114 | 114 | 114 | 184 | 0 | 1159.71 | 0 | 1159.71 | 0 | 1159.71 | 0 | 0 | 1159.71 | 0 | 0 | 0 | 0 | 1159.71 | 0 | 0 | 0 | 0 | 1521.41 | 0 | 0 | 0 | 0 | 0
| Biomass | MW | 0 | 0 | 0 | 0 | 0 | 0 | 0 | 34.18 | 65.32 | 83.44 | 107.44 | 107.44 | 0 | 134.39 | 0 | 134.39 | 0 | 134.39 | 0 | 0 | 134.39 | 0 | 0 | 0 | 0 | 134.39 | 0 | 0 | 0 | 0 | 134.39 | 0 | 0 | 0 | 0 | 0
| Small_Hydro | MW | 0 | 0 | 0 | 0 | 0 | 0 | 0 | 0 | 0 | 0 | 0 | 0 | 0 | 0 | 0 | 0 | 0 | 0 | 0 | 0 | 0 | 0 | 0 | 0 | 0 | 0 | 0 | 0 | 0 | 0 | 0 | 0 | 0 | 0 | 0 | 0
| Wind | MW | 0 | 0 | 0 | 0 | 0 | 0 | 0 | 1696.75 | 1718.86 | 2048.7 | 3531.35 | 3531.35 | 0 | 3531.35 | 0 | 3531.35 | 0 | 3531.35 | 0 | 0 | 3531.35 | 0 | 0 | 0 | 0 | 3531.35 | 0 | 0 | 0 | 0 | 5031.27 | 0 | 0 | 0 | 0 | 0
| Wind OOS New Tx | MW | 0 | 0 | 0 | 0 | 0 | 0 | 0 | 0 | 0 | 0 | 0 | 0.03 | 0 | 0.06 | 0 | 1500.03 | 0 | 1500.03 | 0 | 0 | 1500.03 | 0 | 0 | 0 | 0 | 1970.2 | 0 | 0 | 0 | 0 | 1970.2 | 0 | 0 | 0 | 0 | 0
| Offshore_Wind | MW | 0 | 0 | 0 | 0 | 0 | 0 | 0 | 0 | 0 | 0 | 0 | 120 | 0 | 195 | 0 | 195.01 | 0 | 1707.57 | 0 | 0 | 1728.08 | 0 | 0 | 0 | 0 | 1728.08 | 0 | 0 | 0 | 0 | 1728.08 | 0 | 0 | 0 | 0 | 0
| Pumped_Hydro | MW | 0 | 0 | 0 | 0 | 0 | 0 | 0 | 0 | 0 | 0 | 0 | 196 | 0 | 1000 | 0 | 1000.28 | 0 | 1000.28 | 0 | 0 | 1000.28 | 0 | 0 | 0 | 0 | 1000.28 | 0 | 0 | 0 | 0 | 1000.28 | 0 | 0 | 0 | 0 | 0
| Li_Battery | MW | 0 | 0 | 0 | 0 | 0 | 0 | 0 | 2556.6 | 4595.53 | 9803.39 | 11309.1 | 11309.11 | 0 | 12070.1 | 0 | 12386.5 | 0 | 13562.64 | 0 | 0 | 17639.82 | 0 | 0 | 0 | 0 | 28520.31 | 0 | 0 | 0 | 0 | 40698.04 | 0 | 0 | 0 | 0 | 0
| BTM_Li_Battery | MW | 0 | 0 | 0 | 0 | 0 | 0 | 0 | 7.9 | 7.9 | 7.9 | 7.9 | 7.9 | 0 | 7.9 | 0 | 7.9 | 0 | 7.9 | 0 | 0 | 7.9 | 0 | 0 | 0 | 0 | 7.9 | 0 | 0 | 0 | 0 | 7.9 | 0 | 0 | 0 | 0 | 0
| Flow_Battery | MW | 0 | 0 | 0 | 0 | 0 | 0 | 0 | 0.04 | 0.07 | 0.12 | 0.12 | 0.12 | 0 | 0.13 | 0 | 0.13 | 0 | 0.13 | 0 | 0 | 0.13 | 0 | 0 | 0 | 0 | 0.13 | 0 | 0 | 0 | 0 | 0.13 | 0 | 0 | 0 | 0 | 0
| Hydrogen_Electrolysis | MW | 0 | 0 | 0 | 0 | 0 | 0 | 0 | 0 | 0 | 0 | 0 | 0 | 0 | 0 | 0 | 0 | 0 | 0 | 0 | 0 | 0 | 0 | 0 | 0 | 0 | 0 | 0 | 0 | 0 | 0 | 0 | 0 | 0 | 0 | 0 | 0
| Flexible_Load | MW | 0 | 0 | 0 | 0 | 0 | 0 | 0 | 0 | 0 | 0 | 0 | 0 | 0 | 0 | 0 | 0 | 0 | 0 | 0 | 0 | 0 | 0 | 0 | 0 | 0 | 0 | 0 | 0 | 0 | 0 | 0 | 0 | 0 | 0 | 0 | 0
Baseline Resources by Technology
| Technology | Unit | 2015 | 2016 | 2017 | 2018 | 2019 | 2020 | 2021 | 2022 | 2023 | 2024 | 2025 | 2026 | 2027 | 2028 | 2029 | 2030 | 2031 | 2032 | 2033 | 2034 | 2035 | 2036 | 2037 | 2038 | 2039 | 2040 | 2041 | 2042 | 2043 | 2044 | 2045 | 2046 | 2047 | 2048 | 2049 | 2050
| CAISO_ST | MW | 0 | 0 | 0 | 0 | 0 | 0 | 0 | 2882.89 | 2882.89 | 0 | 0 | 0 | 0 | 0 | 0 | 0 | 0 | 0 | 0 | 0 | 0 | 0 | 0 | 0 | 0 | 0 | 0 | 0 | 0 | 0 | 0 | 0 | 0 | 0 | 0 | 0
| CAISO_CCGT1 | MW | 0 | 0 | 0 | 0 | 0 | 0 | 0 | 13449.12 | 13449.12 | 13449.12 | 13449.12 | 13499.52 | 0 | 13499.52 | 0 | 13499.52 | 0 | 13499.52 | 0 | 0 | 13499.52 | 0 | 0 | 0 | 0 | 13499.52 | 0 | 0 | 0 | 0 | 13499.52 | 0 | 0 | 0 | 0 | 0
| CAISO_CCGT2 | MW | 0 | 0 | 0 | 0 | 0 | 0 | 0 | 2921.22 | 2921.22 | 2921.22 | 2921.22 | 2921.22 | 0 | 2921.22 | 0 | 2921.22 | 0 | 2921.22 | 0 | 0 | 2921.22 | 0 | 0 | 0 | 0 | 2921.22 | 0 | 0 | 0 | 0 | 2921.22 | 0 | 0 | 0 | 0 | 0
| CAISO_Peaker1 | MW | 0 | 0 | 0 | 0 | 0 | 0 | 0 | 4995.92 | 4995.92 | 4995.92 | 4940.72 | 4940.72 | 0 | 4940.72 | 0 | 4940.72 | 0 | 4940.72 | 0 | 0 | 4940.72 | 0 | 0 | 0 | 0 | 4940.72 | 0 | 0 | 0 | 0 | 4940.72 | 0 | 0 | 0 | 0 | 0
| CAISO_Peaker2 | MW | 0 | 0 | 0 | 0 | 0 | 0 | 0 | 3462.64 | 3462.64 | 3462.64 | 3225.12 | 3125.37 | 0 | 3125.37 | 0 | 3125.37 | 0 | 3125.37 | 0 | 0 | 3125.37 | 0 | 0 | 0 | 0 | 3125.37 | 0 | 0 | 0 | 0 | 3125.37 | 0 | 0 | 0 | 0 | 0
| CAISO_Advanced_CCGT | MW | 0 | 0 | 0 | 0 | 0 | 0 | 0 | 0 | 0 | 0 | 0 | 0 | 0 | 0 | 0 | 0 | 0 | 0 | 0 | 0 | 0 | 0 | 0 | 0 | 0 | 0 | 0 | 0 | 0 | 0 | 0 | 0 | 0 | 0 | 0 | 0
| CAISO_Aero_CT | MW | 0 | 0 | 0 | 0 | 0 | 0 | 0 | 0 | 0 | 0 | 0 | 0 | 0 | 0 | 0 | 0 | 0 | 0 | 0 | 0 | 0 | 0 | 0 | 0 | 0 | 0 | 0 | 0 | 0 | 0 | 0 | 0 | 0 | 0 | 0 | 0
| CAISO_Reciprocating_Engine | MW | 0 | 0 | 0 | 0 | 0 | 0 | 0 | 255.3 | 255.3 | 255.3 | 255.3 | 255.3 | 0 | 255.3 | 0 | 255.3 | 0 | 255.3 | 0 | 0 | 255.3 | 0 | 0 | 0 | 0 | 255.3 | 0 | 0 | 0 | 0 | 255.3 | 0 | 0 | 0 | 0 | 0
| CAISO_CHP | MW | 0 | 0 | 0 | 0 | 0 | 0 | 0 | 2194.79 | 2155.54 | 2107.34 | 1997.4 | 1892.1 | 0 | 1892.1 | 0 | 1892.1 | 0 | 1513.68 | 0 | 0 | 946.05 | 0 | 0 | 0 | 0 | 0 | 0 | 0 | 0 | 0 | 0 | 0 | 0 | 0 | 0 | 0
| CAISO_Coal | MW | 0 | 0 | 0 | 0 | 0 | 0 | 0 | 480 | 480 | 480 | 0 | 0 | 0 | 0 | 0 | 0 | 0 | 0 | 0 | 0 | 0 | 0 | 0 | 0 | 0 | 0 | 0 | 0 | 0 | 0 | 0 | 0 | 0 | 0 | 0 | 0
| CAISO_Nuclear | MW | 0 | 0 | 0 | 0 | 0 | 0 | 0 | 2935 | 2935 | 1785 | 635 | 635 | 0 | 635 | 0 | 635 | 0 | 635 | 0 | 0 | 635 | 0 | 0 | 0 | 0 | 635 | 0 | 0 | 0 | 0 | 635 | 0 | 0 | 0 | 0 | 0
| Hydro | MW | 0 | 0 | 0 | 0 | 0 | 0 | 0 | 7073.36 | 7073.36 | 7073.36 | 7073.36 | 7073.36 | 0 | 7073.36 | 0 | 7072.77 | 0 | 7072.77 | 0 | 0 | 7072.77 | 0 | 0 | 0 | 0 | 7072.77 | 0 | 0 | 0 | 0 | 7072.77 | 0 | 0 | 0 | 0 | 0
| Hydro_NW_CAISO | MW | 0 | 0 | 0 | 0 | 0 | 0 | 0 | 2851.77 | 2851.77 | 2851.77 | 2851.77 | 2851.77 | 0 | 2851.77 | 0 | 2851.77 | 0 | 2851.77 | 0 | 0 | 2851.77 | 0 | 0 | 0 | 0 | 2851.77 | 0 | 0 | 0 | 0 | 2851.77 | 0 | 0 | 0 | 0 | 0
| CAISO_Conventional_DR | MW | 0 | 0 | 0 | 0 | 0 | 0 | 0 | 2195.45 | 2195.45 | 2195.45 | 2195.45 | 2195.45 | 0 | 2195.45 | 0 | 2195.45 | 0 | 2195.45 | 0 | 0 | 2195.45 | 0 | 0 | 0 | 0 | 2195.45 | 0 | 0 | 0 | 0 | 2195.45 | 0 | 0 | 0 | 0 | 0
| Customer_PV | MW | 0 | 0 | 0 | 0 | 0 | 0 | 0 | 12710.97 | 13991.86 | 15256.98 | 16483.22 | 17636.07 | 0 | 19753.25 | 0 | 21705.79 | 0 | 23794.82 | 0 | 0 | 26928.37 | 0 | 0 | 0 | 0 | 32150.94 | 0 | 0 | 0 | 0 | 37373.52 | 0 | 0 | 0 | 0 | 0
| Solar | MW | 0 | 0 | 0 | 0 | 0 | 0 | 0 | 15754.19 | 16416.79 | 16416.79 | 16416.79 | 16416.79 | 0 | 16416.79 | 0 | 16416.79 | 0 | 16416.79 | 0 | 0 | 16416.79 | 0 | 0 | 0 | 0 | 16416.79 | 0 | 0 | 0 | 0 | 16416.79 | 0 | 0 | 0 | 0 | 0
| Geothermal | MW | 0 | 0 | 0 | 0 | 0 | 0 | 0 | 1587.44 | 1587.44 | 1587.44 | 1587.44 | 1587.44 | 0 | 1587.44 | 0 | 1587.44 | 0 | 1587.44 | 0 | 0 | 1587.44 | 0 | 0 | 0 | 0 | 1587.44 | 0 | 0 | 0 | 0 | 1587.44 | 0 | 0 | 0 | 0 | 0
| Biomass | MW | 0 | 0 | 0 | 0 | 0 | 0 | 0 | 809.62 | 809.62 | 809.62 | 809.62 | 809.62 | 0 | 809.62 | 0 | 807.72 | 0 | 807.72 | 0 | 0 | 807.72 | 0 | 0 | 0 | 0 | 807.72 | 0 | 0 | 0 | 0 | 807.72 | 0 | 0 | 0 | 0 | 0
| Small_Hydro | MW | 0 | 0 | 0 | 0 | 0 | 0 | 0 | 958.33 | 958.33 | 958.33 | 958.33 | 958.33 | 0 | 958.33 | 0 | 958.33 | 0 | 958.33 | 0 | 0 | 958.33 | 0 | 0 | 0 | 0 | 958.33 | 0 | 0 | 0 | 0 | 958.33 | 0 | 0 | 0 | 0 | 0
| Wind | MW | 0 | 0 | 0 | 0 | 0 | 0 | 0 | 6970.12 | 6970.12 | 6970.12 | 6970.12 | 6970.12 | 0 | 6970.12 | 0 | 6970.12 | 0 | 6970.12 | 0 | 0 | 6970.12 | 0 | 0 | 0 | 0 | 6970.12 | 0 | 0 | 0 | 0 | 6970.12 | 0 | 0 | 0 | 0 | 0
| Wind OOS New Tx | MW | 0 | 0 | 0 | 0 | 0 | 0 | 0 | 0 | 0 | 0 | 0 | 0 | 0 | 0 | 0 | 0 | 0 | 0 | 0 | 0 | 0 | 0 | 0 | 0 | 0 | 0 | 0 | 0 | 0 | 0 | 0 | 0 | 0 | 0 | 0 | 0
| Offshore_Wind | MW | 0 | 0 | 0 | 0 | 0 | 0 | 0 | 0 | 0 | 0 | 0 | 0 | 0 | 0 | 0 | 0 | 0 | 0 | 0 | 0 | 0 | 0 | 0 | 0 | 0 | 0 | 0 | 0 | 0 | 0 | 0 | 0 | 0 | 0 | 0 | 0
| Pumped_Hydro | MW | 0 | 0 | 0 | 0 | 0 | 0 | 0 | 1898.5 | 1898.5 | 1898.5 | 1898.5 | 1898.5 | 0 | 1898.5 | 0 | 1898.5 | 0 | 1898.5 | 0 | 0 | 1898.5 | 0 | 0 | 0 | 0 | 1898.5 | 0 | 0 | 0 | 0 | 1898.5 | 0 | 0 | 0 | 0 | 0
| Li_Battery | MW | 0 | 0 | 0 | 0 | 0 | 0 | 0 | 1737.74 | 1905.74 | 1987.24 | 1987.24 | 1987.24 | 0 | 1987.24 | 0 | 1987.24 | 0 | 1987.24 | 0 | 0 | 1987.24 | 0 | 0 | 0 | 0 | 1987.24 | 0 | 0 | 0 | 0 | 1987.24 | 0 | 0 | 0 | 0 | 0
| BTM_Li_Battery | MW | 0 | 0 | 0 | 0 | 0 | 0 | 0 | 858 | 1054.2 | 1256.65 | 1465.13 | 1679.23 | 0 | 2122.61 | 0 | 2584.2 | 0 | 2584.2 | 0 | 0 | 2584.2 | 0 | 0 | 0 | 0 | 2584.2 | 0 | 0 | 0 | 0 | 2584.2 | 0 | 0 | 0 | 0 | 0
| Flow_Battery | MW | [5 empty] | 0 | 0 | -0.04 | -0.07 | -0.12 | -0.12 | -0.12 | 0 | -0.13 | 0 | -0.13 | 0 | -0.13 | 0 | 0 | -0.13 | 0 | 0 | 0 | 0 | -0.13 | 0 | 0 | 0 | 0 | -0.13 | 0 | 0 | 0 | 0 | 0
| Hydrogen_Electrolysis | MW | 0 | 0 | 0 | 0 | 0 | 0 | 0 | 0 | 0 | 0 | 0 | 0 | 0 | 0 | 0 | 0 | 0 | 0 | 0 | 0 | 0 | 0 | 0 | 0 | 0 | 0 | 0 | 0 | 0 | 0 | 0 | 0 | 0 | 0 | 0 | 0
| Flexible_Load | MW | 0 | 0 | 0 | 0 | 0 | 0 | 0 | 0 | 0 | 0 | 0 | 0 | 0 | 0 | 0 | 0 | 0 | 0 | 0 | 0 | 0 | 0 | 0 | 0 | 0 | 0 | 0 | 0 | 0 | 0 | 0 | 0 | 0 | 0 | 0 | 0
CAISO Energy Balance
Note: this rolls up all resources balanced in the CAISO zone, including resources that are contracted to other zones, e.g. BANC.
It does not include resources that are contracted to CAISO but balanced in another zone, except Hydro NW CAISO
Generation by Technology
| Technology | Unit | 2015 | 2016 | 2017 | 2018 | 2019 | 2020 | 2021 | 2022 | 2023 | 2024 | 2025 | 2026 | 2027 | 2028 | 2029 | 2030 | 2031 | 2032 | 2033 | 2034 | 2035 | 2036 | 2037 | 2038 | 2039 | 2040 | 2041 | 2042 | 2043 | 2044 | 2045 | 2046 | 2047 | 2048 | 2049 | 2050
natural gas nonpeaker | CAISO_ST | GWh | 0 | 0 | 0 | 0 | 0 | 0 | 0 | 1.1662 | 1.1135 | 0 | 0 | 0 | 0 | 0 | 0 | 0 | 0 | 0 | 0 | 0 | 0 | 0 | 0 | 0 | 0 | 0 | 0 | 0 | 0 | 0 | 0 | 0 | 0 | 0 | 0 | 0
natural gas nonpeaker | CAISO_CCGT1 | GWh | 0 | 0 | 0 | 0 | 0 | 0 | 0 | 50069.7118 | 43129.3884 | 48230.4278 | 45875.0314 | 46259.6714 | 0 | 39835.3708 | 0 | 32108.8655 | 0 | 30911.0226 | 0 | 0 | 31684.6998 | 0 | 0 | 0 | 0 | 31366.9067 | 0 | 0 | 0 | 0 | 24840.1234 | 0 | 0 | 0 | 0 | 0
natural gas nonpeaker | CAISO_CCGT2 | GWh | 0 | 0 | 0 | 0 | 0 | 0 | 0 | 2.3828 | 2.2641 | 2.3283 | 2.3604 | 1.6676 | 0 | 1.2909 | 0 | 1.0154 | 0 | 0.68021 | 0 | 0 | 0.45912 | 0 | 0 | 0 | 0 | 0.39951 | 0 | 0 | 0 | 0 | 0.070391 | 0 | 0 | 0 | 0 | 0
natural gas peaker | CAISO_Peaker1 | GWh | 0 | 0 | 0 | 0 | 0 | 0 | 0 | 432.3151 | 271.3619 | 3.5153 | 1.1465 | 0.86317 | 0 | 0.60042 | 0 | 0.50159 | 0 | 0.34757 | 0 | 0 | 0.23555 | 0 | 0 | 0 | 0 | 0.19026 | 0 | 0 | 0 | 0 | 0.028302 | 0 | 0 | 0 | 0 | 0
natural gas peaker | CAISO_Peaker2 | GWh | 0 | 0 | 0 | 0 | 0 | 0 | 0 | 0.49799 | 0.50482 | 0.53278 | 0.55935 | 0.40057 | 0 | 0.31148 | 0 | 0.24926 | 0 | 0.16929 | 0 | 0 | 0.11753 | 0 | 0 | 0 | 0 | 0.099668 | 0 | 0 | 0 | 0 | 0.0085453 | 0 | 0 | 0 | 0 | 0
natural gas nonpeaker | CAISO_Advanced_CCGT | GWh | 0 | 0 | 0 | 0 | 0 | 0 | 0 | 0 | 0 | 0 | 0 | 0 | 0 | 1.6702 | 0 | 1.5745 | 0 | 1.5535 | 0 | 0 | 1.5491 | 0 | 0 | 0 | 0 | 1.4867 | 0 | 0 | 0 | 0 | 3126.6913 | 0 | 0 | 0 | 0 | 0
| CAISO_Aero_CT | GWh | 0 | 0 | 0 | 0 | 0 | 0 | 0 | 0 | 0 | 0 | 0 | 0 | 0 | 0.26473 | 0 | 0.23543 | 0 | 0.19067 | 0 | 0 | 0.14673 | 0 | 0 | 0 | 0 | 0.12569 | 0 | 0 | 0 | 0 | 0.020712 | 0 | 0 | 0 | 0 | 0
natural gas nonpeaker | CAISO_Reciprocating_Engine | GWh | 0 | 0 | 0 | 0 | 0 | 0 | 0 | 60.9902 | 47.373 | 9.8927 | 10.4102 | 10.2889 | 0 | 9.5259 | 0 | 12.6193 | 0 | 12.0015 | 0 | 0 | 7.3849 | 0 | 0 | 0 | 0 | 11.1019 | 0 | 0 | 0 | 0 | 0.035493 | 0 | 0 | 0 | 0 | 0
chp | CAISO_CHP | GWh | 0 | 0 | 0 | 0 | 0 | 0 | 0 | 10401.3161 | 10215.3078 | 9986.8804 | 9465.8478 | 8966.8436 | 0 | 8966.8436 | 0 | 8966.8436 | 0 | 7173.4709 | 0 | 0 | 4483.4078 | 0 | 0 | 0 | 0 | 0 | 0 | 0 | 0 | 0 | 0 | 0 | 0 | 0 | 0 | 0
hard coal | CAISO_Coal | GWh | 0 | 0 | 0 | 0 | 0 | 0 | 0 | 2.0867 | 1.6818 | 1.9261 | 0 | 0 | 0 | 0 | 0 | 0 | 0 | 0 | 0 | 0 | 0 | 0 | 0 | 0 | 0 | 0 | 0 | 0 | 0 | 0 | 0 | 0 | 0 | 0 | 0 | 0
nuclear | CAISO_Nuclear | GWh | 0 | 0 | 0 | 0 | 0 | 0 | 0 | 23611.1228 | 23611.1228 | 14359.7459 | 5108.369 | 5108.369 | 0 | 5108.369 | 0 | 5108.369 | 0 | 5108.369 | 0 | 0 | 5108.369 | 0 | 0 | 0 | 0 | 5108.369 | 0 | 0 | 0 | 0 | 5108.369 | 0 | 0 | 0 | 0 | 0
hydro | Hydro | GWh | 0 | 0 | 0 | 0 | 0 | 0 | 0 | 18705.762 | 18705.7615 | 18705.7627 | 18705.7645 | 18705.7612 | 0 | 18705.7639 | 0 | 18704.197 | 0 | 18704.1995 | 0 | 0 | 18704.2007 | 0 | 0 | 0 | 0 | 18704.204 | 0 | 0 | 0 | 0 | 18704.1959 | 0 | 0 | 0 | 0 | 0
out of state | Hydro_NW_CAISO | GWh | 0 | 0 | 0 | 0 | 0 | 0 | 0 | 11492.5068 | 11384.1718 | 11429.3951 | 11347.4712 | 11331.2296 | 0 | 11291.1304 | 0 | 11292.6104 | 0 | 11109.3281 | 0 | 0 | 11081.5292 | 0 | 0 | 0 | 0 | 10477.3456 | 0 | 0 | 0 | 0 | 8318.7177 | 0 | 0 | 0 | 0 | 0
demand response | CAISO_Conventional_DR | GWh | 0 | 0 | 0 | 0 | 0 | 0 | 0 | 0 | 0 | 0 | 0 | 0 | 0 | 0 | 0 | 0 | 0 | 0 | 0 | 0 | 0 | 0 | 0 | 0 | 0 | 0 | 0 | 0 | 0 | 0 | 0 | 0 | 0 | 0 | 0 | 0
customer solar | Customer_PV | GWh | 0 | 0 | 0 | 0 | 0 | 0 | 0 | 24128.2892 | 26559.7013 | 28961.1994 | 31288.863 | 33477.2421 | 0 | 37496.1202 | 0 | 41202.4926 | 0 | 45167.9457 | 0 | 0 | 51116.1221 | 0 | 0 | 0 | 0 | 61029.7517 | 0 | 0 | 0 | 0 | 70943.3785 | 0 | 0 | 0 | 0 | 0
solar PV | Solar | GWh | 0 | 0 | 0 | 0 | 0 | 0 | 0 | 47059.7579 | 57069.8161 | 61224.2652 | 69488.6224 | 69811.8585 | 0 | 70600.0956 | 0 | 77343.7859 | 0 | 84249.5109 | 0 | 0 | 108992.7749 | 0 | 0 | 0 | 0 | 151639.9086 | 0 | 0 | 0 | 0 | 206106.0342 | 0 | 0 | 0 | 0 | 0
geothermal | Geothermal | GWh | 0 | 0 | 0 | 0 | 0 | 0 | 0 | 8758.5984 | 9530.3544 | 9530.3544 | 9530.3544 | 10082.0592 | 0 | 17410.6752 | 0 | 17410.6752 | 0 | 17410.6752 | 0 | 0 | 17410.6752 | 0 | 0 | 0 | 0 | 17410.6752 | 0 | 0 | 0 | 0 | 19977.0924 | 0 | 0 | 0 | 0 | 0
biomass | Biomass | GWh | 0 | 0 | 0 | 0 | 0 | 0 | 0 | 4411.0104 | 4642.8876 | 4777.8792 | 4956.5832 | 4956.5832 | 0 | 5157.1872 | 0 | 5147.5512 | 0 | 5147.5512 | 0 | 0 | 5147.5512 | 0 | 0 | 0 | 0 | 5147.5512 | 0 | 0 | 0 | 0 | 5147.6388 | 0 | 0 | 0 | 0 | 0
hydro | Small_Hydro | GWh | 0 | 0 | 0 | 0 | 0 | 0 | 0 | 4257.8856 | 4257.8856 | 4257.8856 | 4257.8856 | 4257.8856 | 0 | 4257.8856 | 0 | 4257.8856 | 0 | 4257.8856 | 0 | 0 | 4257.8856 | 0 | 0 | 0 | 0 | 4257.8856 | 0 | 0 | 0 | 0 | 4257.8856 | 0 | 0 | 0 | 0 | 0
onshore wind | Wind | GWh | 0 | 0 | 0 | 0 | 0 | 0 | 0 | 21766.9331 | 21584.8053 | 22870.3492 | 26649.6321 | 26723.6532 | 0 | 26636.824 | 0 | 26349.0431 | 0 | 26205.2697 | 0 | 0 | 25858.1129 | 0 | 0 | 0 | 0 | 25280.0581 | 0 | 0 | 0 | 0 | 26910.8312 | 0 | 0 | 0 | 0 | 0
out of state | Wind OOS New Tx | GWh | 0 | 0 | 0 | 0 | 0 | 0 | 0 | 0 | 0 | 0 | 0 | 0.093445 | 0 | 0.16735 | 0 | 5679.4821 | 0 | 5646.8905 | 0 | 0 | 5621.9965 | 0 | 0 | 0 | 0 | 7303.6156 | 0 | 0 | 0 | 0 | 6913.8358 | 0 | 0 | 0 | 0 | 0
offshore wind | Offshore_Wind | GWh | 0 | 0 | 0 | 0 | 0 | 0 | 0 | 0 | 0 | 0 | 0 | 494.3693 | 0 | 800.7547 | 0 | 811.4309 | 0 | 7116.4106 | 0 | 0 | 7182.9908 | 0 | 0 | 0 | 0 | 7070.6986 | 0 | 0 | 0 | 0 | 6647.0793 | 0 | 0 | 0 | 0 | 0
pumped hydro | Pumped_Hydro | GWh | 0 | 0 | 0 | 0 | 0 | 0 | 0 | -517.8546 | -691.1165 | -454.3113 | -597.1637 | -710.4835 | 0 | -1103.0331 | 0 | -1521.0451 | 0 | -1631.0897 | 0 | 0 | -1595.8426 | 0 | 0 | 0 | 0 | -1471.0228 | 0 | 0 | 0 | 0 | -1624.003 | 0 | 0 | 0 | 0 | 0
battery | Li_Battery | GWh | 0 | 0 | 0 | 0 | 0 | 0 | 0 | -910.1094 | -1584.0564 | -2628.773 | -3142.1376 | -3151.8698 | 0 | -3367.9463 | 0 | -3598.2654 | 0 | -4178.3638 | 0 | 0 | -6783.5773 | 0 | 0 | 0 | 0 | -11906.9593 | 0 | 0 | 0 | 0 | -18948.138 | 0 | 0 | 0 | 0 | 0
battery | BTM_Li_Battery | GWh | 0 | 0 | 0 | 0 | 0 | 0 | 0 | -127.4282 | -177.5458 | -189.4584 | -237.2406 | -267.4887 | 0 | -340.3653 | 0 | -435.4095 | 0 | -462.8576 | 0 | 0 | -484.5216 | 0 | 0 | 0 | 0 | -533.4859 | 0 | 0 | 0 | 0 | -698.6472 | 0 | 0 | 0 | 0 | 0
battery | Flow_Battery | GWh | 0 | 0 | 0 | 0 | 0 | 0 | 0 | -0.075472 | -0.082461 | -0.1685 | -0.17129 | -0.14117 | 0 | -0.13398 | 0 | -0.13204 | 0 | -0.12508 | 0 | 0 | -0.11129 | 0 | 0 | 0 | 0 | -0.10219 | 0 | 0 | 0 | 0 | -0.092689 | 0 | 0 | 0 | 0 | 0
electricity imports | Imports (unspecified) | GWh | 0 | 0 | 0 | 0 | 0 | 0 | 0 | 18936.6982 | 21262.8223 | 21689.0169 | 23722.1768 | 24011.4912 | 0 | 24402.5774 | 0 | 24668.2604 | 0 | 23535.7232 | 0 | 0 | 19890.8947 | 0 | 0 | 0 | 0 | 15369.1863 | 0 | 0 | 0 | 0 | 3631.8028 | 0 | 0 | 0 | 0 | 0
electricity exports | Exports | GWh | 0 | 0 | 0 | 0 | 0 | 0 | 0 | -2566.8973 | -3705.8961 | -2772.33 | -3269.4993 | -3977.9887 | 0 | -4902.6751 | 0 | -7067.8092 | 0 | -8902.5777 | 0 | 0 | -9040.0296 | 0 | 0 | 0 | 0 | -12100.7151 | 0 | 0 | 0 | 0 | -21392.4829 | 0 | 0 | 0 | 0 | 0
renewable curtailment | Total Curtailment | GWh | 0 | 0 | 0 | 0 | 0 | 0 | 0 | -1470.8382 | -2838.1891 | -1307.5113 | -2532.5198 | -2206.143 | 0 | -2682.2518 | 0 | -4859.4368 | 0 | -7310.7398 | 0 | 0 | -10217.083 | 0 | 0 | 0 | 0 | -15489.7377 | 0 | 0 | 0 | 0 | -42655.1613 | 0 | 0 | 0 | 0 | 0
| Load | GWh | 0 | 0 | 0 | 0 | 0 | 0 | 0 | 238999.0063 | 245080.9701 | 249400.5902 | 252484.1977 | 255344.0258 | 0 | 260112.9323 | 0 | 265131.851 | 0 | 274919.5186 | 0 | 0 | 295851.6159 | 0 | 0 | 0 | 0 | 330738.4153 | 0 | 0 | 0 | 0 | 363495.3387 | 0 | 0 | 0 | 0 | 0
| Supply-Side Load | GWh | 0 | 0 | 0 | 0 | 0 | 0 | 0 | 214743.2888 | 218343.723 | 220249.9325 | 220958.0942 | 221599.2951 | 0 | 222276.4468 | 0 | 223493.9489 | 0 | 229288.7153 | 0 | 0 | 244250.9722 | 0 | 0 | 0 | 0 | 269175.1776 | 0 | 0 | 0 | 0 | 291853.313 | 0 | 0 | 0 | 0 | 0
| Net Imports | GWh | 0 | 0 | 0 | 0 | 0 | 0 | 0 | 16369.8009 | 17556.9262 | 18916.6868 | 20452.6775 | 20033.5024 | 0 | 19499.9023 | 0 | 17600.4512 | 0 | 14633.1454 | 0 | 0 | 10850.8651 | 0 | 0 | 0 | 0 | 3268.4712 | 0 | 0 | 0 | 0 | -17760.6801 | 0 | 0 | 0 | 0 | 0
| Load Plus Exports | GWh | 0 | 0 | 0 | 0 | 0 | 0 | 0 | 241565.9036 | 248786.8662 | 252172.9203 | 255753.6971 | 259322.0146 | 0 | 265015.6074 | 0 | 272199.6602 | 0 | 283822.0964 | 0 | 0 | 304891.6455 | 0 | 0 | 0 | 0 | 342839.1303 | 0 | 0 | 0 | 0 | 384887.8216 | 0 | 0 | 0 | 0 | 0
total electricity generation | Sum of Supply | GWh | 0 | 0 | 0 | 0 | 0 | 0 | 0 | 239976.6662 | 246119.6267 | 249996.3155 | 253164.8653 | 256092.3588 | 0 | 260969.2748 | 0 | 266445.0266 | 0 | 276584.1815 | 0 | 0 | 298647.021 | 0 | 0 | 0 | 0 | 334167.2746 | 0 | 0 | 0 | 0 | 367970.4757 | 0 | 0 | 0 | 0 | 0
| Sub-Hourly Imbalance | GWh | 0 | 0 | 0 | 0 | 0 | 0 | 0 | 331.7604 | 349.0824 | 366.4167 | 383.7633 | 401.1015 | 0 | 435.7845 | 0 | 470.4907 | 0 | 505.1707 | 0 | 0 | 557.2161 | 0 | 0 | 0 | 0 | 643.9539 | 0 | 0 | 0 | 0 | 730.7614 | 0 | 0 | 0 | 0 | 0
| Pipeline Biogas Generation (included in gas generation above) | GWh | 0 | 0 | 0 | 0 | 0 | 0 | 0 | 0 | 0 | 0 | 0 | 0 | 0 | 0 | 0 | 0 | 0 | 0 | 0 | 0 | 0 | 0 | 0 | 0 | 0 | 0 | 0 | 0 | 0 | 0 | 0 | 0 | 0 | 0 | 0 | 0
Aggregated Energy Balance
| CHP | GWh | 0 | 0 | 0 | 0 | 0 | 0 | 0 | 10401.3161 | 10215.3078 | 9986.8804 | 9465.8478 | 8966.8436 | 0 | 8966.8436 | 0 | 8966.8436 | 0 | 7173.4709 | 0 | 0 | 4483.4078 | 0 | 0 | 0 | 0 | 0 | 0 | 0 | 0 | 0 | 0 | 0 | 0 | 0 | 0 | 0
| Nuclear | GWh | 0 | 0 | 0 | 0 | 0 | 0 | 0 | 23611.1228 | 23611.1228 | 14359.7459 | 5108.369 | 5108.369 | 0 | 5108.369 | 0 | 5108.369 | 0 | 5108.369 | 0 | 0 | 5108.369 | 0 | 0 | 0 | 0 | 5108.369 | 0 | 0 | 0 | 0 | 5108.369 | 0 | 0 | 0 | 0 | 0
| Hydro | GWh | 0 | 0 | 0 | 0 | 0 | 0 | 0 | 18705.762 | 18705.7615 | 18705.7627 | 18705.7645 | 18705.7612 | 0 | 18705.7639 | 0 | 18704.197 | 0 | 18704.1995 | 0 | 0 | 18704.2007 | 0 | 0 | 0 | 0 | 18704.204 | 0 | 0 | 0 | 0 | 18704.1959 | 0 | 0 | 0 | 0 | 0
| Hydro_NW_CAISO | GWh | 0 | 0 | 0 | 0 | 0 | 0 | 0 | 11492.5068 | 11384.1718 | 11429.3951 | 11347.4712 | 11331.2296 | 0 | 11291.1304 | 0 | 11292.6104 | 0 | 11109.3281 | 0 | 0 | 11081.5292 | 0 | 0 | 0 | 0 | 10477.3456 | 0 | 0 | 0 | 0 | 8318.7177 | 0 | 0 | 0 | 0 | 0
| Gas | GWh | 0 | 0 | 0 | 0 | 0 | 0 | 0 | 50567.064 | 43452.0058 | 48246.6969 | 45889.5078 | 46272.8916 | 0 | 39849.0344 | 0 | 32125.061 | 0 | 30925.9654 | 0 | 0 | 31694.5928 | 0 | 0 | 0 | 0 | 31380.3104 | 0 | 0 | 0 | 0 | 27966.9782 | 0 | 0 | 0 | 0 | 0
| Coal | GWh | 0 | 0 | 0 | 0 | 0 | 0 | 0 | 2.0867 | 1.6818 | 1.9261 | 0 | 0 | 0 | 0 | 0 | 0 | 0 | 0 | 0 | 0 | 0 | 0 | 0 | 0 | 0 | 0 | 0 | 0 | 0 | 0 | 0 | 0 | 0 | 0 | 0 | 0
| Pipeline Biogas | GWh | 0 | 0 | 0 | 0 | 0 | 0 | 0 | 0 | 0 | 0 | 0 | 0 | 0 | 0 | 0 | 0 | 0 | 0 | 0 | 0 | 0 | 0 | 0 | 0 | 0 | 0 | 0 | 0 | 0 | 0 | 0 | 0 | 0 | 0 | 0 | 0
| Renewables | GWh | 0 | 0 | 0 | 0 | 0 | 0 | 0 | 110382.4746 | 123645.4503 | 131621.9329 | 146171.9407 | 149803.7445 | 0 | 162359.7099 | 0 | 178202.3466 | 0 | 195202.1394 | 0 | 0 | 225588.1093 | 0 | 0 | 0 | 0 | 279140.1447 | 0 | 0 | 0 | 0 | 346903.7758 | 0 | 0 | 0 | 0 | 0
| Storage Losses | GWh | 0 | 0 | 0 | 0 | 0 | 0 | 0 | -1555.4676 | -2452.8012 | -3272.7112 | -3976.7132 | -4129.9831 | 0 | -4811.4787 | 0 | -5554.8521 | 0 | -6272.4362 | 0 | 0 | -8864.0529 | 0 | 0 | 0 | 0 | -13911.5702 | 0 | 0 | 0 | 0 | -21270.8808 | 0 | 0 | 0 | 0 | 0
| Curtailment | GWh | 0 | 0 | 0 | 0 | 0 | 0 | 0 | -1470.8382 | -2838.1891 | -1307.5113 | -2532.5198 | -2206.143 | 0 | -2682.2518 | 0 | -4859.4368 | 0 | -7310.7398 | 0 | 0 | -10217.083 | 0 | 0 | 0 | 0 | -15489.7377 | 0 | 0 | 0 | 0 | -42655.1613 | 0 | 0 | 0 | 0 | 0
| Imports (unspecified) | GWh | 0 | 0 | 0 | 0 | 0 | 0 | 0 | 18936.6982 | 21262.8223 | 21689.0169 | 23722.1768 | 24011.4912 | 0 | 24402.5774 | 0 | 24668.2604 | 0 | 23535.7232 | 0 | 0 | 19890.8947 | 0 | 0 | 0 | 0 | 15369.1863 | 0 | 0 | 0 | 0 | 3631.8028 | 0 | 0 | 0 | 0 | 0
| Exports | GWh | 0 | 0 | 0 | 0 | 0 | 0 | 0 | -2566.8973 | -3705.8961 | -2772.33 | -3269.4993 | -3977.9887 | 0 | -4902.6751 | 0 | -7067.8092 | 0 | -8902.5777 | 0 | 0 | -9040.0296 | 0 | 0 | 0 | 0 | -12100.7151 | 0 | 0 | 0 | 0 | -21392.4829 | 0 | 0 | 0 | 0 | 0
| Load | GWh | 0 | 0 | 0 | 0 | 0 | 0 | 0 | 238999.0063 | 245080.9701 | 249400.5902 | 252484.1977 | 255344.0258 | 0 | 260112.9323 | 0 | 265131.851 | 0 | 274919.5186 | 0 | 0 | 295851.6159 | 0 | 0 | 0 | 0 | 330738.4153 | 0 | 0 | 0 | 0 | 363495.3387 | 0 | 0 | 0 | 0 | 0
Hourly and Sub-Hourly Generation Breakdown
| Technology | Unit | 2015 | 2016 | 2017 | 2018 | 2019 | 2020 | 2021 | 2022 | 2023 | 2024 | 2025 | 2026 | 2027 | 2028 | 2029 | 2030 | 2031 | 2032 | 2033 | 2034 | 2035 | 2036 | 2037 | 2038 | 2039 | 2040 | 2041 | 2042 | 2043 | 2044 | 2045 | 2046 | 2047 | 2048 | 2049 | 2050
| CAISO_CCGT1 | GWh | 0 | 0 | 0 | 0 | 0 | 0 | 0 | 49945.1823 | 43011.8008 | 48138.1358 | 45802.9662 | 46225.5604 | 0 | 39833.9815 | 0 | 32122.5 | 0 | 30917.2388 | 0 | 0 | 31646.8237 | 0 | 0 | 0 | 0 | 31367.124 | 0 | 0 | 0 | 0 | 24814.8831 | 0 | 0 | 0 | 0 | 0
| CAISO_CCGT2 | GWh | 0 | 0 | 0 | 0 | 0 | 0 | 0 | 2.3812 | 2.268 | 2.3327 | 2.3675 | 1.6759 | 0 | 1.2939 | 0 | 1.0166 | 0 | 0.68414 | 0 | 0 | 0.46012 | 0 | 0 | 0 | 0 | 0.40097 | 0 | 0 | 0 | 0 | 0.070554 | 0 | 0 | 0 | 0 | 0
| CAISO_Peaker1 | GWh | 0 | 0 | 0 | 0 | 0 | 0 | 0 | 369.7322 | 238.8829 | 3.3114 | 1.1359 | 0.85499 | 0 | 0.59889 | 0 | 0.50114 | 0 | 0.34697 | 0 | 0 | 0.23483 | 0 | 0 | 0 | 0 | 0.19014 | 0 | 0 | 0 | 0 | 0.028302 | 0 | 0 | 0 | 0 | 0
| CAISO_Peaker2 | GWh | 0 | 0 | 0 | 0 | 0 | 0 | 0 | 0.49731 | 0.50408 | 0.53276 | 0.55922 | 0.40014 | 0 | 0.31144 | 0 | 0.24918 | 0 | 0.16934 | 0 | 0 | 0.11758 | 0 | 0 | 0 | 0 | 0.099683 | 0 | 0 | 0 | 0 | 0.0085453 | 0 | 0 | 0 | 0 | 0
| CAISO_Advanced_CCGT | GWh | 0 | 0 | 0 | 0 | 0 | 0 | 0 | 0 | 0 | 0 | 0 | 0 | 0 | 1.6989 | 0 | 1.5929 | 0 | 1.5643 | 0 | 0 | 1.5593 | 0 | 0 | 0 | 0 | 1.4919 | 0 | 0 | 0 | 0 | 3127.1398 | 0 | 0 | 0 | 0 | 0
| CAISO_Aero_CT | GWh | 0 | 0 | 0 | 0 | 0 | 0 | 0 | 0 | 0 | 0 | 0 | 0 | 0 | 0.26473 | 0 | 0.23543 | 0 | 0.19067 | 0 | 0 | 0.14673 | 0 | 0 | 0 | 0 | 0.12569 | 0 | 0 | 0 | 0 | 0.020712 | 0 | 0 | 0 | 0 | 0
| CAISO_Reciprocating_Engine | GWh | 0 | 0 | 0 | 0 | 0 | 0 | 0 | 34.7592 | 28.2757 | 6.7825 | 7.2387 | 7.0493 | 0 | 6.4263 | 0 | 8.4439 | 0 | 7.6191 | 0 | 0 | 4.9085 | 0 | 0 | 0 | 0 | 5.8415 | 0 | 0 | 0 | 0 | 0.031817 | 0 | 0 | 0 | 0 | 0
| CAISO_ST | GWh | 0 | 0 | 0 | 0 | 0 | 0 | 0 | 1.1677 | 1.1175 | 0 | 0 | 0 | 0 | 0 | 0 | 0 | 0 | 0 | 0 | 0 | 0 | 0 | 0 | 0 | 0 | 0 | 0 | 0 | 0 | 0 | 0 | 0 | 0 | 0 | 0 | 0
| Li_Battery | GWh | 0 | 0 | 0 | 0 | 0 | 0 | 0 | -652.4288 | -1424.2492 | -2302.9824 | -2800.4515 | -2841.5585 | 0 | -3194.5336 | 0 | -3668.2947 | 0 | -4648.4531 | 0 | 0 | -8576.6424 | 0 | 0 | 0 | 0 | -14725.601 | 0 | 0 | 0 | 0 | -22729.4483 | 0 | 0 | 0 | 0 | 0
| BTM_Li_Battery | GWh | 0 | 0 | 0 | 0 | 0 | 0 | 0 | -127.4282 | -177.5458 | -189.4584 | -237.2406 | -267.4887 | 0 | -340.3653 | 0 | -435.4095 | 0 | -462.8576 | 0 | 0 | -484.5216 | 0 | 0 | 0 | 0 | -533.4859 | 0 | 0 | 0 | 0 | -698.6472 | 0 | 0 | 0 | 0 | 0
| Flow_Battery | GWh | 0 | 0 | 0 | 0 | 0 | 0 | 0 | -0.070196 | -0.082172 | -0.13805 | -0.14116 | -0.11587 | 0 | -0.10529 | 0 | -0.10862 | 0 | -0.10685 | 0 | 0 | -0.093483 | 0 | 0 | 0 | 0 | -0.092699 | 0 | 0 | 0 | 0 | -0.07789 | 0 | 0 | 0 | 0 | 0
| Pumped_Hydro | GWh | 0 | 0 | 0 | 0 | 0 | 0 | 0 | -613.5492 | -821.8742 | -499.5983 | -716.3712 | -870.0541 | 0 | -1309.2963 | 0 | -1911.7448 | 0 | -2036.6026 | 0 | 0 | -1926.2252 | 0 | 0 | 0 | 0 | -1587.3912 | 0 | 0 | 0 | 0 | -1885.2173 | 0 | 0 | 0 | 0 | 0
| Hydro | GWh | 0 | 0 | 0 | 0 | 0 | 0 | 0 | 17779.4606 | 17807.8086 | 17926.0268 | 17878.8895 | 17844.6309 | 0 | 17887.0916 | 0 | 17842.078 | 0 | 17913.002 | 0 | 0 | 18072.3574 | 0 | 0 | 0 | 0 | 18215.171 | 0 | 0 | 0 | 0 | 18296.2333 | 0 | 0 | 0 | 0 | 0
| CAISO_CCGT1 | GWh | 0 | 0 | 0 | 0 | 0 | 0 | 0 | 124.5295 | 117.5876 | 92.292 | 72.0651 | 34.111 | 0 | 1.3893 | 0 | -13.6344 | 0 | -6.2162 | 0 | 0 | 37.8761 | 0 | 0 | 0 | 0 | -0.21732 | 0 | 0 | 0 | 0 | 25.2403 | 0 | 0 | 0 | 0 | 0
| CAISO_CCGT2 | GWh | 0 | 0 | 0 | 0 | 0 | 0 | 0 | 0.0016053 | -0.0038796 | -0.0043837 | -0.0070249 | -0.0083173 | 0 | -0.0030074 | 0 | -0.0011792 | 0 | -0.0039235 | 0 | 0 | -0.0010013 | 0 | 0 | 0 | 0 | -0.0014665 | 0 | 0 | 0 | 0 | -0.00016318 | 0 | 0 | 0 | 0 | 0
| CAISO_Peaker1 | GWh | 0 | 0 | 0 | 0 | 0 | 0 | 0 | 62.5829 | 32.479 | 0.2039 | 0.01062 | 0.0081833 | 0 | 0.0015223 | 0 | 0.00045248 | 0 | 0.00059867 | 0 | 0 | 0.00072198 | 0 | 0 | 0 | 0 | 0.00011596 | 0 | 0 | 0 | 0 | 0 | 0 | 0 | 0 | 0 | 0
| CAISO_Peaker2 | GWh | 0 | 0 | 0 | 0 | 0 | 0 | 0 | 0.00068209 | 0.00074229 | 1.1029e-05 | 0.00012307 | 0.0004302 | 0 | 4.6774e-05 | 0 | 7.5233e-05 | 0 | -5.145e-05 | 0 | 0 | -5.1448e-05 | 0 | 0 | 0 | 0 | -1.4859e-05 | 0 | 0 | 0 | 0 | 0 | 0 | 0 | 0 | 0 | 0
| CAISO_Advanced_CCGT | GWh | 0 | 0 | 0 | 0 | 0 | 0 | 0 | 0 | 0 | 0 | 0 | 0 | 0 | -0.028649 | 0 | -0.01838 | 0 | -0.01078 | 0 | 0 | -0.010173 | 0 | 0 | 0 | 0 | -0.0052507 | 0 | 0 | 0 | 0 | -0.44845 | 0 | 0 | 0 | 0 | 0
| CAISO_Aero_CT | GWh | 0 | 0 | 0 | 0 | 0 | 0 | 0 | 0 | 0 | 0 | 0 | 0 | 0 | 0 | 0 | 0 | 0 | 0 | 0 | 0 | 0 | 0 | 0 | 0 | 0 | 0 | 0 | 0 | 0 | 0 | 0 | 0 | 0 | 0 | 0 | 0
| CAISO_Reciprocating_Engine | GWh | 0 | 0 | 0 | 0 | 0 | 0 | 0 | 26.231 | 19.0973 | 3.1102 | 3.1715 | 3.2396 | 0 | 3.0996 | 0 | 4.1754 | 0 | 4.3824 | 0 | 0 | 2.4765 | 0 | 0 | 0 | 0 | 5.2604 | 0 | 0 | 0 | 0 | 0.0036761 | 0 | 0 | 0 | 0 | 0
| CAISO_ST | GWh | 0 | 0 | 0 | 0 | 0 | 0 | 0 | -0.0015247 | -0.0039089 | 0 | 0 | 0 | 0 | 0 | 0 | 0 | 0 | 0 | 0 | 0 | 0 | 0 | 0 | 0 | 0 | 0 | 0 | 0 | 0 | 0 | 0 | 0 | 0 | 0 | 0 | 0
| Li_Battery | GWh | 0 | 0 | 0 | 0 | 0 | 0 | 0 | -257.6806 | -159.8072 | -325.7906 | -341.6861 | -310.3113 | 0 | -173.4126 | 0 | 70.0292 | 0 | 470.0893 | 0 | 0 | 1793.0651 | 0 | 0 | 0 | 0 | 2818.6417 | 0 | 0 | 0 | 0 | 3781.3104 | 0 | 0 | 0 | 0 | 0
| BTM_Li_Battery | GWh | 0 | 0 | 0 | 0 | 0 | 0 | 0 | 0 | 0 | 0 | 0 | 0 | 0 | 0 | 0 | 0 | 0 | 0 | 0 | 0 | 0 | 0 | 0 | 0 | 0 | 0 | 0 | 0 | 0 | 0 | 0 | 0 | 0 | 0 | 0 | 0
| Flow_Battery | GWh | 0 | 0 | 0 | 0 | 0 | 0 | 0 | -0.0052764 | -0.00028928 | -0.030455 | -0.030135 | -0.025295 | 0 | -0.028696 | 0 | -0.023427 | 0 | -0.018227 | 0 | 0 | -0.017808 | 0 | 0 | 0 | 0 | -0.0094863 | 0 | 0 | 0 | 0 | -0.014799 | 0 | 0 | 0 | 0 | 0
| Pumped_Hydro | GWh | 0 | 0 | 0 | 0 | 0 | 0 | 0 | 95.6946 | 130.7577 | 45.287 | 119.2074 | 159.5706 | 0 | 206.2631 | 0 | 390.6997 | 0 | 405.5129 | 0 | 0 | 330.3826 | 0 | 0 | 0 | 0 | 116.3684 | 0 | 0 | 0 | 0 | 261.2144 | 0 | 0 | 0 | 0 | 0
| Hydro | GWh | 0 | 0 | 0 | 0 | 0 | 0 | 0 | 926.3014 | 897.9529 | 779.7359 | 826.875 | 861.1303 | 0 | 818.6723 | 0 | 862.119 | 0 | 791.1974 | 0 | 0 | 631.8432 | 0 | 0 | 0 | 0 | 489.033 | 0 | 0 | 0 | 0 | 407.9626 | 0 | 0 | 0 | 0 | 0
| Subhourly Renewable Curtailment | GWh | 0 | 0 | 0 | 0 | 0 | 0 | 0 | -645.8939 | -688.9776 | -228.3868 | -295.8432 | -346.6136 | 0 | -420.1683 | 0 | -842.8558 | 0 | -1159.7628 | 0 | 0 | -2238.3991 | 0 | 0 | 0 | 0 | -2785.1162 | 0 | 0 | 0 | 0 | -3744.5065 | 0 | 0 | 0 | 0 | 0
| Wind and Solar Generation and Curtailment |  | 2046: 0; 2047: 0; 2048: 0; 2049: 0; 2050: 0
| Technology | Unit | 2015 | 2016 | 2017 | 2018 | 2019 | 2020 | 2021 | 2022 | 2023 | 2024 | 2025 | 2026 | 2027 | 2028 | 2029 | 2030 | 2031 | 2032 | 2033 | 2034 | 2035 | 2036 | 2037 | 2038 | 2039 | 2040 | 2041 | 2042 | 2043 | 2044 | 2045 | 2046 | 2047 | 2048 | 2049 | 2050
| Solar - Utility Scale Generation Potential (pre-curtailment) | GWh | 0 | 0 | 0 | 0 | 0 | 0 | 0 | 47959.5683 | 59110.5894 | 62112.9609 | 71293.0242 | 71328.4154 | 0 | 72470.3809 | 0 | 80846.4531 | 0 | 89735.3332 | 0 | 0 | 116763.6084 | 0 | 0 | 0 | 0 | 163856.8663 | 0 | 0 | 0 | 0 | 242284.2452 | 0 | 0 | 0 | 0 | 0
| Solar - Utility Scale Hourly Curtailment | GWh | 0 | 0 | 0 | 0 | 0 | 0 | 0 | -459.1578 | -1541.0252 | -722.59 | -1590.6449 | -1267.4197 | 0 | -1567.9647 | 0 | -2910.3514 | 0 | -4688.5141 | 0 | 0 | -6115.3026 | 0 | 0 | 0 | 0 | -10010.0153 | 0 | 0 | 0 | 0 | -33041.5181 | 0 | 0 | 0 | 0 | 0
| Solar - Utility Scale Sub-Hourly Curtailment | GWh | 0 | 0 | 0 | 0 | 0 | 0 | 0 | -440.6526 | -499.748 | -166.1057 | -213.7569 | -249.1371 | 0 | -302.3206 | 0 | -592.3159 | 0 | -797.3082 | 0 | 0 | -1655.5309 | 0 | 0 | 0 | 0 | -2206.9424 | 0 | 0 | 0 | 0 | -3136.6929 | 0 | 0 | 0 | 0 | 0
| Solar - Utility Scale Generation (post-curtailment) | GWh | 0 | 0 | 0 | 0 | 0 | 0 | 0 | 47059.7579 | 57069.8161 | 61224.2652 | 69488.6224 | 69811.8585 | 0 | 70600.0956 | 0 | 77343.7859 | 0 | 84249.5109 | 0 | 0 | 108992.7749 | 0 | 0 | 0 | 0 | 151639.9086 | 0 | 0 | 0 | 0 | 206106.0342 | 0 | 0 | 0 | 0 | 0
| Wind Generation Potential (pre-curtailment) | GWh | 0 | 0 | 0 | 0 | 0 | 0 | 0 | 22337.9609 | 22382.2211 | 23289.1647 | 27377.7501 | 27391.4132 | 0 | 27410.1757 | 0 | 33354.4973 | 0 | 33406.977 | 0 | 0 | 33586.3888 | 0 | 0 | 0 | 0 | 35409.6024 | 0 | 0 | 0 | 0 | 39435.1223 | 0 | 0 | 0 | 0 | 0
| Wind Hourly Curtailment | GWh | 0 | 0 | 0 | 0 | 0 | 0 | 0 | -365.7865 | -608.1863 | -356.5345 | -646.0317 | -571.9934 | 0 | -658.8388 | 0 | -1081.6027 | 0 | -1257.9922 | 0 | 0 | -1630.0753 | 0 | 0 | 0 | 0 | -2349.0066 | 0 | 0 | 0 | 0 | -5099.915 | 0 | 0 | 0 | 0 | 0
| Wind Sub-Hourly Curtailment | GWh | 0 | 0 | 0 | 0 | 0 | 0 | 0 | -205.2412 | -189.2296 | -62.2811 | -82.0863 | -95.6732 | 0 | -114.3455 | 0 | -244.3694 | 0 | -296.8246 | 0 | 0 | -476.2041 | 0 | 0 | 0 | 0 | -476.922 | 0 | 0 | 0 | 0 | -510.5403 | 0 | 0 | 0 | 0 | 0
| Wind Generation (post-curtailment) | GWh | 0 | 0 | 0 | 0 | 0 | 0 | 0 | 21766.9331 | 21584.8053 | 22870.3492 | 26649.6321 | 26723.7466 | 0 | 26636.9913 | 0 | 32028.5252 | 0 | 31852.1602 | 0 | 0 | 31480.1094 | 0 | 0 | 0 | 0 | 32583.6737 | 0 | 0 | 0 | 0 | 33824.667 | 0 | 0 | 0 | 0 | 0
| Offshore Wind Generation Potential (pre-curtailment) | GWh | 0 | 0 | 0 | 0 | 0 | 0 | 0 | 0 | 0 | 0 | 0 | 516.2889 | 0 | 839.5369 | 0 | 842.2283 | 0 | 7386.5112 | 0 | 0 | 7522.961 | 0 | 0 | 0 | 0 | 7517.55 | 0 | 0 | 0 | 0 | 7513.5742 | 0 | 0 | 0 | 0 | 0
| Offshore Wind Hourly Curtailment | GWh | 0 | 0 | 0 | 0 | 0 | 0 | 0 | 0 | 0 | 0 | 0 | -20.1163 | 0 | -35.2799 | 0 | -24.6269 | 0 | -204.4706 | 0 | 0 | -233.3059 | 0 | 0 | 0 | 0 | -345.5995 | 0 | 0 | 0 | 0 | -769.2216 | 0 | 0 | 0 | 0 | 0
| Offshore Wind Sub-Hourly Curtailment | GWh | 0 | 0 | 0 | 0 | 0 | 0 | 0 | 0 | 0 | 0 | 0 | -1.8033 | 0 | -3.5022 | 0 | -6.1705 | 0 | -65.63 | 0 | 0 | -106.6642 | 0 | 0 | 0 | 0 | -101.2518 | 0 | 0 | 0 | 0 | -97.2732 | 0 | 0 | 0 | 0 | 0
| Offshore Wind Generation (post-curtailment) | GWh | 0 | 0 | 0 | 0 | 0 | 0 | 0 | 0 | 0 | 0 | 0 | 494.3693 | 0 | 800.7547 | 0 | 811.4309 | 0 | 7116.4106 | 0 | 0 | 7182.9908 | 0 | 0 | 0 | 0 | 7070.6986 | 0 | 0 | 0 | 0 | 6647.0793 | 0 | 0 | 0 | 0 | 0
| Hourly Curtailment Total | GWh | 0 | 0 | 0 | 0 | 0 | 0 | 0 | -824.9443 | -2149.2115 | -1079.1245 | -2236.6766 | -1859.5294 | 0 | -2262.0834 | 0 | -4016.5809 | 0 | -6150.9769 | 0 | 0 | -7978.6839 | 0 | 0 | 0 | 0 | -12704.6215 | 0 | 0 | 0 | 0 | -38910.6548 | 0 | 0 | 0 | 0 | 0
| Total Curtailment (Hourly + Subhourly) | GWh | 0 | 0 | 0 | 0 | 0 | 0 | 0 | -1470.8382 | -2838.1891 | -1307.5113 | -2532.5198 | -2206.143 | 0 | -2682.2518 | 0 | -4859.4368 | 0 | -7310.7398 | 0 | 0 | -10217.083 | 0 | 0 | 0 | 0 | -15489.7377 | 0 | 0 | 0 | 0 | -42655.1613 | 0 | 0 | 0 | 0 | 0
| Total Post-Curtailment Generation | GWh | 0 | 0 | 0 | 0 | 0 | 0 | 0 | 68826.691 | 78654.6214 | 84094.6144 | 96138.2545 | 97029.9745 | 0 | 98037.8417 | 0 | 110183.742 | 0 | 123218.0817 | 0 | 0 | 147655.8751 | 0 | 0 | 0 | 0 | 191294.281 | 0 | 0 | 0 | 0 | 246577.7805 | 0 | 0 | 0 | 0 | 0
Storage Hourly and Subhourly Energy Balance
| Technology | Unit | 2015 | 2016 | 2017 | 2018 | 2019 | 2020 | 2021 | 2022 | 2023 | 2024 | 2025 | 2026 | 2027 | 2028 | 2029 | 2030 | 2031 | 2032 | 2033 | 2034 | 2035 | 2036 | 2037 | 2038 | 2039 | 2040 | 2041 | 2042 | 2043 | 2044 | 2045 | 2046 | 2047 | 2048 | 2049 | 2050
| Pumped_Hydro | net hourly GWh | 0 | 0 | 0 | 0 | 0 | 0 | 0 | -613.5492 | -821.8742 | -499.5983 | -716.3712 | -870.0541 | 0 | -1309.2963 | 0 | -1911.7448 | 0 | -2036.6026 | 0 | 0 | -1926.2252 | 0 | 0 | 0 | 0 | -1587.3912 | 0 | 0 | 0 | 0 | -1885.2173 | 0 | 0 | 0 | 0 | 0
| Li_Battery | net hourly GWh | 0 | 0 | 0 | 0 | 0 | 0 | 0 | -652.4288 | -1424.2492 | -2302.9824 | -2800.4515 | -2841.5585 | 0 | -3194.5336 | 0 | -3668.2947 | 0 | -4648.4531 | 0 | 0 | -8576.6424 | 0 | 0 | 0 | 0 | -14725.601 | 0 | 0 | 0 | 0 | -22729.4483 | 0 | 0 | 0 | 0 | 0
| BTM_Li_Battery | net hourly GWh | 0 | 0 | 0 | 0 | 0 | 0 | 0 | -127.4282 | -177.5458 | -189.4584 | -237.2406 | -267.4887 | 0 | -340.3653 | 0 | -435.4095 | 0 | -462.8576 | 0 | 0 | -484.5216 | 0 | 0 | 0 | 0 | -533.4859 | 0 | 0 | 0 | 0 | -698.6472 | 0 | 0 | 0 | 0 | 0
| Flow_Battery | net hourly GWh | 0 | 0 | 0 | 0 | 0 | 0 | 0 | -0.070196 | -0.082172 | -0.13805 | -0.14116 | -0.11587 | 0 | -0.10529 | 0 | -0.10862 | 0 | -0.10685 | 0 | 0 | -0.093483 | 0 | 0 | 0 | 0 | -0.092699 | 0 | 0 | 0 | 0 | -0.07789 | 0 | 0 | 0 | 0 | 0
| Pumped_Hydro | discharging hourly GWh | 0 | 0 | 0 | 0 | 0 | 0 | 0 | 90276.8293 | 120957.8312 | 74070.2206 | 99748.9577 | 110088.7744 | 0 | 125214.1427 | 0 | 250846.7073 | 0 | 356896.8568 | 0 | 0 | 361046.3083 | 0 | 0 | 0 | 0 | 309688.5873 | 0 | 0 | 0 | 0 | 628289.0239 | 0 | 0 | 0 | 0 | 0
| Li_Battery | discharging hourly GWh | 0 | 0 | 0 | 0 | 0 | 0 | 0 | 2494.438 | 4070.2607 | 5840.0852 | 6659.5353 | 6667.7361 | 0 | 6921.5823 | 0 | 7388.0881 | 0 | 8051.2324 | 0 | 0 | 11841.9106 | 0 | 0 | 0 | 0 | 23080.1664 | 0 | 0 | 0 | 0 | 28051.389 | 0 | 0 | 0 | 0 | 0
| BTM_Li_Battery | discharging hourly GWh | 0 | 0 | 0 | 0 | 0 | 0 | 0 | 722.1107 | 1006.102 | 1073.5963 | 1344.383 | 1515.766 | 0 | 1928.729 | 0 | 2467.3025 | 0 | 2622.8548 | 0 | 0 | 2745.6196 | 0 | 0 | 0 | 0 | 3023.0751 | 0 | 0 | 0 | 0 | 3958.9858 | 0 | 0 | 0 | 0 | 0
| Flow_Battery | discharging hourly GWh | 0 | 0 | 0 | 0 | 0 | 0 | 0 | 0.15709 | 0.20467 | 0.33479 | 0.33856 | 0.28912 | 0 | 0.26829 | 0 | 0.27451 | 0 | 0.26114 | 0 | 0 | 0.23005 | 0 | 0 | 0 | 0 | 0.22641 | 0 | 0 | 0 | 0 | 0.21243 | 0 | 0 | 0 | 0 | 0
| Pumped_Hydro | charging hourly GWh | 0 | 0 | 0 | 0 | 0 | 0 | 0 | 90890.3784 | 121779.7055 | 74569.8188 | 100465.3289 | 110958.8285 | 0 | 126523.439 | 0 | 252758.4521 | 0 | 358933.4593 | 0 | 0 | 362972.5335 | 0 | 0 | 0 | 0 | 311275.9785 | 0 | 0 | 0 | 0 | 630174.2412 | 0 | 0 | 0 | 0 | 0
| Li_Battery | charging hourly GWh | 0 | 0 | 0 | 0 | 0 | 0 | 0 | 3146.8668 | 5494.5099 | 8143.0676 | 9459.9868 | 9509.2946 | 0 | 10116.116 | 0 | 11056.3827 | 0 | 12699.6856 | 0 | 0 | 20418.5531 | 0 | 0 | 0 | 0 | 37805.7674 | 0 | 0 | 0 | 0 | 50780.8373 | 0 | 0 | 0 | 0 | 0
| BTM_Li_Battery | charging hourly GWh | 0 | 0 | 0 | 0 | 0 | 0 | 0 | 849.539 | 1183.6478 | 1263.0547 | 1581.6235 | 1783.2547 | 0 | 2269.0943 | 0 | 2902.7121 | 0 | 3085.7124 | 0 | 0 | 3230.1412 | 0 | 0 | 0 | 0 | 3556.561 | 0 | 0 | 0 | 0 | 4657.633 | 0 | 0 | 0 | 0 | 0
| Flow_Battery | charging hourly GWh | 0 | 0 | 0 | 0 | 0 | 0 | 0 | 0.22729 | 0.28684 | 0.47284 | 0.47972 | 0.405 | 0 | 0.37358 | 0 | 0.38313 | 0 | 0.36799 | 0 | 0 | 0.32354 | 0 | 0 | 0 | 0 | 0.31911 | 0 | 0 | 0 | 0 | 0.29032 | 0 | 0 | 0 | 0 | 0
| Pumped_Hydro | net subhourly GWh | 0 | 0 | 0 | 0 | 0 | 0 | 0 | 95.6946 | 130.7577 | 45.287 | 119.2074 | 159.5706 | 0 | 206.2631 | 0 | 390.6997 | 0 | 405.5129 | 0 | 0 | 330.3826 | 0 | 0 | 0 | 0 | 116.3684 | 0 | 0 | 0 | 0 | 261.2144 | 0 | 0 | 0 | 0 | 0
| Li_Battery | net subhourly GWh | 0 | 0 | 0 | 0 | 0 | 0 | 0 | -257.6806 | -159.8072 | -325.7906 | -341.6861 | -310.3113 | 0 | -173.4126 | 0 | 70.0292 | 0 | 470.0893 | 0 | 0 | 1793.0651 | 0 | 0 | 0 | 0 | 2818.6417 | 0 | 0 | 0 | 0 | 3781.3104 | 0 | 0 | 0 | 0 | 0
| BTM_Li_Battery | net subhourly GWh | 0 | 0 | 0 | 0 | 0 | 0 | 0 | 0 | 0 | 0 | 0 | 0 | 0 | 0 | 0 | 0 | 0 | 0 | 0 | 0 | 0 | 0 | 0 | 0 | 0 | 0 | 0 | 0 | 0 | 0 | 0 | 0 | 0 | 0 | 0 | 0
| Flow_Battery | net subhourly GWh | 0 | 0 | 0 | 0 | 0 | 0 | 0 | -0.0052764 | -0.00028928 | -0.030455 | -0.030135 | -0.025295 | 0 | -0.028696 | 0 | -0.023427 | 0 | -0.018227 | 0 | 0 | -0.017808 | 0 | 0 | 0 | 0 | -0.0094863 | 0 | 0 | 0 | 0 | -0.014799 | 0 | 0 | 0 | 0 | 0
| Pumped_Hydro | total GWh | 0 | 0 | 0 | 0 | 0 | 0 | 0 | -517.8546 | -691.1165 | -454.3113 | -597.1637 | -710.4835 | 0 | -1103.0331 | 0 | -1521.0451 | 0 | -1631.0897 | 0 | 0 | -1595.8426 | 0 | 0 | 0 | 0 | -1471.0228 | 0 | 0 | 0 | 0 | -1624.003 | 0 | 0 | 0 | 0 | 0
| Li_Battery | total GWh | 0 | 0 | 0 | 0 | 0 | 0 | 0 | -910.1094 | -1584.0564 | -2628.773 | -3142.1376 | -3151.8698 | 0 | -3367.9463 | 0 | -3598.2654 | 0 | -4178.3638 | 0 | 0 | -6783.5773 | 0 | 0 | 0 | 0 | -11906.9593 | 0 | 0 | 0 | 0 | -18948.138 | 0 | 0 | 0 | 0 | 0
| BTM_Li_Battery | total GWh | 0 | 0 | 0 | 0 | 0 | 0 | 0 | -127.4282 | -177.5458 | -189.4584 | -237.2406 | -267.4887 | 0 | -340.3653 | 0 | -435.4095 | 0 | -462.8576 |  |  | -484.5216 | 0 | 0 | 0 | 0 | -533.4859 | 0 | 0 | 0 | 0 | -698.6472 | 0 | 0 | 0 | 0 | 0
| Flow_Battery | total GWh | 0 | 0 | 0 | 0 | 0 | 0 | 0 | -0.075472 | -0.082461 | -0.1685 | -0.17129 | -0.14117 | 0 | -0.13398 | 0 | -0.13204 | 0 | -0.12508 | 0 | 0 | -0.11129 | 0 | 0 | 0 | 0 | -0.10219 | 0 | 0 | 0 | 0 | -0.092689 | 0 | 0 | 0 | 0 | 0
| Storage Losses Total | total GWh | 0 | 0 | 0 | 0 | 0 | 0 | 0 | -1555.4676 | -2452.8012 | -3272.7112 | -3976.7132 | -4129.9831 | 0 | -4811.4787 | 0 | -5554.8521 | 0 | -6272.4362 | 0 | 0 | -8864.0529 | 0 | 0 | 0 | 0 | -13911.5702 | 0 | 0 | 0 | 0 | -21270.8808 | 0 | 0 | 0 | 0 | 0
Capacity Not Retained
| Technology | Unit | 2015 | 2016 | 2017 | 2018 | 2019 | 2020 | 2021 | 2022 | 2023 | 2024 | 2025 | 2026 | 2027 | 2028 | 2029 | 2030 | 2031 | 2032 | 2033 | 2034 | 2035 | 2036 | 2037 | 2038 | 2039 | 2040 | 2041 | 2042 | 2043 | 2044 | 2045 | 2046 | 2047 | 2048 | 2049 | 2050
| CAISO_Coal | MW |  | 0 | 0 | 0 | 0 | 0 | 0 | 0 | 0 | 0 | 480 | 0 | 0 | 0 | 0 | 0 | 0 | 0 | 0 | 0 | 0 | 0 | 0 | 0 | 0 | 0 | 0 | 0 | 0 | 0 | 0 | 0 | 0 | 0 | 0 | 0
| CAISO_ST | MW |  | 0 | 0 | 0 | 0 | 0 | 0 | 0 | 0 | 0 | 0 | 0 | 0 | 0 | 0 | 0 | 0 | 0 | 0 | 0 | 0 | 0 | 0 | 0 | 0 | 0 | 0 | 0 | 0 | 0 | 0 | 0 | 0 | 0 | 0 | 0
| CAISO_CCGT1 | MW |  | 0 | 0 | 0 | 0 | 0 | 0 | 0 | 0 | 0 | 0 | 0 | 0 | 0 | 0 | 0 | 0 | 0 | 0 | 0 | 0 | 0 | 0 | 0 | 0 | 0 | 0 | 0 | 0 | 0 | 0 | 0 | 0 | 0 | 0 | 0
| CAISO_CCGT2 | MW |  | 0 | 0 | 0 | 0 | 0 | 0 | 0 | 0 | 0 | 0 | 0 | 0 | 0 | 0 | 0 | 0 | 0 | 0 | 0 | 0 | 0 | 0 | 0 | 0 | 0 | 0 | 0 | 0 | 0 | 0 | 0 | 0 | 0 | 0 | 0
| CAISO_Peaker1 | MW |  | 0 | 0 | 0 | 0 | 0 | 0 | 0 | 0 | 0 | 55.2 | 0 | 0 | 0 | 0 | 0 | 0 | 0 | 0 | 0 | 0 | 0 | 0 | 0 | 0 | 0 | 0 | 0 | 0 | 0 | 0 | 0 | 0 | 0 | 0 | 0
| CAISO_Peaker2 | MW |  | 0 | 0 | 0 | 0 | 0 | 0 | 0 | 0 | 0 | 237.52 | 99.75 | 0 | 0 | 0 | 0 | 0 | 0 | 0 | 0 | 0 | 0 | 0 | 0 | 0 | 0 | 0 | 0 | 0 | 0 | 0 | 0 | 0 | 0 | 0 | 0
| CAISO_Reciprocating_Engine | MW |  | 0 | 0 | 0 | 0 | 0 | 0 | 0 | 0 | 0 | 0 | 0 | 0 | 0 | 0 | 0 | 0 | 0 | 0 | 0 | 0 | 0 | 0 | 0 | 0 | 0 | 0 | 0 | 0 | 0 | 0 | 0 | 0 | 0 | 0 | 0
| Unretained Gas Capacity | MW |  | 0 | 0 | 0 | 0 | 0 | 0 | 0 | 0 | 0 | 292.72 | 99.75 | 0 | 0 | 0 | 0 | 0 | 0 | 0 | 0 | 0 | 0 | 0 | 0 | 0 | 0 | 0 | 0 | 0 | 0 | 0 | 0 | 0 | 0 | 0 | 0
| Total Unretained Capacity | MW |  | 0 | 0 | 0 | 0 | 0 | 0 | 0 | 0 | 0 | 772.72 | 99.75 | 0 | 0 | 0 | 0 | 0 | 0 | 0 | 0 | 0 | 0 | 0 | 0 | 0 | 0 | 0 | 0 | 0 | 0 | 0 | 0 | 0 | 0 | 0 | 0
Capacity Not Retained - Economic
| CAISO_Coal | MW |  | 0 | 0 | 0 | 0 | 0 | 0 | 0 | 0 | 0 | 0 | 0 | 0 | 0 | 0 | 0 | 0 | 0 | 0 | 0 | 0 | 0 | 0 | 0 | 0 | 0 | 0 | 0 | 0 | 0 | 0 | 0 | 0 | 0 | 0 | 0
| CAISO_ST | MW |  | 0 | 0 | 0 | 0 | 0 | 0 | 0 | 0 | 0 | 0 | 0 | 0 | 0 | 0 | 0 | 0 | 0 | 0 | 0 | 0 | 0 | 0 | 0 | 0 | 0 | 0 | 0 | 0 | 0 | 0 | 0 | 0 | 0 | 0 | 0
| CAISO_CCGT1 | MW |  | 0 | 0 | 0 | 0 | 0 | 0 | 0 | 0 | 0 | 0 | 0 | 0 | 0 | 0 | 0 | 0 | 0 | 0 | 0 | 0 | 0 | 0 | 0 | 0 | 0 | 0 | 0 | 0 | 0 | 0 | 0 | 0 | 0 | 0 | 0
| CAISO_CCGT2 | MW |  | 0 | 0 | 0 | 0 | 0 | 0 | 0 | 0 | 0 | 0 | 0 | 0 | 0 | 0 | 0 | 0 | 0 | 0 | 0 | 0 | 0 | 0 | 0 | 0 | 0 | 0 | 0 | 0 | 0 | 0 | 0 | 0 | 0 | 0 | 0
| CAISO_Peaker1 | MW |  | 0 | 0 | 0 | 0 | 0 | 0 | 0 | 0 | 0 | 0 | 0 | 0 | 0 | 0 | 0 | 0 | 0 | 0 | 0 | 0 | 0 | 0 | 0 | 0 | 0 | 0 | 0 | 0 | 0 | 0 | 0 | 0 | 0 | 0 | 0
| CAISO_Peaker2 | MW |  | 0 | 0 | 0 | 0 | 0 | 0 | 0 | 0 | 0 | 0 | 0 | 0 | 0 | 0 | 0 | 0 | 0 | 0 | 0 | 0 | 0 | 0 | 0 | 0 | 0 | 0 | 0 | 0 | 0 | 0 | 0 | 0 | 0 | 0 | 0
| CAISO_Reciprocating_Engine | MW |  | 0 | 0 | 0 | 0 | 0 | 0 | 0 | 0 | 0 | 0 | 0 | 0 | 0 | 0 | 0 | 0 | 0 | 0 | 0 | 0 | 0 | 0 | 0 | 0 | 0 | 0 | 0 | 0 | 0 | 0 | 0 | 0 | 0 | 0 | 0
| Unretained Gas Capacity - Economic | MW |  | 0 | 0 | 0 | 0 | 0 | 0 | 0 | 0 | 0 | 0 | 0 | 0 | 0 | 0 | 0 | 0 | 0 | 0 | 0 | 0 | 0 | 0 | 0 | 0 | 0 | 0 | 0 | 0 | 0 | 0 | 0 | 0 | 0 | 0 | 0
| Total Unretained Capacity - Economic | MW |  | 0 | 0 | 0 | 0 | 0 | 0 | 0 | 0 | 0 | 0 | 0 | 0 | 0 | 0 | 0 | 0 | 0 | 0 | 0 | 0 | 0 | 0 | 0 | 0 | 0 | 0 | 0 | 0 | 0 | 0 | 0 | 0 | 0 | 0 | 0
Capacity Not Retained - Planned
| CAISO_Coal | MW |  | 0 | 0 | 0 | 0 | 0 | 0 | 0 | 0 | 0 | 480 | 0 | 0 | 0 | 0 | 0 | 0 | 0 | 0 | 0 | 0 | 0 | 0 | 0 | 0 | 0 | 0 | 0 | 0 | 0 | 0 | 0 | 0 | 0 | 0 | 0
| CAISO_ST | MW |  | 0 | 0 | 0 | 0 | 0 | 0 | 0 | 0 | 0 | 0 | 0 | 0 | 0 | 0 | 0 | 0 | 0 | 0 | 0 | 0 | 0 | 0 | 0 | 0 | 0 | 0 | 0 | 0 | 0 | 0 | 0 | 0 | 0 | 0 | 0
| CAISO_CCGT1 | MW |  | 0 | 0 | 0 | 0 | 0 | 0 | 0 | 0 | 0 | 0 | 0 | 0 | 0 | 0 | 0 | 0 | 0 | 0 | 0 | 0 | 0 | 0 | 0 | 0 | 0 | 0 | 0 | 0 | 0 | 0 | 0 | 0 | 0 | 0 | 0
| CAISO_CCGT2 | MW |  | 0 | 0 | 0 | 0 | 0 | 0 | 0 | 0 | 0 | 0 | 0 | 0 | 0 | 0 | 0 | 0 | 0 | 0 | 0 | 0 | 0 | 0 | 0 | 0 | 0 | 0 | 0 | 0 | 0 | 0 | 0 | 0 | 0 | 0 | 0
| CAISO_Peaker1 | MW |  | 0 | 0 | 0 | 0 | 0 | 0 | 0 | 0 | 0 | 55.2 | 0 | 0 | 0 | 0 | 0 | 0 | 0 | 0 | 0 | 0 | 0 | 0 | 0 | 0 | 0 | 0 | 0 | 0 | 0 | 0 | 0 | 0 | 0 | 0 | 0
| CAISO_Peaker2 | MW |  | 0 | 0 | 0 | 0 | 0 | 0 | 0 | 0 | 0 | 237.52 | 99.75 | 0 | 0 | 0 | 0 | 0 | 0 | 0 | 0 | 0 | 0 | 0 | 0 | 0 | 0 | 0 | 0 | 0 | 0 | 0 | 0 | 0 | 0 | 0 | 0
| CAISO_Reciprocating_Engine | MW |  | 0 | 0 | 0 | 0 | 0 | 0 | 0 | 0 | 0 | 0 | 0 | 0 | 0 | 0 | 0 | 0 | 0 | 0 | 0 | 0 | 0 | 0 | 0 | 0 | 0 | 0 | 0 | 0 | 0 | 0 | 0 | 0 | 0 | 0 | 0
| Unretained Gas Capacity - Planned | MW |  | 0 | 0 | 0 | 0 | 0 | 0 | 0 | 0 | 0 | 292.72 | 99.75 | 0 | 0 | 0 | 0 | 0 | 0 | 0 | 0 | 0 | 0 | 0 | 0 | 0 | 0 | 0 | 0 | 0 | 0 | 0 | 0 | 0 | 0 | 0 | 0
| Planned Unretained Capacity - Planned | MW |  | 0 | 0 | 0 | 0 | 0 | 0 | 0 | 0 | 0 | 772.72 | 99.75 | 0 | 0 | 0 | 0 | 0 | 0 | 0 | 0 | 0 | 0 | 0 | 0 | 0 | 0 | 0 | 0 | 0 | 0 | 0 | 0 | 0 | 0 | 0 | 0
Capacity Not Retained - Plants without planned retirement only, cumulative
| CAISO_Coal | MW |  | 0 | 0 | 0 | 0 | 0 | 0 | 0 | 0 | 0 | 0 | 0 | 0 | 0 | 0 | 0 | 0 | 0 | 0 | 0 | 0 | 0 | 0 | 0 | 0 | 0 | 0 | 0 | 0 | 0 | 0 | 0 | 0 | 0 | 0 | 0
| CAISO_ST | MW |  | 0 | 0 | 0 | 0 | 0 | 0 | 0 | 0 | 0 | 0 | 0 | 0 | 0 | 0 | 0 | 0 | 0 | 0 | 0 | 0 | 0 | 0 | 0 | 0 | 0 | 0 | 0 | 0 | 0 | 0 | 0 | 0 | 0 | 0 | 0
| CAISO_CCGT1 | MW |  | 0 | 0 | 0 | 0 | 0 | 0 | 0 | 0 | 0 | 0 | 0 | 0 | 0 | 0 | 0 | 0 | 0 | 0 | 0 | 0 | 0 | 0 | 0 | 0 | 0 | 0 | 0 | 0 | 0 | 0 | 0 | 0 | 0 | 0 | 0
| CAISO_CCGT2 | MW |  | 0 | 0 | 0 | 0 | 0 | 0 | 0 | 0 | 0 | 0 | 0 | 0 | 0 | 0 | 0 | 0 | 0 | 0 | 0 | 0 | 0 | 0 | 0 | 0 | 0 | 0 | 0 | 0 | 0 | 0 | 0 | 0 | 0 | 0 | 0
| CAISO_Peaker1 | MW |  | 0 | 0 | 0 | 0 | 0 | 0 | 0 | 0 | 0 | 0 | 0 | 0 | 0 | 0 | 0 | 0 | 0 | 0 | 0 | 0 | 0 | 0 | 0 | 0 | 0 | 0 | 0 | 0 | 0 | 0 | 0 | 0 | 0 | 0 | 0
| CAISO_Peaker2 | MW |  | 0 | 0 | 0 | 0 | 0 | 0 | 0 | 0 | 0 | 0 | 0 | 0 | 0 | 0 | 0 | 0 | 0 | 0 | 0 | 0 | 0 | 0 | 0 | 0 | 0 | 0 | 0 | 0 | 0 | 0 | 0 | 0 | 0 | 0 | 0
| CAISO_Reciprocating_Engine | MW |  | 0 | 0 | 0 | 0 | 0 | 0 | 0 | 0 | 0 | 0 | 0 | 0 | 0 | 0 | 0 | 0 | 0 | 0 | 0 | 0 | 0 | 0 | 0 | 0 | 0 | 0 | 0 | 0 | 0 | 0 | 0 | 0 | 0 | 0 | 0
| Unretained Gas Capacity - Planned | MW |  | 0 | 0 | 0 | 0 | 0 | 0 | 0 | 0 | 0 | 0 | 0 | 0 | 0 | 0 | 0 | 0 | 0 | 0 | 0 | 0 | 0 | 0 | 0 | 0 | 0 | 0 | 0 | 0 | 0 | 0 | 0 | 0 | 0 | 0 | 0
| Planned Unretained Capacity - Planned | MW |  | 0 | 0 | 0 | 0 | 0 | 0 | 0 | 0 | 0 | 0 | 0 | 0 | 0 | 0 | 0 | 0 | 0 | 0 | 0 | 0 | 0 | 0 | 0 | 0 | 0 | 0 | 0 | 0 | 0 | 0 | 0 | 0 | 0 | 0 | 0
Thermal Fleet Capacity Factors
| Technology | Unit | 2015 | 2016 | 2017 | 2018 | 2019 | 2020 | 2021 | 2022 | 2023 | 2024 | 2025 | 2026 | 2027 | 2028 | 2029 | 2030 | 2031 | 2032 | 2033 | 2034 | 2035 | 2036 | 2037 | 2038 | 2039 | 2040 | 2041 | 2042 | 2043 | 2044 | 2045 | 2046 | 2047 | 2048 | 2049 | 2050
| CAISO_ST | % | 0% | 0% | 0% | 0% | 0% | 0% | 0% | 0.004618% | 0.004409% | 0% | 0% | 0% | 0% | 0% | 0% | 0% | 0% | 0% | 0% | 0% | 0% | 0% | 0% | 0% | 0% | 0% | 0% | 0% | 0% | 0% | 0% | 0% | 0% | 0% | 0% | 0%
| CAISO_CCGT1 | % | 0% | 0% | 0% | 0% | 0% | 0% | 0% | 42.5% | 36.61% | 40.94% | 38.94% | 39.12% | 0% | 33.69% | 0% | 27.15% | 0% | 26.14% | 0% | 0% | 26.79% | 0% | 0% | 0% | 0% | 26.52% | 0% | 0% | 0% | 0% | 21.01% | 0% | 0% | 0% | 0% | 0%
| CAISO_CCGT2 | % | 0% | 0% | 0% | 0% | 0% | 0% | 0% | 0.009311% | 0.008848% | 0.009099% | 0.009224% | 0.006517% | 0% | 0.005044% | 0% | 0.003968% | 0% | 0.002658% | 0% | 0% | 0.001794% | 0% | 0% | 0% | 0% | 0.001561% | 0% | 0% | 0% | 0% | 0.0002751% | 0% | 0% | 0% | 0% | 0%
| CAISO_Peaker1 | % | 0% | 0% | 0% | 0% | 0% | 0% | 0% | 0.9878% | 0.6201% | 0.008032% | 0.002649% | 0.001994% | 0% | 0.001387% | 0% | 0.001159% | 0% | 0.0008031% | 0% | 0% | 0.0005442% | 0% | 0% | 0% | 0% | 0.0004396% | 0% | 0% | 0% | 0% | 6.539e-05% | 0% | 0% | 0% | 0% | 0%
| CAISO_Peaker2 | % | 0% | 0% | 0% | 0% | 0% | 0% | 0% | 0.001642% | 0.001664% | 0.001756% | 0.00198% | 0.001463% | 0% | 0.001138% | 0% | 0.0009104% | 0% | 0.0006183% | 0% | 0% | 0.0004293% | 0% | 0% | 0% | 0% | 0.000364% | 0% | 0% | 0% | 0% | 3.121e-05% | 0% | 0% | 0% | 0% | 0%
| CAISO_Advanced_CCGT | % | 0% | 0% | 0% | 0% | 0% | 0% | 0% | 0% | 0% | 0% | 0% | 0% | 0% | 59.58% | 0% | 56.17% | 0% | 55.42% | 0% | 0% | 55.26% | 0% | 0% | 0% | 0% | 53.03% | 0% | 0% | 0% | 0% | 38.55% | 0% | 0% | 0% | 0% | 0%
| CAISO_Aero_CT | % | 0% | 0% | 0% | 0% | 0% | 0% | 0% | 0% | 0% | 0% | 0% | 0% | 0% | 43.17% | 0% | 38.39% | 0% | 31.09% | 0% | 0% | 23.93% | 0% | 0% | 0% | 0% | 20.5% | 0% | 0% | 0% | 0% | 3.378% | 0% | 0% | 0% | 0% | 0%
| CAISO_Reciprocating_Engine | % | 0% | 0% | 0% | 0% | 0% | 0% | 0% | 2.727% | 2.118% | 0.4423% | 0.4655% | 0.4601% | 0% | 0.4259% | 0% | 0.5643% | 0% | 0.5366% | 0% | 0% | 0.3302% | 0% | 0% | 0% | 0% | 0.4964% | 0% | 0% | 0% | 0% | 0.001587% | 0% | 0% | 0% | 0% | 0%
| CAISO_CHP | % | 0% | 0% | 0% | 0% | 0% | 0% | 0% | 54.1% | 54.1% | 54.1% | 54.1% | 54.1% | 0% | 54.1% | 0% | 54.1% | 0% | 54.1% | 0% | 0% | 54.1% | 0% | 0% | 0% | 0% | 0% | 0% | 0% | 0% | 0% | 0% | 0% | 0% | 0% | 0% | 0%
| CAISO_Coal | % | 0% | 0% | 0% | 0% | 0% | 0% | 0% | 0.04963% | 0.04% | 0.04581% | 0% | 0% | 0% | 0% | 0% | 0% | 0% | 0% | 0% | 0% | 0% | 0% | 0% | 0% | 0% | 0% | 0% | 0% | 0% | 0% | 0% | 0% | 0% | 0% | 0% | 0%
Thermal Fleet Number of Starts
| Technology | Unit | 2015 | 2016 | 2017 | 2018 | 2019 | 2020 | 2021 | 2022 | 2023 | 2024 | 2025 | 2026 | 2027 | 2028 | 2029 | 2030 | 2031 | 2032 | 2033 | 2034 | 2035 | 2036 | 2037 | 2038 | 2039 | 2040 | 2041 | 2042 | 2043 | 2044 | 2045 | 2046 | 2047 | 2048 | 2049 | 2050
| CAISO_ST | # starts per unit per day | 0 | 0 | 0 | 0 | 0 | 0 | 0 | 0.0089811 | 0.0093332 | 0 | 0 | 0 | 0 | 0 | 0 | 0 | 0 | 0 | 0 | 0 | 0 | 0 | 0 | 0 | 0 | 0 | 0 | 0 | 0 | 0 | 0 | 0 | 0 | 0 | 0 | 0
| CAISO_CCGT1 | # starts per unit per day | 0 | 0 | 0 | 0 | 0 | 0 | 0 | 0.43884 | 0.36468 | 0.19056 | 0.2851 | 0.43997 | 0 | 0.0032583 | 0 | 6.7361 | 0 | 33.7917 | 0 | 0 | 25.0517 | 0 | 0 | 0 | 0 | 12.6908 | 0 | 0 | 0 | 0 | 20.8656 | 0 | 0 | 0 | 0 | 0
| CAISO_CCGT2 | # starts per unit per day | 0 | 0 | 0 | 0 | 0 | 0 | 0 | 0.024293 | 0.025537 | 0.022241 | 0.0242 | 0.017279 | 0 | 0.013528 | 0 | 0.015096 | 0 | 0.012667 | 0 | 0 | 0.0086182 | 0 | 0 | 0 | 0 | 0.0069105 | 0 | 0 | 0 | 0 | 0.001656 | 0 | 0 | 0 | 0 | 0
| CAISO_Peaker1 | # starts per unit per day | 0 | 0 | 0 | 0 | 0 | 0 | 0 | 72.6894 | 48.2713 | 0.49373 | 0.043886 | 0.039209 | 0 | 0.018024 | 0 | 0.017992 | 0 | 0.013759 | 0 | 0 | 0.010018 | 0 | 0 | 0 | 0 | 0.0076662 | 0 | 0 | 0 | 0 | 0.0018764 | 0 | 0 | 0 | 0 | 0
| CAISO_Peaker2 | # starts per unit per day | 0 | 0 | 0 | 0 | 0 | 0 | 0 | 0.014033 | 0.014701 | 0.014652 | 0.016671 | 0.01236 | 0 | 0.0099958 | 0 | 0.010396 | 0 | 0.0085643 | 0 | 0 | 0.0061338 | 0 | 0 | 0 | 0 | 0.0057337 | 0 | 0 | 0 | 0 | 0.0017816 | 0 | 0 | 0 | 0 | 0
| CAISO_Advanced_CCGT | # starts per unit per day | 0 | 0 | 0 | 0 | 0 | 0 | 0 | 0 | 0 | 0 | 0 | 0 | 0 | 0 | 0 | 0 | 0 | 0 | 0 | 0 | 0 | 0 | 0 | 0 | 0 | 0 | 0 | 0 | 0 | 0 | 163.066 | 0 | 0 | 0 | 0 | 0
| CAISO_Aero_CT | # starts per unit per day | 0 | 0 | 0 | 0 | 0 | 0 | 0 | 0 | 0 | 0 | 0 | 0 | 0 | 0 | 0 | 0 | 0 | 0 | 0 | 0 | 0 | 0 | 0 | 0 | 0 | 0 | 0 | 0 | 0 | 0 | 0 | 0 | 0 | 0 | 0 | 0
| CAISO_Reciprocating_Engine | # starts per unit per day | 0 | 0 | 0 | 0 | 0 | 0 | 0 | 307.8766 | 291.1437 | 73.0757 | 78.4033 | 80.5121 | 0 | 77.8476 | 0 | 104.651 | 0 | 95.5425 | 0 | 0 | 61.4624 | 0 | 0 | 0 | 0 | 74.1157 | 0 | 0 | 0 | 0 | 0.13726 | 0 | 0 | 0 | 0 | 0
| CAISO_CHP | # starts per unit per day | 0 | 0 | 0 | 0 | 0 | 0 | 0 | 0 | 0 | 0 | 0 | 0 | 0 | 0 | 0 | 0 | 0 | 0 | 0 | 0 | 0 | 0 | 0 | 0 | 0 | 0 | 0 | 0 | 0 | 0 | 0 | 0 | 0 | 0 | 0 | 0
| CAISO_Coal | # starts per unit per day | 0 | 0 | 0 | 0 | 0 | 0 | 0 | 0.048823 | 0.049225 | 0.049414 | 0 | 0 | 0 | 0 | 0 | 0 | 0 | 0 | 0 | 0 | 0 | 0 | 0 | 0 | 0 | 0 | 0 | 0 | 0 | 0 | 0 | 0 | 0 | 0 | 0 | 0
Note: These are only the starts within the day. Since RESOLVE models each day independently, it does not capture any starts/stops in between days.
Selected Renewables Summary
Total Renewable Resource Summary
| Resource Type | Unit | 2015 | 2016 | 2017 | 2018 | 2019 | 2020 | 2021 | 2022 | 2023 | 2024 | 2025 | 2026 | 2027 | 2028 | 2029 | 2030 | 2031 | 2032 | 2033 | 2034 | 2035 | 2036 | 2037 | 2038 | 2039 | 2040 | 2041 | 2042 | 2043 | 2044 | 2045 | 2046 | 2047 | 2048 | 2049 | 2050
| Biomass | MW | 0 | 0 | 0 | 0 | 0 | 0 | 0 | 34.18 | 65.32 | 83.44 | 107.44 | 107.44 | 0 | 134.39 | 0 | 134.39 | 0 | 134.39 | 0 | 0 | 134.39 | 0 | 0 | 0 | 0 | 134.39 | 0 | 0 | 0 | 0 | 134.39 | 0 | 0 | 0 | 0 | 0
| Geothermal | MW | 0 | 0 | 0 | 0 | 0 | 0 | 0 | 14 | 114 | 114 | 114 | 184 | 0 | 1159.71 | 0 | 1159.71 | 0 | 1159.71 | 0 | 0 | 1159.71 | 0 | 0 | 0 | 0 | 1159.71 | 0 | 0 | 0 | 0 | 1521.41 | 0 | 0 | 0 | 0 | 0
| Solar | MW | 0 | 0 | 0 | 0 | 0 | 0 | 0 | 3074.93 | 6452.19 | 7644.56 | 10874.79 | 10874.79 | 0 | 11271.64 | 0 | 14216.4 | 0 | 17380.28 | 0 | 0 | 26851.92 | 0 | 0 | 0 | 0 | 43591.25 | 0 | 0 | 0 | 0 | 72215.05 | 0 | 0 | 0 | 0 | 0
| Wind | MW | 0 | 0 | 0 | 0 | 0 | 0 | 0 | 1696.74 | 1718.85 | 2048.7 | 3531.35 | 3531.35 | 0 | 3531.35 | 0 | 3531.35 | 0 | 3531.35 | 0 | 0 | 3531.35 | 0 | 0 | 0 | 0 | 3531.35 | 0 | 0 | 0 | 0 | 5031.27 | 0 | 0 | 0 | 0 | 0
| Wind OOS New Tx | MW | 0 | 0 | 0 | 0 | 0 | 0 | 0 | 0 | 0 | 0 | 0 | 0.03 | 0 | 0.06 | 0 | 1500.03 | 0 | 1500.03 | 0 | 0 | 1500.03 | 0 | 0 | 0 | 0 | 1970.2 | 0 | 0 | 0 | 0 | 1970.2 | 0 | 0 | 0 | 0 | 0
| Offshore_Wind | MW | 0 | 0 | 0 | 0 | 0 | 0 | 0 | 0 | 0 | 0 | 0 | 120 | 0 | 195 | 0 | 195.01 | 0 | 1707.57 | 0 | 0 | 1728.08 | 0 | 0 | 0 | 0 | 1728.08 | 0 | 0 | 0 | 0 | 1728.08 | 0 | 0 | 0 | 0 | 0
Fully Deliverable Renewable Resource Summary
| Resource Type | Unit | 2015 | 2016 | 2017 | 2018 | 2019 | 2020 | 2021 | 2022 | 2023 | 2024 | 2025 | 2026 | 2027 | 2028 | 2029 | 2030 | 2031 | 2032 | 2033 | 2034 | 2035 | 2036 | 2037 | 2038 | 2039 | 2040 | 2041 | 2042 | 2043 | 2044 | 2045 | 2046 | 2047 | 2048 | 2049 | 2050
| Geothermal | MW | 0 | 0 | 0 | 0 | 0 | 0 | 0 | 14 | 114 | 114 | 114 | 184 | 0 | 1159.71 | 0 | 1159.71 | 0 | 1159.71 | 0 | 0 | 1159.71 | 0 | 0 | 0 | 0 | 1159.71 | 0 | 0 | 0 | 0 | 1159.71 | 0 | 0 | 0 | 0 | 0
| Solar | MW | 0 | 0 | 0 | 0 | 0 | 0 | 0 | 231.09 | 354.78 | 430.67 | 430.67 | 430.67 | 0 | 430.67 | 0 | 430.67 | 0 | 430.67 | 0 | 0 | 430.67 | 0 | 0 | 0 | 0 | 430.67 | 0 | 0 | 0 | 0 | 430.68 | 0 | 0 | 0 | 0 | 0
| Wind | MW | 0 | 0 | 0 | 0 | 0 | 0 | 0 | 716.96 | 716.96 | 949.95 | 949.95 | 949.95 | 0 | 949.95 | 0 | 949.95 | 0 | 949.95 | 0 | 0 | 949.95 | 0 | 0 | 0 | 0 | 949.95 | 0 | 0 | 0 | 0 | 949.95 | 0 | 0 | 0 | 0 | 0
| Wind OOS New Tx | MW | 0 | 0 | 0 | 0 | 0 | 0 | 0 | 0 | 0 | 0 | 0 | 0.03 | 0 | 0.06 | 0 | 1500.03 | 0 | 1500.03 | 0 | 0 | 1500.03 | 0 | 0 | 0 | 0 | 1970.2 | 0 | 0 | 0 | 0 | 1970.2 | 0 | 0 | 0 | 0 | 0
| Offshore_Wind | MW | 0 | 0 | 0 | 0 | 0 | 0 | 0 | 0 | 0 | 0 | 0 | 120 | 0 | 195 | 0 | 195.01 | 0 | 1707.57 | 0 | 0 | 1728.08 | 0 | 0 | 0 | 0 | 1728.08 | 0 | 0 | 0 | 0 | 1728.08 | 0 | 0 | 0 | 0 | 0
Energy Only Renewable Resource Summary
| Resource Type | Unit | 2015 | 2016 | 2017 | 2018 | 2019 | 2020 | 2021 | 2022 | 2023 | 2024 | 2025 | 2026 | 2027 | 2028 | 2029 | 2030 | 2031 | 2032 | 2033 | 2034 | 2035 | 2036 | 2037 | 2038 | 2039 | 2040 | 2041 | 2042 | 2043 | 2044 | 2045 | 2046 | 2047 | 2048 | 2049 | 2050
| Geothermal | MW | 0 | 0 | 0 | 0 | 0 | 0 | 0 | 0 | 0 | 0 | 0 | 0 | 0 | 0 | 0 | 0 | 0 | 0 | 0 | 0 | 0 | 0 | 0 | 0 | 0 | 0 | 0 | 0 | 0 | 0 | 361.7 | 0 | 0 | 0 | 0 | 0
| Solar | MW | 0 | 0 | 0 | 0 | 0 | 0 | 0 | 2843.84 | 6097.41 | 7213.89 | 10444.12 | 10444.12 | 0 | 10840.97 | 0 | 13785.73 | 0 | 16949.61 | 0 | 0 | 26421.25 | 0 | 0 | 0 | 0 | 43160.58 | 0 | 0 | 0 | 0 | 71784.37 | 0 | 0 | 0 | 0 | 0
| Wind | MW | 0 | 0 | 0 | 0 | 0 | 0 | 0 | 979.78 | 1001.89 | 1098.75 | 2581.4 | 2581.4 | 0 | 2581.4 | 0 | 2581.4 | 0 | 2581.4 | 0 | 0 | 2581.4 | 0 | 0 | 0 | 0 | 2581.4 | 0 | 0 | 0 | 0 | 4081.32 | 0 | 0 | 0 | 0 | 0
| Wind OOS New Tx | MW | 0 | 0 | 0 | 0 | 0 | 0 | 0 | 0 | 0 | 0 | 0 | 0 | 0 | 0 | 0 | 0 | 0 | 0 | 0 | 0 | 0 | 0 | 0 | 0 | 0 | 0 | 0 | 0 | 0 | 0 | 0 | 0 | 0 | 0 | 0 | 0
| Offshore_Wind | MW | 0 | 0 | 0 | 0 | 0 | 0 | 0 | 0 | 0 | 0 | 0 | 0 | 0 | 0 | 0 | 0 | 0 | 0 | 0 | 0 | 0 | 0 | 0 | 0 | 0 | 0 | 0 | 0 | 0 | 0 | 0 | 0 | 0 | 0 | 0 | 0
Renewable Resource Build by Location (MW)
| RESOLVE Resource | Type of Wind | 2015 | 2016 | 2017 | 2018 | 2019 | 2020 | 2021 | 2022 | 2023 | 2024 | 2025 | 2026 | 2027 | 2028 | 2029 | 2030 | 2031 | 2032 | 2033 | 2034 | 2035 | 2036 | 2037 | 2038 | 2039 | 2040 | 2041 | 2042 | 2043 | 2044 | 2045 | 2046 | 2047 | 2048 | 2049 | 2050
| InState_Biomass | Non-Wind | 0 | 0 | 0 | 0 | 0 | 0 | 0 | 34.18 | 65.32 | 83.44 | 107.44 | 107.44 | 0 | 134.39 | 0 | 134.39 | 0 | 134.39 | 0 | 0 | 134.39 | 0 | 0 | 0 | 0 | 134.39 | 0 | 0 | 0 | 0 | 134.39 | 0 | 0 | 0 | 0 | 0
| Greater_Imperial_Geothermal | Non-Wind | 0 | 0 | 0 | 0 | 0 | 0 | 0 | 14 | 114 | 114 | 114 | 114 | 0 | 541.41 | 0 | 541.41 | 0 | 541.41 | 0 | 0 | 541.41 | 0 | 0 | 0 | 0 | 541.41 | 0 | 0 | 0 | 0 | 541.41 | 0 | 0 | 0 | 0 | 0
| Inyokern_North_Kramer_Geothermal | Non-Wind | 0 | 0 | 0 | 0 | 0 | 0 | 0 | 0 | 0 | 0 | 0 | 0.03 | 0 | 24 | 0 | 24 | 0 | 24 | 0 | 0 | 24 | 0 | 0 | 0 | 0 | 24 | 0 | 0 | 0 | 0 | 24 | 0 | 0 | 0 | 0 | 0
| Northern_California_Geothermal | Non-Wind | 0 | 0 | 0 | 0 | 0 | 0 | 0 | 0 | 0 | 0 | 0 | 0.03 | 0 | 107.3 | 0 | 107.3 | 0 | 107.3 | 0 | 0 | 107.3 | 0 | 0 | 0 | 0 | 107.3 | 0 | 0 | 0 | 0 | 469 | 0 | 0 | 0 | 0 | 0
| Pacific_Northwest_Geothermal | Non-Wind | 0 | 0 | 0 | 0 | 0 | 0 | 0 | 0 | 0 | 0 | 0 | 0 | 0 | 0 | 0 | 0 | 0 | 0 | 0 | 0 | 0 | 0 | 0 | 0 | 0 | 0 | 0 | 0 | 0 | 0 | 0 | 0 | 0 | 0 | 0 | 0
| Riverside_Palm_Springs_Geothermal | Non-Wind | 0 | 0 | 0 | 0 | 0 | 0 | 0 | 0 | 0 | 0 | 0 | 0.02 | 0 | 32 | 0 | 32 | 0 | 32 | 0 | 0 | 32 | 0 | 0 | 0 | 0 | 32 | 0 | 0 | 0 | 0 | 32 | 0 | 0 | 0 | 0 | 0
| Solano_Geothermal | Non-Wind | 0 | 0 | 0 | 0 | 0 | 0 | 0 | 0 | 0 | 0 | 0 | 69.83 | 0 | 135 | 0 | 135 | 0 | 135 | 0 | 0 | 135 | 0 | 0 | 0 | 0 | 135 | 0 | 0 | 0 | 0 | 135 | 0 | 0 | 0 | 0 | 0
| Southern_Nevada_Geothermal | Non-Wind | 0 | 0 | 0 | 0 | 0 | 0 | 0 | 0 | 0 | 0 | 0 | 0.09 | 0 | 320 | 0 | 320 | 0 | 320 | 0 | 0 | 320 | 0 | 0 | 0 | 0 | 320 | 0 | 0 | 0 | 0 | 320 | 0 | 0 | 0 | 0 | 0
| Carrizo_Wind | In-State | 0 | 0 | 0 | 0 | 0 | 0 | 0 | 1.8 | 23.91 | 51.69 | 287 | 287 | 0 | 287 | 0 | 287 | 0 | 287 | 0 | 0 | 287 | 0 | 0 | 0 | 0 | 287 | 0 | 0 | 0 | 0 | 287 | 0 | 0 | 0 | 0 | 0
| Central_Valley_North_Los_Banos_Wind | In-State | 0 | 0 | 0 | 0 | 0 | 0 | 0 | 173 | 173 | 173 | 173 | 173 | 0 | 173 | 0 | 173 | 0 | 173 | 0 | 0 | 173 | 0 | 0 | 0 | 0 | 173 | 0 | 0 | 0 | 0 | 173 | 0 | 0 | 0 | 0 | 0
| Distributed_Solar | Non-Wind | 0 | 0 | 0 | 0 | 0 | 0 | 0 | 18.8 | 96.82 | 105.82 | 125.19 | 125.19 | 0 | 125.19 | 0 | 125.19 | 0 | 125.19 | 0 | 0 | 125.19 | 0 | 0 | 0 | 0 | 125.19 | 0 | 0 | 0 | 0 | 125.19 | 0 | 0 | 0 | 0 | 0
| Distributed_Wind | In-State | 0 | 0 | 0 | 0 | 0 | 0 | 0 | 0 | 0 | 0 | 0 | 0 | 0 | 0 | 0 | 0 | 0 | 0 | 0 | 0 | 0 | 0 | 0 | 0 | 0 | 0 | 0 | 0 | 0 | 0 | 0 | 0 | 0 | 0 | 0 | 0
| Imperial_Solar | Non-Wind | 0 | 0 | 0 | 0 | 0 | 0 | 0 | 0.01 | 0.01 | 0.01 | 0.01 | 0.01 | 0 | 0.01 | 0 | 0.01 | 0 | 0.01 | 0 | 0 | 0.01 | 0 | 0 | 0 | 0 | 0.01 | 0 | 0 | 0 | 0 | 0.01 | 0 | 0 | 0 | 0 | 0
| Humboldt_Wind | In-State | 0 | 0 | 0 | 0 | 0 | 0 | 0 | 34 | 34 | 34 | 34 | 34 | 0 | 34 | 0 | 34 | 0 | 34 | 0 | 0 | 34 | 0 | 0 | 0 | 0 | 34 | 0 | 0 | 0 | 0 | 34 | 0 | 0 | 0 | 0 | 0
| Greater_Kramer_Solar | Non-Wind | 0 | 0 | 0 | 0 | 0 | 0 | 0 | 19.37 | 48.05 | 495.11 | 1847.01 | 1847.01 | 0 | 1847.01 | 0 | 1847.02 | 0 | 1847.12 | 0 | 0 | 4087 | 0 | 0 | 0 | 0 | 4834.55 | 0 | 0 | 0 | 0 | 5359.74 | 0 | 0 | 0 | 0 | 0
| Kern_Greater_Carrizo_Wind | In-State | 0 | 0 | 0 | 0 | 0 | 0 | 0 | 59.99 | 59.99 | 59.99 | 60 | 60 | 0 | 60 | 0 | 60 | 0 | 60 | 0 | 0 | 60 | 0 | 0 | 0 | 0 | 60 | 0 | 0 | 0 | 0 | 60 | 0 | 0 | 0 | 0 | 0
| Southern_NV_Eldorado_Solar | Non-Wind | 0 | 0 | 0 | 0 | 0 | 0 | 0 | 876.58 | 2464.77 | 2464.77 | 2464.77 | 2464.77 | 0 | 2464.77 | 0 | 4160.01 | 0 | 7323.78 | 0 | 0 | 7323.81 | 0 | 0 | 0 | 0 | 7323.81 | 0 | 0 | 0 | 0 | 7843.29 | 0 | 0 | 0 | 0 | 0
| Northern_California_Solar | Non-Wind | 0 | 0 | 0 | 0 | 0 | 0 | 0 | 0.02 | 0.02 | 0.02 | 0.02 | 0.02 | 0 | 0.02 | 0 | 0.02 | 0 | 0.02 | 0 | 0 | 0.02 | 0 | 0 | 0 | 0 | 0.02 | 0 | 0 | 0 | 0 | 0.02 | 0 | 0 | 0 | 0 | 0
| Northern_California_Wind | In-State | 0 | 0 | 0 | 0 | 0 | 0 | 0 | 1.09 | 1.09 | 1.09 | 865.9 | 865.9 | 0 | 865.9 | 0 | 865.9 | 0 | 865.9 | 0 | 0 | 865.9 | 0 | 0 | 0 | 0 | 865.9 | 0 | 0 | 0 | 0 | 865.9 | 0 | 0 | 0 | 0 | 0
| NW_Ext_Tx_Wind | In-State | 0 | 0 | 0 | 0 | 0 | 0 | 0 | 0.06 | 0.06 | 0.06 | 0.08 | 0.08 | 0 | 0.08 | 0 | 0.08 | 0 | 0.08 | 0 | 0 | 0.08 | 0 | 0 | 0 | 0 | 0.08 | 0 | 0 | 0 | 0 | 1500 | 0 | 0 | 0 | 0 | 0
| Riverside_Solar | Non-Wind | 0 | 0 | 0 | 0 | 0 | 0 | 0 | 1313.05 | 1989.86 | 2384.64 | 2665.87 | 2665.87 | 0 | 3053.41 | 0 | 4001.3 | 0 | 4001.3 | 0 | 0 | 11233.02 | 0 | 0 | 0 | 0 | 20905.87 | 0 | 0 | 0 | 0 | 25643.53 | 0 | 0 | 0 | 0 | 0
| Solano_Wind | In-State | 0 | 0 | 0 | 0 | 0 | 0 | 0 | 294.34 | 294.34 | 294.34 | 294.34 | 294.34 | 0 | 294.34 | 0 | 294.34 | 0 | 294.34 | 0 | 0 | 294.34 | 0 | 0 | 0 | 0 | 294.34 | 0 | 0 | 0 | 0 | 294.34 | 0 | 0 | 0 | 0 | 0
| Southern_Nevada_Wind | In-State | 0 | 0 | 0 | 0 | 0 | 0 | 0 | 441.96 | 441.96 | 441.96 | 442.03 | 442.03 | 0 | 442.03 | 0 | 442.03 | 0 | 442.03 | 0 | 0 | 442.03 | 0 | 0 | 0 | 0 | 442.03 | 0 | 0 | 0 | 0 | 442.03 | 0 | 0 | 0 | 0 | 0
| SW_Ext_Tx_Wind | In-State | 0 | 0 | 0 | 0 | 0 | 0 | 0 | 415.51 | 415.51 | 415.51 | 500 | 500 | 0 | 500 | 0 | 500 | 0 | 500 | 0 | 0 | 500 | 0 | 0 | 0 | 0 | 500 | 0 | 0 | 0 | 0 | 500 | 0 | 0 | 0 | 0 | 0
| Tehachapi_Solar | Non-Wind | 0 | 0 | 0 | 0 | 0 | 0 | 0 | 457.51 | 1099.99 | 1316.34 | 2833.58 | 2833.58 | 0 | 2833.58 | 0 | 2969.53 | 0 | 2969.53 | 0 | 0 | 2969.53 | 0 | 0 | 0 | 0 | 6288.99 | 0 | 0 | 0 | 0 | 6289 | 0 | 0 | 0 | 0 | 0
| Tehachapi_Wind | In-State | 0 | 0 | 0 | 0 | 0 | 0 | 0 | 275 | 275 | 275 | 275 | 275 | 0 | 275 | 0 | 275 | 0 | 275 | 0 | 0 | 275 | 0 | 0 | 0 | 0 | 275 | 0 | 0 | 0 | 0 | 275 | 0 | 0 | 0 | 0 | 0
| Southern_PGAE_Solar | Non-Wind | 0 | 0 | 0 | 0 | 0 | 0 | 0 | 407.86 | 848.97 | 983.13 | 1063.01 | 1063.01 | 0 | 1072.3 | 0 | 1238 | 0 | 1238 | 0 | 0 | 1238 | 0 | 0 | 0 | 0 | 1238.01 | 0 | 0 | 0 | 0 | 24079.45 | 0 | 0 | 0 | 0 | 0
| Greater_LA_Solar | Non-Wind | 0 | 0 | 0 | 0 | 0 | 0 | 0 | 0.52 | 0.53 | 0.53 | 0.53 | 0.53 | 0 | 0.53 | 0 | 0.53 | 0 | 0.54 | 0 | 0 | 0.54 | 0 | 0 | 0 | 0 | 2999.99 | 0 | 0 | 0 | 0 | 3000 | 0 | 0 | 0 | 0 | 0
| Cape_Mendocino_Offshore_Wind | Non-Wind | 0 | 0 | 0 | 0 | 0 | 0 | 0 | 0 | 0 | 0 | 0 | 0 | 0 | 0 | 0 | 0 | 0 | 0 | 0 | 0 | 0 | 0 | 0 | 0 | 0 | 0 | 0 | 0 | 0 | 0 | 0 | 0 | 0 | 0 | 0 | 0
| Del_Norte_Offshore_Wind | Non-Wind | 0 | 0 | 0 | 0 | 0 | 0 | 0 | 0 | 0 | 0 | 0 | 0 | 0 | 0 | 0 | 0 | 0 | 0 | 0 | 0 | 0 | 0 | 0 | 0 | 0 | 0 | 0 | 0 | 0 | 0 | 0 | 0 | 0 | 0 | 0 | 0
| Diablo_Canyon_Offshore_Wind | Non-Wind | 0 | 0 | 0 | 0 | 0 | 0 | 0 | 0 | 0 | 0 | 0 | 0 | 0 | 0 | 0 | 0 | 0 | 0 | 0 | 0 | 0 | 0 | 0 | 0 | 0 | 0 | 0 | 0 | 0 | 0 | 0 | 0 | 0 | 0 | 0 | 0
| Humboldt_Bay_Offshore_Wind | Non-Wind | 0 | 0 | 0 | 0 | 0 | 0 | 0 | 0 | 0 | 0 | 0 | 0 | 0 | 0 | 0 | 0.01 | 0 | 0.01 | 0 | 0 | 20.52 | 0 | 0 | 0 | 0 | 20.52 | 0 | 0 | 0 | 0 | 20.52 | 0 | 0 | 0 | 0 | 0
| Morro_Bay_Offshore_Wind | Non-Wind | 0 | 0 | 0 | 0 | 0 | 0 | 0 | 0 | 0 | 0 | 0 | 120 | 0 | 195 | 0 | 195 | 0 | 1707.56 | 0 | 0 | 1707.56 | 0 | 0 | 0 | 0 | 1707.56 | 0 | 0 | 0 | 0 | 1707.56 | 0 | 0 | 0 | 0 | 0
| Arizona_Solar | Non-Wind | 0 | 0 | 0 | 0 | 0 | 0 | 0 | 0.02 | 0.02 | 0.02 | 0.02 | 0.02 | 0 | 0.02 | 0 | 0.02 | 0 | 0.02 | 0 | 0 | 0.02 | 0 | 0 | 0 | 0 | 0.02 | 0 | 0 | 0 | 0 | 0.02 | 0 | 0 | 0 | 0 | 0
| Riverside_Palm_Springs_Wind | In-State | 0 | 0 | 0 | 0 | 0 | 0 | 0 | 0 | 0 | 0 | 0 | 0 | 0 | 0 | 0 | 0 | 0 | 0 | 0 | 0 | 0 | 0 | 0 | 0 | 0 | 0 | 0 | 0 | 0 | 0 | 0 | 0 | 0 | 0 | 0 | 0
| Baja_California_Wind | In-State | 0 | 0 | 0 | 0 | 0 | 0 | 0 | 0 | 0 | 302.06 | 600 | 600 | 0 | 600 | 0 | 600 | 0 | 600 | 0 | 0 | 600 | 0 | 0 | 0 | 0 | 600 | 0 | 0 | 0 | 0 | 600 | 0 | 0 | 0 | 0 | 0
| Pacific_Northwest_Wind | Out-Of-State | 0 | 0 | 0 | 0 | 0 | 0 | 0 | 0 | 0 | 0 | 0 | 0 | 0 | 0 | 0 | 0 | 0 | 0 | 0 | 0 | 0 | 0 | 0 | 0 | 0 | 0 | 0 | 0 | 0 | 0 | 0 | 0 | 0 | 0 | 0 | 0
| Idaho_Wind | Out-Of-State | 0 | 0 | 0 | 0 | 0 | 0 | 0 | 0 | 0 | 0 | 0 | 0 | 0 | 0 | 0 | 0 | 0 | 0 | 0 | 0 | 0 | 0 | 0 | 0 | 0 | 0 | 0 | 0 | 0 | 0 | 0 | 0 | 0 | 0 | 0 | 0
| Utah_Wind | Out-Of-State | 0 | 0 | 0 | 0 | 0 | 0 | 0 | 0 | 0 | 0 | 0 | 0 | 0 | 0 | 0 | 0 | 0 | 0 | 0 | 0 | 0 | 0 | 0 | 0 | 0 | 0 | 0 | 0 | 0 | 0 | 0 | 0 | 0 | 0 | 0 | 0
| Wyoming_Wind | Out-Of-State | 0 | 0 | 0 | 0 | 0 | 0 | 0 | 0 | 0 | 0 | 0 | 0.01 | 0 | 0.03 | 0 | 1500 | 0 | 1500 | 0 | 0 | 1500 | 0 | 0 | 0 | 0 | 1970.17 | 0 | 0 | 0 | 0 | 1970.17 | 0 | 0 | 0 | 0 | 0
| Arizona_Wind | Out-Of-State | 0 | 0 | 0 | 0 | 0 | 0 | 0 | 0 | 0 | 0 | 0 | 0 | 0 | 0 | 0 | 0 | 0 | 0 | 0 | 0 | 0 | 0 | 0 | 0 | 0 | 0 | 0 | 0 | 0 | 0 | 0 | 0 | 0 | 0 | 0 | 0
| New_Mexico_Wind | Out-Of-State | 0 | 0 | 0 | 0 | 0 | 0 | 0 | 0 | 0 | 0 | 0 | 0.02 | 0 | 0.03 | 0 | 0.03 | 0 | 0.03 | 0 | 0 | 0.03 | 0 | 0 | 0 | 0 | 0.03 | 0 | 0 | 0 | 0 | 0.03 | 0 | 0 | 0 | 0 | 0
Note: Resources with #N/A as transmission zone were not made available to the model for this scenario
Selected Resource Under Transmission Constraints
| Total Capacity in Portfolio (MW) | Note: only newly built capacity; no planned capacity included
| Transmission Constraint |  | 2015 | 2016 | 2017 | 2018 | 2019 | 2020 | 2021 | 2022 | 2023 | 2024 | 2025 | 2026 | 2027 | 2028 | 2029 | 2030 | 2031 | 2032 | 2033 | 2034 | 2035 | 2036 | 2037 | 2038 | 2039 | 2040 | 2041 | 2042 | 2043 | 2044 | 2045 | 2046 | 2047 | 2048 | 2049 | 2050
| Solano_Geothermal | Geothermal | 0 | 0 | 0 | 0 | 0 | 0 | 0 | 0 | 0 | 0 | 0 | 69.83 | 0 | 135 | 0 | 135 | 0 | 135 | 0 | 0 | 135 | 0 | 0 | 0 | 0 | 135 | 0 | 0 | 0 | 0 | 135 | 0 | 0 | 0 | 0 | 0
| Northern_California_Geothermal | Geothermal | 0 | 0 | 0 | 0 | 0 | 0 | 0 | 0 | 0 | 0 | 0 | 0.03 | 0 | 107.3 | 0 | 107.3 | 0 | 107.3 | 0 | 0 | 107.3 | 0 | 0 | 0 | 0 | 107.3 | 0 | 0 | 0 | 0 | 469 | 0 | 0 | 0 | 0 | 0
| Inyokern_North_Kramer_Geothermal | Geothermal | 0 | 0 | 0 | 0 | 0 | 0 | 0 | 0 | 0 | 0 | 0 | 0.03 | 0 | 24 | 0 | 24 | 0 | 24 | 0 | 0 | 24 | 0 | 0 | 0 | 0 | 24 | 0 | 0 | 0 | 0 | 24 | 0 | 0 | 0 | 0 | 0
| Southern_Nevada_Geothermal | Geothermal | 0 | 0 | 0 | 0 | 0 | 0 | 0 | 0 | 0 | 0 | 0 | 0.09 | 0 | 320 | 0 | 320 | 0 | 320 | 0 | 0 | 320 | 0 | 0 | 0 | 0 | 320 | 0 | 0 | 0 | 0 | 320 | 0 | 0 | 0 | 0 | 0
| Riverside_Palm_Springs_Geothermal | Geothermal | 0 | 0 | 0 | 0 | 0 | 0 | 0 | 0 | 0 | 0 | 0 | 0.02 | 0 | 32 | 0 | 32 | 0 | 32 | 0 | 0 | 32 | 0 | 0 | 0 | 0 | 32 | 0 | 0 | 0 | 0 | 32 | 0 | 0 | 0 | 0 | 0
| Greater_Imperial_Geothermal | Geothermal | 0 | 0 | 0 | 0 | 0 | 0 | 0 | 14 | 114 | 114 | 114 | 114 | 0 | 541.41 | 0 | 541.41 | 0 | 541.41 | 0 | 0 | 541.41 | 0 | 0 | 0 | 0 | 541.41 | 0 | 0 | 0 | 0 | 541.41 | 0 | 0 | 0 | 0 | 0
| Greater_LA_Solar | Solar | 0 | 0 | 0 | 0 | 0 | 0 | 0 | 0.52 | 0.53 | 0.53 | 0.53 | 0.53 | 0 | 0.53 | 0 | 0.53 | 0 | 0.54 | 0 | 0 | 0.54 | 0 | 0 | 0 | 0 | 2999.99 | 0 | 0 | 0 | 0 | 3000 | 0 | 0 | 0 | 0 | 0
| Northern_California_Solar | Solar | 0 | 0 | 0 | 0 | 0 | 0 | 0 | 0.02 | 0.02 | 0.02 | 0.02 | 0.02 | 0 | 0.02 | 0 | 0.02 | 0 | 0.02 | 0 | 0 | 0.02 | 0 | 0 | 0 | 0 | 0.02 | 0 | 0 | 0 | 0 | 0.02 | 0 | 0 | 0 | 0 | 0
| Southern_PGAE_Solar | Solar | 0 | 0 | 0 | 0 | 0 | 0 | 0 | 407.86 | 848.97 | 983.13 | 1063.01 | 1063.01 | 0 | 1072.3 | 0 | 1238 | 0 | 1238 | 0 | 0 | 1238 | 0 | 0 | 0 | 0 | 1238.01 | 0 | 0 | 0 | 0 | 24079.45 | 0 | 0 | 0 | 0 | 0
| Tehachapi_Solar | Solar | 0 | 0 | 0 | 0 | 0 | 0 | 0 | 457.51 | 1099.99 | 1316.34 | 2833.58 | 2833.58 | 0 | 2833.58 | 0 | 2969.53 | 0 | 2969.53 | 0 | 0 | 2969.53 | 0 | 0 | 0 | 0 | 6288.99 | 0 | 0 | 0 | 0 | 6289 | 0 | 0 | 0 | 0 | 0
| Greater_Kramer_Solar | Solar | 0 | 0 | 0 | 0 | 0 | 0 | 0 | 19.37 | 48.05 | 495.11 | 1847.01 | 1847.01 | 0 | 1847.01 | 0 | 1847.02 | 0 | 1847.12 | 0 | 0 | 4087 | 0 | 0 | 0 | 0 | 4834.55 | 0 | 0 | 0 | 0 | 5359.74 | 0 | 0 | 0 | 0 | 0
| Southern_NV_Eldorado_Solar | Solar | 0 | 0 | 0 | 0 | 0 | 0 | 0 | 876.58 | 2464.77 | 2464.77 | 2464.77 | 2464.77 | 0 | 2464.77 | 0 | 4160.01 | 0 | 7323.78 | 0 | 0 | 7323.81 | 0 | 0 | 0 | 0 | 7323.81 | 0 | 0 | 0 | 0 | 7843.29 | 0 | 0 | 0 | 0 | 0
| Riverside_Solar | Solar | 0 | 0 | 0 | 0 | 0 | 0 | 0 | 1313.05 | 1989.86 | 2384.64 | 2665.87 | 2665.87 | 0 | 3053.41 | 0 | 4001.3 | 0 | 4001.3 | 0 | 0 | 11233.02 | 0 | 0 | 0 | 0 | 20905.87 | 0 | 0 | 0 | 0 | 25643.53 | 0 | 0 | 0 | 0 | 0
| Arizona_Solar | Solar | 0 | 0 | 0 | 0 | 0 | 0 | 0 | 0.02 | 0.02 | 0.02 | 0.02 | 0.02 | 0 | 0.02 | 0 | 0.02 | 0 | 0.02 | 0 | 0 | 0.02 | 0 | 0 | 0 | 0 | 0.02 | 0 | 0 | 0 | 0 | 0.02 | 0 | 0 | 0 | 0 | 0
| Imperial_Solar | Solar | 0 | 0 | 0 | 0 | 0 | 0 | 0 | 0.01 | 0.01 | 0.01 | 0.01 | 0.01 | 0 | 0.01 | 0 | 0.01 | 0 | 0.01 | 0 | 0 | 0.01 | 0 | 0 | 0 | 0 | 0.01 | 0 | 0 | 0 | 0 | 0.01 | 0 | 0 | 0 | 0 | 0
| Northern_California_Wind | Wind | 0 | 0 | 0 | 0 | 0 | 0 | 0 | 1.09 | 1.09 | 1.09 | 865.9 | 865.9 | 0 | 865.9 | 0 | 865.9 | 0 | 865.9 | 0 | 0 | 865.9 | 0 | 0 | 0 | 0 | 865.9 | 0 | 0 | 0 | 0 | 865.9 | 0 | 0 | 0 | 0 | 0
| Solano_Wind | Wind | 0 | 0 | 0 | 0 | 0 | 0 | 0 | 294.34 | 294.34 | 294.34 | 294.34 | 294.34 | 0 | 294.34 | 0 | 294.34 | 0 | 294.34 | 0 | 0 | 294.34 | 0 | 0 | 0 | 0 | 294.34 | 0 | 0 | 0 | 0 | 294.34 | 0 | 0 | 0 | 0 | 0
| Humboldt_Wind | Wind | 0 | 0 | 0 | 0 | 0 | 0 | 0 | 34 | 34 | 34 | 34 | 34 | 0 | 34 | 0 | 34 | 0 | 34 | 0 | 0 | 34 | 0 | 0 | 0 | 0 | 34 | 0 | 0 | 0 | 0 | 34 | 0 | 0 | 0 | 0 | 0
| NW_Ext_Tx_Wind | Wind | 0 | 0 | 0 | 0 | 0 | 0 | 0 | 0.06 | 0.06 | 0.06 | 0.08 | 0.08 | 0 | 0.08 | 0 | 0.08 | 0 | 0.08 | 0 | 0 | 0.08 | 0 | 0 | 0 | 0 | 0.08 | 0 | 0 | 0 | 0 | 1500 | 0 | 0 | 0 | 0 | 0
| Kern_Greater_Carrizo_Wind | Wind | 0 | 0 | 0 | 0 | 0 | 0 | 0 | 59.99 | 59.99 | 59.99 | 60 | 60 | 0 | 60 | 0 | 60 | 0 | 60 | 0 | 0 | 60 | 0 | 0 | 0 | 0 | 60 | 0 | 0 | 0 | 0 | 60 | 0 | 0 | 0 | 0 | 0
| Carrizo_Wind | Wind | 0 | 0 | 0 | 0 | 0 | 0 | 0 | 1.8 | 23.91 | 51.69 | 287 | 287 | 0 | 287 | 0 | 287 | 0 | 287 | 0 | 0 | 287 | 0 | 0 | 0 | 0 | 287 | 0 | 0 | 0 | 0 | 287 | 0 | 0 | 0 | 0 | 0
| Central_Valley_North_Los_Banos_Wind | Wind | 0 | 0 | 0 | 0 | 0 | 0 | 0 | 173 | 173 | 173 | 173 | 173 | 0 | 173 | 0 | 173 | 0 | 173 | 0 | 0 | 173 | 0 | 0 | 0 | 0 | 173 | 0 | 0 | 0 | 0 | 173 | 0 | 0 | 0 | 0 | 0
| Tehachapi_Wind | Wind | 0 | 0 | 0 | 0 | 0 | 0 | 0 | 275 | 275 | 275 | 275 | 275 | 0 | 275 | 0 | 275 | 0 | 275 | 0 | 0 | 275 | 0 | 0 | 0 | 0 | 275 | 0 | 0 | 0 | 0 | 275 | 0 | 0 | 0 | 0 | 0
| Southern_Nevada_Wind | Wind | 0 | 0 | 0 | 0 | 0 | 0 | 0 | 441.96 | 441.96 | 441.96 | 442.03 | 442.03 | 0 | 442.03 | 0 | 442.03 | 0 | 442.03 | 0 | 0 | 442.03 | 0 | 0 | 0 | 0 | 442.03 | 0 | 0 | 0 | 0 | 442.03 | 0 | 0 | 0 | 0 | 0
| Wyoming_Wind | Wind | 0 | 0 | 0 | 0 | 0 | 0 | 0 | 0 | 0 | 0 | 0 | 0.01 | 0 | 0.03 | 0 | 1500 | 0 | 1500 | 0 | 0 | 1500 | 0 | 0 | 0 | 0 | 1970.17 | 0 | 0 | 0 | 0 | 1970.17 | 0 | 0 | 0 | 0 | 0
| Riverside_Palm_Springs_Wind | Wind | 0 | 0 | 0 | 0 | 0 | 0 | 0 | 0 | 0 | 0 | 0 | 0 | 0 | 0 | 0 | 0 | 0 | 0 | 0 | 0 | 0 | 0 | 0 | 0 | 0 | 0 | 0 | 0 | 0 | 0 | 0 | 0 | 0 | 0 | 0 | 0
| New_Mexico_Wind | Wind | 0 | 0 | 0 | 0 | 0 | 0 | 0 | 0 | 0 | 0 | 0 | 0.02 | 0 | 0.03 | 0 | 0.03 | 0 | 0.03 | 0 | 0 | 0.03 | 0 | 0 | 0 | 0 | 0.03 | 0 | 0 | 0 | 0 | 0.03 | 0 | 0 | 0 | 0 | 0
| SW_Ext_Tx_Wind | Wind | 0 | 0 | 0 | 0 | 0 | 0 | 0 | 415.51 | 415.51 | 415.51 | 500 | 500 | 0 | 500 | 0 | 500 | 0 | 500 | 0 | 0 | 500 | 0 | 0 | 0 | 0 | 500 | 0 | 0 | 0 | 0 | 500 | 0 | 0 | 0 | 0 | 0
| Baja_California_Wind | Wind | 0 | 0 | 0 | 0 | 0 | 0 | 0 | 0 | 0 | 302.06 | 600 | 600 | 0 | 600 | 0 | 600 | 0 | 600 | 0 | 0 | 600 | 0 | 0 | 0 | 0 | 600 | 0 | 0 | 0 | 0 | 600 | 0 | 0 | 0 | 0 | 0
| Humboldt_Bay_Offshore_Wind | Offshore_Wind | 0 | 0 | 0 | 0 | 0 | 0 | 0 | 0 | 0 | 0 | 0 | 0 | 0 | 0 | 0 | 0.01 | 0 | 0.01 | 0 | 0 | 20.52 | 0 | 0 | 0 | 0 | 20.52 | 0 | 0 | 0 | 0 | 20.52 | 0 | 0 | 0 | 0 | 0
| Morro_Bay_Offshore_Wind | Offshore_Wind | 0 | 0 | 0 | 0 | 0 | 0 | 0 | 0 | 0 | 0 | 0 | 120 | 0 | 195 | 0 | 195 | 0 | 1707.56 | 0 | 0 | 1707.56 | 0 | 0 | 0 | 0 | 1707.56 | 0 | 0 | 0 | 0 | 1707.56 | 0 | 0 | 0 | 0 | 0
| Diablo_Canyon_Offshore_Wind | Offshore_Wind | 0 | 0 | 0 | 0 | 0 | 0 | 0 | 0 | 0 | 0 | 0 | 0 | 0 | 0 | 0 | 0 | 0 | 0 | 0 | 0 | 0 | 0 | 0 | 0 | 0 | 0 | 0 | 0 | 0 | 0 | 0 | 0 | 0 | 0 | 0 | 0
| Greater_LA_Li_Battery | Li_Battery | 0 | 0 | 0 | 0 | 0 | 0 | 0 | 270.47 | 616.95 | 1476.38 | 1781.15 | 1781.15 | 0 | 1854.48 | 0 | 1981.3 | 0 | 2047.55 | 0 | 0 | 3103.07 | 0 | 0 | 0 | 0 | 7075.21 | 0 | 0 | 0 | 0 | 7240.86 | 0 | 0 | 0 | 0 | 0
| Northern_California_Li_Battery | Li_Battery | 0 | 0 | 0 | 0 | 0 | 0 | 0 | 206 | 206.83 | 207.22 | 209.99 | 209.99 | 0 | 211.68 | 0 | 211.69 | 0 | 211.69 | 0 | 0 | 232.2 | 0 | 0 | 0 | 0 | 232.2 | 0 | 0 | 0 | 0 | 1530.83 | 0 | 0 | 0 | 0 | 0
| Southern_PGAE_Li_Battery | Li_Battery | 0 | 0 | 0 | 0 | 0 | 0 | 0 | 291.17 | 626.06 | 1511.82 | 1761.3 | 1761.3 | 0 | 1946.49 | 0 | 2061.15 | 0 | 2198.94 | 0 | 0 | 3207.15 | 0 | 0 | 0 | 0 | 7864.31 | 0 | 0 | 0 | 0 | 9500.36 | 0 | 0 | 0 | 0 | 0
| Tehachapi_Li_Battery | Li_Battery | 0 | 0 | 0 | 0 | 0 | 0 | 0 | 299.66 | 640.8 | 1522.59 | 1802.22 | 1802.22 | 0 | 2002.36 | 0 | 2033.68 | 0 | 2097.8 | 0 | 0 | 3033.75 | 0 | 0 | 0 | 0 | 3350.52 | 0 | 0 | 0 | 0 | 6056.43 | 0 | 0 | 0 | 0 | 0
| Greater_Kramer_Li_Battery | Li_Battery | 0 | 0 | 0 | 0 | 0 | 0 | 0 | 304.7 | 625.7 | 1424.34 | 1457.4 | 1457.4 | 0 | 1526.1 | 0 | 1530.86 | 0 | 1533.31 | 0 | 0 | 1551.99 | 0 | 0 | 0 | 0 | 2127.6 | 0 | 0 | 0 | 0 | 2532 | 0 | 0 | 0 | 0 | 0
| Southern_NV_Eldorado_Li_Battery | Li_Battery | 0 | 0 | 0 | 0 | 0 | 0 | 0 | 305.73 | 639.14 | 1547.92 | 1799.59 | 1799.59 | 0 | 1998.9 | 0 | 2021.55 | 0 | 2793.81 | 0 | 0 | 2793.83 | 0 | 0 | 0 | 0 | 2793.83 | 0 | 0 | 0 | 0 | 3193.83 | 0 | 0 | 0 | 0 | 0
| Riverside_Li_Battery | Li_Battery | 0 | 0 | 0 | 0 | 0 | 0 | 0 | 462.38 | 645.85 | 1511.5 | 1893.28 | 1893.29 | 0 | 1924.1 | 0 | 1940.27 | 0 | 2073.53 | 0 | 0 | 3111.82 | 0 | 0 | 0 | 0 | 4470.63 | 0 | 0 | 0 | 0 | 8118.63 | 0 | 0 | 0 | 0 | 0
| Arizona_Li_Battery | Li_Battery | 0 | 0 | 0 | 0 | 0 | 0 | 0 | 108.91 | 109.36 | 109.37 | 110.12 | 110.12 | 0 | 110.16 | 0 | 110.17 | 0 | 110.17 | 0 | 0 | 110.17 | 0 | 0 | 0 | 0 | 110.17 | 0 | 0 | 0 | 0 | 110.17 | 0 | 0 | 0 | 0 | 0
| Imperial_Li_Battery | Li_Battery | 0 | 0 | 0 | 0 | 0 | 0 | 0 | 0.87 | 0.87 | 0.87 | 0.88 | 0.88 | 0 | 0.88 | 0 | 0.88 | 0 | 0.88 | 0 | 0 | 0.88 | 0 | 0 | 0 | 0 | 0.88 | 0 | 0 | 0 | 0 | 0.88 | 0 | 0 | 0 | 0 | 0
| San_Diego_Li_Battery | Li_Battery | 0 | 0 | 0 | 0 | 0 | 0 | 0 | 306.71 | 483.97 | 491.38 | 493.17 | 493.17 | 0 | 494.95 | 0 | 494.95 | 0 | 494.96 | 0 | 0 | 494.96 | 0 | 0 | 0 | 0 | 494.96 | 0 | 0 | 0 | 0 | 2414.05 | 0 | 0 | 0 | 0 | 0
| Riverside_West_Pumped_Storage | Pumped_Hydro | 0 | 0 | 0 | 0 | 0 | 0 | 0 | 0 | 0 | 0 | 0 | 0 | 0 | 0 | 0 | 0.14 | 0 | 0.14 | 0 | 0 | 0.14 | 0 | 0 | 0 | 0 | 0.14 | 0 | 0 | 0 | 0 | 0.14 | 0 | 0 | 0 | 0 | 0
| Tehachapi_Pumped_Storage | Pumped_Hydro | 0 | 0 | 0 | 0 | 0 | 0 | 0 | 0 | 0 | 0 | 0 | 196 | 0 | 455.11 | 0 | 455.11 | 0 | 455.11 | 0 | 0 | 455.11 | 0 | 0 | 0 | 0 | 455.11 | 0 | 0 | 0 | 0 | 455.11 | 0 | 0 | 0 | 0 | 0
| Riverside_East_Pumped_Storage | Pumped_Hydro | 0 | 0 | 0 | 0 | 0 | 0 | 0 | 0 | 0 | 0 | 0 | 0 | 0 | 544.89 | 0 | 544.89 | 0 | 544.89 | 0 | 0 | 544.89 | 0 | 0 | 0 | 0 | 544.89 | 0 | 0 | 0 | 0 | 544.89 | 0 | 0 | 0 | 0 | 0
| San_Diego_Pumped_Storage | Pumped_Hydro | 0 | 0 | 0 | 0 | 0 | 0 | 0 | 0 | 0 | 0 | 0 | 0 | 0 | 0 | 0 | 0.14 | 0 | 0.14 | 0 | 0 | 0.14 | 0 | 0 | 0 | 0 | 0.14 | 0 | 0 | 0 | 0 | 0.14 | 0 | 0 | 0 | 0 | 0
| - | - | 0 | 0 | 0 | 0 | 0 | 0 | 0 | 0 | 0 | 0 | 0 | 0 | 0 | 0 | 0 | 0 | 0 | 0 | 0 | 0 | 0 | 0 | 0 | 0 | 0 | 0 | 0 | 0 | 0 | 0 | 0 | 0 | 0 | 0 | 0 | 0
| - | - | 0 | 0 | 0 | 0 | 0 | 0 | 0 | 0 | 0 | 0 | 0 | 0 | 0 | 0 | 0 | 0 | 0 | 0 | 0 | 0 | 0 | 0 | 0 | 0 | 0 | 0 | 0 | 0 | 0 | 0 | 0 | 0 | 0 | 0 | 0 | 0
| - | - | 0 | 0 | 0 | 0 | 0 | 0 | 0 | 0 | 0 | 0 | 0 | 0 | 0 | 0 | 0 | 0 | 0 | 0 | 0 | 0 | 0 | 0 | 0 | 0 | 0 | 0 | 0 | 0 | 0 | 0 | 0 | 0 | 0 | 0 | 0 | 0
| - | - | 0 | 0 | 0 | 0 | 0 | 0 | 0 | 0 | 0 | 0 | 0 | 0 | 0 | 0 | 0 | 0 | 0 | 0 | 0 | 0 | 0 | 0 | 0 | 0 | 0 | 0 | 0 | 0 | 0 | 0 | 0 | 0 | 0 | 0 | 0 | 0
| - | - | 0 | 0 | 0 | 0 | 0 | 0 | 0 | 0 | 0 | 0 | 0 | 0 | 0 | 0 | 0 | 0 | 0 | 0 | 0 | 0 | 0 | 0 | 0 | 0 | 0 | 0 | 0 | 0 | 0 | 0 | 0 | 0 | 0 | 0 | 0 | 0
| - | - | 0 | 0 | 0 | 0 | 0 | 0 | 0 | 0 | 0 | 0 | 0 | 0 | 0 | 0 | 0 | 0 | 0 | 0 | 0 | 0 | 0 | 0 | 0 | 0 | 0 | 0 | 0 | 0 | 0 | 0 | 0 | 0 | 0 | 0 | 0 | 0
| - | - | 0 | 0 | 0 | 0 | 0 | 0 | 0 | 0 | 0 | 0 | 0 | 0 | 0 | 0 | 0 | 0 | 0 | 0 | 0 | 0 | 0 | 0 | 0 | 0 | 0 | 0 | 0 | 0 | 0 | 0 | 0 | 0 | 0 | 0 | 0 | 0
| - | - | 0 | 0 | 0 | 0 | 0 | 0 | 0 | 0 | 0 | 0 | 0 | 0 | 0 | 0 | 0 | 0 | 0 | 0 | 0 | 0 | 0 | 0 | 0 | 0 | 0 | 0 | 0 | 0 | 0 | 0 | 0 | 0 | 0 | 0 | 0 | 0
| - | - | 0 | 0 | 0 | 0 | 0 | 0 | 0 | 0 | 0 | 0 | 0 | 0 | 0 | 0 | 0 | 0 | 0 | 0 | 0 | 0 | 0 | 0 | 0 | 0 | 0 | 0 | 0 | 0 | 0 | 0 | 0 | 0 | 0 | 0 | 0 | 0
| - | - | 0 | 0 | 0 | 0 | 0 | 0 | 0 | 0 | 0 | 0 | 0 | 0 | 0 | 0 | 0 | 0 | 0 | 0 | 0 | 0 | 0 | 0 | 0 | 0 | 0 | 0 | 0 | 0 | 0 | 0 | 0 | 0 | 0 | 0 | 0 | 0
| - | - | 0 | 0 | 0 | 0 | 0 | 0 | 0 | 0 | 0 | 0 | 0 | 0 | 0 | 0 | 0 | 0 | 0 | 0 | 0 | 0 | 0 | 0 | 0 | 0 | 0 | 0 | 0 | 0 | 0 | 0 | 0 | 0 | 0 | 0 | 0 | 0
| - | - | 0 | 0 | 0 | 0 | 0 | 0 | 0 | 0 | 0 | 0 | 0 | 0 | 0 | 0 | 0 | 0 | 0 | 0 | 0 | 0 | 0 | 0 | 0 | 0 | 0 | 0 | 0 | 0 | 0 | 0 | 0 | 0 | 0 | 0 | 0 | 0
| - | - | 0 | 0 | 0 | 0 | 0 | 0 | 0 | 0 | 0 | 0 | 0 | 0 | 0 | 0 | 0 | 0 | 0 | 0 | 0 | 0 | 0 | 0 | 0 | 0 | 0 | 0 | 0 | 0 | 0 | 0 | 0 | 0 | 0 | 0 | 0 | 0
| - | - | 0 | 0 | 0 | 0 | 0 | 0 | 0 | 0 | 0 | 0 | 0 | 0 | 0 | 0 | 0 | 0 | 0 | 0 | 0 | 0 | 0 | 0 | 0 | 0 | 0 | 0 | 0 | 0 | 0 | 0 | 0 | 0 | 0 | 0 | 0 | 0
Delivered Capacity (MW) (Excluded Storage Resources)
| Transmission Constraint |  | 2015 | 2016 | 2017 | 2018 | 2019 | 2020 | 2021 | 2022 | 2023 | 2024 | 2025 | 2026 | 2027 | 2028 | 2029 | 2030 | 2031 | 2032 | 2033 | 2034 | 2035 | 2036 | 2037 | 2038 | 2039 | 2040 | 2041 | 2042 | 2043 | 2044 | 2045 | 2046 | 2047 | 2048 | 2049 | 2050
| Solano_Geothermal | Geothermal | 0 | 0 | 0 | 0 | 0 | 0 | 0 | 0 | 0 | 0 | 0 | 69.83 | 0 | 135 | 0 | 135 | 0 | 135 | 0 | 0 | 135 | 0 | 0 | 0 | 0 | 135 | 0 | 0 | 0 | 0 | 135 | 0 | 0 | 0 | 0 | 0
| Northern_California_Geothermal | Geothermal | 0 | 0 | 0 | 0 | 0 | 0 | 0 | 0 | 0 | 0 | 0 | 0.03 | 0 | 107.3 | 0 | 107.3 | 0 | 107.3 | 0 | 0 | 107.3 | 0 | 0 | 0 | 0 | 107.3 | 0 | 0 | 0 | 0 | 107.3 | 0 | 0 | 0 | 0 | 0
| Inyokern_North_Kramer_Geothermal | Geothermal | 0 | 0 | 0 | 0 | 0 | 0 | 0 | 0 | 0 | 0 | 0 | 0.03 | 0 | 24 | 0 | 24 | 0 | 24 | 0 | 0 | 24 | 0 | 0 | 0 | 0 | 24 | 0 | 0 | 0 | 0 | 24 | 0 | 0 | 0 | 0 | 0
| Southern_Nevada_Geothermal | Geothermal | 0 | 0 | 0 | 0 | 0 | 0 | 0 | 0 | 0 | 0 | 0 | 0.09 | 0 | 320 | 0 | 320 | 0 | 320 | 0 | 0 | 320 | 0 | 0 | 0 | 0 | 320 | 0 | 0 | 0 | 0 | 320 | 0 | 0 | 0 | 0 | 0
| Riverside_Palm_Springs_Geothermal | Geothermal | 0 | 0 | 0 | 0 | 0 | 0 | 0 | 0 | 0 | 0 | 0 | 0.02 | 0 | 32 | 0 | 32 | 0 | 32 | 0 | 0 | 32 | 0 | 0 | 0 | 0 | 32 | 0 | 0 | 0 | 0 | 32 | 0 | 0 | 0 | 0 | 0
| Greater_Imperial_Geothermal | Geothermal | 0 | 0 | 0 | 0 | 0 | 0 | 0 | 14 | 114 | 114 | 114 | 114 | 0 | 541.41 | 0 | 541.41 | 0 | 541.41 | 0 | 0 | 541.41 | 0 | 0 | 0 | 0 | 541.41 | 0 | 0 | 0 | 0 | 541.41 | 0 | 0 | 0 | 0 | 0
| Greater_LA_Solar | Solar | 0 | 0 | 0 | 0 | 0 | 0 | 0 | 0 | 0 | 0 | 0 | 0 | 0 | 0 | 0 | 0 | 0 | 0 | 0 | 0 | 0 | 0 | 0 | 0 | 0 | 0 | 0 | 0 | 0 | 0 | 0 | 0 | 0 | 0 | 0 | 0
| Northern_California_Solar | Solar | 0 | 0 | 0 | 0 | 0 | 0 | 0 | 0.01 | 0.01 | 0.01 | 0.01 | 0.01 | 0 | 0.01 | 0 | 0.01 | 0 | 0.01 | 0 | 0 | 0.01 | 0 | 0 | 0 | 0 | 0.01 | 0 | 0 | 0 | 0 | 0.01 | 0 | 0 | 0 | 0 | 0
| Southern_PGAE_Solar | Solar | 0 | 0 | 0 | 0 | 0 | 0 | 0 | 0.35 | 0.5 | 0.6 | 0.6 | 0.6 | 0 | 0.6 | 0 | 0.6 | 0 | 0.6 | 0 | 0 | 0.6 | 0 | 0 | 0 | 0 | 0.6 | 0 | 0 | 0 | 0 | 0.6 | 0 | 0 | 0 | 0 | 0
| Tehachapi_Solar | Solar | 0 | 0 | 0 | 0 | 0 | 0 | 0 | 230.73 | 354.27 | 430.06 | 430.06 | 430.06 | 0 | 430.06 | 0 | 430.06 | 0 | 430.06 | 0 | 0 | 430.06 | 0 | 0 | 0 | 0 | 430.06 | 0 | 0 | 0 | 0 | 430.06 | 0 | 0 | 0 | 0 | 0
| Greater_Kramer_Solar | Solar | 0 | 0 | 0 | 0 | 0 | 0 | 0 | 0 | 0 | 0 | 0 | 0 | 0 | 0 | 0 | 0 | 0 | 0 | 0 | 0 | 0 | 0 | 0 | 0 | 0 | 0 | 0 | 0 | 0 | 0 | 0 | 0 | 0 | 0 | 0 | 0
| Southern_NV_Eldorado_Solar | Solar | 0 | 0 | 0 | 0 | 0 | 0 | 0 | 0 | 0 | 0 | 0 | 0 | 0 | 0 | 0 | 0 | 0 | 0 | 0 | 0 | 0 | 0 | 0 | 0 | 0 | 0 | 0 | 0 | 0 | 0 | 0 | 0 | 0 | 0 | 0 | 0
| Riverside_Solar | Solar | 0 | 0 | 0 | 0 | 0 | 0 | 0 | 0 | 0 | 0 | 0 | 0 | 0 | 0 | 0 | 0 | 0 | 0 | 0 | 0 | 0 | 0 | 0 | 0 | 0 | 0 | 0 | 0 | 0 | 0 | 0.01 | 0 | 0 | 0 | 0 | 0
| Arizona_Solar | Solar | 0 | 0 | 0 | 0 | 0 | 0 | 0 | 0 | 0 | 0 | 0 | 0 | 0 | 0 | 0 | 0 | 0 | 0 | 0 | 0 | 0 | 0 | 0 | 0 | 0 | 0 | 0 | 0 | 0 | 0 | 0 | 0 | 0 | 0 | 0 | 0
Type of Wind | Imperial_Solar | Solar | 0 | 0 | 0 | 0 | 0 | 0 | 0 | 0 | 0 | 0 | 0 | 0 | 0 | 0 | 0 | 0 | 0 | 0 | 0 | 0 | 0 | 0 | 0 | 0 | 0 | 0 | 0 | 0 | 0 | 0 | 0 | 0 | 0 | 0 | 0 | 0
In-State | Northern_California_Wind | Wind | 0 | 0 | 0 | 0 | 0 | 0 | 0 | 0 | 0 | 0 | 0 | 0 | 0 | 0 | 0 | 0 | 0 | 0 | 0 | 0 | 0 | 0 | 0 | 0 | 0 | 0 | 0 | 0 | 0 | 0 | 0 | 0 | 0 | 0 | 0 | 0
In-State | Solano_Wind | Wind | 0 | 0 | 0 | 0 | 0 | 0 | 0 | 0 | 0 | 0 | 0 | 0 | 0 | 0 | 0 | 0 | 0 | 0 | 0 | 0 | 0 | 0 | 0 | 0 | 0 | 0 | 0 | 0 | 0 | 0 | 0 | 0 | 0 | 0 | 0 | 0
In-State | Humboldt_Wind | Wind | 0 | 0 | 0 | 0 | 0 | 0 | 0 | 0 | 0 | 0 | 0 | 0 | 0 | 0 | 0 | 0 | 0 | 0 | 0 | 0 | 0 | 0 | 0 | 0 | 0 | 0 | 0 | 0 | 0 | 0 | 0 | 0 | 0 | 0 | 0 | 0
In-State | NW_Ext_Tx_Wind | Wind | 0 | 0 | 0 | 0 | 0 | 0 | 0 | 0 | 0 | 0 | 0 | 0 | 0 | 0 | 0 | 0 | 0 | 0 | 0 | 0 | 0 | 0 | 0 | 0 | 0 | 0 | 0 | 0 | 0 | 0 | 0 | 0 | 0 | 0 | 0 | 0
In-State | Kern_Greater_Carrizo_Wind | Wind | 0 | 0 | 0 | 0 | 0 | 0 | 0 | 0 | 0 | 0 | 0 | 0 | 0 | 0 | 0 | 0 | 0 | 0 | 0 | 0 | 0 | 0 | 0 | 0 | 0 | 0 | 0 | 0 | 0 | 0 | 0 | 0 | 0 | 0 | 0 | 0
In-State | Carrizo_Wind | Wind | 0 | 0 | 0 | 0 | 0 | 0 | 0 | 0 | 0 | 0 | 0 | 0 | 0 | 0 | 0 | 0 | 0 | 0 | 0 | 0 | 0 | 0 | 0 | 0 | 0 | 0 | 0 | 0 | 0 | 0 | 0 | 0 | 0 | 0 | 0 | 0
In-State | Central_Valley_North_Los_Banos_Wind | Wind | 0 | 0 | 0 | 0 | 0 | 0 | 0 | 0 | 0 | 0 | 0 | 0 | 0 | 0 | 0 | 0 | 0 | 0 | 0 | 0 | 0 | 0 | 0 | 0 | 0 | 0 | 0 | 0 | 0 | 0 | 0 | 0 | 0 | 0 | 0 | 0
In-State | Tehachapi_Wind | Wind | 0 | 0 | 0 | 0 | 0 | 0 | 0 | 275 | 275 | 275 | 275 | 275 | 0 | 275 | 0 | 275 | 0 | 275 | 0 | 0 | 275 | 0 | 0 | 0 | 0 | 275 | 0 | 0 | 0 | 0 | 275 | 0 | 0 | 0 | 0 | 0
In-State | Southern_Nevada_Wind | Wind | 0 | 0 | 0 | 0 | 0 | 0 | 0 | 441.96 | 441.96 | 441.96 | 441.96 | 441.96 | 0 | 441.96 | 0 | 441.96 | 0 | 441.96 | 0 | 0 | 441.96 | 0 | 0 | 0 | 0 | 441.96 | 0 | 0 | 0 | 0 | 441.96 | 0 | 0 | 0 | 0 | 0
Out-Of-State | Wyoming_Wind | Wind | 0 | 0 | 0 | 0 | 0 | 0 | 0 | 0 | 0 | 0 | 0 | 0.01 | 0 | 0.03 | 0 | 1500 | 0 | 1500 | 0 | 0 | 1500 | 0 | 0 | 0 | 0 | 1970.17 | 0 | 0 | 0 | 0 | 1970.17 | 0 | 0 | 0 | 0 | 0
In-State | Riverside_Palm_Springs_Wind | Wind | 0 | 0 | 0 | 0 | 0 | 0 | 0 | 0 | 0 | 0 | 0 | 0 | 0 | 0 | 0 | 0 | 0 | 0 | 0 | 0 | 0 | 0 | 0 | 0 | 0 | 0 | 0 | 0 | 0 | 0 | 0 | 0 | 0 | 0 | 0 | 0
Out-Of-State | New_Mexico_Wind | Wind | 0 | 0 | 0 | 0 | 0 | 0 | 0 | 0 | 0 | 0 | 0 | 0.02 | 0 | 0.03 | 0 | 0.03 | 0 | 0.03 | 0 | 0 | 0.03 | 0 | 0 | 0 | 0 | 0.03 | 0 | 0 | 0 | 0 | 0.03 | 0 | 0 | 0 | 0 | 0
In-State | SW_Ext_Tx_Wind | Wind | 0 | 0 | 0 | 0 | 0 | 0 | 0 | 0 | 0 | 0 | 0 | 0 | 0 | 0 | 0 | 0 | 0 | 0 | 0 | 0 | 0 | 0 | 0 | 0 | 0 | 0 | 0 | 0 | 0 | 0 | 0 | 0 | 0 | 0 | 0 | 0
In-State | Baja_California_Wind | Wind | 0 | 0 | 0 | 0 | 0 | 0 | 0 | 0 | 0 | 232.99 | 232.99 | 232.99 | 0 | 232.99 | 0 | 232.99 | 0 | 232.99 | 0 | 0 | 232.99 | 0 | 0 | 0 | 0 | 232.99 | 0 | 0 | 0 | 0 | 232.99 | 0 | 0 | 0 | 0 | 0
| Humboldt_Bay_Offshore_Wind | Offshore_Wind | 0 | 0 | 0 | 0 | 0 | 0 | 0 | 0 | 0 | 0 | 0 | 0 | 0 | 0 | 0 | 0.01 | 0 | 0.01 | 0 | 0 | 20.52 | 0 | 0 | 0 | 0 | 20.52 | 0 | 0 | 0 | 0 | 20.52 | 0 | 0 | 0 | 0 | 0
| Morro_Bay_Offshore_Wind | Offshore_Wind | 0 | 0 | 0 | 0 | 0 | 0 | 0 | 0 | 0 | 0 | 0 | 120 | 0 | 195 | 0 | 195 | 0 | 1707.56 | 0 | 0 | 1707.56 | 0 | 0 | 0 | 0 | 1707.56 | 0 | 0 | 0 | 0 | 1707.56 | 0 | 0 | 0 | 0 | 0
| Diablo_Canyon_Offshore_Wind | Offshore_Wind | 0 | 0 | 0 | 0 | 0 | 0 | 0 | 0 | 0 | 0 | 0 | 0 | 0 | 0 | 0 | 0 | 0 | 0 | 0 | 0 | 0 | 0 | 0 | 0 | 0 | 0 | 0 | 0 | 0 | 0 | 0 | 0 | 0 | 0 | 0 | 0
| - | - | 0 | 0 | 0 | 0 | 0 | 0 | 0 | 0 | 0 | 0 | 0 | 0 | 0 | 0 | 0 | 0 | 0 | 0 | 0 | 0 | 0 | 0 | 0 | 0 | 0 | 0 | 0 | 0 | 0 | 0 | 0 | 0 | 0 | 0 | 0 | 0
| - | - | 0 | 0 | 0 | 0 | 0 | 0 | 0 | 0 | 0 | 0 | 0 | 0 | 0 | 0 | 0 | 0 | 0 | 0 | 0 | 0 | 0 | 0 | 0 | 0 | 0 | 0 | 0 | 0 | 0 | 0 | 0 | 0 | 0 | 0 | 0 | 0
| - | - | 0 | 0 | 0 | 0 | 0 | 0 | 0 | 0 | 0 | 0 | 0 | 0 | 0 | 0 | 0 | 0 | 0 | 0 | 0 | 0 | 0 | 0 | 0 | 0 | 0 | 0 | 0 | 0 | 0 | 0 | 0 | 0 | 0 | 0 | 0 | 0
| - | - | 0 | 0 | 0 | 0 | 0 | 0 | 0 | 0 | 0 | 0 | 0 | 0 | 0 | 0 | 0 | 0 | 0 | 0 | 0 | 0 | 0 | 0 | 0 | 0 | 0 | 0 | 0 | 0 | 0 | 0 | 0 | 0 | 0 | 0 | 0 | 0
| - | - | 0 | 0 | 0 | 0 | 0 | 0 | 0 | 0 | 0 | 0 | 0 | 0 | 0 | 0 | 0 | 0 | 0 | 0 | 0 | 0 | 0 | 0 | 0 | 0 | 0 | 0 | 0 | 0 | 0 | 0 | 0 | 0 | 0 | 0 | 0 | 0
| - | - | 0 | 0 | 0 | 0 | 0 | 0 | 0 | 0 | 0 | 0 | 0 | 0 | 0 | 0 | 0 | 0 | 0 | 0 | 0 | 0 | 0 | 0 | 0 | 0 | 0 | 0 | 0 | 0 | 0 | 0 | 0 | 0 | 0 | 0 | 0 | 0
| - | - | 0 | 0 | 0 | 0 | 0 | 0 | 0 | 0 | 0 | 0 | 0 | 0 | 0 | 0 | 0 | 0 | 0 | 0 | 0 | 0 | 0 | 0 | 0 | 0 | 0 | 0 | 0 | 0 | 0 | 0 | 0 | 0 | 0 | 0 | 0 | 0
| - | - | 0 | 0 | 0 | 0 | 0 | 0 | 0 | 0 | 0 | 0 | 0 | 0 | 0 | 0 | 0 | 0 | 0 | 0 | 0 | 0 | 0 | 0 | 0 | 0 | 0 | 0 | 0 | 0 | 0 | 0 | 0 | 0 | 0 | 0 | 0 | 0
| - | - | 0 | 0 | 0 | 0 | 0 | 0 | 0 | 0 | 0 | 0 | 0 | 0 | 0 | 0 | 0 | 0 | 0 | 0 | 0 | 0 | 0 | 0 | 0 | 0 | 0 | 0 | 0 | 0 | 0 | 0 | 0 | 0 | 0 | 0 | 0 | 0
| - | - | 0 | 0 | 0 | 0 | 0 | 0 | 0 | 0 | 0 | 0 | 0 | 0 | 0 | 0 | 0 | 0 | 0 | 0 | 0 | 0 | 0 | 0 | 0 | 0 | 0 | 0 | 0 | 0 | 0 | 0 | 0 | 0 | 0 | 0 | 0 | 0
| - | - | 0 | 0 | 0 | 0 | 0 | 0 | 0 | 0 | 0 | 0 | 0 | 0 | 0 | 0 | 0 | 0 | 0 | 0 | 0 | 0 | 0 | 0 | 0 | 0 | 0 | 0 | 0 | 0 | 0 | 0 | 0 | 0 | 0 | 0 | 0 | 0
| - | - | 0 | 0 | 0 | 0 | 0 | 0 | 0 | 0 | 0 | 0 | 0 | 0 | 0 | 0 | 0 | 0 | 0 | 0 | 0 | 0 | 0 | 0 | 0 | 0 | 0 | 0 | 0 | 0 | 0 | 0 | 0 | 0 | 0 | 0 | 0 | 0
| - | - | 0 | 0 | 0 | 0 | 0 | 0 | 0 | 0 | 0 | 0 | 0 | 0 | 0 | 0 | 0 | 0 | 0 | 0 | 0 | 0 | 0 | 0 | 0 | 0 | 0 | 0 | 0 | 0 | 0 | 0 | 0 | 0 | 0 | 0 | 0 | 0
| - | - | 0 | 0 | 0 | 0 | 0 | 0 | 0 | 0 | 0 | 0 | 0 | 0 | 0 | 0 | 0 | 0 | 0 | 0 | 0 | 0 | 0 | 0 | 0 | 0 | 0 | 0 | 0 | 0 | 0 | 0 | 0 | 0 | 0 | 0 | 0 | 0
| - | - | 0 | 0 | 0 | 0 | 0 | 0 | 0 | 0 | 0 | 0 | 0 | 0 | 0 | 0 | 0 | 0 | 0 | 0 | 0 | 0 | 0 | 0 | 0 | 0 | 0 | 0 | 0 | 0 | 0 | 0 | 0 | 0 | 0 | 0 | 0 | 0
| - | - | 0 | 0 | 0 | 0 | 0 | 0 | 0 | 0 | 0 | 0 | 0 | 0 | 0 | 0 | 0 | 0 | 0 | 0 | 0 | 0 | 0 | 0 | 0 | 0 | 0 | 0 | 0 | 0 | 0 | 0 | 0 | 0 | 0 | 0 | 0 | 0
| - | - | 0 | 0 | 0 | 0 | 0 | 0 | 0 | 0 | 0 | 0 | 0 | 0 | 0 | 0 | 0 | 0 | 0 | 0 | 0 | 0 | 0 | 0 | 0 | 0 | 0 | 0 | 0 | 0 | 0 | 0 | 0 | 0 | 0 | 0 | 0 | 0
| - | - | 0 | 0 | 0 | 0 | 0 | 0 | 0 | 0 | 0 | 0 | 0 | 0 | 0 | 0 | 0 | 0 | 0 | 0 | 0 | 0 | 0 | 0 | 0 | 0 | 0 | 0 | 0 | 0 | 0 | 0 | 0 | 0 | 0 | 0 | 0 | 0
| - | - | 0 | 0 | 0 | 0 | 0 | 0 | 0 | 0 | 0 | 0 | 0 | 0 | 0 | 0 | 0 | 0 | 0 | 0 | 0 | 0 | 0 | 0 | 0 | 0 | 0 | 0 | 0 | 0 | 0 | 0 | 0 | 0 | 0 | 0 | 0 | 0
| - | - | 0 | 0 | 0 | 0 | 0 | 0 | 0 | 0 | 0 | 0 | 0 | 0 | 0 | 0 | 0 | 0 | 0 | 0 | 0 | 0 | 0 | 0 | 0 | 0 | 0 | 0 | 0 | 0 | 0 | 0 | 0 | 0 | 0 | 0 | 0 | 0
| - | - | 0 | 0 | 0 | 0 | 0 | 0 | 0 | 0 | 0 | 0 | 0 | 0 | 0 | 0 | 0 | 0 | 0 | 0 | 0 | 0 | 0 | 0 | 0 | 0 | 0 | 0 | 0 | 0 | 0 | 0 | 0 | 0 | 0 | 0 | 0 | 0
| - | - | 0 | 0 | 0 | 0 | 0 | 0 | 0 | 0 | 0 | 0 | 0 | 0 | 0 | 0 | 0 | 0 | 0 | 0 | 0 | 0 | 0 | 0 | 0 | 0 | 0 | 0 | 0 | 0 | 0 | 0 | 0 | 0 | 0 | 0 | 0 | 0
| - | - | 0 | 0 | 0 | 0 | 0 | 0 | 0 | 0 | 0 | 0 | 0 | 0 | 0 | 0 | 0 | 0 | 0 | 0 | 0 | 0 | 0 | 0 | 0 | 0 | 0 | 0 | 0 | 0 | 0 | 0 | 0 | 0 | 0 | 0 | 0 | 0
| - | - | 0 | 0 | 0 | 0 | 0 | 0 | 0 | 0 | 0 | 0 | 0 | 0 | 0 | 0 | 0 | 0 | 0 | 0 | 0 | 0 | 0 | 0 | 0 | 0 | 0 | 0 | 0 | 0 | 0 | 0 | 0 | 0 | 0 | 0 | 0 | 0
| - | - | 0 | 0 | 0 | 0 | 0 | 0 | 0 | 0 | 0 | 0 | 0 | 0 | 0 | 0 | 0 | 0 | 0 | 0 | 0 | 0 | 0 | 0 | 0 | 0 | 0 | 0 | 0 | 0 | 0 | 0 | 0 | 0 | 0 | 0 | 0 | 0
| - | - | 0 | 0 | 0 | 0 | 0 | 0 | 0 | 0 | 0 | 0 | 0 | 0 | 0 | 0 | 0 | 0 | 0 | 0 | 0 | 0 | 0 | 0 | 0 | 0 | 0 | 0 | 0 | 0 | 0 | 0 | 0 | 0 | 0 | 0 | 0 | 0
| - | - | 0 | 0 | 0 | 0 | 0 | 0 | 0 | 0 | 0 | 0 | 0 | 0 | 0 | 0 | 0 | 0 | 0 | 0 | 0 | 0 | 0 | 0 | 0 | 0 | 0 | 0 | 0 | 0 | 0 | 0 | 0 | 0 | 0 | 0 | 0 | 0
| - | - | 0 | 0 | 0 | 0 | 0 | 0 | 0 | 0 | 0 | 0 | 0 | 0 | 0 | 0 | 0 | 0 | 0 | 0 | 0 | 0 | 0 | 0 | 0 | 0 | 0 | 0 | 0 | 0 | 0 | 0 | 0 | 0 | 0 | 0 | 0 | 0
Undelivered Capacity (MW) (Excluded Storage Reesources)
| Transmission Constraint |  | 2015 | 2016 | 2017 | 2018 | 2019 | 2020 | 2021 | 2022 | 2023 | 2024 | 2025 | 2026 | 2027 | 2028 | 2029 | 2030 | 2031 | 2032 | 2033 | 2034 | 2035 | 2036 | 2037 | 2038 | 2039 | 2040 | 2041 | 2042 | 2043 | 2044 | 2045 | 2046 | 2047 | 2048 | 2049 | 2050
| Solano_Geothermal | Geothermal | 0 | 0 | 0 | 0 | 0 | 0 | 0 | 0 | 0 | 0 | 0 | 0 | 0 | 0 | 0 | 0 | 0 | 0 | 0 | 0 | 0 | 0 | 0 | 0 | 0 | 0 | 0 | 0 | 0 | 0 | 0 | 0 | 0 | 0 | 0 | 0
| Northern_California_Geothermal | Geothermal | 0 | 0 | 0 | 0 | 0 | 0 | 0 | 0 | 0 | 0 | 0 | 0 | 0 | 0 | 0 | 0 | 0 | 0 | 0 | 0 | 0 | 0 | 0 | 0 | 0 | 0 | 0 | 0 | 0 | 0 | 361.7 | 0 | 0 | 0 | 0 | 0
| Inyokern_North_Kramer_Geothermal | Geothermal | 0 | 0 | 0 | 0 | 0 | 0 | 0 | 0 | 0 | 0 | 0 | 0 | 0 | 0 | 0 | 0 | 0 | 0 | 0 | 0 | 0 | 0 | 0 | 0 | 0 | 0 | 0 | 0 | 0 | 0 | 0 | 0 | 0 | 0 | 0 | 0
| Southern_Nevada_Geothermal | Geothermal | 0 | 0 | 0 | 0 | 0 | 0 | 0 | 0 | 0 | 0 | 0 | 0 | 0 | 0 | 0 | 0 | 0 | 0 | 0 | 0 | 0 | 0 | 0 | 0 | 0 | 0 | 0 | 0 | 0 | 0 | 0 | 0 | 0 | 0 | 0 | 0
| Riverside_Palm_Springs_Geothermal | Geothermal | 0 | 0 | 0 | 0 | 0 | 0 | 0 | 0 | 0 | 0 | 0 | 0 | 0 | 0 | 0 | 0 | 0 | 0 | 0 | 0 | 0 | 0 | 0 | 0 | 0 | 0 | 0 | 0 | 0 | 0 | 0 | 0 | 0 | 0 | 0 | 0
| Greater_Imperial_Geothermal | Geothermal | 0 | 0 | 0 | 0 | 0 | 0 | 0 | 0 | 0 | 0 | 0 | 0 | 0 | 0 | 0 | 0 | 0 | 0 | 0 | 0 | 0 | 0 | 0 | 0 | 0 | 0 | 0 | 0 | 0 | 0 | 0 | 0 | 0 | 0 | 0 | 0
| Greater_LA_Solar | Solar | 0 | 0 | 0 | 0 | 0 | 0 | 0 | 0.52 | 0.53 | 0.53 | 0.53 | 0.53 | 0 | 0.53 | 0 | 0.53 | 0 | 0.53 | 0 | 0 | 0.54 | 0 | 0 | 0 | 0 | 2999.99 | 0 | 0 | 0 | 0 | 3000 | 0 | 0 | 0 | 0 | 0
| Northern_California_Solar | Solar | 0 | 0 | 0 | 0 | 0 | 0 | 0 | 0.01 | 0.01 | 0.01 | 0.01 | 0.01 | 0 | 0.01 | 0 | 0.01 | 0 | 0.01 | 0 | 0 | 0.01 | 0 | 0 | 0 | 0 | 0.01 | 0 | 0 | 0 | 0 | 0.01 | 0 | 0 | 0 | 0 | 0
| Southern_PGAE_Solar | Solar | 0 | 0 | 0 | 0 | 0 | 0 | 0 | 407.51 | 848.47 | 982.53 | 1062.41 | 1062.41 | 0 | 1071.7 | 0 | 1237.4 | 0 | 1237.4 | 0 | 0 | 1237.4 | 0 | 0 | 0 | 0 | 1237.41 | 0 | 0 | 0 | 0 | 24078.84 | 0 | 0 | 0 | 0 | 0
| Tehachapi_Solar | Solar | 0 | 0 | 0 | 0 | 0 | 0 | 0 | 226.78 | 745.71 | 886.28 | 2403.51 | 2403.51 | 0 | 2403.52 | 0 | 2539.46 | 0 | 2539.47 | 0 | 0 | 2539.47 | 0 | 0 | 0 | 0 | 5858.93 | 0 | 0 | 0 | 0 | 5858.94 | 0 | 0 | 0 | 0 | 0
| Greater_Kramer_Solar | Solar | 0 | 0 | 0 | 0 | 0 | 0 | 0 | 19.37 | 48.05 | 495.11 | 1847.01 | 1847.01 | 0 | 1847.01 | 0 | 1847.02 | 0 | 1847.12 | 0 | 0 | 4087 | 0 | 0 | 0 | 0 | 4834.55 | 0 | 0 | 0 | 0 | 5359.74 | 0 | 0 | 0 | 0 | 0
| Southern_NV_Eldorado_Solar | Solar | 0 | 0 | 0 | 0 | 0 | 0 | 0 | 876.58 | 2464.76 | 2464.77 | 2464.77 | 2464.77 | 0 | 2464.77 | 0 | 4160 | 0 | 7323.77 | 0 | 0 | 7323.8 | 0 | 0 | 0 | 0 | 7323.81 | 0 | 0 | 0 | 0 | 7843.29 | 0 | 0 | 0 | 0 | 0
| Riverside_Solar | Solar | 0 | 0 | 0 | 0 | 0 | 0 | 0 | 1313.05 | 1989.86 | 2384.64 | 2665.86 | 2665.86 | 0 | 3053.41 | 0 | 4001.29 | 0 | 4001.29 | 0 | 0 | 11233.01 | 0 | 0 | 0 | 0 | 20905.86 | 0 | 0 | 0 | 0 | 25643.53 | 0 | 0 | 0 | 0 | 0
| Arizona_Solar | Solar | 0 | 0 | 0 | 0 | 0 | 0 | 0 | 0.01 | 0.01 | 0.01 | 0.01 | 0.01 | 0 | 0.01 | 0 | 0.01 | 0 | 0.01 | 0 | 0 | 0.01 | 0 | 0 | 0 | 0 | 0.01 | 0 | 0 | 0 | 0 | 0.01 | 0 | 0 | 0 | 0 | 0
Type of Wind | Imperial_Solar | Solar | 0 | 0 | 0 | 0 | 0 | 0 | 0 | 0.01 | 0.01 | 0.01 | 0.01 | 0.01 | 0 | 0.01 | 0 | 0.01 | 0 | 0.01 | 0 | 0 | 0.01 | 0 | 0 | 0 | 0 | 0.01 | 0 | 0 | 0 | 0 | 0.01 | 0 | 0 | 0 | 0 | 0
In-State | Northern_California_Wind | Wind | 0 | 0 | 0 | 0 | 0 | 0 | 0 | 1.09 | 1.09 | 1.09 | 865.9 | 865.9 | 0 | 865.9 | 0 | 865.9 | 0 | 865.9 | 0 | 0 | 865.9 | 0 | 0 | 0 | 0 | 865.9 | 0 | 0 | 0 | 0 | 865.9 | 0 | 0 | 0 | 0 | 0
In-State | Solano_Wind | Wind | 0 | 0 | 0 | 0 | 0 | 0 | 0 | 294.34 | 294.34 | 294.34 | 294.34 | 294.34 | 0 | 294.34 | 0 | 294.34 | 0 | 294.34 | 0 | 0 | 294.34 | 0 | 0 | 0 | 0 | 294.34 | 0 | 0 | 0 | 0 | 294.34 | 0 | 0 | 0 | 0 | 0
In-State | Humboldt_Wind | Wind | 0 | 0 | 0 | 0 | 0 | 0 | 0 | 34 | 34 | 34 | 34 | 34 | 0 | 34 | 0 | 34 | 0 | 34 | 0 | 0 | 34 | 0 | 0 | 0 | 0 | 34 | 0 | 0 | 0 | 0 | 34 | 0 | 0 | 0 | 0 | 0
In-State | NW_Ext_Tx_Wind | Wind | 0 | 0 | 0 | 0 | 0 | 0 | 0 | 0.06 | 0.06 | 0.06 | 0.08 | 0.08 | 0 | 0.08 | 0 | 0.08 | 0 | 0.08 | 0 | 0 | 0.08 | 0 | 0 | 0 | 0 | 0.08 | 0 | 0 | 0 | 0 | 1500 | 0 | 0 | 0 | 0 | 0
In-State | Kern_Greater_Carrizo_Wind | Wind | 0 | 0 | 0 | 0 | 0 | 0 | 0 | 59.99 | 59.99 | 59.99 | 60 | 60 | 0 | 60 | 0 | 60 | 0 | 60 | 0 | 0 | 60 | 0 | 0 | 0 | 0 | 60 | 0 | 0 | 0 | 0 | 60 | 0 | 0 | 0 | 0 | 0
In-State | Carrizo_Wind | Wind | 0 | 0 | 0 | 0 | 0 | 0 | 0 | 1.8 | 23.9 | 51.69 | 287 | 287 | 0 | 287 | 0 | 287 | 0 | 287 | 0 | 0 | 287 | 0 | 0 | 0 | 0 | 287 | 0 | 0 | 0 | 0 | 287 | 0 | 0 | 0 | 0 | 0
In-State | Central_Valley_North_Los_Banos_Wind | Wind | 0 | 0 | 0 | 0 | 0 | 0 | 0 | 173 | 173 | 173 | 173 | 173 | 0 | 173 | 0 | 173 | 0 | 173 | 0 | 0 | 173 | 0 | 0 | 0 | 0 | 173 | 0 | 0 | 0 | 0 | 173 | 0 | 0 | 0 | 0 | 0
In-State | Tehachapi_Wind | Wind | 0 | 0 | 0 | 0 | 0 | 0 | 0 | 0 | 0 | 0 | 0 | 0 | 0 | 0 | 0 | 0 | 0 | 0 | 0 | 0 | 0 | 0 | 0 | 0 | 0 | 0 | 0 | 0 | 0 | 0 | 0 | 0 | 0 | 0 | 0 | 0
In-State | Southern_Nevada_Wind | Wind | 0 | 0 | 0 | 0 | 0 | 0 | 0 | 0 | 0 | 0 | 0.07 | 0.07 | 0 | 0.07 | 0 | 0.07 | 0 | 0.07 | 0 | 0 | 0.07 | 0 | 0 | 0 | 0 | 0.07 | 0 | 0 | 0 | 0 | 0.07 | 0 | 0 | 0 | 0 | 0
Out-Of-State | Wyoming_Wind | Wind | 0 | 0 | 0 | 0 | 0 | 0 | 0 | 0 | 0 | 0 | 0 | 0 | 0 | 0 | 0 | 0 | 0 | 0 | 0 | 0 | 0 | 0 | 0 | 0 | 0 | 0 | 0 | 0 | 0 | 0 | 0 | 0 | 0 | 0 | 0 | 0
In-State | Riverside_Palm_Springs_Wind | Wind | 0 | 0 | 0 | 0 | 0 | 0 | 0 | 0 | 0 | 0 | 0 | 0 | 0 | 0 | 0 | 0 | 0 | 0 | 0 | 0 | 0 | 0 | 0 | 0 | 0 | 0 | 0 | 0 | 0 | 0 | 0 | 0 | 0 | 0 | 0 | 0
Out-Of-State | New_Mexico_Wind | Wind | 0 | 0 | 0 | 0 | 0 | 0 | 0 | 0 | 0 | 0 | 0 | 0 | 0 | 0 | 0 | 0 | 0 | 0 | 0 | 0 | 0 | 0 | 0 | 0 | 0 | 0 | 0 | 0 | 0 | 0 | 0 | 0 | 0 | 0 | 0 | 0
In-State | SW_Ext_Tx_Wind | Wind | 0 | 0 | 0 | 0 | 0 | 0 | 0 | 415.5 | 415.51 | 415.51 | 500 | 500 | 0 | 500 | 0 | 500 | 0 | 500 | 0 | 0 | 500 | 0 | 0 | 0 | 0 | 500 | 0 | 0 | 0 | 0 | 500 | 0 | 0 | 0 | 0 | 0
In-State | Baja_California_Wind | Wind | 0 | 0 | 0 | 0 | 0 | 0 | 0 | 0 | 0 | 69.07 | 367.01 | 367.01 | 0 | 367.01 | 0 | 367.01 | 0 | 367.01 | 0 | 0 | 367.01 | 0 | 0 | 0 | 0 | 367.01 | 0 | 0 | 0 | 0 | 367.01 | 0 | 0 | 0 | 0 | 0
| Humboldt_Bay_Offshore_Wind | Offshore_Wind | 0 | 0 | 0 | 0 | 0 | 0 | 0 | 0 | 0 | 0 | 0 | 0 | 0 | 0 | 0 | 0 | 0 | 0 | 0 | 0 | 0 | 0 | 0 | 0 | 0 | 0 | 0 | 0 | 0 | 0 | 0 | 0 | 0 | 0 | 0 | 0
| Morro_Bay_Offshore_Wind | Offshore_Wind | 0 | 0 | 0 | 0 | 0 | 0 | 0 | 0 | 0 | 0 | 0 | 0 | 0 | 0 | 0 | 0 | 0 | 0 | 0 | 0 | 0 | 0 | 0 | 0 | 0 | 0 | 0 | 0 | 0 | 0 | 0 | 0 | 0 | 0 | 0 | 0
| Diablo_Canyon_Offshore_Wind | Offshore_Wind | 0 | 0 | 0 | 0 | 0 | 0 | 0 | 0 | 0 | 0 | 0 | 0 | 0 | 0 | 0 | 0 | 0 | 0 | 0 | 0 | 0 | 0 | 0 | 0 | 0 | 0 | 0 | 0 | 0 | 0 | 0 | 0 | 0 | 0 | 0 | 0
| - | - | 0 | 0 | 0 | 0 | 0 | 0 | 0 | 0 | 0 | 0 | 0 | 0 | 0 | 0 | 0 | 0 | 0 | 0 | 0 | 0 | 0 | 0 | 0 | 0 | 0 | 0 | 0 | 0 | 0 | 0 | 0 | 0 | 0 | 0 | 0 | 0
| - | - | 0 | 0 | 0 | 0 | 0 | 0 | 0 | 0 | 0 | 0 | 0 | 0 | 0 | 0 | 0 | 0 | 0 | 0 | 0 | 0 | 0 | 0 | 0 | 0 | 0 | 0 | 0 | 0 | 0 | 0 | 0 | 0 | 0 | 0 | 0 | 0
| - | - | 0 | 0 | 0 | 0 | 0 | 0 | 0 | 0 | 0 | 0 | 0 | 0 | 0 | 0 | 0 | 0 | 0 | 0 | 0 | 0 | 0 | 0 | 0 | 0 | 0 | 0 | 0 | 0 | 0 | 0 | 0 | 0 | 0 | 0 | 0 | 0
| - | - | 0 | 0 | 0 | 0 | 0 | 0 | 0 | 0 | 0 | 0 | 0 | 0 | 0 | 0 | 0 | 0 | 0 | 0 | 0 | 0 | 0 | 0 | 0 | 0 | 0 | 0 | 0 | 0 | 0 | 0 | 0 | 0 | 0 | 0 | 0 | 0
| - | - | 0 | 0 | 0 | 0 | 0 | 0 | 0 | 0 | 0 | 0 | 0 | 0 | 0 | 0 | 0 | 0 | 0 | 0 | 0 | 0 | 0 | 0 | 0 | 0 | 0 | 0 | 0 | 0 | 0 | 0 | 0 | 0 | 0 | 0 | 0 | 0
| - | - | 0 | 0 | 0 | 0 | 0 | 0 | 0 | 0 | 0 | 0 | 0 | 0 | 0 | 0 | 0 | 0 | 0 | 0 | 0 | 0 | 0 | 0 | 0 | 0 | 0 | 0 | 0 | 0 | 0 | 0 | 0 | 0 | 0 | 0 | 0 | 0
| - | - | 0 | 0 | 0 | 0 | 0 | 0 | 0 | 0 | 0 | 0 | 0 | 0 | 0 | 0 | 0 | 0 | 0 | 0 | 0 | 0 | 0 | 0 | 0 | 0 | 0 | 0 | 0 | 0 | 0 | 0 | 0 | 0 | 0 | 0 | 0 | 0
| - | - | 0 | 0 | 0 | 0 | 0 | 0 | 0 | 0 | 0 | 0 | 0 | 0 | 0 | 0 | 0 | 0 | 0 | 0 | 0 | 0 | 0 | 0 | 0 | 0 | 0 | 0 | 0 | 0 | 0 | 0 | 0 | 0 | 0 | 0 | 0 | 0
| - | - | 0 | 0 | 0 | 0 | 0 | 0 | 0 | 0 | 0 | 0 | 0 | 0 | 0 | 0 | 0 | 0 | 0 | 0 | 0 | 0 | 0 | 0 | 0 | 0 | 0 | 0 | 0 | 0 | 0 | 0 | 0 | 0 | 0 | 0 | 0 | 0
| - | - | 0 | 0 | 0 | 0 | 0 | 0 | 0 | 0 | 0 | 0 | 0 | 0 | 0 | 0 | 0 | 0 | 0 | 0 | 0 | 0 | 0 | 0 | 0 | 0 | 0 | 0 | 0 | 0 | 0 | 0 | 0 | 0 | 0 | 0 | 0 | 0
| - | - | 0 | 0 | 0 | 0 | 0 | 0 | 0 | 0 | 0 | 0 | 0 | 0 | 0 | 0 | 0 | 0 | 0 | 0 | 0 | 0 | 0 | 0 | 0 | 0 | 0 | 0 | 0 | 0 | 0 | 0 | 0 | 0 | 0 | 0 | 0 | 0
| - | - | 0 | 0 | 0 | 0 | 0 | 0 | 0 | 0 | 0 | 0 | 0 | 0 | 0 | 0 | 0 | 0 | 0 | 0 | 0 | 0 | 0 | 0 | 0 | 0 | 0 | 0 | 0 | 0 | 0 | 0 | 0 | 0 | 0 | 0 | 0 | 0
| - | - | 0 | 0 | 0 | 0 | 0 | 0 | 0 | 0 | 0 | 0 | 0 | 0 | 0 | 0 | 0 | 0 | 0 | 0 | 0 | 0 | 0 | 0 | 0 | 0 | 0 | 0 | 0 | 0 | 0 | 0 | 0 | 0 | 0 | 0 | 0 | 0
| - | - | 0 | 0 | 0 | 0 | 0 | 0 | 0 | 0 | 0 | 0 | 0 | 0 | 0 | 0 | 0 | 0 | 0 | 0 | 0 | 0 | 0 | 0 | 0 | 0 | 0 | 0 | 0 | 0 | 0 | 0 | 0 | 0 | 0 | 0 | 0 | 0
| - | - | 0 | 0 | 0 | 0 | 0 | 0 | 0 | 0 | 0 | 0 | 0 | 0 | 0 | 0 | 0 | 0 | 0 | 0 | 0 | 0 | 0 | 0 | 0 | 0 | 0 | 0 | 0 | 0 | 0 | 0 | 0 | 0 | 0 | 0 | 0 | 0
| - | - | 0 | 0 | 0 | 0 | 0 | 0 | 0 | 0 | 0 | 0 | 0 | 0 | 0 | 0 | 0 | 0 | 0 | 0 | 0 | 0 | 0 | 0 | 0 | 0 | 0 | 0 | 0 | 0 | 0 | 0 | 0 | 0 | 0 | 0 | 0 | 0
| - | - | 0 | 0 | 0 | 0 | 0 | 0 | 0 | 0 | 0 | 0 | 0 | 0 | 0 | 0 | 0 | 0 | 0 | 0 | 0 | 0 | 0 | 0 | 0 | 0 | 0 | 0 | 0 | 0 | 0 | 0 | 0 | 0 | 0 | 0 | 0 | 0
| - | - | 0 | 0 | 0 | 0 | 0 | 0 | 0 | 0 | 0 | 0 | 0 | 0 | 0 | 0 | 0 | 0 | 0 | 0 | 0 | 0 | 0 | 0 | 0 | 0 | 0 | 0 | 0 | 0 | 0 | 0 | 0 | 0 | 0 | 0 | 0 | 0
| - | - | 0 | 0 | 0 | 0 | 0 | 0 | 0 | 0 | 0 | 0 | 0 | 0 | 0 | 0 | 0 | 0 | 0 | 0 | 0 | 0 | 0 | 0 | 0 | 0 | 0 | 0 | 0 | 0 | 0 | 0 | 0 | 0 | 0 | 0 | 0 | 0
| - | - | 0 | 0 | 0 | 0 | 0 | 0 | 0 | 0 | 0 | 0 | 0 | 0 | 0 | 0 | 0 | 0 | 0 | 0 | 0 | 0 | 0 | 0 | 0 | 0 | 0 | 0 | 0 | 0 | 0 | 0 | 0 | 0 | 0 | 0 | 0 | 0
| - | - | 0 | 0 | 0 | 0 | 0 | 0 | 0 | 0 | 0 | 0 | 0 | 0 | 0 | 0 | 0 | 0 | 0 | 0 | 0 | 0 | 0 | 0 | 0 | 0 | 0 | 0 | 0 | 0 | 0 | 0 | 0 | 0 | 0 | 0 | 0 | 0
| - | - | 0 | 0 | 0 | 0 | 0 | 0 | 0 | 0 | 0 | 0 | 0 | 0 | 0 | 0 | 0 | 0 | 0 | 0 | 0 | 0 | 0 | 0 | 0 | 0 | 0 | 0 | 0 | 0 | 0 | 0 | 0 | 0 | 0 | 0 | 0 | 0
| - | - | 0 | 0 | 0 | 0 | 0 | 0 | 0 | 0 | 0 | 0 | 0 | 0 | 0 | 0 | 0 | 0 | 0 | 0 | 0 | 0 | 0 | 0 | 0 | 0 | 0 | 0 | 0 | 0 | 0 | 0 | 0 | 0 | 0 | 0 | 0 | 0
| - | - | 0 | 0 | 0 | 0 | 0 | 0 | 0 | 0 | 0 | 0 | 0 | 0 | 0 | 0 | 0 | 0 | 0 | 0 | 0 | 0 | 0 | 0 | 0 | 0 | 0 | 0 | 0 | 0 | 0 | 0 | 0 | 0 | 0 | 0 | 0 | 0
| - | - | 0 | 0 | 0 | 0 | 0 | 0 | 0 | 0 | 0 | 0 | 0 | 0 | 0 | 0 | 0 | 0 | 0 | 0 | 0 | 0 | 0 | 0 | 0 | 0 | 0 | 0 | 0 | 0 | 0 | 0 | 0 | 0 | 0 | 0 | 0 | 0
| - | - | 0 | 0 | 0 | 0 | 0 | 0 | 0 | 0 | 0 | 0 | 0 | 0 | 0 | 0 | 0 | 0 | 0 | 0 | 0 | 0 | 0 | 0 | 0 | 0 | 0 | 0 | 0 | 0 | 0 | 0 | 0 | 0 | 0 | 0 | 0 | 0
| - | - | 0 | 0 | 0 | 0 | 0 | 0 | 0 | 0 | 0 | 0 | 0 | 0 | 0 | 0 | 0 | 0 | 0 | 0 | 0 | 0 | 0 | 0 | 0 | 0 | 0 | 0 | 0 | 0 | 0 | 0 | 0 | 0 | 0 | 0 | 0 | 0
| - | - | 0 | 0 | 0 | 0 | 0 | 0 | 0 | 0 | 0 | 0 | 0 | 0 | 0 | 0 | 0 | 0 | 0 | 0 | 0 | 0 | 0 | 0 | 0 | 0 | 0 | 0 | 0 | 0 | 0 | 0 | 0 | 0 | 0 | 0 | 0 | 0
Transmission Constraints
Cumulative Transmission Upgrades (MW)
| Transmission Constraint |  | 2015 | 2016 | 2017 | 2018 | 2019 | 2020 | 2021 | 2022 | 2023 | 2024 | 2025 | 2026 | 2027 | 2028 | 2029 | 2030 | 2031 | 2032 | 2033 | 2034 | 2035 | 2036 | 2037 | 2038 | 2039 | 2040 | 2041 | 2042 | 2043 | 2044 | 2045 | 2046 | 2047 | 2048 | 2049 | 2050
1 | Colorado_River_500_230_group | MW | 0 | 0 | 0 | 0 | 0 | 0 | 0 | 0 | 0 | 0 | 0 | 0 | 0 | 0 | 0 | 0 | 0 | 0 | 0 | 0 | 0 | 0 | 0 | 0 | 0 | 0 | 0 | 0 | 0 | 0 | 0 | 0 | 0 | 0 | 0 | 0
2 | Contra_Costa_Delta_Switchyard_230_group | MW | 0 | 0 | 0 | 0 | 0 | 0 | 0 | 0 | 0 | 0 | 0 | 0 | 0 | 0 | 0 | 0 | 0 | 0 | 0 | 0 | 0 | 0 | 0 | 0 | 0 | 0 | 0 | 0 | 0 | 0 | 0 | 0 | 0 | 0 | 0 | 0
3 | Delevan_Cortina_230_group | MW | 0 | 0 | 0 | 0 | 0 | 0 | 0 | 0 | 0 | 0 | 0 | 0 | 0 | 0 | 0 | 0 | 0 | 0 | 0 | 0 | 41.02 | 0 | 0 | 0 | 0 | 41.02 | 0 | 0 | 0 | 0 | 1339.65 | 0 | 0 | 0 | 0 | 0
4 | Devers_Red_Bluff_group | MW | 0 | 0 | 0 | 0 | 0 | 0 | 0 | 0 | 0 | 0 | 0 | 0 | 0 | 0 | 0 | 0 | 0 | 0 | 0 | 0 | 0 | 0 | 0 | 0 | 0 | 0 | 0 | 0 | 0 | 0 | 0 | 0 | 0 | 0 | 0 | 0
5 | East_of_Miguel_group | MW | 0 | 0 | 0 | 0 | 0 | 0 | 0 | 0 | 0 | 0 | 0 | 0 | 0 | 0 | 0 | 0 | 0 | 0 | 0 | 0 | 0 | 0 | 0 | 0 | 0 | 0 | 0 | 0 | 0 | 0 | 0 | 0 | 0 | 0 | 0 | 0
6 | Eldorado_500_230_group | MW | 0 | 0 | 0 | 0 | 0 | 0 | 0 | 0 | 0 | 0 | 0 | 0 | 0 | 0 | 0 | 0 | 0 | 0 | 0 | 0 | 0 | 0 | 0 | 0 | 0 | 0 | 0 | 0 | 0 | 0 | 400 | 0 | 0 | 0 | 0 | 0
7 | Encina_San_Luis_Rey_group | MW | 0 | 0 | 0 | 0 | 0 | 0 | 0 | 0 | 0 | 0 | 0 | 0 | 0 | 0 | 0 | 0 | 0 | 0 | 0 | 0 | 0 | 0 | 0 | 0 | 0 | 0 | 0 | 0 | 0 | 0 | 134 | 0 | 0 | 0 | 0 | 0
8 | GLW_VEA_group | MW | 0 | 0 | 0 | 0 | 0 | 0 | 0 | 0 | 0 | 0 | 0 | 0 | 0 | 266.17 | 0 | 266.17 | 0 | 266.17 | 0 | 0 | 266.17 | 0 | 0 | 0 | 0 | 266.17 | 0 | 0 | 0 | 0 | 266.17 | 0 | 0 | 0 | 0 | 0
9 | Gates_500_230_Transformer_group | MW | 0 | 0 | 0 | 0 | 0 | 0 | 0 | 0 | 0 | 0 | 0 | 0 | 0 | 0 | 0 | 0 | 0 | 0 | 0 | 0 | 0 | 0 | 0 | 0 | 0 | 0 | 0 | 0 | 0 | 0 | 0 | 0 | 0 | 0 | 0 | 0
10 | Gates_Arco_Midway_230_group | MW | 0 | 0 | 0 | 0 | 0 | 0 | 0 | 0 | 0 | 0 | 0 | 0 | 0 | 0 | 0 | 0 | 0 | 276.56 | 0 | 0 | 276.56 | 0 | 0 | 0 | 0 | 276.56 | 0 | 0 | 0 | 0 | 276.56 | 0 | 0 | 0 | 0 | 0
11 | Gates_Panoche_230_group | MW | 0 | 0 | 0 | 0 | 0 | 0 | 0 | 0 | 0 | 0 | 0 | 0 | 0 | 0 | 0 | 0 | 0 | 0 | 0 | 0 | 0 | 0 | 0 | 0 | 0 | 0 | 0 | 0 | 0 | 0 | 377.98 | 0 | 0 | 0 | 0 | 0
12 | Greater_LA_group | MW | 0 | 0 | 0 | 0 | 0 | 0 | 0 | 0 | 0 | 0 | 0 | 0 | 0 | 0 | 0 | 0 | 0 | 0 | 0 | 0 | 0 | 0 | 0 | 0 | 0 | 0 | 0 | 0 | 0 | 0 | 0 | 0 | 0 | 0 | 0 | 0
13 | Humboldt_Trinity_115_group | MW | 0 | 0 | 0 | 0 | 0 | 0 | 0 | 0 | 0 | 0 | 0 | 0 | 0 | 0 | 0 | 0 | 0 | 0 | 0 | 0 | 0 | 0 | 0 | 0 | 0 | 0 | 0 | 0 | 0 | 0 | 0 | 0 | 0 | 0 | 0 | 0
14 | Imperial_Valley_group | MW | 0 | 0 | 0 | 0 | 0 | 0 | 0 | 0 | 0 | 0 | 0 | 0 | 0 | 0 | 0 | 0 | 0 | 0 | 0 | 0 | 0 | 0 | 0 | 0 | 0 | 0 | 0 | 0 | 0 | 0 | 0 | 0 | 0 | 0 | 0 | 0
15 | Internal_San_Diego_group | MW | 0 | 0 | 0 | 0 | 0 | 0 | 0 | 0 | 0 | 0 | 0 | 0 | 0 | 147.76 | 0 | 147.9 | 0 | 147.9 | 0 | 0 | 147.9 | 0 | 0 | 0 | 0 | 147.91 | 0 | 0 | 0 | 0 | 2067 | 0 | 0 | 0 | 0 | 0
16 | Los_Banos_500_230_Transformer_group | MW | 0 | 0 | 0 | 0 | 0 | 0 | 0 | 0 | 0 | 0 | 0 | 0 | 0 | 0 | 0 | 0 | 0 | 0 | 0 | 0 | 0 | 0 | 0 | 0 | 0 | 0 | 0 | 0 | 0 | 0 | 0 | 0 | 0 | 0 | 0 | 0
17 | Los_Banos_Gates_500_OPDS_group | MW | 0 | 0 | 0 | 0 | 0 | 0 | 0 | 0 | 0 | 0 | 0 | 0 | 0 | 0 | 0 | 0 | 0 | 0 | 0 | 0 | 0 | 0 | 0 | 0 | 0 | 0 | 0 | 0 | 0 | 0 | 0 | 0 | 0 | 0 | 0 | 0
18 | Lugo_Transformer_group | MW | 0 | 0 | 0 | 0 | 0 | 0 | 0 | 0 | 0 | 0 | 0 | 0 | 0 | 0 | 0 | 0 | 0 | 0 | 0 | 0 | 0 | 0 | 0 | 0 | 0 | 575.6 | 0 | 0 | 0 | 0 | 980 | 0 | 0 | 0 | 0 | 0
19 | Mohave_Eldorado_500_group | MW | 0 | 0 | 0 | 0 | 0 | 0 | 0 | 0 | 0 | 0 | 0 | 0 | 0 | 0 | 0 | 0 | 0 | 0 | 0 | 0 | 0 | 0 | 0 | 0 | 0 | 0 | 0 | 0 | 0 | 0 | 0 | 0 | 0 | 0 | 0 | 0
20 | Morro_Bay_Templeton_230_group | MW | 0 | 0 | 0 | 0 | 0 | 0 | 0 | 0 | 0 | 0 | 0 | 0 | 0 | 0 | 0 | 0 | 0 | 0 | 0 | 0 | 0 | 0 | 0 | 0 | 0 | 0 | 0 | 0 | 0 | 0 | 0 | 0 | 0 | 0 | 0 | 0
21 | Moss_Landing_Los_Banos_230_OPDS_group | MW | 0 | 0 | 0 | 0 | 0 | 0 | 0 | 0 | 0 | 0 | 0 | 0 | 0 | 0 | 0 | 0 | 0 | 0 | 0 | 0 | 0 | 0 | 0 | 0 | 0 | 0 | 0 | 0 | 0 | 0 | 0 | 0 | 0 | 0 | 0 | 0
22 | San_Luis_Rey_San_Onofre_group | MW | 0 | 0 | 0 | 0 | 0 | 0 | 0 | 0 | 0 | 0 | 0 | 0 | 0 | 0 | 0 | 0 | 0 | 0 | 0 | 0 | 0 | 0 | 0 | 0 | 0 | 0 | 0 | 0 | 0 | 0 | 1287 | 0 | 0 | 0 | 0 | 0
23 | Serrano_Alberhill_group | MW | 0 | 0 | 0 | 0 | 0 | 0 | 0 | 0 | 0 | 0 | 0 | 0 | 0 | 0 | 0 | 0 | 0 | 0 | 0 | 0 | 0 | 0 | 0 | 0 | 0 | 0 | 0 | 0 | 0 | 0 | 3648 | 0 | 0 | 0 | 0 | 0
24 | Silvergate_Bay_Boulevard_group | MW | 0 | 0 | 0 | 0 | 0 | 0 | 0 | 0 | 0 | 0 | 0 | 0 | 0 | 0 | 0 | 0 | 0 | 0 | 0 | 0 | 0 | 0 | 0 | 0 | 0 | 0 | 0 | 0 | 0 | 0 | 1832.86 | 0 | 0 | 0 | 0 | 0
25 | South_Kramer_Victor_Lugo_group | MW | 0 | 0 | 0 | 0 | 0 | 0 | 0 | 0 | 0 | 0 | 0 | 0 | 0 | 0 | 0 | 0 | 0 | 0 | 0 | 0 | 0 | 0 | 0 | 0 | 0 | 0 | 0 | 0 | 0 | 0 | 0 | 0 | 0 | 0 | 0 | 0
26 | South_Kramer_Victor_group | MW | 0 | 0 | 0 | 0 | 0 | 0 | 0 | 0 | 0 | 0 | 0 | 0 | 0 | 0 | 0 | 0 | 0 | 0 | 0 | 0 | 0 | 0 | 0 | 0 | 0 | 0 | 0 | 0 | 0 | 0 | 0 | 0 | 0 | 0 | 0 | 0
27 | Tehachapi_Antelope_group | MW | 0 | 0 | 0 | 0 | 0 | 0 | 0 | 0 | 0 | 0 | 0 | 0 | 0 | 0 | 0 | 0.01 | 0 | 0.01 | 0 | 0 | 0.01 | 0 | 0 | 0 | 0 | 0.02 | 0 | 0 | 0 | 0 | 2700 | 0 | 0 | 0 | 0 | 0
28 | Tesla_Westley_230_group | MW | 0 | 0 | 0 | 0 | 0 | 0 | 0 | 0 | 0 | 0 | 0 | 0 | 0 | 0 | 0 | 0 | 0 | 0 | 0 | 0 | 0 | 0 | 0 | 0 | 0 | 0 | 0 | 0 | 0 | 0 | 0 | 0 | 0 | 0 | 0 | 0
29 | - | MW | 0 | 0 | 0 | 0 | 0 | 0 | 0 | 0 | 0 | 0 | 0 | 0 | 0 | 0 | 0 | 0 | 0 | 0 | 0 | 0 | 0 | 0 | 0 | 0 | 0 | 0 | 0 | 0 | 0 | 0 | 0 | 0 | 0 | 0 | 0 | 0
30 | - | MW | 0 | 0 | 0 | 0 | 0 | 0 | 0 | 0 | 0 | 0 | 0 | 0 | 0 | 0 | 0 | 0 | 0 | 0 | 0 | 0 | 0 | 0 | 0 | 0 | 0 | 0 | 0 | 0 | 0 | 0 | 0 | 0 | 0 | 0 | 0 | 0
31 | - | MW | 0 | 0 | 0 | 0 | 0 | 0 | 0 | 0 | 0 | 0 | 0 | 0 | 0 | 0 | 0 | 0 | 0 | 0 | 0 | 0 | 0 | 0 | 0 | 0 | 0 | 0 | 0 | 0 | 0 | 0 | 0 | 0 | 0 | 0 | 0 | 0
32 | - | MW | 0 | 0 | 0 | 0 | 0 | 0 | 0 | 0 | 0 | 0 | 0 | 0 | 0 | 0 | 0 | 0 | 0 | 0 | 0 | 0 | 0 | 0 | 0 | 0 | 0 | 0 | 0 | 0 | 0 | 0 | 0 | 0 | 0 | 0 | 0 | 0
33 | - | MW | 0 | 0 | 0 | 0 | 0 | 0 | 0 | 0 | 0 | 0 | 0 | 0 | 0 | 0 | 0 | 0 | 0 | 0 | 0 | 0 | 0 | 0 | 0 | 0 | 0 | 0 | 0 | 0 | 0 | 0 | 0 | 0 | 0 | 0 | 0 | 0
34 | - | MW | 0 | 0 | 0 | 0 | 0 | 0 | 0 | 0 | 0 | 0 | 0 | 0 | 0 | 0 | 0 | 0 | 0 | 0 | 0 | 0 | 0 | 0 | 0 | 0 | 0 | 0 | 0 | 0 | 0 | 0 | 0 | 0 | 0 | 0 | 0 | 0
35 | - | MW | 0 | 0 | 0 | 0 | 0 | 0 | 0 | 0 | 0 | 0 | 0 | 0 | 0 | 0 | 0 | 0 | 0 | 0 | 0 | 0 | 0 | 0 | 0 | 0 | 0 | 0 | 0 | 0 | 0 | 0 | 0 | 0 | 0 | 0 | 0 | 0
36 | - | MW | 0 | 0 | 0 | 0 | 0 | 0 | 0 | 0 | 0 | 0 | 0 | 0 | 0 | 0 | 0 | 0 | 0 | 0 | 0 | 0 | 0 | 0 | 0 | 0 | 0 | 0 | 0 | 0 | 0 | 0 | 0 | 0 | 0 | 0 | 0 | 0
37 | - | MW | 0 | 0 | 0 | 0 | 0 | 0 | 0 | 0 | 0 | 0 | 0 | 0 | 0 | 0 | 0 | 0 | 0 | 0 | 0 | 0 | 0 | 0 | 0 | 0 | 0 | 0 | 0 | 0 | 0 | 0 | 0 | 0 | 0 | 0 | 0 | 0
38 | - | MW | 0 | 0 | 0 | 0 | 0 | 0 | 0 | 0 | 0 | 0 | 0 | 0 | 0 | 0 | 0 | 0 | 0 | 0 | 0 | 0 | 0 | 0 | 0 | 0 | 0 | 0 | 0 | 0 | 0 | 0 | 0 | 0 | 0 | 0 | 0 | 0
39 | - | MW | 0 | 0 | 0 | 0 | 0 | 0 | 0 | 0 | 0 | 0 | 0 | 0 | 0 | 0 | 0 | 0 | 0 | 0 | 0 | 0 | 0 | 0 | 0 | 0 | 0 | 0 | 0 | 0 | 0 | 0 | 0 | 0 | 0 | 0 | 0 | 0
40 | - | MW | 0 | 0 | 0 | 0 | 0 | 0 | 0 | 0 | 0 | 0 | 0 | 0 | 0 | 0 | 0 | 0 | 0 | 0 | 0 | 0 | 0 | 0 | 0 | 0 | 0 | 0 | 0 | 0 | 0 | 0 | 0 | 0 | 0 | 0 | 0 | 0
| Total | MW | 0 | 0 | 0 | 0 | 0 | 0 | 0 | 0 | 0 | 0 | 0 | 0 | 0 | 413.93 | 0 | 414.08 | 0 | 690.64 | 0 | 0 | 731.66 | 0 | 0 | 0 | 0 | 1307.28 | 0 | 0 | 0 | 0 | 15309.22 | 0 | 0 | 0 | 0 | 0
| Cumulative Transmission Upgrades (% of Upgrade Limit) | _period_upgrade_limit
| Transmission Constraint |  | 2015 | 2016 | 2017 | 2018 | 2019 | 2020 | 2021 | 2022 | 2023 | 2024 | 2025 | 2026 | 2027 | 2028 | 2029 | 2030 | 2031 | 2032 | 2033 | 2034 | 2035 | 2036 | 2037 | 2038 | 2039 | 2040 | 2041 | 2042 | 2043 | 2044 | 2045 | 2046 | 2047 | 2048 | 2049 | 2050
| Colorado_River_500_230_group | MW | bar: 2015 to 2050
| Contra_Costa_Delta_Switchyard_230_group | MW | bar: 2015 to 2050
| Delevan_Cortina_230_group | MW | 0% | 0% | 0% | 0% | 0% | 0% | 0% | 0% | 0% | 0% | 0% | 0% | 0% | 0% | 0% | 0% | 0% | 0% | 0% | 0% | 1.445% | 0% | 0% | 0% | 0% | 1.445% | 0% | 0% | 0% | 0% | 47.18% | 0% | 0% | 0% | 0% | 0%
| Devers_Red_Bluff_group | MW | bar: 2015 to 2050
| East_of_Miguel_group | MW | bar: 2015 to 2050
| Eldorado_500_230_group | MW | 0% | 0% | 0% | 0% | 0% | 0% | 0% | 0% | 0% | 0% | 0% | 0% | 0% | 0% | 0% | 0% | 0% | 0% | 0% | 0% | 0% | 0% | 0% | 0% | 0% | 0% | 0% | 0% | 0% | 0% | 99.75% | 0% | 0% | 0% | 0% | 0%
| Encina_San_Luis_Rey_group | MW | 0% | 0% | 0% | 0% | 0% | 0% | 0% | 0% | 0% | 0% | 0% | 0% | 0% | 0% | 0% | 0% | 0% | 0% | 0% | 0% | 0% | 0% | 0% | 0% | 0% | 0% | 0% | 0% | 0% | 0% | 3.603% | 0% | 0% | 0% | 0% | 0%
| GLW_VEA_group | MW | 0% | 0% | 0% | 0% | 0% | 0% | 0% | 0% | 0% | 0% | 0% | 0% | 0% | 26.59% | 0% | 26.59% | 0% | 26.59% | 0% | 0% | 26.59% | 0% | 0% | 0% | 0% | 26.59% | 0% | 0% | 0% | 0% | 26.59% | 0% | 0% | 0% | 0% | 0%
| Gates_500_230_Transformer_group | MW | bar: 2015 to 2050
| Gates_Arco_Midway_230_group | MW | 0% | 0% | 0% | 0% | 0% | 0% | 0% | 0% | 0% | 0% | 0% | 0% | 0% | 0% | 0% | 0% | 0% | 8.814% | 0% | 0% | 8.814% | 0% | 0% | 0% | 0% | 8.814% | 0% | 0% | 0% | 0% | 8.814% | 0% | 0% | 0% | 0% | 0%
| Gates_Panoche_230_group | MW | 0% | 0% | 0% | 0% | 0% | 0% | 0% | 0% | 0% | 0% | 0% | 0% | 0% | 0% | 0% | 0% | 0% | 0% | 0% | 0% | 0% | 0% | 0% | 0% | 0% | 0% | 0% | 0% | 0% | 0% | 99.73% | 0% | 0% | 0% | 0% | 0%
| Greater_LA_group | MW | bar: 2015 to 2050
| Humboldt_Trinity_115_group | MW | bar: 2015 to 2050
| Imperial_Valley_group | MW | bar: 2015 to 2050
| Internal_San_Diego_group | MW | 0% | 0% | 0% | 0% | 0% | 0% | 0% | 0% | 0% | 0% | 0% | 0% | 0% | 7.145% | 0% | 7.152% | 0% | 7.152% | 0% | 0% | 7.152% | 0% | 0% | 0% | 0% | 7.152% | 0% | 0% | 0% | 0% | 99.95% | 0% | 0% | 0% | 0% | 0%
| Los_Banos_500_230_Transformer_group | MW | bar: 2015 to 2050
| Los_Banos_Gates_500_OPDS_group | MW | bar: 2015 to 2050
| Lugo_Transformer_group | MW | 0% | 0% | 0% | 0% | 0% | 0% | 0% | 0% | 0% | 0% | 0% | 0% | 0% | 0% | 0% | 0% | 0% | 0% | 0% | 0% | 0% | 0% | 0% | 0% | 0% | 58.67% | 0% | 0% | 0% | 0% | 99.9% | 0% | 0% | 0% | 0% | 0%
| Mohave_Eldorado_500_group | MW | bar: 2015 to 2050
| Morro_Bay_Templeton_230_group | MW | bar: 2015 to 2050
| Moss_Landing_Los_Banos_230_OPDS_group | MW | bar: 2015 to 2050
| San_Luis_Rey_San_Onofre_group | MW | 0% | 0% | 0% | 0% | 0% | 0% | 0% | 0% | 0% | 0% | 0% | 0% | 0% | 0% | 0% | 0% | 0% | 0% | 0% | 0% | 0% | 0% | 0% | 0% | 0% | 0% | 0% | 0% | 0% | 0% | 30.14% | 0% | 0% | 0% | 0% | 0%
| Serrano_Alberhill_group | MW | 0% | 0% | 0% | 0% | 0% | 0% | 0% | 0% | 0% | 0% | 0% | 0% | 0% | 0% | 0% | 0% | 0% | 0% | 0% | 0% | 0% | 0% | 0% | 0% | 0% | 0% | 0% | 0% | 0% | 0% | 99.97% | 0% | 0% | 0% | 0% | 0%
| Silvergate_Bay_Boulevard_group | MW | 0% | 0% | 0% | 0% | 0% | 0% | 0% | 0% | 0% | 0% | 0% | 0% | 0% | 0% | 0% | 0% | 0% | 0% | 0% | 0% | 0% | 0% | 0% | 0% | 0% | 0% | 0% | 0% | 0% | 0% | 86.46% | 0% | 0% | 0% | 0% | 0%
| South_Kramer_Victor_Lugo_group | MW | bar: 2015 to 2050
| South_Kramer_Victor_group | MW | bar: 2015 to 2050
| Tehachapi_Antelope_group | MW | 0% | 0% | 0% | 0% | 0% | 0% | 0% | 0% | 0% | 0% | 0% | 0% | 0% | 0% | 0% | 0.0003702% | 0% | 0.0003702% | 0% | 0% | 0.0003702% | 0% | 0% | 0% | 0% | 0.0007405% | 0% | 0% | 0% | 0% | 99.96% | 0% | 0% | 0% | 0% | 0%
| Tesla_Westley_230_group | MW | bar: 2015 to 2050
| - | MW | bar: 2015 to 2050
| - | MW | bar: 2015 to 2050
| - | MW | bar: 2015 to 2050
| - | MW | bar: 2015 to 2050
| - | MW | bar: 2015 to 2050
| - | MW | bar: 2015 to 2050
| - | MW | bar: 2015 to 2050
| - | MW | bar: 2015 to 2050
| - | MW | bar: 2015 to 2050
| - | MW | bar: 2015 to 2050
| - | MW | bar: 2015 to 2050
| - | MW | bar: 2015 to 2050
Transmission Costs ($MM/yr)
| Transmission Constraint |  | 2015 | 2016 | 2017 | 2018 | 2019 | 2020 | 2021 | 2022 | 2023 | 2024 | 2025 | 2026 | 2027 | 2028 | 2029 | 2030 | 2031 | 2032 | 2033 | 2034 | 2035 | 2036 | 2037 | 2038 | 2039 | 2040 | 2041 | 2042 | 2043 | 2044 | 2045 | 2046 | 2047 | 2048 | 2049 | 2050
| Colorado_River_500_230_group | $MM | 0 | 0 | 0 | 0 | 0 | 0 | 0 | 0 | 0 | 0 | 0 | 0 | 0 | 0 | 0 | 0 | 0 | 0 | 0 | 0 | 0 | 0 | 0 | 0 | 0 | 0 | 0 | 0 | 0 | 0 | 0 | 0 | 0 | 0 | 0 | 0
| Contra_Costa_Delta_Switchyard_230_group | $MM | 0 | 0 | 0 | 0 | 0 | 0 | 0 | 0 | 0 | 0 | 0 | 0 | 0 | 0 | 0 | 0 | 0 | 0 | 0 | 0 | 2.5e-07 | 0 | 0 | 0 | 0 | 5.4e-07 | 0 | 0 | 0 | 0 | 9.3e-07 | 0 | 0 | 0 | 0 | 0
| Delevan_Cortina_230_group | $MM | 0 | 0 | 0 | 0 | 0 | 0 | 0 | 0 | 0 | 0 | 0 | 0 | 0 | 0 | 0 | 0 | 0 | 0 | 0 | 0 | 3.5838 | 0 | 0 | 0 | 0 | 3.5839 | 0 | 0 | 0 | 0 | 117.0377 | 0 | 0 | 0 | 0 | 0
| Devers_Red_Bluff_group | $MM | 0 | 0 | 0 | 0 | 0 | 0 | 0 | 0 | 0 | 0 | 0 | 0 | 0 | 0 | 0 | 0 | 0 | 2.3e-07 | 0 | 0 | 4.8e-07 | 0 | 0 | 0 | 0 | 8e-07 | 0 | 0 | 0 | 0 | 1.21e-06 | 0 | 0 | 0 | 0 | 0
| East_of_Miguel_group | $MM | 0 | 0 | 0 | 0 | 0 | 0 | 0 | 0 | 0 | 0 | 0 | 0 | 0 | 0 | 0 | 0 | 0 | 8.8e-07 | 0 | 0 | 1.396e-05 | 0 | 0 | 0 | 0 | 1.784e-05 | 0 | 0 | 0 | 0 | 6.465e-05 | 0 | 0 | 0 | 0 | 0
| Eldorado_500_230_group | $MM | 0 | 0 | 0 | 0 | 0 | 0 | 0 | 0 | 0 | 0 | 0 | 3.6e-07 | 0 | 1.613e-05 | 0 | 1.999e-05 | 0 | 2.277e-05 | 0 | 0 | 2.771e-05 | 0 | 0 | 0 | 0 | 3.813e-05 | 0 | 0 | 0 | 0 | 6.7679 | 0 | 0 | 0 | 0 | 0
| Encina_San_Luis_Rey_group | $MM | 0 | 0 | 0 | 0 | 0 | 0 | 0 | 0 | 0 | 0 | 0 | 0 | 0 | 0 | 0 | 0 | 0 | 1.1e-07 | 0 | 0 | 1.8e-07 | 0 | 0 | 0 | 0 | 4.6e-07 | 0 | 0 | 0 | 0 | 0.31561 | 0 | 0 | 0 | 0 | 0
| GLW_VEA_group | $MM | 0 | 0 | 0 | 0 | 0 | 0 | 0 | 0 | 0 | 0 | 0 | 0 | 0 | 3.7577 | 0 | 3.7577 | 0 | 3.7577 | 0 | 0 | 3.7577 | 0 | 0 | 0 | 0 | 3.7577 | 0 | 0 | 0 | 0 | 3.7577 | 0 | 0 | 0 | 0 | 0
| Gates_500_230_Transformer_group | $MM | 0 | 0 | 0 | 0 | 0 | 0 | 0 | 0 | 0 | 0 | 0 | 0 | 0 | 0 | 0 | 1e-07 | 0 | 2e-07 | 0 | 0 | 3.3e-07 | 0 | 0 | 0 | 0 | 4.9e-07 | 0 | 0 | 0 | 0 | 7.1e-07 | 0 | 0 | 0 | 0 | 0
| Gates_Arco_Midway_230_group | $MM | 0 | 0 | 0 | 0 | 0 | 0 | 0 | 0 | 0 | 0 | 0 | 0 | 0 | 0 | 0 | 0 | 0 | 0.9331 | 0 | 0 | 0.93311 | 0 | 0 | 0 | 0 | 0.93311 | 0 | 0 | 0 | 0 | 0.93311 | 0 | 0 | 0 | 0 | 0
| Gates_Panoche_230_group | $MM | 0 | 0 | 0 | 0 | 0 | 0 | 0 | 0 | 0 | 0 | 0 | 0 | 0 | 2.3e-07 | 0 | 5.9e-07 | 0 | 9.7e-07 | 0 | 0 | 1.65e-06 | 0 | 0 | 0 | 0 | 2.84e-06 | 0 | 0 | 0 | 0 | 20.893 | 0 | 0 | 0 | 0 | 0
| Greater_LA_group | $MM | 0 | 0 | 0 | 0 | 0 | 0 | 0 | 3.19e-06 | 1.539e-05 | 1.541e-05 | 1.556e-05 | 1.572e-05 | 0 | 1.591e-05 | 0 | 7.935e-05 | 0 | 7.954e-05 | 0 | 0 | 7.981e-05 | 0 | 0 | 0 | 0 | 8.015e-05 | 0 | 0 | 0 | 0 | 8.075e-05 | 0 | 0 | 0 | 0 | 0
| Humboldt_Trinity_115_group | $MM | 0 | 0 | 0 | 0 | 0 | 0 | 0 | 0 | 0 | 0 | 0 | 0 | 0 | 0 | 0 | 0 | 0 | 3.3e-07 | 0 | 0 | 9.4e-07 | 0 | 0 | 0 | 0 | 1.48e-06 | 0 | 0 | 0 | 0 | 2.36e-06 | 0 | 0 | 0 | 0 | 0
| Imperial_Valley_group | $MM | 0 | 0 | 0 | 0 | 0 | 0 | 0 | 0 | 0 | 0 | 0 | 0 | 0 | 0 | 0 | 0 | 0 | 2.3e-07 | 0 | 0 | 5e-07 | 0 | 0 | 0 | 0 | 8.4e-07 | 0 | 0 | 0 | 0 | 1.3e-06 | 0 | 0 | 0 | 0 | 0
| Internal_San_Diego_group | $MM | 0 | 0 | 0 | 0 | 0 | 0 | 0 | 0 | 0 | 8e-08 | 1.15e-06 | 2.78e-06 | 0 | 0.63999 | 0 | 0.64059 | 0 | 0.6406 | 0 | 0 | 0.6406 | 0 | 0 | 0 | 0 | 0.64061 | 0 | 0 | 0 | 0 | 8.9526 | 0 | 0 | 0 | 0 | 0
| Los_Banos_500_230_Transformer_group | $MM | 0 | 0 | 0 | 0 | 0 | 0 | 0 | 0 | 0 | 0 | 0 | 0 | 0 | 0 | 0 | 0 | 0 | 2.3e-07 | 0 | 0 | 5.1e-07 | 0 | 0 | 0 | 0 | 8.5e-07 | 0 | 0 | 0 | 0 | 1.33e-06 | 0 | 0 | 0 | 0 | 0
| Los_Banos_Gates_500_OPDS_group | $MM | 0 | 0 | 0 | 0 | 0 | 0 | 0 | 0 | 0 | 0 | 0 | 0 | 0 | 0 | 0 | 0 | 0 | 0 | 0 | 0 | 0 | 0 | 0 | 0 | 0 | 0 | 0 | 0 | 0 | 0 | 0 | 0 | 0 | 0 | 0 | 0
| Lugo_Transformer_group | $MM | 0 | 0 | 0 | 0 | 0 | 0 | 0 | 0 | 0 | 0 | 0 | 4.9e-07 | 0 | 2.18e-06 | 0 | 4.4e-06 | 0 | 5.35e-06 | 0 | 0 | 9.58e-06 | 0 | 0 | 0 | 0 | 3.9752 | 0 | 0 | 0 | 0 | 6.7679 | 0 | 0 | 0 | 0 | 0
| Mohave_Eldorado_500_group | $MM | 0 | 0 | 0 | 0 | 0 | 0 | 0 | 0 | 0 | 0 | 0 | 0 | 0 | 0 | 0 | 0 | 0 | 0 | 0 | 0 | 0 | 0 | 0 | 0 | 0 | 0 | 0 | 0 | 0 | 0 | 0 | 0 | 0 | 0 | 0 | 0
| Morro_Bay_Templeton_230_group | $MM | 0 | 0 | 0 | 0 | 0 | 0 | 0 | 0 | 0 | 0 | 0 | 0 | 0 | 0 | 0 | 0 | 0 | 1.05e-06 | 0 | 0 | 1.21e-06 | 0 | 0 | 0 | 0 | 3.4e-06 | 0 | 0 | 0 | 0 | 7.15e-06 | 0 | 0 | 0 | 0 | 0
| Moss_Landing_Los_Banos_230_OPDS_group | $MM | 0 | 0 | 0 | 0 | 0 | 0 | 0 | 0 | 0 | 0 | 0 | 0 | 0 | 0 | 0 | 0 | 0 | 0 | 0 | 0 | 0 | 0 | 0 | 0 | 0 | 0 | 0 | 0 | 0 | 0 | 0 | 0 | 0 | 0 | 0 | 0
| San_Luis_Rey_San_Onofre_group | $MM | 0 | 0 | 0 | 0 | 0 | 0 | 0 | 0 | 0 | 0 | 0 | 0 | 0 | 0 | 0 | 0 | 0 | 1e-07 | 0 | 0 | 1.6e-07 | 0 | 0 | 0 | 0 | 6.47e-06 | 0 | 0 | 0 | 0 | 6.1342 | 0 | 0 | 0 | 0 | 0
| Serrano_Alberhill_group | $MM | 0 | 0 | 0 | 0 | 0 | 0 | 0 | 0 | 0 | 0 | 0 | 0 | 0 | 0 | 0 | 0 | 0 | 4.6e-07 | 0 | 0 | 9.2e-07 | 0 | 0 | 0 | 0 | 4.545e-05 | 0 | 0 | 0 | 0 | 129.6044 | 0 | 0 | 0 | 0 | 0
| Silvergate_Bay_Boulevard_group | $MM | 0 | 0 | 0 | 0 | 0 | 0 | 0 | 0 | 0 | 0 | 0 | 0 | 0 | 2.5e-07 | 0 | 3.4e-07 | 0 | 4e-07 | 0 | 0 | 9.6e-07 | 0 | 0 | 0 | 0 | 1.77e-06 | 0 | 0 | 0 | 0 | 2.4918 | 0 | 0 | 0 | 0 | 0
| South_Kramer_Victor_Lugo_group | $MM | 0 | 0 | 0 | 0 | 0 | 0 | 0 | 0 | 0 | 0 | 0 | 0 | 0 | 0 | 0 | 0 | 0 | 0 | 0 | 0 | 0 | 0 | 0 | 0 | 0 | 0 | 0 | 0 | 0 | 0 | 0 | 0 | 0 | 0 | 0 | 0
| South_Kramer_Victor_group | $MM | 0 | 0 | 0 | 0 | 0 | 0 | 0 | 0 | 0 | 0 | 0 | 0 | 0 | 0 | 0 | 0 | 0 | 0 | 0 | 0 | 0 | 0 | 0 | 0 | 0 | 0 | 0 | 0 | 0 | 0 | 0 | 0 | 0 | 0 | 0 | 0
| Tehachapi_Antelope_group | $MM | 0 | 0 | 0 | 0 | 0 | 0 | 0 | 0 | 0 | 3.4e-07 | 4.3e-07 | 6.9e-07 | 0 | 1.57e-06 | 0 | 3.18e-06 | 0 | 4.2e-06 | 0 | 0 | 5.68e-06 | 0 | 0 | 0 | 0 | 9.61e-06 | 0 | 0 | 0 | 0 | 1.2841 | 0 | 0 | 0 | 0 | 0
| Tesla_Westley_230_group | $MM | 0 | 0 | 0 | 0 | 0 | 0 | 0 | 0 | 0 | 0 | 0 | 0 | 0 | 0 | 0 | 0 | 0 | 2.4e-07 | 0 | 0 | 5.1e-07 | 0 | 0 | 0 | 0 | 8.7e-07 | 0 | 0 | 0 | 0 | 1.36e-06 | 0 | 0 | 0 | 0 | 0
| - | $MM | 0 | 0 | 0 | 0 | 0 | 0 | 0 | 0 | 0 | 0 | 0 | 0 | 0 | 0 | 0 | 0 | 0 | 0 | 0 | 0 | 0 | 0 | 0 | 0 | 0 | 0 | 0 | 0 | 0 | 0 | 0 | 0 | 0 | 0 | 0 | 0
| - | $MM | 0 | 0 | 0 | 0 | 0 | 0 | 0 | 0 | 0 | 0 | 0 | 0 | 0 | 0 | 0 | 0 | 0 | 0 | 0 | 0 | 0 | 0 | 0 | 0 | 0 | 0 | 0 | 0 | 0 | 0 | 0 | 0 | 0 | 0 | 0 | 0
| - | $MM | 0 | 0 | 0 | 0 | 0 | 0 | 0 | 0 | 0 | 0 | 0 | 0 | 0 | 0 | 0 | 0 | 0 | 0 | 0 | 0 | 0 | 0 | 0 | 0 | 0 | 0 | 0 | 0 | 0 | 0 | 0 | 0 | 0 | 0 | 0 | 0
| - | $MM | 0 | 0 | 0 | 0 | 0 | 0 | 0 | 0 | 0 | 0 | 0 | 0 | 0 | 0 | 0 | 0 | 0 | 0 | 0 | 0 | 0 | 0 | 0 | 0 | 0 | 0 | 0 | 0 | 0 | 0 | 0 | 0 | 0 | 0 | 0 | 0
| - | $MM | 0 | 0 | 0 | 0 | 0 | 0 | 0 | 0 | 0 | 0 | 0 | 0 | 0 | 0 | 0 | 0 | 0 | 0 | 0 | 0 | 0 | 0 | 0 | 0 | 0 | 0 | 0 | 0 | 0 | 0 | 0 | 0 | 0 | 0 | 0 | 0
| - | $MM | 0 | 0 | 0 | 0 | 0 | 0 | 0 | 0 | 0 | 0 | 0 | 0 | 0 | 0 | 0 | 0 | 0 | 0 | 0 | 0 | 0 | 0 | 0 | 0 | 0 | 0 | 0 | 0 | 0 | 0 | 0 | 0 | 0 | 0 | 0 | 0
| - | $MM | 0 | 0 | 0 | 0 | 0 | 0 | 0 | 0 | 0 | 0 | 0 | 0 | 0 | 0 | 0 | 0 | 0 | 0 | 0 | 0 | 0 | 0 | 0 | 0 | 0 | 0 | 0 | 0 | 0 | 0 | 0 | 0 | 0 | 0 | 0 | 0
| - | $MM | 0 | 0 | 0 | 0 | 0 | 0 | 0 | 0 | 0 | 0 | 0 | 0 | 0 | 0 | 0 | 0 | 0 | 0 | 0 | 0 | 0 | 0 | 0 | 0 | 0 | 0 | 0 | 0 | 0 | 0 | 0 | 0 | 0 | 0 | 0 | 0
| - | $MM | 0 | 0 | 0 | 0 | 0 | 0 | 0 | 0 | 0 | 0 | 0 | 0 | 0 | 0 | 0 | 0 | 0 | 0 | 0 | 0 | 0 | 0 | 0 | 0 | 0 | 0 | 0 | 0 | 0 | 0 | 0 | 0 | 0 | 0 | 0 | 0
| - | $MM | 0 | 0 | 0 | 0 | 0 | 0 | 0 | 0 | 0 | 0 | 0 | 0 | 0 | 0 | 0 | 0 | 0 | 0 | 0 | 0 | 0 | 0 | 0 | 0 | 0 | 0 | 0 | 0 | 0 | 0 | 0 | 0 | 0 | 0 | 0 | 0
| - | $MM | 0 | 0 | 0 | 0 | 0 | 0 | 0 | 0 | 0 | 0 | 0 | 0 | 0 | 0 | 0 | 0 | 0 | 0 | 0 | 0 | 0 | 0 | 0 | 0 | 0 | 0 | 0 | 0 | 0 | 0 | 0 | 0 | 0 | 0 | 0 | 0
| - | $MM | 0 | 0 | 0 | 0 | 0 | 0 | 0 | 0 | 0 | 0 | 0 | 0 | 0 | 0 | 0 | 0 | 0 | 0 | 0 | 0 | 0 | 0 | 0 | 0 | 0 | 0 | 0 | 0 | 0 | 0 | 0 | 0 | 0 | 0 | 0 | 0
| Total | $MM | 0 | 0 | 0 | 0 | 0 | 0 | 0 | 3.19e-06 | 1.539e-05 | 1.583e-05 | 1.714e-05 | 2.004e-05 | 0 | 4.3977 | 0 | 4.3984 | 0 | 5.3315 | 0 | 0 | 8.9154 | 0 | 0 | 0 | 0 | 12.8907 | 0 | 0 | 0 | 0 | 304.9404 | 0 | 0 | 0 | 0 | 0
| On-Peak Available Transmission Capacity (Existing + Upgrades) | _deliverable_peak_highest
| Transmission Constraint |  | 2015 | 2016 | 2017 | 2018 | 2019 | 2020 | 2021 | 2022 | 2023 | 2024 | 2025 | 2026 | 2027 | 2028 | 2029 | 2030 | 2031 | 2032 | 2033 | 2034 | 2035 | 2036 | 2037 | 2038 | 2039 | 2040 | 2041 | 2042 | 2043 | 2044 | 2045 | 2046 | 2047 | 2048 | 2049 | 2050
| Colorado_River_500_230_group | MW | 0 | 0 | 0 | 0 | 0 | 0 | 0 | 1490 | 1490 | 1490 | 1490 | 1490 | 0 | 1490 | 0 | 1490 | 0 | 1490 | 0 | 0 | 1490 | 0 | 0 | 0 | 0 | 1490 | 0 | 0 | 0 | 0 | 1490 | 0 | 0 | 0 | 0 | 0
| Contra_Costa_Delta_Switchyard_230_group | MW | 0 | 0 | 0 | 0 | 0 | 0 | 0 | 1523 | 1523 | 1523 | 1523 | 1523 | 0 | 1523 | 0 | 1523 | 0 | 1523 | 0 | 0 | 1523 | 0 | 0 | 0 | 0 | 1523 | 0 | 0 | 0 | 0 | 1523 | 0 | 0 | 0 | 0 | 0
| Delevan_Cortina_230_group | MW | 0 | 0 | 0 | 0 | 0 | 0 | 0 | 454 | 454 | 454 | 454 | 454 | 0 | 454 | 0 | 454 | 0 | 454 | 0 | 0 | 495.02 | 0 | 0 | 0 | 0 | 495.02 | 0 | 0 | 0 | 0 | 1793.65 | 0 | 0 | 0 | 0 | 0
| Devers_Red_Bluff_group | MW | 0 | 0 | 0 | 0 | 0 | 0 | 0 | 5400 | 5400 | 5400 | 5400 | 5400 | 0 | 5400 | 0 | 5400 | 0 | 5400 | 0 | 0 | 5400 | 0 | 0 | 0 | 0 | 5400 | 0 | 0 | 0 | 0 | 5400 | 0 | 0 | 0 | 0 | 0
| East_of_Miguel_group | MW | 0 | 0 | 0 | 0 | 0 | 0 | 0 | 731 | 731 | 731 | 731 | 731 | 0 | 731 | 0 | 731 | 0 | 731 | 0 | 0 | 731 | 0 | 0 | 0 | 0 | 731 | 0 | 0 | 0 | 0 | 731 | 0 | 0 | 0 | 0 | 0
| Eldorado_500_230_group | MW | 0 | 0 | 0 | 0 | 0 | 0 | 0 | 3360 | 3360 | 3360 | 3360 | 3360 | 0 | 3360 | 0 | 3360 | 0 | 3360 | 0 | 0 | 3360 | 0 | 0 | 0 | 0 | 3360 | 0 | 0 | 0 | 0 | 3760 | 0 | 0 | 0 | 0 | 0
| Encina_San_Luis_Rey_group | MW | 0 | 0 | 0 | 0 | 0 | 0 | 0 | 2901 | 2901 | 2901 | 2901 | 2901 | 0 | 2901 | 0 | 2901 | 0 | 2901 | 0 | 0 | 2901 | 0 | 0 | 0 | 0 | 2901 | 0 | 0 | 0 | 0 | 3035 | 0 | 0 | 0 | 0 | 0
| GLW_VEA_group | MW | 0 | 0 | 0 | 0 | 0 | 0 | 0 | 300 | 300 | 300 | 300 | 300 | 0 | 566.17 | 0 | 566.17 | 0 | 566.17 | 0 | 0 | 566.17 | 0 | 0 | 0 | 0 | 566.17 | 0 | 0 | 0 | 0 | 566.17 | 0 | 0 | 0 | 0 | 0
| Gates_500_230_Transformer_group | MW | 0 | 0 | 0 | 0 | 0 | 0 | 0 | 3151 | 3151 | 3151 | 3151 | 3151 | 0 | 3151 | 0 | 3151 | 0 | 3151 | 0 | 0 | 3151 | 0 | 0 | 0 | 0 | 3151 | 0 | 0 | 0 | 0 | 3151 | 0 | 0 | 0 | 0 | 0
| Gates_Arco_Midway_230_group | MW | 0 | 0 | 0 | 0 | 0 | 0 | 0 | 1431 | 1431 | 1431 | 1431 | 1431 | 0 | 1431 | 0 | 1431 | 0 | 1707.56 | 0 | 0 | 1707.56 | 0 | 0 | 0 | 0 | 1707.56 | 0 | 0 | 0 | 0 | 1707.56 | 0 | 0 | 0 | 0 | 0
| Gates_Panoche_230_group | MW | 0 | 0 | 0 | 0 | 0 | 0 | 0 | 10830 | 10830 | 10830 | 10830 | 10830 | 0 | 10830 | 0 | 10830 | 0 | 10830 | 0 | 0 | 10830 | 0 | 0 | 0 | 0 | 10830 | 0 | 0 | 0 | 0 | 11207.98 | 0 | 0 | 0 | 0 | 0
| Greater_LA_group | MW | 0 | 0 | 0 | 0 | 0 | 0 | 0 | 7241 | 7241 | 7241 | 7241 | 7241 | 0 | 7241 | 0 | 7241 | 0 | 7241 | 0 | 0 | 7241 | 0 | 0 | 0 | 0 | 7241 | 0 | 0 | 0 | 0 | 7241 | 0 | 0 | 0 | 0 | 0
| Humboldt_Trinity_115_group | MW | 0 | 0 | 0 | 0 | 0 | 0 | 0 | 20.52 | 20.52 | 20.52 | 20.52 | 20.52 | 0 | 20.52 | 0 | 20.52 | 0 | 20.52 | 0 | 0 | 20.52 | 0 | 0 | 0 | 0 | 20.52 | 0 | 0 | 0 | 0 | 20.52 | 0 | 0 | 0 | 0 | 0
| Imperial_Valley_group | MW | 0 | 0 | 0 | 0 | 0 | 0 | 0 | 1959 | 1959 | 1959 | 1959 | 1959 | 0 | 1959 | 0 | 1959 | 0 | 1959 | 0 | 0 | 1959 | 0 | 0 | 0 | 0 | 1959 | 0 | 0 | 0 | 0 | 1959 | 0 | 0 | 0 | 0 | 0
| Internal_San_Diego_group | MW | 0 | 0 | 0 | 0 | 0 | 0 | 0 | 968 | 968 | 968 | 968 | 968 | 0 | 1115.76 | 0 | 1115.9 | 0 | 1115.9 | 0 | 0 | 1115.9 | 0 | 0 | 0 | 0 | 1115.91 | 0 | 0 | 0 | 0 | 3035 | 0 | 0 | 0 | 0 | 0
| Los_Banos_500_230_Transformer_group | MW | 0 | 0 | 0 | 0 | 0 | 0 | 0 | 1127 | 1127 | 1127 | 1127 | 1127 | 0 | 1127 | 0 | 1127 | 0 | 1127 | 0 | 0 | 1127 | 0 | 0 | 0 | 0 | 1127 | 0 | 0 | 0 | 0 | 1127 | 0 | 0 | 0 | 0 | 0
| Los_Banos_Gates_500_OPDS_group | MW | 0 | 0 | 0 | 0 | 0 | 0 | 0 | 1273 | 1273 | 1273 | 1273 | 1273 | 0 | 1273 | 0 | 1273 | 0 | 1273 | 0 | 0 | 1273 | 0 | 0 | 0 | 0 | 1273 | 0 | 0 | 0 | 0 | 1273 | 0 | 0 | 0 | 0 | 0
| Lugo_Transformer_group | MW | 0 | 0 | 0 | 0 | 0 | 0 | 0 | 1576 | 1576 | 1576 | 1576 | 1576 | 0 | 1576 | 0 | 1576 | 0 | 1576 | 0 | 0 | 1576 | 0 | 0 | 0 | 0 | 2151.6 | 0 | 0 | 0 | 0 | 2556 | 0 | 0 | 0 | 0 | 0
| Mohave_Eldorado_500_group | MW | 0 | 0 | 0 | 0 | 0 | 0 | 0 | 1560 | 1560 | 1560 | 1560 | 1560 | 0 | 1560 | 0 | 1560 | 0 | 1560 | 0 | 0 | 1560 | 0 | 0 | 0 | 0 | 1560 | 0 | 0 | 0 | 0 | 1560 | 0 | 0 | 0 | 0 | 0
| Morro_Bay_Templeton_230_group | MW | 0 | 0 | 0 | 0 | 0 | 0 | 0 | 1707.56 | 1707.56 | 1707.56 | 1707.56 | 1707.56 | 0 | 1707.56 | 0 | 1707.56 | 0 | 1707.56 | 0 | 0 | 1707.56 | 0 | 0 | 0 | 0 | 1707.56 | 0 | 0 | 0 | 0 | 1707.56 | 0 | 0 | 0 | 0 | 0
| Moss_Landing_Los_Banos_230_OPDS_group | MW | 0 | 0 | 0 | 0 | 0 | 0 | 0 | 1611 | 1611 | 1611 | 1611 | 1611 | 0 | 1611 | 0 | 1611 | 0 | 1611 | 0 | 0 | 1611 | 0 | 0 | 0 | 0 | 1611 | 0 | 0 | 0 | 0 | 1611 | 0 | 0 | 0 | 0 | 0
| San_Luis_Rey_San_Onofre_group | MW | 0 | 0 | 0 | 0 | 0 | 0 | 0 | 1748 | 1748 | 1748 | 1748 | 1748 | 0 | 1748 | 0 | 1748 | 0 | 1748 | 0 | 0 | 1748 | 0 | 0 | 0 | 0 | 1748 | 0 | 0 | 0 | 0 | 3035 | 0 | 0 | 0 | 0 | 0
| Serrano_Alberhill_group | MW | 0 | 0 | 0 | 0 | 0 | 0 | 0 | 5700 | 5700 | 5700 | 5700 | 5700 | 0 | 5700 | 0 | 5700 | 0 | 5700 | 0 | 0 | 5700 | 0 | 0 | 0 | 0 | 5700 | 0 | 0 | 0 | 0 | 9348 | 0 | 0 | 0 | 0 | 0
| Silvergate_Bay_Boulevard_group | MW | 0 | 0 | 0 | 0 | 0 | 0 | 0 | 1202 | 1202 | 1202 | 1202 | 1202 | 0 | 1202 | 0 | 1202 | 0 | 1202 | 0 | 0 | 1202 | 0 | 0 | 0 | 0 | 1202 | 0 | 0 | 0 | 0 | 3034.86 | 0 | 0 | 0 | 0 | 0
| South_Kramer_Victor_Lugo_group | MW | 0 | 0 | 0 | 0 | 0 | 0 | 0 | 1156 | 1156 | 1156 | 1156 | 1156 | 0 | 1156 | 0 | 1156 | 0 | 1156 | 0 | 0 | 1156 | 0 | 0 | 0 | 0 | 1156 | 0 | 0 | 0 | 0 | 1156 | 0 | 0 | 0 | 0 | 0
| South_Kramer_Victor_group | MW | 0 | 0 | 0 | 0 | 0 | 0 | 0 | 826 | 826 | 826 | 826 | 826 | 0 | 826 | 0 | 826 | 0 | 826 | 0 | 0 | 826 | 0 | 0 | 0 | 0 | 826 | 0 | 0 | 0 | 0 | 826 | 0 | 0 | 0 | 0 | 0
| Tehachapi_Antelope_group | MW | 0 | 0 | 0 | 0 | 0 | 0 | 0 | 4040 | 4040 | 4040 | 4040 | 4040 | 0 | 4040 | 0 | 4040.01 | 0 | 4040.01 | 0 | 0 | 4040.01 | 0 | 0 | 0 | 0 | 4040.02 | 0 | 0 | 0 | 0 | 6740 | 0 | 0 | 0 | 0 | 0
| Tesla_Westley_230_group | MW | 0 | 0 | 0 | 0 | 0 | 0 | 0 | 1098 | 1098 | 1098 | 1098 | 1098 | 0 | 1098 | 0 | 1098 | 0 | 1098 | 0 | 0 | 1098 | 0 | 0 | 0 | 0 | 1098 | 0 | 0 | 0 | 0 | 1098 | 0 | 0 | 0 | 0 | 0
| - | MW | 0 | 0 | 0 | 0 | 0 | 0 | 0 | 0 | 0 | 0 | 0 | 0 | 0 | 0 | 0 | 0 | 0 | 0 | 0 | 0 | 0 | 0 | 0 | 0 | 0 | 0 | 0 | 0 | 0 | 0 | 0 | 0 | 0 | 0 | 0 | 0
| - | MW | 0 | 0 | 0 | 0 | 0 | 0 | 0 | 0 | 0 | 0 | 0 | 0 | 0 | 0 | 0 | 0 | 0 | 0 | 0 | 0 | 0 | 0 | 0 | 0 | 0 | 0 | 0 | 0 | 0 | 0 | 0 | 0 | 0 | 0 | 0 | 0
| - | MW | 0 | 0 | 0 | 0 | 0 | 0 | 0 | 0 | 0 | 0 | 0 | 0 | 0 | 0 | 0 | 0 | 0 | 0 | 0 | 0 | 0 | 0 | 0 | 0 | 0 | 0 | 0 | 0 | 0 | 0 | 0 | 0 | 0 | 0 | 0 | 0
| - | MW | 0 | 0 | 0 | 0 | 0 | 0 | 0 | 0 | 0 | 0 | 0 | 0 | 0 | 0 | 0 | 0 | 0 | 0 | 0 | 0 | 0 | 0 | 0 | 0 | 0 | 0 | 0 | 0 | 0 | 0 | 0 | 0 | 0 | 0 | 0 | 0
| - | MW | 0 | 0 | 0 | 0 | 0 | 0 | 0 | 0 | 0 | 0 | 0 | 0 | 0 | 0 | 0 | 0 | 0 | 0 | 0 | 0 | 0 | 0 | 0 | 0 | 0 | 0 | 0 | 0 | 0 | 0 | 0 | 0 | 0 | 0 | 0 | 0
| - | MW | 0 | 0 | 0 | 0 | 0 | 0 | 0 | 0 | 0 | 0 | 0 | 0 | 0 | 0 | 0 | 0 | 0 | 0 | 0 | 0 | 0 | 0 | 0 | 0 | 0 | 0 | 0 | 0 | 0 | 0 | 0 | 0 | 0 | 0 | 0 | 0
| - | MW | 0 | 0 | 0 | 0 | 0 | 0 | 0 | 0 | 0 | 0 | 0 | 0 | 0 | 0 | 0 | 0 | 0 | 0 | 0 | 0 | 0 | 0 | 0 | 0 | 0 | 0 | 0 | 0 | 0 | 0 | 0 | 0 | 0 | 0 | 0 | 0
| - | MW | 0 | 0 | 0 | 0 | 0 | 0 | 0 | 0 | 0 | 0 | 0 | 0 | 0 | 0 | 0 | 0 | 0 | 0 | 0 | 0 | 0 | 0 | 0 | 0 | 0 | 0 | 0 | 0 | 0 | 0 | 0 | 0 | 0 | 0 | 0 | 0
| - | MW | 0 | 0 | 0 | 0 | 0 | 0 | 0 | 0 | 0 | 0 | 0 | 0 | 0 | 0 | 0 | 0 | 0 | 0 | 0 | 0 | 0 | 0 | 0 | 0 | 0 | 0 | 0 | 0 | 0 | 0 | 0 | 0 | 0 | 0 | 0 | 0
| - | MW | 0 | 0 | 0 | 0 | 0 | 0 | 0 | 0 | 0 | 0 | 0 | 0 | 0 | 0 | 0 | 0 | 0 | 0 | 0 | 0 | 0 | 0 | 0 | 0 | 0 | 0 | 0 | 0 | 0 | 0 | 0 | 0 | 0 | 0 | 0 | 0
| - | MW | 0 | 0 | 0 | 0 | 0 | 0 | 0 | 0 | 0 | 0 | 0 | 0 | 0 | 0 | 0 | 0 | 0 | 0 | 0 | 0 | 0 | 0 | 0 | 0 | 0 | 0 | 0 | 0 | 0 | 0 | 0 | 0 | 0 | 0 | 0 | 0
| - | MW | 0 | 0 | 0 | 0 | 0 | 0 | 0 | 0 | 0 | 0 | 0 | 0 | 0 | 0 | 0 | 0 | 0 | 0 | 0 | 0 | 0 | 0 | 0 | 0 | 0 | 0 | 0 | 0 | 0 | 0 | 0 | 0 | 0 | 0 | 0 | 0
| Off-Peak Available Transmission Capacity (Existing + Upgrades) | _offpeak
| Transmission Constraint |  | 2015 | 2016 | 2017 | 2018 | 2019 | 2020 | 2021 | 2022 | 2023 | 2024 | 2025 | 2026 | 2027 | 2028 | 2029 | 2030 | 2031 | 2032 | 2033 | 2034 | 2035 | 2036 | 2037 | 2038 | 2039 | 2040 | 2041 | 2042 | 2043 | 2044 | 2045 | 2046 | 2047 | 2048 | 2049 | 2050
| Colorado_River_500_230_group | MW | 0 | 0 | 0 | 0 | 0 | 0 | 0 | 1739 | 1739 | 1739 | 1739 | 1739 | 0 | 1739 | 0 | 1739 | 0 | 1739 | 0 | 0 | 1739 | 0 | 0 | 0 | 0 | 1739 | 0 | 0 | 0 | 0 | 1739 | 0 | 0 | 0 | 0 | 0
| Contra_Costa_Delta_Switchyard_230_group | MW | 0 | 0 | 0 | 0 | 0 | 0 | 0 | 1523 | 1523 | 1523 | 1523 | 1523 | 0 | 1523 | 0 | 1523 | 0 | 1523 | 0 | 0 | 1523 | 0 | 0 | 0 | 0 | 1523 | 0 | 0 | 0 | 0 | 1523 | 0 | 0 | 0 | 0 | 0
| Delevan_Cortina_230_group | MW | 0 | 0 | 0 | 0 | 0 | 0 | 0 | 795 | 795 | 795 | 795 | 795 | 0 | 795 | 0 | 795 | 0 | 795 | 0 | 0 | 795 | 0 | 0 | 0 | 0 | 795 | 0 | 0 | 0 | 0 | 795 | 0 | 0 | 0 | 0 | 0
| Devers_Red_Bluff_group | MW | 0 | 0 | 0 | 0 | 0 | 0 | 0 | 5820 | 5820 | 5820 | 5820 | 5820 | 0 | 5820 | 0 | 5820 | 0 | 5820 | 0 | 0 | 5820 | 0 | 0 | 0 | 0 | 5820 | 0 | 0 | 0 | 0 | 5820 | 0 | 0 | 0 | 0 | 0
| East_of_Miguel_group | MW | 0 | 0 | 0 | 0 | 0 | 0 | 0 | 950 | 950 | 950 | 950 | 950 | 0 | 950 | 0 | 950 | 0 | 950 | 0 | 0 | 950 | 0 | 0 | 0 | 0 | 950 | 0 | 0 | 0 | 0 | 950 | 0 | 0 | 0 | 0 | 0
| Eldorado_500_230_group | MW | 0 | 0 | 0 | 0 | 0 | 0 | 0 | 3360 | 3360 | 3360 | 3360 | 3360 | 0 | 3360 | 0 | 3360 | 0 | 3360 | 0 | 0 | 3360 | 0 | 0 | 0 | 0 | 3360 | 0 | 0 | 0 | 0 | 3360 | 0 | 0 | 0 | 0 | 0
| Encina_San_Luis_Rey_group | MW | 0 | 0 | 0 | 0 | 0 | 0 | 0 | 3035 | 3035 | 3035 | 3035 | 3035 | 0 | 3035 | 0 | 3035 | 0 | 3035 | 0 | 0 | 3035 | 0 | 0 | 0 | 0 | 3035 | 0 | 0 | 0 | 0 | 3035 | 0 | 0 | 0 | 0 | 0
| GLW_VEA_group | MW | 0 | 0 | 0 | 0 | 0 | 0 | 0 | 269 | 269 | 269 | 269 | 269 | 0 | 564.4487 | 0 | 564.4487 | 0 | 564.4487 | 0 | 0 | 564.4487 | 0 | 0 | 0 | 0 | 564.4487 | 0 | 0 | 0 | 0 | 564.4487 | 0 | 0 | 0 | 0 | 0
| Gates_500_230_Transformer_group | MW | 0 | 0 | 0 | 0 | 0 | 0 | 0 | 3279 | 3279 | 3279 | 3279 | 3279 | 0 | 3279 | 0 | 3279 | 0 | 3279 | 0 | 0 | 3279 | 0 | 0 | 0 | 0 | 3279 | 0 | 0 | 0 | 0 | 3279 | 0 | 0 | 0 | 0 | 0
| Gates_Arco_Midway_230_group | MW | 0 | 0 | 0 | 0 | 0 | 0 | 0 | 2568 | 2568 | 2568 | 2568 | 2568 | 0 | 2568 | 0 | 2568 | 0 | 2568 | 0 | 0 | 2568 | 0 | 0 | 0 | 0 | 2568 | 0 | 0 | 0 | 0 | 2568 | 0 | 0 | 0 | 0 | 0
| Gates_Panoche_230_group | MW | 0 | 0 | 0 | 0 | 0 | 0 | 0 | 10830 | 10830 | 10830 | 10830 | 10830 | 0 | 10830 | 0 | 10830 | 0 | 10830 | 0 | 0 | 10830 | 0 | 0 | 0 | 0 | 10830 | 0 | 0 | 0 | 0 | 10830 | 0 | 0 | 0 | 0 | 0
| Greater_LA_group | MW | 0 | 0 | 0 | 0 | 0 | 0 | 0 | 7241 | 7241 | 7241 | 7241 | 7241 | 0 | 7241 | 0 | 7241 | 0 | 7241 | 0 | 0 | 7241 | 0 | 0 | 0 | 0 | 7241 | 0 | 0 | 0 | 0 | 7241 | 0 | 0 | 0 | 0 | 0
| Humboldt_Trinity_115_group | MW | 0 | 0 | 0 | 0 | 0 | 0 | 0 | 63 | 63 | 63 | 63 | 63 | 0 | 63 | 0 | 63 | 0 | 63 | 0 | 0 | 63 | 0 | 0 | 0 | 0 | 63 | 0 | 0 | 0 | 0 | 63 | 0 | 0 | 0 | 0 | 0
| Imperial_Valley_group | MW | 0 | 0 | 0 | 0 | 0 | 0 | 0 | 1959 | 1959 | 1959 | 1959 | 1959 | 0 | 1959 | 0 | 1959 | 0 | 1959 | 0 | 0 | 1959 | 0 | 0 | 0 | 0 | 1959 | 0 | 0 | 0 | 0 | 1959 | 0 | 0 | 0 | 0 | 0
| Internal_San_Diego_group | MW | 0 | 0 | 0 | 0 | 0 | 0 | 0 | 290 | 290 | 290 | 290 | 290 | 0 | 309.587 | 0 | 309.6055 | 0 | 309.6055 | 0 | 0 | 309.6055 | 0 | 0 | 0 | 0 | 309.6068 | 0 | 0 | 0 | 0 | 564 | 0 | 0 | 0 | 0 | 0
| Los_Banos_500_230_Transformer_group | MW | 0 | 0 | 0 | 0 | 0 | 0 | 0 | 2534 | 2534 | 2534 | 2534 | 2534 | 0 | 2534 | 0 | 2534 | 0 | 2534 | 0 | 0 | 2534 | 0 | 0 | 0 | 0 | 2534 | 0 | 0 | 0 | 0 | 2534 | 0 | 0 | 0 | 0 | 0
| Los_Banos_Gates_500_OPDS_group | MW | 0 | 0 | 0 | 0 | 0 | 0 | 0 | 2425 | 2425 | 2425 | 2425 | 2425 | 0 | 2425 | 0 | 2425 | 0 | 2425 | 0 | 0 | 2425 | 0 | 0 | 0 | 0 | 2425 | 0 | 0 | 0 | 0 | 2425 | 0 | 0 | 0 | 0 | 0
| Lugo_Transformer_group | MW | 0 | 0 | 0 | 0 | 0 | 0 | 0 | 1619 | 1619 | 1619 | 1619 | 1619 | 0 | 1619 | 0 | 1619 | 0 | 1619 | 0 | 0 | 1619 | 0 | 0 | 0 | 0 | 1619 | 0 | 0 | 0 | 0 | 1619 | 0 | 0 | 0 | 0 | 0
| Mohave_Eldorado_500_group | MW | 0 | 0 | 0 | 0 | 0 | 0 | 0 | 1560 | 1560 | 1560 | 1560 | 1560 | 0 | 1560 | 0 | 1560 | 0 | 1560 | 0 | 0 | 1560 | 0 | 0 | 0 | 0 | 1560 | 0 | 0 | 0 | 0 | 1560 | 0 | 0 | 0 | 0 | 0
| Morro_Bay_Templeton_230_group | MW | 0 | 0 | 0 | 0 | 0 | 0 | 0 | 1903 | 1903 | 1903 | 1903 | 1903 | 0 | 1903 | 0 | 1903 | 0 | 1903 | 0 | 0 | 1903 | 0 | 0 | 0 | 0 | 1903 | 0 | 0 | 0 | 0 | 1903 | 0 | 0 | 0 | 0 | 0
| Moss_Landing_Los_Banos_230_OPDS_group | MW | 0 | 0 | 0 | 0 | 0 | 0 | 0 | 3102 | 3102 | 3102 | 3102 | 3102 | 0 | 3102 | 0 | 3102 | 0 | 3102 | 0 | 0 | 3102 | 0 | 0 | 0 | 0 | 3102 | 0 | 0 | 0 | 0 | 3102 | 0 | 0 | 0 | 0 | 0
| San_Luis_Rey_San_Onofre_group | MW | 0 | 0 | 0 | 0 | 0 | 0 | 0 | 3281 | 3281 | 3281 | 3281 | 3281 | 0 | 3281 | 0 | 3281 | 0 | 3281 | 0 | 0 | 3281 | 0 | 0 | 0 | 0 | 3281 | 0 | 0 | 0 | 0 | 3281 | 0 | 0 | 0 | 0 | 0
| Serrano_Alberhill_group | MW | 0 | 0 | 0 | 0 | 0 | 0 | 0 | 11800 | 11800 | 11800 | 11800 | 11800 | 0 | 11800 | 0 | 11800 | 0 | 11800 | 0 | 0 | 11800 | 0 | 0 | 0 | 0 | 11800 | 0 | 0 | 0 | 0 | 11800 | 0 | 0 | 0 | 0 | 0
| Silvergate_Bay_Boulevard_group | MW | 0 | 0 | 0 | 0 | 0 | 0 | 0 | 2163 | 2163 | 2163 | 2163 | 2163 | 0 | 2163 | 0 | 2163 | 0 | 2163 | 0 | 0 | 2163 | 0 | 0 | 0 | 0 | 2163 | 0 | 0 | 0 | 0 | 2163 | 0 | 0 | 0 | 0 | 0
| South_Kramer_Victor_Lugo_group | MW | 0 | 0 | 0 | 0 | 0 | 0 | 0 | 1311 | 1311 | 1311 | 1311 | 1311 | 0 | 1311 | 0 | 1311 | 0 | 1311 | 0 | 0 | 1311 | 0 | 0 | 0 | 0 | 1311 | 0 | 0 | 0 | 0 | 1311 | 0 | 0 | 0 | 0 | 0
| South_Kramer_Victor_group | MW | 0 | 0 | 0 | 0 | 0 | 0 | 0 | 1237.02 | 1237.02 | 1237.02 | 1237.02 | 1237.02 | 0 | 1237.02 | 0 | 1237.02 | 0 | 1237.02 | 0 | 0 | 1237.02 | 0 | 0 | 0 | 0 | 1237.02 | 0 | 0 | 0 | 0 | 1237.02 | 0 | 0 | 0 | 0 | 0
| Tehachapi_Antelope_group | MW | 0 | 0 | 0 | 0 | 0 | 0 | 0 | 5171 | 5171 | 5171 | 5171 | 5171 | 0 | 5171 | 0 | 5171 | 0 | 5171 | 0 | 0 | 5171 | 0 | 0 | 0 | 0 | 5171 | 0 | 0 | 0 | 0 | 5171 | 0 | 0 | 0 | 0 | 0
| Tesla_Westley_230_group | MW | 0 | 0 | 0 | 0 | 0 | 0 | 0 | 1098 | 1098 | 1098 | 1098 | 1098 | 0 | 1098 | 0 | 1098 | 0 | 1098 | 0 | 0 | 1098 | 0 | 0 | 0 | 0 | 1098 | 0 | 0 | 0 | 0 | 1098 | 0 | 0 | 0 | 0 | 0
| - | MW | 0 | 0 | 0 | 0 | 0 | 0 | 0 | 0 | 0 | 0 | 0 | 0 | 0 | 0 | 0 | 0 | 0 | 0 | 0 | 0 | 0 | 0 | 0 | 0 | 0 | 0 | 0 | 0 | 0 | 0 | 0 | 0 | 0 | 0 | 0 | 0
| - | MW | 0 | 0 | 0 | 0 | 0 | 0 | 0 | 0 | 0 | 0 | 0 | 0 | 0 | 0 | 0 | 0 | 0 | 0 | 0 | 0 | 0 | 0 | 0 | 0 | 0 | 0 | 0 | 0 | 0 | 0 | 0 | 0 | 0 | 0 | 0 | 0
| - | MW | 0 | 0 | 0 | 0 | 0 | 0 | 0 | 0 | 0 | 0 | 0 | 0 | 0 | 0 | 0 | 0 | 0 | 0 | 0 | 0 | 0 | 0 | 0 | 0 | 0 | 0 | 0 | 0 | 0 | 0 | 0 | 0 | 0 | 0 | 0 | 0
| - | MW | 0 | 0 | 0 | 0 | 0 | 0 | 0 | 0 | 0 | 0 | 0 | 0 | 0 | 0 | 0 | 0 | 0 | 0 | 0 | 0 | 0 | 0 | 0 | 0 | 0 | 0 | 0 | 0 | 0 | 0 | 0 | 0 | 0 | 0 | 0 | 0
| - | MW | 0 | 0 | 0 | 0 | 0 | 0 | 0 | 0 | 0 | 0 | 0 | 0 | 0 | 0 | 0 | 0 | 0 | 0 | 0 | 0 | 0 | 0 | 0 | 0 | 0 | 0 | 0 | 0 | 0 | 0 | 0 | 0 | 0 | 0 | 0 | 0
| - | MW | 0 | 0 | 0 | 0 | 0 | 0 | 0 | 0 | 0 | 0 | 0 | 0 | 0 | 0 | 0 | 0 | 0 | 0 | 0 | 0 | 0 | 0 | 0 | 0 | 0 | 0 | 0 | 0 | 0 | 0 | 0 | 0 | 0 | 0 | 0 | 0
| - | MW | 0 | 0 | 0 | 0 | 0 | 0 | 0 | 0 | 0 | 0 | 0 | 0 | 0 | 0 | 0 | 0 | 0 | 0 | 0 | 0 | 0 | 0 | 0 | 0 | 0 | 0 | 0 | 0 | 0 | 0 | 0 | 0 | 0 | 0 | 0 | 0
| - | MW | 0 | 0 | 0 | 0 | 0 | 0 | 0 | 0 | 0 | 0 | 0 | 0 | 0 | 0 | 0 | 0 | 0 | 0 | 0 | 0 | 0 | 0 | 0 | 0 | 0 | 0 | 0 | 0 | 0 | 0 | 0 | 0 | 0 | 0 | 0 | 0
| - | MW | 0 | 0 | 0 | 0 | 0 | 0 | 0 | 0 | 0 | 0 | 0 | 0 | 0 | 0 | 0 | 0 | 0 | 0 | 0 | 0 | 0 | 0 | 0 | 0 | 0 | 0 | 0 | 0 | 0 | 0 | 0 | 0 | 0 | 0 | 0 | 0
| - | MW | 0 | 0 | 0 | 0 | 0 | 0 | 0 | 0 | 0 | 0 | 0 | 0 | 0 | 0 | 0 | 0 | 0 | 0 | 0 | 0 | 0 | 0 | 0 | 0 | 0 | 0 | 0 | 0 | 0 | 0 | 0 | 0 | 0 | 0 | 0 | 0
| - | MW | 0 | 0 | 0 | 0 | 0 | 0 | 0 | 0 | 0 | 0 | 0 | 0 | 0 | 0 | 0 | 0 | 0 | 0 | 0 | 0 | 0 | 0 | 0 | 0 | 0 | 0 | 0 | 0 | 0 | 0 | 0 | 0 | 0 | 0 | 0 | 0
| - | MW | 0 | 0 | 0 | 0 | 0 | 0 | 0 | 0 | 0 | 0 | 0 | 0 | 0 | 0 | 0 | 0 | 0 | 0 | 0 | 0 | 0 | 0 | 0 | 0 | 0 | 0 | 0 | 0 | 0 | 0 | 0 | 0 | 0 | 0 | 0 | 0
| On-Peak Available Existing Transmission Capacity | _deliverable_peak_highest
| Transmission Constraint |  | 2015 | 2016 | 2017 | 2018 | 2019 | 2020 | 2021 | 2022 | 2023 | 2024 | 2025 | 2026 | 2027 | 2028 | 2029 | 2030 | 2031 | 2032 | 2033 | 2034 | 2035 | 2036 | 2037 | 2038 | 2039 | 2040 | 2041 | 2042 | 2043 | 2044 | 2045 | 2046 | 2047 | 2048 | 2049 | 2050
| Colorado_River_500_230_group | MW | 0 | 0 | 0 | 0 | 0 | 0 | 0 | 1490 | 1490 | 1490 | 1490 | 1490 | 0 | 1490 | 0 | 1490 | 0 | 1490 | 0 | 0 | 1490 | 0 | 0 | 0 | 0 | 1490 | 0 | 0 | 0 | 0 | 1490 | 0 | 0 | 0 | 0 | 0
| Contra_Costa_Delta_Switchyard_230_group | MW | 0 | 0 | 0 | 0 | 0 | 0 | 0 | 1523 | 1523 | 1523 | 1523 | 1523 | 0 | 1523 | 0 | 1523 | 0 | 1523 | 0 | 0 | 1523 | 0 | 0 | 0 | 0 | 1523 | 0 | 0 | 0 | 0 | 1523 | 0 | 0 | 0 | 0 | 0
| Delevan_Cortina_230_group | MW | 0 | 0 | 0 | 0 | 0 | 0 | 0 | 454 | 454 | 454 | 454 | 454 | 0 | 454 | 0 | 454 | 0 | 454 | 0 | 0 | 454 | 0 | 0 | 0 | 0 | 454 | 0 | 0 | 0 | 0 | 454 | 0 | 0 | 0 | 0 | 0
| Devers_Red_Bluff_group | MW | 0 | 0 | 0 | 0 | 0 | 0 | 0 | 5400 | 5400 | 5400 | 5400 | 5400 | 0 | 5400 | 0 | 5400 | 0 | 5400 | 0 | 0 | 5400 | 0 | 0 | 0 | 0 | 5400 | 0 | 0 | 0 | 0 | 5400 | 0 | 0 | 0 | 0 | 0
| East_of_Miguel_group | MW | 0 | 0 | 0 | 0 | 0 | 0 | 0 | 731 | 731 | 731 | 731 | 731 | 0 | 731 | 0 | 731 | 0 | 731 | 0 | 0 | 731 | 0 | 0 | 0 | 0 | 731 | 0 | 0 | 0 | 0 | 731 | 0 | 0 | 0 | 0 | 0
| Eldorado_500_230_group | MW | 0 | 0 | 0 | 0 | 0 | 0 | 0 | 3360 | 3360 | 3360 | 3360 | 3360 | 0 | 3360 | 0 | 3360 | 0 | 3360 | 0 | 0 | 3360 | 0 | 0 | 0 | 0 | 3360 | 0 | 0 | 0 | 0 | 3360 | 0 | 0 | 0 | 0 | 0
| Encina_San_Luis_Rey_group | MW | 0 | 0 | 0 | 0 | 0 | 0 | 0 | 2901 | 2901 | 2901 | 2901 | 2901 | 0 | 2901 | 0 | 2901 | 0 | 2901 | 0 | 0 | 2901 | 0 | 0 | 0 | 0 | 2901 | 0 | 0 | 0 | 0 | 2901 | 0 | 0 | 0 | 0 | 0
| GLW_VEA_group | MW | 0 | 0 | 0 | 0 | 0 | 0 | 0 | 300 | 300 | 300 | 300 | 300 | 0 | 300 | 0 | 300 | 0 | 300 | 0 | 0 | 300 | 0 | 0 | 0 | 0 | 300 | 0 | 0 | 0 | 0 | 300 | 0 | 0 | 0 | 0 | 0
| Gates_500_230_Transformer_group | MW | 0 | 0 | 0 | 0 | 0 | 0 | 0 | 3151 | 3151 | 3151 | 3151 | 3151 | 0 | 3151 | 0 | 3151 | 0 | 3151 | 0 | 0 | 3151 | 0 | 0 | 0 | 0 | 3151 | 0 | 0 | 0 | 0 | 3151 | 0 | 0 | 0 | 0 | 0
| Gates_Arco_Midway_230_group | MW | 0 | 0 | 0 | 0 | 0 | 0 | 0 | 1431 | 1431 | 1431 | 1431 | 1431 | 0 | 1431 | 0 | 1431 | 0 | 1431 | 0 | 0 | 1431 | 0 | 0 | 0 | 0 | 1431 | 0 | 0 | 0 | 0 | 1431 | 0 | 0 | 0 | 0 | 0
| Gates_Panoche_230_group | MW | 0 | 0 | 0 | 0 | 0 | 0 | 0 | 10830 | 10830 | 10830 | 10830 | 10830 | 0 | 10830 | 0 | 10830 | 0 | 10830 | 0 | 0 | 10830 | 0 | 0 | 0 | 0 | 10830 | 0 | 0 | 0 | 0 | 10830 | 0 | 0 | 0 | 0 | 0
| Greater_LA_group | MW | 0 | 0 | 0 | 0 | 0 | 0 | 0 | 7241 | 7241 | 7241 | 7241 | 7241 | 0 | 7241 | 0 | 7241 | 0 | 7241 | 0 | 0 | 7241 | 0 | 0 | 0 | 0 | 7241 | 0 | 0 | 0 | 0 | 7241 | 0 | 0 | 0 | 0 | 0
| Humboldt_Trinity_115_group | MW | 0 | 0 | 0 | 0 | 0 | 0 | 0 | 20.52 | 20.52 | 20.52 | 20.52 | 20.52 | 0 | 20.52 | 0 | 20.52 | 0 | 20.52 | 0 | 0 | 20.52 | 0 | 0 | 0 | 0 | 20.52 | 0 | 0 | 0 | 0 | 20.52 | 0 | 0 | 0 | 0 | 0
| Imperial_Valley_group | MW | 0 | 0 | 0 | 0 | 0 | 0 | 0 | 1959 | 1959 | 1959 | 1959 | 1959 | 0 | 1959 | 0 | 1959 | 0 | 1959 | 0 | 0 | 1959 | 0 | 0 | 0 | 0 | 1959 | 0 | 0 | 0 | 0 | 1959 | 0 | 0 | 0 | 0 | 0
| Internal_San_Diego_group | MW | 0 | 0 | 0 | 0 | 0 | 0 | 0 | 968 | 968 | 968 | 968 | 968 | 0 | 968 | 0 | 968 | 0 | 968 | 0 | 0 | 968 | 0 | 0 | 0 | 0 | 968 | 0 | 0 | 0 | 0 | 968 | 0 | 0 | 0 | 0 | 0
| Los_Banos_500_230_Transformer_group | MW | 0 | 0 | 0 | 0 | 0 | 0 | 0 | 1127 | 1127 | 1127 | 1127 | 1127 | 0 | 1127 | 0 | 1127 | 0 | 1127 | 0 | 0 | 1127 | 0 | 0 | 0 | 0 | 1127 | 0 | 0 | 0 | 0 | 1127 | 0 | 0 | 0 | 0 | 0
| Los_Banos_Gates_500_OPDS_group | MW | 0 | 0 | 0 | 0 | 0 | 0 | 0 | 1273 | 1273 | 1273 | 1273 | 1273 | 0 | 1273 | 0 | 1273 | 0 | 1273 | 0 | 0 | 1273 | 0 | 0 | 0 | 0 | 1273 | 0 | 0 | 0 | 0 | 1273 | 0 | 0 | 0 | 0 | 0
| Lugo_Transformer_group | MW | 0 | 0 | 0 | 0 | 0 | 0 | 0 | 1576 | 1576 | 1576 | 1576 | 1576 | 0 | 1576 | 0 | 1576 | 0 | 1576 | 0 | 0 | 1576 | 0 | 0 | 0 | 0 | 1576 | 0 | 0 | 0 | 0 | 1576 | 0 | 0 | 0 | 0 | 0
| Mohave_Eldorado_500_group | MW | 0 | 0 | 0 | 0 | 0 | 0 | 0 | 1560 | 1560 | 1560 | 1560 | 1560 | 0 | 1560 | 0 | 1560 | 0 | 1560 | 0 | 0 | 1560 | 0 | 0 | 0 | 0 | 1560 | 0 | 0 | 0 | 0 | 1560 | 0 | 0 | 0 | 0 | 0
| Morro_Bay_Templeton_230_group | MW | 0 | 0 | 0 | 0 | 0 | 0 | 0 | 1707.56 | 1707.56 | 1707.56 | 1707.56 | 1707.56 | 0 | 1707.56 | 0 | 1707.56 | 0 | 1707.56 | 0 | 0 | 1707.56 | 0 | 0 | 0 | 0 | 1707.56 | 0 | 0 | 0 | 0 | 1707.56 | 0 | 0 | 0 | 0 | 0
| Moss_Landing_Los_Banos_230_OPDS_group | MW | 0 | 0 | 0 | 0 | 0 | 0 | 0 | 1611 | 1611 | 1611 | 1611 | 1611 | 0 | 1611 | 0 | 1611 | 0 | 1611 | 0 | 0 | 1611 | 0 | 0 | 0 | 0 | 1611 | 0 | 0 | 0 | 0 | 1611 | 0 | 0 | 0 | 0 | 0
| San_Luis_Rey_San_Onofre_group | MW | 0 | 0 | 0 | 0 | 0 | 0 | 0 | 1748 | 1748 | 1748 | 1748 | 1748 | 0 | 1748 | 0 | 1748 | 0 | 1748 | 0 | 0 | 1748 | 0 | 0 | 0 | 0 | 1748 | 0 | 0 | 0 | 0 | 1748 | 0 | 0 | 0 | 0 | 0
| Serrano_Alberhill_group | MW | 0 | 0 | 0 | 0 | 0 | 0 | 0 | 5700 | 5700 | 5700 | 5700 | 5700 | 0 | 5700 | 0 | 5700 | 0 | 5700 | 0 | 0 | 5700 | 0 | 0 | 0 | 0 | 5700 | 0 | 0 | 0 | 0 | 5700 | 0 | 0 | 0 | 0 | 0
| Silvergate_Bay_Boulevard_group | MW | 0 | 0 | 0 | 0 | 0 | 0 | 0 | 1202 | 1202 | 1202 | 1202 | 1202 | 0 | 1202 | 0 | 1202 | 0 | 1202 | 0 | 0 | 1202 | 0 | 0 | 0 | 0 | 1202 | 0 | 0 | 0 | 0 | 1202 | 0 | 0 | 0 | 0 | 0
| South_Kramer_Victor_Lugo_group | MW | 0 | 0 | 0 | 0 | 0 | 0 | 0 | 1156 | 1156 | 1156 | 1156 | 1156 | 0 | 1156 | 0 | 1156 | 0 | 1156 | 0 | 0 | 1156 | 0 | 0 | 0 | 0 | 1156 | 0 | 0 | 0 | 0 | 1156 | 0 | 0 | 0 | 0 | 0
| South_Kramer_Victor_group | MW | 0 | 0 | 0 | 0 | 0 | 0 | 0 | 826 | 826 | 826 | 826 | 826 | 0 | 826 | 0 | 826 | 0 | 826 | 0 | 0 | 826 | 0 | 0 | 0 | 0 | 826 | 0 | 0 | 0 | 0 | 826 | 0 | 0 | 0 | 0 | 0
| Tehachapi_Antelope_group | MW | 0 | 0 | 0 | 0 | 0 | 0 | 0 | 4040 | 4040 | 4040 | 4040 | 4040 | 0 | 4040 | 0 | 4040 | 0 | 4040 | 0 | 0 | 4040 | 0 | 0 | 0 | 0 | 4040 | 0 | 0 | 0 | 0 | 4040 | 0 | 0 | 0 | 0 | 0
| Tesla_Westley_230_group | MW | 0 | 0 | 0 | 0 | 0 | 0 | 0 | 1098 | 1098 | 1098 | 1098 | 1098 | 0 | 1098 | 0 | 1098 | 0 | 1098 | 0 | 0 | 1098 | 0 | 0 | 0 | 0 | 1098 | 0 | 0 | 0 | 0 | 1098 | 0 | 0 | 0 | 0 | 0
| - | MW | 0 | 0 | 0 | 0 | 0 | 0 | 0 | 0 | 0 | 0 | 0 | 0 | 0 | 0 | 0 | 0 | 0 | 0 | 0 | 0 | 0 | 0 | 0 | 0 | 0 | 0 | 0 | 0 | 0 | 0 | 0 | 0 | 0 | 0 | 0 | 0
| - | MW | 0 | 0 | 0 | 0 | 0 | 0 | 0 | 0 | 0 | 0 | 0 | 0 | 0 | 0 | 0 | 0 | 0 | 0 | 0 | 0 | 0 | 0 | 0 | 0 | 0 | 0 | 0 | 0 | 0 | 0 | 0 | 0 | 0 | 0 | 0 | 0
| - | MW | 0 | 0 | 0 | 0 | 0 | 0 | 0 | 0 | 0 | 0 | 0 | 0 | 0 | 0 | 0 | 0 | 0 | 0 | 0 | 0 | 0 | 0 | 0 | 0 | 0 | 0 | 0 | 0 | 0 | 0 | 0 | 0 | 0 | 0 | 0 | 0
| - | MW | 0 | 0 | 0 | 0 | 0 | 0 | 0 | 0 | 0 | 0 | 0 | 0 | 0 | 0 | 0 | 0 | 0 | 0 | 0 | 0 | 0 | 0 | 0 | 0 | 0 | 0 | 0 | 0 | 0 | 0 | 0 | 0 | 0 | 0 | 0 | 0
| - | MW | 0 | 0 | 0 | 0 | 0 | 0 | 0 | 0 | 0 | 0 | 0 | 0 | 0 | 0 | 0 | 0 | 0 | 0 | 0 | 0 | 0 | 0 | 0 | 0 | 0 | 0 | 0 | 0 | 0 | 0 | 0 | 0 | 0 | 0 | 0 | 0
| - | MW | 0 | 0 | 0 | 0 | 0 | 0 | 0 | 0 | 0 | 0 | 0 | 0 | 0 | 0 | 0 | 0 | 0 | 0 | 0 | 0 | 0 | 0 | 0 | 0 | 0 | 0 | 0 | 0 | 0 | 0 | 0 | 0 | 0 | 0 | 0 | 0
| - | MW | 0 | 0 | 0 | 0 | 0 | 0 | 0 | 0 | 0 | 0 | 0 | 0 | 0 | 0 | 0 | 0 | 0 | 0 | 0 | 0 | 0 | 0 | 0 | 0 | 0 | 0 | 0 | 0 | 0 | 0 | 0 | 0 | 0 | 0 | 0 | 0
| - | MW | 0 | 0 | 0 | 0 | 0 | 0 | 0 | 0 | 0 | 0 | 0 | 0 | 0 | 0 | 0 | 0 | 0 | 0 | 0 | 0 | 0 | 0 | 0 | 0 | 0 | 0 | 0 | 0 | 0 | 0 | 0 | 0 | 0 | 0 | 0 | 0
| - | MW | 0 | 0 | 0 | 0 | 0 | 0 | 0 | 0 | 0 | 0 | 0 | 0 | 0 | 0 | 0 | 0 | 0 | 0 | 0 | 0 | 0 | 0 | 0 | 0 | 0 | 0 | 0 | 0 | 0 | 0 | 0 | 0 | 0 | 0 | 0 | 0
| - | MW | 0 | 0 | 0 | 0 | 0 | 0 | 0 | 0 | 0 | 0 | 0 | 0 | 0 | 0 | 0 | 0 | 0 | 0 | 0 | 0 | 0 | 0 | 0 | 0 | 0 | 0 | 0 | 0 | 0 | 0 | 0 | 0 | 0 | 0 | 0 | 0
| - | MW | 0 | 0 | 0 | 0 | 0 | 0 | 0 | 0 | 0 | 0 | 0 | 0 | 0 | 0 | 0 | 0 | 0 | 0 | 0 | 0 | 0 | 0 | 0 | 0 | 0 | 0 | 0 | 0 | 0 | 0 | 0 | 0 | 0 | 0 | 0 | 0
| - | MW | 0 | 0 | 0 | 0 | 0 | 0 | 0 | 0 | 0 | 0 | 0 | 0 | 0 | 0 | 0 | 0 | 0 | 0 | 0 | 0 | 0 | 0 | 0 | 0 | 0 | 0 | 0 | 0 | 0 | 0 | 0 | 0 | 0 | 0 | 0 | 0
| Off-Peak Available Existing Transmission Capacity | _offpeak
| Transmission Constraint |  | 2015 | 2016 | 2017 | 2018 | 2019 | 2020 | 2021 | 2022 | 2023 | 2024 | 2025 | 2026 | 2027 | 2028 | 2029 | 2030 | 2031 | 2032 | 2033 | 2034 | 2035 | 2036 | 2037 | 2038 | 2039 | 2040 | 2041 | 2042 | 2043 | 2044 | 2045 | 2046 | 2047 | 2048 | 2049 | 2050
| Colorado_River_500_230_group | MW | 0 | 0 | 0 | 0 | 0 | 0 | 0 | 1739 | 1739 | 1739 | 1739 | 1739 | 0 | 1739 | 0 | 1739 | 0 | 1739 | 0 | 0 | 1739 | 0 | 0 | 0 | 0 | 1739 | 0 | 0 | 0 | 0 | 1739 | 0 | 0 | 0 | 0 | 0
| Contra_Costa_Delta_Switchyard_230_group | MW | 0 | 0 | 0 | 0 | 0 | 0 | 0 | 1523 | 1523 | 1523 | 1523 | 1523 | 0 | 1523 | 0 | 1523 | 0 | 1523 | 0 | 0 | 1523 | 0 | 0 | 0 | 0 | 1523 | 0 | 0 | 0 | 0 | 1523 | 0 | 0 | 0 | 0 | 0
| Delevan_Cortina_230_group | MW | 0 | 0 | 0 | 0 | 0 | 0 | 0 | 795 | 795 | 795 | 795 | 795 | 0 | 795 | 0 | 795 | 0 | 795 | 0 | 0 | 795 | 0 | 0 | 0 | 0 | 795 | 0 | 0 | 0 | 0 | 795 | 0 | 0 | 0 | 0 | 0
| Devers_Red_Bluff_group | MW | 0 | 0 | 0 | 0 | 0 | 0 | 0 | 5820 | 5820 | 5820 | 5820 | 5820 | 0 | 5820 | 0 | 5820 | 0 | 5820 | 0 | 0 | 5820 | 0 | 0 | 0 | 0 | 5820 | 0 | 0 | 0 | 0 | 5820 | 0 | 0 | 0 | 0 | 0
| East_of_Miguel_group | MW | 0 | 0 | 0 | 0 | 0 | 0 | 0 | 950 | 950 | 950 | 950 | 950 | 0 | 950 | 0 | 950 | 0 | 950 | 0 | 0 | 950 | 0 | 0 | 0 | 0 | 950 | 0 | 0 | 0 | 0 | 950 | 0 | 0 | 0 | 0 | 0
| Eldorado_500_230_group | MW | 0 | 0 | 0 | 0 | 0 | 0 | 0 | 3360 | 3360 | 3360 | 3360 | 3360 | 0 | 3360 | 0 | 3360 | 0 | 3360 | 0 | 0 | 3360 | 0 | 0 | 0 | 0 | 3360 | 0 | 0 | 0 | 0 | 3360 | 0 | 0 | 0 | 0 | 0
| Encina_San_Luis_Rey_group | MW | 0 | 0 | 0 | 0 | 0 | 0 | 0 | 3035 | 3035 | 3035 | 3035 | 3035 | 0 | 3035 | 0 | 3035 | 0 | 3035 | 0 | 0 | 3035 | 0 | 0 | 0 | 0 | 3035 | 0 | 0 | 0 | 0 | 3035 | 0 | 0 | 0 | 0 | 0
| GLW_VEA_group | MW | 0 | 0 | 0 | 0 | 0 | 0 | 0 | 269 | 269 | 269 | 269 | 269 | 0 | 269 | 0 | 269 | 0 | 269 | 0 | 0 | 269 | 0 | 0 | 0 | 0 | 269 | 0 | 0 | 0 | 0 | 269 | 0 | 0 | 0 | 0 | 0
| Gates_500_230_Transformer_group | MW | 0 | 0 | 0 | 0 | 0 | 0 | 0 | 3279 | 3279 | 3279 | 3279 | 3279 | 0 | 3279 | 0 | 3279 | 0 | 3279 | 0 | 0 | 3279 | 0 | 0 | 0 | 0 | 3279 | 0 | 0 | 0 | 0 | 3279 | 0 | 0 | 0 | 0 | 0
| Gates_Arco_Midway_230_group | MW | 0 | 0 | 0 | 0 | 0 | 0 | 0 | 2568 | 2568 | 2568 | 2568 | 2568 | 0 | 2568 | 0 | 2568 | 0 | 2568 | 0 | 0 | 2568 | 0 | 0 | 0 | 0 | 2568 | 0 | 0 | 0 | 0 | 2568 | 0 | 0 | 0 | 0 | 0
| Gates_Panoche_230_group | MW | 0 | 0 | 0 | 0 | 0 | 0 | 0 | 10830 | 10830 | 10830 | 10830 | 10830 | 0 | 10830 | 0 | 10830 | 0 | 10830 | 0 | 0 | 10830 | 0 | 0 | 0 | 0 | 10830 | 0 | 0 | 0 | 0 | 10830 | 0 | 0 | 0 | 0 | 0
| Greater_LA_group | MW | 0 | 0 | 0 | 0 | 0 | 0 | 0 | 7241 | 7241 | 7241 | 7241 | 7241 | 0 | 7241 | 0 | 7241 | 0 | 7241 | 0 | 0 | 7241 | 0 | 0 | 0 | 0 | 7241 | 0 | 0 | 0 | 0 | 7241 | 0 | 0 | 0 | 0 | 0
| Humboldt_Trinity_115_group | MW | 0 | 0 | 0 | 0 | 0 | 0 | 0 | 63 | 63 | 63 | 63 | 63 | 0 | 63 | 0 | 63 | 0 | 63 | 0 | 0 | 63 | 0 | 0 | 0 | 0 | 63 | 0 | 0 | 0 | 0 | 63 | 0 | 0 | 0 | 0 | 0
| Imperial_Valley_group | MW | 0 | 0 | 0 | 0 | 0 | 0 | 0 | 1959 | 1959 | 1959 | 1959 | 1959 | 0 | 1959 | 0 | 1959 | 0 | 1959 | 0 | 0 | 1959 | 0 | 0 | 0 | 0 | 1959 | 0 | 0 | 0 | 0 | 1959 | 0 | 0 | 0 | 0 | 0
| Internal_San_Diego_group | MW | 0 | 0 | 0 | 0 | 0 | 0 | 0 | 290 | 290 | 290 | 290 | 290 | 0 | 290 | 0 | 290 | 0 | 290 | 0 | 0 | 290 | 0 | 0 | 0 | 0 | 290 | 0 | 0 | 0 | 0 | 290 | 0 | 0 | 0 | 0 | 0
| Los_Banos_500_230_Transformer_group | MW | 0 | 0 | 0 | 0 | 0 | 0 | 0 | 2534 | 2534 | 2534 | 2534 | 2534 | 0 | 2534 | 0 | 2534 | 0 | 2534 | 0 | 0 | 2534 | 0 | 0 | 0 | 0 | 2534 | 0 | 0 | 0 | 0 | 2534 | 0 | 0 | 0 | 0 | 0
| Los_Banos_Gates_500_OPDS_group | MW | 0 | 0 | 0 | 0 | 0 | 0 | 0 | 2425 | 2425 | 2425 | 2425 | 2425 | 0 | 2425 | 0 | 2425 | 0 | 2425 | 0 | 0 | 2425 | 0 | 0 | 0 | 0 | 2425 | 0 | 0 | 0 | 0 | 2425 | 0 | 0 | 0 | 0 | 0
| Lugo_Transformer_group | MW | 0 | 0 | 0 | 0 | 0 | 0 | 0 | 1619 | 1619 | 1619 | 1619 | 1619 | 0 | 1619 | 0 | 1619 | 0 | 1619 | 0 | 0 | 1619 | 0 | 0 | 0 | 0 | 1619 | 0 | 0 | 0 | 0 | 1619 | 0 | 0 | 0 | 0 | 0
| Mohave_Eldorado_500_group | MW | 0 | 0 | 0 | 0 | 0 | 0 | 0 | 1560 | 1560 | 1560 | 1560 | 1560 | 0 | 1560 | 0 | 1560 | 0 | 1560 | 0 | 0 | 1560 | 0 | 0 | 0 | 0 | 1560 | 0 | 0 | 0 | 0 | 1560 | 0 | 0 | 0 | 0 | 0
| Morro_Bay_Templeton_230_group | MW | 0 | 0 | 0 | 0 | 0 | 0 | 0 | 1903 | 1903 | 1903 | 1903 | 1903 | 0 | 1903 | 0 | 1903 | 0 | 1903 | 0 | 0 | 1903 | 0 | 0 | 0 | 0 | 1903 | 0 | 0 | 0 | 0 | 1903 | 0 | 0 | 0 | 0 | 0
| Moss_Landing_Los_Banos_230_OPDS_group | MW | 0 | 0 | 0 | 0 | 0 | 0 | 0 | 3102 | 3102 | 3102 | 3102 | 3102 | 0 | 3102 | 0 | 3102 | 0 | 3102 | 0 | 0 | 3102 | 0 | 0 | 0 | 0 | 3102 | 0 | 0 | 0 | 0 | 3102 | 0 | 0 | 0 | 0 | 0
| San_Luis_Rey_San_Onofre_group | MW | 0 | 0 | 0 | 0 | 0 | 0 | 0 | 3281 | 3281 | 3281 | 3281 | 3281 | 0 | 3281 | 0 | 3281 | 0 | 3281 | 0 | 0 | 3281 | 0 | 0 | 0 | 0 | 3281 | 0 | 0 | 0 | 0 | 3281 | 0 | 0 | 0 | 0 | 0
| Serrano_Alberhill_group | MW | 0 | 0 | 0 | 0 | 0 | 0 | 0 | 11800 | 11800 | 11800 | 11800 | 11800 | 0 | 11800 | 0 | 11800 | 0 | 11800 | 0 | 0 | 11800 | 0 | 0 | 0 | 0 | 11800 | 0 | 0 | 0 | 0 | 11800 | 0 | 0 | 0 | 0 | 0
| Silvergate_Bay_Boulevard_group | MW | 0 | 0 | 0 | 0 | 0 | 0 | 0 | 2163 | 2163 | 2163 | 2163 | 2163 | 0 | 2163 | 0 | 2163 | 0 | 2163 | 0 | 0 | 2163 | 0 | 0 | 0 | 0 | 2163 | 0 | 0 | 0 | 0 | 2163 | 0 | 0 | 0 | 0 | 0
| South_Kramer_Victor_Lugo_group | MW | 0 | 0 | 0 | 0 | 0 | 0 | 0 | 1311 | 1311 | 1311 | 1311 | 1311 | 0 | 1311 | 0 | 1311 | 0 | 1311 | 0 | 0 | 1311 | 0 | 0 | 0 | 0 | 1311 | 0 | 0 | 0 | 0 | 1311 | 0 | 0 | 0 | 0 | 0
| South_Kramer_Victor_group | MW | 0 | 0 | 0 | 0 | 0 | 0 | 0 | 1237.02 | 1237.02 | 1237.02 | 1237.02 | 1237.02 | 0 | 1237.02 | 0 | 1237.02 | 0 | 1237.02 | 0 | 0 | 1237.02 | 0 | 0 | 0 | 0 | 1237.02 | 0 | 0 | 0 | 0 | 1237.02 | 0 | 0 | 0 | 0 | 0
| Tehachapi_Antelope_group | MW | 0 | 0 | 0 | 0 | 0 | 0 | 0 | 5171 | 5171 | 5171 | 5171 | 5171 | 0 | 5171 | 0 | 5171 | 0 | 5171 | 0 | 0 | 5171 | 0 | 0 | 0 | 0 | 5171 | 0 | 0 | 0 | 0 | 5171 | 0 | 0 | 0 | 0 | 0
| Tesla_Westley_230_group | MW | 0 | 0 | 0 | 0 | 0 | 0 | 0 | 1098 | 1098 | 1098 | 1098 | 1098 | 0 | 1098 | 0 | 1098 | 0 | 1098 | 0 | 0 | 1098 | 0 | 0 | 0 | 0 | 1098 | 0 | 0 | 0 | 0 | 1098 | 0 | 0 | 0 | 0 | 0
| - | MW | 0 | 0 | 0 | 0 | 0 | 0 | 0 | 0 | 0 | 0 | 0 | 0 | 0 | 0 | 0 | 0 | 0 | 0 | 0 | 0 | 0 | 0 | 0 | 0 | 0 | 0 | 0 | 0 | 0 | 0 | 0 | 0 | 0 | 0 | 0 | 0
| - | MW | 0 | 0 | 0 | 0 | 0 | 0 | 0 | 0 | 0 | 0 | 0 | 0 | 0 | 0 | 0 | 0 | 0 | 0 | 0 | 0 | 0 | 0 | 0 | 0 | 0 | 0 | 0 | 0 | 0 | 0 | 0 | 0 | 0 | 0 | 0 | 0
| - | MW | 0 | 0 | 0 | 0 | 0 | 0 | 0 | 0 | 0 | 0 | 0 | 0 | 0 | 0 | 0 | 0 | 0 | 0 | 0 | 0 | 0 | 0 | 0 | 0 | 0 | 0 | 0 | 0 | 0 | 0 | 0 | 0 | 0 | 0 | 0 | 0
| - | MW | 0 | 0 | 0 | 0 | 0 | 0 | 0 | 0 | 0 | 0 | 0 | 0 | 0 | 0 | 0 | 0 | 0 | 0 | 0 | 0 | 0 | 0 | 0 | 0 | 0 | 0 | 0 | 0 | 0 | 0 | 0 | 0 | 0 | 0 | 0 | 0
| - | MW | 0 | 0 | 0 | 0 | 0 | 0 | 0 | 0 | 0 | 0 | 0 | 0 | 0 | 0 | 0 | 0 | 0 | 0 | 0 | 0 | 0 | 0 | 0 | 0 | 0 | 0 | 0 | 0 | 0 | 0 | 0 | 0 | 0 | 0 | 0 | 0
| - | MW | 0 | 0 | 0 | 0 | 0 | 0 | 0 | 0 | 0 | 0 | 0 | 0 | 0 | 0 | 0 | 0 | 0 | 0 | 0 | 0 | 0 | 0 | 0 | 0 | 0 | 0 | 0 | 0 | 0 | 0 | 0 | 0 | 0 | 0 | 0 | 0
| - | MW | 0 | 0 | 0 | 0 | 0 | 0 | 0 | 0 | 0 | 0 | 0 | 0 | 0 | 0 | 0 | 0 | 0 | 0 | 0 | 0 | 0 | 0 | 0 | 0 | 0 | 0 | 0 | 0 | 0 | 0 | 0 | 0 | 0 | 0 | 0 | 0
| - | MW | 0 | 0 | 0 | 0 | 0 | 0 | 0 | 0 | 0 | 0 | 0 | 0 | 0 | 0 | 0 | 0 | 0 | 0 | 0 | 0 | 0 | 0 | 0 | 0 | 0 | 0 | 0 | 0 | 0 | 0 | 0 | 0 | 0 | 0 | 0 | 0
| - | MW | 0 | 0 | 0 | 0 | 0 | 0 | 0 | 0 | 0 | 0 | 0 | 0 | 0 | 0 | 0 | 0 | 0 | 0 | 0 | 0 | 0 | 0 | 0 | 0 | 0 | 0 | 0 | 0 | 0 | 0 | 0 | 0 | 0 | 0 | 0 | 0
| - | MW | 0 | 0 | 0 | 0 | 0 | 0 | 0 | 0 | 0 | 0 | 0 | 0 | 0 | 0 | 0 | 0 | 0 | 0 | 0 | 0 | 0 | 0 | 0 | 0 | 0 | 0 | 0 | 0 | 0 | 0 | 0 | 0 | 0 | 0 | 0 | 0
| - | MW | 0 | 0 | 0 | 0 | 0 | 0 | 0 | 0 | 0 | 0 | 0 | 0 | 0 | 0 | 0 | 0 | 0 | 0 | 0 | 0 | 0 | 0 | 0 | 0 | 0 | 0 | 0 | 0 | 0 | 0 | 0 | 0 | 0 | 0 | 0 | 0
| - | MW | 0 | 0 | 0 | 0 | 0 | 0 | 0 | 0 | 0 | 0 | 0 | 0 | 0 | 0 | 0 | 0 | 0 | 0 | 0 | 0 | 0 | 0 | 0 | 0 | 0 | 0 | 0 | 0 | 0 | 0 | 0 | 0 | 0 | 0 | 0 | 0
| On-Peak Available Transmission Upgrade Capacity Impact | _deliverable_peak_highest
| Transmission Constraint |  | 2015 | 2016 | 2017 | 2018 | 2019 | 2020 | 2021 | 2022 | 2023 | 2024 | 2025 | 2026 | 2027 | 2028 | 2029 | 2030 | 2031 | 2032 | 2033 | 2034 | 2035 | 2036 | 2037 | 2038 | 2039 | 2040 | 2041 | 2042 | 2043 | 2044 | 2045 | 2046 | 2047 | 2048 | 2049 | 2050
| Colorado_River_500_230_group | MW | 0 | 0 | 0 | 0 | 0 | 0 | 0 | 0 | 0 | 0 | 0 | 0 | 0 | 0 | 0 | 0 | 0 | 0 | 0 | 0 | 0 | 0 | 0 | 0 | 0 | 0 | 0 | 0 | 0 | 0 | 0 | 0 | 0 | 0 | 0 | 0
| Contra_Costa_Delta_Switchyard_230_group | MW | 0 | 0 | 0 | 0 | 0 | 0 | 0 | 0 | 0 | 0 | 0 | 0 | 0 | 0 | 0 | 0 | 0 | 0 | 0 | 0 | 0 | 0 | 0 | 0 | 0 | 0 | 0 | 0 | 0 | 0 | 0 | 0 | 0 | 0 | 0 | 0
| Delevan_Cortina_230_group | MW | 0 | 0 | 0 | 0 | 0 | 0 | 0 | 0 | 0 | 0 | 0 | 0 | 0 | 0 | 0 | 0 | 0 | 0 | 0 | 0 | 41.02 | 0 | 0 | 0 | 0 | 41.02 | 0 | 0 | 0 | 0 | 1339.65 | 0 | 0 | 0 | 0 | 0
| Devers_Red_Bluff_group | MW | 0 | 0 | 0 | 0 | 0 | 0 | 0 | 0 | 0 | 0 | 0 | 0 | 0 | 0 | 0 | 0 | 0 | 0 | 0 | 0 | 0 | 0 | 0 | 0 | 0 | 0 | 0 | 0 | 0 | 0 | 0 | 0 | 0 | 0 | 0 | 0
| East_of_Miguel_group | MW | 0 | 0 | 0 | 0 | 0 | 0 | 0 | 0 | 0 | 0 | 0 | 0 | 0 | 0 | 0 | 0 | 0 | 0 | 0 | 0 | 0 | 0 | 0 | 0 | 0 | 0 | 0 | 0 | 0 | 0 | 0 | 0 | 0 | 0 | 0 | 0
| Eldorado_500_230_group | MW | 0 | 0 | 0 | 0 | 0 | 0 | 0 | 0 | 0 | 0 | 0 | 0 | 0 | 0 | 0 | 0 | 0 | 0 | 0 | 0 | 0 | 0 | 0 | 0 | 0 | 0 | 0 | 0 | 0 | 0 | 400 | 0 | 0 | 0 | 0 | 0
| Encina_San_Luis_Rey_group | MW | 0 | 0 | 0 | 0 | 0 | 0 | 0 | 0 | 0 | 0 | 0 | 0 | 0 | 0 | 0 | 0 | 0 | 0 | 0 | 0 | 0 | 0 | 0 | 0 | 0 | 0 | 0 | 0 | 0 | 0 | 134 | 0 | 0 | 0 | 0 | 0
| GLW_VEA_group | MW | 0 | 0 | 0 | 0 | 0 | 0 | 0 | 0 | 0 | 0 | 0 | 0 | 0 | 266.17 | 0 | 266.17 | 0 | 266.17 | 0 | 0 | 266.17 | 0 | 0 | 0 | 0 | 266.17 | 0 | 0 | 0 | 0 | 266.17 | 0 | 0 | 0 | 0 | 0
| Gates_500_230_Transformer_group | MW | 0 | 0 | 0 | 0 | 0 | 0 | 0 | 0 | 0 | 0 | 0 | 0 | 0 | 0 | 0 | 0 | 0 | 0 | 0 | 0 | 0 | 0 | 0 | 0 | 0 | 0 | 0 | 0 | 0 | 0 | 0 | 0 | 0 | 0 | 0 | 0
| Gates_Arco_Midway_230_group | MW | 0 | 0 | 0 | 0 | 0 | 0 | 0 | 0 | 0 | 0 | 0 | 0 | 0 | 0 | 0 | 0 | 0 | 276.56 | 0 | 0 | 276.56 | 0 | 0 | 0 | 0 | 276.56 | 0 | 0 | 0 | 0 | 276.56 | 0 | 0 | 0 | 0 | 0
| Gates_Panoche_230_group | MW | 0 | 0 | 0 | 0 | 0 | 0 | 0 | 0 | 0 | 0 | 0 | 0 | 0 | 0 | 0 | 0 | 0 | 0 | 0 | 0 | 0 | 0 | 0 | 0 | 0 | 0 | 0 | 0 | 0 | 0 | 377.98 | 0 | 0 | 0 | 0 | 0
| Greater_LA_group | MW | 0 | 0 | 0 | 0 | 0 | 0 | 0 | 0 | 0 | 0 | 0 | 0 | 0 | 0 | 0 | 0 | 0 | 0 | 0 | 0 | 0 | 0 | 0 | 0 | 0 | 0 | 0 | 0 | 0 | 0 | 0 | 0 | 0 | 0 | 0 | 0
| Humboldt_Trinity_115_group | MW | 0 | 0 | 0 | 0 | 0 | 0 | 0 | 0 | 0 | 0 | 0 | 0 | 0 | 0 | 0 | 0 | 0 | 0 | 0 | 0 | 0 | 0 | 0 | 0 | 0 | 0 | 0 | 0 | 0 | 0 | 0 | 0 | 0 | 0 | 0 | 0
| Imperial_Valley_group | MW | 0 | 0 | 0 | 0 | 0 | 0 | 0 | 0 | 0 | 0 | 0 | 0 | 0 | 0 | 0 | 0 | 0 | 0 | 0 | 0 | 0 | 0 | 0 | 0 | 0 | 0 | 0 | 0 | 0 | 0 | 0 | 0 | 0 | 0 | 0 | 0
| Internal_San_Diego_group | MW | 0 | 0 | 0 | 0 | 0 | 0 | 0 | 0 | 0 | 0 | 0 | 0 | 0 | 147.76 | 0 | 147.9 | 0 | 147.9 | 0 | 0 | 147.9 | 0 | 0 | 0 | 0 | 147.91 | 0 | 0 | 0 | 0 | 2067 | 0 | 0 | 0 | 0 | 0
| Los_Banos_500_230_Transformer_group | MW | 0 | 0 | 0 | 0 | 0 | 0 | 0 | 0 | 0 | 0 | 0 | 0 | 0 | 0 | 0 | 0 | 0 | 0 | 0 | 0 | 0 | 0 | 0 | 0 | 0 | 0 | 0 | 0 | 0 | 0 | 0 | 0 | 0 | 0 | 0 | 0
| Los_Banos_Gates_500_OPDS_group | MW | 0 | 0 | 0 | 0 | 0 | 0 | 0 | 0 | 0 | 0 | 0 | 0 | 0 | 0 | 0 | 0 | 0 | 0 | 0 | 0 | 0 | 0 | 0 | 0 | 0 | 0 | 0 | 0 | 0 | 0 | 0 | 0 | 0 | 0 | 0 | 0
| Lugo_Transformer_group | MW | 0 | 0 | 0 | 0 | 0 | 0 | 0 | 0 | 0 | 0 | 0 | 0 | 0 | 0 | 0 | 0 | 0 | 0 | 0 | 0 | 0 | 0 | 0 | 0 | 0 | 575.6 | 0 | 0 | 0 | 0 | 980 | 0 | 0 | 0 | 0 | 0
| Mohave_Eldorado_500_group | MW | 0 | 0 | 0 | 0 | 0 | 0 | 0 | 0 | 0 | 0 | 0 | 0 | 0 | 0 | 0 | 0 | 0 | 0 | 0 | 0 | 0 | 0 | 0 | 0 | 0 | 0 | 0 | 0 | 0 | 0 | 0 | 0 | 0 | 0 | 0 | 0
| Morro_Bay_Templeton_230_group | MW | 0 | 0 | 0 | 0 | 0 | 0 | 0 | 0 | 0 | 0 | 0 | 0 | 0 | 0 | 0 | 0 | 0 | 0 | 0 | 0 | 0 | 0 | 0 | 0 | 0 | 0 | 0 | 0 | 0 | 0 | 0 | 0 | 0 | 0 | 0 | 0
| Moss_Landing_Los_Banos_230_OPDS_group | MW | 0 | 0 | 0 | 0 | 0 | 0 | 0 | 0 | 0 | 0 | 0 | 0 | 0 | 0 | 0 | 0 | 0 | 0 | 0 | 0 | 0 | 0 | 0 | 0 | 0 | 0 | 0 | 0 | 0 | 0 | 0 | 0 | 0 | 0 | 0 | 0
| San_Luis_Rey_San_Onofre_group | MW | 0 | 0 | 0 | 0 | 0 | 0 | 0 | 0 | 0 | 0 | 0 | 0 | 0 | 0 | 0 | 0 | 0 | 0 | 0 | 0 | 0 | 0 | 0 | 0 | 0 | 0 | 0 | 0 | 0 | 0 | 1287 | 0 | 0 | 0 | 0 | 0
| Serrano_Alberhill_group | MW | 0 | 0 | 0 | 0 | 0 | 0 | 0 | 0 | 0 | 0 | 0 | 0 | 0 | 0 | 0 | 0 | 0 | 0 | 0 | 0 | 0 | 0 | 0 | 0 | 0 | 0 | 0 | 0 | 0 | 0 | 3648 | 0 | 0 | 0 | 0 | 0
| Silvergate_Bay_Boulevard_group | MW | 0 | 0 | 0 | 0 | 0 | 0 | 0 | 0 | 0 | 0 | 0 | 0 | 0 | 0 | 0 | 0 | 0 | 0 | 0 | 0 | 0 | 0 | 0 | 0 | 0 | 0 | 0 | 0 | 0 | 0 | 1832.86 | 0 | 0 | 0 | 0 | 0
| South_Kramer_Victor_Lugo_group | MW | 0 | 0 | 0 | 0 | 0 | 0 | 0 | 0 | 0 | 0 | 0 | 0 | 0 | 0 | 0 | 0 | 0 | 0 | 0 | 0 | 0 | 0 | 0 | 0 | 0 | 0 | 0 | 0 | 0 | 0 | 0 | 0 | 0 | 0 | 0 | 0
| South_Kramer_Victor_group | MW | 0 | 0 | 0 | 0 | 0 | 0 | 0 | 0 | 0 | 0 | 0 | 0 | 0 | 0 | 0 | 0 | 0 | 0 | 0 | 0 | 0 | 0 | 0 | 0 | 0 | 0 | 0 | 0 | 0 | 0 | 0 | 0 | 0 | 0 | 0 | 0
| Tehachapi_Antelope_group | MW | 0 | 0 | 0 | 0 | 0 | 0 | 0 | 0 | 0 | 0 | 0 | 0 | 0 | 0 | 0 | 0.01 | 0 | 0.01 | 0 | 0 | 0.01 | 0 | 0 | 0 | 0 | 0.02 | 0 | 0 | 0 | 0 | 2700 | 0 | 0 | 0 | 0 | 0
| Tesla_Westley_230_group | MW | 0 | 0 | 0 | 0 | 0 | 0 | 0 | 0 | 0 | 0 | 0 | 0 | 0 | 0 | 0 | 0 | 0 | 0 | 0 | 0 | 0 | 0 | 0 | 0 | 0 | 0 | 0 | 0 | 0 | 0 | 0 | 0 | 0 | 0 | 0 | 0
| - | MW | 0 | 0 | 0 | 0 | 0 | 0 | 0 | 0 | 0 | 0 | 0 | 0 | 0 | 0 | 0 | 0 | 0 | 0 | 0 | 0 | 0 | 0 | 0 | 0 | 0 | 0 | 0 | 0 | 0 | 0 | 0 | 0 | 0 | 0 | 0 | 0
| - | MW | 0 | 0 | 0 | 0 | 0 | 0 | 0 | 0 | 0 | 0 | 0 | 0 | 0 | 0 | 0 | 0 | 0 | 0 | 0 | 0 | 0 | 0 | 0 | 0 | 0 | 0 | 0 | 0 | 0 | 0 | 0 | 0 | 0 | 0 | 0 | 0
| - | MW | 0 | 0 | 0 | 0 | 0 | 0 | 0 | 0 | 0 | 0 | 0 | 0 | 0 | 0 | 0 | 0 | 0 | 0 | 0 | 0 | 0 | 0 | 0 | 0 | 0 | 0 | 0 | 0 | 0 | 0 | 0 | 0 | 0 | 0 | 0 | 0
| - | MW | 0 | 0 | 0 | 0 | 0 | 0 | 0 | 0 | 0 | 0 | 0 | 0 | 0 | 0 | 0 | 0 | 0 | 0 | 0 | 0 | 0 | 0 | 0 | 0 | 0 | 0 | 0 | 0 | 0 | 0 | 0 | 0 | 0 | 0 | 0 | 0
| - | MW | 0 | 0 | 0 | 0 | 0 | 0 | 0 | 0 | 0 | 0 | 0 | 0 | 0 | 0 | 0 | 0 | 0 | 0 | 0 | 0 | 0 | 0 | 0 | 0 | 0 | 0 | 0 | 0 | 0 | 0 | 0 | 0 | 0 | 0 | 0 | 0
| - | MW | 0 | 0 | 0 | 0 | 0 | 0 | 0 | 0 | 0 | 0 | 0 | 0 | 0 | 0 | 0 | 0 | 0 | 0 | 0 | 0 | 0 | 0 | 0 | 0 | 0 | 0 | 0 | 0 | 0 | 0 | 0 | 0 | 0 | 0 | 0 | 0
| - | MW | 0 | 0 | 0 | 0 | 0 | 0 | 0 | 0 | 0 | 0 | 0 | 0 | 0 | 0 | 0 | 0 | 0 | 0 | 0 | 0 | 0 | 0 | 0 | 0 | 0 | 0 | 0 | 0 | 0 | 0 | 0 | 0 | 0 | 0 | 0 | 0
| - | MW | 0 | 0 | 0 | 0 | 0 | 0 | 0 | 0 | 0 | 0 | 0 | 0 | 0 | 0 | 0 | 0 | 0 | 0 | 0 | 0 | 0 | 0 | 0 | 0 | 0 | 0 | 0 | 0 | 0 | 0 | 0 | 0 | 0 | 0 | 0 | 0
| - | MW | 0 | 0 | 0 | 0 | 0 | 0 | 0 | 0 | 0 | 0 | 0 | 0 | 0 | 0 | 0 | 0 | 0 | 0 | 0 | 0 | 0 | 0 | 0 | 0 | 0 | 0 | 0 | 0 | 0 | 0 | 0 | 0 | 0 | 0 | 0 | 0
| - | MW | 0 | 0 | 0 | 0 | 0 | 0 | 0 | 0 | 0 | 0 | 0 | 0 | 0 | 0 | 0 | 0 | 0 | 0 | 0 | 0 | 0 | 0 | 0 | 0 | 0 | 0 | 0 | 0 | 0 | 0 | 0 | 0 | 0 | 0 | 0 | 0
| - | MW | 0 | 0 | 0 | 0 | 0 | 0 | 0 | 0 | 0 | 0 | 0 | 0 | 0 | 0 | 0 | 0 | 0 | 0 | 0 | 0 | 0 | 0 | 0 | 0 | 0 | 0 | 0 | 0 | 0 | 0 | 0 | 0 | 0 | 0 | 0 | 0
| - | MW | 0 | 0 | 0 | 0 | 0 | 0 | 0 | 0 | 0 | 0 | 0 | 0 | 0 | 0 | 0 | 0 | 0 | 0 | 0 | 0 | 0 | 0 | 0 | 0 | 0 | 0 | 0 | 0 | 0 | 0 | 0 | 0 | 0 | 0 | 0 | 0
| Off-Peak Available Transmission Upgrade Capacity Impact | _offpeak
| Transmission Constraint |  | 2015 | 2016 | 2017 | 2018 | 2019 | 2020 | 2021 | 2022 | 2023 | 2024 | 2025 | 2026 | 2027 | 2028 | 2029 | 2030 | 2031 | 2032 | 2033 | 2034 | 2035 | 2036 | 2037 | 2038 | 2039 | 2040 | 2041 | 2042 | 2043 | 2044 | 2045 | 2046 | 2047 | 2048 | 2049 | 2050
| Colorado_River_500_230_group | MW | 0 | 0 | 0 | 0 | 0 | 0 | 0 | 0 | 0 | 0 | 0 | 0 | 0 | 0 | 0 | 0 | 0 | 0 | 0 | 0 | 0 | 0 | 0 | 0 | 0 | 0 | 0 | 0 | 0 | 0 | 0 | 0 | 0 | 0 | 0 | 0
| Contra_Costa_Delta_Switchyard_230_group | MW | 0 | 0 | 0 | 0 | 0 | 0 | 0 | 0 | 0 | 0 | 0 | 0 | 0 | 0 | 0 | 0 | 0 | 0 | 0 | 0 | 0 | 0 | 0 | 0 | 0 | 0 | 0 | 0 | 0 | 0 | 0 | 0 | 0 | 0 | 0 | 0
| Delevan_Cortina_230_group | MW | 0 | 0 | 0 | 0 | 0 | 0 | 0 | 0 | 0 | 0 | 0 | 0 | 0 | 0 | 0 | 0 | 0 | 0 | 0 | 0 | 0 | 0 | 0 | 0 | 0 | 0 | 0 | 0 | 0 | 0 | 0 | 0 | 0 | 0 | 0 | 0
| Devers_Red_Bluff_group | MW | 0 | 0 | 0 | 0 | 0 | 0 | 0 | 0 | 0 | 0 | 0 | 0 | 0 | 0 | 0 | 0 | 0 | 0 | 0 | 0 | 0 | 0 | 0 | 0 | 0 | 0 | 0 | 0 | 0 | 0 | 0 | 0 | 0 | 0 | 0 | 0
| East_of_Miguel_group | MW | 0 | 0 | 0 | 0 | 0 | 0 | 0 | 0 | 0 | 0 | 0 | 0 | 0 | 0 | 0 | 0 | 0 | 0 | 0 | 0 | 0 | 0 | 0 | 0 | 0 | 0 | 0 | 0 | 0 | 0 | 0 | 0 | 0 | 0 | 0 | 0
| Eldorado_500_230_group | MW | 0 | 0 | 0 | 0 | 0 | 0 | 0 | 0 | 0 | 0 | 0 | 0 | 0 | 0 | 0 | 0 | 0 | 0 | 0 | 0 | 0 | 0 | 0 | 0 | 0 | 0 | 0 | 0 | 0 | 0 | 0 | 0 | 0 | 0 | 0 | 0
| Encina_San_Luis_Rey_group | MW | 0 | 0 | 0 | 0 | 0 | 0 | 0 | 0 | 0 | 0 | 0 | 0 | 0 | 0 | 0 | 0 | 0 | 0 | 0 | 0 | 0 | 0 | 0 | 0 | 0 | 0 | 0 | 0 | 0 | 0 | 0 | 0 | 0 | 0 | 0 | 0
| GLW_VEA_group | MW | 0 | 0 | 0 | 0 | 0 | 0 | 0 | 0 | 0 | 0 | 0 | 0 | 0 | 295.4487 | 0 | 295.4487 | 0 | 295.4487 | 0 | 0 | 295.4487 | 0 | 0 | 0 | 0 | 295.4487 | 0 | 0 | 0 | 0 | 295.4487 | 0 | 0 | 0 | 0 | 0
| Gates_500_230_Transformer_group | MW | 0 | 0 | 0 | 0 | 0 | 0 | 0 | 0 | 0 | 0 | 0 | 0 | 0 | 0 | 0 | 0 | 0 | 0 | 0 | 0 | 0 | 0 | 0 | 0 | 0 | 0 | 0 | 0 | 0 | 0 | 0 | 0 | 0 | 0 | 0 | 0
| Gates_Arco_Midway_230_group | MW | 0 | 0 | 0 | 0 | 0 | 0 | 0 | 0 | 0 | 0 | 0 | 0 | 0 | 0 | 0 | 0 | 0 | 0 | 0 | 0 | 0 | 0 | 0 | 0 | 0 | 0 | 0 | 0 | 0 | 0 | 0 | 0 | 0 | 0 | 0 | 0
| Gates_Panoche_230_group | MW | 0 | 0 | 0 | 0 | 0 | 0 | 0 | 0 | 0 | 0 | 0 | 0 | 0 | 0 | 0 | 0 | 0 | 0 | 0 | 0 | 0 | 0 | 0 | 0 | 0 | 0 | 0 | 0 | 0 | 0 | 0 | 0 | 0 | 0 | 0 | 0
| Greater_LA_group | MW | 0 | 0 | 0 | 0 | 0 | 0 | 0 | 0 | 0 | 0 | 0 | 0 | 0 | 0 | 0 | 0 | 0 | 0 | 0 | 0 | 0 | 0 | 0 | 0 | 0 | 0 | 0 | 0 | 0 | 0 | 0 | 0 | 0 | 0 | 0 | 0
| Humboldt_Trinity_115_group | MW | 0 | 0 | 0 | 0 | 0 | 0 | 0 | 0 | 0 | 0 | 0 | 0 | 0 | 0 | 0 | 0 | 0 | 0 | 0 | 0 | 0 | 0 | 0 | 0 | 0 | 0 | 0 | 0 | 0 | 0 | 0 | 0 | 0 | 0 | 0 | 0
| Imperial_Valley_group | MW | 0 | 0 | 0 | 0 | 0 | 0 | 0 | 0 | 0 | 0 | 0 | 0 | 0 | 0 | 0 | 0 | 0 | 0 | 0 | 0 | 0 | 0 | 0 | 0 | 0 | 0 | 0 | 0 | 0 | 0 | 0 | 0 | 0 | 0 | 0 | 0
| Internal_San_Diego_group | MW | 0 | 0 | 0 | 0 | 0 | 0 | 0 | 0 | 0 | 0 | 0 | 0 | 0 | 19.587 | 0 | 19.6055 | 0 | 19.6055 | 0 | 0 | 19.6055 | 0 | 0 | 0 | 0 | 19.6068 | 0 | 0 | 0 | 0 | 274 | 0 | 0 | 0 | 0 | 0
| Los_Banos_500_230_Transformer_group | MW | 0 | 0 | 0 | 0 | 0 | 0 | 0 | 0 | 0 | 0 | 0 | 0 | 0 | 0 | 0 | 0 | 0 | 0 | 0 | 0 | 0 | 0 | 0 | 0 | 0 | 0 | 0 | 0 | 0 | 0 | 0 | 0 | 0 | 0 | 0 | 0
| Los_Banos_Gates_500_OPDS_group | MW | 0 | 0 | 0 | 0 | 0 | 0 | 0 | 0 | 0 | 0 | 0 | 0 | 0 | 0 | 0 | 0 | 0 | 0 | 0 | 0 | 0 | 0 | 0 | 0 | 0 | 0 | 0 | 0 | 0 | 0 | 0 | 0 | 0 | 0 | 0 | 0
| Lugo_Transformer_group | MW | 0 | 0 | 0 | 0 | 0 | 0 | 0 | 0 | 0 | 0 | 0 | 0 | 0 | 0 | 0 | 0 | 0 | 0 | 0 | 0 | 0 | 0 | 0 | 0 | 0 | 0 | 0 | 0 | 0 | 0 | 0 | 0 | 0 | 0 | 0 | 0
| Mohave_Eldorado_500_group | MW | 0 | 0 | 0 | 0 | 0 | 0 | 0 | 0 | 0 | 0 | 0 | 0 | 0 | 0 | 0 | 0 | 0 | 0 | 0 | 0 | 0 | 0 | 0 | 0 | 0 | 0 | 0 | 0 | 0 | 0 | 0 | 0 | 0 | 0 | 0 | 0
| Morro_Bay_Templeton_230_group | MW | 0 | 0 | 0 | 0 | 0 | 0 | 0 | 0 | 0 | 0 | 0 | 0 | 0 | 0 | 0 | 0 | 0 | 0 | 0 | 0 | 0 | 0 | 0 | 0 | 0 | 0 | 0 | 0 | 0 | 0 | 0 | 0 | 0 | 0 | 0 | 0
| Moss_Landing_Los_Banos_230_OPDS_group | MW | 0 | 0 | 0 | 0 | 0 | 0 | 0 | 0 | 0 | 0 | 0 | 0 | 0 | 0 | 0 | 0 | 0 | 0 | 0 | 0 | 0 | 0 | 0 | 0 | 0 | 0 | 0 | 0 | 0 | 0 | 0 | 0 | 0 | 0 | 0 | 0
| San_Luis_Rey_San_Onofre_group | MW | 0 | 0 | 0 | 0 | 0 | 0 | 0 | 0 | 0 | 0 | 0 | 0 | 0 | 0 | 0 | 0 | 0 | 0 | 0 | 0 | 0 | 0 | 0 | 0 | 0 | 0 | 0 | 0 | 0 | 0 | 0 | 0 | 0 | 0 | 0 | 0
| Serrano_Alberhill_group | MW | 0 | 0 | 0 | 0 | 0 | 0 | 0 | 0 | 0 | 0 | 0 | 0 | 0 | 0 | 0 | 0 | 0 | 0 | 0 | 0 | 0 | 0 | 0 | 0 | 0 | 0 | 0 | 0 | 0 | 0 | 0 | 0 | 0 | 0 | 0 | 0
| Silvergate_Bay_Boulevard_group | MW | 0 | 0 | 0 | 0 | 0 | 0 | 0 | 0 | 0 | 0 | 0 | 0 | 0 | 0 | 0 | 0 | 0 | 0 | 0 | 0 | 0 | 0 | 0 | 0 | 0 | 0 | 0 | 0 | 0 | 0 | 0 | 0 | 0 | 0 | 0 | 0
| South_Kramer_Victor_Lugo_group | MW | 0 | 0 | 0 | 0 | 0 | 0 | 0 | 0 | 0 | 0 | 0 | 0 | 0 | 0 | 0 | 0 | 0 | 0 | 0 | 0 | 0 | 0 | 0 | 0 | 0 | 0 | 0 | 0 | 0 | 0 | 0 | 0 | 0 | 0 | 0 | 0
| South_Kramer_Victor_group | MW | 0 | 0 | 0 | 0 | 0 | 0 | 0 | 0 | 0 | 0 | 0 | 0 | 0 | 0 | 0 | 0 | 0 | 0 | 0 | 0 | 0 | 0 | 0 | 0 | 0 | 0 | 0 | 0 | 0 | 0 | 0 | 0 | 0 | 0 | 0 | 0
| Tehachapi_Antelope_group | MW | 0 | 0 | 0 | 0 | 0 | 0 | 0 | 0 | 0 | 0 | 0 | 0 | 0 | 0 | 0 | 0 | 0 | 0 | 0 | 0 | 0 | 0 | 0 | 0 | 0 | 0 | 0 | 0 | 0 | 0 | 0 | 0 | 0 | 0 | 0 | 0
| Tesla_Westley_230_group | MW | 0 | 0 | 0 | 0 | 0 | 0 | 0 | 0 | 0 | 0 | 0 | 0 | 0 | 0 | 0 | 0 | 0 | 0 | 0 | 0 | 0 | 0 | 0 | 0 | 0 | 0 | 0 | 0 | 0 | 0 | 0 | 0 | 0 | 0 | 0 | 0
| - | MW | 0 | 0 | 0 | 0 | 0 | 0 | 0 | 0 | 0 | 0 | 0 | 0 | 0 | 0 | 0 | 0 | 0 | 0 | 0 | 0 | 0 | 0 | 0 | 0 | 0 | 0 | 0 | 0 | 0 | 0 | 0 | 0 | 0 | 0 | 0 | 0
| - | MW | 0 | 0 | 0 | 0 | 0 | 0 | 0 | 0 | 0 | 0 | 0 | 0 | 0 | 0 | 0 | 0 | 0 | 0 | 0 | 0 | 0 | 0 | 0 | 0 | 0 | 0 | 0 | 0 | 0 | 0 | 0 | 0 | 0 | 0 | 0 | 0
| - | MW | 0 | 0 | 0 | 0 | 0 | 0 | 0 | 0 | 0 | 0 | 0 | 0 | 0 | 0 | 0 | 0 | 0 | 0 | 0 | 0 | 0 | 0 | 0 | 0 | 0 | 0 | 0 | 0 | 0 | 0 | 0 | 0 | 0 | 0 | 0 | 0
| - | MW | 0 | 0 | 0 | 0 | 0 | 0 | 0 | 0 | 0 | 0 | 0 | 0 | 0 | 0 | 0 | 0 | 0 | 0 | 0 | 0 | 0 | 0 | 0 | 0 | 0 | 0 | 0 | 0 | 0 | 0 | 0 | 0 | 0 | 0 | 0 | 0
| - | MW | 0 | 0 | 0 | 0 | 0 | 0 | 0 | 0 | 0 | 0 | 0 | 0 | 0 | 0 | 0 | 0 | 0 | 0 | 0 | 0 | 0 | 0 | 0 | 0 | 0 | 0 | 0 | 0 | 0 | 0 | 0 | 0 | 0 | 0 | 0 | 0
| - | MW | 0 | 0 | 0 | 0 | 0 | 0 | 0 | 0 | 0 | 0 | 0 | 0 | 0 | 0 | 0 | 0 | 0 | 0 | 0 | 0 | 0 | 0 | 0 | 0 | 0 | 0 | 0 | 0 | 0 | 0 | 0 | 0 | 0 | 0 | 0 | 0
| - | MW | 0 | 0 | 0 | 0 | 0 | 0 | 0 | 0 | 0 | 0 | 0 | 0 | 0 | 0 | 0 | 0 | 0 | 0 | 0 | 0 | 0 | 0 | 0 | 0 | 0 | 0 | 0 | 0 | 0 | 0 | 0 | 0 | 0 | 0 | 0 | 0
| - | MW | 0 | 0 | 0 | 0 | 0 | 0 | 0 | 0 | 0 | 0 | 0 | 0 | 0 | 0 | 0 | 0 | 0 | 0 | 0 | 0 | 0 | 0 | 0 | 0 | 0 | 0 | 0 | 0 | 0 | 0 | 0 | 0 | 0 | 0 | 0 | 0
| - | MW | 0 | 0 | 0 | 0 | 0 | 0 | 0 | 0 | 0 | 0 | 0 | 0 | 0 | 0 | 0 | 0 | 0 | 0 | 0 | 0 | 0 | 0 | 0 | 0 | 0 | 0 | 0 | 0 | 0 | 0 | 0 | 0 | 0 | 0 | 0 | 0
| - | MW | 0 | 0 | 0 | 0 | 0 | 0 | 0 | 0 | 0 | 0 | 0 | 0 | 0 | 0 | 0 | 0 | 0 | 0 | 0 | 0 | 0 | 0 | 0 | 0 | 0 | 0 | 0 | 0 | 0 | 0 | 0 | 0 | 0 | 0 | 0 | 0
| - | MW | 0 | 0 | 0 | 0 | 0 | 0 | 0 | 0 | 0 | 0 | 0 | 0 | 0 | 0 | 0 | 0 | 0 | 0 | 0 | 0 | 0 | 0 | 0 | 0 | 0 | 0 | 0 | 0 | 0 | 0 | 0 | 0 | 0 | 0 | 0 | 0
| - | MW | 0 | 0 | 0 | 0 | 0 | 0 | 0 | 0 | 0 | 0 | 0 | 0 | 0 | 0 | 0 | 0 | 0 | 0 | 0 | 0 | 0 | 0 | 0 | 0 | 0 | 0 | 0 | 0 | 0 | 0 | 0 | 0 | 0 | 0 | 0 | 0
| On-Peak Transmission Capacity Utilized (MW) | _deliverable_peak_highest
| Transmission Constraint |  | 2015 | 2016 | 2017 | 2018 | 2019 | 2020 | 2021 | 2022 | 2023 | 2024 | 2025 | 2026 | 2027 | 2028 | 2029 | 2030 | 2031 | 2032 | 2033 | 2034 | 2035 | 2036 | 2037 | 2038 | 2039 | 2040 | 2041 | 2042 | 2043 | 2044 | 2045 | 2046 | 2047 | 2048 | 2049 | 2050
| Colorado_River_500_230_group | MW | 0 | 0 | 0 | 0 | 0 | 0 | 0 | 0 | 0 | 0 | 0 | 0.02 | 0 | 32 | 0 | 32 | 0 | 32 | 0 | 0 | 32 | 0 | 0 | 0 | 0 | 32 | 0 | 0 | 0 | 0 | 32 | 0 | 0 | 0 | 0 | 0
| Contra_Costa_Delta_Switchyard_230_group | MW | 0 | 0 | 0 | 0 | 0 | 0 | 0 | 0 | 0 | 0 | 0 | 69.83 | 0 | 135 | 0 | 135 | 0 | 135 | 0 | 0 | 135 | 0 | 0 | 0 | 0 | 135 | 0 | 0 | 0 | 0 | 135 | 0 | 0 | 0 | 0 | 0
| Delevan_Cortina_230_group | MW | 0 | 0 | 0 | 0 | 0 | 0 | 0 | 206 | 206.83 | 207.22 | 209.99 | 279.85 | 0 | 453.98 | 0 | 454 | 0 | 454 | 0 | 0 | 495.02 | 0 | 0 | 0 | 0 | 495.02 | 0 | 0 | 0 | 0 | 1793.65 | 0 | 0 | 0 | 0 | 0
| Devers_Red_Bluff_group | MW | 0 | 0 | 0 | 0 | 0 | 0 | 0 | 108.91 | 109.36 | 109.37 | 110.13 | 110.17 | 0 | 687.08 | 0 | 687.08 | 0 | 687.08 | 0 | 0 | 687.08 | 0 | 0 | 0 | 0 | 687.08 | 0 | 0 | 0 | 0 | 687.08 | 0 | 0 | 0 | 0 | 0
| East_of_Miguel_group | MW | 0 | 0 | 0 | 0 | 0 | 0 | 0 | 123.78 | 224.23 | 302.77 | 303.52 | 303.55 | 0 | 731 | 0 | 731 | 0 | 731 | 0 | 0 | 731 | 0 | 0 | 0 | 0 | 731 | 0 | 0 | 0 | 0 | 731 | 0 | 0 | 0 | 0 | 0
| Eldorado_500_230_group | MW | 0 | 0 | 0 | 0 | 0 | 0 | 0 | 551.9 | 885.31 | 1794.09 | 2045.77 | 2045.85 | 0 | 2565.07 | 0 | 2587.72 | 0 | 3359.98 | 0 | 0 | 3360 | 0 | 0 | 0 | 0 | 3360 | 0 | 0 | 0 | 0 | 3760 | 0 | 0 | 0 | 0 | 0
| Encina_San_Luis_Rey_group | MW | 0 | 0 | 0 | 0 | 0 | 0 | 0 | 321.58 | 598.84 | 684.77 | 686.56 | 686.57 | 0 | 1115.76 | 0 | 1115.9 | 0 | 1115.9 | 0 | 0 | 1115.9 | 0 | 0 | 0 | 0 | 1115.9 | 0 | 0 | 0 | 0 | 3035 | 0 | 0 | 0 | 0 | 0
| GLW_VEA_group | MW | 0 | 0 | 0 | 0 | 0 | 0 | 0 | 246.17 | 246.17 | 246.17 | 246.17 | 246.26 | 0 | 566.17 | 0 | 566.17 | 0 | 566.17 | 0 | 0 | 566.17 | 0 | 0 | 0 | 0 | 566.17 | 0 | 0 | 0 | 0 | 566.17 | 0 | 0 | 0 | 0 | 0
| Gates_500_230_Transformer_group | MW | 0 | 0 | 0 | 0 | 0 | 0 | 0 | 0 | 0 | 0 | 0 | 120 | 0 | 195 | 0 | 195 | 0 | 1707.56 | 0 | 0 | 1707.56 | 0 | 0 | 0 | 0 | 1707.56 | 0 | 0 | 0 | 0 | 1707.56 | 0 | 0 | 0 | 0 | 0
| Gates_Arco_Midway_230_group | MW | 0 | 0 | 0 | 0 | 0 | 0 | 0 | 0 | 0 | 0 | 0 | 120 | 0 | 195 | 0 | 195 | 0 | 1707.56 | 0 | 0 | 1707.56 | 0 | 0 | 0 | 0 | 1707.56 | 0 | 0 | 0 | 0 | 1707.56 | 0 | 0 | 0 | 0 | 0
| Gates_Panoche_230_group | MW | 0 | 0 | 0 | 0 | 0 | 0 | 0 | 291.2 | 626.11 | 1511.88 | 1761.36 | 1881.36 | 0 | 2141.55 | 0 | 2256.21 | 0 | 3906.55 | 0 | 0 | 4914.77 | 0 | 0 | 0 | 0 | 9571.93 | 0 | 0 | 0 | 0 | 11207.98 | 0 | 0 | 0 | 0 | 0
| Greater_LA_group | MW | 0 | 0 | 0 | 0 | 0 | 0 | 0 | 270.47 | 616.95 | 1476.38 | 1781.15 | 1781.15 | 0 | 1854.48 | 0 | 1981.44 | 0 | 2047.7 | 0 | 0 | 3103.21 | 0 | 0 | 0 | 0 | 7075.35 | 0 | 0 | 0 | 0 | 7241 | 0 | 0 | 0 | 0 | 0
| Humboldt_Trinity_115_group | MW | 0 | 0 | 0 | 0 | 0 | 0 | 0 | 0 | 0 | 0 | 0 | 0 | 0 | 0 | 0 | 0.01 | 0 | 0.01 | 0 | 0 | 20.52 | 0 | 0 | 0 | 0 | 20.52 | 0 | 0 | 0 | 0 | 20.52 | 0 | 0 | 0 | 0 | 0
| Imperial_Valley_group | MW | 0 | 0 | 0 | 0 | 0 | 0 | 0 | 14.87 | 114.87 | 114.88 | 114.88 | 114.88 | 0 | 542.29 | 0 | 542.29 | 0 | 542.29 | 0 | 0 | 542.29 | 0 | 0 | 0 | 0 | 542.29 | 0 | 0 | 0 | 0 | 542.29 | 0 | 0 | 0 | 0 | 0
| Internal_San_Diego_group | MW | 0 | 0 | 0 | 0 | 0 | 0 | 0 | 321.58 | 598.84 | 684.77 | 686.56 | 686.57 | 0 | 1115.76 | 0 | 1115.9 | 0 | 1115.9 | 0 | 0 | 1115.9 | 0 | 0 | 0 | 0 | 1115.91 | 0 | 0 | 0 | 0 | 3035 | 0 | 0 | 0 | 0 | 0
| Los_Banos_500_230_Transformer_group | MW | 0 | 0 | 0 | 0 | 0 | 0 | 0 | 0 | 0 | 0 | 0 | 0 | 0 | 0 | 0 | 0 | 0 | 0 | 0 | 0 | 0 | 0 | 0 | 0 | 0 | 0 | 0 | 0 | 0 | 0 | 0 | 0 | 0 | 0 | 0 | 0
| Los_Banos_Gates_500_OPDS_group | MW | 0 | 0 | 0 | 0 | 0 | 0 | 0 | 0 | 0 | 0 | 0 | 0 | 0 | 0 | 0 | 0 | 0 | 0 | 0 | 0 | 0 | 0 | 0 | 0 | 0 | 0 | 0 | 0 | 0 | 0 | 0 | 0 | 0 | 0 | 0 | 0
| Lugo_Transformer_group | MW | 0 | 0 | 0 | 0 | 0 | 0 | 0 | 304.7 | 625.7 | 1424.34 | 1457.4 | 1457.43 | 0 | 1550.1 | 0 | 1554.86 | 0 | 1557.31 | 0 | 0 | 1575.99 | 0 | 0 | 0 | 0 | 2151.6 | 0 | 0 | 0 | 0 | 2556 | 0 | 0 | 0 | 0 | 0
| Mohave_Eldorado_500_group | MW | 0 | 0 | 0 | 0 | 0 | 0 | 0 | 0 | 0 | 0 | 0 | 0.01 | 0 | 0.02 | 0 | 1187.71 | 0 | 1187.71 | 0 | 0 | 1187.72 | 0 | 0 | 0 | 0 | 1560 | 0 | 0 | 0 | 0 | 1560 | 0 | 0 | 0 | 0 | 0
| Morro_Bay_Templeton_230_group | MW | 0 | 0 | 0 | 0 | 0 | 0 | 0 | 0 | 0 | 0 | 0 | 120 | 0 | 195 | 0 | 195 | 0 | 1707.56 | 0 | 0 | 1707.56 | 0 | 0 | 0 | 0 | 1707.56 | 0 | 0 | 0 | 0 | 1707.56 | 0 | 0 | 0 | 0 | 0
| Moss_Landing_Los_Banos_230_OPDS_group | MW | 0 | 0 | 0 | 0 | 0 | 0 | 0 | 0 | 0 | 0 | 0 | 0 | 0 | 0 | 0 | 0 | 0 | 0 | 0 | 0 | 0 | 0 | 0 | 0 | 0 | 0 | 0 | 0 | 0 | 0 | 0 | 0 | 0 | 0 | 0 | 0
| San_Luis_Rey_San_Onofre_group | MW | 0 | 0 | 0 | 0 | 0 | 0 | 0 | 321.58 | 598.84 | 684.77 | 686.56 | 686.57 | 0 | 1115.76 | 0 | 1115.9 | 0 | 1115.9 | 0 | 0 | 1115.9 | 0 | 0 | 0 | 0 | 1115.9 | 0 | 0 | 0 | 0 | 3035 | 0 | 0 | 0 | 0 | 0
| Serrano_Alberhill_group | MW | 0 | 0 | 0 | 0 | 0 | 0 | 0 | 586.16 | 870.08 | 1735.74 | 2118.28 | 2118.34 | 0 | 3153.46 | 0 | 3169.64 | 0 | 3302.9 | 0 | 0 | 4341.19 | 0 | 0 | 0 | 0 | 5700 | 0 | 0 | 0 | 0 | 9348 | 0 | 0 | 0 | 0 | 0
| Silvergate_Bay_Boulevard_group | MW | 0 | 0 | 0 | 0 | 0 | 0 | 0 | 321.58 | 598.84 | 684.77 | 686.56 | 686.57 | 0 | 1115.76 | 0 | 1115.76 | 0 | 1115.76 | 0 | 0 | 1115.76 | 0 | 0 | 0 | 0 | 1115.76 | 0 | 0 | 0 | 0 | 3034.86 | 0 | 0 | 0 | 0 | 0
| South_Kramer_Victor_Lugo_group | MW | 0 | 0 | 0 | 0 | 0 | 0 | 0 | 0 | 0 | 0 | 0 | 0.03 | 0 | 24 | 0 | 24 | 0 | 24 | 0 | 0 | 24 | 0 | 0 | 0 | 0 | 24 | 0 | 0 | 0 | 0 | 24 | 0 | 0 | 0 | 0 | 0
| South_Kramer_Victor_group | MW | 0 | 0 | 0 | 0 | 0 | 0 | 0 | 0 | 0 | 0 | 0 | 0.03 | 0 | 24 | 0 | 24 | 0 | 24 | 0 | 0 | 24 | 0 | 0 | 0 | 0 | 24 | 0 | 0 | 0 | 0 | 24 | 0 | 0 | 0 | 0 | 0
| Tehachapi_Antelope_group | MW | 0 | 0 | 0 | 0 | 0 | 0 | 0 | 506.99 | 861.23 | 1751.05 | 2030.68 | 2226.68 | 0 | 2685.93 | 0 | 2717.26 | 0 | 2781.37 | 0 | 0 | 3717.32 | 0 | 0 | 0 | 0 | 4034.09 | 0 | 0 | 0 | 0 | 6740 | 0 | 0 | 0 | 0 | 0
| Tesla_Westley_230_group | MW | 0 | 0 | 0 | 0 | 0 | 0 | 0 | 0 | 0 | 0 | 0 | 0 | 0 | 0 | 0 | 0 | 0 | 0 | 0 | 0 | 0 | 0 | 0 | 0 | 0 | 0 | 0 | 0 | 0 | 0 | 0 | 0 | 0 | 0 | 0 | 0
| - | MW | 0 | 0 | 0 | 0 | 0 | 0 | 0 | 0 | 0 | 0 | 0 | 0 | 0 | 0 | 0 | 0 | 0 | 0 | 0 | 0 | 0 | 0 | 0 | 0 | 0 | 0 | 0 | 0 | 0 | 0 | 0 | 0 | 0 | 0 | 0 | 0
| - | MW | 0 | 0 | 0 | 0 | 0 | 0 | 0 | 0 | 0 | 0 | 0 | 0 | 0 | 0 | 0 | 0 | 0 | 0 | 0 | 0 | 0 | 0 | 0 | 0 | 0 | 0 | 0 | 0 | 0 | 0 | 0 | 0 | 0 | 0 | 0 | 0
| - | MW | 0 | 0 | 0 | 0 | 0 | 0 | 0 | 0 | 0 | 0 | 0 | 0 | 0 | 0 | 0 | 0 | 0 | 0 | 0 | 0 | 0 | 0 | 0 | 0 | 0 | 0 | 0 | 0 | 0 | 0 | 0 | 0 | 0 | 0 | 0 | 0
| - | MW | 0 | 0 | 0 | 0 | 0 | 0 | 0 | 0 | 0 | 0 | 0 | 0 | 0 | 0 | 0 | 0 | 0 | 0 | 0 | 0 | 0 | 0 | 0 | 0 | 0 | 0 | 0 | 0 | 0 | 0 | 0 | 0 | 0 | 0 | 0 | 0
| - | MW | 0 | 0 | 0 | 0 | 0 | 0 | 0 | 0 | 0 | 0 | 0 | 0 | 0 | 0 | 0 | 0 | 0 | 0 | 0 | 0 | 0 | 0 | 0 | 0 | 0 | 0 | 0 | 0 | 0 | 0 | 0 | 0 | 0 | 0 | 0 | 0
| - | MW | 0 | 0 | 0 | 0 | 0 | 0 | 0 | 0 | 0 | 0 | 0 | 0 | 0 | 0 | 0 | 0 | 0 | 0 | 0 | 0 | 0 | 0 | 0 | 0 | 0 | 0 | 0 | 0 | 0 | 0 | 0 | 0 | 0 | 0 | 0 | 0
| - | MW | 0 | 0 | 0 | 0 | 0 | 0 | 0 | 0 | 0 | 0 | 0 | 0 | 0 | 0 | 0 | 0 | 0 | 0 | 0 | 0 | 0 | 0 | 0 | 0 | 0 | 0 | 0 | 0 | 0 | 0 | 0 | 0 | 0 | 0 | 0 | 0
| - | MW | 0 | 0 | 0 | 0 | 0 | 0 | 0 | 0 | 0 | 0 | 0 | 0 | 0 | 0 | 0 | 0 | 0 | 0 | 0 | 0 | 0 | 0 | 0 | 0 | 0 | 0 | 0 | 0 | 0 | 0 | 0 | 0 | 0 | 0 | 0 | 0
| - | MW | 0 | 0 | 0 | 0 | 0 | 0 | 0 | 0 | 0 | 0 | 0 | 0 | 0 | 0 | 0 | 0 | 0 | 0 | 0 | 0 | 0 | 0 | 0 | 0 | 0 | 0 | 0 | 0 | 0 | 0 | 0 | 0 | 0 | 0 | 0 | 0
| - | MW | 0 | 0 | 0 | 0 | 0 | 0 | 0 | 0 | 0 | 0 | 0 | 0 | 0 | 0 | 0 | 0 | 0 | 0 | 0 | 0 | 0 | 0 | 0 | 0 | 0 | 0 | 0 | 0 | 0 | 0 | 0 | 0 | 0 | 0 | 0 | 0
| - | MW | 0 | 0 | 0 | 0 | 0 | 0 | 0 | 0 | 0 | 0 | 0 | 0 | 0 | 0 | 0 | 0 | 0 | 0 | 0 | 0 | 0 | 0 | 0 | 0 | 0 | 0 | 0 | 0 | 0 | 0 | 0 | 0 | 0 | 0 | 0 | 0
| - | MW | 0 | 0 | 0 | 0 | 0 | 0 | 0 | 0 | 0 | 0 | 0 | 0 | 0 | 0 | 0 | 0 | 0 | 0 | 0 | 0 | 0 | 0 | 0 | 0 | 0 | 0 | 0 | 0 | 0 | 0 | 0 | 0 | 0 | 0 | 0 | 0
| Secondary On-Peak Transmission Capacity Utilized (MW) | _deliverable_peak_secondary
| Transmission Constraint |  | 2015 | 2016 | 2017 | 2018 | 2019 | 2020 | 2021 | 2022 | 2023 | 2024 | 2025 | 2026 | 2027 | 2028 | 2029 | 2030 | 2031 | 2032 | 2033 | 2034 | 2035 | 2036 | 2037 | 2038 | 2039 | 2040 | 2041 | 2042 | 2043 | 2044 | 2045 | 2046 | 2047 | 2048 | 2049 | 2050
| Colorado_River_500_230_group | MW | 0 | 0 | 0 | 0 | 0 | 0 | 0 | 0 | 0 | 0 | 0 | 0.02 | 0 | 32 | 0 | 32 | 0 | 32 | 0 | 0 | 32 | 0 | 0 | 0 | 0 | 32 | 0 | 0 | 0 | 0 | 32 | 0 | 0 | 0 | 0 | 0
| Contra_Costa_Delta_Switchyard_230_group | MW | 0 | 0 | 0 | 0 | 0 | 0 | 0 | 0 | 0 | 0 | 0 | 69.83 | 0 | 135 | 0 | 135 | 0 | 135 | 0 | 0 | 135 | 0 | 0 | 0 | 0 | 135 | 0 | 0 | 0 | 0 | 135 | 0 | 0 | 0 | 0 | 0
| Delevan_Cortina_230_group | MW | 0 | 0 | 0 | 0 | 0 | 0 | 0 | 206.01 | 206.84 | 207.23 | 210 | 279.86 | 0 | 453.99 | 0 | 454 | 0 | 454 | 0 | 0 | 480.58 | 0 | 0 | 0 | 0 | 480.58 | 0 | 0 | 0 | 0 | 1779.21 | 0 | 0 | 0 | 0 | 0
| Devers_Red_Bluff_group | MW | 0 | 0 | 0 | 0 | 0 | 0 | 0 | 108.91 | 109.36 | 109.37 | 110.13 | 110.16 | 0 | 687.06 | 0 | 687.06 | 0 | 687.06 | 0 | 0 | 687.06 | 0 | 0 | 0 | 0 | 687.06 | 0 | 0 | 0 | 0 | 687.06 | 0 | 0 | 0 | 0 | 0
| East_of_Miguel_group | MW | 0 | 0 | 0 | 0 | 0 | 0 | 0 | 123.78 | 224.23 | 250.34 | 251.1 | 251.11 | 0 | 678.56 | 0 | 678.56 | 0 | 678.56 | 0 | 0 | 678.56 | 0 | 0 | 0 | 0 | 678.56 | 0 | 0 | 0 | 0 | 678.56 | 0 | 0 | 0 | 0 | 0
| Eldorado_500_230_group | MW | 0 | 0 | 0 | 0 | 0 | 0 | 0 | 397.65 | 731.07 | 1639.85 | 1891.52 | 1891.61 | 0 | 2410.83 | 0 | 2433.48 | 0 | 3205.73 | 0 | 0 | 3205.76 | 0 | 0 | 0 | 0 | 3205.76 | 0 | 0 | 0 | 0 | 3605.76 | 0 | 0 | 0 | 0 | 0
| Encina_San_Luis_Rey_group | MW | 0 | 0 | 0 | 0 | 0 | 0 | 0 | 321.58 | 598.84 | 632.35 | 634.14 | 634.15 | 0 | 1063.34 | 0 | 1063.48 | 0 | 1063.48 | 0 | 0 | 1063.48 | 0 | 0 | 0 | 0 | 1063.48 | 0 | 0 | 0 | 0 | 2982.58 | 0 | 0 | 0 | 0 | 0
| GLW_VEA_group | MW | 0 | 0 | 0 | 0 | 0 | 0 | 0 | 91.93 | 91.93 | 91.93 | 91.93 | 92.01 | 0 | 411.93 | 0 | 411.93 | 0 | 411.93 | 0 | 0 | 411.93 | 0 | 0 | 0 | 0 | 411.93 | 0 | 0 | 0 | 0 | 411.93 | 0 | 0 | 0 | 0 | 0
| Gates_500_230_Transformer_group | MW | 0 | 0 | 0 | 0 | 0 | 0 | 0 | 0 | 0 | 0 | 0 | 30.75 | 0 | 49.98 | 0 | 49.98 | 0 | 437.62 | 0 | 0 | 437.63 | 0 | 0 | 0 | 0 | 437.63 | 0 | 0 | 0 | 0 | 437.63 | 0 | 0 | 0 | 0 | 0
| Gates_Arco_Midway_230_group | MW | 0 | 0 | 0 | 0 | 0 | 0 | 0 | 0 | 0 | 0 | 0 | 30.75 | 0 | 49.98 | 0 | 49.98 | 0 | 437.63 | 0 | 0 | 437.63 | 0 | 0 | 0 | 0 | 437.63 | 0 | 0 | 0 | 0 | 437.63 | 0 | 0 | 0 | 0 | 0
| Gates_Panoche_230_group | MW | 0 | 0 | 0 | 0 | 0 | 0 | 0 | 291.36 | 626.34 | 1512.15 | 1761.63 | 1792.38 | 0 | 1996.8 | 0 | 2111.46 | 0 | 2636.9 | 0 | 0 | 3645.11 | 0 | 0 | 0 | 0 | 8302.27 | 0 | 0 | 0 | 0 | 9938.32 | 0 | 0 | 0 | 0 | 0
| Greater_LA_group | MW | 0 | 0 | 0 | 0 | 0 | 0 | 0 | 270.47 | 616.95 | 1476.38 | 1781.15 | 1781.15 | 0 | 1854.48 | 0 | 1981.44 | 0 | 2047.7 | 0 | 0 | 3103.21 | 0 | 0 | 0 | 0 | 7075.35 | 0 | 0 | 0 | 0 | 7241 | 0 | 0 | 0 | 0 | 0
| Humboldt_Trinity_115_group | MW | 0 | 0 | 0 | 0 | 0 | 0 | 0 | 0 | 0 | 0 | 0 | 0 | 0 | 0 | 0 | 0 | 0 | 0 | 0 | 0 | 6.08 | 0 | 0 | 0 | 0 | 6.08 | 0 | 0 | 0 | 0 | 6.08 | 0 | 0 | 0 | 0 | 0
| Imperial_Valley_group | MW | 0 | 0 | 0 | 0 | 0 | 0 | 0 | 14.87 | 114.87 | 114.88 | 114.88 | 114.88 | 0 | 542.29 | 0 | 542.29 | 0 | 542.29 | 0 | 0 | 542.29 | 0 | 0 | 0 | 0 | 542.29 | 0 | 0 | 0 | 0 | 542.29 | 0 | 0 | 0 | 0 | 0
| Internal_San_Diego_group | MW | 0 | 0 | 0 | 0 | 0 | 0 | 0 | 321.58 | 598.84 | 632.35 | 634.14 | 634.14 | 0 | 1063.34 | 0 | 1063.48 | 0 | 1063.48 | 0 | 0 | 1063.48 | 0 | 0 | 0 | 0 | 1063.49 | 0 | 0 | 0 | 0 | 2982.58 | 0 | 0 | 0 | 0 | 0
| Los_Banos_500_230_Transformer_group | MW | 0 | 0 | 0 | 0 | 0 | 0 | 0 | 0 | 0 | 0 | 0 | 0 | 0 | 0 | 0 | 0 | 0 | 0 | 0 | 0 | 0 | 0 | 0 | 0 | 0 | 0 | 0 | 0 | 0 | 0 | 0 | 0 | 0 | 0 | 0 | 0
| Los_Banos_Gates_500_OPDS_group | MW | 0 | 0 | 0 | 0 | 0 | 0 | 0 | 0 | 0 | 0 | 0 | 0 | 0 | 0 | 0 | 0 | 0 | 0 | 0 | 0 | 0 | 0 | 0 | 0 | 0 | 0 | 0 | 0 | 0 | 0 | 0 | 0 | 0 | 0 | 0 | 0
| Lugo_Transformer_group | MW | 0 | 0 | 0 | 0 | 0 | 0 | 0 | 304.7 | 625.7 | 1424.34 | 1457.4 | 1457.43 | 0 | 1550.1 | 0 | 1554.86 | 0 | 1557.31 | 0 | 0 | 1575.99 | 0 | 0 | 0 | 0 | 2151.6 | 0 | 0 | 0 | 0 | 2556 | 0 | 0 | 0 | 0 | 0
| Mohave_Eldorado_500_group | MW | 0 | 0 | 0 | 0 | 0 | 0 | 0 | 0 | 0 | 0 | 0 | 0 | 0 | 0.01 | 0 | 443.53 | 0 | 443.53 | 0 | 0 | 443.53 | 0 | 0 | 0 | 0 | 582.55 | 0 | 0 | 0 | 0 | 582.55 | 0 | 0 | 0 | 0 | 0
| Morro_Bay_Templeton_230_group | MW | 0 | 0 | 0 | 0 | 0 | 0 | 0 | 0 | 0 | 0 | 0 | 30.75 | 0 | 49.98 | 0 | 49.98 | 0 | 437.63 | 0 | 0 | 437.63 | 0 | 0 | 0 | 0 | 437.63 | 0 | 0 | 0 | 0 | 437.63 | 0 | 0 | 0 | 0 | 0
| Moss_Landing_Los_Banos_230_OPDS_group | MW | 0 | 0 | 0 | 0 | 0 | 0 | 0 | 0 | 0 | 0 | 0 | 0 | 0 | 0 | 0 | 0 | 0 | 0 | 0 | 0 | 0 | 0 | 0 | 0 | 0 | 0 | 0 | 0 | 0 | 0 | 0 | 0 | 0 | 0 | 0 | 0
| San_Luis_Rey_San_Onofre_group | MW | 0 | 0 | 0 | 0 | 0 | 0 | 0 | 321.58 | 598.84 | 632.35 | 634.14 | 634.15 | 0 | 1063.34 | 0 | 1063.48 | 0 | 1063.48 | 0 | 0 | 1063.48 | 0 | 0 | 0 | 0 | 1063.48 | 0 | 0 | 0 | 0 | 2982.58 | 0 | 0 | 0 | 0 | 0
| Serrano_Alberhill_group | MW | 0 | 0 | 0 | 0 | 0 | 0 | 0 | 586.16 | 870.08 | 1735.74 | 2118.28 | 2118.33 | 0 | 3153.45 | 0 | 3169.63 | 0 | 3302.89 | 0 | 0 | 4341.18 | 0 | 0 | 0 | 0 | 5699.98 | 0 | 0 | 0 | 0 | 9347.99 | 0 | 0 | 0 | 0 | 0
| Silvergate_Bay_Boulevard_group | MW | 0 | 0 | 0 | 0 | 0 | 0 | 0 | 321.58 | 598.84 | 632.35 | 634.14 | 634.15 | 0 | 1063.34 | 0 | 1063.34 | 0 | 1063.34 | 0 | 0 | 1063.34 | 0 | 0 | 0 | 0 | 1063.34 | 0 | 0 | 0 | 0 | 2982.44 | 0 | 0 | 0 | 0 | 0
| South_Kramer_Victor_Lugo_group | MW | 0 | 0 | 0 | 0 | 0 | 0 | 0 | 0 | 0 | 0 | 0 | 0.03 | 0 | 24 | 0 | 24 | 0 | 24 | 0 | 0 | 24 | 0 | 0 | 0 | 0 | 24 | 0 | 0 | 0 | 0 | 24 | 0 | 0 | 0 | 0 | 0
| South_Kramer_Victor_group | MW | 0 | 0 | 0 | 0 | 0 | 0 | 0 | 0 | 0 | 0 | 0 | 0.03 | 0 | 24 | 0 | 24 | 0 | 24 | 0 | 0 | 24 | 0 | 0 | 0 | 0 | 24 | 0 | 0 | 0 | 0 | 24 | 0 | 0 | 0 | 0 | 0
| Tehachapi_Antelope_group | MW | 0 | 0 | 0 | 0 | 0 | 0 | 0 | 443.01 | 836.9 | 1751.05 | 2030.68 | 2226.68 | 0 | 2685.93 | 0 | 2717.26 | 0 | 2781.37 | 0 | 0 | 3717.32 | 0 | 0 | 0 | 0 | 4034.09 | 0 | 0 | 0 | 0 | 6740 | 0 | 0 | 0 | 0 | 0
| Tesla_Westley_230_group | MW | 0 | 0 | 0 | 0 | 0 | 0 | 0 | 0 | 0 | 0 | 0 | 0 | 0 | 0 | 0 | 0 | 0 | 0 | 0 | 0 | 0 | 0 | 0 | 0 | 0 | 0 | 0 | 0 | 0 | 0 | 0 | 0 | 0 | 0 | 0 | 0
| - | MW | 0 | 0 | 0 | 0 | 0 | 0 | 0 | 0 | 0 | 0 | 0 | 0 | 0 | 0 | 0 | 0 | 0 | 0 | 0 | 0 | 0 | 0 | 0 | 0 | 0 | 0 | 0 | 0 | 0 | 0 | 0 | 0 | 0 | 0 | 0 | 0
| - | MW | 0 | 0 | 0 | 0 | 0 | 0 | 0 | 0 | 0 | 0 | 0 | 0 | 0 | 0 | 0 | 0 | 0 | 0 | 0 | 0 | 0 | 0 | 0 | 0 | 0 | 0 | 0 | 0 | 0 | 0 | 0 | 0 | 0 | 0 | 0 | 0
| - | MW | 0 | 0 | 0 | 0 | 0 | 0 | 0 | 0 | 0 | 0 | 0 | 0 | 0 | 0 | 0 | 0 | 0 | 0 | 0 | 0 | 0 | 0 | 0 | 0 | 0 | 0 | 0 | 0 | 0 | 0 | 0 | 0 | 0 | 0 | 0 | 0
| - | MW | 0 | 0 | 0 | 0 | 0 | 0 | 0 | 0 | 0 | 0 | 0 | 0 | 0 | 0 | 0 | 0 | 0 | 0 | 0 | 0 | 0 | 0 | 0 | 0 | 0 | 0 | 0 | 0 | 0 | 0 | 0 | 0 | 0 | 0 | 0 | 0
| - | MW | 0 | 0 | 0 | 0 | 0 | 0 | 0 | 0 | 0 | 0 | 0 | 0 | 0 | 0 | 0 | 0 | 0 | 0 | 0 | 0 | 0 | 0 | 0 | 0 | 0 | 0 | 0 | 0 | 0 | 0 | 0 | 0 | 0 | 0 | 0 | 0
| - | MW | 0 | 0 | 0 | 0 | 0 | 0 | 0 | 0 | 0 | 0 | 0 | 0 | 0 | 0 | 0 | 0 | 0 | 0 | 0 | 0 | 0 | 0 | 0 | 0 | 0 | 0 | 0 | 0 | 0 | 0 | 0 | 0 | 0 | 0 | 0 | 0
| - | MW | 0 | 0 | 0 | 0 | 0 | 0 | 0 | 0 | 0 | 0 | 0 | 0 | 0 | 0 | 0 | 0 | 0 | 0 | 0 | 0 | 0 | 0 | 0 | 0 | 0 | 0 | 0 | 0 | 0 | 0 | 0 | 0 | 0 | 0 | 0 | 0
| - | MW | 0 | 0 | 0 | 0 | 0 | 0 | 0 | 0 | 0 | 0 | 0 | 0 | 0 | 0 | 0 | 0 | 0 | 0 | 0 | 0 | 0 | 0 | 0 | 0 | 0 | 0 | 0 | 0 | 0 | 0 | 0 | 0 | 0 | 0 | 0 | 0
| - | MW | 0 | 0 | 0 | 0 | 0 | 0 | 0 | 0 | 0 | 0 | 0 | 0 | 0 | 0 | 0 | 0 | 0 | 0 | 0 | 0 | 0 | 0 | 0 | 0 | 0 | 0 | 0 | 0 | 0 | 0 | 0 | 0 | 0 | 0 | 0 | 0
| - | MW | 0 | 0 | 0 | 0 | 0 | 0 | 0 | 0 | 0 | 0 | 0 | 0 | 0 | 0 | 0 | 0 | 0 | 0 | 0 | 0 | 0 | 0 | 0 | 0 | 0 | 0 | 0 | 0 | 0 | 0 | 0 | 0 | 0 | 0 | 0 | 0
| - | MW | 0 | 0 | 0 | 0 | 0 | 0 | 0 | 0 | 0 | 0 | 0 | 0 | 0 | 0 | 0 | 0 | 0 | 0 | 0 | 0 | 0 | 0 | 0 | 0 | 0 | 0 | 0 | 0 | 0 | 0 | 0 | 0 | 0 | 0 | 0 | 0
| - | MW | 0 | 0 | 0 | 0 | 0 | 0 | 0 | 0 | 0 | 0 | 0 | 0 | 0 | 0 | 0 | 0 | 0 | 0 | 0 | 0 | 0 | 0 | 0 | 0 | 0 | 0 | 0 | 0 | 0 | 0 | 0 | 0 | 0 | 0 | 0 | 0
| Off-Peak Transmission Capacity Utilized (MW) | _offpeak
| Transmission Constraint |  | 2015 | 2016 | 2017 | 2018 | 2019 | 2020 | 2021 | 2022 | 2023 | 2024 | 2025 | 2026 | 2027 | 2028 | 2029 | 2030 | 2031 | 2032 | 2033 | 2034 | 2035 | 2036 | 2037 | 2038 | 2039 | 2040 | 2041 | 2042 | 2043 | 2044 | 2045 | 2046 | 2047 | 2048 | 2049 | 2050
| Colorado_River_500_230_group | MW | 0 | 0 | 0 | 0 | 0 | 0 | 0 | 0 | 0 | 0 | 0 | 0.02 | 0 | 32 | 0 | 32 | 0 | 32 | 0 | 0 | 32 | 0 | 0 | 0 | 0 | 32 | 0 | 0 | 0 | 0 | 32 | 0 | 0 | 0 | 0 | 0
| Contra_Costa_Delta_Switchyard_230_group | MW | 0 | 0 | 0 | 0 | 0 | 0 | 0 | 188.41 | 188.41 | 188.41 | 188.42 | 258.26 | 0 | 323.42 | 0 | 323.42 | 0 | 323.42 | 0 | 0 | 323.43 | 0 | 0 | 0 | 0 | 323.43 | 0 | 0 | 0 | 0 | 1260.36 | 0 | 0 | 0 | 0 | 0
| Delevan_Cortina_230_group | MW | 0 | 0 | 0 | 0 | 0 | 0 | 0 | 4.88 | 4.05 | 3.66 | 554.38 | 624.24 | 0 | 795 | 0 | 795 | 0 | 795 | 0 | 0 | 795 | 0 | 0 | 0 | 0 | 795 | 0 | 0 | 0 | 0 | 795 | 0 | 0 | 0 | 0 | 0
| Devers_Red_Bluff_group | MW | 0 | 0 | 0 | 0 | 0 | 0 | 0 | 103.5 | 103.06 | 103.05 | 145.48 | 145.52 | 0 | -367.43 | 0 | -367.43 | 0 | -367.43 | 0 | 0 | -367.43 | 0 | 0 | 0 | 0 | -367.43 | 0 | 0 | 0 | 0 | -367.43 | 0 | 0 | 0 | 0 | 0
| East_of_Miguel_group | MW | 0 | 0 | 0 | 0 | 0 | 0 | 0 | 116.64 | 216.2 | 349.09 | 522.62 | 522.63 | 0 | 950 | 0 | 950 | 0 | 950 | 0 | 0 | 950 | 0 | 0 | 0 | 0 | 950 | 0 | 0 | 0 | 0 | 950 | 0 | 0 | 0 | 0 | 0
| Eldorado_500_230_group | MW | 0 | 0 | 0 | 0 | 0 | 0 | 0 | 563.71 | 1453.2 | 544.42 | 292.78 | 292.86 | 0 | 413.47 | 0 | 1696.15 | 0 | 3360 | 0 | 0 | 3360 | 0 | 0 | 0 | 0 | 3360 | 0 | 0 | 0 | 0 | 3360 | 0 | 0 | 0 | 0 | 0
| Encina_San_Luis_Rey_group | MW | 0 | 0 | 0 | 0 | 0 | 0 | 0 | -293.56 | -370.83 | -245.33 | -116.03 | -116.03 | 0 | 309.58 | 0 | 309.44 | 0 | 309.44 | 0 | 0 | 309.44 | 0 | 0 | 0 | 0 | 309.44 | 0 | 0 | 0 | 0 | -1609.65 | 0 | 0 | 0 | 0 | 0
| GLW_VEA_group | MW | 0 | 0 | 0 | 0 | 0 | 0 | 0 | 194.46 | 194.46 | 194.46 | 194.49 | 194.58 | 0 | 514.4887 | 0 | 514.4887 | 0 | 514.4887 | 0 | 0 | 514.4887 | 0 | 0 | 0 | 0 | 514.4887 | 0 | 0 | 0 | 0 | 514.4887 | 0 | 0 | 0 | 0 | 0
| Gates_500_230_Transformer_group | MW | 0 | 0 | 0 | 0 | 0 | 0 | 0 | 103.31 | 113.03 | 125.26 | 228.8 | 311.82 | 0 | 363.7 | 0 | 363.7 | 0 | 1410.12 | 0 | 0 | 1410.12 | 0 | 0 | 0 | 0 | 1410.12 | 0 | 0 | 0 | 0 | 1410.12 | 0 | 0 | 0 | 0 | 0
| Gates_Arco_Midway_230_group | MW | 0 | 0 | 0 | 0 | 0 | 0 | 0 | 27.19 | 36.91 | 49.14 | 152.68 | 235.7 | 0 | 287.58 | 0 | 287.58 | 0 | 1334 | 0 | 0 | 1334 | 0 | 0 | 0 | 0 | 1334 | 0 | 0 | 0 | 0 | 1334 | 0 | 0 | 0 | 0 | 0
| Gates_Panoche_230_group | MW | 0 | 0 | 0 | 0 | 0 | 0 | 0 | 31.84 | 55.15 | -712.4 | -795.24 | -712.22 | 0 | -838.18 | 0 | -821.94 | 0 | 86.69 | 0 | 0 | -921.52 | 0 | 0 | 0 | 0 | -5578.68 | 0 | 0 | 0 | 0 | 10830 | 0 | 0 | 0 | 0 | 0
| Greater_LA_group | MW | 0 | 0 | 0 | 0 | 0 | 0 | 0 | -270.07 | -616.54 | -1475.97 | -1780.74 | -1780.74 | 0 | -1854.06 | 0 | -1981.03 | 0 | -2047.28 | 0 | 0 | -3102.8 | 0 | 0 | 0 | 0 | -4765.35 | 0 | 0 | 0 | 0 | -4931 | 0 | 0 | 0 | 0 | 0
| Humboldt_Trinity_115_group | MW | 0 | 0 | 0 | 0 | 0 | 0 | 0 | 21.76 | 21.76 | 21.76 | 21.76 | 21.76 | 0 | 21.76 | 0 | 21.77 | 0 | 21.77 | 0 | 0 | 42.28 | 0 | 0 | 0 | 0 | 42.28 | 0 | 0 | 0 | 0 | 42.28 | 0 | 0 | 0 | 0 | 0
| Imperial_Valley_group | MW | 0 | 0 | 0 | 0 | 0 | 0 | 0 | 13.14 | 113.14 | 113.14 | 113.13 | 113.13 | 0 | 540.54 | 0 | 540.54 | 0 | 540.54 | 0 | 0 | 540.54 | 0 | 0 | 0 | 0 | 540.54 | 0 | 0 | 0 | 0 | 540.54 | 0 | 0 | 0 | 0 | 0
| Internal_San_Diego_group | MW | 0 | 0 | 0 | 0 | 0 | 0 | 0 | -293.56 | -370.83 | -245.33 | -116.03 | -116.03 | 0 | 309.587 | 0 | 309.4455 | 0 | 309.4455 | 0 | 0 | 309.4455 | 0 | 0 | 0 | 0 | 309.4468 | 0 | 0 | 0 | 0 | -1609.65 | 0 | 0 | 0 | 0 | 0
| Los_Banos_500_230_Transformer_group | MW | 0 | 0 | 0 | 0 | 0 | 0 | 0 | 76.12 | 76.12 | 76.12 | 76.12 | 76.12 | 0 | 76.12 | 0 | 76.12 | 0 | 76.12 | 0 | 0 | 76.12 | 0 | 0 | 0 | 0 | 76.12 | 0 | 0 | 0 | 0 | 76.12 | 0 | 0 | 0 | 0 | 0
| Los_Banos_Gates_500_OPDS_group | MW | 0 | 0 | 0 | 0 | 0 | 0 | 0 | 27.19 | 36.91 | 49.14 | 152.68 | 152.68 | 0 | 152.68 | 0 | 152.68 | 0 | 152.68 | 0 | 0 | 152.68 | 0 | 0 | 0 | 0 | 152.68 | 0 | 0 | 0 | 0 | 152.68 | 0 | 0 | 0 | 0 | 0
| Lugo_Transformer_group | MW | 0 | 0 | 0 | 0 | 0 | 0 | 0 | -289.78 | -588.71 | -1043.1 | -35.21 | -35.18 | 0 | -79.9 | 0 | -84.65 | 0 | -87.03 | 0 | 0 | 1619 | 0 | 0 | 0 | 0 | 1619 | 0 | 0 | 0 | 0 | 1619 | 0 | 0 | 0 | 0 | 0
| Mohave_Eldorado_500_group | MW | 0 | 0 | 0 | 0 | 0 | 0 | 0 | 0 | 0 | 0 | 0 | 0.01 | 0 | 0.02 | 0 | 938.23 | 0 | 938.23 | 0 | 0 | 938.23 | 0 | 0 | 0 | 0 | 1232.32 | 0 | 0 | 0 | 0 | 1232.32 | 0 | 0 | 0 | 0 | 0
| Morro_Bay_Templeton_230_group | MW | 0 | 0 | 0 | 0 | 0 | 0 | 0 | 103.31 | 113.03 | 125.26 | 228.8 | 311.82 | 0 | 363.7 | 0 | 363.7 | 0 | 1410.12 | 0 | 0 | 1410.12 | 0 | 0 | 0 | 0 | 1410.12 | 0 | 0 | 0 | 0 | 1410.12 | 0 | 0 | 0 | 0 | 0
| Moss_Landing_Los_Banos_230_OPDS_group | MW | 0 | 0 | 0 | 0 | 0 | 0 | 0 | 103.31 | 113.03 | 125.26 | 228.8 | 228.8 | 0 | 228.8 | 0 | 228.8 | 0 | 228.8 | 0 | 0 | 228.8 | 0 | 0 | 0 | 0 | 228.8 | 0 | 0 | 0 | 0 | 228.8 | 0 | 0 | 0 | 0 | 0
| San_Luis_Rey_San_Onofre_group | MW | 0 | 0 | 0 | 0 | 0 | 0 | 0 | -293.56 | -370.83 | -245.33 | -116.03 | -116.03 | 0 | 309.58 | 0 | 309.44 | 0 | 309.44 | 0 | 0 | 309.44 | 0 | 0 | 0 | 0 | 309.44 | 0 | 0 | 0 | 0 | -1609.65 | 0 | 0 | 0 | 0 | 0
| Serrano_Alberhill_group | MW | 0 | 0 | 0 | 0 | 0 | 0 | 0 | 665.31 | 1102.54 | 540.86 | 418.06 | 418.08 | 0 | 600.14 | 0 | 1313.83 | 0 | 1180.57 | 0 | 0 | 5710.71 | 0 | 0 | 0 | 0 | 11800 | 0 | 0 | 0 | 0 | 11800 | 0 | 0 | 0 | 0 | 0
| Silvergate_Bay_Boulevard_group | MW | 0 | 0 | 0 | 0 | 0 | 0 | 0 | -293.57 | -370.83 | -169.82 | 33.97 | 33.97 | 0 | 459.58 | 0 | 459.58 | 0 | 459.58 | 0 | 0 | 459.58 | 0 | 0 | 0 | 0 | 459.58 | 0 | 0 | 0 | 0 | -1459.51 | 0 | 0 | 0 | 0 | 0
| South_Kramer_Victor_Lugo_group | MW | 0 | 0 | 0 | 0 | 0 | 0 | 0 | 0 | 0 | 0 | 0 | 0.03 | 0 | 24 | 0 | 24 | 0 | 24 | 0 | 0 | 24 | 0 | 0 | 0 | 0 | 24 | 0 | 0 | 0 | 0 | 24 | 0 | 0 | 0 | 0 | 0
| South_Kramer_Victor_group | MW | 0 | 0 | 0 | 0 | 0 | 0 | 0 | 0 | 0 | 0 | 0 | 0.03 | 0 | 24 | 0 | 24 | 0 | 24 | 0 | 0 | 24 | 0 | 0 | 0 | 0 | 24 | 0 | 0 | 0 | 0 | 24 | 0 | 0 | 0 | 0 | 0
| Tehachapi_Antelope_group | MW | 0 | 0 | 0 | 0 | 0 | 0 | 0 | 173.63 | 327.18 | -388.01 | 500.64 | 304.63 | 0 | -154.62 | 0 | -81.26 | 0 | -145.37 | 0 | 0 | -1081.32 | 0 | 0 | 0 | 0 | 1157.9 | 0 | 0 | 0 | 0 | -1548.01 | 0 | 0 | 0 | 0 | 0
| Tesla_Westley_230_group | MW | 0 | 0 | 0 | 0 | 0 | 0 | 0 | 76.12 | 76.12 | 76.12 | 76.12 | 76.12 | 0 | 76.12 | 0 | 76.12 | 0 | 76.12 | 0 | 0 | 76.12 | 0 | 0 | 0 | 0 | 76.12 | 0 | 0 | 0 | 0 | 76.12 | 0 | 0 | 0 | 0 | 0
| - | MW | 0 | 0 | 0 | 0 | 0 | 0 | 0 | 0 | 0 | 0 | 0 | 0 | 0 | 0 | 0 | 0 | 0 | 0 | 0 | 0 | 0 | 0 | 0 | 0 | 0 | 0 | 0 | 0 | 0 | 0 | 0 | 0 | 0 | 0 | 0 | 0
| - | MW | 0 | 0 | 0 | 0 | 0 | 0 | 0 | 0 | 0 | 0 | 0 | 0 | 0 | 0 | 0 | 0 | 0 | 0 | 0 | 0 | 0 | 0 | 0 | 0 | 0 | 0 | 0 | 0 | 0 | 0 | 0 | 0 | 0 | 0 | 0 | 0
| - | MW | 0 | 0 | 0 | 0 | 0 | 0 | 0 | 0 | 0 | 0 | 0 | 0 | 0 | 0 | 0 | 0 | 0 | 0 | 0 | 0 | 0 | 0 | 0 | 0 | 0 | 0 | 0 | 0 | 0 | 0 | 0 | 0 | 0 | 0 | 0 | 0
| - | MW | 0 | 0 | 0 | 0 | 0 | 0 | 0 | 0 | 0 | 0 | 0 | 0 | 0 | 0 | 0 | 0 | 0 | 0 | 0 | 0 | 0 | 0 | 0 | 0 | 0 | 0 | 0 | 0 | 0 | 0 | 0 | 0 | 0 | 0 | 0 | 0
| - | MW | 0 | 0 | 0 | 0 | 0 | 0 | 0 | 0 | 0 | 0 | 0 | 0 | 0 | 0 | 0 | 0 | 0 | 0 | 0 | 0 | 0 | 0 | 0 | 0 | 0 | 0 | 0 | 0 | 0 | 0 | 0 | 0 | 0 | 0 | 0 | 0
| - | MW | 0 | 0 | 0 | 0 | 0 | 0 | 0 | 0 | 0 | 0 | 0 | 0 | 0 | 0 | 0 | 0 | 0 | 0 | 0 | 0 | 0 | 0 | 0 | 0 | 0 | 0 | 0 | 0 | 0 | 0 | 0 | 0 | 0 | 0 | 0 | 0
| - | MW | 0 | 0 | 0 | 0 | 0 | 0 | 0 | 0 | 0 | 0 | 0 | 0 | 0 | 0 | 0 | 0 | 0 | 0 | 0 | 0 | 0 | 0 | 0 | 0 | 0 | 0 | 0 | 0 | 0 | 0 | 0 | 0 | 0 | 0 | 0 | 0
| - | MW | 0 | 0 | 0 | 0 | 0 | 0 | 0 | 0 | 0 | 0 | 0 | 0 | 0 | 0 | 0 | 0 | 0 | 0 | 0 | 0 | 0 | 0 | 0 | 0 | 0 | 0 | 0 | 0 | 0 | 0 | 0 | 0 | 0 | 0 | 0 | 0
| - | MW | 0 | 0 | 0 | 0 | 0 | 0 | 0 | 0 | 0 | 0 | 0 | 0 | 0 | 0 | 0 | 0 | 0 | 0 | 0 | 0 | 0 | 0 | 0 | 0 | 0 | 0 | 0 | 0 | 0 | 0 | 0 | 0 | 0 | 0 | 0 | 0
| - | MW | 0 | 0 | 0 | 0 | 0 | 0 | 0 | 0 | 0 | 0 | 0 | 0 | 0 | 0 | 0 | 0 | 0 | 0 | 0 | 0 | 0 | 0 | 0 | 0 | 0 | 0 | 0 | 0 | 0 | 0 | 0 | 0 | 0 | 0 | 0 | 0
| - | MW | 0 | 0 | 0 | 0 | 0 | 0 | 0 | 0 | 0 | 0 | 0 | 0 | 0 | 0 | 0 | 0 | 0 | 0 | 0 | 0 | 0 | 0 | 0 | 0 | 0 | 0 | 0 | 0 | 0 | 0 | 0 | 0 | 0 | 0 | 0 | 0
| - | MW | 0 | 0 | 0 | 0 | 0 | 0 | 0 | 0 | 0 | 0 | 0 | 0 | 0 | 0 | 0 | 0 | 0 | 0 | 0 | 0 | 0 | 0 | 0 | 0 | 0 | 0 | 0 | 0 | 0 | 0 | 0 | 0 | 0 | 0 | 0 | 0
RPS and Renewable Curtailment Summary
| Metric | Unit | 2015 | 2016 | 2017 | 2018 | 2019 | 2020 | 2021 | 2022 | 2023 | 2024 | 2025 | 2026 | 2027 | 2028 | 2029 | 2030 | 2031 | 2032 | 2033 | 2034 | 2035 | 2036 | 2037 | 2038 | 2039 | 2040 | 2041 | 2042 | 2043 | 2044 | 2045 | 2046 | 2047 | 2048 | 2049 | 2050
| T&D Losses | % | 0% | 0% | 0% | 0% | 0% | 7.348% | 7.348% | 7.348% | 7.348% | 7.348% | 7.348% | 7.348% | 7.348% | 7.348% | 7.348% | 7.348% | 7.348% | 7.348% | 7.348% | 7.348% | 7.348% | 7.348% | 7.348% | 7.348% | 7.348% | 7.348% | 7.348% | 7.348% | 7.348% | 7.348% | 7.348% | 7.348% | 7.348% | 7.348% | 7.348% | 7.348%
| Pumping Loads - not grossed up for losses | GWh | 0 | 0 | 0 | 0 | 0 | 8418.7899 | 8528.5262 | 8528.5262 | 8528.5262 | 8528.5262 | 8528.5262 | 8528.5262 | 8528.5262 | 8528.5262 | 8528.5262 | 8528.5262 | 8528.5262 | 8528.5262 | 8528.5262 | 8528.5262 | 8528.5262 | 8528.5262 | 8528.5262 | 8528.5262 | 8528.5262 | 8528.5262 | 8528.5262 | 8528.5262 | 8528.5262 | 8528.5262 | 8528.5262 | 8528.5262 | 8528.5262 | 8528.5262 | 8528.5262 | 8528.5262
| Metric | Unit | 2015 | 2016 | 2017 | 2018 | 2019 | 2020 | 2021 | 2022 | 2023 | 2024 | 2025 | 2026 | 2027 | 2028 | 2029 | 2030 | 2031 | 2032 | 2033 | 2034 | 2035 | 2036 | 2037 | 2038 | 2039 | 2040 | 2041 | 2042 | 2043 | 2044 | 2045 | 2046 | 2047 | 2048 | 2049 | 2050
| RPS Target | GWh | 0 | 0 | 0 | 0 | 0 | 0 | 0 | 73440.0617 | 80018.3675 | 86057.1171 | 91687.6001 | 97309.392 | 0 | 108391.3045 | 0 | 119923.5284 | 0 | 127189.9551 | 0 | 0 | 148871.1565 | 0 | 0 | 0 | 0 | 188079.4218 | 0 | 0 | 0 | 0 | 229164.2385 | 0 | 0 | 0 | 0 | 0
| Delivered RPS Renewables, excl. Pipeline Biogas and Scheduled Curtailment | GWh | 0 | 0 | 0 | 0 | 0 | 0 | 0 | 89508.993 | 100354.1249 | 105897.2325 | 118141.0672 | 119581.1408 | 0 | 128101.1766 | 0 | 140189.4669 | 0 | 153268.9768 | 0 | 0 | 177660.6633 | 0 | 0 | 0 | 0 | 221299.7454 | 0 | 0 | 0 | 0 | 279227.434 | 0 | 0 | 0 | 0 | 0
| Pipeline Biogas | GWh | 0 | 0 | 0 | 0 | 0 | 0 | 0 | 0 | 0 | 0 | 0 | 0 | 0 | 0 | 0 | 0 | 0 | 0 | 0 | 0 | 0 | 0 | 0 | 0 | 0 | 0 | 0 | 0 | 0 | 0 | 0 | 0 | 0 | 0 | 0 | 0
| Non-Modeled RPS Renewables (AESO wind mainly) | GWh | 0 | 0 | 0 | 0 | 0 | 0 | 0 | 2847.6088 | 2847.6088 | 2847.6088 | 2847.6088 | 2847.6088 | 0 | 2847.6088 | 0 | 2847.6088 | 0 | 2847.6088 | 0 | 0 | 2544.0748 | 0 | 0 | 0 | 0 | 1307.9556 | 0 | 0 | 0 | 0 | 1307.9556 | 0 | 0 | 0 | 0 | 0
| RPS Spent Bank | GWh | 0 | 0 | 0 | 0 | 0 | 0 | 0 | 0 | 0 | 4908.539 | 10447.021 | 15707.105 | 20211.438 | 24628.7002 | 28965.381 | 0 | 0 | 0 | 0 | 0 | 0 | 0 | 0 | 0 | 0 | 0 | 0 | 0 | 0 | 0 | 0 | 0 | 0 | 0 | 0 | 0
| SB100-eligible Resources (Hydro and Nuclear) | GWh | 0 | 0 | 0 | 0 | 0 | 0 | 0 | 53809.3916 | 53701.0561 | 44494.9036 | 35161.6046 | 35145.3597 | 0 | 35105.2633 | 0 | 35105.1763 | 0 | 34921.8966 | 0 | 0 | 34894.0988 | 0 | 0 | 0 | 0 | 34289.9186 | 0 | 0 | 0 | 0 | 32131.2825 | 0 | 0 | 0 | 0 | 0
| Storage Losses Subtracted from RPS | GWh | 0 | 0 | 0 | 0 | 0 | 0 | 0 | 1666.4519 | 2614.0653 | 3459.5136 | 4190.9307 | 4360.4876 | 0 | 5081.4911 | 0 | 5870.2428 | 0 | 6636.2308 | 0 | 0 | 9294.369 | 0 | 0 | 0 | 0 | 14438.1535 | 0 | 0 | 0 | 0 | 21924.059 | 0 | 0 | 0 | 0 | 0
| Scheduled Curtailment | GWh | 0 | 0 | 0 | 0 | 0 | 0 | 0 | 1068.3253 | 2238.2904 | 1261.7235 | 2331.4121 | 1898.1556 | 0 | 2231.5429 | 0 | 3813.8742 | 0 | 5643.885 | 0 | 0 | 7259.0396 | 0 | 0 | 0 | 0 | 11554.0502 | 0 | 0 | 0 | 0 | 35180.9386 | 0 | 0 | 0 | 0 | 0
| Customer PV Curtailment Adjustment | GWh | 0 | 0 | 0 | 0 | 0 | 0 | 0 | 72.3297 | 213.0112 | 151.3141 | 217.666 | 277.2301 | 0 | 363.3886 | 0 | 583.5365 | 0 | 842.6997 | 0 | 0 | 1101.3202 | 0 | 0 | 0 | 0 | 1531.5606 | 0 | 0 | 0 | 0 | 4032.9425
| Subhourly Curtailment | GWh | 0 | 0 | 0 | 0 | 0 | 0 | 0 | 645.9042 | 688.987 | 228.3983 | 295.8563 | 346.6243 | 0 | 420.177 | 0 | 842.8632 | 0 | 1159.7709 | 0 | 0 | 2238.4052 | 0 | 0 | 0 | 0 | 2785.1211 | 0 | 0 | 0 | 0 | 3744.5087 | 0 | 0 | 0 | 0 | 0
| RPS-bound Retail Sales | GWh | 0 | 0 | 0 | 0 | 0 | 0 | 0 | 190554.0344 | 193936.3528 | 195713.5361 | 196413.9352 | 197036.0478 | 0 | 197730.966 | 0 | 198947.0697 | 0 | 204341.4826 | 0 | 0 | 218224.4229 | 0 | 0 | 0 | 0 | 241362.6274 | 0 | 0 | 0 | 0 | 262527.4563 | 0 | 0 | 0 | 0 | 0
| Curtailment (scheduled and subhourly) | % of RPS Renew. | 0% | 0% | 0% | 0% | 0% | 0% | 0% | 1.912% | 2.978% | 1.492% | 2.307% | 2.029% | 0% | 2.264% | 0% | 3.568% | 0% | 4.727% | 0% | 0% | 5.654% | 0% | 0% | 0% | 0% | 6.778% | 0% | 0% | 0% | 0% | 13.61% | 0% | 0% | 0% | 0% | 0%
| Curtailment and Storage Losses | % of RPS Renew. | 0% | 0% | 0% | 0% | 0% | 0% | 0% | 3.696% | 5.457% | 4.637% | 5.705% | 5.536% | 0% | 6.079% | 0% | 7.566% | 0% | 8.829% | 0% | 0% | 10.61% | 0% | 0% | 0% | 0% | 12.94% | 0% | 0% | 0% | 0% | 20.55% | 0% | 0% | 0% | 0% | 0%
| RPS Target (% of retail sales) | % of Retail Sales | 0% | 0% | 0% | 0% | 0% | 0% | 0% | 38.54% | 41.26% | 43.97% | 46.68% | 49.39% | 0% | 54.82% | 0% | 60.28% | 0% | 62.24% | 0% | 0% | 68.22% | 0% | 0% | 0% | 0% | 77.92% | 0% | 0% | 0% | 0% | 87.29% | 0% | 0% | 0% | 0% | 0%
| Delivered Effective RPS Percentage - Excl. Spent Bank | % of Retail Sales | 0% | 0% | 0% | 0% | 0% | 0% | 0% | 47.25% | 51.51% | 53.68% | 59.31% | 59.75% | 0% | 63.44% | 0% | 68.52% | 0% | 72.58% | 0% | 0% | 77.29% | 0% | 0% | 0% | 0% | 85.09% | 0% | 0% | 0% | 0% | 97.08% | 0% | 0% | 0% | 0% | 0%
| Spent Bank | % of Retail Sales | 0% | 0% | 0% | 0% | 0% | 0% | 0% | 0% | 0% | 2.508% | 5.319% | 7.972% | 0% | 12.46% | 0% | 0% | 0% | 0% | 0% | 0% | 0% | 0% | 0% | 0% | 0% | 0% | 0% | 0% | 0% | 0% | 0% | 0% | 0% | 0% | 0% | 0%
| Delivered Effective RPS Percentage - Incl. Spent Bank | % of Retail Sales | 0% | 0% | 0% | 0% | 0% | 0% | 0% | 47.25% | 51.51% | 56.19% | 64.63% | 67.72% | 0% | 75.9% | 0% | 68.52% | 0% | 72.58% | 0% | 0% | 77.29% | 0% | 0% | 0% | 0% | 85.09% | 0% | 0% | 0% | 0% | 97.08% | 0% | 0% | 0% | 0% | 0%
| SB100% | % of Retail Sales | 0% | 0% | 0% | 0% | 0% | 0% | 0% | 72.26% | 75.86% | 73.22% | 74% | 74.36% | 0% | 77.84% | 0% | 82.63% | 0% | 86.08% | 0% | 0% | 89.77% | 0% | 0% | 0% | 0% | 95.91% | 0% | 0% | 0% | 0% | 105.9% | 0% | 0% | 0% | 0% | 0%
| RPS Dual | $/MWh | 0 | 0 | 0 | 0 | 0 | 0 | 0 | 0 | 0 | 0 | 0 | 0 | 0 | 0 | 0 | 0 | 0 | 0 | 0 | 0 | 0 | 0 | 0 | 0 | 0 | 0 | 0 | 0 | 0 | 0 | 0 | 0 | 0 | 0 | 0 | 0
Planning Reserve Margin Summary
| Metric | Unit | 2015 | 2016 | 2017 | 2018 | 2019 | 2020 | 2021 | 2022 | 2023 | 2024 | 2025 | 2026 | 2027 | 2028 | 2029 | 2030 | 2031 | 2032 | 2033 | 2034 | 2035 | 2036 | 2037 | 2038 | 2039 | 2040 | 2041 | 2042 | 2043 | 2044 | 2045 | 2046 | 2047 | 2048 | 2049 | 2050
| Peak Load | MW | 0 | 0 | 0 | 0 | 0 | 0 | 0 | 45601.64 | 45950.43 | 46607.25 | 46943.98 | 47373.33 | 0 | 47801.17 | 0 | 48476.22 | 0 | 49361.88 | 0 | 0 | 50955.13 | 0 | 0 | 0 | 0 | 53610.54 | 0 | 0 | 0 | 0 | 56439.35 | 0 | 0 | 0 | 0 | 0
| Reserve Margin Requirement | % | 0% | 0% | 0% | 0% | 0% | 0% | 0% | 14.9% | 14.9% | 22.55% | 19.95% | 18.32% | 0% | 22.55% | 0% | 22.55% | 0% | 22.55% | 0% | 0% | 22.55% | 0% | 0% | 0% | 0% | 22.55% | 0% | 0% | 0% | 0% | 22.55% | #DIV/0! | #DIV/0! | #DIV/0! | #DIV/0! | #DIV/0!
| Total Reserve Margin Requirement (incl. Reliability Adjustments) | MW | 0 | 0 | 0 | 0 | 0 | 0 | 0 | 53088.8744 | 53690.2641 | 59069.4922 | 58394.304 | 58274.4885 | 2000 | 61011.3327 | 0 | 61983.5647 | 0 | 63068.9125 | 0 | 0 | 65021.389 | 0 | 0 | 0 | 0 | 68275.5083 | 0 | 0 | 0 | 0 | 71742.1238 | #DIV/0! | #DIV/0! | #DIV/0! | #DIV/0! | #DIV/0!
| Firm Capacity | MW | 0 | 0 | 0 | 0 | 0 | 0 | 0 | 40913.65 | 41004.59 | 37263.97 | 35408.94 | 35339.93 | 0 | 36221.24 | 0 | 36219.43 | 0 | 35983.93 | 0 | 0 | 35617.47 | 0 | 0 | 0 | 0 | 35002.18 | 0 | 0 | 0 | 0 | 35921.28 | 0 | 0 | 0 | 0 | 0
| CCGT | MW | 0 | 0 | 0 | 0 | 0 | 0 | 0 | 15805.04 | 15805.04 | 15805.04 | 15805.04 | 15853.43 | 0 | 15853.73 | 0 | 15853.73 | 0 | 15853.73 | 0 | 0 | 15853.73 | 0 | 0 | 0 | 0 | 15853.73 | 0 | 0 | 0 | 0 | 16733.08 | 0 | 0 | 0 | 0 | 0
| Peaker | MW | 0 | 0 | 0 | 0 | 0 | 0 | 0 | 8161.21 | 8161.21 | 8161.21 | 7887.27 | 7793.87 | 0 | 7793.93 | 0 | 7793.94 | 0 | 7793.94 | 0 | 0 | 7793.94 | 0 | 0 | 0 | 0 | 7793.94 | 0 | 0 | 0 | 0 | 7793.93 | 0 | 0 | 0 | 0 | 0
| Steam Turbine | MW | 0 | 0 | 0 | 0 | 0 | 0 | 0 | 2860.59 | 2860.59 | 0 | 0 | 0 | 0 | 0 | 0 | 0 | 0 | 0 | 0 | 0 | 0 | 0 | 0 | 0 | 0 | 0 | 0 | 0 | 0 | 0 | 0 | 0 | 0 | 0 | 0 | 0
| CHP | MW | 0 | 0 | 0 | 0 | 0 | 0 | 0 | 1365.87 | 1341.45 | 1311.45 | 1243.03 | 1177.5 | 0 | 1177.5 | 0 | 1177.5 | 0 | 942 | 0 | 0 | 588.75 | 0 | 0 | 0 | 0 | 0 | 0 | 0 | 0 | 0 | 0 | 0 | 0 | 0 | 0 | 0
| Hydro (small + large) | MW | 0 | 0 | 0 | 0 | 0 | 0 | 0 | 5205.53 | 5205.53 | 5205.53 | 5205.53 | 5205.53 | 0 | 5205.53 | 0 | 5205.13 | 0 | 5205.13 | 0 | 0 | 5205.13 | 0 | 0 | 0 | 0 | 5205.13 | 0 | 0 | 0 | 0 | 5205.13 | 0 | 0 | 0 | 0 | 0
| Nuclear | MW | 0 | 0 | 0 | 0 | 0 | 0 | 0 | 2915 | 2915 | 1772.84 | 630.67 | 630.67 | 0 | 630.67 | 0 | 630.67 | 0 | 630.67 | 0 | 0 | 630.67 | 0 | 0 | 0 | 0 | 630.67 | 0 | 0 | 0 | 0 | 630.67 | 0 | 0 | 0 | 0 | 0
| Coal | MW | 0 | 0 | 0 | 0 | 0 | 0 | 0 | 479 | 479 | 479 | 0 | 0 | 0 | 0 | 0 | 0 | 0 | 0 | 0 | 0 | 0 | 0 | 0 | 0 | 0 | 0 | 0 | 0 | 0 | 0 | 0 | 0 | 0 | 0 | 0 | 0
| Geothermal | MW | 0 | 0 | 0 | 0 | 0 | 0 | 0 | 1214.52 | 1302.62 | 1302.62 | 1302.62 | 1365.6 | 0 | 2202.2 | 0 | 2202.2 | 0 | 2202.2 | 0 | 0 | 2202.2 | 0 | 0 | 0 | 0 | 2202.2 | 0 | 0 | 0 | 0 | 2202.2 | 0 | 0 | 0 | 0 | 0
| Biomass | MW | 0 | 0 | 0 | 0 | 0 | 0 | 0 | 636.39 | 662.86 | 678.27 | 698.67 | 698.67 | 0 | 721.57 | 0 | 720.15 | 0 | 720.15 | 0 | 0 | 720.15 | 0 | 0 | 0 | 0 | 720.15 | 0 | 0 | 0 | 0 | 720.16 | 0 | 0 | 0 | 0 | 0
| Shed DR | MW | 0 | 0 | 0 | 0 | 0 | 0 | 0 | 2270.5 | 2271.29 | 2548.01 | 2636.11 | 2614.66 | 0 | 2636.11 | 0 | 2636.11 | 0 | 2636.11 | 0 | 0 | 2622.9 | 0 | 0 | 0 | 0 | 2596.36 | 0 | 0 | 0 | 0 | 2636.11 | 0 | 0 | 0 | 0 | 0
| Reliability Adjustment (Imports + BTM Resources) | MW | 0 | 0 | 0 | 0 | 0 | 0 | 0 | -692.59 | -893.22 | -1953.81 | -2084.97 | -2220 | -2000 | -2432.54 | 0 | -2577.52 | 0 | -2577.52 | 0 | 0 | -2577.52 | 0 | 0 | 0 | 0 | -2577.52 | 0 | 0 | 0 | 0 | -2577.52 | 0 | 0 | 0 | 0 | 0
| Reliability Adjustment (MTR LLT Delay) | MW | 2025: -1219; 2026: -2000; 2027: -2000
| Storage | MW | 0 | 0 | 0 | 0 | 0 | 0 | 0 | 4806.71 | 6142.08 | 12745.08 | 13864.29 | 13772.62 | 0 | 15420.93 | 0 | 15671.72 | 0 | 16442.85 | 0 | 0 | 18674.84 | 0 | 0 | 0 | 0 | 22437.74 | 0 | 0 | 0 | 0 | 24380.48 | 0 | 0 | 0 | 0 | 0
| Battery (incl. BTM) | MW | 0 | 0 | 0 | 0 | 0 | 0 | 0 | 2908.21 | 4243.58 | 10846.58 | 11965.79 | 11694.45 | 0 | 12522.43 | 0 | 12772.94 | 0 | 13544.07 | 0 | 0 | 15799.94 | 0 | 0 | 0 | 0 | 19621.24 | 0 | 0 | 0 | 0 | 21481.7 | 0 | 0 | 0 | 0 | 0
| Pumped Storage | MW | 0 | 0 | 0 | 0 | 0 | 0 | 0 | 1898.5 | 1898.5 | 1898.5 | 1898.5 | 2078.17 | 0 | 2898.5 | 0 | 2898.78 | 0 | 2898.78 | 0 | 0 | 2874.9 | 0 | 0 | 0 | 0 | 2816.5 | 0 | 0 | 0 | 0 | 2898.78 | 0 | 0 | 0 | 0 | 0
| Variable Renewable ELCC (Incl. BTM) | MW | 0 | 0 | 0 | 0 | 0 | 0 | 0 | 8898.77 | 8968.26 | 9060.47 | 9121.08 | 9254.66 | 0 | 9369.15 | 0 | 10092.42 | 0 | 10642.14 | 0 | 0 | 10788 | 0 | 0 | 0 | 0 | 11159.54 | 0 | 0 | 0 | 0 | 11440.37 | 0 | 0 | 0 | 0 | 0
| Total Available Capacity | MW | 0 | 0 | 0 | 0 | 0 | 0 | 0 | 53926.54 | 55221.71 | 57115.71 | 56309.34 | 56147.21 | -2000 | 58578.78 | 0 | 59406.05 | 0 | 60491.4 | 0 | 0 | 62502.79 | 0 | 0 | 0 | 0 | 66021.94 | 0 | 0 | 0 | 0 | 69164.61 | 0 | 0 | 0 | 0 | 0
| Actual Reserve Margin | % | 0% | 0% | 0% | 0% | 0% | 0% | 0% | 18.26% | 20.18% | 22.55% | 19.95% | 18.52% | 0% | 22.55% | 0% | 22.55% | 0% | 22.55% | 0% | 0% | 22.66% | 0% | 0% | 0% | 0% | 23.15% | 0% | 0% | 0% | 0% | 22.55% | 0% | 0% | 0% | 0% | 0%
| Marginal PRM Cost | $/kW-yr. | 0 | 0 | 0 | 0 | 0 | 0 | 0 | 1e-05 | 1e-05 | 273.3257 | 527.6391 | 7e-05 | 0 | 216.51 | 0 | 71.1522 | 0 | 21.9354 | 0 | 0 | 5e-05 | 0 | 0 | 0 | 0 | 1e-05 | 0 | 0 | 0 | 0 | 74.5621 | 0 | 0 | 0 | 0 | 0
Note: Marginal ELCC Calculations reference the tab named 'ELCC_surface_facets', which is not automatically updated in this version of RESOLVE. To ensure that marginal ELCC values are synced with scenario assumptions, please copy ELCC_surface_facets.csv from the respective inputs directory.
| Solar Capacity Factor for Marginal ELCC (assumed Southern PG&E Solar) | % | 30.78% | 30.78% | 30.78% | 30.78% | 30.78% | 30.78% | 30.78% | 30.78% | 30.78% | 30.78% | 30.78% | 30.78% | 30.78% | 30.78% | 30.78% | 30.78% | 30.78% | 30.78% | 30.78% | 30.78% | 30.78% | 30.78% | 30.78% | 30.78% | 30.78% | 30.78% | 30.78% | 30.78% | 30.78% | 30.78% | 30.78% | 30.78% | 30.78% | 30.78% | 30.78% | 30.78%
| Wind Capacity Factor for Marginal ELCC (assumes Tehapachi Wind) | % | 34.3% | 34.3% | 34.3% | 34.3% | 34.3% | 34.3% | 34.3% | 34.3% | 34.3% | 34.3% | 34.3% | 34.3% | 34.3% | 34.3% | 34.3% | 34.3% | 34.3% | 34.3% | 34.3% | 34.3% | 34.3% | 34.3% | 34.3% | 34.3% | 34.3% | 34.3% | 34.3% | 34.3% | 34.3% | 34.3% | 34.3% | 34.3% | 34.3% | 34.3% | 34.3% | 34.3%
| Marginal Solar ELCC | % | 0% | 0% | 0% | 0% | 0% | 0% | 0% | 2.306% | 1.928% | 1.906% | 1.903% | 1.902% | 0% | 1.899% | 0% | 1.896% | 0% | 2.196% | 0% | 0% | 2.074% | 0% | 0% | 0% | 0% | 1.906% | 0% | 0% | 0% | 0% | 1.499% | 0% | 0% | 0% | 0% | 0%
| Marginal Wind ELCC | % | 0% | 0% | 0% | 0% | 0% | 0% | 0% | 31.98% | 32.11% | 31.74% | 31.7% | 31.67% | 0% | 31.63% | 0% | 31.58% | 0% | 20.05% | 0% | 0% | 18.93% | 0% | 0% | 0% | 0% | 17.39% | 0% | 0% | 0% | 0% | 24.96% | 0% | 0% | 0% | 0% | 0%
| Marginal 4-hour Storage ELCC | % | 0% | 0% | 0% | 0% | 0% | 0% | 0% | 100% | 100% | 73.04% | 73.04% | 73.04% | 0% | 59.65% | 0% | 59.65% | 0% | 59.65% | 0% | 0% | 49.56% | 0% | 0% | 0% | 0% | 21.69% | 0% | 0% | 0% | 0% | 6% | 0% | 0% | 0% | 0% | 0%
Imports and Exports Summary
Imports into CAISO
| Path | Unit | 2015 | 2016 | 2017 | 2018 | 2019 | 2020 | 2021 | 2022 | 2023 | 2024 | 2025 | 2026 | 2027 | 2028 | 2029 | 2030 | 2031 | 2032 | 2033 | 2034 | 2035 | 2036 | 2037 | 2038 | 2039 | 2040 | 2041 | 2042 | 2043 | 2044 | 2045 | 2046 | 2047 | 2048 | 2049 | 2050
| BANC_to_CAISO | GWh | 0 | 0 | 0 | 0 | 0 | 0 | 0 | 2218.8076 | 2420.0776 | 2497.7808 | 2785.2723 | 3156.6249 | 0 | 3317.7028 | 0 | 3065.717 | 0 | 2809.6111 | 0 | 0 | 1820.0059 | 0 | 0 | 0 | 0 | 1356.9026 | 0 | 0 | 0 | 0 | 61.5673 | 0 | 0 | 0 | 0 | 0
| LDWP_to_CAISO | GWh | 0 | 0 | 0 | 0 | 0 | 0 | 0 | 187.5256 | 156.909 | 155.2176 | 361.0882 | 413.4763 | 0 | 445.9847 | 0 | 427.1348 | 0 | 434.3547 | 0 | 0 | 230.9477 | 0 | 0 | 0 | 0 | 57.5541 | 0 | 0 | 0 | 0 | 2.9575 | 0 | 0 | 0 | 0 | 0
| IID_to_CAISO | GWh | 0 | 0 | 0 | 0 | 0 | 0 | 0 | 842.838 | 818.2803 | 1008.4357 | 1008.1794 | 1014.0175 | 0 | 935.2734 | 0 | 817.9904 | 0 | 750.0206 | 0 | 0 | 736.8932 | 0 | 0 | 0 | 0 | 698.7417 | 0 | 0 | 0 | 0 | 287.6718 | 0 | 0 | 0 | 0 | 0
| NW_to_CAISO_Unspecified | GWh | 0 | 0 | 0 | 0 | 0 | 0 | 0 | 11546.5519 | 12345.1035 | 12224.0268 | 12121.7135 | 12217.6748 | 0 | 11943.792 | 0 | 11653.9494 | 0 | 10482.1525 | 0 | 0 | 9655.871 | 0 | 0 | 0 | 0 | 7265.0991 | 0 | 0 | 0 | 0 | 2257.7973 | 0 | 0 | 0 | 0 | 0
| SW_to_CAISO | GWh | 0 | 0 | 0 | 0 | 0 | 0 | 0 | 4140.9751 | 5522.4519 | 5803.5559 | 7445.9235 | 7209.6977 | 0 | 7759.8245 | 0 | 8703.4688 | 0 | 9059.5842 | 0 | 0 | 7447.1768 | 0 | 0 | 0 | 0 | 5990.8887 | 0 | 0 | 0 | 0 | 1021.8089 | 0 | 0 | 0 | 0 | 0
Exports out of CAISO
| Path | Unit | 2015 | 2016 | 2017 | 2018 | 2019 | 2020 | 2021 | 2022 | 2023 | 2024 | 2025 | 2026 | 2027 | 2028 | 2029 | 2030 | 2031 | 2032 | 2033 | 2034 | 2035 | 2036 | 2037 | 2038 | 2039 | 2040 | 2041 | 2042 | 2043 | 2044 | 2045 | 2046 | 2047 | 2048 | 2049 | 2050
| BANC_to_CAISO | GWh | 0 | 0 | 0 | 0 | 0 | 0 | 0 | -41.763 | -87.5571 | -20.721 | -16.0537 | -11.9361 | 0 | -9.2083 | 0 | -53.1232 | 0 | -59.0313 | 0 | 0 | -39.0052 | 0 | 0 | 0 | 0 | -86.1984 | 0 | 0 | 0 | 0 | -562.7669 | 0 | 0 | 0 | 0 | 0
| LDWP_to_CAISO | GWh | 0 | 0 | 0 | 0 | 0 | 0 | 0 | -52.6198 | -93.789 | -9.2684 | -39.7358 | -12.5209 | 0 | -39.9523 | 0 | -96.5564 | 0 | -194.6828 | 0 | 0 | -278.3154 | 0 | 0 | 0 | 0 | -694.8302 | 0 | 0 | 0 | 0 | -2696.8214 | 0 | 0 | 0 | 0 | 0
| IID_to_CAISO | GWh | 0 | 0 | 0 | 0 | 0 | 0 | 0 | -1.9252 | -11.607 | -3.1674 | -10.7577 | -11.5378 | 0 | -41.2432 | 0 | -39.7129 | 0 | -66.8774 | 0 | 0 | -82.6553 | 0 | 0 | 0 | 0 | -79.1279 | 0 | 0 | 0 | 0 | -123.4047 | 0 | 0 | 0 | 0 | 0
| NW_to_CAISO_Unspecified | GWh | 0 | 0 | 0 | 0 | 0 | 0 | 0 | -251.7879 | -740.81 | -266.3349 | -356.7717 | -578.4893 | 0 | -779.903 | 0 | -1463.5128 | 0 | -2144.1841 | 0 | 0 | -2258.9623 | 0 | 0 | 0 | 0 | -2176.0832 | 0 | 0 | 0 | 0 | -3669.7714 | 0 | 0 | 0 | 0 | 0
| SW_to_CAISO | GWh | 0 | 0 | 0 | 0 | 0 | 0 | 0 | -2218.8015 | -2772.133 | -2472.8382 | -2846.1804 | -3363.5047 | 0 | -4032.3684 | 0 | -5414.9038 | 0 | -6437.8022 | 0 | 0 | -6381.0914 | 0 | 0 | 0 | 0 | -9064.4753 | 0 | 0 | 0 | 0 | -14339.7185 | 0 | 0 | 0 | 0 | 0
Fixed Costs Summary
CA Fixed Costs by Technology, excluding non-modelled, embedded costs
| Technology | Unit | 2015 | 2016 | 2017 | 2018 | 2019 | 2020 | 2021 | 2022 | 2023 | 2024 | 2025 | 2026 | 2027 | 2028 | 2029 | 2030 | 2031 | 2032 | 2033 | 2034 | 2035 | 2036 | 2037 | 2038 | 2039 | 2040 | 2041 | 2042 | 2043 | 2044 | 2045 | 2046 | 2047 | 2048 | 2049 | 2050
| CAISO_ST | $MM | 0 | 0 | 0 | 0 | 0 | 0 | 0 | 34.6845 | 34.6845 | 0 | 0 | 0 | 0 | 0 | 0 | 0 | 0 | 0 | 0 | 0 | 0 | 0 | 0 | 0 | 0 | 0 | 0 | 0 | 0 | 0 | 0 | 0 | 0 | 0 | 0 | 0
| CAISO_CCGT1 | $MM | 0 | 0 | 0 | 0 | 0 | 0 | 0 | 161.8083 | 161.8083 | 161.8083 | 161.8083 | 162.4146 | 0 | 162.4146 | 0 | 162.4146 | 0 | 162.4146 | 0 | 0 | 162.4146 | 0 | 0 | 0 | 0 | 162.4146 | 0 | 0 | 0 | 0 | 162.4146 | 0 | 0 | 0 | 0 | 0
| CAISO_CCGT2 | $MM | 0 | 0 | 0 | 0 | 0 | 0 | 0 | 35.1456 | 35.1456 | 35.1456 | 35.1456 | 35.1456 | 0 | 35.1456 | 0 | 35.1456 | 0 | 35.1456 | 0 | 0 | 35.1456 | 0 | 0 | 0 | 0 | 35.1456 | 0 | 0 | 0 | 0 | 35.1456 | 0 | 0 | 0 | 0 | 0
| CAISO_Peaker1 | $MM | 0 | 0 | 0 | 0 | 0 | 0 | 0 | 74.0572 | 74.0572 | 74.0572 | 73.2389 | 73.2389 | 0 | 73.2389 | 0 | 73.2389 | 0 | 73.2389 | 0 | 0 | 73.2389 | 0 | 0 | 0 | 0 | 73.2389 | 0 | 0 | 0 | 0 | 73.2389 | 0 | 0 | 0 | 0 | 0
| CAISO_Peaker2 | $MM | 0 | 0 | 0 | 0 | 0 | 0 | 0 | 51.3285 | 51.3285 | 51.3285 | 47.8077 | 46.329 | 0 | 46.329 | 0 | 46.329 | 0 | 46.329 | 0 | 0 | 46.329 | 0 | 0 | 0 | 0 | 46.329 | 0 | 0 | 0 | 0 | 46.329 | 0 | 0 | 0 | 0 | 0
| CAISO_Advanced_CCGT | $MM | 0 | 0 | 0 | 0 | 0 | 0 | 0 | 0.00010956 | 0.00011261 | 0.00011549 | 0.00011811 | 0.0001205 | 0 | 0.034329 | 0 | 0.034332 | 0 | 0.034334 | 0 | 0 | 0.034338 | 0 | 0 | 0 | 0 | 0.034356 | 0 | 0 | 0 | 0 | 97.2385 | 0 | 0 | 0 | 0 | 0
| CAISO_Aero_CT | $MM | 0 | 0 | 0 | 0 | 0 | 0 | 0 | 0.00013062 | 0.00013372 | 0.00013667 | 0.00013936 | 0.00014183 | 0 | 0.0087328 | 0 | 0.0087387 | 0 | 0.0087424 | 0 | 0 | 0.0087447 | 0 | 0 | 0 | 0 | 0.0087466 | 0 | 0 | 0 | 0 | 0.0087477 | 0 | 0 | 0 | 0 | 0
| CAISO_Reciprocating_Engine | $MM | 0 | 0 | 0 | 0 | 0 | 0 | 0 | 3.7845 | 3.7845 | 3.7845 | 3.7845 | 3.7845 | 0 | 3.7845 | 0 | 3.7845 | 0 | 3.7845 | 0 | 0 | 3.7845 | 0 | 0 | 0 | 0 | 3.7845 | 0 | 0 | 0 | 0 | 3.7845 | 0 | 0 | 0 | 0 | 0
| CAISO_CHP | $MM | 0 | 0 | 0 | 0 | 0 | 0 | 0 | 0 | 0 | 0 | 0 | 0 | 0 | 0 | 0 | 0 | 0 | 0 | 0 | 0 | 0 | 0 | 0 | 0 | 0 | 0 | 0 | 0 | 0 | 0 | 0 | 0 | 0 | 0 | 0 | 0
| CAISO_Coal | $MM | 0 | 0 | 0 | 0 | 0 | 0 | 0 | 0 | 0 | 0 | 0 | 0 | 0 | 0 | 0 | 0 | 0 | 0 | 0 | 0 | 0 | 0 | 0 | 0 | 0 | 0 | 0 | 0 | 0 | 0 | 0 | 0 | 0 | 0 | 0 | 0
| CAISO_Nuclear | $MM | 0 | 0 | 0 | 0 | 0 | 0 | 0 | 0 | 0 | 0 | 0 | 0 | 0 | 0 | 0 | 0 | 0 | 0 | 0 | 0 | 0 | 0 | 0 | 0 | 0 | 0 | 0 | 0 | 0 | 0 | 0 | 0 | 0 | 0 | 0 | 0
| Hydro | $MM | 0 | 0 | 0 | 0 | 0 | 0 | 0 | 0 | 0 | 0 | 0 | 0 | 0 | 0 | 0 | 0 | 0 | 0 | 0 | 0 | 0 | 0 | 0 | 0 | 0 | 0 | 0 | 0 | 0 | 0 | 0 | 0 | 0 | 0 | 0 | 0
| Hydro_NW_CAISO | $MM | 0 | 0 | 0 | 0 | 0 | 0 | 0 | 0 | 0 | 0 | 0 | 0 | 0 | 0 | 0 | 0 | 0 | 0 | 0 | 0 | 0 | 0 | 0 | 0 | 0 | 0 | 0 | 0 | 0 | 0 | 0 | 0 | 0 | 0 | 0 | 0
| CAISO_Conventional_DR | $MM | 0 | 0 | 0 | 0 | 0 | 0 | 0 | 12.2829 | 12.2829 | 28.6216 | 35.7742 | 35.7742 | 0 | 35.7742 | 0 | 35.7742 | 0 | 35.7742 | 0 | 0 | 35.7742 | 0 | 0 | 0 | 0 | 35.7742 | 0 | 0 | 0 | 0 | 35.7743 | 0 | 0 | 0 | 0 | 0
| Customer_PV | $MM | 0 | 0 | 0 | 0 | 0 | 0 | 0 | 0 | 0 | 0 | 0 | 0 | 0 | 0 | 0 | 0 | 0 | 0 | 0 | 0 | 0 | 0 | 0 | 0 | 0 | 0 | 0 | 0 | 0 | 0 | 0 | 0 | 0 | 0 | 0 | 0
| Solar | $MM | 0 | 0 | 0 | 0 | 0 | 0 | 0 | 208.2408 | 436.3194 | 510.3571 | 705.5378 | 705.5379 | 0 | 732.9514 | 0 | 919.5625 | 0 | 1115.224 | 0 | 0 | 1701.4799 | 0 | 0 | 0 | 0 | 2698.6704 | 0 | 0 | 0 | 0 | 4336.6462 | 0 | 0 | 0 | 0 | 0
| Geothermal | $MM | 0 | 0 | 0 | 0 | 0 | 0 | 0 | 7.1851 | 58.5539 | 58.5539 | 58.5539 | 93.3167 | 0 | 584.96 | 0 | 584.9602 | 0 | 584.9605 | 0 | 0 | 584.9606 | 0 | 0 | 0 | 0 | 584.9609 | 0 | 0 | 0 | 0 | 761.8107 | 0 | 0 | 0 | 0 | 0
| Biomass | $MM | 0 | 0 | 0 | 0 | 0 | 0 | 0 | 24.5244 | 47.0074 | 60.172 | 77.6962 | 77.6962 | 0 | 97.8842 | 0 | 97.8842 | 0 | 97.8842 | 0 | 0 | 97.8842 | 0 | 0 | 0 | 0 | 97.8843 | 0 | 0 | 0 | 0 | 97.886 | 0 | 0 | 0 | 0 | 0
| Small_Hydro | $MM | 0 | 0 | 0 | 0 | 0 | 0 | 0 | 0 | 0 | 0 | 0 | 0 | 0 | 0 | 0 | 0 | 0 | 0 | 0 | 0 | 0 | 0 | 0 | 0 | 0 | 0 | 0 | 0 | 0 | 0 | 0 | 0 | 0 | 0 | 0 | 0
| Wind | $MM | 0 | 0 | 0 | 0 | 0 | 0 | 0 | 281.024 | 284.7504 | 328.3307 | 526.5992 | 526.6071 | 0 | 526.6122 | 0 | 887.0945 | 0 | 887.0946 | 0 | 0 | 887.0948 | 0 | 0 | 0 | 0 | 995.0882 | 0 | 0 | 0 | 0 | 1273.7249 | 0 | 0 | 0 | 0 | 0
| Offshore_Wind | $MM | 0 | 0 | 0 | 0 | 0 | 0 | 0 | 0 | 0 | 0 | 0 | 23.7436 | 0 | 38.471 | 0 | 38.4726 | 0 | 319.3401 | 0 | 0 | 322.8781 | 0 | 0 | 0 | 0 | 322.8781 | 0 | 0 | 0 | 0 | 322.8782 | 0 | 0 | 0 | 0 | 0
| Pumped_Hydro | $MM | 0 | 0 | 0 | 0 | 0 | 0 | 0 | 0.0029529 | 0.0081469 | 0.0087709 | 0.009264 | 44.2341 | 0 | 227.1627 | 0 | 227.223 | 0 | 227.2231 | 0 | 0 | 227.2231 | 0 | 0 | 0 | 0 | 227.2232 | 0 | 0 | 0 | 0 | 227.2233 | 0 | 0 | 0 | 0 | 0
| Li_Battery | $MM | 0 | 0 | 0 | 0 | 0 | 0 | 0 | 322.5873 | 551.876 | 1095.766 | 1243.2655 | 1243.2661 | 0 | 1308.2975 | 0 | 1332.7649 | 0 | 1449.5795 | 0 | 0 | 2152.5174 | 0 | 0 | 0 | 0 | 3476.7235 | 0 | 0 | 0 | 0 | 5068.3679 | 0 | 0 | 0 | 0 | 0
| BTM_Li_Battery | $MM | 0 | 0 | 0 | 0 | 0 | 0 | 0 | 29.9112 | 36.4572 | 43.2119 | 50.1677 | 57.311 | 0 | 72.1037 | 0 | 87.5045 | 0 | 87.5045 | 0 | 0 | 87.5045 | 0 | 0 | 0 | 0 | 87.5045 | 0 | 0 | 0 | 0 | 87.5046 | 0 | 0 | 0 | 0 | 0
| Flow_Battery | $MM | 0 | 0 | 0 | 0 | 0 | 0 | 0 | 0.0089953 | 0.013199 | 0.025737 | 0.025824 | 0.025851 | 0 | 0.02623 | 0 | 0.026322 | 0 | 0.027191 | 0 | 0 | 0.027205 | 0 | 0 | 0 | 0 | 0.027228 | 0 | 0 | 0 | 0 | 0.027298 | 0 | 0 | 0 | 0 | 0
| Hydrogen_Electrolysis | $MM | 0 | 0 | 0 | 0 | 0 | 0 | 0 | 0 | 0 | 0 | 0 | 0 | 0 | 0 | 0 | 0 | 0 | 0 | 0 | 0 | 0 | 0 | 0 | 0 | 0 | 0 | 0 | 0 | 0 | 0 | 0 | 0 | 0 | 0 | 0 | 0
| Flexible_Load | $MM | 0 | 0 | 0 | 0 | 0 | 0 | 0 | 0 | 0 | 0 | 0 | 0 | 0 | 0 | 0 | 0 | 0 | 0 | 0 | 0 | 0 | 0 | 0 | 0 | 0 | 0 | 0 | 0 | 0 | 0 | 0 | 0 | 0 | 0 | 0 | 0
| Renewable Tx Build in CAISO | $MM | 0 | 0 | 0 | 0 | 0 | 0 | 0 | 3.19e-06 | 1.539e-05 | 1.583e-05 | 1.714e-05 | 2.004e-05 | 0 | 4.3977 | 0 | 4.3984 | 0 | 5.3315 | 0 | 0 | 8.9154 | 0 | 0 | 0 | 0 | 12.8907 | 0 | 0 | 0 | 0 | 304.9404 | 0 | 0 | 0 | 0 | 0
| Total | $MM | 0 | 0 | 0 | 0 | 0 | 0 | 0 | 1246.5763 | 1788.0774 | 2451.172 | 3019.4148 | 3128.4257 | 0 | 3949.5966 | 0 | 4536.6212 | 0 | 5130.8992 | 0 | 0 | 6427.2152 | 0 | 0 | 0 | 0 | 8860.581 | 0 | 0 | 0 | 0 | 12934.9436 | 0 | 0 | 0 | 0 | 0
Operating Cost Summary (incl. imports)
Annual Contracted Resource Operating Costs, including carbon cost
| Metric | Unit | 2015 | 2016 | 2017 | 2018 | 2019 | 2020 | 2021 | 2022 | 2023 | 2024 | 2025 | 2026 | 2027 | 2028 | 2029 | 2030 | 2031 | 2032 | 2033 | 2034 | 2035 | 2036 | 2037 | 2038 | 2039 | 2040 | 2041 | 2042 | 2043 | 2044 | 2045 | 2046 | 2047 | 2048 | 2049 | 2050
| Variable Operating Costs for CAISO Resources | $MM | 0 | 0 | 0 | 0 | 0 | 0 | 0 | 2663.9967 | 2401.111 | 2486.5729 | 2303.8535 | 2330.6721 | 0 | 2141.4713 | 0 | 1892.0628 | 0 | 1839.2169 | 0 | 0 | 1821.695 | 0 | 0 | 0 | 0 | 1708.3561 | 0 | 0 | 0 | 0 | 1725.1822 | 0 | 0 | 0 | 0 | 0
| Market Purchases (incl Carbon Allowance and scheduled NW Hydro) | $MM | 0 | 0 | 0 | 0 | 0 | 0 | 0 | 676.4114 | 757.4615 | 739.4391 | 828.1369 | 854.639 | 0 | 889.4079 | 0 | 922.1017 | 0 | 925.7297 | 0 | 0 | 869.4839 | 0 | 0 | 0 | 0 | 752.7917 | 0 | 0 | 0 | 0 | 203.2174 | 0 | 0 | 0 | 0 | 0
| Market Revenues | $MM | 0 | 0 | 0 | 0 | 0 | 0 | 0 | -66.454 | -94.7916 | -74.0176 | -88.3031 | -99.4054 | 0 | -128.1901 | 0 | -178.7828 | 0 | -234.4392 | 0 | 0 | -242.9386 | 0 | 0 | 0 | 0 | -360.7662 | 0 | 0 | 0 | 0 | -734.4418 | 0 | 0 | 0 | 0 | 0
| Energy Credit for non-CAISO Renewables Contracted to CAISO | $MM | 0 | 0 | 0 | 0 | 0 | 0 | 0 | -471.9611 | -472.8223 | -476.8849 | -481.9808 | -488.117 | 0 | -500.4084 | 0 | -675.8128 | 0 | -893.4559 | 0 | 0 | -938.9574 | 0 | 0 | 0 | 0 | -953.4733 | 0 | 0 | 0 | 0 | -1247.9678 | 0 | 0 | 0 | 0 | 0
| Total CAISO Operating Cost | $MM | 0 | 0 | 0 | 0 | 0 | 0 | 0 | 2801.9931 | 2590.9586 | 2675.1095 | 2561.7065 | 2597.7888 | 0 | 2402.2807 | 0 | 1959.5689 | 0 | 1637.0515 | 0 | 0 | 1509.2829 | 0 | 0 | 0 | 0 | 1146.9082 | 0 | 0 | 0 | 0 | -54.01 | 0 | 0 | 0 | 0 | 0
| Market Purchases | GWh | 0 | 0 | 0 | 0 | 0 | 0 | 0 | 30429.2158 | 32647.0007 | 33118.3931 | 35069.6109 | 35342.7177 | 0 | 35693.715 | 0 | 35960.9259 | 0 | 34645.1192 | 0 | 0 | 30972.4956 | 0 | 0 | 0 | 0 | 25846.607 | 0 | 0 | 0 | 0 | 11950.5554 | 0 | 0 | 0 | 0 | 0
| Market Sales | GWh | 0 | 0 | 0 | 0 | 0 | 0 | 0 | -2566.8973 | -3705.8961 | -2772.33 | -3269.4993 | -3977.9887 | 0 | -4902.6751 | 0 | -7067.8092 | 0 | -8902.5777 | 0 | 0 | -9040.0296 | 0 | 0 | 0 | 0 | -12100.7151 | 0 | 0 | 0 | 0 | -21392.4829 | 0 | 0 | 0 | 0 | 0
| Total OOS renewables contracted to CAISO | GWh | 0 | 0 | 0 | 0 | 0 | 0 | 0 | 4247.5173 | 4234.4683 | 4231.1481 | 4224.5718 | 4228.4636 | 0 | 4206.5795 | 0 | 4146.0544 | 0 | 4171.226 | 0 | 0 | 4115.4844 | 0 | 0 | 0 | 0 | 4082.8126 | 0 | 0 | 0 | 0 | 4086.0233 | 0 | 0 | 0 | 0 | 0
Revenue Requirement, Retail Rates and Total Resource Cost
Revenue Requirement and Retail Rate Results
| Component | Unit | 2015 | 2016 | 2017 | 2018 | 2019 | 2020 | 2021 | 2022 | 2023 | 2024 | 2025 | 2026 | 2027 | 2028 | 2029 | 2030 | 2031 | 2032 | 2033 | 2034 | 2035 | 2036 | 2037 | 2038 | 2039 | 2040 | 2041 | 2042 | 2043 | 2044 | 2045 | 2046 | 2047 | 2048 | 2049 | 2050
| Baseline Non-Modeled Costs | $MM | 0 | 0 | 0 | 0 | 0 | 29787.9624 | 31520.7142 | 32729.3321 | 32777.3587 | 32736.3176 | 32524.7906 | 32413.5618 | 32817.3651 | 33247.1811 | 33726.552 | 34219.3709 | 34634.2862 | 35059.9417 | 35496.5477 | 35944.3196 | 36403.4787 | 36874.2518 | 37356.8716 | 37851.5764 | 38358.6111 | 38878.2262 | 39410.6789 | 39956.2327 | 40515.1578 | 41087.7308 | 41674.2356 | 42274.9627 | 42890.2102 | 43520.2832 | 44165.4944 | 44815.4583
| Scenario-Specific Non-Modeled Costs | $MM | 0 | 0 | 0 | 0 | 0 | -0.0031458 | 85.9548 | 229.9507 | 257.0927 | 277.4599 | 290.0689 | 302.8392 | 313.611 | 323.3287 | 334.4841 | 346.9399 | 357.0681 | 369.8213 | 364.583 | 359.0799 | 353.3035 | 347.2451 | 340.8957 | 334.2461 | 327.2868 | 320.0081 | 312.4 | 304.4522 | 296.1543 | 287.4953 | 231.6623 | 231.6623 | 231.6623 | 231.6623 | 231.6623 | 231.6623
| Baseline Thermal Fleet Fixed Costs | $MM | 0 | 0 | 0 | 0 | 0 | 0 | 0 | 360.8085 | 360.8085 | 326.1241 | 321.7849 | 320.9126 | 0 | 320.9126 | 0 | 320.9126 | 0 | 320.9126 | 0 | 0 | 320.9126 | 0 | 0 | 0 | 0 | 320.9126 | 0 | 0 | 0 | 0 | 320.9126 | 0 | 0 | 0 | 0 | 0
| New Renewables Fixed Costs | $MM | 0 | 0 | 0 | 0 | 0 | 0 | 0 | 520.9742 | 826.6311 | 957.4136 | 1368.3871 | 1426.9015 | 0 | 1980.8788 | 0 | 2527.9742 | 0 | 3004.5034 | 0 | 0 | 3594.2977 | 0 | 0 | 0 | 0 | 4699.4819 | 0 | 0 | 0 | 0 | 6792.9459 | 0 | 0 | 0 | 0 | 0
| New Storage Fixed Costs | $MM | 0 | 0 | 0 | 0 | 0 | 0 | 0 | 352.5105 | 588.3546 | 1139.0124 | 1293.4683 | 1344.837 | 0 | 1607.5902 | 0 | 1647.5188 | 0 | 1764.3343 | 0 | 0 | 2467.2723 | 0 | 0 | 0 | 0 | 3791.4784 | 0 | 0 | 0 | 0 | 5383.1231 | 0 | 0 | 0 | 0 | 0
| New Thermal Fleet Fixed Costs | $MM | 0 | 0 | 0 | 0 | 0 | 0 | 0 | 0.00024018 | 0.00024633 | 0.00025216 | 0.00025747 | 0.00026233 | 0 | 0.043061 | 0 | 0.043071 | 0 | 0.043077 | 0 | 0 | 0.043083 | 0 | 0 | 0 | 0 | 0.043102 | 0 | 0 | 0 | 0 | 97.2473 | 0 | 0 | 0 | 0 | 0
| New DR Fixed Costs | $MM | 0 | 0 | 0 | 0 | 0 | 0 | 0 | 12.2829 | 12.2829 | 28.6216 | 35.7742 | 35.7742 | 0 | 35.7742 | 0 | 35.7742 | 0 | 35.7742 | 0 | 0 | 35.7742 | 0 | 0 | 0 | 0 | 35.7742 | 0 | 0 | 0 | 0 | 35.7743 | 0 | 0 | 0 | 0 | 0
| New Transmission Fixed Costs | $MM | 0 | 0 | 0 | 0 | 0 | 0 | 0 | 3.19e-06 | 1.539e-05 | 1.583e-05 | 1.714e-05 | 2.004e-05 | 0 | 4.3977 | 0 | 4.3984 | 0 | 5.3315 | 0 | 0 | 8.9154 | 0 | 0 | 0 | 0 | 12.8907 | 0 | 0 | 0 | 0 | 304.9404 | 0 | 0 | 0 | 0 | 0
| Total Operating Cost (Incl. Import/Export) | $MM | 0 | 0 | 0 | 0 | 0 | 0 | 0 | 2801.9931 | 2590.9586 | 2675.1095 | 2561.7065 | 2597.7888 | 0 | 2402.2807 | 0 | 1959.5689 | 0 | 1637.0515 | 0 | 0 | 1509.2829 | 0 | 0 | 0 | 0 | 1146.9082 | 0 | 0 | 0 | 0 | -54.01 | 0 | 0 | 0 | 0 | 0
| Total Revenue Requirement | $MM | 0 | 0 | 0 | 0 | 0 | 0 | 0 | 37007.8521 | 37413.4874 | 38140.0591 | 38395.9808 | 38442.6154 | 0 | 39922.3871 | 0 | 41062.5009 | 0 | 42197.7137 | 0 | 0 | 44693.2804 | 0 | 0 | 0 | 0 | 49205.7235 | 0 | 0 | 0 | 0 | 54786.8314 | 0 | 0 | 0 | 0 | 0
| Scenario-Specific Customer Costs | $MM | 0 | 0 | 0 | 0 | 0 | 1931.3567 | 2081.6445 | 2196.5772 | 2317.4175 | 2424.5797 | 2525.9154 | 2646.045 | 2757.0801 | 2859.1899 | 2953.7183 | 3042.1571 | 3138.7285 | 3233.3274 | 3327.0404 | 3419.8789 | 3511.8318 | 3602.8993 | 3693.0925 | 3782.4005 | 3870.8234 | 3958.3502 | 4044.9921 | 4130.7493 | 4215.622 | 4299.6101 | 4382.714 | 4464.9448 | 4546.2805 | 4626.7323 | 4706.3003 | 4784.9848
| Total Resource Cost | $MM | 0 | 0 | 0 | 0 | 0 | 1931.3567 | 2081.6445 | 39204.4293 | 39730.9049 | 40564.6388 | 40921.8962 | 41088.6604 | 2757.0801 | 42781.577 | 2953.7183 | 44104.658 | 3138.7285 | 45431.0411 | 3327.0404 | 3419.8789 | 48205.1123 | 3602.8993 | 3693.0925 | 3782.4005 | 3870.8234 | 53164.0737 | 4044.9921 | 4130.7493 | 4215.622 | 4299.6101 | 59169.5454 | 4464.9448 | 4546.2805 | 4626.7323 | 4706.3003 | 4784.9848
| Total Retail Sales | GWh/yr | 0 | 0 | 0 | 0 | 0 | 0 | 0 | 199200.6257 | 202629.3792 | 204417.5998 | 205162.2701 | 205812.4083 | 0 | 206574.8483 | 0 | 207879.0127 | 0 | 213298.8568 | 0 | 0 | 227201.8693 | 0 | 0 | 0 | 0 | 250385.4403 | 0 | 0 | 0 | 0 | 271703.2948 | 0 | 0 | 0 | 0 | 0
| Retail Rate | cts/kWh | 0 | 0 | 0 | 0 | 0 | 0 | 0 | 18.5782 | 18.464 | 18.6579 | 18.7149 | 18.6785 | 0 | 19.3259 | 0 | 19.7531 | 0 | 19.7834 | 0 | 0 | 19.6712 | 0 | 0 | 0 | 0 | 19.652 | 0 | 0 | 0 | 0 | 20.1642 | 0 | 0 | 0 | 0 | 0
| Residential Rev Req at 40% Cost Allocatoin | $MM | 0 | 0 | 0 | 0 | 0 | 0 | 0 | 14803.1409 | 14965.395 | 15256.0236 | 15358.3923 | 15377.0462 | 0 | 15968.9549 | 0 | 16425.0004 | 0 | 16879.0855 | 0 | 0 | 17877.3122 | 0 | 0 | 0 | 0 | 19682.2894 | 0 | 0 | 0 | 0 | 21914.7325
| CAISO Residential Sales | GWh/yr | 0 | 0 | 0 | 0 | 0 | 63853.949 | 61408.0456 | 62433.7724 | 63819.5885 | 64649.9718 | 65084.9337 | 65520.028 | 65795.6416 | 66147.6527 | 66521.8953 | 67054.2752 | 66722.5465 | 67213.9454 | 67851.201 | 68488.4566 | 69125.7123 | 69762.9679 | 70400.2235 | 71037.4791 | 71674.7348 | 72311.9904 | 72949.246 | 73586.5016 | 74223.7573 | 74861.0129 | 76613.1096
| CAISO Average Residential Rate | $/kWh | 0 | 0 | 0 | 0 | 0 | 0 | 0 | 0.2371 | 0.2345 | 0.23598 | 0.23597 | 0.23469 | 0 | 0.24141 | 0 | 0.24495 | 0 | 0.25112 | 0 | 0 | 0.25862 | 0 | 0 | 0 | 0 | 0.27219 | 0 | 0 | 0 | 0 | 0.28604
| Residential Monthly Bill at 500 kWh/mo | $/mo | 0 | 0 | 0 | 0 | 0 | 0 | 0 | 118.5507 | 117.2477 | 117.9894 | 117.9873 | 117.3462 | 0 | 120.7069 | 0 | 122.4754 | 0 | 125.5624 | 0 | 0 | 129.3101 | 0 | 0 | 0 | 0 | 136.0928 | 0 | 0 | 0 | 0 | 143.0221
| Residential Monthly Bill at 600 kWh/mo | $/mo | 0 | 0 | 0 | 0 | 0 | 0 | 0 | 142.2609 | 140.6972 | 141.5873 | 141.5848 | 140.8154 | 0 | 144.8483 | 0 | 146.9705 | 0 | 150.6749 | 0 | 0 | 155.1722 | 0 | 0 | 0 | 0 | 163.3114 | 0 | 0 | 0 | 0 | 171.6265
| PV Revenue Requirement ($MM) | 285341.2906
| Baseline Thermal Fleet Fixed Costs | 6034.9899
| New Renewables Fixed Costs | 67883.8301
| New Storage Fixed Costs | 52454.9748
| New Thermal Fleet Fixed Costs | 496.49
| New DR Fixed Costs | 611.1142
| New Transmission Costs | 1621.5573
| Operational Costs | 27007.147
| Levelized Revenue Requirement ($MM/yr) | 15385.6705
| Baseline Thermal Fleet Fixed Costs | 325.4081
| New Renewables Fixed Costs | 3660.3123
| New Storage Fixed Costs | 2828.3848
| New Thermal Fleet Fixed Costs | 26.7709
| New DR Fixed Costs | 32.9514
| New Transmission Costs | 87.4348
| Operational Costs | 1456.2318
Retail Rate (cts/kWh) Results
| Component | Unit | 2015 | 2016 | 2017 | 2018 | 2019 | 2020 | 2021 | 2022 | 2023 | 2024 | 2025 | 2026 | 2027 | 2028 | 2029 | 2030 | 2031 | 2032 | 2033 | 2034 | 2035 | 2036 | 2037 | 2038 | 2039 | 2040 | 2041 | 2042 | 2043 | 2044 | 2045 | 2046 | 2047 | 2048 | 2049 | 2050
| Baseline Non-Modeled Costs | cts/kWh | 0 | 0 | 0 | 0 | 0 | 0 | 0 | 16.4303 | 16.176 | 16.0144 | 15.8532 | 15.7491 | 0 | 16.0945 | 0 | 16.4612 | 0 | 16.437 | 0 | 0 | 16.0225 | 0 | 0 | 0 | 0 | 15.5274 | 0 | 0 | 0 | 0 | 15.3381 | 0 | 0 | 0 | 0 | 0
| DSM Non-Modeled Costs | cts/kWh | 0 | 0 | 0 | 0 | 0 | 0 | 0 | 0.11544 | 0.12688 | 0.13573 | 0.14139 | 0.14714 | 0 | 0.15652 | 0 | 0.1669 | 0 | 0.17338 | 0 | 0 | 0.1555 | 0 | 0 | 0 | 0 | 0.12781 | 0 | 0 | 0 | 0 | 0.085263 | 0 | 0 | 0 | 0 | 0
| Baseline Thermal Fleet Fixed Costs | cts/kWh | 0 | 0 | 0 | 0 | 0 | 0 | 0 | 0.18113 | 0.17806 | 0.15954 | 0.15684 | 0.15592 | 0 | 0.15535 | 0 | 0.15437 | 0 | 0.15045 | 0 | 0 | 0.14125 | 0 | 0 | 0 | 0 | 0.12817 | 0 | 0 | 0 | 0 | 0.11811 | 0 | 0 | 0 | 0 | 0
| New Renewables Fixed Costs | cts/kWh | 0 | 0 | 0 | 0 | 0 | 0 | 0 | 0.26153 | 0.40795 | 0.46836 | 0.66698 | 0.6933 | 0 | 0.95892 | 0 | 1.2161 | 0 | 1.4086 | 0 | 0 | 1.582 | 0 | 0 | 0 | 0 | 1.8769 | 0 | 0 | 0 | 0 | 2.5001 | 0 | 0 | 0 | 0 | 0
| New Storage Fixed Costs | cts/kWh | 0 | 0 | 0 | 0 | 0 | 0 | 0 | 0.17696 | 0.29036 | 0.5572 | 0.63046 | 0.65343 | 0 | 0.77821 | 0 | 0.79254 | 0 | 0.82717 | 0 | 0 | 1.0859 | 0 | 0 | 0 | 0 | 1.5143 | 0 | 0 | 0 | 0 | 1.9813 | 0 | 0 | 0 | 0 | 0
| New Thermal Fleet Fixed Costs | cts/kWh | 0 | 0 | 0 | 0 | 0 | 0 | 0 | 1.2057e-07 | 1.2157e-07 | 1.2336e-07 | 1.255e-07 | 1.2746e-07 | 0 | 2.0845e-05 | 0 | 2.0719e-05 | 0 | 2.0195e-05 | 0 | 0 | 1.8962e-05 | 0 | 0 | 0 | 0 | 1.7214e-05 | 0 | 0 | 0 | 0 | 0.035792 | 0 | 0 | 0 | 0 | 0
| Operating Cost | cts/kWh | 0 | 0 | 0 | 0 | 0 | 0 | 0 | 1.4066 | 1.2787 | 1.3086 | 1.2486 | 1.2622 | 0 | 1.1629 | 0 | 0.94265 | 0 | 0.76749 | 0 | 0 | 0.66429 | 0 | 0 | 0 | 0 | 0.45806 | 0 | 0 | 0 | 0 | -0.019878 | 0 | 0 | 0 | 0 | 0
| Total Revenue Requirement | cts/kWh | 0 | 0 | 0 | 0 | 0 | 0 | 0 | 18.5782 | 18.464 | 18.6579 | 18.7149 | 18.6785 | 0 | 19.3259 | 0 | 19.7531 | 0 | 19.7834 | 0 | 0 | 19.6712 | 0 | 0 | 0 | 0 | 19.652 | 0 | 0 | 0 | 0 | 20.1642 | 0 | 0 | 0 | 0 | 0
Total Revenue Requirement by Component
| Component | Unit | 2015 | 2016 | 2017 | 2018 | 2019 | 2020 | 2021 | 2022 | 2023 | 2024 | 2025 | 2026 | 2027 | 2028 | 2029 | 2030 | 2031 | 2032 | 2033 | 2034 | 2035 | 2036 | 2037 | 2038 | 2039 | 2040 | 2041 | 2042 | 2043 | 2044 | 2045 | 2046 | 2047 | 2048 | 2049 | 2050
| Distribution | $MM | 0 | 0 | 0 | 0 | 0 | 12908.9212 | 14687.3833 | 15334.5865 | 15511.3854 | 15689.7978 | 16086.912 | 16493.6143 | 16907.9758 | 17331.1778 | 17765.9547 | 18212.4174 | 18631.6249 | 19062.7983 | 19485.5363 | 19917.786 | 20359.7645 | 20811.6937 | 21273.8007 | 21746.3179 | 22229.483 | 22723.5393 | 23228.7357 | 23745.3267 | 24273.5729 | 24813.7408 | 25319.3014 | 25893.552 | 26480.9569 | 27081.8203 | 27696.4534 | 28325.1747
| Transmission | $MM | 0 | 0 | 0 | 0 | 0 | 3964.5973 | 3462.2443 | 4024.4139 | 4086.0143 | 4105.4531 | 4132.3696 | 4157.4074 | 4180.6316 | 4219.1752 | 4297.1981 | 4379.5047 | 4423.8944 | 4468.9275 | 4514.6137 | 4560.9628 | 4607.9847 | 4655.6894 | 4704.0872 | 4753.1886 | 4803.004 | 4853.5441 | 4904.8198 | 4956.8421 | 5009.6222 | 5063.1716 | 5117.5016 | 5172.6241 | 5228.5509 | 5285.2941 | 5342.8659 | 5401.2788
| Generation | $MM | 0 | 0 | 0 | 0 | 0 | 10848.6594 | 11226.1949 | 15454.0768 | 15658.7785 | 16252.4884 | 16105.6357 | 15742.2905 | 10014.2027 | 16364.6037 | 10011.6385 | 16504.3424 | 10008.1522 | 16776.1029 | 10008.1522 | 10008.1522 | 17944.6504 | 10008.1522 | 10008.1522 | 10008.1522 | 10008.1522 | 20015.6415 | 10008.1522 | 10008.1522 | 10008.1522 | 10008.1522 | 22889.0857 | 10008.1522 | 10008.1522 | 10008.1522 | 10008.1522 | 9997.4463
| DSM Programs | $MM | 0 | 0 | 0 | 0 | 0 | 0 | 0 | 0 | 0 | 0 | 0 | 0 | 0 | 0 | 0 | 0 | 0 | 0 | 0 | 0 | 0 | 0 | 0 | 0 | 0 | 0 | 0 | 0 | 0 | 0 | 0 | 0 | 0 | 0 | 0 | 0
| Other | $MM | 0 | 0 | 0 | 0 | 0 | 2065.7814 | 2230.8465 | 2194.7749 | 2157.3092 | 2092.3198 | 2071.0636 | 2049.3032 | 2028.166 | 2007.4304 | 1986.2448 | 1966.2364 | 1927.6827 | 1889.885 | 1852.8285 | 1816.4985 | 1780.8809 | 1745.9616 | 1711.7271 | 1678.1638 | 1645.2587 | 1612.9987 | 1581.3713 | 1550.364 | 1519.9647 | 1490.1615 | 1460.9426 | 1432.2967 | 1404.2124 | 1376.6788 | 1349.6851 | 1323.2207
| Total Revenue Requirement | $MM | 0 | 0 | 0 | 0 | 0 | 29787.9593 | 31606.669 | 37007.8521 | 37413.4874 | 38140.0591 | 38395.9808 | 38442.6154 | 33130.9761 | 39922.3871 | 34061.0361 | 41062.5009 | 34991.3543 | 42197.7137 | 35861.1307 | 36303.3995 | 44693.2804 | 37221.4969 | 37697.7672 | 38185.8225 | 38685.8978 | 49205.7235 | 39723.0789 | 40260.685 | 40811.312 | 41375.2261 | 54786.8314 | 42506.625 | 43121.8725 | 43751.9455 | 44397.1567 | 45047.1206
| Customer Costs | $MM | 0 | 0 | 0 | 0 | 0 | 1931.3567 | 2081.6445 | 2196.5772 | 2317.4175 | 2424.5797 | 2525.9154 | 2646.045 | 2757.0801 | 2859.1899 | 2953.7183 | 3042.1571 | 3138.7285 | 3233.3274 | 3327.0404 | 3419.8789 | 3511.8318 | 3602.8993 | 3693.0925 | 3782.4005 | 3870.8234 | 3958.3502 | 4044.9921 | 4130.7493 | 4215.622 | 4299.6101 | 4382.714 | 4464.9448 | 4546.2805 | 4626.7323 | 4706.3003 | 4784.9848
| Total Resource Cost | $MM | 0 | 0 | 0 | 0 | 0 | 31719.316 | 33688.3135 | 39204.4293 | 39730.9049 | 40564.6388 | 40921.8962 | 41088.6604 | 35888.0562 | 42781.577 | 37014.7544 | 44104.658 | 38130.0828 | 45431.0411 | 39188.1711 | 39723.2785 | 48205.1123 | 40824.3962 | 41390.8598 | 41968.223 | 42556.7213 | 53164.0737 | 43768.071 | 44391.4343 | 45026.934 | 45674.8362 | 59169.5454 | 46971.5698 | 47668.153 | 48378.6777 | 49103.457 | 49832.1054
Total Retail Rate by Component
| Component | Unit | 2015 | 2016 | 2017 | 2018 | 2019 | 2020 | 2021 | 2022 | 2023 | 2024 | 2025 | 2026 | 2027 | 2028 | 2029 | 2030 | 2031 | 2032 | 2033 | 2034 | 2035 | 2036 | 2037 | 2038 | 2039 | 2040 | 2041 | 2042 | 2043 | 2044 | 2045 | 2046 | 2047 | 2048 | 2049 | 2050
| Distribution | cts/kWh | 0 | 0 | 0 | 0 | 0 | 0 | 0 | 7.6981 | 7.6551 | 7.6754 | 7.8411 | 8.0139 | 0 | 8.3898 | 0 | 8.7611 | 0 | 8.9371 | 0 | 0 | 8.9611 | 0 | 0 | 0 | 0 | 9.0754 | 0 | 0 | 0 | 0 | 9.3187 | 0 | 0 | 0 | 0 | 0
| Transmission | cts/kWh | 0 | 0 | 0 | 0 | 0 | 0 | 0 | 2.0203 | 2.0165 | 2.0084 | 2.0142 | 2.02 | 0 | 2.0424 | 0 | 2.1068 | 0 | 2.0951 | 0 | 0 | 2.0281 | 0 | 0 | 0 | 0 | 1.9384 | 0 | 0 | 0 | 0 | 1.8835 | 0 | 0 | 0 | 0 | 0
| Generation | cts/kWh | 0 | 0 | 0 | 0 | 0 | 0 | 0 | 7.758 | 7.7278 | 7.9506 | 7.8502 | 7.6489 | 0 | 7.9219 | 0 | 7.9394 | 0 | 7.8651 | 0 | 0 | 7.8981 | 0 | 0 | 0 | 0 | 7.9939 | 0 | 0 | 0 | 0 | 8.4243 | 0 | 0 | 0 | 0 | 0
| DSM Programs | cts/kWh | 0 | 0 | 0 | 0 | 0 | 0 | 0 | 0 | 0 | 0 | 0 | 0 | 0 | 0 | 0 | 0 | 0 | 0 | 0 | 0 | 0 | 0 | 0 | 0 | 0 | 0 | 0 | 0 | 0 | 0 | 0 | 0 | 0 | 0 | 0 | 0
| Other | cts/kWh | 0 | 0 | 0 | 0 | 0 | 0 | 0 | 1.1018 | 1.0647 | 1.0236 | 1.0095 | 0.99571 | 0 | 0.97177 | 0 | 0.94586 | 0 | 0.88603 | 0 | 0 | 0.78383 | 0 | 0 | 0 | 0 | 0.64421 | 0 | 0 | 0 | 0 | 0.5377 | 0 | 0 | 0 | 0 | 0
| Total Retail Rate | cts/kWh | 0 | 0 | 0 | 0 | 0 | 0 | 0 | 18.5782 | 18.464 | 18.6579 | 18.7149 | 18.6785 | 0 | 19.3259 | 0 | 19.7531 | 0 | 19.7834 | 0 | 0 | 19.6712 | 0 | 0 | 0 | 0 | 19.652 | 0 | 0 | 0 | 0 | 20.1642 | 0 | 0 | 0 | 0 | 0
Emissions Summary
Emissions by Physical Zone, excluding imports/exports
| Zone | Unit | 2015 | 2016 | 2017 | 2018 | 2019 | 2020 | 2021 | 2022 | 2023 | 2024 | 2025 | 2026 | 2027 | 2028 | 2029 | 2030 | 2031 | 2032 | 2033 | 2034 | 2035 | 2036 | 2037 | 2038 | 2039 | 2040 | 2041 | 2042 | 2043 | 2044 | 2045 | 2046 | 2047 | 2048 | 2049 | 2050
| CAISO | MMtCO2/Yr | 0 | 0 | 0 | 0 | 0 | 0 | 0 | 23.625 | 20.774 | 22.3731 | 21.2862 | 21.2362 | 0 | 18.7905 | 0 | 15.8829 | 0 | 14.7863 | 0 | 0 | 13.9743 | 0 | 0 | 0 | 0 | 11.9563 | 0 | 0 | 0 | 0 | 10.697 | 0 | 0 | 0 | 0 | 0
| LDWP | MMtCO2/Yr | 0 | 0 | 0 | 0 | 0 | 0 | 0 | 1.9041 | 1.9426 | 1.6285 | 1.5628 | 1.4593 | 0 | 1.273 | 0 | 1.2321 | 0 | 1.2451 | 0 | 0 | 1.1103 | 0 | 0 | 0 | 0 | 0.9721 | 0 | 0 | 0 | 0 | 0.6144 | 0 | 0 | 0 | 0 | 0
| BANC | MMtCO2/Yr | 0 | 0 | 0 | 0 | 0 | 0 | 0 | 0.85999 | 0.73773 | 0.66106 | 0.76803 | 0.72245 | 0 | 0.60527 | 0 | 0.54932 | 0 | 0.54806 | 0 | 0 | 0.56719 | 0 | 0 | 0 | 0 | 0.56253 | 0 | 0 | 0 | 0 | 0.55099 | 0 | 0 | 0 | 0 | 0
| IID | MMtCO2/Yr | 0 | 0 | 0 | 0 | 0 | 0 | 0 | 0.00074789 | 0.00072693 | 0.00074837 | 0.00076171 | 0.00053675 | 0 | 0.00041255 | 0 | 0.00041461 | 0 | 0.00034303 | 0 | 0 | 0.00022684 | 0 | 0 | 0 | 0 | 0.00019219 | 0 | 0 | 0 | 0 | 3.6314e-05 | 0 | 0 | 0 | 0 | 0
| SW | MMtCO2/Yr | 0 | 0 | 0 | 0 | 0 | 0 | 0 | 54.2372 | 56.6273 | 58.3054 | 59.2828 | 58.1099 | 0 | 59.8063 | 0 | 61.466 | 0 | 63.642 | 0 | 0 | 69.6427 | 0 | 0 | 0 | 0 | 72.4953 | 0 | 0 | 0 | 0 | 72.1133 | 0 | 0 | 0 | 0 | 0
| NW | MMtCO2/Yr | 0 | 0 | 0 | 0 | 0 | 0 | 0 | 47.394 | 49.0827 | 52.1204 | 51.4532 | 51.9024 | 0 | 49.3358 | 0 | 50.7405 | 0 | 51.3863 | 0 | 0 | 52.5268 | 0 | 0 | 0 | 0 | 60.926 | 0 | 0 | 0 | 0 | 58.4111 | 0 | 0 | 0 | 0 | 0
| CAISO_NW_Hydro | MMtCO2/Yr | 0 | 0 | 0 | 0 | 0 | 0 | 0 | 0 | 0 | 0 | 0 | 0 | 0 | 0 | 0 | 0 | 0 | 0 | 0 | 0 | 0 | 0 | 0 | 0 | 0 | 0 | 0 | 0 | 0 | 0 | 0 | 0 | 0 | 0 | 0 | 0
| Total | MMtCO2/Yr | 0 | 0 | 0 | 0 | 0 | 0 | 0 | 128.021 | 129.1651 | 135.0893 | 134.3537 | 133.4308 | 0 | 129.8113 | 0 | 129.8711 | 0 | 131.6081 | 0 | 0 | 137.8215 | 0 | 0 | 0 | 0 | 146.9124 | 0 | 0 | 0 | 0 | 142.3868 | 0 | 0 | 0 | 0 | 0
Total CAISO Emissions and Costs Summary
|  | Unit | 2015 | 2016 | 2017 | 2018 | 2019 | 2020 | 2021 | 2022 | 2023 | 2024 | 2025 | 2026 | 2027 | 2028 | 2029 | 2030 | 2031 | 2032 | 2033 | 2034 | 2035 | 2036 | 2037 | 2038 | 2039 | 2040 | 2041 | 2042 | 2043 | 2044 | 2045 | 2046 | 2047 | 2048 | 2049 | 2050
| GHG Emissions Target | MMtCO2/Yr | 0 | 0 | 0 | 0 | 0 | 0 | 0 | 46.9746 | 44.9902 | 43.0059 | 41.0216 | 39.0373 | 0 | 35.0686 | 0 | 31.1 | 0 | 28.5869 | 0 | 0 | 24.8172 | 0 | 0 | 0 | 0 | 18.5343 | 0 | 0 | 0 | 0 | 12.2515 | 0 | 0 | 0 | 0 | 0
| CAISO BTM CHP Emissions | MMtCO2/Yr | 0 | 0 | 0 | 0 | 0 | 0 | 0 | 4.9888 | 4.9462 | 4.9039 | 4.8621 | 4.8207 | 0 | 4.7391 | 0 | 4.6591 | 0 | 3.7273 | 0 | 0 | 2.3295 | 0 | 0 | 0 | 0 | 0 | 0 | 0 | 0 | 0 | 0 | 0 | 0 | 0 | 0 | 0
| GHG Emissions Target, net of BTM CHP | MMtCO2/Yr | 0 | 0 | 0 | 0 | 0 | 0 | 0 | 41.9857 | 40.0441 | 38.102 | 36.1595 | 34.2166 | 0 | 30.3296 | 0 | 26.4409 | 0 | 24.8596 | 0 | 0 | 22.4876 | 0 | 0 | 0 | 0 | 18.5343 | 0 | 0 | 0 | 0 | 12.2515 | 0 | 0 | 0 | 0 | 0
| CAISO Generator Emissions | MMtCO2/Yr | 0 | 0 | 0 | 0 | 0 | 0 | 0 | 23.625 | 20.774 | 22.3731 | 21.2862 | 21.2362 | 0 | 18.7905 | 0 | 15.8829 | 0 | 14.7863 | 0 | 0 | 13.9743 | 0 | 0 | 0 | 0 | 11.9563 | 0 | 0 | 0 | 0 | 10.697 | 0 | 0 | 0 | 0 | 0
| Import Emissions | MMtCO2/Yr | 0 | 0 | 0 | 0 | 0 | 0 | 0 | 8.1049 | 9.1005 | 9.2829 | 10.1531 | 10.2769 | 0 | 10.4443 | 0 | 10.558 | 0 | 10.0733 | 0 | 0 | 8.5133 | 0 | 0 | 0 | 0 | 6.578 | 0 | 0 | 0 | 0 | 1.5544 | 0 | 0 | 0 | 0 | 0
| Total CAISO Emissions | MMtCO2/Yr | 0 | 0 | 0 | 0 | 0 | 0 | 0 | 36.7187 | 34.8207 | 36.5599 | 36.3013 | 36.3338 | 0 | 33.9739 | 0 | 31.1 | 0 | 28.5868 | 0 | 0 | 24.8171 | 0 | 0 | 0 | 0 | 18.5343 | 0 | 0 | 0 | 0 | 12.2514 | 0 | 0 | 0 | 0 | 0
| Marginal GHG Cost | $/tCO2 | 0 | 0 | 0 | 0 | 0 | 0 | 0 | 0 | 0 | 0 | 0 | 0 | 0 | 0 | 0 | 37.88 | 0 | 86.55 | 0 | 0 | 93.92 | 0 | 0 | 0 | 0 | 100.59 | 0 | 0 | 0 | 0 | 269.38 | 0 | 0 | 0 | 0 | 0
| CARB Floor Carbon Price | $/tCO2 | 0 | 0 | 0 | 0 | 0 | 16.7767 | 17.6479 | 18.5472 | 19.5177 | 20.5286 | 21.6027 | 22.7423 | 23.9495 | 25.2247 | 26.5581 | 27.9576 | 29.4373 | 30.9954 | 32.6359 | 34.3632 | 36.182 | 38.097 | 40.1134 | 42.2365 | 44.472 | 46.8258 | 49.3042 | 51.9137 | 54.6614 | 57.5545 | 60.6007 | 63.8082 | 67.1854 | 70.7414 | 74.4856 | 78.4279
| Total GHG Abatement Cost | $/tCO2 | 0 | 0 | 0 | 0 | 0 | 16.7767 | 17.6479 | 18.5472 | 19.5177 | 20.5286 | 21.6027 | 22.7423 | 23.9495 | 25.2247 | 26.5581 | 65.8376 | 29.4373 | 117.5454 | 32.6359 | 34.3632 | 130.102 | 38.097 | 40.1134 | 42.2365 | 44.472 | 147.4158 | 49.3042 | 51.9137 | 54.6614 | 57.5545 | 329.9807 | 63.8082 | 67.1854 | 70.7414 | 74.4856 | 78.4279
CAISO Emissions by Fuel Type
|  | Unit | 2015 | 2016 | 2017 | 2018 | 2019 | 2020 | 2021 | 2022 | 2023 | 2024 | 2025 | 2026 | 2027 | 2028 | 2029 | 2030 | 2031 | 2032 | 2033 | 2034 | 2035 | 2036 | 2037 | 2038 | 2039 | 2040 | 2041 | 2042 | 2043 | 2044 | 2045 | 2046 | 2047 | 2048 | 2049 | 2050
| CAISO_CCGT1 | MMtCO2/Yr | 0 | 0 | 0 | 0 | 0 | 0 | 0 | 19.129 | 16.4571 | 18.3362 | 17.4623 | 17.6142 | 0 | 15.1684 | 0 | 12.2593 | 0 | 11.8864 | 0 | 0 | 12.1616 | 0 | 0 | 0 | 0 | 11.9492 | 0 | 0 | 0 | 0 | 9.5263 | 0 | 0 | 0 | 0 | 0
| CAISO_CCGT2 | MMtCO2/Yr | 0 | 0 | 0 | 0 | 0 | 0 | 0 | 0.0011501 | 0.0010951 | 0.0011144 | 0.0011335 | 0.00080536 | 0 | 0.00061984 | 0 | 0.00048969 | 0 | 0.00033466 | 0 | 0 | 0.00021963 | 0 | 0 | 0 | 0 | 0.00018245 | 0 | 0 | 0 | 0 | 2.8595e-05 | 0 | 0 | 0 | 0 | 0
| CAISO_Peaker1 | MMtCO2/Yr | 0 | 0 | 0 | 0 | 0 | 0 | 0 | 0.26617 | 0.16921 | 0.0021156 | 0.00061383 | 0.00046589 | 0 | 0.00031989 | 0 | 0.00026698 | 0 | 0.00018252 | 0 | 0 | 0.00012815 | 0 | 0 | 0 | 0 | 0.0001033 | 0 | 0 | 0 | 0 | 8.2789e-06 | 0 | 0 | 0 | 0 | 0
| CAISO_Peaker2 | MMtCO2/Yr | 0 | 0 | 0 | 0 | 0 | 0 | 0 | 0.00032867 | 0.00033634 | 0.00036763 | 0.00038133 | 0.00026195 | 0 | 0.00021355 | 0 | 0.00017527 | 0 | 0.00011717 | 0 | 0 | 7.0521e-05 | 0 | 0 | 0 | 0 | 6.2639e-05 | 0 | 0 | 0 | 0 | 3.4994e-06 | 0 | 0 | 0 | 0 | 0
| CAISO_Advanced_CCGT | MMtCO2/Yr | 0 | 0 | 0 | 0 | 0 | 0 | 0 | 0 | 0 | 0 | 0 | 0 | 0 | 0.00064871 | 0 | 0.00060861 | 0 | 0.00060679 | 0 | 0 | 0.0005879 | 0 | 0 | 0 | 0 | 0.00055752 | 0 | 0 | 0 | 0 | 1.1706 | 0 | 0 | 0 | 0 | 0
| CAISO_Aero_CT | MMtCO2/Yr | 0 | 0 | 0 | 0 | 0 | 0 | 0 | 0 | 0 | 0 | 0 | 0 | 0 | 0.00015568 | 0 | 0.00013932 | 0 | 0.00011546 | 0 | 0 | 9.0879e-05 | 0 | 0 | 0 | 0 | 8.0089e-05 | 0 | 0 | 0 | 0 | 7.4157e-06 | 0 | 0 | 0 | 0 | 0
| CAISO_Reciprocating_Engine | MMtCO2/Yr | 0 | 0 | 0 | 0 | 0 | 0 | 0 | 0.032518 | 0.025872 | 0.0055546 | 0.0058627 | 0.0058282 | 0 | 0.0054325 | 0 | 0.0072156 | 0 | 0.006799 | 0 | 0 | 0.004227 | 0 | 0 | 0 | 0 | 0.0060976 | 0 | 0 | 0 | 0 | 1.1926e-05 | 0 | 0 | 0 | 0 | 0
| CAISO_Coal | MMtCO2/Yr | 0 | 0 | 0 | 0 | 0 | 0 | 0 | 0.002073 | 0.0016781 | 0.0019043 | 0 | 0 | 0 | 0 | 0 | 0 | 0 | 0 | 0 | 0 | 0 | 0 | 0 | 0 | 0 | 0 | 0 | 0 | 0 | 0 | 0 | 0 | 0 | 0 | 0 | 0
| CAISO_ST | MMtCO2/Yr | 0 | 0 | 0 | 0 | 0 | 0 | 0 | 0.0007707 | 0.00075093 | 0 | 0 | 0 | 0 | 0 | 0 | 0 | 0 | 0 | 0 | 0 | 0 | 0 | 0 | 0 | 0 | 0 | 0 | 0 | 0 | 0 | 0 | 0 | 0 | 0 | 0 | 0
| CAISO_CHP | MMtCO2/Yr | 0 | 0 | 0 | 0 | 0 | 0 | 0 | 4.193 | 4.118 | 4.0259 | 3.8159 | 3.6147 | 0 | 3.6147 | 0 | 3.6147 | 0 | 2.8917 | 0 | 0 | 1.8073 | 0 | 0 | 0 | 0 | 0 | 0 | 0 | 0 | 0 | 0 | 0 | 0 | 0 | 0 | 0
| CAISO Generation Emissions | MMtCO2/Yr | 0 | 0 | 0 | 0 | 0 | 0 | 0 | 23.625 | 20.774 | 22.3731 | 21.2862 | 21.2362 | 0 | 18.7905 | 0 | 15.8829 | 0 | 14.7863 | 0 | 0 | 13.9743 | 0 | 0 | 0 | 0 | 11.9563 | 0 | 0 | 0 | 0 | 10.697 | 0 | 0 | 0 | 0 | 0
Fuel Consumption (total, incl. starts)
| CAISO_CCGT1 | TBtu/yr | 0 | 0 | 0 | 0 | 0 | 0 | 0 | 360.9249 | 310.5115 | 345.9655 | 329.4775 | 332.3425 | 0 | 286.1962 | 0 | 231.3074 | 0 | 224.2714 | 0 | 0 | 229.4643 | 0 | 0 | 0 | 0 | 225.4562 | 0 | 0 | 0 | 0 | 179.7425 | 0 | 0 | 0 | 0 | 0
| CAISO_CCGT2 | TBtu/yr | 0 | 0 | 0 | 0 | 0 | 0 | 0 | 0.021664 | 0.020624 | 0.021027 | 0.021379 | 0.015168 | 0 | 0.011667 | 0 | 0.0092033 | 0 | 0.0062209 | 0 | 0 | 0.0041592 | 0 | 0 | 0 | 0 | 0.0035662 | 0 | 0 | 0 | 0 | 0.00067855 | 0 | 0 | 0 | 0 | 0
| CAISO_Peaker1 | TBtu/yr | 0 | 0 | 0 | 0 | 0 | 0 | 0 | 5.0221 | 3.1926 | 0.039925 | 0.011575 | 0.0087723 | 0 | 0.0060148 | 0 | 0.0050441 | 0 | 0.0034824 | 0 | 0 | 0.0024029 | 0 | 0 | 0 | 0 | 0.0019396 | 0 | 0 | 0 | 0 | 0.00037892 | 0 | 0 | 0 | 0 | 0
| CAISO_Peaker2 | TBtu/yr | 0 | 0 | 0 | 0 | 0 | 0 | 0 | 0.0062913 | 0.0063869 | 0.0068104 | 0.0070712 | 0.0050171 | 0 | 0.0039688 | 0 | 0.0031686 | 0 | 0.0021541 | 0 | 0 | 0.0014685 | 0 | 0 | 0 | 0 | 0.0012734 | 0 | 0 | 0 | 0 | 0.00027125 | 0 | 0 | 0 | 0 | 0
| CAISO_Advanced_CCGT | TBtu/yr | 0 | 0 | 0 | 0 | 0 | 0 | 0 | 8.76e-05 | 8.76e-05 | 8.76e-05 | 8.76e-05 | 8.76e-05 | 0 | 0.012193 | 0 | 0.011552 | 0 | 0.011299 | 0 | 0 | 0.011164 | 0 | 0 | 0 | 0 | 0.010651 | 0 | 0 | 0 | 0 | 22.0864 | 0 | 0 | 0 | 0 | 0
| CAISO_Aero_CT | TBtu/yr | 0 | 0 | 0 | 0 | 0 | 0 | 0 | 8.76e-05 | 8.76e-05 | 8.76e-05 | 8.76e-05 | 8.76e-05 | 0 | 0.0030945 | 0 | 0.0027523 | 0 | 0.0022341 | 0 | 0 | 0.0017383 | 0 | 0 | 0 | 0 | 0.0015545 | 0 | 0 | 0 | 0 | 0.00037726 | 0 | 0 | 0 | 0 | 0
| CAISO_Reciprocating_Engine | TBtu/yr | 0 | 0 | 0 | 0 | 0 | 0 | 0 | 0.61353 | 0.48812 | 0.10481 | 0.11069 | 0.10999 | 0 | 0.10253 | 0 | 0.13617 | 0 | 0.12842 | 0 | 0 | 0.079799 | 0 | 0 | 0 | 0 | 0.1151 | 0 | 0 | 0 | 0 | 0.00044261 | 0 | 0 | 0 | 0 | 0
| CAISO_ST | TBtu/yr | 0 | 0 | 0 | 0 | 0 | 0 | 0 | 0.014678 | 0.014143 | 0 | 0 | 0 | 0 | 0 | 0 | 0 | 0 | 0 | 0 | 0 | 0 | 0 | 0 | 0 | 0 | 0 | 0 | 0 | 0 | 0 | 0 | 0 | 0 | 0 | 0 | 0
| CAISO_Coal | TBtu/yr | 0 | 0 | 0 | 0 | 0 | 0 | 0 | 0.0221 | 0.017837 | 0.020275 | 0 | 0 | 0 | 0 | 0 | 0 | 0 | 0 | 0 | 0 | 0 | 0 | 0 | 0 | 0 | 0 | 0 | 0 | 0 | 0 | 0 | 0 | 0 | 0 | 0 | 0
| CAISO_CHP | TBtu/yr | 0 | 0 | 0 | 0 | 0 | 0 | 0 | 79.1124 | 77.6976 | 75.9602 | 71.9974 | 68.2018 | 0 | 68.2018 | 0 | 68.2018 | 0 | 54.5614 | 0 | 0 | 34.1009 | 0 | 0 | 0 | 0 | 0 | 0 | 0 | 0 | 0 | 0 | 0 | 0 | 0 | 0 | 0
Fuel Consumption (only starts, portion of above)
| CAISO_CCGT1 | TBtu/yr | 0 | 0 | 0 | 0 | 0 | 0 | 0 | 0.034243 | 0.028458 | 0.014867 | 0.02225 | 0.034469 | 0 | 0.00025549 | 0 | 0.52768 | 0 | 2.6471 | 0 | 0 | 1.9625 | 0 | 0 | 0 | 0 | 0.99415 | 0 | 0 | 0 | 0 | 1.6345 | 0 | 0 | 0 | 0 | 0
| CAISO_CCGT2 | TBtu/yr | 0 | 0 | 0 | 0 | 0 | 0 | 0 | 0.00032776 | 0.00034283 | 0.00029774 | 0.00032329 | 0.00023502 | 0 | 0.00018711 | 0 | 0.00020331 | 0 | 0.00016877 | 0 | 0 | 0.00010656 | 0 | 0 | 0 | 0 | 8.4291e-05 | 0 | 0 | 0 | 0 | 9.6542e-06 | 0 | 0 | 0 | 0 | 0
| CAISO_Peaker1 | TBtu/yr | 0 | 0 | 0 | 0 | 0 | 0 | 0 | 0.69128 | 0.45906 | 0.0046972 | 0.00041315 | 0.00037404 | 0 | 0.00017074 | 0 | 0.00017205 | 0 | 0.00012667 | 0 | 0 | 8.4077e-05 | 0 | 0 | 0 | 0 | 6.2855e-05 | 0 | 0 | 0 | 0 | 5.6455e-06 | 0 | 0 | 0 | 0 | 0
| CAISO_Peaker2 | TBtu/yr | 0 | 0 | 0 | 0 | 0 | 0 | 0 | 0.00013657 | 0.00014413 | 0.00015001 | 0.00015998 | 0.00011059 | 0 | 8.6253e-05 | 0 | 9.1293e-05 | 0 | 6.6481e-05 | 0 | 0 | 4.3437e-05 | 0 | 0 | 0 | 0 | 4.0213e-05 | 0 | 0 | 0 | 0 | 4.4874e-06 | 0 | 0 | 0 | 0 | 0
| CAISO_Advanced_CCGT | TBtu/yr | 0 | 0 | 0 | 0 | 0 | 0 | 0 | 0 | 0 | 0 | 0 | 0 | 0 | 0.00017608 | 0 | 0.00021612 | 0 | 0.00029637 | 0 | 0 | 0.00027589 | 0 | 0 | 0 | 0 | 0.00025808 | 0 | 0 | 0 | 0 | 0.68866 | 0 | 0 | 0 | 0 | 0
| CAISO_Aero_CT | TBtu/yr | 0 | 0 | 0 | 0 | 0 | 0 | 0 | 0 | 0 | 0 | 0 | 0 | 0 | 0.00021224 | 0 | 0.00020247 | 0 | 0.00016722 | 0 | 0 | 0.00013121 | 0 | 0 | 0 | 0 | 0.00011901 | 0 | 0 | 0 | 0 | 2.2415e-05 | 0 | 0 | 0 | 0 | 0
| CAISO_Reciprocating_Engine | TBtu/yr | 0 | 0 | 0 | 0 | 0 | 0 | 0 | 0.063102 | 0.059673 | 0.014986 | 0.016078 | 0.016501 | 0 | 0.015949 | 0 | 0.021443 | 0 | 0.019575 | 0 | 0 | 0.012588 | 0 | 0 | 0 | 0 | 0.015184 | 0 | 0 | 0 | 0 | 1.7228e-05 | 0 | 0 | 0 | 0 | 0
| CAISO_ST | TBtu/yr | 0 | 0 | 0 | 0 | 0 | 0 | 0 | 0.00028423 | 0.00029305 | 0 | 0 | 0 | 0 | 0 | 0 | 0 | 0 | 0 | 0 | 0 | 0 | 0 | 0 | 0 | 0 | 0 | 0 | 0 | 0 | 0 | 0 | 0 | 0 | 0 | 0 | 0
| CAISO_Coal | TBtu/yr | 0 | 0 | 0 | 0 | 0 | 0 | 0 | 0.0002353 | 0.00023477 | 0.00023505 | 0 | 0 | 0 | 0 | 0 | 0 | 0 | 0 | 0 | 0 | 0 | 0 | 0 | 0 | 0 | 0 | 0 | 0 | 0 | 0 | 0 | 0 | 0 | 0 | 0 | 0
| CAISO_CHP | TBtu/yr | 0 | 0 | 0 | 0 | 0 | 0 | 0 | 0 | 0 | 0 | 0 | 0 | 0 | 0 | 0 | 0 | 0 | 0 | 0 | 0 | 0 | 0 | 0 | 0 | 0 | 0 | 0 | 0 | 0 | 0 | 0 | 0 | 0 | 0 | 0 | 0
Average GHG Emissions Factor
| CAISO_CCGT1 | tCO2/MWh | 0 | 0 | 0 | 0 | 0 | 0 | 0 | 0.38205 | 0.38158 | 0.38018 | 0.38065 | 0.38077 | 0 | 0.38078 | 0 | 0.3818 | 0 | 0.38454 | 0 | 0 | 0.38383 | 0 | 0 | 0 | 0 | 0.38095 | 0 | 0 | 0 | 0 | 0.38351 | 0 | 0 | 0 | 0 | 0
| CAISO_CCGT2 | tCO2/MWh | 0 | 0 | 0 | 0 | 0 | 0 | 0 | 0.48268 | 0.4837 | 0.47862 | 0.48023 | 0.48295 | 0 | 0.48018 | 0 | 0.48227 | 0 | 0.492 | 0 | 0 | 0.47837 | 0 | 0 | 0 | 0 | 0.45668 | 0 | 0 | 0 | 0 | 0.40623 | 0 | 0 | 0 | 0 | 0
| CAISO_Peaker1 | tCO2/MWh | 0 | 0 | 0 | 0 | 0 | 0 | 0 | 0.61569 | 0.62355 | 0.60184 | 0.53537 | 0.53974 | 0 | 0.53278 | 0 | 0.53227 | 0 | 0.52513 | 0 | 0 | 0.54404 | 0 | 0 | 0 | 0 | 0.54295 | 0 | 0 | 0 | 0 | 0.29252 | 0 | 0 | 0 | 0 | 0
| CAISO_Peaker2 | tCO2/MWh | 0 | 0 | 0 | 0 | 0 | 0 | 0 | 0.65999 | 0.66626 | 0.69003 | 0.68175 | 0.65394 | 0 | 0.68558 | 0 | 0.70319 | 0 | 0.69211 | 0 | 0 | 0.60004 | 0 | 0 | 0 | 0 | 0.62848 | 0 | 0 | 0 | 0 | 0.40952 | 0 | 0 | 0 | 0 | 0
| CAISO_Advanced_CCGT | tCO2/MWh | 0 | 0 | 0 | 0 | 0 | 0 | 0 | 0 | 0 | 0 | 0 | 0 | 0 | 0.3884 | 0 | 0.38654 | 0 | 0.3906 | 0 | 0 | 0.37951 | 0 | 0 | 0 | 0 | 0.37501 | 0 | 0 | 0 | 0 | 0.37438 | 0 | 0 | 0 | 0 | 0
| CAISO_Aero_CT | tCO2/MWh | 0 | 0 | 0 | 0 | 0 | 0 | 0 | 0 | 0 | 0 | 0 | 0 | 0 | 0.58809 | 0 | 0.59177 | 0 | 0.60553 | 0 | 0 | 0.61936 | 0 | 0 | 0 | 0 | 0.63721 | 0 | 0 | 0 | 0 | 0.35804 | 0 | 0 | 0 | 0 | 0
| CAISO_Reciprocating_Engine | tCO2/MWh | 0 | 0 | 0 | 0 | 0 | 0 | 0 | 0.53316 | 0.54613 | 0.56149 | 0.56317 | 0.56646 | 0 | 0.57028 | 0 | 0.5718 | 0 | 0.56651 | 0 | 0 | 0.57239 | 0 | 0 | 0 | 0 | 0.54924 | 0 | 0 | 0 | 0 | 0.33602 | 0 | 0 | 0 | 0 | 0
| CAISO_ST | tCO2/MWh | 0 | 0 | 0 | 0 | 0 | 0 | 0 | 0.66087 | 0.67436 | 0 | 0 | 0 | 0 | 0 | 0 | 0 | 0 | 0 | 0 | 0 | 0 | 0 | 0 | 0 | 0 | 0 | 0 | 0 | 0 | 0 | 0 | 0 | 0 | 0 | 0 | 0
| CAISO_CHP | tCO2/MWh | 0 | 0 | 0 | 0 | 0 | 0 | 0 | 0.40312 | 0.40312 | 0.40312 | 0.40312 | 0.40312 | 0 | 0.40312 | 0 | 0.40312 | 0 | 0.40312 | 0 | 0 | 0.40312 | 0 | 0 | 0 | 0 | 0 | 0 | 0 | 0 | 0 | 0 | 0 | 0 | 0 | 0 | 0
| CAISO_Coal | tCO2/MWh | 0 | 0 | 0 | 0 | 0 | 0 | 0 | 0.99345 | 0.9978 | 0.98869 | 0 | 0 | 0 | 0 | 0 | 0 | 0 | 0 | 0 | 0 | 0 | 0 | 0 | 0 | 0 | 0 | 0 | 0 | 0 | 0 | 0 | 0 | 0 | 0 | 0 | 0
| Unspecified emissions | tCO2/MWh | 0 | 0 | 0 | 0 | 0 | 0 | 0 | 0.428 | 0.428 | 0.428 | 0.428 | 0.428 | 0 | 0.428 | 0 | 0.428 | 0 | 0.428 | 0 | 0 | 0.428 | 0 | 0 | 0 | 0 | 0.428 | 0 | 0 | 0 | 0 | 0.428 | 0 | 0 | 0 | 0 | 0
Average Heat Rate
| CAISO_CCGT1 | MMBtu/MWh | 0 | 0 | 0 | 0 | 0 | 0 | 0 | 7.2084 | 7.1995 | 7.1732 | 7.1821 | 7.1843 | 0 | 7.1845 | 0 | 7.2038 | 0 | 7.2554 | 0 | 0 | 7.2421 | 0 | 0 | 0 | 0 | 7.1877 | 0 | 0 | 0 | 0 | 7.236 | 0 | 0 | 0 | 0 | 0
| CAISO_CCGT2 | MMBtu/MWh | 0 | 0 | 0 | 0 | 0 | 0 | 0 | 9.092 | 9.1092 | 9.0312 | 9.0573 | 9.0956 | 0 | 9.0379 | 0 | 9.064 | 0 | 9.1456 | 0 | 0 | 9.059 | 0 | 0 | 0 | 0 | 8.9265 | 0 | 0 | 0 | 0 | 9.6398 | 0 | 0 | 0 | 0 | 0
| CAISO_Peaker1 | MMBtu/MWh | 0 | 0 | 0 | 0 | 0 | 0 | 0 | 11.6168 | 11.7651 | 11.3576 | 10.0954 | 10.1629 | 0 | 10.0177 | 0 | 10.0562 | 0 | 10.0192 | 0 | 0 | 10.2011 | 0 | 0 | 0 | 0 | 10.1946 | 0 | 0 | 0 | 0 | 13.3886 | 0 | 0 | 0 | 0 | 0
| CAISO_Peaker2 | MMBtu/MWh | 0 | 0 | 0 | 0 | 0 | 0 | 0 | 12.6334 | 12.6518 | 12.7828 | 12.642 | 12.5248 | 0 | 12.7418 | 0 | 12.7121 | 0 | 12.7244 | 0 | 0 | 12.4946 | 0 | 0 | 0 | 0 | 12.7759 | 0 | 0 | 0 | 0 | 31.7422 | 0 | 0 | 0 | 0 | 0
| CAISO_Advanced_CCGT | MMBtu/MWh | 0 | 0 | 0 | 0 | 0 | 0 | 0 | 0 | 0 | 0 | 0 | 0 | 0 | 7.3004 | 0 | 7.3368 | 0 | 7.2731 | 0 | 0 | 7.2068 | 0 | 0 | 0 | 0 | 7.1641 | 0 | 0 | 0 | 0 | 7.0638 | 0 | 0 | 0 | 0 | 0
| CAISO_Aero_CT | MMBtu/MWh | 0 | 0 | 0 | 0 | 0 | 0 | 0 | 0 | 0 | 0 | 0 | 0 | 0 | 11.6894 | 0 | 11.6906 | 0 | 11.7174 | 0 | 0 | 11.8469 | 0 | 0 | 0 | 0 | 12.3683 | 0 | 0 | 0 | 0 | 18.2149 | 0 | 0 | 0 | 0 | 0
| CAISO_Reciprocating_Engine | MMBtu/MWh | 0 | 0 | 0 | 0 | 0 | 0 | 0 | 10.0595 | 10.3037 | 10.5947 | 10.633 | 10.6903 | 0 | 10.7632 | 0 | 10.791 | 0 | 10.6999 | 0 | 0 | 10.8056 | 0 | 0 | 0 | 0 | 10.3672 | 0 | 0 | 0 | 0 | 12.4703 | 0 | 0 | 0 | 0 | 0
| CAISO_ST | MMBtu/MWh | 0 | 0 | 0 | 0 | 0 | 0 | 0 | 12.5866 | 12.7005 | 0 | 0 | 0 | 0 | 0 | 0 | 0 | 0 | 0 | 0 | 0 | 0 | 0 | 0 | 0 | 0 | 0 | 0 | 0 | 0 | 0 | 0 | 0 | 0 | 0 | 0 | 0
| CAISO_Coal | MMBtu/MWh | 0 | 0 | 0 | 0 | 0 | 0 | 0 | 10.591 | 10.6057 | 10.5263 | 0 | 0 | 0 | 0 | 0 | 0 | 0 | 0 | 0 | 0 | 0 | 0 | 0 | 0 | 0 | 0 | 0 | 0 | 0 | 0 | 0 | 0 | 0 | 0 | 0 | 0
| CAISO_CHP | MMBtu/MWh | 0 | 0 | 0 | 0 | 0 | 0 | 0 | 7.606 | 7.606 | 7.606 | 7.606 | 7.606 | 0 | 7.606 | 0 | 7.606 | 0 | 7.606 | 0 | 0 | 7.606 | 0 | 0 | 0 | 0 | 0 | 0 | 0 | 0 | 0 | 0 | 0 | 0 | 0 | 0 | 0
Shift DR Summary
Shift DR Shift Results
| Metric | Unit | 2015 | 2016 | 2017 | 2018 | 2019 | 2020 | 2021 | 2022 | 2023 | 2024 | 2025 | 2026 | 2027 | 2028 | 2029 | 2030 | 2031 | 2032 | 2033 | 2034 | 2035 | 2036 | 2037 | 2038 | 2039 | 2040 | 2041 | 2042 | 2043 | 2044 | 2045 | 2046 | 2047 | 2048 | 2049 | 2050
| Shift DR | MWh daily energy shift
| Max. Dispatch Fraction in one hr | -
| Max Hourly Shift DR | MW
Objective Function Summary
Objective Function Cost Summary
| Component | Unit | 2015 | 2016 | 2017 | 2018 | 2019 | 2020 | 2021 | 2022 | 2023 | 2024 | 2025 | 2026 | 2027 | 2028 | 2029 | 2030 | 2031 | 2032 | 2033 | 2034 | 2035 | 2036 | 2037 | 2038 | 2039 | 2040 | 2041 | 2042 | 2043 | 2044 | 2045 | 2046 | 2047 | 2048 | 2049 | 2050
| Baseline Thermal Fleet Costs | $MM | 0 | 0 | 0 | 0 | 0 | 0 | 0 | 360.8085 | 360.8085 | 326.1241 | 321.7849 | 320.9126 | 0 | 320.9126 | 0 | 320.9126 | 0 | 320.9126 | 0 | 0 | 320.9126 | 0 | 0 | 0 | 0 | 320.9126 | 0 | 0 | 0 | 0 | 320.9126 | 0 | 0 | 0 | 0 | 0
| New Renewables Fixed Costs | $MM | 0 | 0 | 0 | 0 | 0 | 0 | 0 | 520.9742 | 826.6311 | 957.4136 | 1368.3871 | 1426.9015 | 0 | 1980.8788 | 0 | 2527.9742 | 0 | 3004.5034 | 0 | 0 | 3594.2977 | 0 | 0 | 0 | 0 | 4699.4819 | 0 | 0 | 0 | 0 | 6792.9459 | 0 | 0 | 0 | 0 | 0
| New Storage Fixed Costs | $MM | 0 | 0 | 0 | 0 | 0 | 0 | 0 | 352.5105 | 588.3546 | 1139.0124 | 1293.4683 | 1344.837 | 0 | 1607.5902 | 0 | 1647.5188 | 0 | 1764.3343 | 0 | 0 | 2467.2723 | 0 | 0 | 0 | 0 | 3791.4784 | 0 | 0 | 0 | 0 | 5383.1231 | 0 | 0 | 0 | 0 | 0
| New Thermal Fleet Fixed Costs | $MM | 0 | 0 | 0 | 0 | 0 | 0 | 0 | 0.00024018 | 0.00024633 | 0.00025216 | 0.00025747 | 0.00026233 | 0 | 0.043061 | 0 | 0.043071 | 0 | 0.043077 | 0 | 0 | 0.043083 | 0 | 0 | 0 | 0 | 0.043102 | 0 | 0 | 0 | 0 | 97.2473 | 0 | 0 | 0 | 0 | 0
| New DR Fixed Costs | $MM | 0 | 0 | 0 | 0 | 0 | 0 | 0 | 12.2829 | 12.2829 | 28.6216 | 35.7742 | 35.7742 | 0 | 35.7742 | 0 | 35.7742 | 0 | 35.7742 | 0 | 0 | 35.7742 | 0 | 0 | 0 | 0 | 35.7742 | 0 | 0 | 0 | 0 | 35.7743 | 0 | 0 | 0 | 0 | 0
| New Transmission Costs | $MM | 0 | 0 | 0 | 0 | 0 | 0 | 0 | 3.19e-06 | 1.539e-05 | 1.583e-05 | 1.714e-05 | 2.004e-05 | 0 | 4.3977 | 0 | 4.3984 | 0 | 5.3315 | 0 | 0 | 8.9154 | 0 | 0 | 0 | 0 | 12.8907 | 0 | 0 | 0 | 0 | 304.9404 | 0 | 0 | 0 | 0 | 0
| Operational Costs | $MM | 0 | 0 | 0 | 0 | 0 | 0 | 0 | 7764.4074 | 7588.396 | 7724.84 | 7617.4212 | 7701.5713 | 0 | 7574.0403 | 0 | 7557.5068 | 0 | 7612.5397 | 0 | 0 | 7786.7215 | 0 | 0 | 0 | 0 | 7894.595 | 0 | 0 | 0 | 0 | 7734.8382 | 0 | 0 | 0 | 0 | 0
| Hurdle Rate Costs | $MM | 0 | 0 | 0 | 0 | 0 | 0 | 0 | 535.1186 | 585.4035 | 595.7294 | 637.6339 | 661.5808 | 0 | 713.4515 | 0 | 793.9744 | 0 | 835.4981 | 0 | 0 | 837.8214 | 0 | 0 | 0 | 0 | 864.0737 | 0 | 0 | 0 | 0 | 657.4192 | 0 | 0 | 0 | 0 | 0
| Total | $MM | 0 | 0 | 0 | 0 | 0 | 0 | 0 | 9546.1024 | 9961.8769 | 10771.7414 | 11274.4699 | 11491.5777 | 0 | 12237.0884 | 0 | 12888.1024 | 0 | 13578.937 | 0 | 0 | 15051.7581 | 0 | 0 | 0 | 0 | 17619.2497 | 0 | 0 | 0 | 0 | 21327.201 | 0 | 0 | 0 | 0 | 0
| Objective Function ($MM) | 285341.2906
| Baseline Thermal Fleet Fixed Costs | 6034.9899
| New Renewables Fixed Costs | 67883.8301
| New Storage Fixed Costs | 52454.9748
| New Thermal Fleet Fixed Costs | 496.49
| New DR Fixed Costs | 611.1142
| New Transmission Costs | 1621.5573
| Operational Costs | 156238.3343
| Objective Function ($MM/yr) | 15385.6705
| Baseline Thermal Fleet Costs | 325.4081
| New Renewables Fixed Costs | 3660.3123
| New Storage Fixed Costs | 2828.3848
| New Thermal Fleet Fixed Costs | 26.7709
| New DR Fixed Costs | 32.9514
| New Transmission Costs | 87.4348
| Operational Costs | 8424.4083

## CARB In-State Fuel Heat Content
(Fourteenth Edition: 2000 to 2019 - Last updated on 7/28/2021) | [7 empty] | Sum of selected categories: | 5.7098e+14 | 5.2436e+14 | 5.8429e+14 | 5.2997e+14 | 5.3164e+14 | 5.1132e+14 | 4.887e+14 | 4.7303e+14 | 4.5899e+14 | 5.3545e+14 | 560156307654773 | 4.7039e+14 | 4.6011e+14 | 4.7297e+14 | 4.4989e+14 | 4.2308e+14 | 4.0178e+14 | 3.8247e+14 | 3.7735e+14 | 3.388e+14
Type of emission | IPCC Code | Sector Level 1 | Sector Level 2 | Sector Level 3 | Sector Level 4 | Activity Level 1 | Activity Level 2 | Activity Unit | 2000 | 2001 | 2002 | 2003 | 2004 | 2005 | 2006 | 2007 | 2008 | 2009 | 2010 | 2011 | 2012 | 2013 | 2014 | 2015 | 2016 | 2017 | 2018 | 2019 | SectorActivity code | Assigned EPS Fuel Type - industrial | Assigned EPS Sector
Included Emissions | 1A4c | Agriculture & Forestry | Ag Energy Use | Crop Production | None | Fuel combustion | Natural gas | BTU | 1.6815e+13 | 1.1939e+13 | 1.5173e+13 | 1.3902e+13 | 1.3535e+13 | 1.1216e+13 | 1.5246e+13 | 1.3287e+13 | 1.2576e+13 | 1.1593e+13 | 1.088e+13 | 1.0885e+13 | 11456934400000 | 11288058100000 | 10304396800000 | 10337057800000 | 11752517100000 | 10818664300000 | 12037060800000 | 10981077800000 | 60-01-10-99-01-020 | Natural gas | Industrial
Included Emissions | 1A4c | Agriculture & Forestry | Ag Energy Use | Livestock | None | Fuel combustion | Natural gas | BTU | 1.5796e+12 | 1.4987e+12 | 1.7029e+12 | 1.4804e+12 | 1.3879e+12 | 1.2696e+12 | 1.3065e+12 | 1.541e+12 | 1.4818e+12 | 1.4154e+12 | 1.3003e+12 | 1.4221e+12 | 1575259100000 | 1603147100000 | 1512857700000 | 1595484100000 | 1576025300000 | 1622351500000 | 1686876800000 | 1578395000000 | 60-01-27-99-01-020 | Natural gas | Industrial
Included Emissions | 1A4c | Agriculture & Forestry | Ag Energy Use | Not Specified | None | Fuel combustion | Distillate | BTU | 33915708000000 | 36237696000000 | 40945014000000 | 40383492000000 | 42683400000000 | 45801648000000 | 52071402000000 | 36071268000000 | 42814776000000 | 23583510000000 | 26404506000000 | 33983466000000 | 33262416000000 | 34076340000000 | 45659508000000 | 49277454000000 | 43260930000000 | 32283996000000 | 33464862000000 | 24956334000000 | 60-01-99-99-01-033 | Distillate fuel oil | Industrial
Included Emissions | 1A4c | Agriculture & Forestry | Ag Energy Use | Not Specified | None | Fuel combustion | Ethanol | BTU | 10984558416.642 | 18183779308.5348 | 22731326966.107 | 136193134946.8192 | 260370539325.0427 | 275966671680 | 300518366512.2467 | 170960117296.5865 | 97654078434.3432 | 100197352208.1991 | 159491441687.6743 | 512683075049.309 | 704959080906.0425 | 507227669786.6919 | 552146759934.4039 | 103323485977.5431 | 44727726131.1541 | 46619794853.1989 | 7204290767.3727 | 7204290767.3727 | 60-01-99-99-01-090 | Distillate fuel oil | Industrial
Included Emissions | 1A4c | Agriculture & Forestry | Ag Energy Use | Not Specified | None | Fuel combustion | Gasoline | BTU | 4.327e+12 | 5.3171e+12 | 5.6695e+12 | 5.6611e+12 | 7.0538e+12 | 7020835310000 | 7.6314e+12 | 4.3336e+12 | 2.2341e+12 | 2.2515e+12 | 2.2598e+12 | 6.6363e+12 | 9.8993e+12 | 6.7939e+12 | 6.8514e+12 | 1.3585e+12 | 604438184116.0374 | 634530110551.0112 | 96504614429.6329 | 96504614429.6329 | 60-01-99-99-01-034 | Distillate fuel oil | Industrial
Included Emissions | 1A4c | Agriculture & Forestry | Ag Energy Use | Not Specified | None | Fuel combustion | Kerosene | BTU | 86805000000 | 64935000000 | 38475000000 | 47385000000 | 65610000000 | 63450000000 | 99630000000 | 47250000000 | 25785000000 | 45495000000 | 47925000000 | 22140000000 | 14040000000 | 5130000000 | 4185000000 | 3645000000 | 13500000000 | 2970000000 | 1755000000 | 2295000000 | 60-01-99-99-01-036 | Distillate fuel oil | Industrial
Included Emissions | 1A4c | Agriculture & Forestry | Ag Energy Use | Not Specified | None | Fuel combustion | Natural gas | BTU | 86393429976.3408 | 680980635497.4847 | 767832859400.7764 | 602365616764.8002 | 586037608286.8949 | 612535086343.3258 | 38451248742.2422 | 35768836110.4262 | 50493500000 | 49698700000 | 46036100000 | 46227800000.0002 | 91818723300 | 150828592000 | 135341746000 | 136679466000 | 180712227000 | 182302344000 | 202870891000 | 214006228480.7188 | 60-01-99-99-01-020 | Natural gas | Industrial
Included Emissions | 1A1aii | Commercial | CHP: Commercial | Useful Thermal Output | None | Fuel combustion | Crude oil | BTU | 2005: 2590000; 2006: 27160000; 2007: 162809999999.9999; 2009: 13000000; 2010: 11000000 | 40-05-69-99-01-051 | 0 | Commercial
Included Emissions | 1A1aii | Commercial | CHP: Commercial | Useful Thermal Output | None | Fuel combustion | Digester gas | BTU | 324553000000.0001 | 154878000000.0003 | 150496000000 | 150975000000.0001 | 496696810000.0007 | 725279700000.0031 | 786834400000.0029 | 1.0517e+12 | 896619999999.9974 | 521343836724.3669 | 24786519096.3196 | 479818612156.1229 | 544657157066.3444 | 621265172047.0005 | 755270744970.1877 | 644228790746.2256 | 623955424653.9108 | 701846961438.7937 | 710332287422.1727 | 1.513e+12 | 40-05-69-99-01-070 | 0 | Commercial
Included Emissions | 1A1aii | Commercial | CHP: Commercial | Useful Thermal Output | None | Fuel combustion | Distillate | BTU | 851000000 | 742999999.985 | 90999999.9996 | 578999999.9938 | 1391879999.9745 | 2500199999.9867 | 3016930000.0767 | 2097000000.0705 | 3587000000.0067 | 3446368013.6211 | 1425635601.3315 | 1174620742.0065 | 1094493626.6447 | 2821446966.8294 | 2749482775.2993 | 2001806738.7298 | 5456403749.9874 | 4287688746.4397 | 3224835506.6793 | 2958634104.107 | 40-05-69-99-01-033 | 0 | Commercial
Included Emissions | 1A1aii | Commercial | CHP: Commercial | Useful Thermal Output | None | Fuel combustion | Jet fuel | BTU | 2000: 952000000; 2004: 192400000; 2005: 854950000 | 40-05-69-99-01-035 | 0 | Commercial
Included Emissions | 1A1aii | Commercial | CHP: Commercial | Useful Thermal Output | None | Fuel combustion | Kerosene | BTU | 2005: 31540000.0008 | 40-05-69-99-01-036 | 0 | Commercial
Included Emissions | 1A1aii | Commercial | CHP: Commercial | Useful Thermal Output | None | Fuel combustion | Landfill gas | BTU | 84301000000.0001 |  |  |  |  | 211844890000.0003 | 393089809999.9996 | 247294000000 | 211432000000.0002 | 66263130377.9721 | 117605839056.9702 | 152176846487.9909 | 156231443138.5719 | 152763406023.2231 | 119111376829.2141 | 133548879265.0927 | 136349850742.0637 | 18821776091.4857 |  |  | 40-05-69-99-01-072 | 0 | Commercial
Included Emissions | 1A1aii | Commercial | CHP: Commercial | Useful Thermal Output | None | Fuel combustion | Natural gas | BTU | 2.0535e+13 | 1.9865e+13 | 1.9913e+13 | 4.8771e+12 | 1.1762e+13 | 7.5647e+12 | 7.8683e+12 | 9.0603e+12 | 7.0235e+12 | 1.7304e+13 | 1.7329e+13 | 8.5881e+12 | 1.0228e+13 | 9.4971e+12 | 9.8777e+12 | 9.7688e+12 | 1.4713e+13 | 1.5963e+13 | 1.3559e+13 | 9.3678e+12 | 40-05-69-99-01-020 | 0 | Commercial
Included Emissions | 1A1aii | Commercial | CHP: Commercial | Useful Thermal Output | None | Fuel combustion | Propane | BTU | 2000: 173000000; 2001: 30999999.9996; 2002: 49999999.9996; 2009: 1787207.0401; 2015: 20219641.1863; 2019: 12775377.7604 | 40-05-69-99-01-044 | 0 | Commercial
Included Emissions | 1A4a | Commercial | Communication | Other Message Communications | None | Fuel combustion | Natural gas | BTU | 2.6214e+12 | 2.4273e+12 | 2.887e+12 | 2.7378e+12 | 2.8862e+12 | 2.6556e+12 | 2.9385e+12 | 2.8222e+12 | 2523424500000 | 2457264032000 | 2.154e+12 | 2251283114300 | 2.1315e+12 | 2123489725000 | 1783766100000 | 1.7432e+12 | 1795441144000 | 1739964157000 | 1.7021e+12 | 1822766500000 | 40-08-40-99-01-020 | 0 | Commercial
Included Emissions | 1A4a | Commercial | Communication | Radio Broadcasting Stations | None | Fuel combustion | Natural gas | BTU | 149530846329.5201 | 78243011155.658 | 81382007699.0208 | 142733965569.3767 | 120511758196.328 | 85677970193.8299 | 120476083300.7885 | 124133571966.9297 | 118457600000 | 115153641000 | 109765106700 | 113704895000 | 112500181500 | 112480677000 | 97687700000 | 98417564000 | 99244300000 | 101945900000 | 95327000000 | 107003600000 | 40-08-52-99-01-020 | 0 | Commercial
Included Emissions | 1A4a | Commercial | Communication | Telephone & Cell Phone Services | None | Fuel combustion | Natural gas | BTU | 546148853297.1396 | 473491173287.8138 | 496424404920.5787 | 301859155250.4182 | 270326130203.8333 | 277679173278.6173 | 256689362437.1597 | 169978901706.1934 | 168993900000 | 183378301000 | 214598792900 | 174288238200 | 168064101900 | 173412257000 | 137184400000 | 144772452000 | 123820550000 | 101291089000 | 127096910000 | 159364482169.7758 | 40-08-62-99-01-020 | 0 | Commercial
Included Emissions | 1A4a | Commercial | Communication | U.S. Postal Service | None | Fuel combustion | Natural gas | BTU | 322405721518.2734 | 318377485329.0703 | 366451024494.0526 | 321487647574.6068 | 263454300384.9686 | 138346923414.889 | 220584010105.4533 | 285977821791.3699 | 297462700000 | 303091907000 | 264940726400 | 263017201300 | 233201736600 | 244701269000 | 173545000000 | 168543167000 | 191774930000 | 168565871000 | 155797480000 | 195351600000 | 40-08-68-99-01-020 | 0 | Commercial
Included Emissions | 1A4a | Commercial | Domestic Utilities | Sewerage Systems | None | Fuel combustion | Natural gas | BTU | 2004: 104343.1902; 2005: 53911412.913 | 40-09-57-99-01-020 | 0 | Commercial
Included Emissions | 1A4a | Commercial | Domestic Utilities | Water Supply | None | Fuel combustion | Natural gas | BTU | 4.6717e+12 | 3.3116e+12 | 3.1199e+12 | 6.9532e+12 | 6.1276e+12 | 4.3278e+12 | 5.5077e+12 | 5.6213e+12 | 5328445500000 | 5302534220000 | 5037969968700 | 4808864159600 | 4934282863500 | 4701587164000 | 4651778500000 | 4.2795e+12 | 4600253719000 | 4.3384e+12 | 4522330709000 | 4.7375e+12 | 40-09-72-99-01-020 | 0 | Commercial
Included Emissions | 1A4a | Commercial | Education | College | None | Fuel combustion | Natural gas | BTU | 1.2421e+13 | 1.0129e+13 | 1.1968e+13 | 1.0791e+13 | 1.0929e+13 | 1.1376e+13 | 1.0844e+13 | 1.0542e+13 | 9251317513000 | 1.0062e+13 | 1.0345e+13 | 10408864171900 | 9907491204600 | 10172516661000 | 8872575062000 | 8.7682e+12 | 9380990372000 | 9.6084e+12 | 9.8425e+12 | 1.0811e+13 | 40-10-08-99-01-020 | 0 | Commercial
Included Emissions | 1A4a | Commercial | Education | School | None | Fuel combustion | Natural gas | BTU | 1.0625e+13 | 1.0085e+13 | 1.1368e+13 | 9.8297e+12 | 9.6169e+12 | 8.8929e+12 | 1.0242e+13 | 1.0092e+13 | 9792141300000 | 9332988305000 | 9402565730100 | 9515158232100 | 8807937137900 | 9028787837000 | 7083895428000 | 7.0393e+12 | 7599208288000 | 8073883441000 | 8.2164e+12 | 8.3587e+12 | 40-10-56-99-01-020 | 0 | Commercial
Included Emissions | 1A4a | Commercial | Food Services | Food & Liquor | None | Fuel combustion | Natural gas | BTU | 486835371964.5565 | 3.3598e+12 | 3.7401e+12 | 1.3505e+13 | 1.1397e+13 | 1.0978e+13 | 9.9466e+12 | 9.439e+12 | 8796552600000 | 8404897898000 | 8177691659400 | 8.3104e+12 | 8780814651500 | 8920722159000 | 8.7214e+12 | 8.935e+12 | 9109184417000 | 14805430221000 | 15204143134000 | 1.5248e+13 | 40-13-17-99-01-020 | 0 | Commercial
Included Emissions | 1A4a | Commercial | Food Services | Restaurant | None | Fuel combustion | Natural gas | BTU | 3.5293e+13 | 3.3793e+13 | 4.3004e+13 | 2.9987e+13 | 3.1495e+13 | 3.2299e+13 | 3.6503e+13 | 3.6257e+13 | 34776876000000 | 3.3536e+13 | 3.3876e+13 | 3.4098e+13 | 34083897824700 | 3.4946e+13 | 34735694200000 | 3.4753e+13 | 3.5347e+13 | 2.9902e+13 | 2.9696e+13 | 3.0506e+13 | 40-13-54-99-01-020 | 0 | Commercial
Included Emissions | 1A4a | Commercial | Health Care | Not Specified | None | Fuel combustion | Natural gas | BTU | 2.6117e+13 | 2.6749e+13 | 3.1156e+13 | 2.7804e+13 | 2.7028e+13 | 2.6945e+13 | 2.8582e+13 | 2.8049e+13 | 2.7245e+13 | 2.7247e+13 | 2.8389e+13 | 29151127974300 | 29024947281800 | 2.9377e+13 | 2.751e+13 | 2.7569e+13 | 28229089042000 | 2.8391e+13 | 28286077638000 | 2.8851e+13 | 40-15-99-99-01-020 | 0 | Commercial
Included Emissions | 1A4a | Commercial | Hotels | Not Specified | None | Fuel combustion | Natural gas | BTU | 1.1944e+13 | 12551000000000 | 14649000000000 | 1.3032e+13 | 1.2726e+13 | 1.2857e+13 | 1.4048e+13 | 1.4122e+13 | 13753587066000 | 13273195976000 | 13696147311200 | 1.387e+13 | 13761708046700 | 1.4032e+13 | 13429208180000 | 1.3498e+13 | 1.3732e+13 | 1.3446e+13 | 13229486509000 | 1.3938e+13 | 40-17-99-99-01-020 | 0 | Commercial
Included Emissions | 1A4a | Commercial | National Security | Not Specified | None | Fuel combustion | Natural gas | BTU | 3.809e+12 | 5.8088e+12 | 3.9112e+12 | 3.6167e+12 | 3.7285e+12 | 3.4737e+12 | 3.9104e+12 | 3.6934e+12 | 3281968000000 | 3315379000000 | 3190300600000 | 3361445700000 | 3004452693700 | 2710463298000 | 2435049147000 | 2478353640000 | 2619157146000 | 2434847492000 | 2.9021e+12 | 3.0574e+12 | 40-24-99-99-01-020 | 0 | Commercial
Included Emissions | 1A4a | Commercial | Not Specified | Not Specified | None | Fuel combustion | Coal | BTU | 2000: 500000000000.0001; 2001: 1000000000; 2002: 1000000000; 2003: 5000000000; 2004: 168000000000; 2005: 409999999999.9999; 2006: 30000000000 | 40-99-99-99-01-001 | 0 | Commercial
Included Emissions | 1A4a | Commercial | Not Specified | Not Specified | None | Fuel combustion | Distillate | BTU | 11559570000000 | 10902000000000 | 10750338000000 | 11072292000000 | 8810472000000 | 11922786000000 | 9117798000000 | 10173360000000 | 14984454000000 | 17069634000000 | 23547906000000 | 23350290000000 | 20198508000000 | 18626826000000 | 18400644000000 | 20942328000000 | 20047260000000 | 15788718000000 | 16499280000000 | 1.6499e+13 | 40-99-99-99-01-033 | 0 | Commercial
Included Emissions | 1A4a | Commercial | Not Specified | Not Specified | None | Fuel combustion | Ethanol | BTU | 3146122697.2809 | 4359122263.5411 | 5157854517.7221 | 29947392602.3542 | 44949236227.8425 | 47527799760 | 48940194147.231 | 49354114071.3445 | 54796071014.3009 | 56168950475.0573 | 86623724398.622 | 75873071801.7382 | 96883710843.2195 | 97559848806.7235 | 105865750078.429 | 117158841912.3898 | 50716916346.0038 | 52862339317.3272 | 310553375681.2977 | 310553375681.2977 | 40-99-99-99-01-090 | 0 | Commercial
Included Emissions | 1A4a | Commercial | Not Specified | Not Specified | None | Fuel combustion | Gasoline | BTU | 1.2393e+12 | 1.2746e+12 | 1.2864e+12 | 1.2448e+12 | 1.2177e+12 | 1209149107500 | 1.2428e+12 | 1.2511e+12 | 1.2536e+12 | 1.2622e+12 | 1.2273e+12 | 982113583116.2745 | 1.3605e+12 | 1.3067e+12 | 1.3136e+12 | 1.5404e+12 | 685374452755.6317 | 719495787500.3832 | 4.16e+12 | 4.1848e+12 | 40-99-99-99-01-034 | 0 | Commercial
Included Emissions | 1A4a | Commercial | Not Specified | Not Specified | None | Fuel combustion | Kerosene | BTU | 296190000000 | 357345000000 | 154845000000 | 268245000000 | 407160000000 | 332640000000 | 307395000000 | 175095000000 | 79110000000 | 115695000000 | 189270000000 | 143505000000 | 48465000000 | 43470000000 | 51300000000 | 46845000000 | 77625000000 | 57375000000 | 45225000000 | 47950484913.7931 | 40-99-99-99-01-036 | 0 | Commercial
Included Emissions | 1A4a | Commercial | Not Specified | Not Specified | None | Fuel combustion | LPG | BTU | 6188000000000 | 4247000000000 | 4943000000000 | 8369000000000 | 11815000000000 | 9279000000000 | 6885000000000 | 7735000000000 | 9988000000000 | 7976000000000 | 8628000000000 | 8.428e+12 | 8557000000000 | 8134000000000 | 9721000000000 | 8002000000000 | 10970000000000 | 10999000000000 | 12528000000000 | 1.3258e+13 | 40-99-99-99-01-037 | 0 | Commercial
Included Emissions | 1A4a | Commercial | Not Specified | Not Specified | None | Fuel combustion | Natural gas | BTU | 4.7153e+13 | 5.1829e+13 | 6.0876e+13 | 6.0773e+13 | 5.9275e+13 | 5.7637e+13 | 5.8524e+13 | 5.6562e+13 | 5.3584e+13 | 5.2558e+13 | 53334741558500 | 5.381e+13 | 5.1751e+13 | 5.2651e+13 | 4.7673e+13 | 4.882e+13 | 5.1417e+13 | 53300964417000 | 5.3884e+13 | 5.7026e+13 | 40-99-99-99-01-020 | 0 | Commercial
Included Emissions | 1A4a | Commercial | Not Specified | Not Specified | None | Fuel combustion | Residual fuel oil | BTU | 2000: 3450000000; 2001: 193050000000; 2014: 3750000000; 2015: 4050000000; 2016: 6300000000 | 40-99-99-99-01-046 | 0 | Commercial
Included Emissions | 1A4a | Commercial | Not Specified | Not Specified | None | Fuel combustion | Wood (wet) | BTU | 6186000000000 | 6255000000000 | 6406000000000 | 6670000000000 | 6521000000000 | 4.153e+12 | 3853000000000 | 4092000000000 | 4318000000000 | 5266000000000 | 5199000000000 | 5005000000000 | 4384000000000 | 5081000000000 | 5294000000000 | 3225000000000 | 3647000000000 | 3663000000000 | 3330000000000 | 3.5152e+12 | 40-99-99-99-01-077 | 0 | Commercial
Included Emissions | 1A4a | Commercial | Offices | Not Specified | None | Fuel combustion | Natural gas | BTU | 1.4451e+13 | 1.0365e+13 | 1.2409e+13 | 1.2658e+13 | 1.3145e+13 | 1.29e+13 | 1.3656e+13 | 1.1832e+13 | 13085781100000 | 12708368343000 | 1.2866e+13 | 1.3047e+13 | 12352745485100 | 12087637012000 | 9303489534000 | 9157593535000 | 9678165905000 | 9941311618000 | 9.9386e+12 | 8.7769e+12 | 40-26-99-99-01-020 | 0 | Commercial
Included Emissions | 1A4a | Commercial | Retail & Wholesale | Refrigerated Warehousing | None | Fuel combustion | Natural gas | BTU | 1.5974e+12 | 2.0444e+12 | 2.5857e+12 | 1.7807e+12 | 1.8147e+12 | 1.8006e+12 | 1.6635e+12 | 1.6324e+12 | 1484635400000 | 1387026498000 | 1418221713100 | 1.4983e+12 | 1418016829300 | 1493504889000 | 1.2641e+12 | 1.2966e+12 | 1366076181000 | 2166672716000 | 2.2424e+12 | 2.3639e+12 | 40-33-53-99-01-020 | 0 | Commercial
Included Emissions | 1A4a | Commercial | Retail & Wholesale | Retail | None | Fuel combustion | Natural gas | BTU | 9.327e+12 | 1.0285e+13 | 1.3752e+13 | 1.2679e+13 | 1.2755e+13 | 1.2482e+13 | 1.3993e+13 | 1.3754e+13 | 12534901000000 | 13421724433000 | 1.3759e+13 | 14122809132800 | 1.6645e+13 | 1.471e+13 | 1.3495e+13 | 14284316739000 | 1.4839e+13 | 1.5162e+13 | 1.526e+13 | 1.5287e+13 | 40-33-55-99-01-020 | 0 | Commercial
Included Emissions | 1A4a | Commercial | Retail & Wholesale | Warehousing | None | Fuel combustion | Natural gas | BTU | 4.4468e+12 | 3.9997e+12 | 4.9503e+12 | 4.9653e+12 | 4.5431e+12 | 4.8847e+12 | 5.1992e+12 | 4.5336e+12 | 4.251e+12 | 4025199579000 | 4.1314e+12 | 4107660874600 | 4.0903e+12 | 4247219912000 | 3.9284e+12 | 4.2745e+12 | 4704478533000 | 4816841922000 | 4629127867000 | 4.8535e+12 | 40-33-70-99-01-020 | 0 | Commercial
Included Emissions | 1A4a | Commercial | Transportation Services | Airports | None | Fuel combustion | Natural gas | BTU | 1.6098e+12 | 638999999999.9998 | 936999999999.9999 | 919467886266.4457 | 830733727727.5684 | 788748679240.5078 | 1.3703e+12 | 1.2983e+12 | 959070099999.9999 | 936715800000 | 886827899999.9999 | 1126746100000 | 1341786700000 | 1547301400000 | 1384429410000 | 1335335410000 | 1358142200000 | 1392348700000 | 1395722500000 | 1.4119e+12 | 40-36-01-99-01-020 | 0 | Commercial
Included Emissions | 1A4a | Commercial | Transportation Services | Transportation | None | Fuel combustion | Natural gas | BTU | 1.6413e+12 | 1.6597e+12 | 1.4955e+12 | 1.1741e+12 | 948765829739.8292 | 832645009397.8427 | 896226286916.9175 | 5.1201e+12 | 8.584e+12 | 8.6575e+12 | 9059516438000 | 9.324e+12 | 9212457806800 | 9.1875e+12 | 9176911000000 | 9.1957e+12 | 9032571899000 | 8454345551000 | 8.3662e+12 | 8.1371e+12 | 40-36-66-99-01-020 | 0 | Commercial
Included Emissions | 1A4a | Commercial | Transportation Services | Water Transportation | None | Fuel combustion | Natural gas | BTU | 54089557912.1466 | 63228000000 | 46006500000 | 43985532496.3841 | 40691322667.1688 | 37664111762.5965 | 63587089911.1526 | 81047022107.4941 | 85947200000 | 95649500000 | 109932600000 | 120633000000 | 122659800000 | 151612200000 | 91990600000 | 83700720000 | 87566020000 | 89227400000 | 94432900000 | 91846367433.4294 | 40-36-73-99-01-020 | 0 | Commercial
Included Emissions | 1A1aii | Electricity Generation (In State) | CHP: Commercial | Not Specified | None | Fuel combustion | Crude oil | BTU | 2002: 865009999999.9996; 2003: 20240000000; 2005: 1420000; 2006: 12840000; 2007: 9540000000; 2009: 7000000; 2010: 7000000 | 10-05-99-99-01-051 | crude oil | Electricity Generation
Included Emissions | 1A1aii | Electricity Generation (In State) | CHP: Commercial | Not Specified | None | Fuel combustion | Digester gas | BTU | 2.2946e+12 | 972636999999.9982 | 1557732000000 | 2.9591e+12 | 2.9573e+12 | 3.2188e+12 | 3.0075e+12 | 2.6939e+12 | 2.6555e+12 | 1.2516e+12 | 58935480903.6804 | 1.7255e+12 | 1.5196e+12 | 3.0845e+12 | 3.179e+12 | 3.4525e+12 | 2.9037e+12 | 4.0651e+12 | 4.5585e+12 | 7.9202e+12 | 10-05-99-99-01-070 | Natural gas | Electricity Generation
Included Emissions | 1A1aii | Electricity Generation (In State) | CHP: Commercial | Not Specified | None | Fuel combustion | Distillate | BTU | 9796000000 | 1690999999.9507 | 1810999999.9837 | 1365999999.995 | 1968819999.9939 | 5410949999.9897 | 3923639999.9499 | 3040999999.9938 | 4490000000.1443 | 4036452662.5468 | 1704266425.1402 | 1182281257.9935 | 1675580373.3553 | 13495661033.1706 | 6731352624.7007 | 4976439261.2702 | 2976914250.0126 | 3158141273.5603 | 2729715453.3207 | 4742748355.893 | 10-05-99-99-01-033 | Distillate fuel oil | Electricity Generation
Included Emissions | 1A1aii | Electricity Generation (In State) | CHP: Commercial | Not Specified | None | Fuel combustion | Jet fuel | BTU | 2000: 2790000000; 2001: 7638000000.073; 2002: 11601000000.1328; 2003: 3253999999.8949; 2004: 6685310000; 2005: 5217620000; 2008: 22999999.9992; 2010: 287415000 | 10-05-99-99-01-035 | Distillate fuel oil | Electricity Generation
Included Emissions | 1A1aii | Electricity Generation (In State) | CHP: Commercial | Not Specified | None | Fuel combustion | Kerosene | BTU | 2005: 24790000.0006 | 10-05-99-99-01-036 | Distillate fuel oil | Electricity Generation
Included Emissions | 1A1aii | Electricity Generation (In State) | CHP: Commercial | Not Specified | None | Fuel combustion | Landfill gas | BTU | 274229000000.0004 |  |  |  |  | 349743689999.9999 | 354400760000.0002 | 291344000000.0002 | 286679000000 | 253323822644.2131 | 140102516943.0298 | 92237713512.0091 | 88863306861.4281 | 81246043976.7769 | 55884999170.7859 | 69779068734.9073 | 60091979257.9363 | 9026550908.5143 |  |  | 10-05-99-99-01-072 | Natural gas | Electricity Generation
Included Emissions | 1A1aii | Electricity Generation (In State) | CHP: Commercial | Not Specified | None | Fuel combustion | Natural gas | BTU | 1.3726e+13 | 1.2645e+13 | 1.304e+13 | 1.6161e+13 | 1.301e+13 | 1.3707e+13 | 1.3464e+13 | 1.4589e+13 | 1.44e+13 | 1.9785e+13 | 1.4765e+13 | 2.1429e+13 | 2.5215e+13 | 2.5572e+13 | 2.3696e+13 | 2.5848e+13 | 2.0212e+13 | 2.1705e+13 | 1.4288e+13 | 1.6739e+13 | 10-05-99-99-01-020 | Natural gas | Electricity Generation
Included Emissions | 1A1aii | Electricity Generation (In State) | CHP: Commercial | Not Specified | None | Fuel combustion | Propane | BTU | 2000: 402000000; 2001: 30999999.9996; 2002: 94999999.9991; 2009: 3265935.817; 2015: 507671358.8137; 2016: 583737700; 2019: 441579622.2396 | 10-05-99-99-01-044 | lpg propane or butane | Electricity Generation
Included Emissions | 1A1aii | Electricity Generation (In State) | CHP: Industrial | Not Specified | None | Fuel combustion | Associated gas | BTU | 2011: 19842829403.704; 2012: 27208795311.3033; 2013: 4.9826e+12; 2014: 2.2302e+13; 2015: 2.0026e+13; 2016: 1.3995e+13; 2017: 1.6066e+13; 2018: 1.6319e+13; 2019: 2.2048e+13 | 10-07-99-99-01-022 | crude oil | Electricity Generation
Included Emissions | 1A1aii | Electricity Generation (In State) | CHP: Industrial | Not Specified | None | Fuel combustion | Biomass | BTU | 1.749e+13 | 2.4216e+13 | 1.6833e+13 | 1.6202e+13 | 1.1659e+13 | 1.0644e+13 | 1.0156e+13 | 1.0266e+13 | 8.7684e+12 | 8.2982e+12 | 7.3857e+12 | 8.7741e+12 | 1.1954e+13 | 1.1167e+13 | 1.0095e+13 | 7.9356e+12 | 1.0613e+13 | 9.7801e+12 | 1.3249e+13 | 1.7901e+13 | 10-07-99-99-01-074 | biomass | Electricity Generation
Included Emissions | 1A1aii | Electricity Generation (In State) | CHP: Industrial | Not Specified | None | Fuel combustion | Biomethane | BTU | 2011: 871960000; 2013: 9178000000; 2014: 2051819600; 2015: 75414670700; 2016: 49160717300; 2017: 770909000 | 10-07-99-99-01-082 | Natural gas | Electricity Generation
Included Emissions | 1A1aii | Electricity Generation (In State) | CHP: Industrial | Not Specified | None | Fuel combustion | Coal | BTU | 2.4185e+13 | 2.2776e+13 | 2.5587e+13 | 2.3166e+13 | 1.973e+13 | 1.8721e+13 | 1.9703e+13 | 2.0342e+13 | 2.203e+13 | 1.9776e+13 | 2.1e+13 | 1.1547e+13 | 1.0029e+13 | 6.7239e+12 | 6.9339e+12 | 1.543e+12 | 1.4533e+12 | 1.334e+12 | 1.301e+12 | 2.4979e+12 | 10-07-99-99-01-001 | coal | Electricity Generation
Included Emissions | 1A1aii | Electricity Generation (In State) | CHP: Industrial | Not Specified | None | Fuel combustion | Crude oil | BTU | 2000: 223097000000.0001; 2001: 162452000000; 2002: 749488000000.0006; 2003: 203083999999.9988; 2004: 131390049999.9997; 2005: 81278479999.9999; 2006: 84625070000; 2007: 99041999999.9999; 2008: 101261000000; 2009: 59756825605.4027; 2010: 82992014160.9314 | 10-07-99-99-01-051 | crude oil | Electricity Generation
Included Emissions | 1A1aii | Electricity Generation (In State) | CHP: Industrial | Not Specified | None | Fuel combustion | Digester gas | BTU |  | 76914000000 | 54075000000 | [6 empty] | 1.1697e+12 | 2.5995e+12 | 2.1924e+12 | 2.0003e+12 | 1.6544e+12 | 1.4455e+12 | 1.5961e+12 | 1.0158e+12 | 314074877988.6689 | 159731531217.2495 | 196405588558.8914 | 10-07-99-99-01-070 | Natural gas | Electricity Generation
Included Emissions | 1A1aii | Electricity Generation (In State) | CHP: Industrial | Not Specified | None | Fuel combustion | Distillate | BTU | 24305000000 | 72968000001.0074 | 1574999999.9994 |  | 1868629999.9499 | 1557860000.0024 |  |  |  | 24708400887.5893 | 17416072004.6777 | 3809110745.6934 | 5321190881.1964 | 10382371966.8761 | 6706489760.5855 | 3893934318.0219 | 10489691852.1552 | 9162029793.0134 | 12533512894.4528 | 15411183740.5314 | 10-07-99-99-01-033 | Distillate fuel oil | Electricity Generation
Included Emissions | 1A1aii | Electricity Generation (In State) | CHP: Industrial | Not Specified | None | Fuel combustion | Kerosene | BTU | 2011: 453334987.7709; 2012: 399375040.3709; 2013: 458702317.0463; 2014: 697852968.4921; 2015: 744855039.4564 | 10-07-99-99-01-036 | Distillate fuel oil | Electricity Generation
Included Emissions | 1A1aii | Electricity Generation (In State) | CHP: Industrial | Not Specified | None | Fuel combustion | Landfill gas | BTU | 878298000000.0011 | 1.0198e+12 | 1.0641e+12 | 503728999999.9998 | 537967680000.0007 | 578340409999.9987 | 596060580000.0002 | 548518999999.9999 | 607619000000 | 129409999999.9999 | 1.4705e+12 |  |  | 26931449807 | 341071431028.2271 | 324889757798.1207 | 401855386965.2489 | 363817578735.5778 | 327530555662.8266 | 257131213696.3376 | 10-07-99-99-01-072 | Natural gas | Electricity Generation
Included Emissions | 1A1aii | Electricity Generation (In State) | CHP: Industrial | Not Specified | None | Fuel combustion | MSW | BTU | 2003: 4.2144e+12; 2004: 3.8431e+12; 2005: 3.4522e+12; 2006: 3.9763e+12; 2007: 3.9077e+12; 2008: 3.9304e+12 | 10-07-99-99-01-010 | biomass | Electricity Generation
Included Emissions | 1A1aii | Electricity Generation (In State) | CHP: Industrial | Not Specified | None | Fuel combustion | Natural gas | BTU | 2.4553e+14 | 2.3337e+14 | 2.8766e+14 | 2.4886e+14 | 2.1088e+14 | 1.9926e+14 | 1.845e+14 | 1.8571e+14 | 1.8726e+14 | 1.9939e+14 | 2.2337e+14 | 2.0846e+14 | 2.0705e+14 | 2.2113e+14 | 1.9873e+14 | 1.8369e+14 | 1.7353e+14 | 1.54e+14 | 1.5205e+14 | 1.324e+14 | 10-07-99-99-01-020 | Natural gas | Electricity Generation
Included Emissions | 1A1aii | Electricity Generation (In State) | CHP: Industrial | Not Specified | None | Fuel combustion | Petroleum coke | BTU | 1.3582e+13 | 1.3007e+13 | 1.6845e+13 | 1.1561e+13 | 1.2108e+13 | 1.3434e+13 | 1.1492e+13 | 1.0861e+13 | 7.7092e+12 | 7.0676e+12 | 3.2764e+12 | 3.2375e+12 | 3.296e+12 | 4.3154e+12 | 5.3253e+12 | 5.0308e+12 | 2431315442000 | 2977458708000 | 2663893171000 | 935572295975.1792 | 10-07-99-99-01-042 | Distillate fuel oil | Electricity Generation
Included Emissions | 1A1aii | Electricity Generation (In State) | CHP: Industrial | Not Specified | None | Fuel combustion | Propane | BTU | 7104000000 | 8523999999.8772 |  | 12139000000.2399 | 1833680000 | 5403550000 | 4493660000 | 4220000000.0547 | 8247999999.9418 | 41812031493.1834 | 11367888793.3699 | 14603336305.128 | 31161898102.1336 | 54229237371.763 | 19499854992.1753 | 116716061926.5293 | 257803024767.032 | 31802148796.0581 | 166540218649.5816 | 218468185371.9796 | 10-07-99-99-01-044 | lpg propane or butane | Electricity Generation
Included Emissions | 1A1aii | Electricity Generation (In State) | CHP: Industrial | Not Specified | None | Fuel combustion | Refinery gas | BTU | 1.9745e+13 | 1.0372e+13 | 1.0581e+13 | 1.2163e+13 | 1.1999e+13 | 1.2905e+13 | 1.1661e+13 | 9.709e+12 | 9.1733e+12 | 2.7933e+13 | 2.784e+13 | 1.8654e+13 | 1.8588e+13 | 1.5742e+13 | 1.5543e+13 | 1.7334e+13 | 1.3406e+13 | 1.3479e+13 | 1.4452e+13 | 1.8958e+13 | 10-07-99-99-01-045 | crude oil | Electricity Generation
Included Emissions | 1A1aii | Electricity Generation (In State) | CHP: Industrial | Not Specified | None | Fuel combustion | Residual fuel oil | BTU | 2000: 5747000000; 2003: 1309999999.9839; 2004: 8740289999.8141; 2005: 4205499999.9727 | 10-07-99-99-01-046 | Residual fuel oil | Electricity Generation
Included Emissions | 1A1aii | Electricity Generation (In State) | CHP: Industrial | Not Specified | None | Fuel combustion | Tires | BTU | 318503999999.9998 | 8750000000.1165 | 262375000003.5192 | 364126999995.6555 | 326869810000.6843 | 347554500000.5006 | 240568579997.3695 | 212118000003.092 | 173787000000.5144 | 404052464529.9632 | 140905427528.1337 | 89093745619.0719 | [8 empty] | 10-07-99-99-01-011 | Distillate fuel oil | Electricity Generation
Included Emissions | 1A1aii | Electricity Generation (In State) | CHP: Industrial | Not Specified | None | Fuel combustion | Waste oil | BTU | 2000: 1.5236e+12; 2001: 817308999998.1194; 2002: 27661000000.0714; 2003: 2.1895e+12; 2004: 240460759999.6768; 2005: 626094219999.2363; 2006: 753285459991.0699; 2007: 935921999969.5439; 2008: 385692999987.55 | 10-07-99-99-01-048 | other | Electricity Generation
Included Emissions | 1A1ai | Electricity Generation (In State) | Merchant Owned | Not Specified | None | Fuel combustion | Associated gas | BTU | [5 empty] | 738803550028.9039 | 798547000022.3906 | 652865000003.0746 | 646004999974.9895 | 462606666668.5446 | 439610000000.2387 |  | 85600310800 | 923805082580.6 | 3.6663e+12 | 4.0806e+12 | 4.2381e+12 | 3.3829e+12 | 3.4157e+12 | 3.5638e+12 | 10-22-99-99-01-022 | crude oil | Electricity Generation
Included Emissions | 1A1ai | Electricity Generation (In State) | Merchant Owned | Not Specified | None | Fuel combustion | Biomass | BTU | 3.9477e+13 | 3.4447e+13 | 4.5384e+13 | 4.7711e+13 | 4.4842e+13 | 4.6596e+13 | 4.6405e+13 | 4.34e+13 | 4.4998e+13 | 5.2559e+13 | 4.5125e+13 | 2.6782e+13 | 3.3659e+13 | 3.5257e+13 | 4.0864e+13 | 3.6074e+13 | 2.5601e+13 | 2.4277e+13 | 2.3887e+13 | 2.4855e+13 | 10-22-99-99-01-074 | biomass | Electricity Generation
Included Emissions | 1A1ai | Electricity Generation (In State) | Merchant Owned | Not Specified | None | Fuel combustion | Biomethane | BTU | 2011: 1415865000000; 2012: 286327000000; 2013: 720378736800; 2014: 988114795617.6; 2015: 793623120000; 2016: 321078660000; 2017: 74198250000; 2018: 71039540000; 2019: 73915986715 | 10-22-99-99-01-082 | Natural gas | Electricity Generation
Included Emissions | 1A1ai | Electricity Generation (In State) | Merchant Owned | Not Specified | None | Fuel combustion | Crude oil | BTU | 2003: 245421000000 | 10-22-99-99-01-051 | crude oil | Electricity Generation
Included Emissions | 1A1ai | Electricity Generation (In State) | Merchant Owned | Not Specified | None | Fuel combustion | Digester gas | BTU | 378600000000 | 410400000000 | 333181999999.9996 | [6 empty] | 2.157e+12 | 73869964000 | 215959992698 | 2.3038e+12 | 733867749617.9999 | 907889384468.25 | 803296083982.3 | 719108932080.7999 | 360387515239.5 | 276792552161.33 | 412427849671.4631 | 10-22-99-99-01-070 | Natural gas | Electricity Generation
Included Emissions | 1A1ai | Electricity Generation (In State) | Merchant Owned | Not Specified | None | Fuel combustion | Distillate | BTU | 3.4112e+12 | 6.5691e+12 | 680979000007.4244 | 777472999972.48 | 678787999990.2133 | 619867919980.1998 | 469758000013.2704 | 263835000008.0122 | 316650000003.6375 | 220205159523.8091 | 224715828404.5238 | 39367279087.0741 | 22600355694.3755 | 16656807000 | 27340698000 | 22709487000 | 24104598000 | 20961394080 | 27797794020 | 28563835575.2983 | 10-22-99-99-01-033 | Distillate fuel oil | Electricity Generation
Included Emissions | 1A1ai | Electricity Generation (In State) | Merchant Owned | Not Specified | None | Fuel combustion | Jet fuel | BTU |  |  | 482999999.9832 | 21571999999.8846 | 305520000006.2728 | 495965270007.3189 | 593383999979.7087 | 358034999987.1254 | 139192000004.5428 | 161024485476.1904 | 152875697785.7146 | 89149545000 | 168231330000 | 41082636000 | 109877477040 | 329833089030.0001 | 83580260970 | 29112999849.39 | 64134022929 | 65901405140.5784 | 10-22-99-99-01-035 | Distillate fuel oil | Electricity Generation
Included Emissions | 1A1ai | Electricity Generation (In State) | Merchant Owned | Not Specified | None | Fuel combustion | Kerosene | BTU | 2002: 11198000000.313; 2003: 16202000000.5756; 2009: 64059171523.8094; 2010: 69112583380.9523 | 10-22-99-99-01-036 | Distillate fuel oil | Electricity Generation
Included Emissions | 1A1ai | Electricity Generation (In State) | Merchant Owned | Not Specified | None | Fuel combustion | Landfill gas | BTU | 1.7721e+13 | 1.8268e+13 | 1.5302e+13 | 1.5099e+13 | 1.6616e+13 | 1.5703e+13 | 1.8071e+13 | 1.6969e+13 | 1.759e+13 | 1.9434e+13 | 2.0282e+13 | 1.6561e+13 | 2.0984e+13 | 2.1556e+13 | 2.1199e+13 | 2.2278e+13 | 2.1803e+13 | 2.1305e+13 | 2.1498e+13 | 2.0366e+13 | 10-22-99-99-01-072 | Natural gas | Electricity Generation
Included Emissions | 1A1ai | Electricity Generation (In State) | Merchant Owned | Not Specified | None | Fuel combustion | MSW | BTU | 7.9716e+12 | 8.0804e+12 | 8.2951e+12 | 3.5295e+12 | 3.4982e+12 | 2.8892e+12 | 3.4064e+12 | 3.5575e+12 | 3.3397e+12 | 7.4496e+12 | 7.3044e+12 | 7.1927e+12 | 8.3903e+12 | 8.4258e+12 | 8.523e+12 | 8.5411e+12 | 8.2949e+12 | 8.0268e+12 | 7.2912e+12 | 7.2389e+12 | 10-22-99-99-01-010 | biomass | Electricity Generation
Included Emissions | 1A1ai | Electricity Generation (In State) | Merchant Owned | Not Specified | None | Fuel combustion | Natural gas | BTU | 5.6923e+14 | 6.7737e+14 | 4.0276e+14 | 4.0587e+14 | 4.6997e+14 | 3.8615e+14 | 4.4409e+14 | 4.9517e+14 | 4.9516e+14 | 4.54e+14 | 3.7561e+14 | 2.5119e+14 | 4.2853e+14 | 3.9998e+14 | 4.1039e+14 | 3.9525e+14 | 2.8662e+14 | 2.5601e+14 | 2.7344e+14 | 2.7148e+14 | 10-22-99-99-01-020 | Natural gas | Electricity Generation
Included Emissions | 1A1ai | Electricity Generation (In State) | Merchant Owned | Not Specified | None | Fuel combustion | Petroleum coke | BTU | 9.0913e+12 | 9.3842e+12 | 9.0827e+12 | 1.1315e+13 | 1.1748e+13 | 1.1975e+13 | 1.2099e+13 | 1.2622e+13 | 1.1077e+13 | 1.242e+13 | 1.1736e+13 | 8.4387e+12 | 834294320000.0001 | [7 empty] | 10-22-99-99-01-042 | Distillate fuel oil | Electricity Generation
Included Emissions | 1A1ai | Electricity Generation (In State) | Merchant Owned | Not Specified | None | Fuel combustion | Propane | BTU | 2009: 21097035314.2857; 2010: 33861697451.8095; 2011: 26151948982.1265; 2012: 26696404055.3779; 2013: 24866141461.2; 2014: 27826899019.36; 2015: 27852838744; 2016: 25927899326; 2017: 18435267837.8; 2018: 28442933766; 2019: 80926192292.2629 | 10-22-99-99-01-044 | lpg propane or butane | Electricity Generation
Included Emissions | 1A1ai | Electricity Generation (In State) | Merchant Owned | Not Specified | None | Fuel combustion | Refinery gas | BTU | 1432375000000 |  |  |  | 572303999998.1304 | 571272300006.4758 | 522366999991.6158 | 5.7539e+12 | 640662000012.2593 | 509835309999.9988 |  | 2.559e+12 | 2.407e+12 | 3.5405e+12 | 3213395582000 | 2674136150500 | 245411178385.73 | 152907633780 | 60981310972.81 | 173504791686.4 | 10-22-99-99-01-045 | crude oil | Electricity Generation
Included Emissions | 1A1ai | Electricity Generation (In State) | Merchant Owned | Not Specified | None | Fuel combustion | Residual fuel oil | BTU | 2000: 362435999999.9988; 2001: 555943000007.7844; 2002: 257146000004.6683; 2003: 47074000000.4455; 2005: 23801790000.6218; 2006: 21685999999.3598; 2007: 6555000000.2109 | 10-22-99-99-01-046 | Residual fuel oil | Electricity Generation
Included Emissions | 1A1ai | Electricity Generation (In State) | Merchant Owned | Not Specified | None | Fuel combustion | Waste oil | BTU | 2000: 186352999999.9999; 2001: 1249999999.9553; 2008: 1355999999.9982 | 10-22-99-99-01-048 | other | Electricity Generation
Included Emissions | 1A1ai | Electricity Generation (In State) | Utility Owned | Not Specified | None | Fuel combustion | Biomass | BTU | 2000: 1386000000000 | 10-38-99-99-01-074 | biomass | Electricity Generation
Included Emissions | 1A1ai | Electricity Generation (In State) | Utility Owned | Not Specified | None | Fuel combustion | Biomethane | BTU | 2011: 5.9332e+12; 2012: 9.7938e+12; 2013: 10104642000000; 2014: 8.7883e+12; 2015: 5.7378e+12; 2016: 5.827e+12; 2017: 3.4996e+12; 2018: 1238355000000; 2019: 805615161327.6809 | 10-38-99-99-01-082 | Natural gas | Electricity Generation
Included Emissions | 1A1ai | Electricity Generation (In State) | Utility Owned | Not Specified | None | Fuel combustion | Digester gas | BTU |  | 1.2628e+12 | 1.4078e+12 | 2.2211e+12 | 1.6725e+12 | 2.1853e+12 | 2.2083e+12 | 2.2231e+12 | 2.2059e+12 | 3.2602e+12 | 2.8623e+12 | 288383093204.6238 | 337713483853 | 448606674356 | 477049270651.4599 | 451943967000 | 355592200000 | 396147000000 | 368610800000 | 402102077368.1271 | 10-38-99-99-01-070 | Natural gas | Electricity Generation
Included Emissions | 1A1ai | Electricity Generation (In State) | Utility Owned | Not Specified | None | Fuel combustion | Distillate | BTU | 1770174000000 | 1.4171e+12 | 622058999990.9437 | 699417999995.3666 | 668150999989.6595 | 768222620001.3043 | 683773999987.0836 | 701616999994.1559 | 686461000020.5033 | 594617877307.6193 | 416252760399.9994 | 45927668125 | 313021832903.9 | 307404428045.157 | 308815723506.409 | 321731889224.76 | 526014094012.33 | 384745693639.6001 | 339830627958.05 | 370706993542.3678 | 10-38-99-99-01-033 | Distillate fuel oil | Electricity Generation
Included Emissions | 1A1ai | Electricity Generation (In State) | Utility Owned | Not Specified | None | Fuel combustion | Landfill gas | BTU |  | 765364000000 | 945288999999.9994 | 985627999999.9996 | 920680999999.9998 | 1.083e+12 | 1.1221e+12 | 1.1775e+12 | 1.1987e+12 | 2.5118e+12 | 4.2952e+12 | 1.1686e+12 | 1.1606e+12 | 1040191663650 | 989232353000 | 804069300656.9999 | 801092540900 | 707494276296 | 277303000000 | 274809441173.1644 | 10-38-99-99-01-072 | Natural gas | Electricity Generation
Included Emissions | 1A1ai | Electricity Generation (In State) | Utility Owned | Not Specified | None | Fuel combustion | Natural gas | BTU | 1.3101e+14 | 1.2165e+14 | 9.1004e+13 | 1.0003e+14 | 1.0503e+14 | 1.1902e+14 | 1.6943e+14 | 1.9228e+14 | 2.08e+14 | 1.8581e+14 | 2.2148e+14 | 1.908e+14 | 2.5253e+14 | 2.4255e+14 | 2.459e+14 | 2.551e+14 | 2.3336e+14 | 2.1545e+14 | 2.119e+14 | 9.1097e+12 | 10-38-99-99-01-020 | Natural gas | Electricity Generation
Included Emissions | 1A1ai | Electricity Generation (In State) | Utility Owned | Not Specified | None | Fuel combustion | Propane | BTU | 2009: 938883047.619; 2010: 345252571.4286; 2012: 32265872000; 2013: 39916592000; 2014: 20184156000; 2015: 11326488000; 2016: 9307017160; 2017: 18172668000; 2018: 11767168000; 2019: 505882056 | 10-38-99-99-01-044 | lpg propane or butane | Electricity Generation
Included Emissions | 1A1ai | Electricity Generation (In State) | Utility Owned | Not Specified | None | Fuel combustion | Refinery gas | BTU | 2008: 493865000003.7428 | 10-38-99-99-01-045 | crude oil | Electricity Generation
Included Emissions | 1A1ai | Electricity Generation (In State) | Utility Owned | Not Specified | None | Fuel combustion | Residual fuel oil | BTU | 2000: 181698000000.0002; 2001: 2.5331e+12; 2003: 20178999999.9021; 2006: 75789999997.8967; 2007: 103785000002.213; 2008: 56521999998.3475; 2009: 64355932285.7142; 2010: 63371822700.0002; 2011: 14617353928.0959; 2015: 3549000000 | 10-38-99-99-01-046 | Residual fuel oil | Electricity Generation
Included Emissions | 1A1aii | Industrial | CHP: Industrial | Useful Thermal Output | None | Fuel combustion | Associated gas | BTU | 2011: 10596440330.407; 2012: 15589788688.6967; 2013: 6.8732e+12; 2014: 5.4551e+12; 2015: 3.0573e+12; 2016: 3.0722e+12; 2017: 2.811e+12; 2018: 1.8213e+12; 2019: 694866529955.1389 | 30-07-69-99-01-022 | Natural gas | Industrial
Included Emissions | 1A1aii | Industrial | CHP: Industrial | Useful Thermal Output | None | Fuel combustion | Biomass | BTU | 1.3649e+13 | 1.1e+13 | 6.4536e+12 | 6.5381e+12 | 1.2158e+13 | 1.5577e+13 | 1.5946e+13 | 1.5974e+13 | 1.521e+13 | 1.1744e+13 | 9.9715e+12 | 1.2066e+13 | 1.2898e+13 | 9.9136e+12 | 8.4302e+12 | 8.1032e+12 | 1.0633e+13 | 1.1313e+13 | 8.5888e+12 | 6.7109e+12 | 30-07-69-99-01-074 | biomass | Industrial
CO2 from Biogenic Materials | 1A1aii | Industrial | CHP: Industrial | Useful Thermal Output | None | Fuel combustion | Biomethane | BTU | 2019: 48314729385.6704 | 30-07-69-99-01-082 | Natural gas | Industrial
Included Emissions | 1A1aii | Industrial | CHP: Industrial | Useful Thermal Output | None | Fuel combustion | Coal | BTU | 17665280000000 | 1.8342e+13 | 1.765e+13 | 1.8557e+13 | 2.263e+13 | 2.1396e+13 | 2.2094e+13 | 2.1778e+13 | 1.8372e+13 | 1.7598e+13 | 1.6666e+13 | 1.5773e+13 | 1.4996e+13 | 1.4195e+13 | 1.3481e+13 | 1.2793e+13 | 1.3719e+13 | 1.3052e+13 | 1.3212e+13 | 9.6695e+12 | 30-07-69-99-01-001 | coal | Industrial
Included Emissions | 1A1aii | Industrial | CHP: Industrial | Useful Thermal Output | None | Fuel combustion | Crude oil | BTU | 2000: 608984999999.9988; 2001: 617489000000.0005; 2002: 406571999999.9984; 2003: 769569999999.9998; 2004: 683363629999.999; 2005: 733475500000.0009; 2006: 762112000000.0001; 2007: 852969000000.0015; 2008: 904647000000.0002; 2009: 509007174483.0071; 2010: 861866985839.0706 | 30-07-69-99-01-051 | Crude oil | Industrial
Included Emissions | 1A1aii | Industrial | CHP: Industrial | Useful Thermal Output | None | Fuel combustion | Digester gas | BTU | 2009: 186866603508.9579; 2010: 745770038947.3125; 2011: 16744780791.7565; 2016: 14680149469.207; 2017: 12643389078.119; 2018: 10809475694.0005; 2019: 66677286741.1751 | 30-07-69-99-01-070 | Natural gas | Industrial
Included Emissions | 1A1aii | Industrial | CHP: Industrial | Useful Thermal Output | None | Fuel combustion | Distillate | BTU | 24475000000 | 24724999999.9302 | 1371000000.016 |  | 52889999.9986 | 113490000.0002 |  |  |  | 9458104332.6489 | 4615496376.2748 | 3386391796.2211 | 194258143.2493 | 1758967722.1239 | 1480771215.4145 | 2257920179.9781 | 8626392591.8448 | 1660593726.9866 | 1355260497.5472 | 10779638246.6142 | 30-07-69-99-01-033 | Distillate fuel oil | Industrial
Included Emissions | 1A1aii | Industrial | CHP: Industrial | Useful Thermal Output | None | Fuel combustion | Kerosene | BTU | 2011: 3831665012.2291; 2012: 3072924959.6291; 2013: 3668487682.9537; 2014: 5946577031.5079; 2015: 6175379960.5436 | 30-07-69-99-01-036 | Distillate fuel oil | Industrial
Included Emissions | 1A1aii | Industrial | CHP: Industrial | Useful Thermal Output | None | Fuel combustion | Landfill gas | BTU | 2000: 166619000000.0002; 2005: 59629409999.9999; 2006: 95615120000.0001; 2010: 33142964126.496; 2014: 1538961224.7729; 2015: 62225833869.8793; 2016: 77051300870.409; 2017: 54882384647.4222; 2018: 54367884258.4334; 2019: 97822889169.1517 | 30-07-69-99-01-072 | Natural gas | Industrial
Included Emissions | 1A1aii | Industrial | CHP: Industrial | Useful Thermal Output | None | Fuel combustion | MSW | BTU | 2005: 410355519998.921; 2006: 318427580001.5103; 2007: 270703999999.2954; 2008: 904006000003.8018 | 30-07-69-99-01-010 | biomass | Industrial
Included Emissions | 1A1aii | Industrial | CHP: Industrial | Useful Thermal Output | None | Fuel combustion | Natural gas | BTU | 1.4183e+14 | 1.2654e+14 | 1.5034e+14 | 1.4211e+14 | 1.7865e+14 | 1.6439e+14 | 1.5752e+14 | 1.4601e+14 | 1.4097e+14 | 1.5397e+14 | 1.6399e+14 | 1.3899e+14 | 1.2285e+14 | 1.206e+14 | 1.093e+14 | 1.0419e+14 | 9.9614e+13 | 9.5567e+13 | 9.9326e+13 | 7.6489e+13 | 30-07-69-99-01-020 | Natural gas | Industrial
Included Emissions | 1A1aii | Industrial | CHP: Industrial | Useful Thermal Output | None | Fuel combustion | Petroleum coke | BTU | 5.7642e+12 | 6.2722e+12 | 2.7557e+12 | 2.4721e+12 | 3.676e+12 | 4.5168e+12 | 5.6103e+12 | 4.431e+12 | 975780000008.5924 | 1.5741e+12 | 1.9868e+12 | 390932513082.9655 | 9121859865.4211 | 14466627258.1874 | 9889547373.9908 | [5 empty] | 30-07-69-99-01-042 | coal | Industrial
Included Emissions | 1A1aii | Industrial | CHP: Industrial | Useful Thermal Output | None | Fuel combustion | Propane | BTU | 146000000 | 304999999.9956 |  | 257000000.0051 | 1951320000 | 491450000 | 543840000 | 577000000.0075 | 117999999.9992 | 124607454.9044 | 177859778.0587 | 2187706991.372 | 9124157204.292 | 42768590285.3651 | 13057591365.3564 | 137148606244.2399 | 297794926838.2141 | 43237731747.6945 | 192673313350.4184 | 53542982063.7625 | 30-07-69-99-01-044 | lpg propane or butane | Industrial
Included Emissions | 1A1aii | Industrial | CHP: Industrial | Useful Thermal Output | None | Fuel combustion | Refinery gas | BTU | 2.8978e+13 | 2.1104e+13 | 1.1387e+13 | 1.3711e+13 | 1.355e+13 | 1.7458e+13 | 1.6292e+13 | 1.1819e+13 | 1.5609e+13 | 4.6132e+13 | 4.6127e+13 | 1.7595e+13 | 1.8589e+13 | 1.6474e+13 | 1.4758e+13 | 1.7117e+13 | 1.8519e+13 | 1.8791e+13 | 2.0315e+13 | 1.3974e+13 | 30-07-69-99-01-045 | Crude oil | Industrial
Included Emissions | 1A1aii | Industrial | CHP: Industrial | Useful Thermal Output | None | Fuel combustion | Residual fuel oil | BTU | 2000: 13783000000; 2003: 5709999999.9297; 2004: 33860909999.2799; 2005: 38402389999.7511 | 30-07-69-99-01-046 | Residual fuel oil | Industrial
Included Emissions | 1A1aii | Industrial | CHP: Industrial | Useful Thermal Output | None | Fuel combustion | Tires | BTU | 102085999999.9998 | 336000000.0045 | 93444999998.8144 | 176383000000.828 | 207525219997.5508 | 196803680000.9753 | 167758030000.5414 | 147251999997.8834 | 83116000000.1586 | 234380386327.8992 | 134451553071.8663 | 79656254380.9281 | [8 empty] | 30-07-69-99-01-011 | Distillate fuel oil | Industrial
Included Emissions | 1A1aii | Industrial | CHP: Industrial | Useful Thermal Output | None | Fuel combustion | Waste oil | BTU | 2000: 1.4193e+12; 2001: 905143999997.9232; 2002: 550000000.0014; 2003: 2.019e+12; 2004: 345342870001.9521; 2005: 693089919999.155; 2006: 852545259964.4961; 2007: 1.0307e+12; 2008: 330171999989.3423 | 30-07-69-99-01-048 | Distillate fuel oil | Industrial
Included Emissions | 1A2c | Industrial | Manufacturing | Chemicals & Allied Products | Fuel Use | Fuel combustion | Natural gas | BTU | 8.5682e+13 | 7.6862e+13 | 7.4831e+13 | 4.8955e+13 | 6.0583e+13 | 7.1776e+13 | 7.1315e+13 | 5.8935e+13 | 7.3646e+13 | 7.191e+13 | 1.0105e+14 | 1.1906e+14 | 1.0764e+14 | 1.0677e+14 | 1.1774e+14 | 1.1098e+14 | 1.2057e+14 | 115540901455262 | 1.1907e+14 | 1.4212e+14 | 30-20-06-10-01-020 | Natural gas | Industrial
Included Emissions | 1A2k | Industrial | Manufacturing | Construction | None | Fuel combustion | Ethanol | BTU | 10132588896.0258 | 23419914949.7148 | 29524768886.6768 | 174121660100.2032 | 300346798848.4908 | 280237164480 | 276464435460.1206 | 217011846800.4917 | 213469199036.1445 | 206691929311.7541 | 392537203456.8693 | 415307826507.2433 | 555213341622.8134 | 1.2146e+12 | 684069204780.444 | 238783256656.2381 | 103366935478.2184 | 107739555381.5526 | 20517347628.055 | 20517347628.055 | 30-20-09-99-01-090 | Distillate fuel oil | Industrial
Included Emissions | 1A2k | Industrial | Manufacturing | Construction | None | Fuel combustion | Gasoline | BTU | 3.9914e+12 | 6.8481e+12 | 7.3639e+12 | 7.2376e+12 | 8.1368e+12 | 7129480410000 | 7.0206e+12 | 5.5009e+12 | 4.8836e+12 | 4.6445e+12 | 5.5617e+12 | 5.3758e+12 | 7.7965e+12 | 1.6269e+13 | 8.4883e+12 | 3.1395e+12 | 1.3969e+12 | 1.4664e+12 | 274838812854.6159 | 274838812854.6159 | 30-20-09-99-01-034 | Distillate fuel oil | Industrial
Included Emissions | 1A2k | Industrial | Manufacturing | Construction | None | Fuel combustion | Natural gas | BTU | 2.417e+12 | 2.215e+12 | 1.822e+12 | 2.04e+12 | 3.289e+12 | 4.064e+12 | 1.7902e+12 | 1.6606e+12 | 1.4186e+12 | 1.4941e+12 | 1.4739e+12 | 1.5891e+12 | 1.4859e+12 | 1820765625000 | 1865044291000 | 1.9144e+12 | 2.0065e+12 | 1.8398e+12 | 1.8135e+12 | 1.9954e+12 | 30-20-09-99-01-020 | Natural gas | Industrial
Included Emissions | 1A2h | Industrial | Manufacturing | Electric & Electronic Equip. | None | Fuel combustion | Natural gas | BTU | 1.091e+12 | 816438699999.9972 | 1.0163e+12 | 539382600000.0016 | 582322098340.963 | 536312401116.6695 | 551129076810.978 | 553414164292.7675 | 536091199999.9996 | 474284974000.0005 | 452300920899.9998 | 442094583700.0021 | 441403148099.9999 | 468286729000 | 437082800000.0001 | 450613516000.0001 | 463343223000.0001 | 474560188999.9999 | 464460142000 | 448159700000 | 30-20-13-99-01-020 | Natural gas | Industrial
Included Emissions | 1A2e | Industrial | Manufacturing | Food Products | Food Processing | Fuel combustion | Natural gas | BTU | 6.0984e+13 | 5.435e+13 | 5.8966e+13 | 4.7481e+13 | 4.6583e+13 | 4.5123e+13 | 5.4068e+13 | 5.538e+13 | 5.3865e+13 | 5.3165e+13 | 5.1668e+13 | 5.3539e+13 | 55013732804200 | 5.5182e+13 | 55865951410000 | 56581129492000 | 5.5468e+13 | 5.4039e+13 | 5.5185e+13 | 5.5592e+13 | 30-20-18-08-01-020 | Natural gas | Industrial
Included Emissions | 1A2e | Industrial | Manufacturing | Food Products | None | Fuel combustion | Natural gas | BTU | 5.4109e+12 | 8.3361e+12 | 8.7956e+12 | 7.072e+12 | 4.7728e+12 | 4.7088e+12 | 5.7759e+12 | 5.1951e+12 | 4.6407e+12 | 4.4929e+12 | 5.0916e+12 | 4.6036e+12 | 4652914103400 | 4687986100000 | 4.6242e+12 | 4358055000000 | 4588096200000 | 4555410100000 | 4563908000000 | 4271049200000 | 30-20-18-99-01-020 | Natural gas | Industrial
Included Emissions | 1A2e | Industrial | Manufacturing | Food Products | Sugar & Confections | Fuel combustion | Natural gas | BTU | 6.9844e+12 | 3.3948e+12 | 3.8919e+12 | 4.168e+12 | 8.1416e+12 | 7.1575e+12 | 2.5269e+12 | 2.0713e+12 | 1.4057e+12 | 1.1275e+12 | 1.2623e+12 | 1.3479e+12 | 1.8297e+12 | 1.7908e+12 | 1797525800000 | 1.7118e+12 | 1893894500000 | 2.0465e+12 | 1816212100000 | 1.9728e+12 | 30-20-18-30-01-020 | Natural gas | Industrial
Included Emissions | 1A2h | Industrial | Manufacturing | Metal Durables | Computers & Office Machines | Fuel combustion | Natural gas | BTU | 1.6704e+13 | 7.3626e+12 | 7.9513e+12 | 6.7364e+12 | 6.0142e+12 | 6.2955e+12 | 6.8256e+12 | 6.2732e+12 | 5.4664e+12 | 5.0193e+12 | 4.7918e+12 | 4.6157e+12 | 4.2978e+12 | 4.0541e+12 | 3739755100000 | 3.6771e+12 | 3678654137000 | 3393966355000 | 3176701105000 | 3.2006e+12 | 30-20-30-04-01-020 | Natural gas | Industrial
Included Emissions | 1A2h | Industrial | Manufacturing | Metal Durables | Fabricated Metal Products | Fuel combustion | Natural gas | BTU | 1.2536e+13 | 1.3297e+13 | 1.3628e+13 | 9.279e+12 | 9.7891e+12 | 9.904e+12 | 9.5773e+12 | 9.5466e+12 | 9.0145e+12 | 7.7512e+12 | 8.1574e+12 | 8.6188e+12 | 8.6783e+12 | 8.6192e+12 | 8.6575e+12 | 8560561323000 | 8.5646e+12 | 8.3938e+12 | 8.4437e+12 | 8.6864e+12 | 30-20-30-06-01-020 | Natural gas | Industrial
Included Emissions | 1A2h | Industrial | Manufacturing | Metal Durables | Industrial Machinery & Equip. | Fuel combustion | Natural gas | BTU | 2.734e+12 | 2.4475e+12 | 2.4495e+12 | 1.8694e+12 | 2.577e+12 | 2.4017e+12 | 2.7206e+12 | 2.2863e+12 | 2.4786e+12 | 2272027498000 | 1.7454e+12 | 1.7594e+12 | 1.8425e+12 | 1799863812000 | 1.7061e+12 | 1.5782e+12 | 1.6269e+12 | 1.6803e+12 | 1.6882e+12 | 1.7431e+12 | 30-20-30-15-01-020 | Natural gas | Industrial
Included Emissions | 1A2m | Industrial | Manufacturing | Not Specified | None | Fuel combustion | Coal | BTU | 76482009333.3333 | 76482009333.3333 | 76482009333.3333 | 76482009333.3333 | 76482009333.3333 | 76482009333.3333 | 76482009333.3333 | 76482009333.3333 | 76482009333.3333 | 76482009333.3333 | 76482009333.3333 | 53982138600 | 82683091400 | 76070371000 | 74764938300 | 69989144615 | 81933314385 | 78442379600 | 71868046900 | 83714039500 | 30-20-99-99-01-001 | coal | Industrial
Included Emissions | 1A2m | Industrial | Manufacturing | Not Specified | None | Fuel combustion | Distillate | BTU | 6009624000000 | 6903036000000 | 5969742000000 | 7037310000000 | 7027650000000 | 7252866000000 | 7673628000000 | 7631538000000 | 6447222000000 | 8728362000000 | 10001550000000 | 10583634000000 | 11549220000000 | 11495952000000 | 9698364000000 | 10766484000000 | 8611476000000 | 9375168000000 | 7738902000000 | 7022820000000 | 30-20-99-99-01-033 | Distillate fuel oil | Industrial
Included Emissions | 1A2m | Industrial | Manufacturing | Not Specified | None | Fuel combustion | Ethanol | BTU | 5371991860.4195 | 40303911095.2697 | 49764602523.0119 | 311342558205.6484 | 502030089783.4211 | 491756529600.0001 | 485328629351.3624 | 468919977351.693 | 524156406285.0965 | 505786634200.6716 | 958106294369.1624 | 759040203060.4229 | 700971022561.5387 | 613284121987.715 | 679466346081.3831 | 1.1946e+12 | 517148509903.451 | 539024885138.1599 | 105075448856.1799 | 105075448856.1799 | 30-20-99-99-01-090 | Distillate fuel oil | Industrial
Included Emissions | 1A2m | Industrial | Manufacturing | Not Specified | None | Fuel combustion | Gasoline | BTU | 2.1161e+12 | 1.1785e+13 | 1.2412e+13 | 1.2941e+13 | 1.3601e+13 | 12510719450000 | 1.2325e+13 | 1.1886e+13 | 1.1991e+13 | 1.1365e+13 | 1.3575e+13 | 9.8251e+12 | 9.8433e+12 | 8214485112326 | 8.4312e+12 | 1.5707e+13 | 6.9886e+12 | 7.3365e+12 | 1.4075e+12 | 1.4075e+12 | 30-20-99-99-01-034 | Distillate fuel oil | Industrial
Included Emissions | 1A2m | Industrial | Manufacturing | Not Specified | None | Fuel combustion | Kerosene | BTU | 129735000000 | 173610000000 | 45360000000 | 184680000000 | 175905000000 | 174150000000 | 131625000000 | 130545000000 | 57105000000 | 15120000000 | 20790000000 | 43065000000 | 18495000000 | 7155000000 | 91665000000 | 17820000000 | 4995000000 | 3240000000 | 2295000000 | 1215000000 | 30-20-99-99-01-036 | Distillate fuel oil | Industrial
Included Emissions | 1A2m | Industrial | Manufacturing | Not Specified | None | Fuel combustion | LPG | BTU | 20344000000000 | 21817000000000 | 3.1516e+13 | 22977000000000 | 16480000000000 | 6014000000000 | 10259000000000 | 6488000000000 | 13643000000000 | 18994000000000 | 22309000000000 | 24176000000000 | 23277000000000 | 23080000000000 | 24311000000000 | 23722000000000 | 23033000000000 | 22005000000000 | 21077000000000 | 21779000000000 | 30-20-99-99-01-037 | lpg propane or butane | Industrial
Included Emissions | 1A2m | Industrial | Manufacturing | Not Specified | None | Fuel combustion | Natural gas | BTU | 1.3906e+12 | 1.5191e+12 | 1.662e+12 | 4.2618e+12 | 3.0124e+12 | 2.6323e+12 | 3.0359e+12 | 2.683e+12 | 1.4729e+13 | 1.5455e+13 | 2.0043e+13 | 1.8418e+13 | 24702705624500 | 2.5893e+13 | 20951302900000 | 20457252857000 | 20073597622000 | 2.0906e+13 | 28080153837000 | 3.1705e+13 | 30-20-99-99-01-020 | Natural gas | Industrial
Included Emissions | 1A2m | Industrial | Manufacturing | Not Specified | None | Fuel combustion | Petroleum coke | BTU | 332870560000 | 332870560000 | 332870560000 | 332870560000 | 332870560000 | 332870560000 | 332870560000 | 332870560000 | 332870560000 | 332870560000 | 332870560000 | 228086096000 | 318889808000 | 303082288000 | 321851225600 | 304557640000 | 338495423199.9999 | 323890976000 | 374665008000.0001 | 314205088000.0001 | 30-20-99-99-01-042 | coal | Industrial
Included Emissions | 1A2m | Industrial | Manufacturing | Not Specified | None | Fuel combustion | Residual fuel oil | BTU | 712050000000 | 112500000000 | 430950000000 | 226200000000 | 87450000000 | 69750000000 | 635850000000 | 67800000000 | 285750000000 | 40950000000 | 65400000000 | 44850000000 | 35100000000 | 38400000000 | 32700000000 | 291000000000 | 363600000000 | 119700000000 | 66000000000 | 68250000000 | 30-20-99-99-01-046 | Residual fuel oil | Industrial
Included Emissions | 1A2m | Industrial | Manufacturing | Plastics & Rubber | None | Fuel combustion | Natural gas | BTU | 853570773315.1337 | 1.1145e+12 | 1.3311e+12 | 377153473799.4025 | 255818708138.0137 | 225711425446.2654 | 152842485153.331 | 269837988618.0933 | 326973999999.9996 | 268147700000.0001 | 283990200000.0004 | 291946700000.0014 | 263984700000 | 251580700000 | 266754800000 | 267634000000 | 246657400000 | 244210600000 | 240267700000 | 208855399999.9999 | 30-20-44-99-01-020 | Natural gas | Industrial
Included Emissions | 1A2m | Industrial | Manufacturing | Plastics & Rubber | Plastics | Fuel combustion | Natural gas | BTU | 4.3955e+12 | 3.2831e+12 | 4.1286e+12 | 3.7947e+12 | 4.0199e+12 | 3.6843e+12 | 3.6202e+12 | 2.9416e+12 | 2.3938e+12 | 2.0336e+12 | 1.9704e+12 | 1.815e+12 | 1624132100000 | 1.641e+12 | 1.6603e+12 | 1641263074000 | 1629098148000 | 1647421245000 | 1612425055000 | 1.6268e+12 | 30-20-44-25-01-020 | Natural gas | Industrial
Included Emissions | 1A2 | Industrial | Manufacturing | Primary Metals | None | Fuel combustion | Natural gas | BTU | 1.5055e+13 | 1.4691e+13 | 1.7051e+13 | 1.4235e+13 | 1.3641e+13 | 1.1345e+13 | 8.4709e+12 | 9.8119e+12 | 1.0018e+13 | 6.6509e+12 | 8.608e+12 | 9.2817e+12 | 9589743000000 | 9603537900000 | 9810772400000 | 8.9146e+12 | 9330345000000 | 9201076500000 | 8930809496000 | 8351389100000 | 30-20-47-99-01-020 | Natural gas | Industrial
Included Emissions | 1A2d | Industrial | Manufacturing | Printing & Publishing | None | Fuel combustion | Natural gas | BTU | 2385000000000 | 1.9582e+12 | 2.0501e+12 | 1.6487e+12 | 1.6833e+12 | 1.5338e+12 | 1.428e+12 | 1.4094e+12 | 1.2717e+12 | 1.166e+12 | 1.0276e+12 | 1.0831e+12 | 1.0445e+12 | 981897753000 | 895970808000.0002 | 928086959000 | 936902517999.9998 | 903306381000 | 905407252000 | 843984400000.0001 | 30-20-48-99-01-020 | Natural gas | Industrial
Included Emissions | 1A2d | Industrial | Manufacturing | Pulp & Paper | None | Fuel combustion | Natural gas | BTU | 1.7408e+13 | 1.5829e+13 | 1.689e+13 | 1.5629e+13 | 16032000000000 | 1.0186e+13 | 1.0648e+13 | 8.9687e+12 | 7.3482e+12 | 6284803600000 | 6.5853e+12 | 7.272e+12 | 7238880200000 | 7204387400000 | 6.903e+12 | 7302558100000 | 7544163200000 | 6533794291000 | 6.3433e+12 | 6.3112e+12 | 30-20-51-99-01-020 | Natural gas | Industrial
Included Emissions | 1A2f | Industrial | Manufacturing | Stone, Clay, Glass & Cement | Cement | Fuel combustion | Biomass waste fuel | BTU | 439021693121.6924 | 428707328042.3277 | 418392962962.9629 | 408078597883.5981 | 397764232804.2334 | 387449867724.8671 | 143136397707.2311 | 213469461853.6161 | 288899065000.0004 | 408842219999.9996 | 641203250000.0004 | 979687583473.9065 | 1.306e+12 | 1.1904e+12 | 1.7007e+12 | 1565621537832 | 1.4456e+12 | 1.7417e+12 | 1.7779e+12 | 1251192527080 | 30-20-58-03-01-078 | biomass | Industrial
Included Emissions | 1A2f | Industrial | Manufacturing | Stone, Clay, Glass & Cement | Cement | Fuel combustion | Coal | BTU | 3.3045e+13 | 3.285e+13 | 3.2655e+13 | 3.246e+13 | 3.2264e+13 | 3.2069e+13 | 3.027e+13 | 2.7222e+13 | 2.3564e+13 | 1.5616e+13 | 1.5083e+13 | 1.63e+13 | 1.8163e+13 | 1.8942e+13 | 2.0282e+13 | 1.957e+13 | 1.8474e+13 | 2.094e+13 | 2.0698e+13 | 2.0136e+13 | 30-20-58-03-01-001 | coal | Industrial
Included Emissions | 1A2f | Industrial | Manufacturing | Stone, Clay, Glass & Cement | Cement | Fuel combustion | Distillate | BTU | 2000: 65534063841.6568; 2001: 54644796090.7455; 2002: 43755528339.8343; 2003: 32866260588.9231; 2004: 21976992838.0119; 2005: 11087725087.1006; 2006: 11100306000; 2007: 10833690000; 2008: 10619945833.3333; 2009: 202488095.2381; 2010: 4160714285.7143 | 30-20-58-03-01-033 | Distillate fuel oil | Industrial
Included Emissions | 1A2f | Industrial | Manufacturing | Stone, Clay, Glass & Cement | Cement | Fuel combustion | LPG | BTU | 2009: 441094936.2319; 2010: 379054000; 2011: 343601143.2201; 2012: 602939046.447; 2013: 649999595.2796; 2014: 398840014.2777; 2015: 425611853.8651; 2016: 657032583.1777; 2017: 2819313441.9795; 2018: 409700749.8108; 2019: 562988102.6847 | 30-20-58-03-01-037 | lpg propane or butane | Industrial
Included Emissions | 1A2f | Industrial | Manufacturing | Stone, Clay, Glass & Cement | Cement | Fuel combustion | MSW | BTU | 2013: 28894800000; 2015: 76624950000; 2017: 2394000000; 2018: 98080080000; 2019: 253633763936.7944 | 30-20-58-03-01-010 | biomass | Industrial
Included Emissions | 1A2f | Industrial | Manufacturing | Stone, Clay, Glass & Cement | Cement | Fuel combustion | Natural gas | BTU | 2.4136e+12 | 2.7137e+12 | 2.8751e+12 | 3.0285e+12 | 3.1801e+12 | 3.3418e+12 | 2.8943e+12 | 2.4474e+12 | 1.9607e+12 | 1.1958e+12 | 937515229414.8787 | 957865287482.3525 | 2.1514e+12 | 1.8228e+12 | 1.9289e+12 | 3.2901e+12 | 4.992e+12 | 2.9737e+12 | 3847380609895 | 5.2185e+12 | 30-20-58-03-01-020 | Natural gas | Industrial
Included Emissions | 1A2f | Industrial | Manufacturing | Stone, Clay, Glass & Cement | Cement | Fuel combustion | Petroleum coke | BTU | 5.5772e+12 | 5.6706e+12 | 5.764e+12 | 5.8574e+12 | 5.9507e+12 | 6.0441e+12 | 7.1315e+12 | 6.8688e+12 | 7.567e+12 | 4.8432e+12 | 5.5189e+12 | 5.8814e+12 | 5227181000000 | 6469887670000 | 6.9519e+12 | 5445742506000 | 5463090700000 | 5283321800000 | 5487038500000 | 4.8531e+12 | 30-20-58-03-01-042 | coal | Industrial
Included Emissions | 1A2f | Industrial | Manufacturing | Stone, Clay, Glass & Cement | Cement | Fuel combustion | Residual fuel oil | BTU | 2000: 839907767304.0254; 2001: 877812545847.4575; 2002: 915717324390.8895; 2003: 953622102934.3215; 2004: 991526881477.755; 2005: 1.0294e+12; 2006: 734826600000; 2007: 429336900000; 2008: 123809732285.7141 | 30-20-58-03-01-046 | Residual fuel oil | Industrial
Included Emissions | 1A2f | Industrial | Manufacturing | Stone, Clay, Glass & Cement | Cement | Fuel combustion | Tires | BTU | 1.1024e+12 | 1.3052e+12 | 1.508e+12 | 1.7107e+12 | 1.9135e+12 | 2.1163e+12 | 1.9466e+12 | 2.0339e+12 | 2.1897e+12 | 1.5133e+12 | 1.8541e+12 | 2.0417e+12 | 2169994330000 | 2.5974e+12 | 2.8833e+12 | 2940267684200 | 2.6625e+12 | 2693850910000 | 2596035510000 | 2.0404e+12 | 30-20-58-03-01-011 | Distillate fuel oil | Industrial
Included Emissions | 1A2f | Industrial | Manufacturing | Stone, Clay, Glass & Cement | Flat Glass | Fuel combustion | Natural gas | BTU | 11572745870.2426 | 3.333e+12 | 4.6593e+12 | 5.1324e+12 | 5.6769e+12 | 6.7731e+12 | 61499809725.6933 | 42038459091.9104 | 29445300000 | 15741900000 | 13774000000 | 11852900000 | 7092600000 | 9862100000 | 11355600000 | 11842400000 | 8298500000 | 9636400000 | 9812500000 | 9009100000 | 30-20-58-07-01-020 | Natural gas | Industrial
Included Emissions | 1A2f | Industrial | Manufacturing | Stone, Clay, Glass & Cement | Glass Containers | Fuel combustion | Natural gas | BTU | 1.396e+13 | 1.2003e+13 | 1.3068e+13 | 1.1684e+13 | 1.0701e+13 | 1.0058e+13 | 1.1591e+13 | 9.9781e+12 | 9.3949e+12 | 8.9796e+12 | 9.3426e+12 | 9.3793e+12 | 9730179707400 | 9479536706000 | 8366716200000 | 7.7914e+12 | 7.1933e+12 | 7890185633000 | 6.815e+12 | 6881541600000 | 30-20-58-13-01-020 | Natural gas | Industrial
Included Emissions | 1A2f | Industrial | Manufacturing | Stone, Clay, Glass & Cement | None | Fuel combustion | Natural gas | BTU | 1.3626e+13 | 9.1854e+12 | 1.0037e+13 | 7.2601e+12 | 6.981e+12 | 7.1881e+12 | 1.4563e+13 | 1.2746e+13 | 9.4431e+12 | 6.3625e+12 | 5.6626e+12 | 5.6978e+12 | 5.6455e+12 | 5.2452e+12 | 6829206848248 | 7.1176e+12 | 7.7158e+12 | 8.5612e+12 | 8.9034e+12 | 8.4494e+12 | 30-20-58-99-01-020 | Natural gas | Industrial
Included Emissions | 1A2l | Industrial | Manufacturing | Textiles | Apparel | Fuel combustion | Natural gas | BTU | 483702075937.2387 | 477160418578.4874 | 519071495210.44 | 293865769176.0333 | 386498139603.0019 | 393609571807.5277 | 406991634970.9622 | 373303467026.7226 | 262378600000.0004 | 200684800000.0002 | 190561199999.9997 | 181983700000.0008 | 184903500000 | 180447500000 | 155778800000 | 145246400000 | 143873600000 | 127944400000 | 103395500000 | 101262700000 | 30-20-63-01-01-020 | Natural gas | Industrial
Included Emissions | 1A2l | Industrial | Manufacturing | Textiles | Leather | Fuel combustion | Natural gas | BTU | 74370271154.6172 | 158760276664.0703 | 70341414778.0462 | 110497264310.366 | 48477571591.742 | 67856143127.3682 | 32856646361.2732 | 34660326070.4308 | 35128000000 | 23898600000 | 27976000000 | 32762612800.0001 | 33959644300 | 30823300000 | 22080500000 | 21116100000 | 22946200000 | 20590900000 | 15526500000 | 16032800000 | 30-20-63-17-01-020 | Natural gas | Industrial
Included Emissions | 1A2l | Industrial | Manufacturing | Textiles | Textile Mills | Fuel combustion | Natural gas | BTU | 1.0046e+13 | 9.4885e+12 | 1.057e+13 | 8.034e+12 | 7.9014e+12 | 7.7277e+12 | 6.9363e+12 | 6.191e+12 | 5.4515e+12 | 4.1894e+12 | 4.3677e+12 | 4.1303e+12 | 3843243200000 | 3942191200000 | 3740490700000 | 3578216400000 | 3.5879e+12 | 4.1209e+12 | 3747037200000 | 3381247000000 | 30-20-63-33-01-020 | Natural gas | Industrial
Included Emissions | 1A2e | Industrial | Manufacturing | Tobacco | None | Fuel combustion | Natural gas | BTU | 141367369.2301 | 439336647.5872 | 231034035.2871 | 483795216.2342 | 329672042.3209 | 837263746.4289 | 88508506.1461 | 98145036.0073 | 102600000 | 86600000 | 148900000 | 166300000 | 149900000 | 172100000 | 132400000 | 215500000 | 646000000 | 760000000 | 775100000 | 703400000 | 30-20-64-99-01-020 | Natural gas | Industrial
Included Emissions | 1A2g | Industrial | Manufacturing | Transportation Equip. | None | Fuel combustion | Natural gas | BTU | 8.5755e+12 | 9.1111e+12 | 9.8751e+12 | 5.93e+12 | 5.071e+12 | 5.071e+12 | 4.9529e+12 | 5.2133e+12 | 5.4181e+12 | 4.7917e+12 | 4.6542e+12 | 4.4301e+12 | 4609229060600 | 5353686498000 | 5124756574000 | 5.1076e+12 | 5330783085000 | 5.4696e+12 | 5493633787000 | 3975708600000 | 30-20-67-99-01-020 | Natural gas | Industrial
Included Emissions | 1A2j | Industrial | Manufacturing | Wood & Furniture | Furniture & Fixtures | Fuel combustion | Natural gas | BTU | 1.1086e+12 | 996519946337.8402 | 1.0367e+12 | 787500175979.088 | 817073648327.7076 | 773624512101.97 | 737784721851.3573 | 641247738525.3091 | 515502899999.9995 | 402263427999.9996 | 346242209900.0002 | 328573022300.0016 | 324326597499.9999 | 317604609000 | 274900253000 | 293029344999.9999 | 294912118000 | 281004877000 | 255343495000 | 256708100000 | 30-20-74-12-01-020 | Natural gas | Industrial
Included Emissions | 1A2j | Industrial | Manufacturing | Wood & Furniture | Lumber & Wood Products | Fuel combustion | Natural gas | BTU | 6.3728e+12 | 4.8299e+12 | 2.5794e+12 | 2.1727e+12 | 1.3008e+12 | 1.2412e+12 | 1.2504e+12 | 919777245075.15 | 853267500000.0001 | 633969825000.0002 | 607649746200.0002 | 478751946300.0021 | 279963705100 | 320796023000 | 416503804000 | 477588495999.9999 | 529096941000.0001 | 504093936000.0001 | 450752996000 | 471589289618.6669 | 30-20-74-19-01-020 | Natural gas | Industrial
Included Emissions | 1A2i | Industrial | Mining | Coal | None | Fuel combustion | Natural gas | BTU | 334166.4892 | 107967325.6778 | 87064965.1972 | 103406426.472 | 215881027.734 | 326077109.8178 | 14300000 | 15700000 | 27600000 |  |  |  | 44400000 | 1055600000 | 886000000 | 719500000 | 106100000 | 31900000 | 27000000 | 33400000 | 30-23-07-99-01-020 | Natural gas | Industrial
Included Emissions | 1A2i | Industrial | Mining | Metals | None | Fuel combustion | Natural gas | BTU | 1.0028e+13 | 5.3232e+12 | 5.1826e+12 | 5.0084e+12 | 5.1272e+12 | 4.8389e+12 | 215839488715.2043 | 220330846964.4057 | 4665800000 | 2813500000 | 3057000000 | 2764500000 | 303704080000 | 319601820000 | 183609400000 | 220367600000 | 340137600000 | 460107644252.121 | 443975700000 | 445395898191.093 | 30-23-31-99-01-020 | Natural gas | Industrial
Included Emissions | 1A2i | Industrial | Mining | Non Metals | None | Fuel combustion | Natural gas | BTU | 6.1212e+12 | 580467047318.5724 | 659125912412.9943 | 1.3295e+12 | 1.7259e+12 | 1.5829e+12 | 1.7828e+12 | 2.8138e+12 | 3.5401e+12 | 2.6538e+12 | 2.7911e+12 | 2.8576e+12 | 2966572200000 | 2713833400000 | 2697855200000 | 2600753800000 | 2752012500000 | 2820834800000 | 2719342100000 | 2477876200000 | 30-23-36-99-01-020 | Natural gas | Industrial
Included Emissions | 1A2m | Industrial | Not Specified | Not Specified | None | Fuel combustion | Other petroleum products | BTU | 977000000000 | 1717000000000 | 1844000000000 | 1731000000000 | 1559000000000 | 1550000000000 | 1107000000000 | 1087000000000 | 1156000000000 | 1236000000000 | 1292000000000 | 1341000000000 | 1315000000000 | 2787000000000 | 2976000000000 | 3076000000000 | 3116000000000 | 3237000000000 | 3224000000000 | 3224000000000 | 30-99-99-99-01-041 | Distillate fuel oil | Industrial
Included Emissions | 1A2m | Industrial | Not Specified | Not Specified | None | Fuel combustion | Wood (wet) | BTU | 39641000000000 | 44694000000000 | 27437000000000 | 26680000000000 | 26939000000000 | 29671000000000 | 27311000000000 | 27817000000000 | 24662000000000 | 22666000000000 | 25807000000000 | 28507000000000 | 27877000000000 | 27486000000000 | 24505000000000 | 23107000000000 | 24783000000000 | 25859000000000 | 25991000000000 | 25991000000000 | 30-99-99-99-01-077 | biomass | Industrial
Included Emissions | 2D1 | Industrial | Not Specified | Not Specified | None | Fuel consumption | Lubricants | BTU | 13310000000000 | 12194000000000 | 12050000000000 | 11140000000000 | 11286000000000 | 11227000000000 | 10939000000000 | 11296000000000 | 10487000000000 | 9429000000000 | 12509000000000 | 10884000000000 | 10310000000000 | 10833000000000 | 11001000000000 | 11804000000000 | 11476000000000 | 10663000000000 | 10411000000000 | 9806000000000 | 30-99-99-99-22-038 | Distillate fuel oil | Industrial
Included Emissions | 1A1cii | Industrial | Oil & Gas: Production & Processing | Not Specified | None | Fuel combustion | Associated gas | BTU | 48482564592000 | 41124659648000 | 54085098424000 | 58836931880000 | 57651616080000 | 53564934688000 | 47507275464000 | 47522979752000 | 53987311840000 | 53148549664000 | 54705816144000 | 53772889648000 | 53988638576000 | 56373102328000 | 53053293736000 | 51372370128000 | 38837295680000 | 43329366024000 | 3.422e+13 | 2.9566e+13 | 30-27-99-99-01-022 | Natural gas | Industrial
Included Emissions | 1A1cii | Industrial | Oil & Gas: Production & Processing | Not Specified | None | Fuel combustion | Distillate | BTU | 833244000000 | 1098894000000 | 1433682000000 | 1502268000000 | 1599144000000 | 1437546000000 | 1225026000000 | 1679598000000 | 2021148000000 | 370806000000 | 354108000000 | 954270000000 | 1082748000000 | 839316000000 | 1748046000000 | 1479912000000 | 893412000000 | 367770000000 | 463542000000 | 590364000000 | 30-27-99-99-01-033 | Distillate fuel oil | Industrial
Included Emissions | 1A1cii | Industrial | Oil & Gas: Production & Processing | Not Specified | None | Fuel combustion | Natural gas | BTU | 2.6952e+14 | 2.7946e+14 | 2.4135e+14 | 2.8405e+14 | 2.8867e+14 | 2.6956e+14 | 2.3676e+14 | 2.3667e+14 | 2.4883e+14 | 2.3419e+14 | 2.1503e+14 | 2.1358e+14 | 2.1226e+14 | 2.4869e+14 | 255931283000000 | 2.5934e+14 | 2.3063e+14 | 2.2777e+14 | 2.3254e+14 | 2.3242e+14 | 30-27-99-99-01-020 | Natural gas | Industrial
Included Emissions | 1A1cii | Industrial | Oil & Gas: Production & Processing | Not Specified | None | Fuel combustion | Residual fuel oil | BTU | 2001: 2224650000000; 2002: 863250000000; 2003: 105150000000; 2008: 2249550000000 | 30-27-99-99-01-046 | Residual fuel oil | Industrial
Included Emissions | 1A1b | Industrial | Petroleum Refining and Hydrogen Production | Not Specified | None | Fuel combustion | Associated gas | BTU | 2011: 646505264624; 2012: 70325640000; 2013: 76050589999.6522; 2014: 58976069999.8767; 2015: 95951790000.2504; 2016: 89047984179.8556; 2017: 90551900999.6349; 2018: 95356426799.8511; 2019: 110196776252.3371 | 30-30-99-99-01-022 | Natural gas | Industrial
Included Emissions | 1A1b | Industrial | Petroleum Refining and Hydrogen Production | Not Specified | None | Fuel combustion | Catalyst coke | BTU | 54502225920000 | 5.4314e+13 | 5.4888e+13 | 56959935680000 | 57864972000000 | 57906397920000 | 58051706080000 | 53831113120000 | 48432227520000 | 5.6861e+13 | 5.3302e+13 | 6.0139e+13 | 5.6548e+13 | 5.4112e+13 | 5.3685e+13 | 4.547e+13 | 5.3532e+13 | 5.4835e+13 | 5.5187e+13 | 5.1647e+13 | 30-30-99-99-01-060 | coal | Industrial
Included Emissions | 1A1b | Industrial | Petroleum Refining and Hydrogen Production | Not Specified | None | Fuel combustion | Digester gas | BTU | 3535941181.4107 | 3616240791.4928 | 3640535943.0765 | 3715282169.561 | 3611520941.3544 | 3731552400.7162 | 3817879819.517 | 3782759864.2789 | 3732592458.2278 | 3465909000 | 16191861000 |  |  | 29479181760 | 36107993527.2 | 32675112630.6141 |  | 14599095864.1418 |  |  | 30-30-99-99-01-070 | Natural gas | Industrial
Included Emissions | 1A1b | Industrial | Petroleum Refining and Hydrogen Production | Not Specified | None | Fuel combustion | Distillate | BTU | 9163476000 | 234210564000 | 13400352000 | 22743504000 | 21937860000 | 897046920000 | 453467448000 | 364840812000 | 697629744000 | 138153734946.885 | 200632899484.6724 | 18182963860.3252 | 18816806923.2915 | 19767367096.8257 | 20092812403.1975 | 88549081082.7635 | 130461325300.7629 | 49155450736.3925 | 68113640776.075 | 58073628442.9466 | 30-30-99-99-01-033 | Distillate fuel oil | Industrial
Included Emissions | 1A1b | Industrial | Petroleum Refining and Hydrogen Production | Not Specified | None | Fuel combustion | Ethanol | BTU | 2012: 4998000000; 2015: 1739288125.7605 | 30-30-99-99-01-090 | Distillate fuel oil | Industrial
Included Emissions | 1A1b | Industrial | Petroleum Refining and Hydrogen Production | Not Specified | None | Fuel combustion | Gasoline | BTU | 2011: 17816625000; 2012: 14557320419.8234; 2013: 14607855007.6901; 2014: 22972929750; 2015: 25403625000; 2016: 25528760668.75; 2017: 18164008668.75; 2018: 23802645250; 2019: 29760230250 | 30-30-99-99-01-034 | Distillate fuel oil | Industrial
Included Emissions | 1A1b | Industrial | Petroleum Refining and Hydrogen Production | Not Specified | None | Fuel combustion | LPG | BTU | 8011184832000 | 10917658584000 | 4368553392000 | 8189875512000 | 6271156080000 | 6593344128000 | 3920646240000 | 3747940896000 | 3899085120000 | 2601199276.1905 | 2902132476.1905 | 5388128374.7365 | 31051084752.251 | 19109501320 | 17056167157.7173 | 26063289306.916 | 9251715200.0002 | 7905241710.0288 | 10222304000.039 | 38119989804.5675 | 30-30-99-99-01-037 | lpg propane or butane | Industrial
Included Emissions | 1A1b | Industrial | Petroleum Refining and Hydrogen Production | Not Specified | None | Fuel combustion | Natural gas | BTU | 5.5466e+13 | 5.3871e+13 | 5.9556e+13 | 5.9992e+13 | 6.0595e+13 | 6.1993e+13 | 6.3587e+13 | 6.6416e+13 | 6.7685e+13 | 6.8134e+13 | 7.5021e+13 | 4.5444e+13 | 4.271e+13 | 4.7807e+13 | 4.8316e+13 | 4.9615e+13 | 5.1355e+13 | 5.1566e+13 | 4.9373e+13 | 4.6462e+13 | 30-30-99-99-01-020 | Natural gas | Industrial
Included Emissions | 1A1b | Industrial | Petroleum Refining and Hydrogen Production | Not Specified | None | Fuel combustion | Petroleum coke | BTU | 1.8544e+12 | 1.8544e+12 | 1.8544e+12 | 1.8544e+12 | 1.8544e+12 | 1.8544e+12 | 1.8544e+12 | 1.8544e+12 | 1.8544e+12 | 2.1746e+12 | 1.4253e+12 | 630905761.8907 | 3.5281e+12 | 3.804e+12 | 4.2855e+12 | 3.7948e+12 | 3.5746e+12 | 3.0113e+12 | 4.4219e+12 | 5.4982e+12 | 30-30-99-99-01-042 | coal | Industrial
Included Emissions | 1A1b | Industrial | Petroleum Refining and Hydrogen Production | Not Specified | None | Fuel combustion | Process gas | BTU | 1.8881e+13 | 1.931e+13 | 1.944e+13 | 1.9839e+13 | 1.9285e+13 | 1.9926e+13 | 2.0387e+13 | 2.0199e+13 | 1.9932e+13 | 1.8507e+13 | 6.7062e+12 | 3.11e+13 | 2.5142e+13 | 6.4424e+13 | 6.2502e+13 | 5.8815e+13 | 5.9967e+13 | 6.0247e+13 | 6.0008e+13 | 6.8091e+13 | 30-30-99-99-01-023 | Crude oil | Industrial
Included Emissions | 1A1b | Industrial | Petroleum Refining and Hydrogen Production | Not Specified | None | Fuel combustion | Refinery gas | BTU | 2.5452e+14 | 2.623e+14 | 265136325183659 | 2.6882e+14 | 2.5669e+14 | 2.6422e+14 | 2.5979e+14 | 2.5623e+14 | 2.5074e+14 | 2.373e+14 | 3.0077e+14 | 2.7225e+14 | 2.7071e+14 | 2.6555e+14 | 2.7376e+14 | 2.7078e+14 | 2.7993e+14 | 2.7767e+14 | 2.7457e+14 | 3.1155e+14 | 30-30-99-99-01-045 | Crude oil | Industrial
Included Emissions | 1A1b | Industrial | Petroleum Refining and Hydrogen Production | Not Specified | None | Fuel combustion | Residual fuel oil | BTU | 2000: 24066000000; 2018: 2693174400000; 2019: 3.0559e+12 | 30-30-99-99-01-046 | Residual fuel oil | Industrial
Included Emissions | 2H3 | Industrial | Petroleum Refining and Hydrogen Production | Transformation | None | Fuel consumption | Natural gas | BTU | 3.2286e+13 | 3.3605e+13 | 3.4094e+13 | 3.3488e+13 | 3.3317e+13 | 33669349224246 | 3.6089e+13 | 3.7069e+13 | 3.7066e+13 | 3.5724e+13 | 2.2345e+13 | 4.1377e+13 | 4.2437e+13 | 4.3532e+13 | 4.2819e+13 | 4.1966e+13 | 4.4e+13 | 4.4972e+13 | 4.5221e+13 | 2.9594e+13 | 30-30-65-99-22-020 | Natural gas | Industrial
Included Emissions | 2H3 | Industrial | Petroleum Refining and Hydrogen Production | Transformation | None | Fuel consumption | Petroleum feedstocks | BTU | 2000: 40774655761.6051; 2001: 41700629580.4289; 2002: 41980788777.5645; 2003: 42842723831.9158; 2004: 41646202695.2618; 2005: 43030343772.5425; 2006: 44025827182.4178; 2007: 43620841914.9244; 2008: 43042337181.0396; 2009: 39967080651.4 | 30-30-65-99-22-043 | other | Industrial
Included Emissions | 2H3 | Industrial | Petroleum Refining and Hydrogen Production | Transformation | None | Fuel consumption | Refinery gas | BTU | 2.7025e+13 | 2.6491e+13 | 2.6777e+13 | 2.6284e+13 | 2.6148e+13 | 2.6343e+13 | 2.8246e+13 | 2.8829e+13 | 2.8829e+13 | 2.3344e+13 | 3.6885e+13 | 6.5283e+13 | 6.1035e+13 | 5.6053e+13 | 5.9202e+13 | 5.2379e+13 | 5.5694e+13 | 5.6239e+13 | 5.8102e+13 | 5.4544e+13 | 30-30-65-99-22-045 | Crude oil | Industrial
Included Emissions | 1A1cii | Industrial | Transmission and Distribution | Natural Gas Pipelines | None | Fuel combustion | Natural gas | BTU | 9969544000000 | 11218564000000 | 9879080000000 | 8912760000000 | 13332132000000 | 11076700000000 | 7219644000000 | 9245832000000 | 7960832000000 | 6564808000000 | 10013748000000 | 10563728000000 | 13267368000000 | 10764188000000 | 23857824000000 | 17779260000000 | 22731136000000 | 19819840000000 | 19394248000000 | 21082224000000 | 30-41-34-99-01-020 | Natural gas | Industrial
Included Emissions | 1A1cii | Industrial | Transmission and Distribution | Non Natural Gas Pipelines | None | Fuel combustion | Natural gas | BTU | 1.2374e+12 | 1.472e+12 | 1.5383e+12 | 849122881645.8051 | 1.1991e+12 | 1.3596e+12 | 1.0625e+12 | 1.469e+12 | 1.6654e+12 | 1.5132e+12 | 1.4556e+12 | 1.4341e+12 | 1362545900000 | 1304843900000 | 1156312700000 | 1.1324e+12 | 1175065800000 | 1305951200000 | 1236940100000 | 1354388900000 | 30-41-37-99-01-020 | Natural gas | Industrial
Included Emissions | 1A4b | Residential | Household Use | Not Specified | None | Fuel combustion | Coal | BTU | 2000: 62000000000; 2003: 1000000000; 2004: 19000000000; 2005: 36000000000; 2006: 3000000000 | 50-18-99-99-01-001 | 0 | Residential
Included Emissions | 1A4b | Residential | Household Use | Not Specified | None | Fuel combustion | Distillate | BTU | 897966000000 | 1127322000000 | 720222000000 | 743406000000 | 754860000000 | 943368000000 | 944058000000 | 531714000000 | 764520000000 | 1891152000000 | 806196000000 | 606510000000 | 343758000000 | 510324000000 | 518052000000 | 442428000000 | 416484000000 | 302082000000 | 369012000000 | 313674000000 | 50-18-99-99-01-033 | 0 | Residential
Included Emissions | 1A4b | Residential | Household Use | Not Specified | None | Fuel combustion | Kerosene | BTU | 1591380000000 | 1984635000000 | 1226745000000 | 1109295000000 | 1566675000000 | 1720980000000 | 1624860000000 | 863865000000 | 458460000000 | 972540000000 | 815805000000 | 624915000000 | 268650000000 | 257040000000 | 333720000000 | 247725000000 | 473175000000 | 286875000000 | 286875000000 | 418365000000 | 50-18-99-99-01-036 | 0 | Residential
Included Emissions | 1A4b | Residential | Household Use | Not Specified | None | Fuel combustion | LPG | BTU | 17889000000000 | 12279000000000 | 14290000000000 | 20489000000000 | 24878000000000 | 2.8288e+13 | 24696000000000 | 26190000000000 | 3.2156e+13 | 3.0186e+13 | 31725000000000 | 3.0067e+13 | 22728000000000 | 22821000000000 | 18804000000000 | 21125000000000 | 23006000000000 | 22096000000000 | 24078000000000 | 25947000000000 | 50-18-99-99-01-037 | 0 | Residential
Included Emissions | 1A4b | Residential | Household Use | Not Specified | None | Fuel combustion | Natural gas | BTU | 5.2711e+14 | 5.1587e+14 | 5.18e+14 | 5.0163e+14 | 5.1498e+14 | 4.8849e+14 | 5.0029e+14 | 5.0263e+14 | 5.0158e+14 | 4.9478e+14 | 5.0843e+14 | 5.1842e+14 | 485339651947700 | 4.9979e+14 | 4.0668e+14 | 412575435037000 | 429555129813000 | 4.4496e+14 | 4.3761e+14 | 476873012800000 | 50-18-99-99-01-020 | 0 | Residential
Included Emissions | 1A4b | Residential | Household Use | Not Specified | None | Fuel combustion | Wood (wet) | BTU | 36997000000000 | 35550000000000 | 36085000000000 | 37985000000000 | 38934000000000 | 25879000000000 | 22952000000000 | 25368000000000 | 28388000000000 | 37284000000000 | 39988000000000 | 38785000000000 | 32410000000000 | 42291000000000 | 42800000000000 | 22025000000000 | 20741000000000 | 20138000000000 | 2.1879e+13 | 2.1879e+13 | 50-18-99-99-01-077 | 0 | Residential
Included Emissions | 1A3aii | Transportation | Aviation | Domestic Air transport | Intrastate | Fuel combustion | Jet fuel | BTU | 5.0718e+13 | 4.8579e+13 | 5.0336e+13 | 5.1266e+13 | 5.5344e+13 | 5.582e+13 | 5.717e+13 | 6.2013e+13 | 5.633e+13 | 5.0995e+13 | 4.8985e+13 | 4.7867e+13 | 4.7445e+13 | 5.0056e+13 | 4.938e+13 | 5.3361e+13 | 5.7905e+13 | 6.1247e+13 | 6.1897e+13 | 5.774e+13 | 20-04-12-37-01-035 | 0 | Transportation
Included Emissions | 1A3aii | Transportation | Aviation | Domestic Air transport | None | Fuel combustion | Aviation gasoline | BTU | 3574677360000 | 3400837800000 | 3199830000000 | 3493965960000 | 3125949720000 | 3010556520000 | 2747450160000 | 3336188040000 | 3012855000000 | 2357836320000 | 2086445880000 | 2006662200000 | 2027562960000 | 1970946480000 | 1909027920000 | 1995545400000 | 1889211480000 | 1808867760000 | 1803428160000 | 1931556840000 | 20-04-12-99-01-032 | 0 | Transportation
Included Emissions | 1A3a | Transportation | Aviation | Not Specified | None | Fuel combustion | Ethanol | BTU | 9417187402.4621 | 11719314552.6014 | 15216492855.6733 | 88675056932.012 | 122815466894.7956 | 117090414000 | 111634791552.1826 | 119221206471.323 | 110936264358.5095 | 92079305864.2288 | 124482683025.1897 | 109670245251.9423 | 150826025967.9707 | 146193126812.5894 | 189934167170.4677 | 200286729068.261 | 86702165347.1593 | 90369833466.6137 | 12476442302.9969 | 12476442302.9969 | 20-04-99-99-01-090 | 0 | Transportation
Included Emissions | 1A3a | Transportation | Aviation | Not Specified | None | Fuel combustion | Gasoline | BTU | 3.7096e+12 | 3.4268e+12 | 3.7952e+12 | 3.6859e+12 | 3.3272e+12 | 2978883312500 | 2.8349e+12 | 3.0221e+12 | 2.5379e+12 | 2.0691e+12 | 1.7638e+12 | 1.4196e+12 | 2.118e+12 | 1.9581e+12 | 2.3568e+12 | 2.6333e+12 | 1.1717e+12 | 1.23e+12 | 167127381831.559 | 167127381831.559 | 20-04-99-99-01-034 | 0 | Transportation
Included Emissions | 1A3 | Transportation | Not Specified | Not Specified | None | Fuel combustion | Distillate | BTU | 9.5015e+12 | 9.482e+12 | 9.7446e+12 | 9.6284e+12 | 1.0258e+13 | 1.0696e+13 | 1.1447e+13 | 8333060793000 | 1.096e+13 | 7.4695e+12 | 1.2587e+13 | 7.8254e+12 | 8.4571e+12 | 7.891e+12 | 1.0616e+13 | 1.1238e+13 | 8.034e+12 | 7.8121e+12 | 9.0991e+12 | 1.3693e+13 | 20-99-99-99-01-033 | 0 | Transportation
Included Emissions | 1A3 | Transportation | Not Specified | Not Specified | None | Fuel combustion | LPG | BTU | 1311000000000 | 1498000000000 | 1.924e+12 | 1960000000000 | 1.837e+12 | 3.236e+12 | 3334000000000 | 2919000000000 | 5072000000000 | 3.892e+12 | 724000000000 | 708000000000 | 890000000000.0001 | 886000000000 | 764000000000 | 720000000000 | 793000000000 | 608000000000 | 674000000000 | 529000000000 | 20-99-99-99-01-037 | 0 | Transportation
Included Emissions | 1A3 | Transportation | Not Specified | Not Specified | None | Fuel combustion | Residual fuel oil | BTU | 2001: 23550000000; 2003: 174300000000; 2005: 80850000000; 2006: 58500000000; 2007: 269850000000; 2008: 111600000000; 2009: 93150000000; 2010: 89250000000; 2011: 49800000000 | 20-99-99-99-01-046 | 0 | Transportation
Included Emissions | 2D1 | Transportation | Not Specified | Not Specified | None | Fuel consumption | Lubricants | BTU | 17746000000000 | 16259000000000 | 16067000000000 | 14854000000000 | 15048000000000 | 14970000000000 | 14585000000000 | 15061000000000 | 13983000000000 | 12571000000000 | 15459000000000 | 14481000000000 | 13215000000000 | 13807000000000 | 14134000000000 | 15591000000000 | 14772000000000 | 13737000000000 | 13242000000000 | 12769000000000 | 20-99-99-99-22-038 | 0 | Transportation
Included Emissions | 1A3eii | Transportation | Off Road | Airport Ground Support Equipment | None | Fuel combustion | Distillate | BTU | 439431853452.1102 | 417294199504.7193 | 389373271119.7425 | 389585755643.8063 | 419072602586.5652 | 423225289263.394 | 421266736258.9717 | 425588024786.418 | 415229404238.2638 | 374942800398.4796 | 363694516386.5248 | 377861462283.2963 | 392028408180.0677 | 406195354076.837 | 420362299973.6085 | 434529245870.3793 | 448696191767.1516 | 462863137663.9199 | 469544618367.0207 | 476226099070.1215 | 20-44-32-99-01-033 | 0 | Transportation
Included Emissions | 1A3eii | Transportation | Off Road | Construction and Mining Equipment | None | Fuel combustion | Distillate | BTU | 3.0988e+13 | 3.2981e+13 | 3.273e+13 | 3.3671e+13 | 3.5947e+13 | 3.8291e+13 | 3.9508e+13 | 3.7775e+13 | 3.3341e+13 | 2.6251e+13 | 2.3624e+13 | 2.4857e+13 | 2.6096e+13 | 2.7334e+13 | 2.8553e+13 | 2.9784e+13 | 3.1006e+13 | 3.2236e+13 | 3.3462e+13 | 3.4696e+13 | 20-44-25-99-01-033 | Distillate fuel oil | Industrial
Included Emissions | 1A3eii | Transportation | Off Road | Industrial Equipment | None | Fuel combustion | Distillate | BTU | 2.6192e+12 | 2.7873e+12 | 2.7658e+12 | 2.8459e+12 | 3.0376e+12 | 3.2333e+12 | 3.3351e+12 | 3.1882e+12 | 2.8134e+12 | 2.2144e+12 | 1.993e+12 | 2.0977e+12 | 2.2025e+12 | 2.3072e+12 | 2.4119e+12 | 2.5166e+12 | 2.6214e+12 | 2.7261e+12 | 2.8308e+12 | 2.9356e+12 | 20-44-41-99-01-033 | Distillate fuel oil | Industrial
Included Emissions | 1A3eii | Transportation | Off Road | Oil Drilling Equipment | None | Fuel combustion | Distillate | BTU | 1.4084e+12 | 1.4127e+12 | 1.4105e+12 | 1.4084e+12 | 1.4093e+12 | 1.4074e+12 | 1.4103e+12 | 1.4112e+12 | 1.414e+12 | 1.4177e+12 | 1.4137e+12 | 1.4121e+12 | 1.4105e+12 | 1.4091e+12 | 1.406e+12 | 1.4028e+12 | 1.4001e+12 | 1.3986e+12 | 1.3968e+12 | 1.3965e+12 | 20-44-79-99-01-033 | Distillate fuel oil | Industrial
CO2 from biogenic materials | 1A3biii | Transportation | On Road | Heavy-duty Vehicles | Buses | Fuel combustion | Biodiesel | BTU | 10897265548.928 | 13260790128.64 | 20595996427.52 | 4533496039.808 | 6490696698.496 | 11225057740.544 | 82671686092.8 | 72352820285.44 | 48908124573.44 | 28612244348.16 | 21780245007.36 | 48980274947.1831 | 76845287892.7411 | 225236773821.7768 | 237327893312 | 458110856793.6 | 558199192998.4 | 564101619686.4 | 591883889907.2 | 670220429125.243 | 20-28-29-D2-01-080 | 0 | Transportation
Included Emissions | 1A3biii | Transportation | On Road | Heavy-duty Vehicles | Buses | Fuel combustion | Distillate | BTU | 15453892993920 | 15010861277040 | 14966889775380 | 14483994162720 | 14200160148360 | 13941625843740 | 13519034276586 | 13695380357976 | 12687950369610 | 11468883249078 | 11237381152566 | 1.0985e+13 | 1.0679e+13 | 1.0392e+13 | 9945998710512 | 9893813620524 | 9528250136886 | 9366737486850 | 8667785382000 | 7.7039e+12 | 20-28-29-D2-01-033 | 0 | Transportation
CO2 from biogenic materials | 1A3biii | Transportation | On Road | Heavy-duty Vehicles | Buses | Fuel combustion | Ethanol | BTU | 14306182103.64 | 20040863479.56 | 28535591948.64 | 167546988218.4 | 263545590420 | 299688317182.8 | 342884349544.8 | 352177359046.8 | 415734698366.4 | 467855149145.9999 | 739067422917.6001 | 771255882356.4 | 708901723118.4 | 756917018356.7999 | 763938156668.4 | 727387366431.6 | 674203515980.4 | 661343710280.4 | 661870698879.6 | 639389121858.2954 | 20-28-29-D2-01-090 | 0 | Transportation
Included Emissions | 1A3biii | Transportation | On Road | Heavy-duty Vehicles | Buses | Fuel combustion | Gasoline | BTU | 5635480417625 | 5860090363500 | 7117223126000 | 6964353819875 | 7139810314750 | 7624334875125 | 8.7073e+12 | 8927193598125 | 9510865202250 | 10513112802500 | 10471625314500 | 9983263628250 | 9954703367250 | 10135137292375 | 9479411720625 | 9563585341375 | 9111000808000 | 9001380215250 | 8866046706250 | 8.7683e+12 | 20-28-29-D2-01-034 | 0 | Transportation
CO2 from biogenic materials | 1A3biii | Transportation | On Road | Heavy-duty Vehicles | Buses | Fuel combustion | Renewable Diesel | BTU | 2010: 8570303114.742; 2011: 7596078768.072; 2012: 36559206401.76; 2013: 474059532000; 2014: 432250629085.2; 2015: 645079971858.6001; 2016: 941942214718.8; 2017: 1200076662807; 2018: 1326753252000; 2019: 2.1096e+12 | 20-28-29-D2-01-081 | 0 | Transportation
CO2 from biogenic materials | 1A3biii | Transportation | On Road | Heavy-duty Vehicles | Heavy-duty Trucks | Fuel combustion | Biodiesel | BTU | 240475306188.8 | 301581344998.4 | 483562826124.8 | 108974548279.04 | 170311173376 | 313943622873.6 | 2399688189952 | 2139210986112 | 1433237173888 | 846665063526.4 | 660139275481.6001 | 1.5321e+12 | 2.4344e+12 | 7.293e+12 | 8118214577664 | 15241537349120 | 19743150775040 | 20519874855680 | 22172997760000 | 2.5413e+13 | 20-28-29-D1-01-080 | 0 | Transportation
Included Emissions | 1A3biii | Transportation | On Road | Heavy-duty Vehicles | Heavy-duty Trucks | Fuel combustion | Distillate | BTU | 341028639974400 | 341382051102000 | 351399921037200 | 348161045539800 | 372601902316200 | 389920891938600 | 392413272623400 | 404922821320200 | 371816386113000 | 339375780757800 | 340594729306800 | 3.4362e+14 | 3.383e+14 | 3.3648e+14 | 340220235367200 | 329171264083800 | 337008153066600 | 340726341369600 | 324708431424000 | 2.9211e+14 | 20-28-29-D1-01-033 | 0 | Transportation
CO2 from biogenic materials | 1A3biii | Transportation | On Road | Heavy-duty Vehicles | Heavy-duty Trucks | Fuel combustion | Ethanol | BTU | 347899748481.6 | 466746423301.2 | 576925820108.4 | 3.5492e+12 | 5411060983356 | 5579470261344 | 5650085035980 | 5529444477060 | 5.7191e+12 | 5375387124744 | 7920160734528 | 8162321253492 | 7236247676616 | 7401032776284 | 7812277005456 | 7425914330688 | 7.9475e+12 | 7919690778888 | 7895762637084 | 7.6117e+12 | 20-28-29-D1-01-090 | 0 | Transportation
Included Emissions | 1A3biii | Transportation | On Road | Heavy-duty Vehicles | Heavy-duty Trucks | Fuel combustion | Gasoline | BTU | 1.3704e+14 | 1.3648e+14 | 143894326650000 | 147529887412500 | 146593039037500 | 141946640087500 | 143479418500000 | 140163528600000 | 130838302925000 | 120789631797500 | 112218389110000 | 105654435521250 | 101614507008750 | 99100008948750 | 96939509518750 | 97634862410000 | 107399791555000 | 107792887086250 | 105767184497500 | 1.0438e+14 | 20-28-29-D1-01-034 | 0 | Transportation
CO2 from biogenic materials | 1A3biii | Transportation | On Road | Heavy-duty Vehicles | Heavy-duty Trucks | Fuel combustion | Renewable Diesel | BTU | 2010: 259758037021.8; 2011: 237601539192; 2012: 1.1582e+12; 2013: 15349609728000; 2014: 14785886771520; 2015: 21462077002560; 2016: 33315897622620; 2017: 43654231930620; 2018: 49702197300000; 2019: 7.9988e+13 | 20-28-29-D1-01-081 | 0 | Transportation
CO2 from biogenic materials | 1A3biii | Transportation | On Road | Heavy-duty Vehicles | Motorhomes | Fuel combustion | Biodiesel | BTU | 454541408.1536 | 644322277.8752 | 1166134043.776 | 317219711.2448 | 533427846.6304 | 1066497710.8352 | 8963909700.352 | 8391140700.16 | 6054530994.176 | 3853325441.408 | 2946709540.48 | 6510780645.7205 | 10200227783.5861 | 28975716367.8223 | 31807767852.8 | 62960951422.72 | 76394097657.6 | 78188649424.64 | 82590133406.72 | 92796707248.3835 | 20-28-29-D3-01-080 | 0 | Transportation
Included Emissions | 1A3biii | Transportation | On Road | Heavy-duty Vehicles | Motorhomes | Fuel combustion | Distillate | BTU | 644605222409.3999 | 729355659568.2001 | 847417106432.4 | 1.0135e+12 | 1.167e+12 | 1.3246e+12 | 1465839251832 | 1588325970930 | 1570691770236 | 1544560401150 | 1520336352558 | 1.4603e+12 | 1.4174e+12 | 1.3369e+12 | 1.333e+12 | 1.3598e+12 | 1.304e+12 | 1.2983e+12 | 1209476935077 | 1.0667e+12 | 20-28-29-D3-01-033 | 0 | Transportation
CO2 from biogenic materials | 1A3biii | Transportation | On Road | Heavy-duty Vehicles | Motorhomes | Fuel combustion | Ethanol | BTU | 50459484311.04 | 63104128675.56 | 71160617107.44 | 401603124871.2 | 580739840184 | 596594616752.4 | 566266176210 | 538217168538 | 536553100423.2 | 522472278241.2 | 765183356405.9999 | 771694593541.2 | 677887810924.8 | 671394806350.7999 | 701743001870.4 | 643002990193.2 | 591129196870.8 | 574701555842.4 | 566230649006.4 | 540215507488.1937 | 20-28-29-D3-01-090 | 0 | Transportation
Included Emissions | 1A3biii | Transportation | On Road | Heavy-duty Vehicles | Motorhomes | Fuel combustion | Gasoline | BTU | 19876961837500 | 18452093980000 | 17748571351250 | 16693264895000 | 15733036150000 | 15177892771250 | 14379879446250 | 13643037345000 | 12274857576250 | 11740407276500 | 10841654166750 | 9988942378500 | 9519192652500 | 8989992792750 | 8.7077e+12 | 8.4541e+12 | 7988357317375 | 7822115995125 | 7584906522000 | 7.4082e+12 | 20-28-29-D3-01-034 | 0 | Transportation
CO2 from biogenic materials | 1A3biii | Transportation | On Road | Heavy-duty Vehicles | Motorhomes | Fuel combustion | Renewable Diesel | BTU | 2010: 1159499993.8806; 2011: 1009720804.5396; 2012: 4852766423.454; 2013: 60985650000; 2014: 57932202879.42; 2015: 88657250029.02; 2016: 128912449966.08; 2017: 166339485999.6; 2018: 185138799979.8; 2019: 292094639944.3715 | 20-28-29-D3-01-081 | 0 | Transportation
CO2 from biogenic materials | 1A3bii | Transportation | On Road | Light-duty Vehicles | Light-duty Trucks & SUVs | Fuel combustion | Biodiesel | BTU | 849796306.0608 | 916042249.6512 | 1401492554.24 | 284956815.9104 | 410375931.712 | 571008710.4 | 3820199466.88 | 3014692885.76 | 2008459284.096 | 1578974249.088 | 1561106864.64 | 4957929416.1701 | 12687169886.3759 | 44572582853.467 | 64736071729.92 | 208340103974.4 | 290260840563.2 | 334590744320 | 387644353958.4 | 468513639092.3458 | 20-28-42-51-01-080 | 0 | Transportation
Included Emissions | 1A3bii | Transportation | On Road | Light-duty Vehicles | Light-duty Trucks & SUVs | Fuel combustion | Distillate | BTU | 1.2051e+12 | 1.0369e+12 | 1018449612528 | 910403984477.4 | 897808697940 | 709198115336.4 | 624704901718.2001 | 570639341634 | 521042913385.2 | 632913346303.2001 | 805443320441.4 | 1.112e+12 | 1.763e+12 | 2.0565e+12 | 2712976030662 | 4499518245012 | 4954643303886 | 5555778530256 | 5676819612000 | 5.3854e+12 | 20-28-42-51-01-033 | 0 | Transportation
CO2 from biogenic materials | 1A3bii | Transportation | On Road | Light-duty Vehicles | Light-duty Trucks & SUVs | Fuel combustion | Ethanol | BTU | 1899448570740 | 2656962777756 | 3298065056664 | 20216641498200 | 31462275919200 | 34247739536640 | 34199675023080 | 3.4067e+13 | 36168576787560 | 36142291299240 | 5.5602e+13 | 59233098918840 | 5.447e+13 | 5.6584e+13 | 61481552537160 | 5.9645e+13 | 59717558587680 | 5.9354e+13 | 59597944782600 | 5.7587e+13 | 20-28-42-51-01-090 | 0 | Transportation
Included Emissions | 1A3bii | Transportation | On Road | Light-duty Vehicles | Light-duty Trucks & SUVs | Fuel combustion | Gasoline | BTU | 748229342187500 | 776914726575000 | 822589029675000 | 840336468812500 | 852356064012500 | 871292673000000 | 868473563500000 | 863541921150000 | 827437449250000 | 812148773112500 | 787808741462500 | 766723023525000 | 764888135225000 | 757665109912500 | 762900693775000 | 784197802725000 | 807006655487500 | 807855783200000 | 798340465800000 | 7.8972e+14 | 20-28-42-51-01-034 | 0 | Transportation
CO2 from biogenic materials | 1A3bii | Transportation | On Road | Light-duty Vehicles | Light-duty Trucks & SUVs | Fuel combustion | Renewable Diesel | BTU | 2010: 614279546.4594; 2011: 768897733.0554; 2012: 6035931092.904; 2013: 93812676000; 2014: 117905263216.92; 2015: 293370101179.2; 2016: 489805328343; 2017: 711812428529.4; 2018: 868934664000; 2019: 1.4747e+12 | 20-28-42-51-01-081 | 0 | Transportation
CO2 from biogenic materials | 1A3biv | Transportation | On Road | Light-duty Vehicles | Motorcycles | Fuel combustion | Ethanol | BTU | 7573633580.016 | 13305803311.08 | 17802549390.36 | 112041117812.4 | 176595874635.6 | 206536817264.4 | 229341842704.8 | 243767698918.8 | 282662609468.4 | 282217786376.4 | 424777567216.8 | 453980949366 | 421520438589.6 | 440883456451.2 | 476864829571.2 | 474578990625.6 | 469853857435.2 | 476808208464.0001 | 491432479641.6 | 488245123554.3698 | 20-28-42-49-01-090 | 0 | Transportation
Included Emissions | 1A3biv | Transportation | On Road | Light-duty Vehicles | Motorcycles | Fuel combustion | Gasoline | BTU | 2983400003000 | 3890711088625 | 4440234373000 | 4657165103875 | 4784223652750 | 5254478632000 | 5823953802500 | 6179163382625 | 6466542213000 | 6341679531500 | 6018546330125 | 5876404450750 | 5919171575625 | 5903440209125 | 5917230361000 | 6239696876125 | 6349475749125 | 6489714663375 | 6582952417875 | 6.6955e+12 | 20-28-42-49-01-034 | 0 | Transportation
CO2 from biogenic materials | 1A3bi | Transportation | On Road | Light-duty Vehicles | Passenger Cars | Fuel combustion | Biodiesel | BTU | 3323090545.536 | 3597500340.608 | 5273550844.032 | 1089779197.3888 | 1454326205.952 | 2209492966.528 | 14980430812.16 | 11789784789.12 | 7661791196.8 | 5194264433.408 | 4527030834.816 | 12284324132.3131 | 22749440774.6479 | 75600456388.1365 | 98069977397.76 | 214706418496 | 240634197184 | 263994853708.8 | 297987920499.2 | 353510308840.4667 | 20-28-42-50-01-080 | 0 | Transportation
Included Emissions | 1A3bi | Transportation | On Road | Light-duty Vehicles | Passenger Cars | Fuel combustion | Distillate | BTU | 4712621296392 | 4072274580282 | 3832232855814 | 3481718169504 | 3181733178036 | 2744210761050 | 2449701550794 | 2231641923468 | 1987653938718 | 2082060100830 | 2335693237746 | 2.7552e+12 | 3.1613e+12 | 3.4881e+12 | 4109941967322 | 4637011448568 | 4107535179150 | 4383555030312 | 4363854768000 | 4.0635e+12 | 20-28-42-50-01-033 | 0 | Transportation
CO2 from biogenic materials | 1A3bi | Transportation | On Road | Light-duty Vehicles | Passenger Cars | Fuel combustion | Ethanol | BTU | 2346589681296 | 3.1058e+12 | 3728524210488 | 21018688924800 | 31571000081040 | 3.2934e+13 | 32491746834960 | 32138905618680 | 33867437613240 | 3.4381e+13 | 53119525910640 | 56916790528080 | 53093895931440 | 56107459470720 | 60869779521600 | 59951488949520 | 5.9519e+13 | 59867890121760 | 60983973609720 | 5.9863e+13 | 20-28-42-50-01-090 | 0 | Transportation
Included Emissions | 1A3bi | Transportation | On Road | Light-duty Vehicles | Passenger Cars | Fuel combustion | Gasoline | BTU | 924366829750000 | 908149746000000 | 929952278012500 | 873674830287500 | 855301550175000 | 837882423250000 | 825102084725000 | 814675404650000 | 774793720962500 | 772581671287500 | 752634678487500 | 736740344825000 | 745567357750000 | 751280247462500 | 755309440162500 | 788233625400000 | 804326951475000 | 814846551487500 | 816906926487500 | 8.2093e+14 | 20-28-42-50-01-034 | 0 | Transportation
CO2 from biogenic materials | 1A3bi | Transportation | On Road | Light-duty Vehicles | Passenger Cars | Fuel combustion | Renewable Diesel | BTU | 2010: 1781340221.412; 2011: 1905107593.206; 2012: 10823064414.552; 2013: 159117450000; 2014: 178617055219.8; 2015: 302334704233.8; 2016: 406062050015.4; 2017: 561625870212.6; 2018: 667962918000; 2019: 1.1127e+12 | 20-28-42-50-01-081 | 0 | Transportation
Included Emissions | 1A3biii | Transportation | On Road | Not Specified | None | Fuel combustion | Biomethane | BTU | 2011: 181780196508.38; 2012: 183939147027.07; 2013: 145459964233.27; 2014: 179225152255.42; 2015: 190722508534.86; 2016: 125218136257.5; 2017: 163158596906; 2018: 234886079913; 2019: 219775989707.1719 | 20-28-99-99-01-082 | 0 | Transportation
Included Emissions | 1A3b | Transportation | On Road | Not Specified | None | Fuel combustion | Natural gas | BTU | 2.2517e+12 | 2.7557e+12 | 2.8524e+12 | 3.4875e+12 | 3.9157e+12 | 9.6283e+12 | 1.0114e+13 | 1.1337e+13 | 1.2047e+13 | 1.3148e+13 | 1.3864e+13 | 1.4941e+13 | 1.4968e+13 | 1.449e+13 | 15760268000000 | 18735300000000 | 19620408000000 | 22714688000000 | 25136656000000 | 2.6832e+13 | 20-28-99-99-01-020 | 0 | Transportation
Included Emissions | 1A3c | Transportation | Rail | Not Specified | None | Fuel combustion | Distillate | BTU | 25281048000000 | 25424016000000 | 33652818000000 | 38569068000000 | 39213252000000 | 45012012000000 | 47535342000000 | 42676362000000 | 32036838000000 | 26231316000000 | 31066974000000 | 35506986000000 | 33307542000000 | 32288964000000 | 35481594000000 | 32612160000000 | 29235024000000 | 24647352000000 | 29855196000000 | 21617838000000 | 20-32-99-99-01-033 | 0 | Transportation
Included Emissions | 1A3di | Transportation | Water-borne | International | Port activities | Fuel combustion | Distillate | BTU | 686841427026.2172 | 721442221206.0795 | 757414103329.5576 | 794862610661.4119 | 833903582595.1058 | 874664311688.9185 | 917284843056.7969 | 892056835317.436 | 893007027829.3185 | 816041672241.6396 | 4.9206e+12 | 4.9551e+12 | 5.298e+12 | 5.5445e+12 | 5.3696e+12 | 5.3176e+12 | 5.4499e+12 | 5.6014e+12 | 5.7541e+12 | 5.908e+12 | 20-40-04-39-01-033 | 0 | Transportation
Included Emissions | 1A3di | Transportation | Water-borne | International | Port activities | Fuel combustion | Residual fuel oil | BTU | 2000: 4.7886e+12; 2001: 5.0438e+12; 2002: 5.3092e+12; 2003: 5.5855e+12; 2004: 5.8739e+12; 2005: 6.1754e+12; 2006: 6.4913e+12; 2007: 6.2265e+12; 2008: 6.1489e+12; 2009: 5.385e+12 | 20-40-04-39-01-046 | 0 | Transportation
Included Emissions | 1A3di | Transportation | Water-borne | International | Transit (CA waters) | Fuel combustion | Distillate | BTU | 101300358734.4559 | 106849282042.3494 | 112678998235.1002 | 118818224071.2523 | 125299327766.0003 | 132158825120.5098 | 139437946909.2254 | 135353052303.8503 | 140784529090.148 | 129137749051.4017 | 1.0371e+13 | 1.003e+13 | 1.0329e+13 | 1.4233e+13 | 1.5191e+13 | 1.5063e+13 | 1.5561e+13 | 1.6129e+13 | 1.6699e+13 | 1.7271e+13 | 20-40-04-40-01-033 | 0 | Transportation
Included Emissions | 1A3di | Transportation | Water-borne | International | Transit (CA waters) | Fuel combustion | Residual fuel oil | BTU | 5.611e+12 | 5.8901e+12 | 6.1803e+12 | 6.4825e+12 | 6.7975e+12 | 7.1263e+12 | 7.4699e+12 | 7.2662e+12 | 7.0842e+12 | 6.152e+12 | 3.1294e+12 | 3.0977e+12 | 1.9405e+12 | [7 empty] | 20-40-04-40-01-046 | 0 | Transportation
Included Emissions | 1A3dii | Transportation | Water-borne | Interstate | Port activities | Fuel combustion | Distillate | BTU | 73064778313.6526 | 76639311217.2377 | 80332640642.252 | 84153059445.3554 | 88109578136.8591 | 92211999464.063 | 96471002177.2567 | 91402897324.4509 | 89170695788.0268 | 79435361489.6828 | 587505485747.3452 | 591629751011.5643 | 632565230729.4877 | 661994980395.7058 | 641120047504.8275 | 634904631458.0776 | 650699403337.7422 | 668788987146.1434 | 687023590496.6238 | 705404217556.4573 | 20-40-03-39-01-033 | 0 | Transportation
Included Emissions | 1A3dii | Transportation | Water-borne | Interstate | Port activities | Fuel combustion | Residual fuel oil | BTU | 2000: 652520775845.0496; 2001: 685570966350.7363; 2002: 719678494795.5376; 2003: 754919263013.7682; 2004: 791376191790.2325; 2005: 829140022060.7848; 2006: 868310221919.858; 2007: 815824510590.9904; 2008: 789029113023.3179; 2009: 672566021213.1528 | 20-40-03-39-01-046 | 0 | Transportation
Included Emissions | 1A3dii | Transportation | Water-borne | Interstate | Transit (CA waters) | Fuel combustion | Distillate | BTU | 20728474308.7995 | 21944290808.1422 | 23219160904.2312 | 24559426654.5776 | 25972251542.8389 | 27465734406.4989 | 29049039866.5957 | 27923042919.4461 | 28108412032.0738 | 25469903729.1935 | 1.9885e+12 | 1.9231e+12 | 1.9804e+12 | 2.7288e+12 | 2.9125e+12 | 2.888e+12 | 2.9835e+12 | 3.0923e+12 | 3.2016e+12 | 3.3113e+12 | 20-40-03-40-01-033 | 0 | Transportation
Included Emissions | 1A3dii | Transportation | Water-borne | Interstate | Transit (CA waters) | Fuel combustion | Residual fuel oil | BTU | 1.0966e+12 | 1.1523e+12 | 1.2102e+12 | 1.2703e+12 | 1.3328e+12 | 1.3978e+12 | 1.4657e+12 | 1.4067e+12 | 1.3781e+12 | 1.1857e+12 | 599988348113.748 | 593915384994.5129 | 372039351015.9968 | [7 empty] | 20-40-03-40-01-046 | 0 | Transportation
Included Emissions | 1A3dii | Transportation | Water-borne | Intrastate | Harbor craft | Fuel combustion | Distillate | BTU | 1.1356e+13 | 1.1786e+13 | 1.182e+13 | 1.1883e+13 | 1.182e+13 | 1.2002e+13 | 1.2048e+13 | 1.2092e+13 | 1.2149e+13 | 1.2211e+13 | 1.2314e+13 | 1.239e+13 | 1.2473e+13 | 1.2537e+13 | 1.2619e+13 | 1.2634e+13 | 1.2725e+13 | 1.2819e+13 | 1.29e+13 | 1.2974e+13 | 20-40-02-41-01-033 | 0 | Transportation
Included Emissions | 1A3dii | Transportation | Water-borne | Intrastate | Port activities | Fuel combustion | Distillate | BTU | 239880447186.9308 | 252079323789.9993 | 264720428587.6085 | 277836215363.0354 | 291462159107.9438 | 305637085786.5071 | 320403544096.5804 | 306174804572.0426 | 301196655378.3029 | 270499959020.868 | 2.1323e+12 | 2.1473e+12 | 2.2959e+12 | 2.4027e+12 | 2.3269e+12 | 2.3044e+12 | 2.3617e+12 | 2.4273e+12 | 2.4935e+12 | 2.5602e+12 | 20-40-02-39-01-033 | 0 | Transportation
Included Emissions | 1A3dii | Transportation | Water-borne | Intrastate | Port activities | Fuel combustion | Residual fuel oil | BTU | 2000: 2.3204e+12; 2001: 2.4406e+12; 2002: 2.5649e+12; 2003: 2.6936e+12; 2004: 2.827e+12; 2005: 2.9656e+12; 2006: 3.1097e+12; 2007: 2.9369e+12; 2008: 2.8552e+12; 2009: 2.4455e+12 | 20-40-02-39-01-046 | 0 | Transportation
Included Emissions | 1A3dii | Transportation | Water-borne | Intrastate | Transit (CA waters) | Fuel combustion | Distillate | BTU | 45863307900.4717 | 49125414429.0456 | 52562868367.6567 | 56196319256.7451 | 60049191382.6826 | 64148076025.2095 | 68523180898.3781 | 66334784123.3937 | 68233941107.2107 | 62289081775.6517 | 5.0461e+12 | 4.8803e+12 | 5.0258e+12 | 6.925e+12 | 7.3912e+12 | 7.3289e+12 | 7.5714e+12 | 7.8474e+12 | 8.1246e+12 | 8.403e+12 | 20-40-02-40-01-033 | 0 | Transportation
Included Emissions | 1A3dii | Transportation | Water-borne | Intrastate | Transit (CA waters) | Fuel combustion | Residual fuel oil | BTU | 2.6946e+12 | 2.8513e+12 | 3.0141e+12 | 3.1835e+12 | 3.3601e+12 | 3.5445e+12 | 3.7373e+12 | 3.6067e+12 | 3.4963e+12 | 3.0159e+12 | 1.5226e+12 | 1.5072e+12 | 944128334396.7385 | [7 empty] | 20-40-02-40-01-046 | 0 | Transportation
Included Emissions | 1A3dii | Transportation | Water-borne | Not Specified | None | Fuel combustion | Ethanol | BTU | 25288478601.9184 | 18957014187.5589 | 33594058532.263 | 217546105195.0561 | 279663239626.7859 | 361376527679.9999 | 333653551642.2385 | 351519973088.9297 | 353021930403.1518 | 377071774719.8858 | 535039217907.6529 | 464466712093.8148 | 532311263906.2968 | 543924819802.4484 | 565808123066.8011 | 488575094630.9565 | 211499378097.8871 | 220446208009.5516 | 44862198879.1322 | 44862198879.1322 | 20-40-99-99-01-090 | 0 | Transportation
Included Emissions | 1A3dii | Transportation | Water-borne | Not Specified | None | Fuel combustion | Gasoline | BTU | 9.9616e+12 | 5.5432e+12 | 8.3789e+12 | 9.0426e+12 | 7.5765e+12 | 9193737310000 | 8.4729e+12 | 8910529801951 | 8.0762e+12 | 8.4731e+12 | 7.5808e+12 | 6.0121e+12 | 7.4749e+12 | 7.2855e+12 | 7.0209e+12 | 6.4237e+12 | 2.8581e+12 | 3.0004e+12 | 600948704750.1565 | 600948704750.1565 | 20-40-99-99-01-034 | 0 | Transportation

## CARB emissions
|  |  | (Thirteenth Edition: 2000 to 2019 - Last updated on 7/28/2021) |  |  | million tonnes (Tg) of CO2 equivalent - based on IPCC 4th Assessment 100-yr GWPs | [5 empty] | Sum of selected categories: | 467.9513 | 483.0802 | 482.7018 | 482.7918 | 490.7409 | 483.6635 | 480.3559 | 487.6514 | 483.986 | 454.2992 | 447.909 | 443.5805 | 451.2863 | 447.4217 | 442.9584 | 440.7357 | 429.0208 | 424.4873 | 425.1362 | 418.15
EPS Sector Assignment | Industrial Subsector | combine sector 2,3,4 | Type of emission | IPCC Code | Sector Level 1 | Sector Level 2 | Sector Level 3 | Sector Level 4 | Activity Level 1 | Activity Level 2 | GHG | GWP (100-yr AR4) | 2000 | 2001 | 2002 | 2003 | 2004 | 2005 | 2006 | 2007 | 2008 | 2009 | 2010 | 2011 | 2012 | 2013 | 2014 | 2015 | 2016 | 2017 | 2018 | 2019 | SectorActivity_code
Industry | agriculture and forestry 01T03 | Ag Energy UseCrop ProductionNone | Included Emissions | 1A4c | Agriculture & Forestry | Ag Energy Use | Crop Production | None | Fuel combustion | Natural gas | CH4 | 25 | 0.00042038 | 0.00029847 | 0.00037934 | 0.00034755 | 0.00033837 | 0.0002804 | 0.00038114 | 0.00033217 | 0.0003144 | 0.00028982 | 0.00027199 | 0.00027212 | 0.00028642 | 0.0002822 | 0.00025761 | 0.00025843 | 0.00029381 | 0.00027047 | 0.00030093 | 0.00027453 | 60-01-10-99-01-020
Industry | agriculture and forestry 01T03 | Ag Energy UseCrop ProductionNone | Included Emissions | 1A4c | Agriculture & Forestry | Ag Energy Use | Crop Production | None | Fuel combustion | Natural gas | CO2 | 1 | 0.89154 | 0.63299 | 0.80449 | 0.73708 | 0.71761 | 0.59468 | 0.80832 | 0.70447 | 0.66677 | 0.61466 | 0.57684 | 0.57711 | 0.60745 | 0.59849 | 0.54634 | 0.54807 | 0.62312 | 0.57361 | 0.6382 | 0.58222 | 60-01-10-99-01-020
Industry | agriculture and forestry 01T03 | Ag Energy UseCrop ProductionNone | Included Emissions | 1A4c | Agriculture & Forestry | Ag Energy Use | Crop Production | None | Fuel combustion | Natural gas | N2O | 298 | 0.00050109 | 0.00035577 | 0.00045217 | 0.00041428 | 0.00040333 | 0.00033424 | 0.00045432 | 0.00039595 | 0.00037476 | 0.00034547 | 0.00032422 | 0.00032437 | 0.00034142 | 0.00033638 | 0.00030707 | 0.00030804 | 0.00035023 | 0.0003224 | 0.0003587 | 0.00032724 | 60-01-10-99-01-020
Industry | agriculture and forestry 01T03 | Ag Energy UseLivestockNone | Included Emissions | 1A4c | Agriculture & Forestry | Ag Energy Use | Livestock | None | Fuel combustion | Natural gas | CH4 | 25 | 3.9491e-05 | 3.7468e-05 | 4.2572e-05 | 3.7009e-05 | 3.4697e-05 | 3.174e-05 | 3.2663e-05 | 3.8524e-05 | 3.7046e-05 | 3.5385e-05 | 3.2507e-05 | 3.5552e-05 | 3.9381e-05 | 4.0079e-05 | 3.7821e-05 | 3.9887e-05 | 3.9401e-05 | 4.0559e-05 | 4.2172e-05 | 3.946e-05 | 60-01-27-99-01-020
Industry | agriculture and forestry 01T03 | Ag Energy UseLivestockNone | Included Emissions | 1A4c | Agriculture & Forestry | Ag Energy Use | Livestock | None | Fuel combustion | Natural gas | CO2 | 1 | 0.083753 | 0.079461 | 0.090287 | 0.078489 | 0.073585 | 0.067314 | 0.069272 | 0.081701 | 0.078567 | 0.075043 | 0.06894 | 0.075398 | 0.08352 | 0.084999 | 0.080212 | 0.084593 | 0.083561 | 0.086017 | 0.089438 | 0.083687 | 60-01-27-99-01-020
Industry | agriculture and forestry 01T03 | Ag Energy UseLivestockNone | Included Emissions | 1A4c | Agriculture & Forestry | Ag Energy Use | Livestock | None | Fuel combustion | Natural gas | N2O | 298 | 4.7073e-05 | 4.4661e-05 | 5.0746e-05 | 4.4115e-05 | 4.1358e-05 | 3.7834e-05 | 3.8934e-05 | 4.592e-05 | 4.4159e-05 | 4.2178e-05 | 3.8748e-05 | 4.2378e-05 | 4.6943e-05 | 4.7774e-05 | 4.5083e-05 | 4.7545e-05 | 4.6966e-05 | 4.8346e-05 | 5.0269e-05 | 4.7036e-05 | 60-01-27-99-01-020
Industry | agriculture and forestry 01T03 | Ag Energy UseNot SpecifiedNone | Included Emissions | 1A4c | Agriculture & Forestry | Ag Energy Use | Not Specified | None | Fuel combustion | Distillate | CH4 | 25 | 0.0025437 | 0.0027178 | 0.0030709 | 0.0030288 | 0.0032013 | 0.0034351 | 0.0039054 | 0.0027053 | 0.0032111 | 0.0017688 | 0.0019803 | 0.0025488 | 0.0024947 | 0.0025557 | 0.0034245 | 0.0036958 | 0.0032446 | 0.0024213 | 0.0025099 | 0.0018717 | 60-01-99-99-01-033
Industry | agriculture and forestry 01T03 | Ag Energy UseNot SpecifiedNone | Included Emissions | 1A4c | Agriculture & Forestry | Ag Energy Use | Not Specified | None | Fuel combustion | Distillate | CO2 | 1 | 2.5084 | 2.6801 | 3.0283 | 2.9868 | 3.1569 | 3.3875 | 3.8512 | 2.6678 | 3.1666 | 1.7442 | 1.9529 | 2.5134 | 2.4601 | 2.5203 | 3.377 | 3.6446 | 3.1996 | 2.3877 | 2.4751 | 1.8458 | 60-01-99-99-01-033
Industry | agriculture and forestry 01T03 | Ag Energy UseNot SpecifiedNone | Included Emissions | 1A4c | Agriculture & Forestry | Ag Energy Use | Not Specified | None | Fuel combustion | Distillate | N2O | 298 | 0.0060641 | 0.0064793 | 0.007321 | 0.0072206 | 0.0076318 | 0.0081893 | 0.0093104 | 0.0064495 | 0.0076553 | 0.0042167 | 0.0047211 | 0.0060762 | 0.0059473 | 0.0060928 | 0.0081639 | 0.0088108 | 0.0077351 | 0.0057724 | 0.0059835 | 0.0044622 | 60-01-99-99-01-033
Industry | agriculture and forestry 01T03 | Ag Energy UseNot SpecifiedNone | Included Emissions | 1A4c | Agriculture & Forestry | Ag Energy Use | Not Specified | None | Fuel combustion | Ethanol | CH4 | 25 | 8.2384e-07 | 1.3638e-06 | 1.7048e-06 | 1.0214e-05 | 1.9528e-05 | 2.0698e-05 | 2.2539e-05 | 1.2822e-05 | 7.3241e-06 | 7.5148e-06 | 1.1962e-05 | 3.8451e-05 | 5.2872e-05 | 3.8042e-05 | 4.1411e-05 | 7.7493e-06 | 3.3546e-06 | 3.4965e-06 | 5.4032e-07 | 5.4032e-07 | 60-01-99-99-01-090
Industry | agriculture and forestry 01T03 | Ag Energy UseNot SpecifiedNone | Included Emissions | 1A4c | Agriculture & Forestry | Ag Energy Use | Not Specified | None | Fuel combustion | Ethanol | N2O | 298 | 1.964e-06 | 3.2513e-06 | 4.0644e-06 | 2.4351e-05 | 4.6554e-05 | 4.9343e-05 | 5.3733e-05 | 3.0568e-05 | 1.7461e-05 | 1.7915e-05 | 2.8517e-05 | 9.1668e-05 | 0.00012605 | 9.0692e-05 | 9.8724e-05 | 1.8474e-05 | 7.9973e-06 | 8.3356e-06 | 1.2881e-06 | 1.2881e-06 | 60-01-99-99-01-090
Industry | agriculture and forestry 01T03 | Ag Energy UseNot SpecifiedNone | Included Emissions | 1A4c | Agriculture & Forestry | Ag Energy Use | Not Specified | None | Fuel combustion | Gasoline | CH4 | 25 | 0.00032453 | 0.00039878 | 0.00042522 | 0.00042458 | 0.00052903 | 0.00052656 | 0.00057236 | 0.00032502 | 0.00016755 | 0.00016886 | 0.00016948 | 0.00049772 | 0.00074245 | 0.00050955 | 0.00051385 | 0.00010189 | 4.5333e-05 | 4.759e-05 | 7.2378e-06 | 7.2378e-06 | 60-01-99-99-01-034
Industry | agriculture and forestry 01T03 | Ag Energy UseNot SpecifiedNone | Included Emissions | 1A4c | Agriculture & Forestry | Ag Energy Use | Not Specified | None | Fuel combustion | Gasoline | CO2 | 1 | 0.30667 | 0.37707 | 0.40285 | 0.40183 | 0.50131 | 0.49848 | 0.54438 | 0.3108 | 0.15938 | 0.16062 | 0.16121 | 0.47342 | 0.70621 | 0.48467 | 0.48877 | 0.096913 | 0.04312 | 0.045267 | 0.0068846 | 0.0068846 | 60-01-99-99-01-034
Industry | agriculture and forestry 01T03 | Ag Energy UseNot SpecifiedNone | Included Emissions | 1A4c | Agriculture & Forestry | Ag Energy Use | Not Specified | None | Fuel combustion | Gasoline | N2O | 298 | 0.00077367 | 0.00095069 | 0.0010137 | 0.0010122 | 0.0012612 | 0.0012553 | 0.0013645 | 0.00077485 | 0.00039945 | 0.00040257 | 0.00040405 | 0.0011866 | 0.00177 | 0.0012148 | 0.001225 | 0.0002429 | 0.00010807 | 0.00011345 | 1.7255e-05 | 1.7255e-05 | 60-01-99-99-01-034
Industry | agriculture and forestry 01T03 | Ag Energy UseNot SpecifiedNone | Included Emissions | 1A4c | Agriculture & Forestry | Ag Energy Use | Not Specified | None | Fuel combustion | Kerosene | CH4 | 25 | 6.5104e-06 | 4.8701e-06 | 2.8856e-06 | 3.5539e-06 | 4.9208e-06 | 4.7587e-06 | 7.4723e-06 | 3.5438e-06 | 1.9339e-06 | 3.4121e-06 | 3.5944e-06 | 1.6605e-06 | 1.053e-06 | 3.8475e-07 | 3.1388e-07 | 2.7337e-07 | 1.0125e-06 | 2.2275e-07 | 1.3162e-07 | 1.7212e-07 | 60-01-99-99-01-036
Industry | agriculture and forestry 01T03 | Ag Energy UseNot SpecifiedNone | Included Emissions | 1A4c | Agriculture & Forestry | Ag Energy Use | Not Specified | None | Fuel combustion | Kerosene | CO2 | 1 | 0.0065277 | 0.0048831 | 0.0028933 | 0.0035634 | 0.0049339 | 0.0047714 | 0.0074922 | 0.0035532 | 0.001939 | 0.0034212 | 0.003604 | 0.0016649 | 0.0010558 | 0.00038578 | 0.00031471 | 0.0002741 | 0.0010152 | 0.00022334 | 0.00013198 | 0.00017258 | 60-01-99-99-01-036
Industry | agriculture and forestry 01T03 | Ag Energy UseNot SpecifiedNone | Included Emissions | 1A4c | Agriculture & Forestry | Ag Energy Use | Not Specified | None | Fuel combustion | Kerosene | N2O | 298 | 1.5521e-05 | 1.161e-05 | 6.8793e-06 | 8.4724e-06 | 1.1731e-05 | 1.1345e-05 | 1.7814e-05 | 8.4483e-06 | 4.6104e-06 | 8.1345e-06 | 8.569e-06 | 3.9586e-06 | 2.5104e-06 | 9.1724e-07 | 7.4828e-07 | 6.5173e-07 | 2.4138e-06 | 5.3104e-07 | 3.1379e-07 | 4.1035e-07 | 60-01-99-99-01-036
Industry | agriculture and forestry 01T03 | Ag Energy UseNot SpecifiedNone | Included Emissions | 1A4c | Agriculture & Forestry | Ag Energy Use | Not Specified | None | Fuel combustion | Natural gas | CH4 | 25 | 2.1598e-06 | 1.7025e-05 | 1.9196e-05 | 1.5059e-05 | 1.4651e-05 | 1.5313e-05 | 9.6128e-07 | 8.9422e-07 | 1.2623e-06 | 1.2425e-06 | 1.1509e-06 | 1.1557e-06 | 2.2955e-06 | 3.7707e-06 | 3.3835e-06 | 3.417e-06 | 4.5178e-06 | 4.5576e-06 | 5.0253e-06 | 5.3012e-06 | 60-01-99-99-01-020
Industry | agriculture and forestry 01T03 | Ag Energy UseNot SpecifiedNone | Included Emissions | 1A4c | Agriculture & Forestry | Ag Energy Use | Not Specified | None | Fuel combustion | Natural gas | CO2 | 1 | 0.0045806 | 0.036106 | 0.04071 | 0.031937 | 0.031072 | 0.032477 | 0.0020387 | 0.0018965 | 0.0026772 | 0.002635 | 0.0024408 | 0.002451 | 0.0048682 | 0.0079969 | 0.0071758 | 0.0072467 | 0.0095814 | 0.0096657 | 0.010658 | 0.011243 | 60-01-99-99-01-020
Industry | agriculture and forestry 01T03 | Ag Energy UseNot SpecifiedNone | Included Emissions | 1A4c | Agriculture & Forestry | Ag Energy Use | Not Specified | None | Fuel combustion | Natural gas | N2O | 298 | 2.5745e-06 | 2.0293e-05 | 2.2881e-05 | 1.795e-05 | 1.7464e-05 | 1.8254e-05 | 1.1458e-06 | 1.0659e-06 | 1.5047e-06 | 1.481e-06 | 1.3719e-06 | 1.3776e-06 | 2.7362e-06 | 4.4947e-06 | 4.0332e-06 | 4.073e-06 | 5.3852e-06 | 5.4326e-06 | 5.9902e-06 | 6.319e-06 | 60-01-99-99-01-020
Industry Process | agriculture and forestry 01T03 | Ag Residue BurningField CropsNone | Included Emissions | 3C1b | Agriculture & Forestry | Ag Residue Burning | Field Crops | None | Crop acreage burned | Barley | CH4 | 25 | 0.00041711 | 0.00048297 | 0.00032803 | 0.00025466 | 0.0003293 | 0.00026344 | 0.00028539 | 0.00019374 | 0.00026344 | 0.00024148 | 0.0003293 | 0.0003293 | 0.00035125 | 0.00018441 | 0.00010977 | 0.00012733 | 0.00026344 | 0.00012733 | 0.00011416 | 0.00020636 | 60-02-16-99-43-111
Industry Process | agriculture and forestry 01T03 | Ag Residue BurningField CropsNone | Included Emissions | 3C1b | Agriculture & Forestry | Ag Residue Burning | Field Crops | None | Crop acreage burned | Barley | N2O | 298 | 0.00040259 | 0.00046615 | 0.00031661 | 0.00024579 | 0.00031783 | 0.00025427 | 0.00027545 | 0.00018699 | 0.00025427 | 0.00023308 | 0.00031783 | 0.00031783 | 0.00033902 | 0.00017799 | 0.00010594 | 0.00012289 | 0.00025427 | 0.00012289 | 0.00011018 | 0.00019917 | 60-02-16-99-43-111
Industry Process | agriculture and forestry 01T03 | Ag Residue BurningField CropsNone | Included Emissions | 3C1b | Agriculture & Forestry | Ag Residue Burning | Field Crops | None | Crop acreage burned | Corn | CH4 | 25 | 0.0009865 | 0.00076995 | 0.00081016 | 0.00067371 | 0.00072183 | 0.00062559 | 0.00052934 | 0.00091415 | 0.00081808 | 0.00076995 | 0.0008662 | 0.00072183 | 0.0008662 | 0.0008662 | 0.00045716 | 0.00028873 | 0.00048122 | 0.00038498 | 0.00031279 | 0.00028873 | 60-02-16-99-43-112
Industry Process | agriculture and forestry 01T03 | Ag Residue BurningField CropsNone | Included Emissions | 3C1b | Agriculture & Forestry | Ag Residue Burning | Field Crops | None | Crop acreage burned | Corn | N2O | 298 | 0.00067195 | 0.00052445 | 0.00055183 | 0.00045889 | 0.00049167 | 0.00042612 | 0.00036056 | 0.00062267 | 0.00055723 | 0.00052445 | 0.00059001 | 0.00049167 | 0.00059001 | 0.00059001 | 0.00031139 | 0.00019667 | 0.00032778 | 0.00026222 | 0.00021306 | 0.00019667 | 60-02-16-99-43-112
Industry Process | agriculture and forestry 01T03 | Ag Residue BurningField CropsNone | Included Emissions | 3C1b | Agriculture & Forestry | Ag Residue Burning | Field Crops | None | Crop acreage burned | Rice | CH4 | 25 | 0.0072751 | 0.0034738 | 0.0033962 | 0.00349 | 0.0035682 | 0.0033363 | 0.0034716 | 0.0031857 | 0.0031013 | 0.0027612 | 0.0027734 | 0.0026807 | 0.0024101 | 0.0023488 | 0.0019103 | 0.0016146 | 0.0014232 | 0.0016536 | 0.00099091 | 0.0012749 | 60-02-16-99-43-113
Industry Process | agriculture and forestry 01T03 | Ag Residue BurningField CropsNone | Included Emissions | 3C1b | Agriculture & Forestry | Ag Residue Burning | Field Crops | None | Crop acreage burned | Rice | N2O | 298 | 0.024089 | 0.011502 | 0.011245 | 0.011556 | 0.011815 | 0.011047 | 0.011495 | 0.010548 | 0.010269 | 0.0091425 | 0.0091832 | 0.0088761 | 0.0079801 | 0.0077772 | 0.0063253 | 0.0053462 | 0.0047122 | 0.0054751 | 0.003281 | 0.0042214 | 60-02-16-99-43-113
Industry Process | agriculture and forestry 01T03 | Ag Residue BurningField CropsNone | Included Emissions | 3C1b | Agriculture & Forestry | Ag Residue Burning | Field Crops | None | Crop acreage burned | Wheat | CH4 | 25 | 0.0036102 | 0.0034175 | 0.0030421 | 0.0038919 | 0.0031135 | 0.0027355 | 0.0023351 | 0.0026255 | 0.0040402 | 0.0036324 | 0.0031506 | 0.003929 | 0.0031506 | 0.0029208 | 0.0016309 | 0.0017421 | 0.0016087 | 0.0013492 | 0.0010897 | 0.00090441 | 60-02-16-99-43-115
Industry Process | agriculture and forestry 01T03 | Ag Residue BurningField CropsNone | Included Emissions | 3C1b | Agriculture & Forestry | Ag Residue Burning | Field Crops | None | Crop acreage burned | Wheat | N2O | 298 | 0.0023645 | 0.0022383 | 0.0019924 | 0.002549 | 0.0020392 | 0.0017916 | 0.0015294 | 0.0017195 | 0.0026461 | 0.0023791 | 0.0020635 | 0.0025733 | 0.0020635 | 0.001913 | 0.0010681 | 0.001141 | 0.0010536 | 0.00088365 | 0.00071372 | 0.00059234 | 60-02-16-99-43-115
Industry Process | agriculture and forestry 01T03 | Ag Residue BurningOrchard & VineyardNone | Included Emissions | 3C1b | Agriculture & Forestry | Ag Residue Burning | Orchard & Vineyard | None | Crop acreage burned | Almond | CH4 | 25 | 0.0095842 | 0.00996 | 0.010242 | 0.010336 | 0.010712 | 0.011088 | 0.011463 | 0.012213 | 0.013343 | 0.014094 | 0.01447 | 0.015034 | 0.01541 | 0.016537 | 0.017477 | 0.017853 | 0.018229 | 0.019356 | 0.020484 | 0.022175 | 60-02-38-99-43-110
Industry Process | agriculture and forestry 01T03 | Ag Residue BurningOrchard & VineyardNone | Included Emissions | 3C1b | Agriculture & Forestry | Ag Residue Burning | Orchard & Vineyard | None | Crop acreage burned | Almond | N2O | 298 | 0.019529 | 0.020295 | 0.020869 | 0.02106 | 0.021826 | 0.022592 | 0.023358 | 0.024885 | 0.027187 | 0.028719 | 0.029485 | 0.030633 | 0.031399 | 0.033697 | 0.035611 | 0.036377 | 0.037143 | 0.03944 | 0.041738 | 0.045184 | 60-02-38-99-43-110
Industry Process | agriculture and forestry 01T03 | Ag Residue BurningOrchard & VineyardNone | Included Emissions | 3C1b | Agriculture & Forestry | Ag Residue Burning | Orchard & Vineyard | None | Crop acreage burned | Walnut | CH4 | 25 | 0.0046027 | 0.0046947 | 0.0048328 | 0.0049018 | 0.0049248 | 0.0049479 | 0.0049709 | 0.0051294 | 0.005293 | 0.0055232 | 0.0058684 | 0.0060985 | 0.0062136 | 0.0064437 | 0.0066738 | 0.006904 | 0.0072492 | 0.0077094 | 0.0080546 | 0.0083998 | 60-02-38-99-43-114
Industry Process | agriculture and forestry 01T03 | Ag Residue BurningOrchard & VineyardNone | Included Emissions | 3C1b | Agriculture & Forestry | Ag Residue Burning | Orchard & Vineyard | None | Crop acreage burned | Walnut | N2O | 298 | 0.0066907 | 0.0068245 | 0.0070252 | 0.0071256 | 0.007159 | 0.0071925 | 0.0072259 | 0.0074563 | 0.0076943 | 0.0080288 | 0.0085306 | 0.0088652 | 0.0090324 | 0.009367 | 0.0097015 | 0.010036 | 0.010538 | 0.011207 | 0.011709 | 0.012211 | 60-02-38-99-43-114
Industry Process | agriculture and forestry 01T03 | Ag Soil ManagementCrop ResiduesDirect | Included Emissions | 3C4 | Agriculture & Forestry | Ag Soil Management | Crop Residues | Direct | Nitrogen in crop residues | NA | N2O | 298 | 0.59012 | 0.59403 | 0.60691 | 0.59579 | 0.57981 | 0.55996 | 0.55212 | 0.52621 | 0.49956 | 0.47258 | 0.4866 | 0.4554 | 0.46931 | 0.37495 | 0.30093 | 0.48232 | 0.49308 | 0.49112 | 0.50692 | 0.4301 | 60-03-11-05-51-000
Industry Process | agriculture and forestry 01T03 | Ag Soil ManagementFertilizerDirect | Included Emissions | 3C4 | Agriculture & Forestry | Ag Soil Management | Fertilizer | Direct | Nitrogen applied in fertilizer | Organic fertilizers | N2O | 298 | 0.041897 | 0.012865 | 0.020218 | 0.026971 | 0.010266 | 0.015117 | 0.0097223 | 0.0038014 | 0.013796 | 0.028279 | 0.00028458 | 0.00078577 | 0.022019 | 0.022019 | 0.022019 | 0.022019 | 0.022019 | 0.022019 | 0.022019 | 0.022019 | 60-03-15-05-48-120
Industry Process | agriculture and forestry 01T03 | Ag Soil ManagementFertilizerDirect | Included Emissions | 3C4 | Agriculture & Forestry | Ag Soil Management | Fertilizer | Direct | Nitrogen applied in fertilizer | Synthetic fertilizers | N2O | 298 | 2.2795 | 2.3178 | 2.3447 | 2.2845 | 2.2389 | 2.1557 | 2.1174 | 2.0041 | 1.954 | 1.8946 | 1.9611 | 1.8742 | 2.0165 | 1.7338 | 1.7056 | 1.3194 | 1.4069 | 1.334 | 1.4158 | 1.4287 | 60-03-15-05-48-121
Industry Process | agriculture and forestry 01T03 | Ag Soil ManagementFertilizerIndirect | Included Emissions | 3C5 | Agriculture & Forestry | Ag Soil Management | Fertilizer | Indirect | Nitrogen applied in fertilizer | Organic fertilizers | N2O | 298 | 0.017806 | 0.0054678 | 0.0085925 | 0.011463 | 0.0043631 | 0.0064245 | 0.004132 | 0.0016156 | 0.0058631 | 0.012019 | 0.00012095 | 0.00033395 | 0.0093579 | 0.0093579 | 0.0093579 | 0.0093579 | 0.0093579 | 0.0093579 | 0.0093579 | 0.0093579 | 60-03-15-14-48-120
Industry Process | agriculture and forestry 01T03 | Ag Soil ManagementFertilizerIndirect | Included Emissions | 3C5 | Agriculture & Forestry | Ag Soil Management | Fertilizer | Indirect | Nitrogen applied in fertilizer | Synthetic fertilizers | N2O | 298 | 0.73602 | 0.71049 | 0.72597 | 0.71585 | 0.71208 | 0.69974 | 0.6743 | 0.69317 | 0.70708 | 0.6754 | 0.69637 | 0.73985 | 0.74107 | 0.69877 | 0.63356 | 0.609 | 0.63795 | 0.68293 | 0.66136 | 0.68312 | 60-03-15-14-48-121
Industry Process | agriculture and forestry 01T03 | Ag Soil ManagementLimingNone | Included Emissions | 3C2 | Agriculture & Forestry | Ag Soil Management | Liming | None | Dolomite applied to soils | NA | CO2 | 1 | 0.0024977 | 0.0014753 | 0.0022346 | 0.0020407 | 0.0083735 | 0.0071786 | 0.0020476 | 0.001094 | 0.0013207 | 0.0014568 | 0.0031846 | 0.0016842 | 0.0022985 | 0.0024111 | 0.00074128 | 0.00076711 | 0.00039318 | 0.00031898 | 0.00045329 | 0.00038551 | 60-03-26-99-44-000
Industry Process | agriculture and forestry 01T03 | Ag Soil ManagementLimingNone | Included Emissions | 3C2 | Agriculture & Forestry | Ag Soil Management | Liming | None | Limestone applied to soils | NA | CO2 | 1 | 0.26298 | 0.1612 | 0.23108 | 0.20721 | 0.22713 | 0.29078 | 0.48257 | 0.25543 | 0.16951 | 0.16835 | 0.17429 | 0.17039 | 0.22663 | 0.20333 | 0.16509 | 0.17036 | 0.093412 | 0.094443 | 0.13421 | 0.11414 | 60-03-26-99-47-000
Industry Process | agriculture and forestry 01T03 | Ag Soil ManagementManureDirect | Included Emissions | 3C4 | Agriculture & Forestry | Ag Soil Management | Manure | Direct | Nitrogen in managed manure | Beef cattle | N2O | 298 | 0.069423 | 0.070432 | 0.078547 | 0.086518 | 0.081735 | 0.085935 | 0.092458 | 0.09052 | 0.089069 | 0.084082 | 0.081207 | 0.08128 | 0.084866 | 0.0851 | 0.093794 | 0.087364 | 0.087364 | 0.087364 | 0.087364 | 0.087364 | 60-03-28-05-56-177
Industry Process | agriculture and forestry 01T03 | Ag Soil ManagementManureDirect | Included Emissions | 3C4 | Agriculture & Forestry | Ag Soil Management | Manure | Direct | Nitrogen in managed manure | Dairy cows | N2O | 298 | 0.63354 | 0.64024 | 0.69274 | 0.7062 | 0.68535 | 0.70221 | 0.72106 | 0.75371 | 0.73099 | 0.71323 | 0.73264 | 0.73015 | 0.73323 | 0.71068 | 0.72582 | 0.70892 | 0.705 | 0.71157 | 0.70801 | 0.67261 | 60-03-28-05-56-145
Industry Process | agriculture and forestry 01T03 | Ag Soil ManagementManureDirect | Included Emissions | 3C4 | Agriculture & Forestry | Ag Soil Management | Manure | Direct | Nitrogen in managed manure | Dairy heifers | N2O | 298 | 0.18103 | 0.18775 | 0.19358 | 0.19693 | 0.17662 | 0.18487 | 0.19041 | 0.18907 | 0.18392 | 0.18061 | 0.17497 | 0.17515 | 0.19241 | 0.17915 | 0.17275 | 0.16872 | 0.16779 | 0.16935 | 0.16851 | 0.16008 | 60-03-28-05-56-146
Industry Process | agriculture and forestry 01T03 | Ag Soil ManagementManureDirect | Included Emissions | 3C4 | Agriculture & Forestry | Ag Soil Management | Manure | Direct | Nitrogen in managed manure | Poultry | N2O | 298 | 0.099247 | 0.09918 | 0.096545 | 0.091365 | 0.083595 | 0.079833 | 0.082726 | 0.084654 | 0.081125 | 0.078816 | 0.079715 | 0.076279 | 0.075225 | 0.065895 | 0.05741 | 0.055544 | 0.055544 | 0.055544 | 0.055544 | 0.055544 | 60-03-28-05-56-181
Industry Process | agriculture and forestry 01T03 | Ag Soil ManagementManureDirect | Included Emissions | 3C4 | Agriculture & Forestry | Ag Soil Management | Manure | Direct | Nitrogen in managed manure | Sheep, goat, horse | N2O | 298 | 0.014171 | 0.015485 | 0.015453 | 0.016208 | 0.016573 | 0.017897 | 0.017611 | 0.017003 | 0.016963 | 0.01773 | 0.017349 | 0.017385 | 0.017273 | 0.017045 | 0.017284 | 0.017399 | 0.017399 | 0.017399 | 0.017399 | 0.017399 | 60-03-28-05-56-174
Industry Process | agriculture and forestry 01T03 | Ag Soil ManagementManureDirect | Included Emissions | 3C4 | Agriculture & Forestry | Ag Soil Management | Manure | Direct | Nitrogen in managed manure | Swine | N2O | 298 | 0.0029927 | 0.0022257 | 0.0031992 | 0.0029985 | 0.0031948 | 0.0031639 | 0.0031665 | 0.0035822 | 0.0018096 | 0.0025154 | 0.002377 | 0.00251 | 0.0024702 | 0.0022803 | 0.0025307 | 0.0021856 | 0.0020475 | 0.0021856 | 0.0023236 | 0.0024386 | 60-03-28-05-56-166
Industry Process | agriculture and forestry 01T03 | Ag Soil ManagementManureDirect | Included Emissions | 3C4 | Agriculture & Forestry | Ag Soil Management | Manure | Direct | Nitrogen in unmanaged manure | Beef cattle | N2O | 298 | 0.9958 | 0.9866 | 0.98069 | 0.96928 | 0.96729 | 0.99552 | 0.96408 | 0.82647 | 0.79786 | 0.79669 | 0.78728 | 0.76455 | 0.77827 | 0.76698 | 0.76708 | 0.71449 | 0.71449 | 0.71449 | 0.71449 | 0.71449 | 60-03-28-05-57-177
Industry Process | agriculture and forestry 01T03 | Ag Soil ManagementManureDirect | Included Emissions | 3C4 | Agriculture & Forestry | Ag Soil Management | Manure | Direct | Nitrogen in unmanaged manure | Dairy cows | N2O | 298 | 0.25178 | 0.25237 | 0.2709 | 0.27366 | 0.26299 | 0.2671 | 0.27064 | 0.28054 | 0.27201 | 0.26503 | 0.27225 | 0.27132 | 0.27247 | 0.26409 | 0.26971 | 0.26343 | 0.26198 | 0.26442 | 0.26309 | 0.24994 | 60-03-28-05-57-145
Industry Process | agriculture and forestry 01T03 | Ag Soil ManagementManureDirect | Included Emissions | 3C4 | Agriculture & Forestry | Ag Soil Management | Manure | Direct | Nitrogen in unmanaged manure | Dairy heifers | N2O | 298 | 0.055004 | 0.056508 | 0.057709 | 0.058708 | 0.052653 | 0.055113 | 0.056766 | 0.056364 | 0.054829 | 0.053842 | 0.052162 | 0.052216 | 0.057361 | 0.053408 | 0.051498 | 0.051498 | 0.051213 | 0.05169 | 0.051432 | 0.04886 | 60-03-28-05-57-146
Industry Process | agriculture and forestry 01T03 | Ag Soil ManagementManureDirect | Included Emissions | 3C4 | Agriculture & Forestry | Ag Soil Management | Manure | Direct | Nitrogen in unmanaged manure | Poultry | N2O | 298 | 0.0015418 | 0.001563 | 0.0015204 | 0.0014565 | 0.0013265 | 0.0012152 | 0.001313 | 0.0012581 | 0.0011966 | 0.0011586 | 0.001174 | 0.0010467 | 0.0010473 | 0.00092517 | 0.0008266 | 0.00079973 | 0.00079973 | 0.00079973 | 0.00079973 | 0.00079973 | 60-03-28-05-57-181
Industry Process | agriculture and forestry 01T03 | Ag Soil ManagementManureDirect | Included Emissions | 3C4 | Agriculture & Forestry | Ag Soil Management | Manure | Direct | Nitrogen in unmanaged manure | Sheep, goat, horse | N2O | 298 | 0.11456 | 0.11592 | 0.12067 | 0.1331 | 0.14386 | 0.15931 | 0.1597 | 0.15586 | 0.15364 | 0.15913 | 0.16003 | 0.16172 | 0.16144 | 0.1608 | 0.16161 | 0.16269 | 0.16269 | 0.16269 | 0.16269 | 0.16269 | 60-03-28-05-57-174
Industry Process | agriculture and forestry 01T03 | Ag Soil ManagementManureDirect | Included Emissions | 3C4 | Agriculture & Forestry | Ag Soil Management | Manure | Direct | Nitrogen in unmanaged manure | Swine | N2O | 298 | 0.0015317 | 0.0012217 | 0.0018767 | 0.0016646 | 0.0016742 | 0.0015607 | 0.0014656 | 0.0015502 | 0.00078311 | 0.0010885 | 0.0010287 | 0.0010862 | 0.001069 | 0.00098682 | 0.0010952 | 0.00094582 | 0.00088608 | 0.00094582 | 0.0010056 | 0.0010553 | 60-03-28-05-57-166
Industry Process | agriculture and forestry 01T03 | Ag Soil ManagementManureIndirect | Included Emissions | 3C5 | Agriculture & Forestry | Ag Soil Management | Manure | Indirect | Nitrogen in managed manure | Beef cattle | N2O | 298 | 0.029505 | 0.029934 | 0.033382 | 0.03677 | 0.034737 | 0.036522 | 0.039295 | 0.038471 | 0.037854 | 0.035735 | 0.034513 | 0.034544 | 0.036068 | 0.036168 | 0.039863 | 0.03713 | 0.03713 | 0.03713 | 0.03713 | 0.03713 | 60-03-28-14-56-177
Industry Process | agriculture and forestry 01T03 | Ag Soil ManagementManureIndirect | Included Emissions | 3C5 | Agriculture & Forestry | Ag Soil Management | Manure | Indirect | Nitrogen in managed manure | Dairy cows | N2O | 298 | 0.26925 | 0.2721 | 0.29441 | 0.30014 | 0.29128 | 0.29844 | 0.30645 | 0.32033 | 0.31067 | 0.30312 | 0.31137 | 0.31031 | 0.31162 | 0.30204 | 0.30848 | 0.30129 | 0.29962 | 0.30242 | 0.3009 | 0.28586 | 60-03-28-14-56-145
Industry Process | agriculture and forestry 01T03 | Ag Soil ManagementManureIndirect | Included Emissions | 3C5 | Agriculture & Forestry | Ag Soil Management | Manure | Indirect | Nitrogen in managed manure | Dairy heifers | N2O | 298 | 0.076936 | 0.079793 | 0.082271 | 0.083696 | 0.075063 | 0.078571 | 0.080926 | 0.080354 | 0.078166 | 0.076758 | 0.074363 | 0.074441 | 0.081774 | 0.076139 | 0.073417 | 0.073417 | 0.073011 | 0.073691 | 0.073322 | 0.069656 | 60-03-28-14-56-146
Industry Process | agriculture and forestry 01T03 | Ag Soil ManagementManureIndirect | Included Emissions | 3C5 | Agriculture & Forestry | Ag Soil Management | Manure | Indirect | Nitrogen in managed manure | Poultry | N2O | 298 | 0.04218 | 0.042151 | 0.041032 | 0.03883 | 0.035528 | 0.033929 | 0.035158 | 0.035978 | 0.034478 | 0.033497 | 0.033879 | 0.032419 | 0.031971 | 0.028005 | 0.024399 | 0.023606 | 0.023606 | 0.023606 | 0.023606 | 0.023606 | 60-03-28-14-56-181
Industry Process | agriculture and forestry 01T03 | Ag Soil ManagementManureIndirect | Included Emissions | 3C5 | Agriculture & Forestry | Ag Soil Management | Manure | Indirect | Nitrogen in managed manure | Sheep, goat, horse | N2O | 298 | 0.0060227 | 0.0065811 | 0.0065675 | 0.0068883 | 0.0070437 | 0.0076064 | 0.0074848 | 0.0072265 | 0.0072092 | 0.0075354 | 0.0073732 | 0.0073886 | 0.0073412 | 0.0072441 | 0.0073456 | 0.0073945 | 0.0073945 | 0.0073945 | 0.0073945 | 0.0073945 | 60-03-28-14-56-174
Industry Process | agriculture and forestry 01T03 | Ag Soil ManagementManureIndirect | Included Emissions | 3C5 | Agriculture & Forestry | Ag Soil Management | Manure | Indirect | Nitrogen in managed manure | Swine | N2O | 298 | 0.0012719 | 0.00094593 | 0.0013596 | 0.0012744 | 0.0013578 | 0.0013446 | 0.0013458 | 0.0015224 | 0.00076907 | 0.001069 | 0.0010102 | 0.0010667 | 0.0010498 | 0.00096913 | 0.0010755 | 0.00092887 | 0.0008702 | 0.00092887 | 0.00098754 | 0.0010364 | 60-03-28-14-56-166
Industry Process | agriculture and forestry 01T03 | Ag Soil ManagementManureIndirect | Included Emissions | 3C5 | Agriculture & Forestry | Ag Soil Management | Manure | Indirect | Nitrogen in unmanaged manure | Beef cattle | N2O | 298 | 0.21161 | 0.20965 | 0.2084 | 0.20597 | 0.20555 | 0.21155 | 0.20487 | 0.17563 | 0.16955 | 0.1693 | 0.1673 | 0.16247 | 0.16538 | 0.16298 | 0.16301 | 0.15183 | 0.15183 | 0.15183 | 0.15183 | 0.15183 | 60-03-28-14-57-177
Industry Process | agriculture and forestry 01T03 | Ag Soil ManagementManureIndirect | Included Emissions | 3C5 | Agriculture & Forestry | Ag Soil Management | Manure | Indirect | Nitrogen in unmanaged manure | Dairy cows | N2O | 298 | 0.053503 | 0.053628 | 0.057565 | 0.058152 | 0.055885 | 0.056759 | 0.057511 | 0.059614 | 0.057803 | 0.056319 | 0.057852 | 0.057656 | 0.057899 | 0.056118 | 0.057314 | 0.05598 | 0.05567 | 0.056188 | 0.055908 | 0.053112 | 60-03-28-14-57-145
Industry Process | agriculture and forestry 01T03 | Ag Soil ManagementManureIndirect | Included Emissions | 3C5 | Agriculture & Forestry | Ag Soil Management | Manure | Indirect | Nitrogen in unmanaged manure | Dairy heifers | N2O | 298 | 0.011688 | 0.012008 | 0.012263 | 0.012476 | 0.011189 | 0.011712 | 0.012063 | 0.011977 | 0.011651 | 0.011441 | 0.011084 | 0.011096 | 0.012189 | 0.011349 | 0.010943 | 0.010943 | 0.010883 | 0.010984 | 0.010929 | 0.010383 | 60-03-28-14-57-146
Industry Process | agriculture and forestry 01T03 | Ag Soil ManagementManureIndirect | Included Emissions | 3C5 | Agriculture & Forestry | Ag Soil Management | Manure | Indirect | Nitrogen in unmanaged manure | Poultry | N2O | 298 | 0.00032764 | 0.00033215 | 0.00032308 | 0.0003095 | 0.00028188 | 0.00025823 | 0.00027902 | 0.00026735 | 0.00025427 | 0.0002462 | 0.00024948 | 0.00022241 | 0.00022256 | 0.0001966 | 0.00017565 | 0.00016994 | 0.00016994 | 0.00016994 | 0.00016994 | 0.00016994 | 60-03-28-14-57-181
Industry Process | agriculture and forestry 01T03 | Ag Soil ManagementManureIndirect | Included Emissions | 3C5 | Agriculture & Forestry | Ag Soil Management | Manure | Indirect | Nitrogen in unmanaged manure | Sheep, goat, horse | N2O | 298 | 0.048688 | 0.049264 | 0.051287 | 0.056568 | 0.061141 | 0.067707 | 0.067873 | 0.066239 | 0.065298 | 0.067631 | 0.068013 | 0.068733 | 0.068614 | 0.06834 | 0.068685 | 0.069142 | 0.069142 | 0.069142 | 0.069142 | 0.069142 | 60-03-28-14-57-174
Industry Process | agriculture and forestry 01T03 | Ag Soil ManagementManureIndirect | Included Emissions | 3C5 | Agriculture & Forestry | Ag Soil Management | Manure | Indirect | Nitrogen in unmanaged manure | Swine | N2O | 298 | 0.00032549 | 0.00025962 | 0.00039879 | 0.00035373 | 0.00035578 | 0.00033165 | 0.00031145 | 0.00032942 | 0.00016641 | 0.00023132 | 0.00021859 | 0.00023082 | 0.00022716 | 0.0002097 | 0.00023272 | 0.00020099 | 0.00018829 | 0.00020099 | 0.00021368 | 0.00022426 | 60-03-28-14-57-166
Industry Process | agriculture and forestry 01T03 | Enteric FermentationCattleNone | Included Emissions | 3A1aii | Agriculture & Forestry | Enteric Fermentation | Cattle | None | Livestock population | Beef calves | CH4 | 25 | 0.1038 | 0.10349 | 0.1013 | 0.096384 | 0.094199 | 0.09324 | 0.087164 | 0.095697 | 0.087718 | 0.087781 | 0.08618 | 0.08495 | 0.085349 | 0.082085 | 0.082736 | 0.071102 | 0.071102 | 0.071102 | 0.071102 | 0.071102 | 60-11-05-99-40-176
Industry Process | agriculture and forestry 01T03 | Enteric FermentationCattleNone | Included Emissions | 3A1aii | Agriculture & Forestry | Enteric Fermentation | Cattle | None | Livestock population | Beef cows | CH4 | 25 | 1.7045 | 1.6829 | 1.643 | 1.6249 | 1.5924 | 1.5954 | 1.5168 | 1.6703 | 1.5629 | 1.551 | 1.5033 | 1.4794 | 1.5033 | 1.4555 | 1.4317 | 1.4078 | 1.4317 | 1.5629 | 1.5987 | 1.5033 | 60-11-05-99-40-140
Industry Process | agriculture and forestry 01T03 | Enteric FermentationCattleNone | Included Emissions | 3A1aii | Agriculture & Forestry | Enteric Fermentation | Cattle | None | Livestock population | Beef replacements 0-12 months | CH4 | 25 | 0.046236 | 0.04408 | 0.042975 | 0.041681 | 0.041581 | 0.043908 | 0.03994 | 0.044291 | 0.039253 | 0.040953 | 0.041859 | 0.040394 | 0.042092 | 0.041852 | 0.040698 | 0.040698 | 0.040698 | 0.040698 | 0.040698 | 0.040698 | 60-11-05-99-40-142
Industry Process | agriculture and forestry 01T03 | Enteric FermentationCattleNone | Included Emissions | 3A1aii | Agriculture & Forestry | Enteric Fermentation | Cattle | None | Livestock population | Beef replacements 12-24 months | CH4 | 25 | 0.12699 | 0.12241 | 0.11834 | 0.11678 | 0.11338 | 0.11854 | 0.11042 | 0.12378 | 0.10892 | 0.11358 | 0.11859 | 0.10917 | 0.11404 | 0.11362 | 0.1088 | 0.1088 | 0.1088 | 0.1088 | 0.1088 | 0.1088 | 60-11-05-99-40-141
Industry Process | agriculture and forestry 01T03 | Enteric FermentationCattleNone | Included Emissions | 3A1aii | Agriculture & Forestry | Enteric Fermentation | Cattle | None | Livestock population | Bulls | CH4 | 25 | 0.15509 | 0.15509 | 0.14435 | 0.14706 | 0.14832 | 0.16009 | 0.17288 | 0.17271 | 0.17271 | 0.16037 | 0.17271 | 0.17271 | 0.17271 | 0.17271 | 0.17271 | 0.17271 | 0.17271 | 0.17271 | 0.17271 | 0.14804 | 60-11-05-99-40-144
Industry Process | agriculture and forestry 01T03 | Enteric FermentationCattleNone | Included Emissions | 3A1ai | Agriculture & Forestry | Enteric Fermentation | Cattle | None | Livestock population | Dairy calves | CH4 | 25 | 0.22696 | 0.22686 | 0.23478 | 0.24369 | 0.24349 | 0.24936 | 0.25382 | 0.26734 | 0.2733 | 0.27264 | 0.26111 | 0.26046 | 0.26738 | 0.26711 | 0.26578 | 0.25959 | 0.25815 | 0.26056 | 0.25926 | 0.25796 | 60-11-05-99-40-175
Industry Process | agriculture and forestry 01T03 | Enteric FermentationCattleNone | Included Emissions | 3A1ai | Agriculture & Forestry | Enteric Fermentation | Cattle | None | Livestock population | Dairy cows | CH4 | 25 | 5.1078 | 4.9986 | 5.593 | 5.6493 | 5.5575 | 5.6702 | 5.7827 | 6.5887 | 6.4837 | 6.1598 | 6.6859 | 6.6302 | 6.5638 | 6.3984 | 6.4545 | 6.3042 | 6.2692 | 6.3277 | 6.296 | 6.2645 | 60-11-05-99-40-145
Industry Process | agriculture and forestry 01T03 | Enteric FermentationCattleNone | Included Emissions | 3A1ai | Agriculture & Forestry | Enteric Fermentation | Cattle | None | Livestock population | Dairy replacements 0-12 months | CH4 | 25 | 0.2351 | 0.24139 | 0.24976 | 0.24885 | 0.23288 | 0.24571 | 0.24816 | 0.26066 | 0.25843 | 0.25742 | 0.24606 | 0.24637 | 0.26689 | 0.25032 | 0.24329 | 0.23763 | 0.23631 | 0.23851 | 0.23732 | 0.23613 | 60-11-05-99-40-148
Industry Process | agriculture and forestry 01T03 | Enteric FermentationCattleNone | Included Emissions | 3A1ai | Agriculture & Forestry | Enteric Fermentation | Cattle | None | Livestock population | Dairy replacements 12-24 months | CH4 | 25 | 0.83561 | 0.86469 | 0.88662 | 0.90413 | 0.82245 | 0.85695 | 0.88511 | 0.92134 | 0.9265 | 0.9049 | 0.878 | 0.87751 | 0.96593 | 0.89772 | 0.86408 | 0.84396 | 0.83929 | 0.84711 | 0.84287 | 0.83866 | 60-11-05-99-40-147
Industry Process | agriculture and forestry 01T03 | Enteric FermentationCattleNone | Included Emissions | 3A1aii | Agriculture & Forestry | Enteric Fermentation | Cattle | None | Livestock population | Heifer feedlot | CH4 | 25 | 0.12943 | 0.13405 | 0.14573 | 0.16116 | 0.15433 | 0.16138 | 0.17093 | 0.17799 | 0.17695 | 0.16532 | 0.16156 | 0.16412 | 0.17044 | 0.16625 | 0.1784 | 0.1784 | 0.1784 | 0.1784 | 0.1784 | 0.1784 | 60-11-05-99-40-152
Industry Process | agriculture and forestry 01T03 | Enteric FermentationCattleNone | Included Emissions | 3A1aii | Agriculture & Forestry | Enteric Fermentation | Cattle | None | Livestock population | Heifer stockers | CH4 | 25 | 0.13311 | 0.12886 | 0.13051 | 0.12517 | 0.12139 | 0.14012 | 0.13127 | 0.12995 | 0.13642 | 0.14386 | 0.17341 | 0.16006 | 0.16039 | 0.16495 | 0.17362 | 0.17362 | 0.17362 | 0.17362 | 0.17362 | 0.17362 | 60-11-05-99-40-153
Industry Process | agriculture and forestry 01T03 | Enteric FermentationCattleNone | Included Emissions | 3A1aii | Agriculture & Forestry | Enteric Fermentation | Cattle | None | Livestock population | Steer feedlot | CH4 | 25 | 0.22297 | 0.22716 | 0.25421 | 0.284 | 0.26663 | 0.28083 | 0.30203 | 0.31935 | 0.3192 | 0.30161 | 0.29187 | 0.28986 | 0.30071 | 0.29927 | 0.3337 | 0.28677 | 0.28677 | 0.28677 | 0.28677 | 0.28677 | 60-11-05-99-40-164
Industry Process | agriculture and forestry 01T03 | Enteric FermentationCattleNone | Included Emissions | 3A1aii | Agriculture & Forestry | Enteric Fermentation | Cattle | None | Livestock population | Steer stockers | CH4 | 25 | 0.47887 | 0.46147 | 0.46863 | 0.42832 | 0.43658 | 0.45789 | 0.42268 | 0.47353 | 0.44555 | 0.44972 | 0.44682 | 0.40019 | 0.41632 | 0.41976 | 0.445 | 0.38242 | 0.38242 | 0.38242 | 0.38242 | 0.38242 | 60-11-05-99-40-165
Industry Process | agriculture and forestry 01T03 | Enteric FermentationOther LivestockNone | Included Emissions | 3A1d | Agriculture & Forestry | Enteric Fermentation | Other Livestock | None | Livestock population | Goats | CH4 | 25 | 0.010325 | 0.011608 | 0.01289 | 0.013212 | 0.013534 | 0.0145 | 0.016 | 0.016938 | 0.016125 | 0.017 | 0.016813 | 0.017687 | 0.017625 | 0.017188 | 0.015825 | 0.01605 | 0.016575 | 0.016425 | 0.016063 | 0.016875 | 60-11-39-99-40-151
Industry Process | agriculture and forestry 01T03 | Enteric FermentationOther LivestockNone | Included Emissions | 3A1f | Agriculture & Forestry | Enteric Fermentation | Other Livestock | None | Livestock population | Horses | CH4 | 25 | 0.17899 | 0.18787 | 0.20495 | 0.23911 | 0.27327 | 0.31426 | 0.3245 | 0.3245 | 0.3245 | 0.33475 | 0.34158 | 0.34671 | 0.34671 | 0.34671 | 0.34671 | 0.34671 | 0.34671 | 0.34671 | 0.34671 | 0.34671 | 60-11-39-99-40-155
Industry Process | agriculture and forestry 01T03 | Enteric FermentationOther LivestockNone | Included Emissions | 3A1c | Agriculture & Forestry | Enteric Fermentation | Other Livestock | None | Livestock population | Sheep | CH4 | 25 | 0.162 | 0.161 | 0.151 | 0.146 | 0.135 | 0.138 | 0.13 | 0.122 | 0.124 | 0.132 | 0.122 | 0.12 | 0.118 | 0.118 | 0.118 | 0.12 | 0.115 | 0.12 | 0.114 | 0.11 | 60-11-39-99-40-163
Industry Process | agriculture and forestry 01T03 | Enteric FermentationOther LivestockNone | Included Emissions | 3A1h | Agriculture & Forestry | Enteric Fermentation | Other Livestock | None | Livestock population | Swine | CH4 | 25 | 0.005625 | 0.004125 | 0.005625 | 0.0050625 | 0.00525 | 0.0054375 | 0.0054375 | 0.0058125 | 0.003 | 0.00375 | 0.0039375 | 0.0039375 | 0.0039375 | 0.0035625 | 0.004125 | 0.0035625 | 0.0033375 | 0.0035625 | 0.0037875 | 0.003975 | 60-11-39-99-40-166
Industry Process | agriculture and forestry 01T03 | Histosol CultivationNot SpecifiedDirect | Included Emissions | 3C4 | Agriculture & Forestry | Histosol Cultivation | Not Specified | Direct | Drained histosols | NA | N2O | 298 | 0.14907 | 0.14907 | 0.14907 | 0.14907 | 0.14907 | 0.14907 | 0.14907 | 0.14907 | 0.14907 | 0.14907 | 0.14907 | 0.14907 | 0.14907 | 0.14907 | 0.14907 | 0.14907 | 0.14907 | 0.14907 | 0.14907 | 0.14907 | 60-16-99-05-46-000
Industry Process | agriculture and forestry 01T03 | Manure ManagementCattleAnaerobic digester | Included Emissions | 3A2ai | Agriculture & Forestry | Manure Management | Cattle | Anaerobic digester | Livestock population | Dairy cows | CH4 | 25 | 0.0010964 | 0.0023936 | 0.004637 | 0.017299 | 0.017543 | 0.051594 | 0.036794 | 0.11258 | 0.08486 | 0.039039 | 0.042196 | 0.043933 | 0.044124 | 0.042695 | 0.043764 | 0.042745 | 0.042508 | 0.042904 | 0.04269 | 0.042476 | 60-21-05-60-40-145
Industry Process | agriculture and forestry 01T03 | Manure ManagementCattleAnaerobic digester | Included Emissions | 3A2ai | Agriculture & Forestry | Manure Management | Cattle | Anaerobic digester | Livestock population | Dairy cows | N2O | 298 | 0.00027216 | 0.001905 | 0.0046051 | 0.0071373 | 0.0079318 | 0.014113 | 0.0069152 | 0.020072 | 0.013384 | 0.0064796 | 0.0069586 | 0.0069349 | 0.0069642 | 0.00675 | 0.0068939 | 0.0067333 | 0.006696 | 0.0067584 | 0.0067247 | 0.006691 | 60-21-05-60-40-145
Industry Process | agriculture and forestry 01T03 | Manure ManagementCattleAnaerobic lagoon | Included Emissions | 3A2ai | Agriculture & Forestry | Manure Management | Cattle | Anaerobic lagoon | Livestock population | Dairy cows | CH4 | 25 | 6.3764 | 6.6776 | 7.1689 | 7.418 | 7.0488 | 7.3056 | 7.4494 | 8.3377 | 8.6798 | 8.4549 | 8.6381 | 8.629 | 8.9404 | 8.4114 | 8.622 | 8.4213 | 8.3746 | 8.4527 | 8.4104 | 8.3683 | 60-21-05-61-40-145
Industry Process | agriculture and forestry 01T03 | Manure ManagementCattleAnaerobic lagoon | Included Emissions | 3A2ai | Agriculture & Forestry | Manure Management | Cattle | Anaerobic lagoon | Livestock population | Dairy cows | N2O | 298 | 0.29256 | 0.29659 | 0.3218 | 0.32791 | 0.31818 | 0.32338 | 0.33308 | 0.34033 | 0.33559 | 0.33087 | 0.33961 | 0.33846 | 0.33989 | 0.32943 | 0.33645 | 0.32862 | 0.3268 | 0.32985 | 0.3282 | 0.32655 | 60-21-05-61-40-145
Industry Process | agriculture and forestry 01T03 | Manure ManagementCattleDaily spread | Included Emissions | 3A2ai | Agriculture & Forestry | Manure Management | Cattle | Daily spread | Livestock population | Dairy cows | CH4 | 25 | 0.0083864 | 0.0084319 | 0.0091091 | 0.0092264 | 0.0089783 | 0.0091754 | 0.0093637 | 0.010685 | 0.010687 | 0.010389 | 0.010741 | 0.010732 | 0.010778 | 0.010429 | 0.01069 | 0.010441 | 0.010383 | 0.01048 | 0.010428 | 0.010376 | 60-21-05-62-40-145
Industry Process | agriculture and forestry 01T03 | Manure ManagementCattleDaily spread | Included Emissions | 3A2ai | Agriculture & Forestry | Manure Management | Cattle | Daily spread | Livestock population | Dairy cows | N2O | 298 | 0.012668 | 0.01275 | 0.013742 | 0.013943 | 0.013459 | 0.013732 | 0.013978 | 0.014557 | 0.014114 | 0.013752 | 0.014126 | 0.014078 | 0.014138 | 0.013703 | 0.013995 | 0.013669 | 0.013593 | 0.01372 | 0.013651 | 0.013583 | 60-21-05-62-40-145
Industry Process | agriculture and forestry 01T03 | Manure ManagementCattleDaily spread | Included Emissions | 3A2ai | Agriculture & Forestry | Manure Management | Cattle | Daily spread | Livestock population | Dairy heifers | CH4 | 25 | 0.0013372 | 0.0013793 | 0.0014145 | 0.0014386 | 0.0012963 | 0.0013572 | 0.0013974 | 0.0015163 | 0.0015187 | 0.0014917 | 0.0014449 | 0.0014464 | 0.0015886 | 0.0014793 | 0.0014266 | 0.0013933 | 0.0013856 | 0.0013985 | 0.0013915 | 0.0013846 | 60-21-05-62-40-146
Industry Process | agriculture and forestry 01T03 | Manure ManagementCattleDaily spread | Included Emissions | 3A2ai | Agriculture & Forestry | Manure Management | Cattle | Daily spread | Livestock population | Dairy heifers | N2O | 298 | 0.0027675 | 0.0028548 | 0.0029275 | 0.0029781 | 0.0026709 | 0.0027958 | 0.0028796 | 0.0028592 | 0.0027814 | 0.0027313 | 0.002646 | 0.0026488 | 0.0029098 | 0.0027092 | 0.0026124 | 0.0025516 | 0.0025374 | 0.0025611 | 0.0025483 | 0.0025355 | 60-21-05-62-40-146
Industry Process | agriculture and forestry 01T03 | Manure ManagementCattleDeep pit | Included Emissions | 3A2ai | Agriculture & Forestry | Manure Management | Cattle | Deep pit | Livestock population | Dairy cows | CH4 | 25 | 0.010969 | 0.011758 | 0.01205 | 0.011391 | 0.0093205 | 0.0081036 | 0.0071823 | 0.0066257 | 0.0068102 | 0.00645 | 0.0061282 | 0.0061655 | 0.0068662 | 0.0066182 | 0.006784 | 0.006626 | 0.0065893 | 0.0066507 | 0.0066175 | 0.0065844 | 60-21-05-63-40-145
Industry Process | agriculture and forestry 01T03 | Manure ManagementCattleDeep pit | Included Emissions | 3A2ai | Agriculture & Forestry | Manure Management | Cattle | Deep pit | Livestock population | Dairy cows | N2O | 298 | 0.0011904 | 0.0011898 | 0.0012736 | 0.0011567 | 0.00098459 | 0.00086858 | 0.00074446 | 0.00062845 | 0.00060936 | 0.00059371 | 0.00060988 | 0.00060781 | 0.00061038 | 0.0005916 | 0.00060421 | 0.00059014 | 0.00058687 | 0.00059234 | 0.00058938 | 0.00058643 | 60-21-05-63-40-145
Industry Process | agriculture and forestry 01T03 | Manure ManagementCattleDry lot | Included Emissions | 3A2ai | Agriculture & Forestry | Manure Management | Cattle | Dry lot | Livestock population | Dairy heifers | CH4 | 25 | 0.032106 | 0.033297 | 0.034336 | 0.03492 | 0.031466 | 0.032942 | 0.033919 | 0.036805 | 0.036863 | 0.036209 | 0.035072 | 0.03511 | 0.03856 | 0.035906 | 0.034627 | 0.033821 | 0.033633 | 0.033947 | 0.033777 | 0.033608 | 60-21-05-64-40-146
Industry Process | agriculture and forestry 01T03 | Manure ManagementCattleDry lot | Included Emissions | 3A2ai | Agriculture & Forestry | Manure Management | Cattle | Dry lot | Livestock population | Dairy heifers | N2O | 298 | 0.47955 | 0.49736 | 0.5128 | 0.52168 | 0.46787 | 0.48974 | 0.50442 | 0.50085 | 0.48721 | 0.47844 | 0.46351 | 0.46399 | 0.50971 | 0.47458 | 0.45762 | 0.44696 | 0.44448 | 0.44863 | 0.44638 | 0.44415 | 60-21-05-64-40-146
Industry Process | agriculture and forestry 01T03 | Manure ManagementCattleDry lot | Included Emissions | 3A2aii | Agriculture & Forestry | Manure Management | Cattle | Dry lot | Livestock population | Feedlot - heifers 500+ lbs | CH4 | 25 | 0.0075467 | 0.0078126 | 0.0084919 | 0.0093934 | 0.0089923 | 0.0094038 | 0.0099553 | 0.0096814 | 0.0094355 | 0.0088123 | 0.0086219 | 0.0087483 | 0.0090768 | 0.0089326 | 0.0095938 | 0.0095938 | 0.0095938 | 0.0095938 | 0.0095938 | 0.0095938 | 60-21-05-64-40-149
Industry Process | agriculture and forestry 01T03 | Manure ManagementCattleDry lot | Included Emissions | 3A2aii | Agriculture & Forestry | Manure Management | Cattle | Dry lot | Livestock population | Feedlot - heifers 500+ lbs | N2O | 298 | 0.077705 | 0.079576 | 0.087057 | 0.095138 | 0.091162 | 0.095521 | 0.10179 | 0.098786 | 0.096806 | 0.090781 | 0.088144 | 0.089579 | 0.093581 | 0.09261 | 0.099441 | 0.099441 | 0.099441 | 0.099441 | 0.099441 | 0.099441 | 60-21-05-64-40-149
Industry Process | agriculture and forestry 01T03 | Manure ManagementCattleDry lot | Included Emissions | 3A2aii | Agriculture & Forestry | Manure Management | Cattle | Dry lot | Livestock population | Feedlot - steers 500+ lbs | CH4 | 25 | 0.012989 | 0.013228 | 0.0148 | 0.016537 | 0.015522 | 0.01635 | 0.017577 | 0.017287 | 0.016985 | 0.016048 | 0.015533 | 0.015407 | 0.015973 | 0.016042 | 0.017923 | 0.017923 | 0.017923 | 0.017923 | 0.017923 | 0.017923 | 60-21-05-64-40-150
Industry Process | agriculture and forestry 01T03 | Manure ManagementCattleDry lot | Included Emissions | 3A2aii | Agriculture & Forestry | Manure Management | Cattle | Dry lot | Livestock population | Feedlot - steers 500+ lbs | N2O | 298 | 0.1408 | 0.14209 | 0.16019 | 0.17722 | 0.16611 | 0.17498 | 0.18927 | 0.18619 | 0.18362 | 0.17396 | 0.16753 | 0.16628 | 0.17357 | 0.17531 | 0.19592 | 0.19592 | 0.19592 | 0.19592 | 0.19592 | 0.19592 | 60-21-05-64-40-150
Industry Process | agriculture and forestry 01T03 | Manure ManagementCattleLiquid/slurry | Included Emissions | 3A2ai | Agriculture & Forestry | Manure Management | Cattle | Liquid/slurry | Livestock population | Dairy cows | CH4 | 25 | 0.98589 | 1.0468 | 1.0568 | 1.1068 | 1.0287 | 1.0169 | 1.1343 | 1.2574 | 1.2977 | 1.2583 | 1.1952 | 1.2025 | 1.3391 | 1.2908 | 1.3231 | 1.2923 | 1.2851 | 1.2971 | 1.2906 | 1.2841 | 60-21-05-65-40-145
Industry Process | agriculture and forestry 01T03 | Manure ManagementCattleLiquid/slurry | Included Emissions | 3A2ai | Agriculture & Forestry | Manure Management | Cattle | Liquid/slurry | Livestock population | Dairy cows | N2O | 298 | 0.18626 | 0.1844 | 0.19446 | 0.19566 | 0.18918 | 0.18976 | 0.20468 | 0.20763 | 0.20214 | 0.20164 | 0.20707 | 0.20637 | 0.20724 | 0.20086 | 0.20515 | 0.20037 | 0.19926 | 0.20112 | 0.20011 | 0.19911 | 60-21-05-65-40-145
Industry Process | agriculture and forestry 01T03 | Manure ManagementCattleLiquid/slurry | Included Emissions | 3A2ai | Agriculture & Forestry | Manure Management | Cattle | Liquid/slurry | Livestock population | Dairy heifers | CH4 | 25 | 0.0065545 | 0.0072974 | 0.0071879 | 0.0076217 | 0.0065492 | 0.0067462 | 0.0071647 | 0.0077534 | 0.0079805 | 0.0076369 | 0.0067976 | 0.0068525 | 0.0083448 | 0.0077408 | 0.0074651 | 0.0072912 | 0.0072509 | 0.0073184 | 0.0072818 | 0.0072454 | 60-21-05-65-40-146
Industry Process | agriculture and forestry 01T03 | Manure ManagementCattleLiquid/slurry | Included Emissions | 3A2ai | Agriculture & Forestry | Manure Management | Cattle | Liquid/slurry | Livestock population | Dairy heifers | N2O | 298 | 0.0016967 | 0.0017597 | 0.0018144 | 0.0018458 | 0.0016554 | 0.0017327 | 0.0017847 | 0.0017721 | 0.0017238 | 0.0016928 | 0.0016399 | 0.0016417 | 0.0018034 | 0.0016791 | 0.0016191 | 0.0015814 | 0.0015726 | 0.0015873 | 0.0015793 | 0.0015715 | 60-21-05-65-40-146
Industry Process | agriculture and forestry 01T03 | Manure ManagementCattleLiquid/slurry | Included Emissions | 3A2aii | Agriculture & Forestry | Manure Management | Cattle | Liquid/slurry | Livestock population | Feedlot - heifers 500+ lbs | CH4 | 25 | 0.0024216 | 0.0026794 | 0.0029451 | 0.0033821 | 0.003036 | 0.0031289 | 0.0034629 | 0.0034957 | 0.0034079 | 0.0031445 | 0.0028723 | 0.0029083 | 0.0033312 | 0.0032095 | 0.0034471 | 0.0034471 | 0.0034471 | 0.0034471 | 0.0034471 | 0.0034471 | 60-21-05-65-40-149
Industry Process | agriculture and forestry 01T03 | Manure ManagementCattleLiquid/slurry | Included Emissions | 3A2aii | Agriculture & Forestry | Manure Management | Cattle | Liquid/slurry | Livestock population | Feedlot - heifers 500+ lbs | N2O | 298 | 0.00033982 | 0.000348 | 0.00038071 | 0.00041605 | 0.00039866 | 0.00041773 | 0.00044512 | 0.000432 | 0.00042335 | 0.000397 | 0.00038547 | 0.00039174 | 0.00040924 | 0.000405 | 0.00043487 | 0.00043487 | 0.00043487 | 0.00043487 | 0.00043487 | 0.00043487 | 60-21-05-65-40-149
Industry Process | agriculture and forestry 01T03 | Manure ManagementCattleLiquid/slurry | Included Emissions | 3A2aii | Agriculture & Forestry | Manure Management | Cattle | Liquid/slurry | Livestock population | Feedlot - steers 500+ lbs | CH4 | 25 | 0.0024216 | 0.0026794 | 0.0029451 | 0.0033821 | 0.003036 | 0.0031289 | 0.0034629 | 0.0034957 | 0.0034079 | 0.0031445 | 0.0028723 | 0.0029083 | 0.0033312 | 0.0032095 | 0.0034471 | 0.0034471 | 0.0034471 | 0.0034471 | 0.0034471 | 0.0034471 | 60-21-05-65-40-150
Industry Process | agriculture and forestry 01T03 | Manure ManagementCattleLiquid/slurry | Included Emissions | 3A2aii | Agriculture & Forestry | Manure Management | Cattle | Liquid/slurry | Livestock population | Feedlot - steers 500+ lbs | N2O | 298 | 0.00033982 | 0.000348 | 0.00038071 | 0.00041605 | 0.00039866 | 0.00041773 | 0.00044512 | 0.000432 | 0.00042335 | 0.000397 | 0.00038547 | 0.00039174 | 0.00040924 | 0.000405 | 0.00043487 | 0.00043487 | 0.00043487 | 0.00043487 | 0.00043487 | 0.00043487 | 60-21-05-65-40-150
Industry Process | agriculture and forestry 01T03 | Manure ManagementCattlePasture | Included Emissions | 3A2ai | Agriculture & Forestry | Manure Management | Cattle | Pasture | Livestock population | Dairy cows | CH4 | 25 | 0.0023584 | 0.0022694 | 0.0023407 | 0.0022511 | 0.0020729 | 0.0019971 | 0.0019131 | 0.002039 | 0.0020393 | 0.0019826 | 0.0020498 | 0.0020479 | 0.0020568 | 0.0019902 | 0.00204 | 0.0019925 | 0.0019815 | 0.002 | 0.00199 | 0.00198 | 60-21-05-66-40-145
Industry Process | agriculture and forestry 01T03 | Manure ManagementCattlePasture | Included Emissions | 3A2ai | Agriculture & Forestry | Manure Management | Cattle | Pasture | Livestock population | Dairy heifers | CH4 | 25 | 0.00037604 | 0.00037123 | 0.00036349 | 0.00036967 | 0.00033311 | 0.00034874 | 0.00035908 | 0.00038963 | 0.00039025 | 0.00038332 | 0.00037128 | 0.00037168 | 0.00040821 | 0.00038011 | 0.00036657 | 0.00035804 | 0.00035606 | 0.00035937 | 0.00035758 | 0.00035579 | 60-21-05-66-40-146
Industry Process | agriculture and forestry 01T03 | Manure ManagementCattlePasture | Included Emissions | 3A2aii | Agriculture & Forestry | Manure Management | Cattle | Pasture | Livestock population | Not on feed - beef cows | CH4 | 25 | 0.053634 | 0.052955 | 0.051699 | 0.051129 | 0.050106 | 0.050202 | 0.047728 | 0.055874 | 0.052282 | 0.051883 | 0.050287 | 0.049489 | 0.050287 | 0.048691 | 0.047892 | 0.047094 | 0.047892 | 0.052282 | 0.05348 | 0.050287 | 60-21-05-66-40-156
Industry Process | agriculture and forestry 01T03 | Manure ManagementCattlePasture | Included Emissions | 3A2aii | Agriculture & Forestry | Manure Management | Cattle | Pasture | Livestock population | Not on feed - bulls 500+ lbs | CH4 | 25 | 0.0048799 | 0.0048799 | 0.004542 | 0.0046272 | 0.0046669 | 0.0050373 | 0.0054398 | 0.0057774 | 0.0057774 | 0.0053648 | 0.0057774 | 0.0057774 | 0.0057774 | 0.0057774 | 0.0057774 | 0.0057774 | 0.0057774 | 0.0057774 | 0.0057774 | 0.0049521 | 60-21-05-66-40-157
Industry Process | agriculture and forestry 01T03 | Manure ManagementCattlePasture | Included Emissions | 3A2aii | Agriculture & Forestry | Manure Management | Cattle | Pasture | Livestock population | Not on feed - calves <500 lbs | CH4 | 25 | 0.015098 | 0.015291 | 0.015803 | 0.0162 | 0.016538 | 0.017005 | 0.017148 | 0.017641 | 0.017819 | 0.017824 | 0.017166 | 0.017049 | 0.017331 | 0.017147 | 0.017118 | 0.017118 | 0.017118 | 0.017118 | 0.017118 | 0.017118 | 60-21-05-66-40-158
Industry Process | agriculture and forestry 01T03 | Manure ManagementCattlePasture | Included Emissions | 3A2aii | Agriculture & Forestry | Manure Management | Cattle | Pasture | Livestock population | Not on feed - heifers 500+ lbs | CH4 | 25 | 0.0091745 | 0.0088455 | 0.0087398 | 0.0084941 | 0.0082761 | 0.0090614 | 0.0084344 | 0.009517 | 0.0090877 | 0.0095286 | 0.010662 | 0.0098922 | 0.010109 | 0.010243 | 0.01032 | 0.01032 | 0.01032 | 0.01032 | 0.01032 | 0.01032 | 60-21-05-66-40-159
Industry Process | agriculture and forestry 01T03 | Manure ManagementCattlePasture | Included Emissions | 3A2aii | Agriculture & Forestry | Manure Management | Cattle | Pasture | Livestock population | Not on feed - steers 500+ lbs | CH4 | 25 | 0.014341 | 0.01382 | 0.014035 | 0.012827 | 0.013075 | 0.013713 | 0.012658 | 0.015122 | 0.014228 | 0.014362 | 0.014271 | 0.012781 | 0.013293 | 0.013446 | 0.014253 | 0.014253 | 0.014253 | 0.014253 | 0.014253 | 0.014253 | 60-21-05-66-40-160
Industry Process | agriculture and forestry 01T03 | Manure ManagementCattleSolid storage | Included Emissions | 3A2ai | Agriculture & Forestry | Manure Management | Cattle | Solid storage | Livestock population | Dairy cows | CH4 | 25 | 0.056433 | 0.057228 | 0.062356 | 0.063258 | 0.061653 | 0.063107 | 0.064504 | 0.073722 | 0.073735 | 0.071684 | 0.074112 | 0.074046 | 0.074368 | 0.071958 | 0.07376 | 0.072043 | 0.071644 | 0.072311 | 0.07195 | 0.07159 | 60-21-05-69-40-145
Industry Process | agriculture and forestry 01T03 | Manure ManagementCattleSolid storage | Included Emissions | 3A2ai | Agriculture & Forestry | Manure Management | Cattle | Solid storage | Livestock population | Dairy cows | N2O | 298 | 0.08205 | 0.083287 | 0.090543 | 0.092012 | 0.088959 | 0.090903 | 0.092678 | 0.096671 | 0.093733 | 0.091327 | 0.093814 | 0.093495 | 0.09389 | 0.091002 | 0.092942 | 0.090777 | 0.090274 | 0.091116 | 0.09066 | 0.090207 | 60-21-05-69-40-145
Industry Process | agriculture and forestry 01T03 | Manure ManagementOther LivestockDry lot | Included Emissions | 3A2d | Agriculture & Forestry | Manure Management | Other Livestock | Dry lot | Livestock population | Goats | CH4 | 25 | 6.193e-05 | 6.9623e-05 | 7.7317e-05 | 8.1471e-05 | 8.5624e-05 | 8.9778e-05 | 9.3932e-05 | 9.8086e-05 | 9.9468e-05 | 0.00010085 | 0.00010223 | 0.00010362 | 0.000105 | 0.00010239 | 9.4275e-05 | 9.5615e-05 | 9.8743e-05 | 9.7849e-05 | 0.00010326 | 0.00010848 | 60-21-39-64-40-151
Industry Process | agriculture and forestry 01T03 | Manure ManagementOther LivestockDry lot | Included Emissions | 3A2d | Agriculture & Forestry | Manure Management | Other Livestock | Dry lot | Livestock population | Goats | N2O | 298 | 0.00073527 | 0.00082661 | 0.00091795 | 0.00096726 | 0.0010166 | 0.0010659 | 0.0011152 | 0.0011645 | 0.0011809 | 0.0011974 | 0.0012138 | 0.0012302 | 0.0012466 | 0.0012156 | 0.0011193 | 0.0011352 | 0.0011723 | 0.0011617 | 0.001226 | 0.001288 | 60-21-39-64-40-151
Industry Process | agriculture and forestry 01T03 | Manure ManagementOther LivestockDry lot | Included Emissions | 3A2f | Agriculture & Forestry | Manure Management | Other Livestock | Dry lot | Livestock population | Horses | CH4 | 25 | 0.0039504 | 0.003971 | 0.0041407 | 0.0046076 | 0.0050107 | 0.0054689 | 0.0053443 | 0.0050413 | 0.0047384 | 0.004888 | 0.0049878 | 0.0050626 | 0.0050626 | 0.0050626 | 0.0050626 | 0.0050626 | 0.0050626 | 0.0050626 | 0.0050626 | 0.0050626 | 60-21-39-64-40-155
Industry Process | agriculture and forestry 01T03 | Manure ManagementOther LivestockDry lot | Included Emissions | 3A2f | Agriculture & Forestry | Manure Management | Other Livestock | Dry lot | Livestock population | Horses | N2O | 298 | 0.015003 | 0.015447 | 0.016525 | 0.018898 | 0.021161 | 0.023834 | 0.024094 | 0.023576 | 0.023058 | 0.023787 | 0.024272 | 0.024636 | 0.024636 | 0.024636 | 0.024636 | 0.024636 | 0.024636 | 0.024636 | 0.024636 | 0.024636 | 60-21-39-64-40-155
Industry Process | agriculture and forestry 01T03 | Manure ManagementOther LivestockDry lot | Included Emissions | 3A2c | Agriculture & Forestry | Manure Management | Other Livestock | Dry lot | Livestock population | Sheep | CH4 | 25 | 0.0042324 | 0.0047462 | 0.0044066 | 0.0042173 | 0.0038594 | 0.0039042 | 0.0036392 | 0.003379 | 0.0033976 | 0.0036168 | 0.0033428 | 0.003288 | 0.0032332 | 0.0031236 | 0.0032332 | 0.003288 | 0.003151 | 0.003288 | 0.0031236 | 0.003014 | 60-21-39-64-40-163
Industry Process | agriculture and forestry 01T03 | Manure ManagementOther LivestockDry lot | Included Emissions | 3A2c | Agriculture & Forestry | Manure Management | Other Livestock | Dry lot | Livestock population | Sheep | N2O | 298 | 0.024955 | 0.028466 | 0.026884 | 0.026175 | 0.024369 | 0.025082 | 0.023788 | 0.022475 | 0.022997 | 0.024481 | 0.022626 | 0.022255 | 0.021884 | 0.021142 | 0.021884 | 0.022255 | 0.021328 | 0.022255 | 0.021142 | 0.020401 | 60-21-39-64-40-163
Industry Process | agriculture and forestry 01T03 | Manure ManagementOther LivestockPasture | Included Emissions | 3A2d | Agriculture & Forestry | Manure Management | Other Livestock | Pasture | Livestock population | Goats | CH4 | 25 | 0.0007122 | 0.00080067 | 0.00088914 | 0.00093691 | 0.00098468 | 0.0010324 | 0.0010802 | 0.001128 | 0.0011439 | 0.0011598 | 0.0011757 | 0.0011916 | 0.0012075 | 0.0011775 | 0.0010842 | 0.0010996 | 0.0011355 | 0.0011253 | 0.0011875 | 0.0012476 | 60-21-39-66-40-151
Industry Process | agriculture and forestry 01T03 | Manure ManagementOther LivestockPasture | Included Emissions | 3A2f | Agriculture & Forestry | Manure Management | Other Livestock | Pasture | Livestock population | Horses | CH4 | 25 | 0.04543 | 0.045667 | 0.047618 | 0.052987 | 0.057623 | 0.062892 | 0.061459 | 0.057975 | 0.054492 | 0.056212 | 0.05736 | 0.05822 | 0.05822 | 0.05822 | 0.05822 | 0.05822 | 0.05822 | 0.05822 | 0.05822 | 0.05822 | 60-21-39-66-40-155
Industry Process | agriculture and forestry 01T03 | Manure ManagementOther LivestockPasture | Included Emissions | 3A2c | Agriculture & Forestry | Manure Management | Other Livestock | Pasture | Livestock population | Sheep | CH4 | 25 | 0.011278 | 0.010515 | 0.0097624 | 0.0093431 | 0.0085503 | 0.0086495 | 0.0080625 | 0.007486 | 0.0075271 | 0.0080127 | 0.0074057 | 0.0072843 | 0.0071629 | 0.0069201 | 0.0071629 | 0.0072843 | 0.0069808 | 0.0072843 | 0.0069201 | 0.0066773 | 60-21-39-66-40-163
Industry Process | agriculture and forestry 01T03 | Manure ManagementPoultryAnaerobic lagoon | Included Emissions | 3a2i | Agriculture & Forestry | Manure Management | Poultry | Anaerobic lagoon | Livestock population | Hens 1+ yr | CH4 | 25 | 0.091997 | 0.093429 | 0.088905 | 0.081317 | 0.073402 | 0.07523 | 0.074851 | 0.07978 | 0.078461 | 0.075729 | 0.07257 | 0.075469 | 0.076932 | 0.06494 | 0.05687 | 0.05687 | 0.05687 | 0.05687 | 0.05687 | 0.05687 | 60-21-46-61-40-154
Industry Process | agriculture and forestry 01T03 | Manure ManagementPoultryAnaerobic lagoon | Included Emissions | 3a2i | Agriculture & Forestry | Manure Management | Poultry | Anaerobic lagoon | Livestock population | Hens 1+ yr | N2O | 298 | 0.0035929 | 0.0035838 | 0.003484 | 0.0031687 | 0.00297 | 0.0030262 | 0.0030715 | 0.0033078 | 0.003214 | 0.0031365 | 0.0030298 | 0.0031545 | 0.0031193 | 0.0027091 | 0.0023724 | 0.0023724 | 0.0023724 | 0.0023724 | 0.0023724 | 0.0023724 | 60-21-46-61-40-154
Industry Process | agriculture and forestry 01T03 | Manure ManagementPoultryAnaerobic lagoon | Included Emissions | 3a2i | Agriculture & Forestry | Manure Management | Poultry | Anaerobic lagoon | Livestock population | Other chickens | CH4 | 25 | 0.00054022 | 0.00032396 | 0.00027969 | 0.00025944 | 0.00019974 | 0.00017002 | 0.00020966 | 0.00015634 | 2.5262e-05 | 2.082e-05 | 2.8917e-05 | 2.4756e-05 | 4.2535e-05 | 8.682e-05 | 7.8551e-05 | 7.8551e-05 | 7.8551e-05 | 7.8551e-05 | 7.8551e-05 | 7.8551e-05 | 60-21-46-61-40-161
Industry Process | agriculture and forestry 01T03 | Manure ManagementPoultryAnaerobic lagoon | Included Emissions | 3a2i | Agriculture & Forestry | Manure Management | Poultry | Anaerobic lagoon | Livestock population | Other chickens | N2O | 298 | 2.4863e-05 | 1.4827e-05 | 1.3234e-05 | 1.2348e-05 | 9.9812e-06 | 8.5377e-06 | 1.0851e-05 | 8.2578e-06 | 1.3311e-06 | 1.1092e-06 | 1.5529e-06 | 1.3311e-06 | 2.2185e-06 | 4.6588e-06 | 4.2151e-06 | 4.2151e-06 | 4.2151e-06 | 4.2151e-06 | 4.2151e-06 | 4.2151e-06 | 60-21-46-61-40-161
Industry Process | agriculture and forestry 01T03 | Manure ManagementPoultryAnaerobic lagoon | Included Emissions | 3a2i | Agriculture & Forestry | Manure Management | Poultry | Anaerobic lagoon | Livestock population | Pullets | CH4 | 25 | 0.020714 | 0.019319 | 0.018663 | 0.01935 | 0.015906 | 0.015432 | 0.012241 | 0.016286 | 0.015722 | 0.01513 | 0.018383 | 0.018407 | 0.017074 | 0.01433 | 0.010327 | 0.015315 | 0.015315 | 0.015315 | 0.015315 | 0.015315 | 60-21-46-61-40-162
Industry Process | agriculture and forestry 01T03 | Manure ManagementPoultryAnaerobic lagoon | Included Emissions | 3a2i | Agriculture & Forestry | Manure Management | Poultry | Anaerobic lagoon | Livestock population | Pullets | N2O | 298 | 0.00080898 | 0.00074106 | 0.00073137 | 0.000754 | 0.00064358 | 0.00062078 | 0.00050229 | 0.00067525 | 0.00064401 | 0.00062664 | 0.00076748 | 0.0007694 | 0.00069228 | 0.0005978 | 0.00043082 | 0.00063891 | 0.00063891 | 0.00063891 | 0.00063891 | 0.00063891 | 60-21-46-61-40-162
Industry Process | agriculture and forestry 01T03 | Manure ManagementPoultryPasture | Included Emissions | 3a2i | Agriculture & Forestry | Manure Management | Poultry | Pasture | Livestock population | Broilers | CH4 | 25 | 7.9876e-05 | 8.1199e-05 | 8.6564e-05 | 8.3936e-05 | 8.0386e-05 | 7.6016e-05 | 8.4761e-05 | 7.6248e-05 | 7.1208e-05 | 7.298e-05 | 7.3952e-05 | 5.4059e-05 | 5.0079e-05 | 4.9907e-05 | 4.9625e-05 | 4.9625e-05 | 4.9625e-05 | 4.9625e-05 | 4.9625e-05 | 4.9625e-05 | 60-21-46-66-40-143
Industry Process | agriculture and forestry 01T03 | Manure ManagementPoultryPasture | Included Emissions | 3a2i | Agriculture & Forestry | Manure Management | Poultry | Pasture | Livestock population | Turkeys | CH4 | 25 | 0.00012364 | 0.000127 | 0.00011885 | 0.00011483 | 0.000103 | 9.4008e-05 | 0.00010122 | 0.00010253 | 0.00010003 | 9.3782e-05 | 9.5032e-05 | 9.3782e-05 | 9.6908e-05 | 8.1277e-05 | 6.8773e-05 | 6.8773e-05 | 6.8773e-05 | 6.8773e-05 | 6.8773e-05 | 6.8773e-05 | 60-21-46-66-40-172
Industry Process | agriculture and forestry 01T03 | Manure ManagementPoultryPoultry with bedding | Included Emissions | 3a2i | Agriculture & Forestry | Manure Management | Poultry | Poultry with bedding | Livestock population | Broilers | CH4 | 25 | 0.0079077 | 0.0080387 | 0.0085698 | 0.0083097 | 0.0079582 | 0.0075256 | 0.0083914 | 0.0075485 | 0.0070496 | 0.007225 | 0.0073212 | 0.0053519 | 0.0049578 | 0.0049407 | 0.0049129 | 0.0049129 | 0.0049129 | 0.0049129 | 0.0049129 | 0.0049129 | 60-21-46-67-40-143
Industry Process | agriculture and forestry 01T03 | Manure ManagementPoultryPoultry with bedding | Included Emissions | 3a2i | Agriculture & Forestry | Manure Management | Poultry | Poultry with bedding | Livestock population | Broilers | N2O | 298 | 0.010027 | 0.0099743 | 0.010405 | 0.0098717 | 0.0092505 | 0.0085589 | 0.0093374 | 0.0082177 | 0.007508 | 0.0076949 | 0.0077973 | 0.0056999 | 0.0052802 | 0.0052621 | 0.0052324 | 0.0052324 | 0.0052324 | 0.0052324 | 0.0052324 | 0.0052324 | 60-21-46-67-40-143
Industry Process | agriculture and forestry 01T03 | Manure ManagementPoultryPoultry with bedding | Included Emissions | 3a2i | Agriculture & Forestry | Manure Management | Poultry | Poultry with bedding | Livestock population | Turkeys | CH4 | 25 | 0.01224 | 0.012573 | 0.011766 | 0.011368 | 0.010197 | 0.0093068 | 0.010021 | 0.010151 | 0.0099033 | 0.0092844 | 0.0094082 | 0.0092844 | 0.0095939 | 0.0080465 | 0.0068085 | 0.0068085 | 0.0068085 | 0.0068085 | 0.0068085 | 0.0068085 | 60-21-46-67-40-172
Industry Process | agriculture and forestry 01T03 | Manure ManagementPoultryPoultry with bedding | Included Emissions | 3a2i | Agriculture & Forestry | Manure Management | Poultry | Poultry with bedding | Livestock population | Turkeys | N2O | 298 | 0.017448 | 0.017879 | 0.016689 | 0.016082 | 0.014387 | 0.013096 | 0.01406 | 0.014202 | 0.013815 | 0.012951 | 0.013124 | 0.012951 | 0.013383 | 0.011225 | 0.0094977 | 0.0094977 | 0.0094977 | 0.0094977 | 0.0094977 | 0.0094977 | 60-21-46-67-40-172
Industry Process | agriculture and forestry 01T03 | Manure ManagementPoultryPoultry without bedding | Included Emissions | 3a2i | Agriculture & Forestry | Manure Management | Poultry | Poultry without bedding | Livestock population | Hens 1+ yr | CH4 | 25 | 0.01389 | 0.013713 | 0.013197 | 0.011883 | 0.011028 | 0.011127 | 0.011185 | 0.01193 | 0.011482 | 0.011206 | 0.010824 | 0.01127 | 0.011144 | 0.0096784 | 0.0084757 | 0.0084757 | 0.0084757 | 0.0084757 | 0.0084757 | 0.0084757 | 60-21-46-68-40-154
Industry Process | agriculture and forestry 01T03 | Manure ManagementPoultryPoultry without bedding | Included Emissions | 3a2i | Agriculture & Forestry | Manure Management | Poultry | Poultry without bedding | Livestock population | Hens 1+ yr | N2O | 298 | 0.021233 | 0.021179 | 0.020589 | 0.018726 | 0.017552 | 0.017884 | 0.018151 | 0.019548 | 0.018993 | 0.018536 | 0.017905 | 0.018642 | 0.018434 | 0.01601 | 0.01402 | 0.01402 | 0.01402 | 0.01402 | 0.01402 | 0.01402 | 60-21-46-68-40-154
Industry Process | agriculture and forestry 01T03 | Manure ManagementPoultryPoultry without bedding | Included Emissions | 3a2i | Agriculture & Forestry | Manure Management | Poultry | Poultry without bedding | Livestock population | Other chickens | CH4 | 25 | 8.1564e-05 | 4.7551e-05 | 4.1518e-05 | 3.7912e-05 | 3.0009e-05 | 2.5148e-05 | 3.1329e-05 | 2.3379e-05 | 3.6969e-06 | 3.0808e-06 | 4.3131e-06 | 3.6969e-06 | 6.1616e-06 | 1.2939e-05 | 1.1707e-05 | 1.1707e-05 | 1.1707e-05 | 1.1707e-05 | 1.1707e-05 | 1.1707e-05 | 60-21-46-68-40-161
Industry Process | agriculture and forestry 01T03 | Manure ManagementPoultryPoultry without bedding | Included Emissions | 3a2i | Agriculture & Forestry | Manure Management | Poultry | Poultry without bedding | Livestock population | Other chickens | N2O | 298 | 0.00014693 | 8.762e-05 | 7.821e-05 | 7.2972e-05 | 5.8985e-05 | 5.0455e-05 | 6.4128e-05 | 4.8801e-05 | 7.8663e-06 | 6.5553e-06 | 9.1774e-06 | 7.8663e-06 | 1.3111e-05 | 2.7532e-05 | 2.491e-05 | 2.491e-05 | 2.491e-05 | 2.491e-05 | 2.491e-05 | 2.491e-05 | 60-21-46-68-40-161
Industry Process | agriculture and forestry 01T03 | Manure ManagementPoultryPoultry without bedding | Included Emissions | 3a2i | Agriculture & Forestry | Manure Management | Poultry | Poultry without bedding | Livestock population | Pullets | CH4 | 25 | 0.0031274 | 0.0028356 | 0.0027703 | 0.0028276 | 0.0023897 | 0.0022826 | 0.001829 | 0.0024354 | 0.0023008 | 0.0022387 | 0.0027419 | 0.0027488 | 0.0024733 | 0.0021357 | 0.0015392 | 0.0022826 | 0.0022826 | 0.0022826 | 0.0022826 | 0.0022826 | 60-21-46-68-40-162
Industry Process | agriculture and forestry 01T03 | Manure ManagementPoultryPoultry without bedding | Included Emissions | 3a2i | Agriculture & Forestry | Manure Management | Poultry | Poultry without bedding | Livestock population | Pullets | N2O | 298 | 0.0047808 | 0.0043794 | 0.0043221 | 0.0044559 | 0.0038033 | 0.0036686 | 0.0029683 | 0.0039905 | 0.0038058 | 0.0037032 | 0.0045356 | 0.0045469 | 0.0040911 | 0.0035328 | 0.002546 | 0.0037757 | 0.0037757 | 0.0037757 | 0.0037757 | 0.0037757 | 60-21-46-68-40-162
Industry Process | agriculture and forestry 01T03 | Manure ManagementSwineAnaerobic digester | Included Emissions | 3A2h | Agriculture & Forestry | Manure Management | Swine | Anaerobic digester | Livestock population | Swine - breeding | CH4 | 25 | 2000: 0.0001498; 2001: 0.00020514; 2002: 8.8451e-05; 2003: 8.9721e-05; 2004: 8.688e-05; 2005: 8.4235e-05; 2006: 0.00038448; 2007: 0.00036117 | 60-21-61-60-40-167
Industry Process | agriculture and forestry 01T03 | Manure ManagementSwineAnaerobic digester | Included Emissions | 3A2h | Agriculture & Forestry | Manure Management | Swine | Anaerobic digester | Livestock population | Swine - breeding | N2O | 298 | 2000: 1.8385e-05; 2001: 2.4767e-05; 2002: 1.0504e-05; 2003: 1.0479e-05; 2004: 9.9776e-06; 2005: 9.5113e-06; 2006: 4.2677e-05; 2007: 3.9404e-05 | 60-21-61-60-40-167
Industry Process | agriculture and forestry 01T03 | Manure ManagementSwineAnaerobic digester | Included Emissions | 3A2h | Agriculture & Forestry | Manure Management | Swine | Anaerobic digester | Livestock population | Swine - market < 50 lbs | CH4 | 25 | 2000: 5.2356e-05; 2001: 7.8087e-05; 2002: 3.3963e-05; 2003: 3.3866e-05; 2004: 2.9857e-05; 2005: 3.6035e-05; 2006: 0.00016379; 2007: 0.00015323 | 60-21-61-60-40-168
Industry Process | agriculture and forestry 01T03 | Manure ManagementSwineAnaerobic digester | Included Emissions | 3A2h | Agriculture & Forestry | Manure Management | Swine | Anaerobic digester | Livestock population | Swine - market < 50 lbs | N2O | 298 | 2000: 6.0883e-06; 2001: 9.4232e-06; 2002: 4.2475e-06; 2003: 4.384e-06; 2004: 3.9961e-06; 2005: 4.981e-06; 2006: 2.336e-05; 2007: 2.2525e-05 | 60-21-61-60-40-168
Industry Process | agriculture and forestry 01T03 | Manure ManagementSwineAnaerobic digester | Included Emissions | 3A2h | Agriculture & Forestry | Manure Management | Swine | Anaerobic digester | Livestock population | Swine - market 120-179 lbs | CH4 | 25 | 2000: 0.0002357; 2001: 7.8565e-05; 2002: 8.0846e-05; 2003: 8.6732e-05; 2004: 7.766e-05; 2005: 7.2098e-05; 2006: 0.00026218; 2007: 0.00036789 | 60-21-61-60-40-169
Industry Process | agriculture and forestry 01T03 | Manure ManagementSwineAnaerobic digester | Included Emissions | 3A2h | Agriculture & Forestry | Manure Management | Swine | Anaerobic digester | Livestock population | Swine - market 120-179 lbs | N2O | 298 | 2000: 2.9075e-05; 2001: 9.9023e-06; 2002: 1.0407e-05; 2003: 1.1397e-05; 2004: 1.0413e-05; 2005: 9.8606e-06; 2006: 3.656e-05; 2007: 5.2288e-05 | 60-21-61-60-40-169
Industry Process | agriculture and forestry 01T03 | Manure ManagementSwineAnaerobic digester | Included Emissions | 3A2h | Agriculture & Forestry | Manure Management | Swine | Anaerobic digester | Livestock population | Swine - market 180+ lbs | CH4 | 25 | 2000: 7.0086e-05; 2001: 0.00018159; 2002: 0.00010445; 2003: 0.00011191; 2004: 0.0001199; 2005: 9.6475e-05; 2006: 0.00043852; 2007: 0.00045946 | 60-21-61-60-40-170
Industry Process | agriculture and forestry 01T03 | Manure ManagementSwineAnaerobic digester | Included Emissions | 3A2h | Agriculture & Forestry | Manure Management | Swine | Anaerobic digester | Livestock population | Swine - market 180+ lbs | N2O | 298 | 2000: 8.6455e-06; 2001: 2.2887e-05; 2002: 1.3445e-05; 2003: 1.4705e-05; 2004: 1.6077e-05; 2005: 1.3194e-05; 2006: 6.1151e-05; 2007: 6.5302e-05 | 60-21-61-60-40-170
Industry Process | agriculture and forestry 01T03 | Manure ManagementSwineAnaerobic digester | Included Emissions | 3A2h | Agriculture & Forestry | Manure Management | Swine | Anaerobic digester | Livestock population | Swine - market 50-119 lbs | CH4 | 25 | 2000: 0.00012951; 2001: 0.00010268; 2002: 5.13e-05; 2003: 4.4531e-05; 2004: 5.4964e-05; 2005: 5.8044e-05; 2006: 0.00030153; 2007: 0.00026092 | 60-21-61-60-40-171
Industry Process | agriculture and forestry 01T03 | Manure ManagementSwineAnaerobic digester | Included Emissions | 3A2h | Agriculture & Forestry | Manure Management | Swine | Anaerobic digester | Livestock population | Swine - market 50-119 lbs | N2O | 298 | 2000: 1.5976e-05; 2001: 1.2942e-05; 2002: 6.6034e-06; 2003: 5.8515e-06; 2004: 7.3698e-06; 2005: 7.9385e-06; 2006: 4.2047e-05; 2007: 3.7084e-05 | 60-21-61-60-40-171
Industry Process | agriculture and forestry 01T03 | Manure ManagementSwineAnaerobic lagoon | Included Emissions | 3A2h | Agriculture & Forestry | Manure Management | Swine | Anaerobic lagoon | Livestock population | Swine - breeding | CH4 | 25 | 0.0099316 | 0.01004 | 0.011275 | 0.010571 | 0.010469 | 0.010812 | 0.0099747 | 0.0102 | 0.0058027 | 0.0040207 | 0.0045389 | 0.0034046 | 0.0029259 | 0.0022809 | 0.0034213 | 0.0029548 | 0.0029548 | 0.0029548 | 0.0029548 | 0.0029548 | 60-21-61-61-40-167
Industry Process | agriculture and forestry 01T03 | Manure ManagementSwineAnaerobic lagoon | Included Emissions | 3A2h | Agriculture & Forestry | Manure Management | Swine | Anaerobic lagoon | Livestock population | Swine - breeding | N2O | 298 | 0.00040738 | 0.00039149 | 0.00043703 | 0.00039691 | 0.00039782 | 0.00039855 | 0.00036551 | 0.00036877 | 0.00020139 | 0.00014097 | 0.00016111 | 0.00012083 | 0.0001007 | 8.0557e-05 | 0.00012083 | 0.00010436 | 0.00010436 | 0.00010436 | 0.00010436 | 0.00010436 | 60-21-61-61-40-167
Industry Process | agriculture and forestry 01T03 | Manure ManagementSwineAnaerobic lagoon | Included Emissions | 3A2h | Agriculture & Forestry | Manure Management | Swine | Anaerobic lagoon | Livestock population | Swine - market < 50 lbs | CH4 | 25 | 0.0034583 | 0.0037998 | 0.0043004 | 0.0039622 | 0.0035846 | 0.0046 | 0.0042407 | 0.0043276 | 0.0028164 | 0.0031518 | 0.0038308 | 0.0031125 | 0.0034577 | 0.0028884 | 0.0037309 | 0.0032221 | 0.0032221 | 0.0032221 | 0.0032221 | 0.0032221 | 60-21-61-61-40-168
Industry Process | agriculture and forestry 01T03 | Manure ManagementSwineAnaerobic lagoon | Included Emissions | 3A2h | Agriculture & Forestry | Manure Management | Swine | Anaerobic lagoon | Livestock population | Swine - market < 50 lbs | N2O | 298 | 0.00013491 | 0.00014895 | 0.00017672 | 0.00016606 | 0.00015933 | 0.00020872 | 0.00020006 | 0.0002108 | 0.00013817 | 0.00015619 | 0.00019223 | 0.00015619 | 0.00016821 | 0.00014418 | 0.00018623 | 0.00016083 | 0.00016083 | 0.00016083 | 0.00016083 | 0.00016083 | 60-21-61-61-40-168
Industry Process | agriculture and forestry 01T03 | Manure ManagementSwineAnaerobic lagoon | Included Emissions | 3A2h | Agriculture & Forestry | Manure Management | Swine | Anaerobic lagoon | Livestock population | Swine - market 120-179 lbs | CH4 | 25 | 0.015568 | 0.0038231 | 0.010237 | 0.010147 | 0.0093236 | 0.0092037 | 0.0067879 | 0.01039 | 0.0078402 | 0.0073733 | 0.0061318 | 0.008431 | 0.0090925 | 0.0084762 | 0.010403 | 0.008984 | 0.008984 | 0.008984 | 0.008984 | 0.008984 | 60-21-61-61-40-169
Industry Process | agriculture and forestry 01T03 | Manure ManagementSwineAnaerobic lagoon | Included Emissions | 3A2h | Agriculture & Forestry | Manure Management | Swine | Anaerobic lagoon | Livestock population | Swine - market 120-179 lbs | N2O | 298 | 0.00064426 | 0.00015652 | 0.00043299 | 0.00043169 | 0.00041518 | 0.00041319 | 0.00031312 | 0.00048935 | 0.0003679 | 0.00034951 | 0.00029432 | 0.00040469 | 0.00042309 | 0.00040469 | 0.00049667 | 0.00042894 | 0.00042894 | 0.00042894 | 0.00042894 | 0.00042894 | 60-21-61-61-40-169
Industry Process | agriculture and forestry 01T03 | Manure ManagementSwineAnaerobic lagoon | Included Emissions | 3A2h | Agriculture & Forestry | Manure Management | Swine | Anaerobic lagoon | Livestock population | Swine - market 180+ lbs | CH4 | 25 | 0.0046294 | 0.0088362 | 0.013226 | 0.013093 | 0.014395 | 0.012315 | 0.011354 | 0.012976 | 0.0052455 | 0.015578 | 0.011795 | 0.01282 | 0.012696 | 0.011858 | 0.010826 | 0.0093501 | 0.0093501 | 0.0093501 | 0.0093501 | 0.0093501 | 60-21-61-61-40-170
Industry Process | agriculture and forestry 01T03 | Manure ManagementSwineAnaerobic lagoon | Included Emissions | 3A2h | Agriculture & Forestry | Manure Management | Swine | Anaerobic lagoon | Livestock population | Swine - market 180+ lbs | N2O | 298 | 0.00019157 | 0.00036177 | 0.0005594 | 0.00055702 | 0.00064102 | 0.00055288 | 0.00052372 | 0.00061114 | 0.00024615 | 0.00073844 | 0.00056613 | 0.00061536 | 0.00059075 | 0.00056613 | 0.0005169 | 0.00044642 | 0.00044642 | 0.00044642 | 0.00044642 | 0.00044642 | 60-21-61-61-40-170
Industry Process | agriculture and forestry 01T03 | Manure ManagementSwineAnaerobic lagoon | Included Emissions | 3A2h | Agriculture & Forestry | Manure Management | Swine | Anaerobic lagoon | Livestock population | Swine - market 50-119 lbs | CH4 | 25 | 0.0085548 | 0.0049965 | 0.0064957 | 0.00521 | 0.0065988 | 0.0074096 | 0.0078068 | 0.0073691 | 0.0038322 | 0.0040168 | 0.0057299 | 0.0057298 | 0.0056833 | 0.0048742 | 0.0055389 | 0.0047836 | 0.0047836 | 0.0047836 | 0.0047836 | 0.0047836 | 60-21-61-61-40-171
Industry Process | agriculture and forestry 01T03 | Manure ManagementSwineAnaerobic lagoon | Included Emissions | 3A2h | Agriculture & Forestry | Manure Management | Swine | Anaerobic lagoon | Livestock population | Swine - market 50-119 lbs | N2O | 298 | 0.00035402 | 0.00020456 | 0.00027475 | 0.00022165 | 0.00029384 | 0.00033264 | 0.00036011 | 0.00034706 | 0.00017983 | 0.00019041 | 0.00027503 | 0.00027503 | 0.00026445 | 0.00023272 | 0.00026445 | 0.00022839 | 0.00022839 | 0.00022839 | 0.00022839 | 0.00022839 | 60-21-61-61-40-171
Industry Process | agriculture and forestry 01T03 | Manure ManagementSwineDeep pit | Included Emissions | 3A2h | Agriculture & Forestry | Manure Management | Swine | Deep pit | Livestock population | Swine - breeding | CH4 | 25 | 0.0026518 | 0.002856 | 0.0030152 | 0.0028641 | 0.0027451 | 0.0027004 | 0.0027934 | 0.0027824 | 0.0014303 | 0.00098083 | 0.001032 | 0.00077995 | 0.00071556 | 0.00057216 | 0.00085825 | 0.00074121 | 0.00074121 | 0.00074121 | 0.00074121 | 0.00074121 | 60-21-61-63-40-167
Industry Process | agriculture and forestry 01T03 | Manure ManagementSwineDeep pit | Included Emissions | 3A2h | Agriculture & Forestry | Manure Management | Swine | Deep pit | Livestock population | Swine - breeding | N2O | 298 | 0.00024028 | 0.00023562 | 0.00025411 | 0.00022887 | 0.00022672 | 0.00022455 | 0.00022236 | 0.00022015 | 0.00010862 | 7.6037e-05 | 8.69e-05 | 6.5175e-05 | 5.4312e-05 | 4.345e-05 | 6.5175e-05 | 5.6287e-05 | 5.6287e-05 | 5.6287e-05 | 5.6287e-05 | 5.6287e-05 | 60-21-61-63-40-167
Industry Process | agriculture and forestry 01T03 | Manure ManagementSwineDeep pit | Included Emissions | 3A2h | Agriculture & Forestry | Manure Management | Swine | Deep pit | Livestock population | Swine - market < 50 lbs | CH4 | 25 | 0.00091253 | 0.0010611 | 0.0011248 | 0.0010524 | 0.00092483 | 0.0011336 | 0.0011764 | 0.0011761 | 0.00069244 | 0.00076691 | 0.00086928 | 0.00071168 | 0.00084352 | 0.000723 | 0.00093387 | 0.00080653 | 0.00080653 | 0.00080653 | 0.00080653 | 0.00080653 | 60-21-61-63-40-168
Industry Process | agriculture and forestry 01T03 | Manure ManagementSwineDeep pit | Included Emissions | 3A2h | Agriculture & Forestry | Manure Management | Swine | Deep pit | Livestock population | Swine - market < 50 lbs | N2O | 298 | 7.9572e-05 | 8.9649e-05 | 0.00010276 | 9.5756e-05 | 9.0803e-05 | 0.0001176 | 0.00012171 | 0.00012585 | 7.4524e-05 | 8.4245e-05 | 0.00010369 | 8.4245e-05 | 9.0725e-05 | 7.7764e-05 | 0.00010045 | 8.6748e-05 | 8.6748e-05 | 8.6748e-05 | 8.6748e-05 | 8.6748e-05 | 60-21-61-63-40-168
Industry Process | agriculture and forestry 01T03 | Manure ManagementSwineDeep pit | Included Emissions | 3A2h | Agriculture & Forestry | Manure Management | Swine | Deep pit | Livestock population | Swine - market 120-179 lbs | CH4 | 25 | 0.004108 | 0.0010676 | 0.0026775 | 0.0026953 | 0.0024055 | 0.002268 | 0.001883 | 0.0028239 | 0.0019276 | 0.0017941 | 0.0013914 | 0.0019278 | 0.0022182 | 0.0021217 | 0.0026038 | 0.0022488 | 0.0022488 | 0.0022488 | 0.0022488 | 0.0022488 | 60-21-61-63-40-169
Industry Process | agriculture and forestry 01T03 | Manure ManagementSwineDeep pit | Included Emissions | 3A2h | Agriculture & Forestry | Manure Management | Swine | Deep pit | Livestock population | Swine - market 120-179 lbs | N2O | 298 | 0.00038 | 9.4206e-05 | 0.00025176 | 0.00024893 | 0.00023661 | 0.0002328 | 0.00019049 | 0.00029214 | 0.00019844 | 0.00018851 | 0.00015875 | 0.00021828 | 0.0002282 | 0.00021828 | 0.00026789 | 0.00023136 | 0.00023136 | 0.00023136 | 0.00023136 | 0.00023136 | 60-21-61-63-40-169
Industry Process | agriculture and forestry 01T03 | Manure ManagementSwineDeep pit | Included Emissions | 3A2h | Agriculture & Forestry | Manure Management | Swine | Deep pit | Livestock population | Swine - market 180+ lbs | CH4 | 25 | 0.0012215 | 0.0024676 | 0.0034592 | 0.0034778 | 0.003714 | 0.0030349 | 0.0031495 | 0.0035267 | 0.0012896 | 0.0037906 | 0.0026764 | 0.0029313 | 0.0030972 | 0.002968 | 0.0027099 | 0.0023404 | 0.0023404 | 0.0023404 | 0.0023404 | 0.0023404 | 60-21-61-63-40-170
Industry Process | agriculture and forestry 01T03 | Manure ManagementSwineDeep pit | Included Emissions | 3A2h | Agriculture & Forestry | Manure Management | Swine | Deep pit | Livestock population | Swine - market 180+ lbs | N2O | 298 | 0.00011299 | 0.00021774 | 0.00032526 | 0.0003212 | 0.00036532 | 0.00031151 | 0.00031861 | 0.00036485 | 0.00013276 | 0.00039829 | 0.00030536 | 0.00033191 | 0.00031863 | 0.00030536 | 0.0002788 | 0.00024078 | 0.00024078 | 0.00024078 | 0.00024078 | 0.00024078 | 60-21-61-63-40-170
Industry Process | agriculture and forestry 01T03 | Manure ManagementSwineDeep pit | Included Emissions | 3A2h | Agriculture & Forestry | Manure Management | Swine | Deep pit | Livestock population | Swine - market 50-119 lbs | CH4 | 25 | 0.0022573 | 0.0013953 | 0.001699 | 0.0013839 | 0.0017025 | 0.0018259 | 0.0021656 | 0.0020028 | 0.00094218 | 0.00097741 | 0.0013002 | 0.0013101 | 0.0013865 | 0.0012201 | 0.0013864 | 0.0011974 | 0.0011974 | 0.0011974 | 0.0011974 | 0.0011974 | 60-21-61-63-40-171
Industry Process | agriculture and forestry 01T03 | Manure ManagementSwineDeep pit | Included Emissions | 3A2h | Agriculture & Forestry | Manure Management | Swine | Deep pit | Livestock population | Swine - market 50-119 lbs | N2O | 298 | 0.00020881 | 0.00012312 | 0.00015975 | 0.00012781 | 0.00016746 | 0.00018742 | 0.00021908 | 0.0002072 | 9.6994e-05 | 0.0001027 | 0.00014834 | 0.00014834 | 0.00014264 | 0.00012552 | 0.00014264 | 0.00012319 | 0.00012319 | 0.00012319 | 0.00012319 | 0.00012319 | 60-21-61-63-40-171
Industry Process | agriculture and forestry 01T03 | Manure ManagementSwineLiquid/slurry | Included Emissions | 3A2h | Agriculture & Forestry | Manure Management | Swine | Liquid/slurry | Livestock population | Swine - breeding | CH4 | 25 | 0.00068877 | 0.0007457 | 0.00079146 | 0.000738 | 0.0006942 | 0.00067006 | 0.00067994 | 0.0006642 | 0.00034142 | 0.00023414 | 0.00024635 | 0.00018618 | 0.00017081 | 0.00013658 | 0.00020488 | 0.00017694 | 0.00017694 | 0.00017694 | 0.00017694 | 0.00017694 | 60-21-61-65-40-167
Industry Process | agriculture and forestry 01T03 | Manure ManagementSwineLiquid/slurry | Included Emissions | 3A2h | Agriculture & Forestry | Manure Management | Swine | Liquid/slurry | Livestock population | Swine - breeding | N2O | 298 | 8.8529e-05 | 8.7269e-05 | 9.4614e-05 | 8.3655e-05 | 8.133e-05 | 7.9037e-05 | 7.6777e-05 | 7.4549e-05 | 3.6782e-05 | 2.5748e-05 | 2.9426e-05 | 2.2069e-05 | 1.8391e-05 | 1.4713e-05 | 2.2069e-05 | 1.906e-05 | 1.906e-05 | 1.906e-05 | 1.906e-05 | 1.906e-05 | 60-21-61-65-40-167
Industry Process | agriculture and forestry 01T03 | Manure ManagementSwineLiquid/slurry | Included Emissions | 3A2h | Agriculture & Forestry | Manure Management | Swine | Liquid/slurry | Livestock population | Swine - market < 50 lbs | CH4 | 25 | 0.00023701 | 0.00027706 | 0.00029524 | 0.00027118 | 0.00023388 | 0.00028127 | 0.00028634 | 0.00028076 | 0.00016529 | 0.00018307 | 0.00020751 | 0.00016989 | 0.00020136 | 0.00017259 | 0.00022293 | 0.00019253 | 0.00019253 | 0.00019253 | 0.00019253 | 0.00019253 | 60-21-61-65-40-168
Industry Process | agriculture and forestry 01T03 | Manure ManagementSwineLiquid/slurry | Included Emissions | 3A2h | Agriculture & Forestry | Manure Management | Swine | Liquid/slurry | Livestock population | Swine - market < 50 lbs | N2O | 298 | 2.9317e-05 | 3.3203e-05 | 3.826e-05 | 3.5e-05 | 3.2573e-05 | 4.1391e-05 | 4.2024e-05 | 4.2615e-05 | 2.5235e-05 | 2.8527e-05 | 3.511e-05 | 2.8527e-05 | 3.0721e-05 | 2.6333e-05 | 3.4013e-05 | 2.9375e-05 | 2.9375e-05 | 2.9375e-05 | 2.9375e-05 | 2.9375e-05 | 60-21-61-65-40-168
Industry Process | agriculture and forestry 01T03 | Manure ManagementSwineLiquid/slurry | Included Emissions | 3A2h | Agriculture & Forestry | Manure Management | Swine | Liquid/slurry | Livestock population | Swine - market 120-179 lbs | CH4 | 25 | 0.001067 | 0.00027876 | 0.0007028 | 0.0006945 | 0.00060832 | 0.00056277 | 0.00045833 | 0.0006741 | 0.00046014 | 0.00042828 | 0.00033215 | 0.00046019 | 0.0005295 | 0.00050647 | 0.00062157 | 0.00053681 | 0.00053681 | 0.00053681 | 0.00053681 | 0.00053681 | 60-21-61-65-40-169
Industry Process | agriculture and forestry 01T03 | Manure ManagementSwineLiquid/slurry | Included Emissions | 3A2h | Agriculture & Forestry | Manure Management | Swine | Liquid/slurry | Livestock population | Swine - market 120-179 lbs | N2O | 298 | 0.00014001 | 3.4891e-05 | 9.3739e-05 | 9.0986e-05 | 8.4879e-05 | 8.194e-05 | 6.5771e-05 | 9.8925e-05 | 6.7194e-05 | 6.3835e-05 | 5.3755e-05 | 7.3914e-05 | 7.7273e-05 | 7.3914e-05 | 9.0712e-05 | 7.8342e-05 | 7.8342e-05 | 7.8342e-05 | 7.8342e-05 | 7.8342e-05 | 60-21-61-65-40-169
Industry Process | agriculture and forestry 01T03 | Manure ManagementSwineLiquid/slurry | Included Emissions | 3A2h | Agriculture & Forestry | Manure Management | Swine | Liquid/slurry | Livestock population | Swine - market 180+ lbs | CH4 | 25 | 0.00031728 | 0.00064429 | 0.00090799 | 0.00089612 | 0.00093923 | 0.00075304 | 0.00076661 | 0.00084188 | 0.00030785 | 0.00090487 | 0.0006389 | 0.00069975 | 0.00073934 | 0.00070851 | 0.0006469 | 0.00055869 | 0.00055869 | 0.00055869 | 0.00055869 | 0.00055869 | 60-21-61-65-40-170
Industry Process | agriculture and forestry 01T03 | Manure ManagementSwineLiquid/slurry | Included Emissions | 3A2h | Agriculture & Forestry | Manure Management | Swine | Liquid/slurry | Livestock population | Swine - market 180+ lbs | N2O | 298 | 4.1631e-05 | 8.0643e-05 | 0.00012111 | 0.0001174 | 0.00013105 | 0.00010964 | 0.00011001 | 0.00012355 | 4.4956e-05 | 0.00013487 | 0.0001034 | 0.00011239 | 0.0001079 | 0.0001034 | 9.4408e-05 | 8.1534e-05 | 8.1534e-05 | 8.1534e-05 | 8.1534e-05 | 8.1534e-05 | 60-21-61-65-40-170
Industry Process | agriculture and forestry 01T03 | Manure ManagementSwineLiquid/slurry | Included Emissions | 3A2h | Agriculture & Forestry | Manure Management | Swine | Liquid/slurry | Livestock population | Swine - market 50-119 lbs | CH4 | 25 | 0.00058631 | 0.00036432 | 0.00044595 | 0.00035658 | 0.00043054 | 0.00045307 | 0.00052712 | 0.00047809 | 0.00022491 | 0.00023332 | 0.00031038 | 0.00031275 | 0.00033097 | 0.00029125 | 0.00033096 | 0.00028583 | 0.00028583 | 0.00028583 | 0.00028583 | 0.00028583 | 60-21-61-65-40-171
Industry Process | agriculture and forestry 01T03 | Manure ManagementSwineLiquid/slurry | Included Emissions | 3A2h | Agriculture & Forestry | Manure Management | Swine | Liquid/slurry | Livestock population | Swine - market 50-119 lbs | N2O | 298 | 7.6932e-05 | 4.5601e-05 | 5.9481e-05 | 4.6716e-05 | 6.0073e-05 | 6.5967e-05 | 7.5644e-05 | 7.0161e-05 | 3.2844e-05 | 3.4776e-05 | 5.0232e-05 | 5.0232e-05 | 4.83e-05 | 4.2504e-05 | 4.83e-05 | 4.1714e-05 | 4.1714e-05 | 4.1714e-05 | 4.1714e-05 | 4.1714e-05 | 60-21-61-65-40-171
Industry Process | agriculture and forestry 01T03 | Manure ManagementSwinePasture | Included Emissions | 3A2h | Agriculture & Forestry | Manure Management | Swine | Pasture | Livestock population | Swine - breeding | CH4 | 25 | 3.606e-05 | 3.8525e-05 | 4.511e-05 | 3.9192e-05 | 3.7358e-05 | 3.5507e-05 | 3.364e-05 | 3.1755e-05 | 1.5943e-05 | 1.116e-05 | 1.2755e-05 | 9.5659e-06 | 7.9716e-06 | 6.3773e-06 | 9.5659e-06 | 8.2615e-06 | 8.2615e-06 | 8.2615e-06 | 8.2615e-06 | 8.2615e-06 | 60-21-61-66-40-167
Industry Process | agriculture and forestry 01T03 | Manure ManagementSwinePasture | Included Emissions | 3A2h | Agriculture & Forestry | Manure Management | Swine | Pasture | Livestock population | Swine - market < 50 lbs | CH4 | 25 | 1.2603e-05 | 1.4665e-05 | 1.7321e-05 | 1.4793e-05 | 1.2838e-05 | 1.5189e-05 | 1.4331e-05 | 1.3472e-05 | 7.7465e-06 | 8.757e-06 | 1.0778e-05 | 8.757e-06 | 9.4306e-06 | 8.0833e-06 | 1.0441e-05 | 9.0172e-06 | 9.0172e-06 | 9.0172e-06 | 9.0172e-06 | 9.0172e-06 | 60-21-61-66-40-168
Industry Process | agriculture and forestry 01T03 | Manure ManagementSwinePasture | Included Emissions | 3A2h | Agriculture & Forestry | Manure Management | Swine | Pasture | Livestock population | Swine - market 120-179 lbs | CH4 | 25 | 5.6738e-05 | 1.4754e-05 | 4.1232e-05 | 3.7886e-05 | 3.3393e-05 | 3.0391e-05 | 2.2939e-05 | 3.2346e-05 | 2.1564e-05 | 2.0486e-05 | 1.7251e-05 | 2.3721e-05 | 2.4799e-05 | 2.3721e-05 | 2.9112e-05 | 2.5142e-05 | 2.5142e-05 | 2.5142e-05 | 2.5142e-05 | 2.5142e-05 | 60-21-61-66-40-169
Industry Process | agriculture and forestry 01T03 | Manure ManagementSwinePasture | Included Emissions | 3A2h | Agriculture & Forestry | Manure Management | Swine | Pasture | Livestock population | Swine - market 180+ lbs | CH4 | 25 | 1.6871e-05 | 3.4101e-05 | 5.327e-05 | 4.8885e-05 | 5.1558e-05 | 4.0666e-05 | 3.8368e-05 | 4.0397e-05 | 1.4428e-05 | 4.3283e-05 | 3.3183e-05 | 3.6069e-05 | 3.4626e-05 | 3.3183e-05 | 3.0298e-05 | 2.6166e-05 | 2.6166e-05 | 2.6166e-05 | 2.6166e-05 | 2.6166e-05 | 60-21-61-66-40-170
Industry Process | agriculture and forestry 01T03 | Manure ManagementSwinePasture | Included Emissions | 3A2h | Agriculture & Forestry | Manure Management | Swine | Pasture | Livestock population | Swine - market 50-119 lbs | CH4 | 25 | 3.1177e-05 | 1.9283e-05 | 2.6163e-05 | 1.9452e-05 | 2.3634e-05 | 2.4467e-05 | 2.6382e-05 | 2.2941e-05 | 1.054e-05 | 1.1161e-05 | 1.6121e-05 | 1.6121e-05 | 1.5501e-05 | 1.3641e-05 | 1.5501e-05 | 1.3387e-05 | 1.3387e-05 | 1.3387e-05 | 1.3387e-05 | 1.3387e-05 | 60-21-61-66-40-171
Industry Process | agriculture and forestry 01T03 | Manure ManagementSwineSolid storage | Included Emissions | 3A2h | Agriculture & Forestry | Manure Management | Swine | Solid storage | Livestock population | Swine - breeding | CH4 | 25 | 2.0354e-05 | 2.0274e-05 | 2.2212e-05 | 2.0396e-05 | 2.06e-05 | 2.0805e-05 | 2.1011e-05 | 2.1218e-05 | 1.0653e-05 | 7.457e-06 | 8.5223e-06 | 6.3917e-06 | 5.3264e-06 | 4.2611e-06 | 6.3917e-06 | 5.5201e-06 | 5.5201e-06 | 5.5201e-06 | 5.5201e-06 | 5.5201e-06 | 60-21-61-69-40-167
Industry Process | agriculture and forestry 01T03 | Manure ManagementSwineSolid storage | Included Emissions | 3A2h | Agriculture & Forestry | Manure Management | Swine | Solid storage | Livestock population | Swine - breeding | N2O | 298 | 4.8292e-05 | 4.732e-05 | 5.0994e-05 | 4.605e-05 | 4.5736e-05 | 4.5415e-05 | 4.5087e-05 | 4.4752e-05 | 2.2081e-05 | 1.5457e-05 | 1.7665e-05 | 1.3249e-05 | 1.104e-05 | 8.8323e-06 | 1.3249e-05 | 1.1442e-05 | 1.1442e-05 | 1.1442e-05 | 1.1442e-05 | 1.1442e-05 | 60-21-61-69-40-167
Industry Process | agriculture and forestry 01T03 | Manure ManagementSwineSolid storage | Included Emissions | 3A2h | Agriculture & Forestry | Manure Management | Swine | Solid storage | Livestock population | Swine - market < 50 lbs | CH4 | 25 | 7.1137e-06 | 7.7174e-06 | 8.5289e-06 | 7.6986e-06 | 7.0794e-06 | 8.9001e-06 | 8.9509e-06 | 9.0018e-06 | 5.176e-06 | 5.8511e-06 | 7.2014e-06 | 5.8511e-06 | 6.3012e-06 | 5.4011e-06 | 6.9764e-06 | 6.025e-06 | 6.025e-06 | 6.025e-06 | 6.025e-06 | 6.025e-06 | 60-21-61-69-40-168
Industry Process | agriculture and forestry 01T03 | Manure ManagementSwineSolid storage | Included Emissions | 3A2h | Agriculture & Forestry | Manure Management | Swine | Solid storage | Livestock population | Swine - market < 50 lbs | N2O | 298 | 1.5992e-05 | 1.8004e-05 | 2.0621e-05 | 1.9267e-05 | 1.8317e-05 | 2.3783e-05 | 2.4679e-05 | 2.5582e-05 | 1.5149e-05 | 1.7125e-05 | 2.1077e-05 | 1.7125e-05 | 1.8442e-05 | 1.5808e-05 | 2.0418e-05 | 1.7634e-05 | 1.7634e-05 | 1.7634e-05 | 1.7634e-05 | 1.7634e-05 | 60-21-61-69-40-168
Industry Process | agriculture and forestry 01T03 | Manure ManagementSwineSolid storage | Included Emissions | 3A2h | Agriculture & Forestry | Manure Management | Swine | Solid storage | Livestock population | Swine - market 120-179 lbs | CH4 | 25 | 3.2025e-05 | 7.7646e-06 | 2.0303e-05 | 1.9716e-05 | 1.8414e-05 | 1.7807e-05 | 1.4327e-05 | 2.1613e-05 | 1.4409e-05 | 1.3688e-05 | 1.1527e-05 | 1.585e-05 | 1.657e-05 | 1.585e-05 | 1.9452e-05 | 1.6799e-05 | 1.6799e-05 | 1.6799e-05 | 1.6799e-05 | 1.6799e-05 | 60-21-61-69-40-169
Industry Process | agriculture and forestry 01T03 | Manure ManagementSwineSolid storage | Included Emissions | 3A2h | Agriculture & Forestry | Manure Management | Swine | Solid storage | Livestock population | Swine - market 120-179 lbs | N2O | 298 | 7.6372e-05 | 1.8919e-05 | 5.0522e-05 | 5.0086e-05 | 4.7731e-05 | 4.7083e-05 | 3.8624e-05 | 5.9386e-05 | 4.0337e-05 | 3.832e-05 | 3.227e-05 | 4.4371e-05 | 4.6388e-05 | 4.4371e-05 | 5.4455e-05 | 4.703e-05 | 4.703e-05 | 4.703e-05 | 4.703e-05 | 4.703e-05 | 60-21-61-69-40-169
Industry Process | agriculture and forestry 01T03 | Manure ManagementSwineSolid storage | Included Emissions | 3A2h | Agriculture & Forestry | Manure Management | Swine | Solid storage | Livestock population | Swine - market 180+ lbs | CH4 | 25 | 9.5227e-06 | 1.7946e-05 | 2.623e-05 | 2.544e-05 | 2.843e-05 | 2.3828e-05 | 2.3964e-05 | 2.6992e-05 | 9.6401e-06 | 2.892e-05 | 2.2172e-05 | 2.41e-05 | 2.3136e-05 | 2.2172e-05 | 2.0244e-05 | 1.7484e-05 | 1.7484e-05 | 1.7484e-05 | 1.7484e-05 | 1.7484e-05 | 60-21-61-69-40-170
Industry Process | agriculture and forestry 01T03 | Manure ManagementSwineSolid storage | Included Emissions | 3A2h | Agriculture & Forestry | Manure Management | Swine | Solid storage | Livestock population | Swine - market 180+ lbs | N2O | 298 | 2.271e-05 | 4.3728e-05 | 6.5273e-05 | 6.4626e-05 | 7.3696e-05 | 6.3001e-05 | 6.4603e-05 | 7.4166e-05 | 2.6988e-05 | 8.0963e-05 | 6.2072e-05 | 6.7469e-05 | 6.477e-05 | 6.2072e-05 | 5.6674e-05 | 4.8946e-05 | 4.8946e-05 | 4.8946e-05 | 4.8946e-05 | 4.8946e-05 | 60-21-61-69-40-170
Industry Process | agriculture and forestry 01T03 | Manure ManagementSwineSolid storage | Included Emissions | 3A2h | Agriculture & Forestry | Manure Management | Swine | Solid storage | Livestock population | Swine - market 50-119 lbs | CH4 | 25 | 1.7597e-05 | 1.0148e-05 | 1.2883e-05 | 1.0123e-05 | 1.3033e-05 | 1.4336e-05 | 1.6478e-05 | 1.5329e-05 | 7.0429e-06 | 7.4571e-06 | 1.0771e-05 | 1.0771e-05 | 1.0357e-05 | 9.1143e-06 | 1.0357e-05 | 8.9448e-06 | 8.9448e-06 | 8.9448e-06 | 8.9448e-06 | 8.9448e-06 | 60-21-61-69-40-171
Industry Process | agriculture and forestry 01T03 | Manure ManagementSwineSolid storage | Included Emissions | 3A2h | Agriculture & Forestry | Manure Management | Swine | Solid storage | Livestock population | Swine - market 50-119 lbs | N2O | 298 | 4.1966e-05 | 2.4726e-05 | 3.2058e-05 | 2.5716e-05 | 3.3782e-05 | 3.7905e-05 | 4.4422e-05 | 4.2118e-05 | 1.9717e-05 | 2.0876e-05 | 3.0155e-05 | 3.0155e-05 | 2.8995e-05 | 2.5516e-05 | 2.8995e-05 | 2.5041e-05 | 2.5041e-05 | 2.5041e-05 | 2.5041e-05 | 2.5041e-05 | 60-21-61-69-40-171
Industry Process | agriculture and forestry 01T03 | Rice CultivationField CropsNone | Included Emissions | 3C7 | Agriculture & Forestry | Rice Cultivation | Field Crops | None | Rice crop area | NA | CH4 | 25 | 0.70482 | 0.72652 | 0.7621 | 0.80777 | 0.78519 | 0.8567 | 0.71186 | 0.93544 | 0.71388 | 0.79625 | 0.81388 | 0.85354 | 0.82808 | 0.86328 | 0.77748 | 0.67132 | 0.89378 | 0.64689 | 0.74526 | 0.80056 | 60-34-16-99-45-000
Commercial | 0 | CHP: CommercialUseful Thermal OutputNone | Included Emissions | 1A1aii | Commercial | CHP: Commercial | Useful Thermal Output | None | Fuel combustion | Crude oil | CH4 | 25 | 2005: 1.9425e-10; 2006: 2.037e-09; 2007: 1.2211e-05; 2009: 9.75e-10; 2010: 8.25e-10 | 40-05-69-99-01-051
Commercial | 0 | CHP: CommercialUseful Thermal OutputNone | Included Emissions | 1A1aii | Commercial | CHP: Commercial | Useful Thermal Output | None | Fuel combustion | Crude oil | CO2 | 1 | 2005: 1.9293e-07; 2006: 2.0231e-06; 2007: 0.012128; 2009: 9.6837e-07; 2010: 8.1939e-07 | 40-05-69-99-01-051
Commercial | 0 | CHP: CommercialUseful Thermal OutputNone | Included Emissions | 1A1aii | Commercial | CHP: Commercial | Useful Thermal Output | None | Fuel combustion | Crude oil | N2O | 298 | 2005: 4.6309e-10; 2006: 4.8562e-09; 2007: 2.911e-05; 2009: 2.3244e-09; 2010: 1.9668e-09 | 40-05-69-99-01-051
Commercial | 0 | CHP: CommercialUseful Thermal OutputNone | Included Emissions | 1A1aii | Commercial | CHP: Commercial | Useful Thermal Output | None | Fuel combustion | Digester gas | CH4 | 25 | 2.5964e-05 | 1.239e-05 | 1.204e-05 | 1.2078e-05 | 3.9736e-05 | 5.8022e-05 | 6.2947e-05 | 8.414e-05 | 7.173e-05 | 4.1708e-05 | 1.9829e-06 | 3.8394e-05 | 4.3573e-05 | 4.9701e-05 | 6.0422e-05 | 5.1538e-05 | 4.9916e-05 | 5.6148e-05 | 5.6827e-05 | 0.00011063 | 40-05-69-99-01-070
Commercial | 0 | CHP: CommercialUseful Thermal OutputNone | Included Emissions | 1A1aii | Commercial | CHP: Commercial | Useful Thermal Output | None | Fuel combustion | Digester gas | N2O | 298 | 6.0932e-05 | 2.9077e-05 | 2.8254e-05 | 2.8344e-05 | 9.325e-05 | 0.00013616 | 0.00014772 | 0.00019745 | 0.00016833 | 9.7877e-05 | 4.6534e-06 | 9.0114e-05 | 0.00010225 | 0.00011664 | 0.00014179 | 0.00012095 | 0.00011714 | 0.00013176 | 0.00013336 | 0.00025963 | 40-05-69-99-01-070
Commercial | 0 | CHP: CommercialUseful Thermal OutputNone | Included Emissions | 1A1aii | Commercial | CHP: Commercial | Useful Thermal Output | None | Fuel combustion | Distillate | CH4 | 25 | 6.3825e-08 | 5.5725e-08 | 6.825e-09 | 4.3425e-08 | 1.0439e-07 | 1.8752e-07 | 2.2627e-07 | 1.5728e-07 | 2.6902e-07 | 2.5848e-07 | 1.0692e-07 | 8.8097e-08 | 8.2087e-08 | 2.1161e-07 | 2.0621e-07 | 1.5014e-07 | 4.0923e-07 | 3.2158e-07 | 2.4186e-07 | 3.072e-07 | 40-05-69-99-01-033
Commercial | 0 | CHP: CommercialUseful Thermal OutputNone | Included Emissions | 1A1aii | Commercial | CHP: Commercial | Useful Thermal Output | None | Fuel combustion | Distillate | CO2 | 1 | 6.294e-05 | 5.4952e-05 | 6.7304e-06 | 4.2823e-05 | 0.00010294 | 0.00018491 | 0.00022313 | 0.00015509 | 0.00026529 | 0.00025233 | 0.00010429 | 8.6875e-05 | 8.0949e-05 | 0.00020845 | 0.00020195 | 0.00014805 | 0.00040356 | 0.00031684 | 0.00023851 | 0.00030294 | 40-05-69-99-01-033
Commercial | 0 | CHP: CommercialUseful Thermal OutputNone | Included Emissions | 1A1aii | Commercial | CHP: Commercial | Useful Thermal Output | None | Fuel combustion | Distillate | N2O | 298 | 1.5216e-07 | 1.3285e-07 | 1.6271e-08 | 1.0353e-07 | 2.4887e-07 | 4.4704e-07 | 5.3943e-07 | 3.7494e-07 | 6.4136e-07 | 6.1621e-07 | 2.549e-07 | 2.1002e-07 | 1.957e-07 | 5.0447e-07 | 4.9161e-07 | 3.5792e-07 | 9.756e-07 | 7.6664e-07 | 5.766e-07 | 7.3237e-07 | 40-05-69-99-01-033
Commercial | 0 | CHP: CommercialUseful Thermal OutputNone | Included Emissions | 1A1aii | Commercial | CHP: Commercial | Useful Thermal Output | None | Fuel combustion | Jet fuel | CH4 | 25 | 2000: 7.14e-08; 2004: 1.443e-08; 2005: 6.4121e-08 | 40-05-69-99-01-035
Commercial | 0 | CHP: CommercialUseful Thermal OutputNone | Included Emissions | 1A1aii | Commercial | CHP: Commercial | Useful Thermal Output | None | Fuel combustion | Jet fuel | CO2 | 1 | 2000: 6.8753e-05; 2004: 1.3895e-05; 2005: 6.1744e-05 | 40-05-69-99-01-035
Commercial | 0 | CHP: CommercialUseful Thermal OutputNone | Included Emissions | 1A1aii | Commercial | CHP: Commercial | Useful Thermal Output | None | Fuel combustion | Jet fuel | N2O | 298 | 2000: 1.7022e-07; 2004: 3.4401e-08; 2005: 1.5287e-07 | 40-05-69-99-01-035
Commercial | 0 | CHP: CommercialUseful Thermal OutputNone | Included Emissions | 1A1aii | Commercial | CHP: Commercial | Useful Thermal Output | None | Fuel combustion | Kerosene | CH4 | 25 | 2005: 2.3655e-09 | 40-05-69-99-01-036
Commercial | 0 | CHP: CommercialUseful Thermal OutputNone | Included Emissions | 1A1aii | Commercial | CHP: Commercial | Useful Thermal Output | None | Fuel combustion | Kerosene | CO2 | 1 | 2005: 2.3718e-06 | 40-05-69-99-01-036
Commercial | 0 | CHP: CommercialUseful Thermal OutputNone | Included Emissions | 1A1aii | Commercial | CHP: Commercial | Useful Thermal Output | None | Fuel combustion | Kerosene | N2O | 298 | 2005: 5.6394e-09 | 40-05-69-99-01-036
Commercial | 0 | CHP: CommercialUseful Thermal OutputNone | Included Emissions | 1A1aii | Commercial | CHP: Commercial | Useful Thermal Output | None | Fuel combustion | Landfill gas | CH4 | 25 | 6.7441e-06 |  |  |  |  | 1.6948e-05 | 3.1447e-05 | 1.9784e-05 | 1.6915e-05 | 5.3011e-06 | 9.4085e-06 | 1.2174e-05 | 1.2499e-05 | 1.2221e-05 | 9.5289e-06 | 1.0684e-05 | 1.0908e-05 | 1.5057e-06 |  |  | 40-05-69-99-01-072
Commercial | 0 | CHP: CommercialUseful Thermal OutputNone | Included Emissions | 1A1aii | Commercial | CHP: Commercial | Useful Thermal Output | None | Fuel combustion | Landfill gas | N2O | 298 | 1.5827e-05 |  |  |  |  | 3.9772e-05 | 7.3799e-05 | 4.6427e-05 | 3.9694e-05 | 1.244e-05 | 2.2079e-05 | 2.857e-05 | 2.9331e-05 | 2.868e-05 | 2.2362e-05 | 2.5072e-05 | 2.5598e-05 | 3.5336e-06 |  |  | 40-05-69-99-01-072
Commercial | 0 | CHP: CommercialUseful Thermal OutputNone | Included Emissions | 1A1aii | Commercial | CHP: Commercial | Useful Thermal Output | None | Fuel combustion | Natural gas | CH4 | 25 | 0.00051338 | 0.00049661 | 0.00049783 | 0.00012193 | 0.00029405 | 0.00018912 | 0.00019671 | 0.00022651 | 0.00017559 | 0.0004326 | 0.00043323 | 0.00021468 | 0.00025566 | 0.0002374 | 0.00024694 | 0.00024422 | 0.00036784 | 0.00039907 | 0.00033911 | 0.00034655 | 40-05-69-99-01-020
Commercial | 0 | CHP: CommercialUseful Thermal OutputNone | Included Emissions | 1A1aii | Commercial | CHP: Commercial | Useful Thermal Output | None | Fuel combustion | Natural gas | CO2 | 1 | 1.0888 | 1.0532 | 1.0558 | 0.25859 | 0.62362 | 0.40108 | 0.41718 | 0.48038 | 0.37238 | 0.91709 | 0.91999 | 0.45531 | 0.54228 | 0.50354 | 0.52372 | 0.51794 | 0.78011 | 0.84634 | 0.71919 | 0.73495 | 40-05-69-99-01-020
Commercial | 0 | CHP: CommercialUseful Thermal OutputNone | Included Emissions | 1A1aii | Commercial | CHP: Commercial | Useful Thermal Output | None | Fuel combustion | Natural gas | N2O | 298 | 0.00061195 | 0.00059196 | 0.00059342 | 0.00014534 | 0.00035051 | 0.00022543 | 0.00023448 | 0.00027 | 0.0002093 | 0.00051566 | 0.00051641 | 0.00025602 | 0.00030479 | 0.00028298 | 0.00029436 | 0.00029111 | 0.00043846 | 0.00047569 | 0.00040422 | 0.00041308 | 40-05-69-99-01-020
Commercial | 0 | CHP: CommercialUseful Thermal OutputNone | Included Emissions | 1A1aii | Commercial | CHP: Commercial | Useful Thermal Output | None | Fuel combustion | Propane | CH4 | 25 | 2000: 1.2975e-08; 2001: 2.325e-09; 2002: 3.75e-09; 2009: 1.3404e-10; 2015: 1.5165e-09; 2019: 9.5815e-10 | 40-05-69-99-01-044
Commercial | 0 | CHP: CommercialUseful Thermal OutputNone | Included Emissions | 1A1aii | Commercial | CHP: Commercial | Useful Thermal Output | None | Fuel combustion | Propane | CO2 | 1 | 2000: 1.0633e-05; 2001: 1.9053e-06; 2002: 3.073e-06; 2009: 1.1263e-07; 2015: 1.2427e-06; 2019: 7.8517e-07 | 40-05-69-99-01-044
Commercial | 0 | CHP: CommercialUseful Thermal OutputNone | Included Emissions | 1A1aii | Commercial | CHP: Commercial | Useful Thermal Output | None | Fuel combustion | Propane | N2O | 298 | 2000: 3.0932e-08; 2001: 5.5428e-09; 2002: 8.94e-09; 2009: 3.1955e-10; 2015: 3.6153e-09; 2019: 2.2842e-09 | 40-05-69-99-01-044
Commercial | 0 | CommunicationOther Message CommunicationsNone | Included Emissions | 1A4a | Commercial | Communication | Other Message Communications | None | Fuel combustion | Natural gas | CH4 | 25 | 6.5535e-05 | 6.0683e-05 | 7.2175e-05 | 6.8444e-05 | 7.2154e-05 | 6.6389e-05 | 7.3464e-05 | 7.0554e-05 | 6.3086e-05 | 6.1432e-05 | 5.3851e-05 | 5.6282e-05 | 5.3288e-05 | 5.3087e-05 | 4.4594e-05 | 4.3579e-05 | 4.4886e-05 | 4.3499e-05 | 4.2553e-05 | 4.5569e-05 | 40-08-40-99-01-020
Commercial | 0 | CommunicationOther Message CommunicationsNone | Included Emissions | 1A4a | Commercial | Communication | Other Message Communications | None | Fuel combustion | Natural gas | CO2 | 1 | 0.13899 | 0.1287 | 0.15307 | 0.14516 | 0.15302 | 0.1408 | 0.1558 | 0.14963 | 0.13379 | 0.13028 | 0.11421 | 0.11936 | 0.11301 | 0.11259 | 0.094575 | 0.092423 | 0.095194 | 0.092253 | 0.090247 | 0.096643 | 40-08-40-99-01-020
Commercial | 0 | CommunicationOther Message CommunicationsNone | Included Emissions | 1A4a | Commercial | Communication | Other Message Communications | None | Fuel combustion | Natural gas | N2O | 298 | 7.8118e-05 | 7.2334e-05 | 8.6032e-05 | 8.1585e-05 | 8.6007e-05 | 7.9135e-05 | 8.7569e-05 | 8.41e-05 | 7.5198e-05 | 7.3226e-05 | 6.4191e-05 | 6.7088e-05 | 6.3519e-05 | 6.328e-05 | 5.3156e-05 | 5.1947e-05 | 5.3504e-05 | 5.1851e-05 | 5.0724e-05 | 5.4318e-05 | 40-08-40-99-01-020
Commercial | 0 | CommunicationRadio Broadcasting StationsNone | Included Emissions | 1A4a | Commercial | Communication | Radio Broadcasting Stations | None | Fuel combustion | Natural gas | CH4 | 25 | 3.7383e-06 | 1.9561e-06 | 2.0346e-06 | 3.5683e-06 | 3.0128e-06 | 2.1419e-06 | 3.0119e-06 | 3.1033e-06 | 2.9614e-06 | 2.8788e-06 | 2.7441e-06 | 2.8426e-06 | 2.8125e-06 | 2.812e-06 | 2.4422e-06 | 2.4604e-06 | 2.4811e-06 | 2.5486e-06 | 2.3832e-06 | 2.6751e-06 | 40-08-52-99-01-020
Commercial | 0 | CommunicationRadio Broadcasting StationsNone | Included Emissions | 1A4a | Commercial | Communication | Radio Broadcasting Stations | None | Fuel combustion | Natural gas | CO2 | 1 | 0.0079281 | 0.0041484 | 0.0043149 | 0.0075678 | 0.0063895 | 0.0045426 | 0.0063876 | 0.0065816 | 0.0062806 | 0.0061054 | 0.0058197 | 0.0060286 | 0.0059648 | 0.0059637 | 0.0051794 | 0.0052181 | 0.0052619 | 0.0054052 | 0.0050542 | 0.0056733 | 40-08-52-99-01-020
Commercial | 0 | CommunicationRadio Broadcasting StationsNone | Included Emissions | 1A4a | Commercial | Communication | Radio Broadcasting Stations | None | Fuel combustion | Natural gas | N2O | 298 | 4.456e-06 | 2.3316e-06 | 2.4252e-06 | 4.2535e-06 | 3.5913e-06 | 2.5532e-06 | 3.5902e-06 | 3.6992e-06 | 3.53e-06 | 3.4316e-06 | 3.271e-06 | 3.3884e-06 | 3.3525e-06 | 3.3519e-06 | 2.9111e-06 | 2.9328e-06 | 2.9575e-06 | 3.038e-06 | 2.8407e-06 | 3.1887e-06 | 40-08-52-99-01-020
Commercial | 0 | CommunicationTelephone & Cell Phone ServicesNone | Included Emissions | 1A4a | Commercial | Communication | Telephone & Cell Phone Services | None | Fuel combustion | Natural gas | CH4 | 25 | 1.3654e-05 | 1.1837e-05 | 1.2411e-05 | 7.5465e-06 | 6.7582e-06 | 6.942e-06 | 6.4172e-06 | 4.2495e-06 | 4.2248e-06 | 4.5845e-06 | 5.365e-06 | 4.3572e-06 | 4.2016e-06 | 4.3353e-06 | 3.4296e-06 | 3.6193e-06 | 3.0955e-06 | 2.5323e-06 | 3.1774e-06 | 3.3608e-06 | 40-08-62-99-01-020
Commercial | 0 | CommunicationTelephone & Cell Phone ServicesNone | Included Emissions | 1A4a | Commercial | Communication | Telephone & Cell Phone Services | None | Fuel combustion | Natural gas | CO2 | 1 | 0.028957 | 0.025105 | 0.02632 | 0.016005 | 0.014333 | 0.014723 | 0.01361 | 0.0090123 | 0.0089601 | 0.0097227 | 0.011378 | 0.0092408 | 0.0089108 | 0.0091943 | 0.0072735 | 0.0076758 | 0.006565 | 0.0053705 | 0.0067387 | 0.0071276 | 40-08-62-99-01-020
Commercial | 0 | CommunicationTelephone & Cell Phone ServicesNone | Included Emissions | 1A4a | Commercial | Communication | Telephone & Cell Phone Services | None | Fuel combustion | Natural gas | N2O | 298 | 1.6275e-05 | 1.411e-05 | 1.4793e-05 | 8.9954e-06 | 8.0557e-06 | 8.2748e-06 | 7.6493e-06 | 5.0654e-06 | 5.036e-06 | 5.4647e-06 | 6.395e-06 | 5.1938e-06 | 5.0083e-06 | 5.1677e-06 | 4.0881e-06 | 4.3142e-06 | 3.6899e-06 | 3.0185e-06 | 3.7875e-06 | 4.0061e-06 | 40-08-62-99-01-020
Commercial | 0 | CommunicationU.S. Postal ServiceNone | Included Emissions | 1A4a | Commercial | Communication | U.S. Postal Service | None | Fuel combustion | Natural gas | CH4 | 25 | 8.0601e-06 | 7.9594e-06 | 9.1613e-06 | 8.0372e-06 | 6.5864e-06 | 3.4587e-06 | 5.5146e-06 | 7.1494e-06 | 7.4366e-06 | 7.5773e-06 | 6.6235e-06 | 6.5754e-06 | 5.83e-06 | 6.1175e-06 | 4.3386e-06 | 4.2136e-06 | 4.7944e-06 | 4.2141e-06 | 3.8949e-06 | 4.8838e-06 | 40-08-68-99-01-020
Commercial | 0 | CommunicationU.S. Postal ServiceNone | Included Emissions | 1A4a | Commercial | Communication | U.S. Postal Service | None | Fuel combustion | Natural gas | CO2 | 1 | 0.017094 | 0.01688 | 0.019429 | 0.017045 | 0.013968 | 0.0073352 | 0.011695 | 0.015163 | 0.015771 | 0.01607 | 0.014047 | 0.013945 | 0.012364 | 0.012974 | 0.0092014 | 0.0089362 | 0.010168 | 0.0089374 | 0.0082604 | 0.010358 | 40-08-68-99-01-020
Commercial | 0 | CommunicationU.S. Postal ServiceNone | Included Emissions | 1A4a | Commercial | Communication | U.S. Postal Service | None | Fuel combustion | Natural gas | N2O | 298 | 9.6077e-06 | 9.4876e-06 | 1.092e-05 | 9.5803e-06 | 7.8509e-06 | 4.1227e-06 | 6.5734e-06 | 8.5221e-06 | 8.8644e-06 | 9.0321e-06 | 7.8952e-06 | 7.8379e-06 | 6.9494e-06 | 7.2921e-06 | 5.1716e-06 | 5.0226e-06 | 5.7149e-06 | 5.0233e-06 | 4.6428e-06 | 5.8215e-06 | 40-08-68-99-01-020
Commercial | 0 | Domestic UtilitiesSewerage SystemsNone | Included Emissions | 1A4a | Commercial | Domestic Utilities | Sewerage Systems | None | Fuel combustion | Natural gas | CH4 | 25 | 2004: 2.6086e-12; 2005: 1.3478e-09 | 40-09-57-99-01-020
Commercial | 0 | Domestic UtilitiesSewerage SystemsNone | Included Emissions | 1A4a | Commercial | Domestic Utilities | Sewerage Systems | None | Fuel combustion | Natural gas | CO2 | 1 | 2004: 5.5323e-09; 2005: 2.8584e-06 | 40-09-57-99-01-020
Commercial | 0 | Domestic UtilitiesSewerage SystemsNone | Included Emissions | 1A4a | Commercial | Domestic Utilities | Sewerage Systems | None | Fuel combustion | Natural gas | N2O | 298 | 2004: 3.1094e-12; 2005: 1.6066e-09 | 40-09-57-99-01-020
Commercial | 0 | Domestic UtilitiesWater SupplyNone | Included Emissions | 1A4a | Commercial | Domestic Utilities | Water Supply | None | Fuel combustion | Natural gas | CH4 | 25 | 0.00011679 | 8.279e-05 | 7.7996e-05 | 0.00017383 | 0.00015319 | 0.0001082 | 0.00013769 | 0.00014053 | 0.00013321 | 0.00013256 | 0.00012595 | 0.00012022 | 0.00012336 | 0.00011754 | 0.00011629 | 0.00010699 | 0.00011501 | 0.00010846 | 0.00011306 | 0.00012251 | 40-09-72-99-01-020
Commercial | 0 | Domestic UtilitiesWater SupplyNone | Included Emissions | 1A4a | Commercial | Domestic Utilities | Water Supply | None | Fuel combustion | Natural gas | CO2 | 1 | 0.24769 | 0.17558 | 0.16541 | 0.36866 | 0.32488 | 0.22946 | 0.29202 | 0.29804 | 0.28251 | 0.28114 | 0.26711 | 0.25497 | 0.26162 | 0.24928 | 0.24664 | 0.2269 | 0.24391 | 0.23002 | 0.23977 | 0.25981 | 40-09-72-99-01-020
Commercial | 0 | Domestic UtilitiesWater SupplyNone | Included Emissions | 1A4a | Commercial | Domestic Utilities | Water Supply | None | Fuel combustion | Natural gas | N2O | 298 | 0.00013922 | 9.8685e-05 | 9.2972e-05 | 0.0002072 | 0.0001826 | 0.00012897 | 0.00016413 | 0.00016752 | 0.00015879 | 0.00015802 | 0.00015013 | 0.0001433 | 0.00014704 | 0.00014011 | 0.00013862 | 0.00012753 | 0.00013709 | 0.00012928 | 0.00013477 | 0.00014603 | 40-09-72-99-01-020
Commercial | 0 | EducationCollegeNone | Included Emissions | 1A4a | Commercial | Education | College | None | Fuel combustion | Natural gas | CH4 | 25 | 0.00031052 | 0.00025323 | 0.0002992 | 0.00026977 | 0.00027322 | 0.0002844 | 0.00027109 | 0.00026355 | 0.00023128 | 0.00025154 | 0.00025863 | 0.00026022 | 0.00024769 | 0.00025431 | 0.00022181 | 0.00021921 | 0.00023452 | 0.00024021 | 0.00024606 | 0.00025777 | 40-10-08-99-01-020
Commercial | 0 | EducationCollegeNone | Included Emissions | 1A4a | Commercial | Education | College | None | Fuel combustion | Natural gas | CO2 | 1 | 0.65855 | 0.53704 | 0.63453 | 0.57214 | 0.57944 | 0.60315 | 0.57493 | 0.55894 | 0.4905 | 0.53347 | 0.54851 | 0.55188 | 0.5253 | 0.53935 | 0.47042 | 0.46489 | 0.49738 | 0.50944 | 0.52185 | 0.54668 | 40-10-08-99-01-020
Commercial | 0 | EducationCollegeNone | Included Emissions | 1A4a | Commercial | Education | College | None | Fuel combustion | Natural gas | N2O | 298 | 0.00037014 | 0.00030184 | 0.00035664 | 0.00032157 | 0.00032567 | 0.000339 | 0.00032314 | 0.00031415 | 0.00027569 | 0.00029984 | 0.00030829 | 0.00031018 | 0.00029524 | 0.00030314 | 0.0002644 | 0.00026129 | 0.00027955 | 0.00028633 | 0.00029331 | 0.00030726 | 40-10-08-99-01-020
Commercial | 0 | EducationSchoolNone | Included Emissions | 1A4a | Commercial | Education | School | None | Fuel combustion | Natural gas | CH4 | 25 | 0.00026563 | 0.00025213 | 0.00028419 | 0.00024574 | 0.00024042 | 0.00022232 | 0.00025606 | 0.00025229 | 0.0002448 | 0.00023332 | 0.00023506 | 0.00023788 | 0.0002202 | 0.00022572 | 0.0001771 | 0.00017598 | 0.00018998 | 0.00020185 | 0.00020541 | 0.00022563 | 40-10-56-99-01-020
Commercial | 0 | EducationSchoolNone | Included Emissions | 1A4a | Commercial | Education | School | None | Fuel combustion | Natural gas | CO2 | 1 | 0.56334 | 0.53471 | 0.60271 | 0.52117 | 0.50989 | 0.4715 | 0.54305 | 0.53505 | 0.51918 | 0.49484 | 0.49852 | 0.50449 | 0.467 | 0.47871 | 0.37559 | 0.37323 | 0.40291 | 0.42808 | 0.43563 | 0.47852 | 40-10-56-99-01-020
Commercial | 0 | EducationSchoolNone | Included Emissions | 1A4a | Commercial | Education | School | None | Fuel combustion | Natural gas | N2O | 298 | 0.00031663 | 0.00030053 | 0.00033875 | 0.00029293 | 0.00028658 | 0.00026501 | 0.00030522 | 0.00030073 | 0.00029181 | 0.00027812 | 0.0002802 | 0.00028355 | 0.00026248 | 0.00026906 | 0.0002111 | 0.00020977 | 0.00022646 | 0.0002406 | 0.00024485 | 0.00026895 | 40-10-56-99-01-020
Commercial | 0 | Food ServicesFood & LiquorNone | Included Emissions | 1A4a | Commercial | Food Services | Food & Liquor | None | Fuel combustion | Natural gas | CH4 | 25 | 1.2171e-05 | 8.3996e-05 | 9.3503e-05 | 0.00033762 | 0.00028492 | 0.00027445 | 0.00024866 | 0.00023597 | 0.00021991 | 0.00021012 | 0.00020444 | 0.00020776 | 0.00021952 | 0.00022302 | 0.00021803 | 0.00022338 | 0.00022773 | 0.00037014 | 0.0003801 | 0.00038669 | 40-13-17-99-01-020
Commercial | 0 | Food ServicesFood & LiquorNone | Included Emissions | 1A4a | Commercial | Food Services | Food & Liquor | None | Fuel combustion | Natural gas | CO2 | 1 | 0.025812 | 0.17814 | 0.1983 | 0.71603 | 0.60426 | 0.58206 | 0.52737 | 0.50046 | 0.46639 | 0.44563 | 0.43358 | 0.44062 | 0.46556 | 0.47298 | 0.46241 | 0.47373 | 0.48297 | 0.78498 | 0.80612 | 0.82009 | 40-13-17-99-01-020
Commercial | 0 | Food ServicesFood & LiquorNone | Included Emissions | 1A4a | Commercial | Food Services | Food & Liquor | None | Fuel combustion | Natural gas | N2O | 298 | 1.4508e-05 | 0.00010012 | 0.00011146 | 0.00040245 | 0.00033963 | 0.00032715 | 0.00029641 | 0.00028128 | 0.00026214 | 0.00025047 | 0.0002437 | 0.00024765 | 0.00026167 | 0.00026584 | 0.0002599 | 0.00026626 | 0.00027145 | 0.0004412 | 0.00045308 | 0.00046093 | 40-13-17-99-01-020
Commercial | 0 | Food ServicesRestaurantNone | Included Emissions | 1A4a | Commercial | Food Services | Restaurant | None | Fuel combustion | Natural gas | CH4 | 25 | 0.00088233 | 0.00084483 | 0.0010751 | 0.00074968 | 0.00078738 | 0.00080747 | 0.00091256 | 0.00090641 | 0.00086942 | 0.0008384 | 0.0008469 | 0.00085246 | 0.0008521 | 0.00087365 | 0.00086839 | 0.00086881 | 0.00088368 | 0.00074755 | 0.00074239 | 0.00074454 | 40-13-54-99-01-020
Commercial | 0 | Food ServicesRestaurantNone | Included Emissions | 1A4a | Commercial | Food Services | Restaurant | None | Fuel combustion | Natural gas | CO2 | 1 | 1.8712 | 1.7917 | 2.2801 | 1.5899 | 1.6699 | 1.7125 | 1.9354 | 1.9223 | 1.8439 | 1.7781 | 1.7961 | 1.8079 | 1.8071 | 1.8528 | 1.8417 | 1.8426 | 1.8741 | 1.5854 | 1.5745 | 1.579 | 40-13-54-99-01-020
Commercial | 0 | Food ServicesRestaurantNone | Included Emissions | 1A4a | Commercial | Food Services | Restaurant | None | Fuel combustion | Natural gas | N2O | 298 | 0.0010517 | 0.001007 | 0.0012815 | 0.00089362 | 0.00093855 | 0.00096251 | 0.0010878 | 0.0010804 | 0.0010364 | 0.00099937 | 0.0010095 | 0.0010161 | 0.0010157 | 0.0010414 | 0.0010351 | 0.0010356 | 0.0010533 | 0.00089108 | 0.00088493 | 0.00088749 | 40-13-54-99-01-020
Commercial | 0 | Health CareNot SpecifiedNone | Included Emissions | 1A4a | Commercial | Health Care | Not Specified | None | Fuel combustion | Natural gas | CH4 | 25 | 0.00065293 | 0.00066872 | 0.00077891 | 0.00069511 | 0.0006757 | 0.00067364 | 0.00071456 | 0.00070123 | 0.00068111 | 0.00068117 | 0.00070973 | 0.00072878 | 0.00072562 | 0.00073443 | 0.00068774 | 0.00068922 | 0.00070573 | 0.00070977 | 0.00070715 | 0.00072644 | 40-15-99-99-01-020
Commercial | 0 | Health CareNot SpecifiedNone | Included Emissions | 1A4a | Commercial | Health Care | Not Specified | None | Fuel combustion | Natural gas | CO2 | 1 | 1.3847 | 1.4182 | 1.6519 | 1.4742 | 1.433 | 1.4286 | 1.5154 | 1.4872 | 1.4445 | 1.4446 | 1.5052 | 1.5456 | 1.5389 | 1.5576 | 1.4586 | 1.4617 | 1.4967 | 1.5053 | 1.4997 | 1.5406 | 40-15-99-99-01-020
Commercial | 0 | Health CareNot SpecifiedNone | Included Emissions | 1A4a | Commercial | Health Care | Not Specified | None | Fuel combustion | Natural gas | N2O | 298 | 0.00077829 | 0.00079712 | 0.00092846 | 0.00082857 | 0.00080544 | 0.00080297 | 0.00085175 | 0.00083587 | 0.00081189 | 0.00081195 | 0.000846 | 0.0008687 | 0.00086494 | 0.00087545 | 0.00081979 | 0.00082155 | 0.00084123 | 0.00084605 | 0.00084293 | 0.00086592 | 40-15-99-99-01-020
Commercial | 0 | HotelsNot SpecifiedNone | Included Emissions | 1A4a | Commercial | Hotels | Not Specified | None | Fuel combustion | Natural gas | CH4 | 25 | 0.0002986 | 0.00031378 | 0.00036622 | 0.0003258 | 0.00031815 | 0.00032142 | 0.0003512 | 0.00035305 | 0.00034384 | 0.00033183 | 0.0003424 | 0.00034674 | 0.00034404 | 0.0003508 | 0.00033573 | 0.00033745 | 0.0003433 | 0.00033615 | 0.00033066 | 0.00033727 | 40-17-99-99-01-020
Commercial | 0 | HotelsNot SpecifiedNone | Included Emissions | 1A4a | Commercial | Hotels | Not Specified | None | Fuel combustion | Natural gas | CO2 | 1 | 0.63327 | 0.66545 | 0.77669 | 0.69096 | 0.67473 | 0.68168 | 0.74482 | 0.74876 | 0.72922 | 0.70374 | 0.72617 | 0.73537 | 0.72965 | 0.74398 | 0.71202 | 0.71566 | 0.72807 | 0.71291 | 0.70127 | 0.71528 | 40-17-99-99-01-020
Commercial | 0 | HotelsNot SpecifiedNone | Included Emissions | 1A4a | Commercial | Hotels | Not Specified | None | Fuel combustion | Natural gas | N2O | 298 | 0.00035593 | 0.00037402 | 0.00043654 | 0.00038835 | 0.00037923 | 0.00038314 | 0.00041863 | 0.00042084 | 0.00040986 | 0.00039554 | 0.00040815 | 0.00041332 | 0.0004101 | 0.00041816 | 0.00040019 | 0.00040224 | 0.00040921 | 0.00040069 | 0.00039415 | 0.00040203 | 40-17-99-99-01-020
Industry Process | agriculture and forestry 01T03 | LandscapeFertilizerDirect | Included Emissions | 3C4 | Commercial | Landscape | Fertilizer | Direct | Commercial use of nitrogen fertilizer on turf | Synthetic fertilizers | N2O | 298 | 0.37764 | 0.38332 | 0.38805 | 0.39306 | 0.3971 | 0.39968 | 0.40258 | 0.40598 | 0.40935 | 0.41181 | 0.41503 | 0.41896 | 0.42303 | 0.42638 | 0.42989 | 0.43324 | 0.43599 | 0.43859 | 0.44061 | 0.44162 | 40-45-15-05-58-121
Industry Process | agriculture and forestry 01T03 | LandscapeFertilizerIndirect | Included Emissions | 3C5 | Commercial | Landscape | Fertilizer | Indirect | Commercial use of nitrogen fertilizer on turf | Synthetic fertilizers | N2O | 298 | 0.12273 | 0.12458 | 0.12612 | 0.12774 | 0.12906 | 0.1299 | 0.13084 | 0.13194 | 0.13304 | 0.13384 | 0.13488 | 0.13616 | 0.13749 | 0.13857 | 0.13972 | 0.1408 | 0.1417 | 0.14254 | 0.1432 | 0.14353 | 40-45-15-14-58-121
Commercial | 0 | National SecurityNot SpecifiedNone | Included Emissions | 1A4a | Commercial | National Security | Not Specified | None | Fuel combustion | Natural gas | CH4 | 25 | 9.5225e-05 | 0.00014522 | 9.778e-05 | 9.0416e-05 | 9.3212e-05 | 8.6842e-05 | 9.776e-05 | 9.2336e-05 | 8.2049e-05 | 8.2884e-05 | 7.9758e-05 | 8.4036e-05 | 7.5111e-05 | 6.7762e-05 | 6.0876e-05 | 6.1959e-05 | 6.5479e-05 | 6.0871e-05 | 7.2552e-05 | 7.6435e-05 | 40-24-99-99-01-020
Commercial | 0 | National SecurityNot SpecifiedNone | Included Emissions | 1A4a | Commercial | National Security | Not Specified | None | Fuel combustion | Natural gas | CO2 | 1 | 0.20195 | 0.30798 | 0.20737 | 0.19176 | 0.19768 | 0.18417 | 0.20733 | 0.19583 | 0.17401 | 0.17578 | 0.16915 | 0.17822 | 0.1593 | 0.14371 | 0.12911 | 0.1314 | 0.13887 | 0.1291 | 0.15387 | 0.1621 | 40-24-99-99-01-020
Commercial | 0 | National SecurityNot SpecifiedNone | Included Emissions | 1A4a | Commercial | National Security | Not Specified | None | Fuel combustion | Natural gas | N2O | 298 | 0.00011351 | 0.0001731 | 0.00011655 | 0.00010778 | 0.00011111 | 0.00010352 | 0.00011653 | 0.00011006 | 9.7803e-05 | 9.8798e-05 | 9.5071e-05 | 0.00010017 | 8.9533e-05 | 8.0772e-05 | 7.2564e-05 | 7.3855e-05 | 7.8051e-05 | 7.2558e-05 | 8.6482e-05 | 9.1111e-05 | 40-24-99-99-01-020
Commercial | chemicals 20 | Not SpecifiedNot SpecifiedNone | Included Emissions | 1A4a | Commercial | Not Specified | Not Specified | None | Fuel combustion | Coal | CH4 | 25 | 2000: 0.0001375; 2001: 2.75e-07; 2002: 2.75e-07; 2003: 1.375e-06; 2004: 4.62e-05; 2005: 0.00011275; 2006: 8.25e-06 | 40-99-99-99-01-001
Commercial | chemicals 20 | Not SpecifiedNot SpecifiedNone | Included Emissions | 1A4a | Commercial | Not Specified | Not Specified | None | Fuel combustion | Coal | CO2 | 1 | 2000: 0.0467; 2001: 9.34e-05; 2002: 9.34e-05; 2003: 0.000467; 2004: 0.015691; 2005: 0.038294; 2006: 0.002802 | 40-99-99-99-01-001
Commercial | chemicals 20 | Not SpecifiedNot SpecifiedNone | Included Emissions | 1A4a | Commercial | Not Specified | Not Specified | None | Fuel combustion | Coal | N2O | 298 | 2000: 0.0002384; 2001: 4.768e-07; 2002: 4.768e-07; 2003: 2.384e-06; 2004: 8.0102e-05; 2005: 0.00019549; 2006: 1.4304e-05 | 40-99-99-99-01-001
Commercial | chemicals 20 | Not SpecifiedNot SpecifiedNone | Included Emissions | 1A4a | Commercial | Not Specified | Not Specified | None | Fuel combustion | Distillate | CH4 | 25 | 0.00086697 | 0.00081765 | 0.00080628 | 0.00083042 | 0.00066079 | 0.00089421 | 0.00068383 | 0.000763 | 0.0011238 | 0.0012802 | 0.0017661 | 0.0017513 | 0.0015149 | 0.001397 | 0.00138 | 0.0015707 | 0.0015035 | 0.0011842 | 0.0012374 | 0.00098177 | 40-99-99-99-01-033
Commercial | chemicals 20 | Not SpecifiedNot SpecifiedNone | Included Emissions | 1A4a | Commercial | Not Specified | Not Specified | None | Fuel combustion | Distillate | CO2 | 1 | 0.85495 | 0.80631 | 0.79509 | 0.81891 | 0.65162 | 0.88181 | 0.67435 | 0.75242 | 1.1083 | 1.2625 | 1.7416 | 1.727 | 1.4939 | 1.3776 | 1.3609 | 1.5489 | 1.4827 | 1.1677 | 1.2203 | 0.96816 | 40-99-99-99-01-033
Commercial | chemicals 20 | Not SpecifiedNot SpecifiedNone | Included Emissions | 1A4a | Commercial | Not Specified | Not Specified | None | Fuel combustion | Distillate | N2O | 298 | 0.0020669 | 0.0019493 | 0.0019222 | 0.0019797 | 0.0015753 | 0.0021318 | 0.0016303 | 0.001819 | 0.0026792 | 0.0030521 | 0.0042104 | 0.004175 | 0.0036115 | 0.0033305 | 0.00329 | 0.0037445 | 0.0035845 | 0.002823 | 0.0029501 | 0.0023405 | 40-99-99-99-01-033
Commercial | chemicals 20 | Not SpecifiedNot SpecifiedNone | Included Emissions | 1A4a | Commercial | Not Specified | Not Specified | None | Fuel combustion | Ethanol | CH4 | 25 | 2.3596e-07 | 3.2693e-07 | 3.8684e-07 | 2.2461e-06 | 3.3712e-06 | 3.5646e-06 | 3.6705e-06 | 3.7016e-06 | 4.1097e-06 | 4.2127e-06 | 6.4968e-06 | 5.6905e-06 | 7.2663e-06 | 7.317e-06 | 7.9399e-06 | 8.7869e-06 | 3.8038e-06 | 3.9647e-06 | 2.3292e-05 | 2.3292e-05 | 40-99-99-99-01-090
Commercial | chemicals 20 | Not SpecifiedNot SpecifiedNone | Included Emissions | 1A4a | Commercial | Not Specified | Not Specified | None | Fuel combustion | Ethanol | N2O | 298 | 5.6253e-07 | 7.7941e-07 | 9.2222e-07 | 5.3546e-06 | 8.0369e-06 | 8.498e-06 | 8.7505e-06 | 8.8245e-06 | 9.7975e-06 | 1.0043e-05 | 1.5488e-05 | 1.3566e-05 | 1.7323e-05 | 1.7444e-05 | 1.8929e-05 | 2.0948e-05 | 9.0682e-06 | 9.4518e-06 | 5.5527e-05 | 5.5527e-05 | 40-99-99-99-01-090
Commercial | chemicals 20 | Not SpecifiedNot SpecifiedNone | Included Emissions | 1A4a | Commercial | Not Specified | Not Specified | None | Fuel combustion | Gasoline | CH4 | 25 | 9.2949e-05 | 9.5598e-05 | 9.6484e-05 | 9.3361e-05 | 9.133e-05 | 9.0686e-05 | 9.321e-05 | 9.3829e-05 | 9.4019e-05 | 9.4662e-05 | 9.2051e-05 | 7.3659e-05 | 0.00010204 | 9.8006e-05 | 9.8524e-05 | 0.00011553 | 5.1403e-05 | 5.3962e-05 | 0.000312 | 0.000312 | 40-99-99-99-01-034
Commercial | chemicals 20 | Not SpecifiedNot SpecifiedNone | Included Emissions | 1A4a | Commercial | Not Specified | Not Specified | None | Fuel combustion | Gasoline | CO2 | 1 | 0.087835 | 0.090394 | 0.091408 | 0.088358 | 0.086545 | 0.08585 | 0.088653 | 0.089723 | 0.08943 | 0.090042 | 0.087558 | 0.070063 | 0.097056 | 0.093222 | 0.093714 | 0.10989 | 0.048894 | 0.051328 | 0.29677 | 0.29677 | 40-99-99-99-01-034
Commercial | chemicals 20 | Not SpecifiedNot SpecifiedNone | Included Emissions | 1A4a | Commercial | Not Specified | Not Specified | None | Fuel combustion | Gasoline | N2O | 298 | 0.00022159 | 0.00022791 | 0.00023002 | 0.00022257 | 0.00021773 | 0.0002162 | 0.00022221 | 0.00022369 | 0.00022414 | 0.00022568 | 0.00021945 | 0.0001756 | 0.00024325 | 0.00023365 | 0.00023488 | 0.00027542 | 0.00012254 | 0.00012865 | 0.00074381 | 0.00074381 | 40-99-99-99-01-034
Commercial | chemicals 20 | Not SpecifiedNot SpecifiedNone | Included Emissions | 1A4a | Commercial | Not Specified | Not Specified | None | Fuel combustion | Kerosene | CH4 | 25 | 2.2214e-05 | 2.6801e-05 | 1.1613e-05 | 2.0118e-05 | 3.0537e-05 | 2.4948e-05 | 2.3055e-05 | 1.3132e-05 | 5.9333e-06 | 8.6771e-06 | 1.4195e-05 | 1.0763e-05 | 3.6349e-06 | 3.2602e-06 | 3.8475e-06 | 3.5134e-06 | 5.8219e-06 | 4.3031e-06 | 3.3919e-06 | 3.4121e-06 | 40-99-99-99-01-036
Commercial | chemicals 20 | Not SpecifiedNot SpecifiedNone | Included Emissions | 1A4a | Commercial | Not Specified | Not Specified | None | Fuel combustion | Kerosene | CO2 | 1 | 0.022273 | 0.026872 | 0.011644 | 0.020172 | 0.030618 | 0.025015 | 0.023116 | 0.013167 | 0.0059491 | 0.0087003 | 0.014233 | 0.010792 | 0.0036446 | 0.0032689 | 0.0038578 | 0.0035227 | 0.0058374 | 0.0043146 | 0.0034009 | 0.0034212 | 40-99-99-99-01-036
Commercial | chemicals 20 | Not SpecifiedNot SpecifiedNone | Included Emissions | 1A4a | Commercial | Not Specified | Not Specified | None | Fuel combustion | Kerosene | N2O | 298 | 5.2959e-05 | 6.3893e-05 | 2.7686e-05 | 4.7962e-05 | 7.28e-05 | 5.9476e-05 | 5.4962e-05 | 3.1307e-05 | 1.4145e-05 | 2.0686e-05 | 3.3841e-05 | 2.5659e-05 | 8.6655e-06 | 7.7724e-06 | 9.1724e-06 | 8.3759e-06 | 1.3879e-05 | 1.0259e-05 | 8.0862e-06 | 8.1345e-06 | 40-99-99-99-01-036
Commercial | chemicals 20 | Not SpecifiedNot SpecifiedNone | Included Emissions | 1A4a | Commercial | Not Specified | Not Specified | None | Fuel combustion | LPG | CH4 | 25 | 0.0004641 | 0.00031853 | 0.00037073 | 0.00062767 | 0.00088612 | 0.00069593 | 0.00051638 | 0.00058013 | 0.0007491 | 0.0005982 | 0.0006471 | 0.0006321 | 0.00064178 | 0.00061005 | 0.00072908 | 0.00060015 | 0.00082275 | 0.00082493 | 0.0009396 | 0.00099623 | 40-99-99-99-01-037
Commercial | chemicals 20 | Not SpecifiedNot SpecifiedNone | Included Emissions | 1A4a | Commercial | Not Specified | Not Specified | None | Fuel combustion | LPG | CO2 | 1 | 0.38972 | 0.26748 | 0.31131 | 0.52708 | 0.74411 | 0.58439 | 0.43362 | 0.48715 | 0.62904 | 0.50233 | 0.54339 | 0.5308 | 0.53892 | 0.51228 | 0.61223 | 0.50397 | 0.69089 | 0.69272 | 0.78901 | 0.83656 | 40-99-99-99-01-037
Commercial | chemicals 20 | Not SpecifiedNot SpecifiedNone | Included Emissions | 1A4a | Commercial | Not Specified | Not Specified | None | Fuel combustion | LPG | N2O | 298 | 0.0011064 | 0.00075936 | 0.00088381 | 0.0014964 | 0.0021125 | 0.0016591 | 0.001231 | 0.001383 | 0.0017859 | 0.0014261 | 0.0015427 | 0.0015069 | 0.00153 | 0.0014544 | 0.0017381 | 0.0014308 | 0.0019614 | 0.0019666 | 0.00224 | 0.002375 | 40-99-99-99-01-037
Commercial | chemicals 20 | Not SpecifiedNot SpecifiedNone | Included Emissions | 1A4a | Commercial | Not Specified | Not Specified | None | Fuel combustion | Natural gas | CH4 | 25 | 0.0011788 | 0.0012957 | 0.0015219 | 0.0015193 | 0.0014819 | 0.0014409 | 0.0014631 | 0.0014141 | 0.0013396 | 0.0013139 | 0.0013334 | 0.0013452 | 0.0012938 | 0.0013163 | 0.0011918 | 0.0012205 | 0.0012854 | 0.0013325 | 0.0013471 | 0.0014256 | 40-99-99-99-01-020
Commercial | chemicals 20 | Not SpecifiedNot SpecifiedNone | Included Emissions | 1A4a | Commercial | Not Specified | Not Specified | None | Fuel combustion | Natural gas | CO2 | 1 | 2.5 | 2.748 | 3.2277 | 3.2222 | 3.1428 | 3.0559 | 3.1029 | 2.9989 | 2.841 | 2.7866 | 2.8278 | 2.853 | 2.7438 | 2.7916 | 2.5276 | 2.5884 | 2.7261 | 2.826 | 2.8569 | 3.0235 | 40-99-99-99-01-020
Commercial | chemicals 20 | Not SpecifiedNot SpecifiedNone | Included Emissions | 1A4a | Commercial | Not Specified | Not Specified | None | Fuel combustion | Natural gas | N2O | 298 | 0.0014052 | 0.0015445 | 0.0018141 | 0.001811 | 0.0017664 | 0.0017176 | 0.001744 | 0.0016856 | 0.0015968 | 0.0015662 | 0.0015894 | 0.0016035 | 0.0015422 | 0.001569 | 0.0014207 | 0.0014548 | 0.0015322 | 0.0015884 | 0.0016058 | 0.0016994 | 40-99-99-99-01-020
Commercial | chemicals 20 | Not SpecifiedNot SpecifiedNone | Included Emissions | 1A4a | Commercial | Not Specified | Not Specified | None | Fuel combustion | Residual fuel oil | CH4 | 25 | 2000: 2.5875e-07; 2001: 1.4479e-05; 2014: 2.8125e-07; 2015: 3.0375e-07; 2016: 4.725e-07 | 40-99-99-99-01-046
Commercial | chemicals 20 | Not SpecifiedNot SpecifiedNone | Included Emissions | 1A4a | Commercial | Not Specified | Not Specified | None | Fuel combustion | Residual fuel oil | CO2 | 1 | 2000: 0.00025909; 2001: 0.014498; 2014: 0.00028162; 2015: 0.00030416; 2016: 0.00047313 | 40-99-99-99-01-046
Commercial | chemicals 20 | Not SpecifiedNot SpecifiedNone | Included Emissions | 1A4a | Commercial | Not Specified | Not Specified | None | Fuel combustion | Residual fuel oil | N2O | 298 | 2000: 6.1686e-07; 2001: 3.4517e-05; 2014: 6.705e-07; 2015: 7.2414e-07; 2016: 1.1264e-06 | 40-99-99-99-01-046
Commercial | chemicals 20 | Not SpecifiedNot SpecifiedNone | Included Emissions | 1A4a | Commercial | Not Specified | Not Specified | None | Fuel combustion | Wood (wet) | CH4 | 25 | 0.0049488 | 0.005004 | 0.0051248 | 0.005336 | 0.0052168 | 0.0033224 | 0.0030824 | 0.0032736 | 0.0034544 | 0.0042128 | 0.0041592 | 0.004004 | 0.0035072 | 0.0040648 | 0.0042352 | 0.00258 | 0.0029176 | 0.0029304 | 0.002664 | 0.002664 | 40-99-99-99-01-077
Commercial | chemicals 20 | Not SpecifiedNot SpecifiedNone | Included Emissions | 1A4a | Commercial | Not Specified | Not Specified | None | Fuel combustion | Wood (wet) | N2O | 298 | 0.0077424 | 0.0078288 | 0.0080177 | 0.0083482 | 0.0081617 | 0.0051979 | 0.0048224 | 0.0051215 | 0.0054044 | 0.0065909 | 0.0065071 | 0.0062643 | 0.005487 | 0.0063594 | 0.006626 | 0.0040364 | 0.0045646 | 0.0045846 | 0.0041678 | 0.0041678 | 40-99-99-99-01-077
Industry Process | chemicals 20 | Not SpecifiedNot SpecifiedNone | Included Emissions | 1B1 | Commercial | Not Specified | Not Specified | None | Fuel storage | Coal | CH4 | 25 | 2000: 0.00023236; 2001: 4.6473e-07; 2002: 4.6473e-07; 2003: 2.3236e-06; 2004: 7.8074e-05; 2005: 0.00019054; 2006: 1.3942e-05 | 40-99-99-99-08-001
Industry Process | chemicals 20 | Not SpecifiedNot SpecifiedNone | Included Emissions | 2F | Commercial | Not Specified | Not Specified | None | Use of substitutes for ozone depleting substances | Aerosols | HFC-134a | 1430 | 0.35939 | 0.32159 | 0.28323 | 0.25846 | 0.23342 | 0.18168 | 0.18257 | 0.15676 | 0.15375 | 0.14437 | 0.13387 | 0.1188 | 0.099211 | 0.092811 | 0.093504 | 0.084516 | 0.042573 | 0.04289 | 0.04321 | 0.043532 | 40-99-99-99-25-201
Industry Process | chemicals 20 | Not SpecifiedNot SpecifiedNone | Included Emissions | 2F | Commercial | Not Specified | Not Specified | None | Use of substitutes for ozone depleting substances | Aerosols | HFC-152a | 124 | 0.010263 | 0.012402 | 0.014571 | 0.015992 | 0.017426 | 0.020228 | 0.020334 | 0.021808 | 0.025101 | 0.026836 | 0.028629 | 0.029756 | 0.031118 | 0.031716 | 0.031953 | 0.031938 | 0.032177 | 0.032417 | 0.032658 | 0.032902 | 40-99-99-99-25-201
Industry Process | chemicals 20 | Not SpecifiedNot SpecifiedNone | Included Emissions | 2F | Commercial | Not Specified | Not Specified | None | Use of substitutes for ozone depleting substances | Aerosols | HFC-43-10mee | 1640 | 0.0015232 | 0.001534 | 0.0015448 | 0.0014749 | 0.0014042 | 0.0013328 | 0.0012606 | 0.0011876 | 0.0013124 | 0.0013624 | 0.0014123 | 0.0014265 | 0.0014407 | 0.0014515 | 0.0014623 | 0.00042355 | 0.00042671 | 0.00042989 | 0.0004331 | 0.00043633 | 40-99-99-99-25-201
Industry Process | chemicals 20 | Not SpecifiedNot SpecifiedNone | Included Emissions | 2F | Commercial | Not Specified | Not Specified | None | Use of substitutes for ozone depleting substances | Fire Protection | CF4 | 7390 | 0.0012254 | 0.0010884 | 0.00092628 | 0.0007874 | 0.00067334 | 0.00066759 | 0.00056186 | 0.00052428 | 0.00056467 | 0.00048392 | 0.00048606 | 0.00046429 | 0.00041659 | 0.0003839 | 0.00035255 | 0.0003114 | 0.00028332 | 0.00024666 | 0.00021256 | 0.00016374 | 40-99-99-99-25-204
Industry Process | chemicals 20 | Not SpecifiedNot SpecifiedNone | Included Emissions | 2F | Commercial | Not Specified | Not Specified | None | Use of substitutes for ozone depleting substances | Fire Protection | HFC-125 | 3500 | 0.0014271 | 0.0016017 | 0.0018443 | 0.0020554 | 0.0022659 | 0.0024727 | 0.0026767 | 0.0028668 | 0.0030502 | 0.0032573 | 0.0034395 | 0.0033696 | 0.0032987 | 0.0032317 | 0.0031614 | 0.0030972 | 0.0030266 | 0.002958 | 0.0028888 | 0.0028204 | 40-99-99-99-25-204
Industry Process | chemicals 20 | Not SpecifiedNot SpecifiedNone | Included Emissions | 2F | Commercial | Not Specified | Not Specified | None | Use of substitutes for ozone depleting substances | Fire Protection | HFC-227ea | 3220 | 0.011781 | 0.013296 | 0.015287 | 0.017035 | 0.018785 | 0.020444 | 0.022192 | 0.02371 | 0.025269 | 0.026977 | 0.028411 | 0.027847 | 0.027279 | 0.02671 | 0.026145 | 0.025577 | 0.02501 | 0.02444 | 0.023875 | 0.023308 | 40-99-99-99-25-204
Industry Process | chemicals 20 | Not SpecifiedNot SpecifiedNone | Included Emissions | 2F | Commercial | Not Specified | Not Specified | None | Use of substitutes for ozone depleting substances | Fire Protection | HFC-236fa | 9810 | 0.00066666 | 0.00077401 | 0.00090339 | 0.0010209 | 0.0011291 | 0.0012271 | 0.0013381 | 0.0014552 | 0.00156 | 0.0016741 | 0.0018028 | 0.0017946 | 0.0017973 | 0.0017919 | 0.001794 | 0.0018012 | 0.0017969 | 0.0017944 | 0.0017911 | 0.0017961 | 40-99-99-99-25-204
Industry Process | chemicals 20 | Not SpecifiedNot SpecifiedNone | Included Emissions | 2F | Commercial | Not Specified | Not Specified | None | Use of substitutes for ozone depleting substances | Foams | HFC-134a | 1430 | 2009: 0.0010656; 2010: 0.0036697; 2011: 0.0071195; 2012: 0.011014; 2013: 0.015312; 2014: 0.020009; 2015: 0.023108; 2016: 0.026421; 2017: 0.029862; 2018: 0.030334; 2019: 0.030108 | 40-99-99-99-25-202
Industry Process | chemicals 20 | Not SpecifiedNot SpecifiedNone | Included Emissions | 2F | Commercial | Not Specified | Not Specified | None | Use of substitutes for ozone depleting substances | Foams | HFC-245fa | 1030 |  | 0.00053641 | 0.00055891 | 0.0014428 | 0.0024037 | 0.0034062 | 0.0038569 | 0.0035913 | 0.0048519 | 0.0055822 | 0.0069203 | 0.0082441 | 0.0095499 | 0.011229 | 0.014513 | 0.028723 | 0.049489 | 0.066483 | 0.085208 | 0.088416 | 40-99-99-99-25-202
Industry Process | chemicals 20 | Not SpecifiedNot SpecifiedNone | Included Emissions | 2F | Commercial | Not Specified | Not Specified | None | Use of substitutes for ozone depleting substances | Refrigeration and Air Conditioning | HFC-125 | 3500 | 0.16966 | 0.23814 | 0.33596 | 0.45718 | 0.60103 | 0.77133 | 0.96944 | 1.1979 | 1.4581 | 1.7003 | 2.0428 | 2.3553 | 2.6797 | 3.0041 | 3.299 | 3.5593 | 3.7834 | 3.9664 | 4.107 | 4.1972 | 40-99-99-99-25-200
Industry Process | chemicals 20 | Not SpecifiedNot SpecifiedNone | Included Emissions | 2F | Commercial | Not Specified | Not Specified | None | Use of substitutes for ozone depleting substances | Refrigeration and Air Conditioning | HFC-134a | 1430 | 0.22925 | 0.27405 | 0.32277 | 0.38025 | 0.44826 | 0.52318 | 0.60935 | 0.70441 | 0.80613 | 0.89777 | 1.0098 | 1.119 | 1.2314 | 1.34 | 1.4455 | 1.5487 | 1.6332 | 1.749 | 1.8809 | 1.9978 | 40-99-99-99-25-200
Industry Process | chemicals 20 | Not SpecifiedNot SpecifiedNone | Included Emissions | 2F | Commercial | Not Specified | Not Specified | None | Use of substitutes for ozone depleting substances | Refrigeration and Air Conditioning | HFC-143a | 4470 | 0.22238 | 0.28373 | 0.36389 | 0.45412 | 0.55038 | 0.66138 | 0.78708 | 0.93077 | 1.0881 | 1.2567 | 1.5241 | 1.7362 | 1.9757 | 2.2068 | 2.4067 | 2.5635 | 2.6777 | 2.6194 | 2.4517 | 2.2589 | 40-99-99-99-25-200
Industry Process | chemicals 20 | Not SpecifiedNot SpecifiedNone | Included Emissions | 2F | Commercial | Not Specified | Not Specified | None | Use of substitutes for ozone depleting substances | Refrigeration and Air Conditioning | HFC-152a | 124 | 0.00013609 | 0.00013247 | 0.00012371 | 0.00011971 | 0.0001104 | 0.00010045 | 9.6106e-05 | 8.5539e-05 | 8.0781e-05 | 7.5821e-05 | 7.0349e-05 | 6.4957e-05 | 5.9388e-05 | 5.3612e-05 | 4.7633e-05 | 4.1453e-05 | 3.5097e-05 | 2.8541e-05 | 2.8538e-05 | 2.2074e-05 | 40-99-99-99-25-200
Industry Process | chemicals 20 | Not SpecifiedNot SpecifiedNone | Included Emissions | 2F | Commercial | Not Specified | Not Specified | None | Use of substitutes for ozone depleting substances | Refrigeration and Air Conditioning | HFC-236fa | 9810 | 0.049207 | 0.05335 | 0.062535 | 0.063732 | 0.068182 | 0.071072 | 0.072322 | 0.07185 | 0.074804 | 0.072405 | 0.075313 | 0.072738 | 0.071851 | 0.068865 | 0.06586 | 0.064699 | 0.063618 | 0.062354 | 0.058849 | 0.055337 | 40-99-99-99-25-200
Industry Process | chemicals 20 | Not SpecifiedNot SpecifiedNone | Included Emissions | 2F | Commercial | Not Specified | Not Specified | None | Use of substitutes for ozone depleting substances | Refrigeration and Air Conditioning | HFC-32 | 675 | 0.0024371 | 0.0072795 | 0.015069 | 0.025841 | 0.040302 | 0.057518 | 0.078088 | 0.10181 | 0.12952 | 0.15233 | 0.17996 | 0.20918 | 0.23715 | 0.26607 | 0.29371 | 0.3207 | 0.34681 | 0.38002 | 0.41838 | 0.45239 | 40-99-99-99-25-200
Commercial | 0 | OfficesNot SpecifiedNone | Included Emissions | 1A4a | Commercial | Offices | Not Specified | None | Fuel combustion | Natural gas | CH4 | 25 | 0.00036127 | 0.00025912 | 0.00031022 | 0.00031645 | 0.00032862 | 0.00032251 | 0.00034141 | 0.00029579 | 0.00032714 | 0.00031771 | 0.00032165 | 0.00032617 | 0.00030882 | 0.00030219 | 0.00023259 | 0.00022894 | 0.00024195 | 0.00024853 | 0.00024846 | 0.00026228 | 40-26-99-99-01-020
Commercial | 0 | OfficesNot SpecifiedNone | Included Emissions | 1A4a | Commercial | Offices | Not Specified | None | Fuel combustion | Natural gas | CO2 | 1 | 0.76619 | 0.54954 | 0.65791 | 0.67112 | 0.69694 | 0.68398 | 0.72406 | 0.62732 | 0.69381 | 0.6738 | 0.68215 | 0.69173 | 0.65494 | 0.64089 | 0.49327 | 0.48554 | 0.51314 | 0.52709 | 0.52694 | 0.55625 | 40-26-99-99-01-020
Commercial | 0 | OfficesNot SpecifiedNone | Included Emissions | 1A4a | Commercial | Offices | Not Specified | None | Fuel combustion | Natural gas | N2O | 298 | 0.00043064 | 0.00030887 | 0.00036978 | 0.0003772 | 0.00039172 | 0.00038443 | 0.00040696 | 0.00035259 | 0.00038996 | 0.00037871 | 0.0003834 | 0.00038879 | 0.00036811 | 0.00036021 | 0.00027724 | 0.0002729 | 0.00028841 | 0.00029625 | 0.00029617 | 0.00031264 | 40-26-99-99-01-020
Commercial | 0 | Retail & WholesaleRefrigerated WarehousingNone | Included Emissions | 1A4a | Commercial | Retail & Wholesale | Refrigerated Warehousing | None | Fuel combustion | Natural gas | CH4 | 25 | 3.9934e-05 | 5.1111e-05 | 6.4642e-05 | 4.4518e-05 | 4.5366e-05 | 4.5015e-05 | 4.1586e-05 | 4.0809e-05 | 3.7116e-05 | 3.4676e-05 | 3.5456e-05 | 3.7458e-05 | 3.545e-05 | 3.7338e-05 | 3.1603e-05 | 3.2415e-05 | 3.4152e-05 | 5.4167e-05 | 5.6059e-05 | 4.9507e-05 | 40-33-53-99-01-020
Commercial | 0 | Retail & WholesaleRefrigerated WarehousingNone | Included Emissions | 1A4a | Commercial | Retail & Wholesale | Refrigerated Warehousing | None | Fuel combustion | Natural gas | CO2 | 1 | 0.084693 | 0.1084 | 0.13709 | 0.094414 | 0.096213 | 0.095469 | 0.088196 | 0.086548 | 0.078715 | 0.07354 | 0.075194 | 0.07944 | 0.075183 | 0.079186 | 0.067024 | 0.068745 | 0.072429 | 0.11488 | 0.11889 | 0.10499 | 40-33-53-99-01-020
Commercial | 0 | Retail & WholesaleRefrigerated WarehousingNone | Included Emissions | 1A4a | Commercial | Retail & Wholesale | Refrigerated Warehousing | None | Fuel combustion | Natural gas | N2O | 298 | 4.7602e-05 | 6.0924e-05 | 7.7053e-05 | 5.3065e-05 | 5.4077e-05 | 5.3658e-05 | 4.9571e-05 | 4.8645e-05 | 4.4242e-05 | 4.1333e-05 | 4.2263e-05 | 4.4649e-05 | 4.2257e-05 | 4.4506e-05 | 3.7671e-05 | 3.8638e-05 | 4.0709e-05 | 6.4567e-05 | 6.6823e-05 | 5.9012e-05 | 40-33-53-99-01-020
Commercial | 0 | Retail & WholesaleRetailNone | Included Emissions | 1A4a | Commercial | Retail & Wholesale | Retail | None | Fuel combustion | Natural gas | CH4 | 25 | 0.00023318 | 0.00025712 | 0.0003438 | 0.00031698 | 0.00031888 | 0.00031205 | 0.00034982 | 0.00034386 | 0.00031337 | 0.00033554 | 0.00034398 | 0.00035307 | 0.00041613 | 0.00036776 | 0.00033738 | 0.00035711 | 0.00037097 | 0.00037906 | 0.0003815 | 0.00040218 | 40-33-55-99-01-020
Commercial | 0 | Retail & WholesaleRetailNone | Included Emissions | 1A4a | Commercial | Retail & Wholesale | Retail | None | Fuel combustion | Natural gas | CO2 | 1 | 0.49452 | 0.5453 | 0.72914 | 0.67225 | 0.67627 | 0.66179 | 0.74189 | 0.72926 | 0.6646 | 0.71162 | 0.72951 | 0.74879 | 0.88253 | 0.77994 | 0.71552 | 0.75735 | 0.78676 | 0.80391 | 0.80909 | 0.85295 | 40-33-55-99-01-020
Commercial | 0 | Retail & WholesaleRetailNone | Included Emissions | 1A4a | Commercial | Retail & Wholesale | Retail | None | Fuel combustion | Natural gas | N2O | 298 | 0.00027795 | 0.00030649 | 0.00040981 | 0.00037784 | 0.0003801 | 0.00037196 | 0.00041698 | 0.00040988 | 0.00037354 | 0.00039997 | 0.00041002 | 0.00042086 | 0.00049603 | 0.00043836 | 0.00040216 | 0.00042567 | 0.0004422 | 0.00045184 | 0.00045475 | 0.0004794 | 40-33-55-99-01-020
Commercial | 0 | Retail & WholesaleWarehousingNone | Included Emissions | 1A4a | Commercial | Retail & Wholesale | Warehousing | None | Fuel combustion | Natural gas | CH4 | 25 | 0.00011117 | 9.9992e-05 | 0.00012376 | 0.00012413 | 0.00011358 | 0.00012212 | 0.00012998 | 0.00011334 | 0.00010628 | 0.00010063 | 0.00010329 | 0.00010269 | 0.00010226 | 0.00010618 | 9.821e-05 | 0.00010686 | 0.00011761 | 0.00012042 | 0.00011573 | 0.00011593 | 40-33-70-99-01-020
Commercial | 0 | Retail & WholesaleWarehousingNone | Included Emissions | 1A4a | Commercial | Retail & Wholesale | Warehousing | None | Fuel combustion | Natural gas | CO2 | 1 | 0.23577 | 0.21206 | 0.26247 | 0.26326 | 0.24088 | 0.25899 | 0.27566 | 0.24037 | 0.22539 | 0.21342 | 0.21905 | 0.21779 | 0.21687 | 0.22519 | 0.20828 | 0.22664 | 0.24943 | 0.25539 | 0.24544 | 0.24587 | 40-33-70-99-01-020
Commercial | 0 | Retail & WholesaleWarehousingNone | Included Emissions | 1A4a | Commercial | Retail & Wholesale | Warehousing | None | Fuel combustion | Natural gas | N2O | 298 | 0.00013251 | 0.00011919 | 0.00014752 | 0.00014797 | 0.00013539 | 0.00014556 | 0.00015494 | 0.0001351 | 0.00012668 | 0.00011995 | 0.00012312 | 0.00012241 | 0.00012189 | 0.00012657 | 0.00011707 | 0.00012738 | 0.00014019 | 0.00014354 | 0.00013795 | 0.00013819 | 40-33-70-99-01-020
Commercial | 0 | Transportation ServicesAirportsNone | Included Emissions | 1A4a | Commercial | Transportation Services | Airports | None | Fuel combustion | Natural gas | CH4 | 25 | 4.0246e-05 | 1.5975e-05 | 2.3425e-05 | 2.2987e-05 | 2.0768e-05 | 1.9719e-05 | 3.4259e-05 | 3.2457e-05 | 2.3977e-05 | 2.3418e-05 | 2.2171e-05 | 2.8169e-05 | 3.3545e-05 | 3.8683e-05 | 3.4611e-05 | 3.3383e-05 | 3.3954e-05 | 3.4809e-05 | 3.4893e-05 | 3.6585e-05 | 40-36-01-99-01-020
Commercial | 0 | Transportation ServicesAirportsNone | Included Emissions | 1A4a | Commercial | Transportation Services | Airports | None | Fuel combustion | Natural gas | CO2 | 1 | 0.085354 | 0.03388 | 0.04968 | 0.04875 | 0.044046 | 0.041819 | 0.072656 | 0.068836 | 0.05085 | 0.049665 | 0.04702 | 0.05974 | 0.071142 | 0.082038 | 0.073402 | 0.070799 | 0.072009 | 0.073822 | 0.074001 | 0.077589 | 40-36-01-99-01-020
Commercial | 0 | Transportation ServicesAirportsNone | Included Emissions | 1A4a | Commercial | Transportation Services | Airports | None | Fuel combustion | Natural gas | N2O | 298 | 4.7973e-05 | 1.9042e-05 | 2.7923e-05 | 2.74e-05 | 2.4756e-05 | 2.3505e-05 | 4.0836e-05 | 3.8689e-05 | 2.858e-05 | 2.7914e-05 | 2.6427e-05 | 3.3577e-05 | 3.9985e-05 | 4.611e-05 | 4.1256e-05 | 3.9793e-05 | 4.0473e-05 | 4.1492e-05 | 4.1593e-05 | 4.3609e-05 | 40-36-01-99-01-020
Commercial | 0 | Transportation ServicesTransportationNone | Included Emissions | 1A4a | Commercial | Transportation Services | Transportation | None | Fuel combustion | Natural gas | CH4 | 25 | 4.1032e-05 | 4.1492e-05 | 3.7388e-05 | 2.9352e-05 | 2.3719e-05 | 2.0816e-05 | 2.2406e-05 | 0.000128 | 0.0002146 | 0.00021644 | 0.00022649 | 0.0002331 | 0.00023031 | 0.00022969 | 0.00022942 | 0.00022989 | 0.00022581 | 0.00021136 | 0.00020916 | 0.00021157 | 40-36-66-99-01-020
Commercial | 0 | Transportation ServicesTransportationNone | Included Emissions | 1A4a | Commercial | Transportation Services | Transportation | None | Fuel combustion | Natural gas | CO2 | 1 | 0.08702 | 0.087996 | 0.079292 | 0.062249 | 0.050304 | 0.044147 | 0.047518 | 0.27147 | 0.45512 | 0.45902 | 0.48034 | 0.49436 | 0.48844 | 0.48712 | 0.48656 | 0.48755 | 0.47891 | 0.44825 | 0.44358 | 0.4487 | 40-36-66-99-01-020
Commercial | 0 | Transportation ServicesTransportationNone | Included Emissions | 1A4a | Commercial | Transportation Services | Transportation | None | Fuel combustion | Natural gas | N2O | 298 | 4.891e-05 | 4.9458e-05 | 4.4566e-05 | 3.4987e-05 | 2.8273e-05 | 2.4813e-05 | 2.6708e-05 | 0.00015258 | 0.0002558 | 0.00025799 | 0.00026997 | 0.00027785 | 0.00027453 | 0.00027379 | 0.00027347 | 0.00027403 | 0.00026917 | 0.00025194 | 0.00024931 | 0.0002522 | 40-36-66-99-01-020
Commercial | 0 | Transportation ServicesWater TransportationNone | Included Emissions | 1A4a | Commercial | Transportation Services | Water Transportation | None | Fuel combustion | Natural gas | CH4 | 25 | 1.3522e-06 | 1.5807e-06 | 1.1502e-06 | 1.0996e-06 | 1.0173e-06 | 9.416e-07 | 1.5897e-06 | 2.0262e-06 | 2.1487e-06 | 2.3912e-06 | 2.7483e-06 | 3.0158e-06 | 3.0665e-06 | 3.7903e-06 | 2.2998e-06 | 2.0925e-06 | 2.1892e-06 | 2.2307e-06 | 2.2246e-06 | 2.1637e-06 | 40-36-73-99-01-020
Commercial | 0 | Transportation ServicesWater TransportationNone | Included Emissions | 1A4a | Commercial | Transportation Services | Water Transportation | None | Fuel combustion | Natural gas | CO2 | 1 | 0.0028678 | 0.0033523 | 0.0024393 | 0.0023321 | 0.0021575 | 0.001997 | 0.0033714 | 0.0042971 | 0.0045569 | 0.0050713 | 0.0058286 | 0.006396 | 0.0065034 | 0.0080385 | 0.0048773 | 0.0044378 | 0.0046428 | 0.0047308 | 0.004718 | 0.0045887 | 40-36-73-99-01-020
Commercial | 0 | Transportation ServicesWater TransportationNone | Included Emissions | 1A4a | Commercial | Transportation Services | Water Transportation | None | Fuel combustion | Natural gas | N2O | 298 | 1.6119e-06 | 1.8842e-06 | 1.371e-06 | 1.3108e-06 | 1.2126e-06 | 1.1224e-06 | 1.8949e-06 | 2.4152e-06 | 2.5612e-06 | 2.8504e-06 | 3.276e-06 | 3.5949e-06 | 3.6553e-06 | 4.518e-06 | 2.7413e-06 | 2.4943e-06 | 2.6095e-06 | 2.659e-06 | 2.6517e-06 | 2.5791e-06 | 40-36-73-99-01-020
Electricity Imports | 0 | Specified ImportsArizonaAligned Microgrid (AZ) | Included Emissions | 1a1ai | Electricity Generation (Imports) | Specified Imports | Arizona | Aligned Microgrid (AZ) | Electricity generation | Distillate | CH4 | 25 | 2018: 1.4458e-08; 2019: 1.2845e-08 | 15-35-80-G1-03-033
Electricity Imports | 0 | Specified ImportsArizonaAligned Microgrid (AZ) | Included Emissions | 1a1ai | Electricity Generation (Imports) | Specified Imports | Arizona | Aligned Microgrid (AZ) | Electricity generation | Distillate | CO2 | 1 | 2018: 1.4478e-05; 2019: 1.2862e-05 | 15-35-80-G1-03-033
Electricity Imports | 0 | Specified ImportsArizonaAligned Microgrid (AZ) | Included Emissions | 1a1ai | Electricity Generation (Imports) | Specified Imports | Arizona | Aligned Microgrid (AZ) | Electricity generation | Distillate | N2O | 298 | 2018: 3.4469e-08; 2019: 3.0623e-08 | 15-35-80-G1-03-033
Electricity Imports | 0 | Specified ImportsArizonaApache Station (AZ) | Included Emissions | 1A1ai | Electricity Generation (Imports) | Specified Imports | Arizona | Apache Station (AZ) | Electricity generation | Primary fuel: Coal | CH4 | 25 | 2009: 1.5496e-05; 2010: 1.4936e-05; 2011: 1.5312e-05; 2012: 1.464e-05; 2013: 2.9568e-06; 2014: 0.00015846; 2015: 0.00014495; 2016: 0.00015152; 2017: 5.6829e-05; 2018: 2.4902e-05; 2019: 2.0533e-05 | 15-35-80-73-03-008
Electricity Imports | 0 | Specified ImportsArizonaApache Station (AZ) | Included Emissions | 1A1ai | Electricity Generation (Imports) | Specified Imports | Arizona | Apache Station (AZ) | Electricity generation | Primary fuel: Coal | CO2 | 1 | 2009: 0.057987; 2010: 0.0564; 2011: 0.057819; 2012: 0.055835; 2013: 0.049232; 2014: 0.05448; 2015: 0.049375; 2016: 0.052512; 2017: 0.020032; 2018: 0.0089007; 2019: 0.012065 | 15-35-80-73-03-008
Electricity Imports | 0 | Specified ImportsArizonaApache Station (AZ) | Included Emissions | 1A1ai | Electricity Generation (Imports) | Specified Imports | Arizona | Apache Station (AZ) | Electricity generation | Primary fuel: Coal | N2O | 298 | 2009: 0.00025676; 2010: 0.00026897; 2011: 0.00027574; 2012: 0.00026925; 2013: 3.5245e-06; 2014: 0.00027447; 2015: 0.00025122; 2016: 0.00026234; 2017: 9.8292e-05; 2018: 4.3035e-05; 2019: 3.4106e-05 | 15-35-80-73-03-008
Electricity Imports | 0 | Specified ImportsArizonaArlington Valley Energy Facility (AZ) | Included Emissions | 1A1ai | Electricity Generation (Imports) | Specified Imports | Arizona | Arlington Valley Energy Facility (AZ) | Electricity generation | Primary fuel: Natural Gas | CH4 | 25 | 2009: 5.9679e-05; 2011: 3.5765e-06; 2012: 5.3841e-06; 2013: 5.7152e-06; 2014: 9.0637e-07; 2015: 6.5394e-06; 2016: 6.346e-07; 2018: 5.2041e-06; 2019: 1.5257e-05 | 15-35-80-81-03-009
Electricity Imports | 0 | Specified ImportsArizonaArlington Valley Energy Facility (AZ) | Included Emissions | 1A1ai | Electricity Generation (Imports) | Specified Imports | Arizona | Arlington Valley Energy Facility (AZ) | Electricity generation | Primary fuel: Natural Gas | CO2 | 1 | 2009: 0.12657; 2011: 0.0075862; 2012: 0.011419; 2013: 0.012239; 2014: 0.001942; 2015: 0.014017; 2016: 0.0013594; 2018: 0.011226; 2019: 0.032911 | 15-35-80-81-03-009
Electricity Imports | 0 | Specified ImportsArizonaArlington Valley Energy Facility (AZ) | Included Emissions | 1A1ai | Electricity Generation (Imports) | Specified Imports | Arizona | Arlington Valley Energy Facility (AZ) | Electricity generation | Primary fuel: Natural Gas | N2O | 298 | 2009: 7.1138e-05; 2011: 4.264e-06; 2012: 6.4178e-06; 2013: 6.8125e-06; 2014: 1.0804e-06; 2015: 7.7949e-06; 2016: 7.5644e-07; 2018: 6.2033e-06; 2019: 1.8186e-05 | 15-35-80-81-03-009
Electricity Imports | 0 | Specified ImportsArizonaCanyon State Electric (AZ) | Included Emissions | 1A1ai | Electricity Generation (Imports) | Specified Imports | Arizona | Canyon State Electric (AZ) | Electricity generation | Primary fuel: Biomass | CH4 | 25 | 2015: 9.6506e-07; 2016: 3.5424e-06; 2017: 3.1965e-06; 2018: 3.2407e-06; 2019: 3.4466e-06 | 15-35-80-C2-03-007
Electricity Imports | 0 | Specified ImportsArizonaCanyon State Electric (AZ) | Included Emissions | 1A1ai | Electricity Generation (Imports) | Specified Imports | Arizona | Canyon State Electric (AZ) | Electricity generation | Primary fuel: Biomass | CO2 | 1 | 2015: 4.6215e-06 | 15-35-80-C2-03-007
Electricity Imports | 0 | Specified ImportsArizonaCanyon State Electric (AZ) | Included Emissions | 1A1ai | Electricity Generation (Imports) | Specified Imports | Arizona | Canyon State Electric (AZ) | Electricity generation | Primary fuel: Biomass | N2O | 298 | 2015: 2.2622e-06; 2016: 8.3131e-06; 2017: 7.5015e-06; 2018: 7.6052e-06; 2019: 8.0884e-06 | 15-35-80-C2-03-007
Electricity Imports | 0 | Specified ImportsArizonaCholla Power Station (AZ) | Included Emissions | 1a1ai | Electricity Generation (Imports) | Specified Imports | Arizona | Cholla Power Station (AZ) | Electricity generation | Coal | CH4 | 25 | 2018: 1.9341e-07; 2019: 2.3025e-06 | 15-35-80-G3-03-001
Electricity Imports | 0 | Specified ImportsArizonaCholla Power Station (AZ) | Included Emissions | 1a1ai | Electricity Generation (Imports) | Specified Imports | Arizona | Cholla Power Station (AZ) | Electricity generation | Coal | CO2 | 1 | 2018: 6.5462e-05; 2019: 0.00077933 | 15-35-80-G3-03-001
Electricity Imports | 0 | Specified ImportsArizonaCholla Power Station (AZ) | Included Emissions | 1a1ai | Electricity Generation (Imports) | Specified Imports | Arizona | Cholla Power Station (AZ) | Electricity generation | Coal | N2O | 298 | 2018: 3.3534e-07; 2019: 3.9922e-06 | 15-35-80-G3-03-001
Electricity Imports | 0 | Specified ImportsArizonaGila River Power Station (AZ) | Included Emissions | 1A1ai | Electricity Generation (Imports) | Specified Imports | Arizona | Gila River Power Station (AZ) | Electricity generation | Primary fuel: Natural Gas | CH4 | 25 | 2011: 3.7572e-05; 2012: 0.00011133; 2013: 8.6372e-05; 2015: 1.2989e-05; 2016: 1.841e-05; 2019: 4.634e-07 | 15-35-80-96-03-009
Electricity Imports | 0 | Specified ImportsArizonaGila River Power Station (AZ) | Included Emissions | 1A1ai | Electricity Generation (Imports) | Specified Imports | Arizona | Gila River Power Station (AZ) | Electricity generation | Primary fuel: Natural Gas | CO2 | 1 | 2011: 0.079687; 2012: 0.23611; 2013: 0.3574; 2014: 0.26398; 2015: 0.027998; 2016: 0.039693; 2019: 0.00099941 | 15-35-80-96-03-009
Electricity Imports | 0 | Specified ImportsArizonaGila River Power Station (AZ) | Included Emissions | 1A1ai | Electricity Generation (Imports) | Specified Imports | Arizona | Gila River Power Station (AZ) | Electricity generation | Primary fuel: Natural Gas | N2O | 298 | 2011: 4.4788e-05; 2012: 0.00013271; 2013: 0.00010296; 2015: 1.5483e-05; 2016: 2.1945e-05; 2019: 5.5237e-07 | 15-35-80-96-03-009
Electricity Imports | 0 | Specified ImportsArizonaGriffith Energy (AZ) | Included Emissions | 1A1ai | Electricity Generation (Imports) | Specified Imports | Arizona | Griffith Energy (AZ) | Electricity generation | Primary fuel: Natural Gas | CH4 | 25 | 2009: 1.9911e-05; 2011: 1.5203e-06; 2012: 1.0451e-05; 2013: 5.8663e-05; 2014: 5.5959e-05; 2015: 2.396e-05; 2016: 1.9815e-05; 2017: 2.0629e-05; 2018: 4.4726e-05; 2019: 5.7483e-05 | 15-35-80-80-03-009
Electricity Imports | 0 | Specified ImportsArizonaGriffith Energy (AZ) | Included Emissions | 1A1ai | Electricity Generation (Imports) | Specified Imports | Arizona | Griffith Energy (AZ) | Electricity generation | Primary fuel: Natural Gas | CO2 | 1 | 2009: 0.042108; 2011: 0.0032251; 2012: 0.022165; 2013: 0.12654; 2014: 0.12063; 2015: 0.05165; 2016: 0.042763; 2017: 0.044502; 2018: 0.096472; 2019: 0.12399 | 15-35-80-80-03-009
Electricity Imports | 0 | Specified ImportsArizonaGriffith Energy (AZ) | Included Emissions | 1A1ai | Electricity Generation (Imports) | Specified Imports | Arizona | Griffith Energy (AZ) | Electricity generation | Primary fuel: Natural Gas | N2O | 298 | 2009: 2.3734e-05; 2011: 1.8125e-06; 2012: 1.2458e-05; 2013: 6.9927e-05; 2014: 6.6704e-05; 2015: 2.856e-05; 2016: 2.3619e-05; 2017: 2.459e-05; 2018: 5.3314e-05; 2019: 6.852e-05 | 15-35-80-80-03-009
Electricity Imports | 0 | Specified ImportsArizonaHarquahala Generating Project (AZ) | Included Emissions | 1A1ai | Electricity Generation (Imports) | Specified Imports | Arizona | Harquahala Generating Project (AZ) | Electricity generation | Primary fuel: Natural Gas | CH4 | 25 | 2009: 7.7647e-07; 2010: 2.9249e-06; 2013: 5.7898e-08; 2014: 9.3632e-09 | 15-35-80-82-03-009
Electricity Imports | 0 | Specified ImportsArizonaHarquahala Generating Project (AZ) | Included Emissions | 1A1ai | Electricity Generation (Imports) | Specified Imports | Arizona | Harquahala Generating Project (AZ) | Electricity generation | Primary fuel: Natural Gas | CO2 | 1 | 2009: 0.0016421; 2010: 0.0062032; 2013: 0.00012494; 2014: 2.0181e-05 | 15-35-80-82-03-009
Electricity Imports | 0 | Specified ImportsArizonaHarquahala Generating Project (AZ) | Included Emissions | 1A1ai | Electricity Generation (Imports) | Specified Imports | Arizona | Harquahala Generating Project (AZ) | Electricity generation | Primary fuel: Natural Gas | N2O | 298 | 2009: 9.2555e-07; 2010: 3.4865e-06; 2013: 6.9015e-08; 2014: 1.1161e-08 | 15-35-80-82-03-009
Electricity Imports | 0 | Specified ImportsArizonaMCAS Yuma Microgrid MCGX02 (AZ) | Included Emissions | 1A1ai | Electricity Generation (Imports) | Specified Imports | Arizona | MCAS Yuma Microgrid MCGX02 (AZ) | Electricity generation | Distillate | CH4 | 25 | 2017: 1.5434e-08; 2018: 1.4458e-08; 2019: 1.1685e-07 | 15-35-80-F6-03-033
Electricity Imports | 0 | Specified ImportsArizonaMCAS Yuma Microgrid MCGX02 (AZ) | Included Emissions | 1A1ai | Electricity Generation (Imports) | Specified Imports | Arizona | MCAS Yuma Microgrid MCGX02 (AZ) | Electricity generation | Distillate | CO2 | 1 | 2017: 1.5454e-05; 2018: 1.4478e-05; 2019: 0.000117 | 15-35-80-F6-03-033
Electricity Imports | 0 | Specified ImportsArizonaMCAS Yuma Microgrid MCGX02 (AZ) | Included Emissions | 1A1ai | Electricity Generation (Imports) | Specified Imports | Arizona | MCAS Yuma Microgrid MCGX02 (AZ) | Electricity generation | Distillate | N2O | 298 | 2017: 3.6794e-08; 2018: 3.4469e-08; 2019: 2.7856e-07 | 15-35-80-F6-03-033
Electricity Imports | 0 | Specified ImportsArizonaMesquite Generating Station (AZ) | Included Emissions | 1A1ai | Electricity Generation (Imports) | Specified Imports | Arizona | Mesquite Generating Station (AZ) | Electricity generation | Primary fuel: Natural Gas | CH4 | 25 | 2009: 5.296e-05; 2010: 6.2111e-05; 2011: 0.0011764; 2012: 0.00043431; 2013: 6.8461e-05; 2015: 1.6291e-07; 2016: 9.4874e-05; 2017: 5.7805e-05; 2018: 5.8031e-05; 2019: 6.0637e-05 | 15-35-80-84-03-009
Electricity Imports | 0 | Specified ImportsArizonaMesquite Generating Station (AZ) | Included Emissions | 1A1ai | Electricity Generation (Imports) | Specified Imports | Arizona | Mesquite Generating Station (AZ) | Electricity generation | Primary fuel: Natural Gas | CO2 | 1 | 2009: 0.112; 2010: 0.13172; 2011: 2.4949; 2012: 0.92109; 2013: 0.14765; 2014: 0.1126; 2015: 0.26451; 2016: 0.20122; 2017: 0.12259; 2018: 0.10514; 2019: 0.13077 | 15-35-80-84-03-009
Electricity Imports | 0 | Specified ImportsArizonaMesquite Generating Station (AZ) | Included Emissions | 1A1ai | Electricity Generation (Imports) | Specified Imports | Arizona | Mesquite Generating Station (AZ) | Electricity generation | Primary fuel: Natural Gas | N2O | 298 | 2009: 6.3128e-05; 2010: 7.4036e-05; 2011: 0.0014023; 2012: 0.0005177; 2013: 8.1606e-05; 2015: 1.9419e-07; 2016: 0.00011309; 2017: 6.8903e-05; 2018: 5.5866e-05; 2019: 7.228e-05 | 15-35-80-84-03-009
Electricity Imports | 0 | Specified ImportsArizonaNavajo (AZ) | Included Emissions | 1A1ai | Electricity Generation (Imports) | Specified Imports | Arizona | Navajo (AZ) | Electricity generation | Primary fuel: Coal | CH4 | 25 | 0.00097419 | 0.00094089 | 0.00097925 | 0.00089317 | 0.00092929 | 0.00084075 | 0.00090245 | 0.00092929 | 0.00092548 | 0.00086137 | 0.00086583 | 0.00090251 | 0.00085923 | 0.01026 | 0.010374 | 0.0070404 | 0.0012498 |  | 8.1976e-08 | 9.6174e-07 | 15-35-80-21-03-008
Electricity Imports | 0 | Specified ImportsArizonaNavajo (AZ) | Included Emissions | 1A1ai | Electricity Generation (Imports) | Specified Imports | Arizona | Navajo (AZ) | Electricity generation | Primary fuel: Coal | CO2 | 1 | 3.6298 | 3.5068 | 3.6496 | 3.3258 | 3.4652 | 3.131 | 3.367 | 3.4634 | 3.4509 | 3.2082 | 3.2209 | 3.3574 | 3.2023 | 3.4728 | 3.5111 | 2.383 | 0.42303 |  | 2.7747e-05 | 0.00032554 | 15-35-80-21-03-008
Electricity Imports | 0 | Specified ImportsArizonaNavajo (AZ) | Included Emissions | 1A1ai | Electricity Generation (Imports) | Specified Imports | Arizona | Navajo (AZ) | Electricity generation | Primary fuel: Coal | N2O | 298 | 0.01852 | 0.017894 | 0.018623 | 0.016967 | 0.017683 | 0.015974 | 0.017184 | 0.017673 | 0.01761 | 0.015346 | 0.016429 | 0.017125 | 0.01634 | 0.017789 | 0.017986 | 0.012207 | 0.0021669 |  | 1.4213e-07 | 1.6675e-06 | 15-35-80-21-03-008
Electricity Imports | 0 | Specified ImportsArizonaOcotillo (AZ) | Included Emissions | 1a1ai | Electricity Generation (Imports) | Specified Imports | Arizona | Ocotillo (AZ) | Electricity generation | Natural gas | CH4 | 25 | 2018: 7.8587e-07; 2019: 5.8333e-05 | 15-35-80-H1-03-020
Electricity Imports | 0 | Specified ImportsArizonaOcotillo (AZ) | Included Emissions | 1a1ai | Electricity Generation (Imports) | Specified Imports | Arizona | Ocotillo (AZ) | Electricity generation | Natural gas | CO2 | 1 | 2018: 0.0016882; 2019: 0.12548 | 15-35-80-H1-03-020
Electricity Imports | 0 | Specified ImportsArizonaOcotillo (AZ) | Included Emissions | 1a1ai | Electricity Generation (Imports) | Specified Imports | Arizona | Ocotillo (AZ) | Electricity generation | Natural gas | N2O | 298 | 2018: 9.3676e-07; 2019: 6.9533e-05 | 15-35-80-H1-03-020
Electricity Imports | 0 | Specified ImportsArizonaRed Hawk (AZ) | Included Emissions | 1A1ai | Electricity Generation (Imports) | Specified Imports | Arizona | Red Hawk (AZ) | Electricity generation | Primary fuel: Natural Gas | CH4 | 25 | 2009: 1.4162e-08; 2014: 1.4257e-08; 2017: 6.242e-09; 2018: 2.2405e-06; 2019: 1.802e-05 | 15-35-80-83-03-009
Electricity Imports | 0 | Specified ImportsArizonaRed Hawk (AZ) | Included Emissions | 1A1ai | Electricity Generation (Imports) | Specified Imports | Arizona | Red Hawk (AZ) | Electricity generation | Primary fuel: Natural Gas | CO2 | 1 | 2009: 2.995e-05; 2014: 3.074e-05; 2017: 1.3461e-05; 2018: 0.0048324; 2019: 0.038873 | 15-35-80-83-03-009
Electricity Imports | 0 | Specified ImportsArizonaRed Hawk (AZ) | Included Emissions | 1A1ai | Electricity Generation (Imports) | Specified Imports | Arizona | Red Hawk (AZ) | Electricity generation | Primary fuel: Natural Gas | N2O | 298 | 2009: 1.6881e-08; 2014: 1.6995e-08; 2017: 7.4404e-09; 2018: 2.6707e-06; 2019: 2.148e-05 | 15-35-80-83-03-009
Electricity Imports | 0 | Specified ImportsArizonaSaguaro (AZ) | Included Emissions | 1a1ai | Electricity Generation (Imports) | Specified Imports | Arizona | Saguaro (AZ) | Electricity generation | Natural gas | CH4 | 25 | 2018: 1.495e-07; 2019: 8.6958e-07 | 15-35-80-H3-03-020
Electricity Imports | 0 | Specified ImportsArizonaSaguaro (AZ) | Included Emissions | 1a1ai | Electricity Generation (Imports) | Specified Imports | Arizona | Saguaro (AZ) | Electricity generation | Natural gas | CO2 | 1 | 2018: 0.00031972; 2019: 0.001856 | 15-35-80-H3-03-020
Electricity Imports | 0 | Specified ImportsArizonaSaguaro (AZ) | Included Emissions | 1a1ai | Electricity Generation (Imports) | Specified Imports | Arizona | Saguaro (AZ) | Electricity generation | Natural gas | N2O | 298 | 2018: 1.7821e-07; 2019: 1.0365e-06 | 15-35-80-H3-03-020
Electricity Imports | 0 | Specified ImportsArizonaSouthpoint Energy Center (AZ) | Included Emissions | 1A1ai | Electricity Generation (Imports) | Specified Imports | Arizona | Southpoint Energy Center (AZ) | Electricity generation | Primary fuel: Natural Gas | CH4 | 25 | 2011: 9.9755e-05; 2013: 0.00030459; 2014: 0.00018602; 2015: 0.00031469; 2016: 1.9372e-05; 2018: 4.6832e-05; 2019: 4.0884e-05 | 15-35-80-56-03-009
Electricity Imports | 0 | Specified ImportsArizonaSouthpoint Energy Center (AZ) | Included Emissions | 1A1ai | Electricity Generation (Imports) | Specified Imports | Arizona | Southpoint Energy Center (AZ) | Electricity generation | Primary fuel: Natural Gas | CO2 | 1 | 2011: 0.21154; 2013: 0.6571; 2014: 0.39576; 2015: 0.67995; 2016: 0.040693; 2018: 0.099322; 2019: 0.084475 | 15-35-80-56-03-009
Electricity Imports | 0 | Specified ImportsArizonaSouthpoint Energy Center (AZ) | Included Emissions | 1A1ai | Electricity Generation (Imports) | Specified Imports | Arizona | Southpoint Energy Center (AZ) | Electricity generation | Primary fuel: Natural Gas | N2O | 298 | 2011: 0.00011888; 2013: 0.00036307; 2014: 0.00022174; 2015: 0.00037511; 2016: 2.3092e-05; 2018: 5.5824e-05; 2019: 4.8734e-05 | 15-35-80-56-03-009
Electricity Imports | 0 | Specified ImportsArizonaSpringerville (AZ) | Included Emissions | 1A1ai | Electricity Generation (Imports) | Specified Imports | Arizona | Springerville (AZ) | Electricity generation | Primary fuel: Coal | CH4 | 25 | 2013: 6.7919e-06; 2014: 1.2175e-05 | 15-35-80-A5-03-008
Electricity Imports | 0 | Specified ImportsArizonaSpringerville (AZ) | Included Emissions | 1A1ai | Electricity Generation (Imports) | Specified Imports | Arizona | Springerville (AZ) | Electricity generation | Primary fuel: Coal | CO2 | 1 | 2013: 0.0023535; 2014: 0.0042194 | 15-35-80-A5-03-008
Electricity Imports | 0 | Specified ImportsArizonaSpringerville (AZ) | Included Emissions | 1A1ai | Electricity Generation (Imports) | Specified Imports | Arizona | Springerville (AZ) | Electricity generation | Primary fuel: Coal | N2O | 298 | 2013: 1.1779e-05; 2014: 2.1115e-05 | 15-35-80-A5-03-008
Electricity Imports | 0 | Specified ImportsArizonaStotz Southern Generation (AZ) | Included Emissions | 1A1ai | Electricity Generation (Imports) | Specified Imports | Arizona | Stotz Southern Generation (AZ) | Electricity generation | Primary fuel: Biomass | CH4 | 25 | 2015: 9.8301e-07; 2016: 3.8902e-06; 2017: 3.1785e-06; 2018: 3.2634e-06; 2019: 3.4374e-06 | 15-35-80-C3-03-007
Electricity Imports | 0 | Specified ImportsArizonaStotz Southern Generation (AZ) | Included Emissions | 1A1ai | Electricity Generation (Imports) | Specified Imports | Arizona | Stotz Southern Generation (AZ) | Electricity generation | Primary fuel: Biomass | CO2 | 1 | 2015: 4.7074e-06 | 15-35-80-C3-03-007
Electricity Imports | 0 | Specified ImportsArizonaStotz Southern Generation (AZ) | Included Emissions | 1A1ai | Electricity Generation (Imports) | Specified Imports | Arizona | Stotz Southern Generation (AZ) | Electricity generation | Primary fuel: Biomass | N2O | 298 | 2015: 2.3043e-06; 2016: 9.1294e-06; 2017: 7.4592e-06; 2018: 7.6585e-06; 2019: 8.0666e-06 | 15-35-80-C3-03-007
Electricity Imports | 0 | Specified ImportsArizonaSundance (AZ) | Included Emissions | 1a1ai | Electricity Generation (Imports) | Specified Imports | Arizona | Sundance (AZ) | Electricity generation | Natural gas | CH4 | 25 | 2018: 7.5051e-07; 2019: 7.6275e-06 | 15-35-80-H5-03-020
Electricity Imports | 0 | Specified ImportsArizonaSundance (AZ) | Included Emissions | 1a1ai | Electricity Generation (Imports) | Specified Imports | Arizona | Sundance (AZ) | Electricity generation | Natural gas | CO2 | 1 | 2018: 0.0016156; 2019: 0.016372 | 15-35-80-H5-03-020
Electricity Imports | 0 | Specified ImportsArizonaSundance (AZ) | Included Emissions | 1a1ai | Electricity Generation (Imports) | Specified Imports | Arizona | Sundance (AZ) | Electricity generation | Natural gas | N2O | 298 | 2018: 8.9461e-07; 2019: 9.092e-06 | 15-35-80-H5-03-020
Electricity Imports | 0 | Specified ImportsArizonaWest Phoenix (AZ) | Included Emissions | 1a1ai | Electricity Generation (Imports) | Specified Imports | Arizona | West Phoenix (AZ) | Electricity generation | Natural gas | CH4 | 25 | 2018: 5.5026e-06; 2019: 9.432e-06 | 15-35-80-H6-03-020
Electricity Imports | 0 | Specified ImportsArizonaWest Phoenix (AZ) | Included Emissions | 1a1ai | Electricity Generation (Imports) | Specified Imports | Arizona | West Phoenix (AZ) | Electricity generation | Natural gas | CO2 | 1 | 2018: 0.011836; 2019: 0.027861 | 15-35-80-H6-03-020
Electricity Imports | 0 | Specified ImportsArizonaWest Phoenix (AZ) | Included Emissions | 1a1ai | Electricity Generation (Imports) | Specified Imports | Arizona | West Phoenix (AZ) | Electricity generation | Natural gas | N2O | 298 | 2018: 6.5591e-06; 2019: 1.1243e-05 | 15-35-80-H6-03-020
Electricity Imports | 0 | Specified ImportsArizonaYucca/Yuma Axis (AZ) | Included Emissions | 1A1ai | Electricity Generation (Imports) | Specified Imports | Arizona | Yucca/Yuma Axis (AZ) | Electricity generation | Primary fuel: Natural Gas | CH4 | 25 | 7.0397e-05 | 9.8652e-05 | 5.1848e-05 | 3.1814e-05 | 3.5827e-05 | 3.2537e-05 | 3.7165e-05 | 3.8744e-05 | 3.9055e-05 | 8.9188e-05 | 9.0273e-05 | 4.874e-05 | 3.2142e-05 | 6.0651e-05 | 6.018e-05 | 8.3764e-05 | 6.4291e-05 | 5.1141e-05 | 8.9785e-05 | 8.4199e-05 | 15-35-80-34-03-009
Electricity Imports | 0 | Specified ImportsArizonaYucca/Yuma Axis (AZ) | Included Emissions | 1A1ai | Electricity Generation (Imports) | Specified Imports | Arizona | Yucca/Yuma Axis (AZ) | Electricity generation | Primary fuel: Natural Gas | CO2 | 1 | 0.12886 | 0.17431 | 0.10892 | 0.065799 | 0.073999 | 0.068287 | 0.077515 | 0.081319 | 0.082182 | 0.18587 | 0.19032 | 0.10276 | 0.067107 | 0.12878 | 0.12938 | 0.1798 | 0.13856 | 0.11001 | 0.19217 | 0.17969 | 15-35-80-34-03-009
Electricity Imports | 0 | Specified ImportsArizonaYucca/Yuma Axis (AZ) | Included Emissions | 1A1ai | Electricity Generation (Imports) | Specified Imports | Arizona | Yucca/Yuma Axis (AZ) | Electricity generation | Primary fuel: Natural Gas | N2O | 298 | 0.00010538 | 0.00015427 | 6.2893e-05 | 3.968e-05 | 4.4789e-05 | 3.9539e-05 | 4.5672e-05 | 4.7075e-05 | 4.7232e-05 | 0.00010918 | 0.00010879 | 5.8739e-05 | 3.9425e-05 | 7.369e-05 | 7.2092e-05 | 0.00010054 | 7.682e-05 | 6.123e-05 | 0.00010838 | 0.00010246 | 15-35-80-34-03-009
Electricity Imports | 0 | Specified ImportsArizonaYuma Cogeneration Associates (AZ) | Included Emissions | 1A1ai | Electricity Generation (Imports) | Specified Imports | Arizona | Yuma Cogeneration Associates (AZ) | Electricity generation | Primary fuel: Natural Gas | CH4 | 25 | 2009: 6.3629e-05; 2010: 3.5644e-05; 2011: 1.4744e-05; 2012: 1.6136e-05; 2013: 3.6826e-05; 2014: 9.4895e-06; 2015: 5.113e-06; 2016: 2.5719e-06; 2017: 4.2191e-06; 2018: 1.1973e-05; 2019: 1.4036e-05 | 15-35-80-77-03-009
Electricity Imports | 0 | Specified ImportsArizonaYuma Cogeneration Associates (AZ) | Included Emissions | 1A1ai | Electricity Generation (Imports) | Specified Imports | Arizona | Yuma Cogeneration Associates (AZ) | Electricity generation | Primary fuel: Natural Gas | CO2 | 1 | 2009: 0.13456; 2010: 0.075594; 2011: 0.03127; 2012: 0.034221; 2013: 0.0781; 2014: 0.020142; 2015: 0.010904; 2016: 0.0054121; 2017: 0.009061; 2018: 0.026957; 2019: 0.030209 | 15-35-80-77-03-009
Electricity Imports | 0 | Specified ImportsArizonaYuma Cogeneration Associates (AZ) | Included Emissions | 1A1ai | Electricity Generation (Imports) | Specified Imports | Arizona | Yuma Cogeneration Associates (AZ) | Electricity generation | Primary fuel: Natural Gas | N2O | 298 | 2009: 7.5846e-05; 2010: 4.2488e-05; 2011: 1.7575e-05; 2012: 1.9234e-05; 2013: 4.3896e-05; 2014: 1.1311e-05; 2015: 6.0948e-06; 2016: 3.0657e-06; 2017: 5.0291e-06; 2018: 1.4272e-05; 2019: 1.6731e-05 | 15-35-80-77-03-009
Electricity Imports | 0 | Specified ImportsCalifornia TribalDesert View Power (CA Tribal) | Included Emissions | 1A1ai | Electricity Generation (Imports) | Specified Imports | California Tribal | Desert View Power (CA Tribal) | Electricity generation | Primary fuel: Biomass | CH4 | 25 | 2013: 0.0045603; 2014: 0.0041603; 2015: 0.0041538; 2016: 0.0042226; 2017: 0.0043885; 2018: 0.0041805; 2019: 0.0043536 | 15-35-89-23-03-007
Electricity Imports | 0 | Specified ImportsCalifornia TribalDesert View Power (CA Tribal) | Included Emissions | 1A1ai | Electricity Generation (Imports) | Specified Imports | California Tribal | Desert View Power (CA Tribal) | Electricity generation | Primary fuel: Biomass | CO2 | 1 | 2013: 0.0097891; 2014: 0.0059484; 2015: 0.0030656; 2016: 0.0029696; 2017: 0.0021741; 2018: 0.0018621; 2019: 0.0027888 | 15-35-89-23-03-007
Electricity Imports | 0 | Specified ImportsCalifornia TribalDesert View Power (CA Tribal) | Included Emissions | 1A1ai | Electricity Generation (Imports) | Specified Imports | California Tribal | Desert View Power (CA Tribal) | Electricity generation | Primary fuel: Biomass | N2O | 298 | 2013: 0.0071328; 2014: 0.0065077; 2015: 0.0064984; 2016: 0.0066057; 2017: 0.0068654; 2018: 0.00654; 2019: 0.0068107 | 15-35-89-23-03-007
Electricity Imports | 0 | Specified ImportsCanadaArmstrong Woodwaste Cogeneration (CAN) | Included Emissions | 1A1ai | Electricity Generation (Imports) | Specified Imports | Canada | Armstrong Woodwaste Cogeneration (CAN) | Electricity generation | Primary fuel: Biomass | CH4 | 25 | 2009: 9.4082e-05 | 15-35-81-88-03-007
Electricity Imports | 0 | Specified ImportsCanadaArmstrong Woodwaste Cogeneration (CAN) | Included Emissions | 1A1ai | Electricity Generation (Imports) | Specified Imports | Canada | Armstrong Woodwaste Cogeneration (CAN) | Electricity generation | Primary fuel: Biomass | CO2 | 1 | 2009: 0.0070008 | 15-35-81-88-03-007
Electricity Imports | 0 | Specified ImportsCanadaArmstrong Woodwaste Cogeneration (CAN) | Included Emissions | 1A1ai | Electricity Generation (Imports) | Specified Imports | Canada | Armstrong Woodwaste Cogeneration (CAN) | Electricity generation | Primary fuel: Biomass | N2O | 298 | 2009: 0.00017058 | 15-35-81-88-03-007
Electricity Imports | 0 | Specified ImportsCanadaPrince George Pulp & Paper (CAN) | Included Emissions | 1A1ai | Electricity Generation (Imports) | Specified Imports | Canada | Prince George Pulp & Paper (CAN) | Electricity generation | Primary fuel: Biomass | CH4 | 25 | 2010: 0.00087447 | 15-35-81-93-03-007
Electricity Imports | 0 | Specified ImportsCanadaPrince George Pulp & Paper (CAN) | Included Emissions | 1A1ai | Electricity Generation (Imports) | Specified Imports | Canada | Prince George Pulp & Paper (CAN) | Electricity generation | Primary fuel: Biomass | CO2 | 1 | 2010: 0.0012009 | 15-35-81-93-03-007
Electricity Imports | 0 | Specified ImportsCanadaPrince George Pulp & Paper (CAN) | Included Emissions | 1A1ai | Electricity Generation (Imports) | Specified Imports | Canada | Prince George Pulp & Paper (CAN) | Electricity generation | Primary fuel: Biomass | N2O | 298 | 2010: 0.0013679 | 15-35-81-93-03-007
Electricity Imports | 0 | Specified ImportsColoradoCraig (CO) | Included Emissions | 1A1ai | Electricity Generation (Imports) | Specified Imports | Colorado | Craig (CO) | Electricity generation | Primary fuel: Coal | CH4 | 25 | 2013: 2.0467e-07; 2018: 2.9742e-07 | 15-35-90-A1-03-008
Electricity Imports | 0 | Specified ImportsColoradoCraig (CO) | Included Emissions | 1A1ai | Electricity Generation (Imports) | Specified Imports | Colorado | Craig (CO) | Electricity generation | Primary fuel: Coal | CO2 | 1 | 2013: 7.0814e-05; 2018: 0.0001029 | 15-35-90-A1-03-008
Electricity Imports | 0 | Specified ImportsColoradoCraig (CO) | Included Emissions | 1A1ai | Electricity Generation (Imports) | Specified Imports | Colorado | Craig (CO) | Electricity generation | Primary fuel: Coal | N2O | 298 | 2013: 3.5486e-07; 2018: 5.1566e-07 | 15-35-90-A1-03-008
Electricity Imports | 0 | Specified ImportsColoradoRawhide (CO) | Included Emissions | 1A1ai | Electricity Generation (Imports) | Specified Imports | Colorado | Rawhide (CO) | Electricity generation | Primary fuel: Natural Gas | CH4 | 25 | 2013: 5.5896e-08 | 15-35-90-A3-03-009
Electricity Imports | 0 | Specified ImportsColoradoRawhide (CO) | Included Emissions | 1A1ai | Electricity Generation (Imports) | Specified Imports | Colorado | Rawhide (CO) | Electricity generation | Primary fuel: Natural Gas | CO2 | 1 | 2013: 1.9502e-05 | 15-35-90-A3-03-009
Electricity Imports | 0 | Specified ImportsColoradoRawhide (CO) | Included Emissions | 1A1ai | Electricity Generation (Imports) | Specified Imports | Colorado | Rawhide (CO) | Electricity generation | Primary fuel: Natural Gas | N2O | 298 | 2013: 9.6864e-08 | 15-35-90-A3-03-009
Electricity Imports | 0 | Specified ImportsIdahoBennett Mountain Power (ID) | Included Emissions | 1a1ai | Electricity Generation (Imports) | Specified Imports | Idaho | Bennett Mountain Power (ID) | Electricity generation | Natural gas | CH4 | 25 | 2018: 1.3367e-08; 2019: 1.128e-06 | 15-35-A1-G2-03-020
Electricity Imports | 0 | Specified ImportsIdahoBennett Mountain Power (ID) | Included Emissions | 1a1ai | Electricity Generation (Imports) | Specified Imports | Idaho | Bennett Mountain Power (ID) | Electricity generation | Natural gas | CO2 | 1 | 2018: 2.8799e-05; 2019: 0.0024329 | 15-35-A1-G2-03-020
Electricity Imports | 0 | Specified ImportsIdahoBennett Mountain Power (ID) | Included Emissions | 1a1ai | Electricity Generation (Imports) | Specified Imports | Idaho | Bennett Mountain Power (ID) | Electricity generation | Natural gas | N2O | 298 | 2018: 1.5934e-08; 2019: 1.3446e-06 | 15-35-A1-G2-03-020
Electricity Imports | 0 | Specified ImportsIdahoClearwater Paper Corp. - Lewiston (ID) | Included Emissions | 1A1ai | Electricity Generation (Imports) | Specified Imports | Idaho | Clearwater Paper Corp. - Lewiston (ID) | Electricity generation | Biomass | CH4 | 25 | 2019: 0.00032474 | 15-35-A1-V8-03-074
Electricity Imports | 0 | Specified ImportsIdahoClearwater Paper Corp. - Lewiston (ID) | Included Emissions | 1A1ai | Electricity Generation (Imports) | Specified Imports | Idaho | Clearwater Paper Corp. - Lewiston (ID) | Electricity generation | Biomass | CO2 | 1 | 2019: 0.0069445 | 15-35-A1-V8-03-074
Electricity Imports | 0 | Specified ImportsIdahoClearwater Paper Corp. - Lewiston (ID) | Included Emissions | 1A1ai | Electricity Generation (Imports) | Specified Imports | Idaho | Clearwater Paper Corp. - Lewiston (ID) | Electricity generation | Biomass | N2O | 298 | 2019: 0.0010238 | 15-35-A1-V8-03-074
Electricity Imports | 0 | Specified ImportsIdahoEvander Andrews Power Complex (ID) | Included Emissions | 1a1ai | Electricity Generation (Imports) | Specified Imports | Idaho | Evander Andrews Power Complex (ID) | Electricity generation | Natural gas | CH4 | 25 | 2018: 1.3526e-08; 2019: 9.3296e-07 | 15-35-A1-G5-03-020
Electricity Imports | 0 | Specified ImportsIdahoEvander Andrews Power Complex (ID) | Included Emissions | 1a1ai | Electricity Generation (Imports) | Specified Imports | Idaho | Evander Andrews Power Complex (ID) | Electricity generation | Natural gas | CO2 | 1 | 2018: 2.9155e-05; 2019: 0.002015 | 15-35-A1-G5-03-020
Electricity Imports | 0 | Specified ImportsIdahoEvander Andrews Power Complex (ID) | Included Emissions | 1a1ai | Electricity Generation (Imports) | Specified Imports | Idaho | Evander Andrews Power Complex (ID) | Electricity generation | Natural gas | N2O | 298 | 2018: 1.6123e-08; 2019: 1.1121e-06 | 15-35-A1-G5-03-020
Electricity Imports | 0 | Specified ImportsIdahoLangley Gulch Power Plant (ID) | Included Emissions | 1a1ai | Electricity Generation (Imports) | Specified Imports | Idaho | Langley Gulch Power Plant (ID) | Electricity generation | Natural gas | CH4 | 25 | 2018: 2.495e-05; 2019: 5.2793e-06 | 15-35-A1-G9-03-020
Electricity Imports | 0 | Specified ImportsIdahoLangley Gulch Power Plant (ID) | Included Emissions | 1a1ai | Electricity Generation (Imports) | Specified Imports | Idaho | Langley Gulch Power Plant (ID) | Electricity generation | Natural gas | CO2 | 1 | 2018: 0.053813; 2019: 0.011387 | 15-35-A1-G9-03-020
Electricity Imports | 0 | Specified ImportsIdahoLangley Gulch Power Plant (ID) | Included Emissions | 1a1ai | Electricity Generation (Imports) | Specified Imports | Idaho | Langley Gulch Power Plant (ID) | Electricity generation | Natural gas | N2O | 298 | 2018: 2.9741e-05; 2019: 6.2929e-06 | 15-35-A1-G9-03-020
Electricity Imports | 0 | Specified ImportsMexicoLa Rosita (MEX) | Included Emissions | 1A1ai | Electricity Generation (Imports) | Specified Imports | Mexico | La Rosita (MEX) | Electricity generation | Primary fuel: Natural Gas | CH4 | 25 | 2008: 0.00045524; 2009: 0.00037184; 2010: 0.00032386; 2011: 0.00031484; 2012: 0.00051912; 2013: 0.00048055; 2014: 0.00053949; 2016: 0.00053671; 2017: 0.00027079; 2018: 0.0002848; 2019: 0.00025455 | 15-35-82-71-03-009
Electricity Imports | 0 | Specified ImportsMexicoLa Rosita (MEX) | Included Emissions | 1A1ai | Electricity Generation (Imports) | Specified Imports | Mexico | La Rosita (MEX) | Electricity generation | Primary fuel: Natural Gas | CO2 | 1 | [8 empty] | 0.96547 | 0.78861 | 0.68685 | 0.66771 | 1.101 | 1.0199 | 0.96109 | 1.2781 | 1.1383 | 0.5743 | 0.604 | 0.53984 | 15-35-82-71-03-009
Electricity Imports | 0 | Specified ImportsMexicoLa Rosita (MEX) | Included Emissions | 1A1ai | Electricity Generation (Imports) | Specified Imports | Mexico | La Rosita (MEX) | Electricity generation | Primary fuel: Natural Gas | N2O | 298 | 2008: 0.00054264; 2009: 0.00044324; 2010: 0.00038604; 2011: 0.00037529; 2012: 0.00061879; 2013: 0.00057282; 2014: 0.00051927; 2016: 0.00063976; 2017: 0.00032279; 2018: 0.00033948; 2019: 0.00030342 | 15-35-82-71-03-009
Electricity Imports | 0 | Specified ImportsMexicoTermoelectrica de Mexicali (MEX) | Included Emissions | 1A1ai | Electricity Generation (Imports) | Specified Imports | Mexico | Termoelectrica de Mexicali (MEX) | Electricity generation | Primary fuel: Natural Gas | CH4 | 25 | [7 empty] | 0.00058462 | 0.00074194 | 0.00076642 | 0.0005019 | 0.00053986 | 0.00068258 | 0.00064503 | 0.00088037 | 0.00067471 | 0.00048705 | 0.00052745 | 0.00063004 | 0.00067139 | 15-35-82-72-03-009
Electricity Imports | 0 | Specified ImportsMexicoTermoelectrica de Mexicali (MEX) | Included Emissions | 1A1ai | Electricity Generation (Imports) | Specified Imports | Mexico | Termoelectrica de Mexicali (MEX) | Electricity generation | Primary fuel: Natural Gas | CO2 | 1 | [7 empty] | 1.2399 | 1.5735 | 1.6254 | 1.0644 | 1.1449 | 1.4476 | 1.369 | 1.5684 | 1.4309 | 1.0329 | 1.1186 | 1.3362 | 1.4239 | 15-35-82-72-03-009
Electricity Imports | 0 | Specified ImportsMexicoTermoelectrica de Mexicali (MEX) | Included Emissions | 1A1ai | Electricity Generation (Imports) | Specified Imports | Mexico | Termoelectrica de Mexicali (MEX) | Electricity generation | Primary fuel: Natural Gas | N2O | 298 | [7 empty] | 0.00069686 | 0.00088439 | 0.00091357 | 0.00059827 | 0.00064352 | 0.00081364 | 0.00076887 | 0.00084738 | 0.00080426 | 0.00058056 | 0.00062872 | 0.00075101 | 0.00080029 | 15-35-82-72-03-009
Electricity Imports | 0 | Specified ImportsMontanaColstrip (MT) | Included Emissions | 1A1ai | Electricity Generation (Imports) | Specified Imports | Montana | Colstrip (MT) | Electricity generation | Primary fuel: Coal | CH4 | 25 | 2013: 5.1357e-06; 2014: 3.284e-07; 2015: 1.3021e-06; 2016: 6.3082e-07; 2017: 1.5232e-07; 2018: 1.3971e-07 | 15-35-83-35-03-008
Electricity Imports | 0 | Specified ImportsMontanaColstrip (MT) | Included Emissions | 1A1ai | Electricity Generation (Imports) | Specified Imports | Montana | Colstrip (MT) | Electricity generation | Primary fuel: Coal | CO2 | 1 | 2013: 0.0018916; 2014: 0.0001196; 2015: 0.00047376; 2016: 0.00022986; 2017: 5.4523e-05; 2018: 4.8637e-05 | 15-35-83-35-03-008
Electricity Imports | 0 | Specified ImportsMontanaColstrip (MT) | Included Emissions | 1A1ai | Electricity Generation (Imports) | Specified Imports | Montana | Colstrip (MT) | Electricity generation | Primary fuel: Coal | N2O | 298 | 2013: 8.9047e-06; 2014: 5.6941e-07; 2015: 2.2578e-06; 2016: 1.0938e-06; 2017: 2.6412e-07; 2018: 2.4226e-07 | 15-35-83-35-03-008
Electricity Imports | 0 | Specified ImportsMontanaHardin Generating Project (MT) | Included Emissions | 1A1ai | Electricity Generation (Imports) | Specified Imports | Montana | Hardin Generating Project (MT) | Electricity generation | Primary fuel: Coal | CH4 | 25 | 2012: 1.176e-05; 2013: 2.4384e-05; 2014: 4.7063e-05; 2015: 1.7355e-05; 2016: 6.6161e-06; 2017: 2.139e-06; 2018: 5.593e-06; 2019: 4.7919e-06 | 15-35-83-54-03-008
Electricity Imports | 0 | Specified ImportsMontanaHardin Generating Project (MT) | Included Emissions | 1A1ai | Electricity Generation (Imports) | Specified Imports | Montana | Hardin Generating Project (MT) | Electricity generation | Primary fuel: Coal | CO2 | 1 | 2011: 0.068293; 2012: 0.045637; 2013: 0.0084412; 2014: 0.016285; 2015: 0.0060062; 2016: 0.0022898; 2017: 0.00073952; 2018: 0.0019404; 2019: 0.0016507 | 15-35-83-54-03-008
Electricity Imports | 0 | Specified ImportsMontanaHardin Generating Project (MT) | Included Emissions | 1A1ai | Electricity Generation (Imports) | Specified Imports | Montana | Hardin Generating Project (MT) | Electricity generation | Primary fuel: Coal | N2O | 298 | 2012: 0.00022428; 2013: 4.2274e-05; 2014: 8.1594e-05; 2015: 3.009e-05; 2016: 1.147e-05; 2017: 3.7087e-06; 2018: 9.6939e-06; 2019: 8.3064e-06 | 15-35-83-54-03-008
Electricity Imports | 0 | Specified ImportsNebraskaWhelan Energy Center (NE) | Included Emissions | 1A1ai | Electricity Generation (Imports) | Specified Imports | Nebraska | Whelan Energy Center (NE) | Electricity generation | Primary fuel: Coal | CH4 | 25 | 2013: 3.3768e-07 | 15-35-91-A6-03-008
Electricity Imports | 0 | Specified ImportsNebraskaWhelan Energy Center (NE) | Included Emissions | 1A1ai | Electricity Generation (Imports) | Specified Imports | Nebraska | Whelan Energy Center (NE) | Electricity generation | Primary fuel: Coal | CO2 | 1 | 2013: 0.00011708 | 15-35-91-A6-03-008
Electricity Imports | 0 | Specified ImportsNebraskaWhelan Energy Center (NE) | Included Emissions | 1A1ai | Electricity Generation (Imports) | Specified Imports | Nebraska | Whelan Energy Center (NE) | Electricity generation | Primary fuel: Coal | N2O | 298 | 2013: 5.8562e-07 | 15-35-91-A6-03-008
Electricity Imports | 0 | Specified ImportsNevadaApex Generating Station (NV) | Included Emissions | 1A1ai | Electricity Generation (Imports) | Specified Imports | Nevada | Apex Generating Station (NV) | Electricity generation | Primary fuel: Natural Gas | CH4 | 25 | 2009: 0.00047929; 2010: 0.00027216; 2011: 0.00010867; 2012: 0.00018132; 2013: 1.6607e-05; 2014: 0.00031716; 2015: 0.0004715; 2016: 0.00059281; 2017: 0.00055091; 2018: 0.00040363; 2019: 0.00036401 | 15-35-85-85-03-009
Electricity Imports | 0 | Specified ImportsNevadaApex Generating Station (NV) | Included Emissions | 1A1ai | Electricity Generation (Imports) | Specified Imports | Nevada | Apex Generating Station (NV) | Electricity generation | Primary fuel: Natural Gas | CO2 | 1 | 2009: 1.0165; 2010: 0.5772; 2011: 0.23047; 2012: 0.38454; 2013: 0.03581; 2014: 0.68506; 2015: 1.0172; 2016: 1.2783; 2017: 1.1885; 2018: 0.8707; 2019: 0.78465 | 15-35-85-85-03-009
Electricity Imports | 0 | Specified ImportsNevadaApex Generating Station (NV) | Included Emissions | 1A1ai | Electricity Generation (Imports) | Specified Imports | Nevada | Apex Generating Station (NV) | Electricity generation | Primary fuel: Natural Gas | N2O | 298 | 2009: 0.00057131; 2010: 0.00032442; 2011: 0.00012955; 2012: 0.00021613; 2013: 1.9795e-05; 2014: 0.00037806; 2015: 0.00056203; 2016: 0.00070663; 2017: 0.00065668; 2018: 0.00048113; 2019: 0.0004339 | 15-35-85-85-03-009
Electricity Imports | 0 | Specified ImportsNevadaCaithness Dixie Valley (NV) | Included Emissions | 1B3 | Electricity Generation (Imports) | Specified Imports | Nevada | Caithness Dixie Valley (NV) | Electricity generation | Primarily Geothermal | CO2 | 1 | 0.07608 | 0.072752 | 0.074658 | 0.069913 | 0.080202 | 0.080924 | 0.0792 | 0.076064 | 0.061021 | 0.069579 | 0.064052 | 0.036145 | 0.036273 | 0.036826 | 0.03577 | 0.033813 | 0.035456 | 0.034695 | 0.03505 | 0.033219 | 15-35-85-70-03-002
Electricity Imports | 0 | Specified ImportsNevadaChuck Lenzie Station (NV) | Included Emissions | 1A1ai | Electricity Generation (Imports) | Specified Imports | Nevada | Chuck Lenzie Station (NV) | Electricity generation | Primary fuel: Natural Gas | CH4 | 25 | 2016: 1.9903e-08; 2017: 1.8962e-06; 2018: 2.1999e-06; 2019: 1.7012e-05 | 15-35-85-C7-03-009
Electricity Imports | 0 | Specified ImportsNevadaChuck Lenzie Station (NV) | Included Emissions | 1A1ai | Electricity Generation (Imports) | Specified Imports | Nevada | Chuck Lenzie Station (NV) | Electricity generation | Primary fuel: Natural Gas | CO2 | 1 | 2016: 4.2912e-05; 2017: 0.0040895; 2018: 0.004744; 2019: 0.036687 | 15-35-85-C7-03-009
Electricity Imports | 0 | Specified ImportsNevadaChuck Lenzie Station (NV) | Included Emissions | 1A1ai | Electricity Generation (Imports) | Specified Imports | Nevada | Chuck Lenzie Station (NV) | Electricity generation | Primary fuel: Natural Gas | N2O | 298 | 2016: 2.3724e-08; 2017: 2.2603e-06; 2018: 2.6223e-06; 2019: 2.0279e-05 | 15-35-85-C7-03-009
Electricity Imports | 0 | Specified ImportsNevadaHiggins Generating Station (NV) | Included Emissions | 1A1ai | Electricity Generation (Imports) | Specified Imports | Nevada | Higgins Generating Station (NV) | Electricity generation | Primary fuel: Natural Gas | CH4 | 25 | 2017: 6.8683e-08; 2018: 9.395e-07; 2019: 8.6684e-06 | 15-35-85-F7-03-009
Electricity Imports | 0 | Specified ImportsNevadaHiggins Generating Station (NV) | Included Emissions | 1A1ai | Electricity Generation (Imports) | Specified Imports | Nevada | Higgins Generating Station (NV) | Electricity generation | Primary fuel: Natural Gas | CO2 | 1 | 2017: 0.00014809; 2018: 0.0020256; 2019: 0.018684 | 15-35-85-F7-03-009
Electricity Imports | 0 | Specified ImportsNevadaHiggins Generating Station (NV) | Included Emissions | 1A1ai | Electricity Generation (Imports) | Specified Imports | Nevada | Higgins Generating Station (NV) | Electricity generation | Primary fuel: Natural Gas | N2O | 298 | 2017: 8.187e-08; 2018: 1.1199e-06; 2019: 1.0333e-05 | 15-35-85-F7-03-009
Electricity Imports | 0 | Specified ImportsNevadaClark Station (NV) | Included Emissions | 1A1ai | Electricity Generation (Imports) | Specified Imports | Nevada | Clark Station (NV) | Electricity generation | Primary fuel: Natural Gas | CH4 | 25 | 2015: 4.5426e-08; 2019: 1.6019e-07 | 15-35-85-C4-03-009
Electricity Imports | 0 | Specified ImportsNevadaClark Station (NV) | Included Emissions | 1A1ai | Electricity Generation (Imports) | Specified Imports | Nevada | Clark Station (NV) | Electricity generation | Primary fuel: Natural Gas | CO2 | 1 | 2015: 9.6921e-05; 2019: 0.000343 | 15-35-85-C4-03-009
Electricity Imports | 0 | Specified ImportsNevadaClark Station (NV) | Included Emissions | 1A1ai | Electricity Generation (Imports) | Specified Imports | Nevada | Clark Station (NV) | Electricity generation | Primary fuel: Natural Gas | N2O | 298 | 2015: 5.4148e-08; 2019: 1.9094e-07 | 15-35-85-C4-03-009
Electricity Imports | 0 | Specified ImportsNevadaEl Dorado Energy (NV) | Included Emissions | 1A1ai | Electricity Generation (Imports) | Specified Imports | Nevada | El Dorado Energy (NV) | Electricity generation | Primary fuel: Natural Gas | CH4 | 25 | 2009: 0.0019268; 2010: 0.0019198; 2011: 0.00049688; 2012: 0.00017632; 2013: 0.00050767; 2014: 0.00027137; 2015: 0.00039493; 2016: 0.00022239; 2017: 0.00019956; 2018: 0.00032139; 2019: 0.00024571 | 15-35-85-78-03-009
Electricity Imports | 0 | Specified ImportsNevadaEl Dorado Energy (NV) | Included Emissions | 1A1ai | Electricity Generation (Imports) | Specified Imports | Nevada | El Dorado Energy (NV) | Electricity generation | Primary fuel: Natural Gas | CO2 | 1 | 2009: 4.0864; 2010: 4.0715; 2011: 1.0538; 2012: 0.37395; 2013: 1.0945; 2014: 0.58508; 2015: 0.87858; 2016: 0.49048; 2017: 0.43742; 2018: 0.70414; 2019: 0.53836 | 15-35-85-78-03-009
Electricity Imports | 0 | Specified ImportsNevadaEl Dorado Energy (NV) | Included Emissions | 1A1ai | Electricity Generation (Imports) | Specified Imports | Nevada | El Dorado Energy (NV) | Electricity generation | Primary fuel: Natural Gas | N2O | 298 | 2009: 0.0022967; 2010: 0.0022884; 2011: 0.00059228; 2012: 0.00021018; 2013: 0.00060514; 2014: 0.00032347; 2015: 0.00047076; 2016: 0.00026509; 2017: 0.00023788; 2018: 0.00038309; 2019: 0.00029289 | 15-35-85-78-03-009
Electricity Imports | 0 | Specified ImportsNevadaFort Churchill Station (NV) | Included Emissions | 1a1ai | Electricity Generation (Imports) | Specified Imports | Nevada | Fort Churchill Station (NV) | Electricity generation | Natural gas | CH4 | 25 | 2018: 1.7866e-07; 2019: 2.3059e-06 | 15-35-85-G7-03-020
Electricity Imports | 0 | Specified ImportsNevadaFort Churchill Station (NV) | Included Emissions | 1a1ai | Electricity Generation (Imports) | Specified Imports | Nevada | Fort Churchill Station (NV) | Electricity generation | Natural gas | CO2 | 1 | 2018: 0.00038582; 2019: 0.00497 | 15-35-85-G7-03-020
Electricity Imports | 0 | Specified ImportsNevadaFort Churchill Station (NV) | Included Emissions | 1a1ai | Electricity Generation (Imports) | Specified Imports | Nevada | Fort Churchill Station (NV) | Electricity generation | Natural gas | N2O | 298 | 2018: 2.1296e-07; 2019: 2.7487e-06 | 15-35-85-G7-03-020
Electricity Imports | 0 | Specified ImportsNevadaFrank Tracy Station (NV) | Included Emissions | 1A1ai | Electricity Generation (Imports) | Specified Imports | Nevada | Frank Tracy Station (NV) | Electricity generation | Primary fuel: Natural Gas | CH4 | 25 | 2016: 9.0758e-07; 2017: 1.9376e-08; 2018: 1.4437e-06; 2019: 8.2559e-06 | 15-35-85-C8-03-009
Electricity Imports | 0 | Specified ImportsNevadaFrank Tracy Station (NV) | Included Emissions | 1A1ai | Electricity Generation (Imports) | Specified Imports | Nevada | Frank Tracy Station (NV) | Electricity generation | Primary fuel: Natural Gas | CO2 | 1 | 2016: 0.0019568; 2017: 4.1783e-05; 2018: 0.0031135; 2019: 0.017806 | 15-35-85-C8-03-009
Electricity Imports | 0 | Specified ImportsNevadaFrank Tracy Station (NV) | Included Emissions | 1A1ai | Electricity Generation (Imports) | Specified Imports | Nevada | Frank Tracy Station (NV) | Electricity generation | Primary fuel: Natural Gas | N2O | 298 | 2016: 1.0818e-06; 2017: 2.3097e-08; 2018: 1.7209e-06; 2019: 9.841e-06 | 15-35-85-C8-03-009
Electricity Imports | 0 | Specified ImportsNevadaHarry Allen Station (NV) | Included Emissions | 1A1ai | Electricity Generation (Imports) | Specified Imports | Nevada | Harry Allen Station (NV) | Electricity generation | Primary fuel: Natural Gas | CH4 | 25 | 2015: 1.5015e-07; 2016: 1.1186e-05; 2017: 8.9846e-06; 2018: 2.4576e-06; 2019: 8.5836e-06 | 15-35-85-C5-03-009
Electricity Imports | 0 | Specified ImportsNevadaHarry Allen Station (NV) | Included Emissions | 1A1ai | Electricity Generation (Imports) | Specified Imports | Nevada | Harry Allen Station (NV) | Electricity generation | Primary fuel: Natural Gas | CO2 | 1 | 2015: 0.00032413; 2016: 0.024126; 2017: 0.019371; 2018: 0.0053028; 2019: 0.018513 | 15-35-85-C5-03-009
Electricity Imports | 0 | Specified ImportsNevadaHarry Allen Station (NV) | Included Emissions | 1A1ai | Electricity Generation (Imports) | Specified Imports | Nevada | Harry Allen Station (NV) | Electricity generation | Primary fuel: Natural Gas | N2O | 298 | 2015: 1.7897e-07; 2016: 1.3334e-05; 2017: 1.071e-05; 2018: 2.9294e-06; 2019: 1.0232e-05 | 15-35-85-C5-03-009
Electricity Imports | 0 | Specified ImportsNevadaLas Vegas Generating Station (NV) | Included Emissions | 1A1ai | Electricity Generation (Imports) | Specified Imports | Nevada | Las Vegas Generating Station (NV) | Electricity generation | Natural gas | CH4 | 25 | 2019: 3.0476e-07 | 15-35-85-W5-03-020
Electricity Imports | 0 | Specified ImportsNevadaLas Vegas Generating Station (NV) | Included Emissions | 1A1ai | Electricity Generation (Imports) | Specified Imports | Nevada | Las Vegas Generating Station (NV) | Electricity generation | Natural gas | CO2 | 1 | 2019: 0.00065792 | 15-35-85-W5-03-020
Electricity Imports | 0 | Specified ImportsNevadaLas Vegas Generating Station (NV) | Included Emissions | 1A1ai | Electricity Generation (Imports) | Specified Imports | Nevada | Las Vegas Generating Station (NV) | Electricity generation | Natural gas | N2O | 298 | 2019: 3.6328e-07 | 15-35-85-W5-03-020
Electricity Imports | 0 | Specified ImportsNevadaMohave (NV) | Included Emissions | 1A1ai | Electricity Generation (Imports) | Specified Imports | Nevada | Mohave (NV) | Electricity generation | Primary fuel: Coal | CH4 | 25 | 2000: 0.0020519; 2001: 0.001947; 2002: 0.0016974; 2003: 0.001623; 2004: 0.0017026; 2005: 0.0017742 | 15-35-85-20-03-008
Electricity Imports | 0 | Specified ImportsNevadaMohave (NV) | Included Emissions | 1A1ai | Electricity Generation (Imports) | Specified Imports | Nevada | Mohave (NV) | Electricity generation | Primary fuel: Coal | CO2 | 1 | 2000: 7.6451; 2001: 7.2646; 2002: 6.3366; 2003: 6.057; 2004: 6.356; 2005: 6.6233 | 15-35-85-20-03-008
Electricity Imports | 0 | Specified ImportsNevadaMohave (NV) | Included Emissions | 1A1ai | Electricity Generation (Imports) | Specified Imports | Nevada | Mohave (NV) | Electricity generation | Primary fuel: Coal | N2O | 298 | 2000: 0.038903; 2001: 0.03703; 2002: 0.032318; 2003: 0.030882; 2004: 0.032418; 2005: 0.033781 | 15-35-85-20-03-008
Electricity Imports | 0 | Specified ImportsNevadaReid Gardner (NV) | Included Emissions | 1A1ai | Electricity Generation (Imports) | Specified Imports | Nevada | Reid Gardner (NV) | Electricity generation | Primary fuel: Coal | CH4 | 25 | 0.00034619 | 0.00031256 | 0.00033869 | 0.00032469 | 0.00032407 | 0.00032413 | 0.00030728 | 0.00030683 | 0.00027497 | 0.00032836 | 0.00026041 | 0.00024577 | 0.00030314 | 0.0015548 | [6 empty] | 15-35-85-27-03-008
Electricity Imports | 0 | Specified ImportsNevadaReid Gardner (NV) | Included Emissions | 1A1ai | Electricity Generation (Imports) | Specified Imports | Nevada | Reid Gardner (NV) | Electricity generation | Primary fuel: Coal | CO2 | 1 | 1.2863 | 1.1615 | 1.2554 | 1.2057 | 1.2057 | 1.202 | 1.1436 | 1.1447 | 1.0273 | 1.2194 | 0.97496 | 0.92012 | 1.1385 | 0.53793 | [6 empty] | 15-35-85-27-03-008
Electricity Imports | 0 | Specified ImportsNevadaReid Gardner (NV) | Included Emissions | 1A1ai | Electricity Generation (Imports) | Specified Imports | Nevada | Reid Gardner (NV) | Electricity generation | Primary fuel: Coal | N2O | 298 | 0.0065597 | 0.0059235 | 0.006399 | 0.0061479 | 0.0061503 | 0.0061273 | 0.0058338 | 0.0058421 | 0.0052442 | 0.0058241 | 0.00494 | 0.0046621 | 0.0057412 | 0.0026956 | [6 empty] | 15-35-85-27-03-008
Electricity Imports | 0 | Specified ImportsNevadaSilverhawk Station (NV) | Included Emissions | 1A1ai | Electricity Generation (Imports) | Specified Imports | Nevada | Silverhawk Station (NV) | Electricity generation | Primary fuel: Natural Gas | CH4 | 25 | 2017: 7.7348e-09; 2018: 2.3877e-08; 2019: 4.3995e-06 | 15-35-85-F5-03-009
Electricity Imports | 0 | Specified ImportsNevadaSilverhawk Station (NV) | Included Emissions | 1A1ai | Electricity Generation (Imports) | Specified Imports | Nevada | Silverhawk Station (NV) | Electricity generation | Primary fuel: Natural Gas | CO2 | 1 | 2017: 1.6685e-05; 2018: 5.1489e-05; 2019: 0.0094898 | 15-35-85-F5-03-009
Electricity Imports | 0 | Specified ImportsNevadaSilverhawk Station (NV) | Included Emissions | 1A1ai | Electricity Generation (Imports) | Specified Imports | Nevada | Silverhawk Station (NV) | Electricity generation | Primary fuel: Natural Gas | N2O | 298 | 2017: 9.2198e-09; 2018: 2.8461e-08; 2019: 5.2442e-06 | 15-35-85-F5-03-009
Electricity Imports | 0 | Specified ImportsNevadaSteamboat Hills Geothermal (NV) | Included Emissions | 1B3 | Electricity Generation (Imports) | Specified Imports | Nevada | Steamboat Hills Geothermal (NV) | Electricity generation | Primarily Geothermal | CO2 | 1 | 2018: 0.0029707; 2019: 0.0031787 | 15-35-85-N4-03-002
Electricity Imports | 0 | Specified ImportsNevadaTS Power Plant (NV) | Included Emissions | 1A1ai | Electricity Generation (Imports) | Specified Imports | Nevada | TS Power Plant (NV) | Electricity generation | Primary fuel: Coal | CH4 | 25 | 2019: 7.8371e-07 | 15-35-85-X3-03-008
Electricity Imports | 0 | Specified ImportsNevadaTS Power Plant (NV) | Included Emissions | 1A1ai | Electricity Generation (Imports) | Specified Imports | Nevada | TS Power Plant (NV) | Electricity generation | Primary fuel: Coal | CO2 | 1 | 2019: 0.00027125 | 15-35-85-X3-03-008
Electricity Imports | 0 | Specified ImportsNevadaTS Power Plant (NV) | Included Emissions | 1A1ai | Electricity Generation (Imports) | Specified Imports | Nevada | TS Power Plant (NV) | Electricity generation | Primary fuel: Coal | N2O | 298 | 2019: 1.3591e-06 | 15-35-85-X3-03-008
Electricity Imports | 0 | Specified ImportsNew MexicoFour Corners (NM) | Included Emissions | 1A1ai | Electricity Generation (Imports) | Specified Imports | New Mexico | Four Corners (NM) | Electricity generation | Primary fuel: Coal | CH4 | 25 | 0.0013154 | 0.0013734 | 0.0011874 | 0.0014329 | 0.0013801 | 0.0014275 | 0.0014647 | 0.0013417 | 0.0013326 | 0.0013877 | 0.0011947 | 0.0012755 | 0.001298 | 2.4423e-06 | 1.6475e-06 | 2.6913e-07 | 1.8174e-05 | 2.4531e-07 |  | 5.1596e-07 | 15-35-84-09-03-008
Electricity Imports | 0 | Specified ImportsNew MexicoFour Corners (NM) | Included Emissions | 1A1ai | Electricity Generation (Imports) | Specified Imports | New Mexico | Four Corners (NM) | Electricity generation | Primary fuel: Coal | CO2 | 1 | 5.096 | 5.3211 | 4.5977 | 5.5527 | 5.3492 | 5.534 | 5.6792 | 5.2018 | 5.1657 | 5.3801 | 4.6295 | 4.9425 | 5.0101 | 3.8698 | 0.00055776 | 9.1121e-05 | 0.0061492 | 8.309e-05 |  | 0.00017474 | 15-35-84-09-03-008
Electricity Imports | 0 | Specified ImportsNew MexicoFour Corners (NM) | Included Emissions | 1A1ai | Electricity Generation (Imports) | Specified Imports | New Mexico | Four Corners (NM) | Electricity generation | Primary fuel: Coal | N2O | 298 | 0.024998 | 0.026105 | 0.02254 | 0.027247 | 0.026253 | 0.027166 | 0.027885 | 0.025538 | 0.025356 | 0.024762 | 0.022714 | 0.02425 | 0.02465 | 4.2345e-06 | 2.8564e-06 | 4.6662e-07 | 3.151e-05 | 4.2531e-07 |  | 8.9455e-07 | 15-35-84-09-03-008
Electricity Imports | 0 | Specified ImportsNew MexicoSan Juan (NM) | Included Emissions | 1A1ai | Electricity Generation (Imports) | Specified Imports | New Mexico | San Juan (NM) | Electricity generation | Primary fuel: Coal | CH4 | 25 | 0.00014492 | 0.00076472 | 0.00080588 | 0.00075674 | 0.00081323 | 0.0008245 | 0.00082374 | 0.00075998 | 0.00070648 | 0.00061057 | 0.00049756 | 0.00065868 | 0.0005082 | 0.0058365 | 0.0058169 | 0.0055601 | 0.0066632 | 0.0070377 | 4.8802e-06 | 4.5272e-06 | 15-35-84-28-03-008
Electricity Imports | 0 | Specified ImportsNew MexicoSan Juan (NM) | Included Emissions | 1A1ai | Electricity Generation (Imports) | Specified Imports | New Mexico | San Juan (NM) | Electricity generation | Primary fuel: Coal | CO2 | 1 | 0.55981 | 2.9525 | 3.1123 | 2.9124 | 3.1412 | 3.1836 | 3.1784 | 2.9302 | 2.7163 | 2.3526 | 1.8421 | 2.4387 | 1.8876 | 2.0256 | 2.1127 | 1.9334 | 2.316 | 2.4429 | 0.0016918 | 0.0015701 | 15-35-84-28-03-008
Electricity Imports | 0 | Specified ImportsNew MexicoSan Juan (NM) | Included Emissions | 1A1ai | Electricity Generation (Imports) | Specified Imports | New Mexico | San Juan (NM) | Electricity generation | Primary fuel: Coal | N2O | 298 | 0.002749 | 0.014497 | 0.015282 | 0.014292 | 0.015425 | 0.015632 | 0.015604 | 0.014384 | 0.013327 | 0.010827 | 0.0093878 | 0.012428 | 0.0096257 | 0.010124 | 0.01009 | 0.0096462 | 0.011561 | 0.012208 | 8.4639e-06 | 7.8528e-06 | 15-35-84-28-03-008
Electricity Imports | 0 | Specified ImportsOregonBeaver (OR) | Included Emissions | 1A1ai | Electricity Generation (Imports) | Specified Imports | Oregon | Beaver (OR) | Electricity generation | Natural gas | CH4 | 25 | 2019: 7.9245e-07 | 15-35-86-V6-03-020
Electricity Imports | 0 | Specified ImportsOregonBeaver (OR) | Included Emissions | 1A1ai | Electricity Generation (Imports) | Specified Imports | Oregon | Beaver (OR) | Electricity generation | Natural gas | CO2 | 1 | 2019: 0.0016838 | 15-35-86-V6-03-020
Electricity Imports | 0 | Specified ImportsOregonBeaver (OR) | Included Emissions | 1A1ai | Electricity Generation (Imports) | Specified Imports | Oregon | Beaver (OR) | Electricity generation | Natural gas | N2O | 298 | 2019: 9.446e-07 | 15-35-86-V6-03-020
Electricity Imports | 0 | Specified ImportsOregonBoardman (OR) | Included Emissions | 1A1ai | Electricity Generation (Imports) | Specified Imports | Oregon | Boardman (OR) | Electricity generation | Primary fuel: Coal | CH4 | 25 | 0.00026531 | 0.00025533 | 0.00021647 | 0.00025777 | 0.00020727 | 0.00020879 | 0.00014312 | 0.00025401 | 0.00023396 | 0.00014159 | 0.00016021 | 0.00016534 | 0.00013197 | 0.0021304 | 0.00071358 | 0.00057617 | 0.00025328 | 0.00024908 | 0.00028202 | 1.1659e-07 | 15-35-86-02-03-008
Electricity Imports | 0 | Specified ImportsOregonBoardman (OR) | Included Emissions | 1A1ai | Electricity Generation (Imports) | Specified Imports | Oregon | Boardman (OR) | Electricity generation | Primary fuel: Coal | CO2 | 1 | 1.0211 | 0.98926 | 0.83638 | 0.99194 | 0.8005 | 0.80817 | 0.55317 | 0.98399 | 0.90621 | 0.54819 | 0.6206 | 0.64044 | 0.50984 | 0.73843 | 0.24718 | 0.19978 | 0.08779 | 0.086134 | 0.097982 | 4.0508e-05 | 15-35-86-02-03-008
Electricity Imports | 0 | Specified ImportsOregonBoardman (OR) | Included Emissions | 1A1ai | Electricity Generation (Imports) | Specified Imports | Oregon | Boardman (OR) | Electricity generation | Primary fuel: Coal | N2O | 298 | 0.0050382 | 0.0048603 | 0.0041072 | 0.0048677 | 0.0039307 | 0.00397 | 0.0027166 | 0.0048342 | 0.004452 | 0.0025247 | 0.0030489 | 0.0031464 | 0.0025036 | 0.0036947 | 0.0012375 | 0.00099927 | 0.00043926 | 0.00043197 | 0.00048931 | 2.0228e-07 | 15-35-86-02-03-008
Electricity Imports | 0 | Specified ImportsOregonCarty Generating Station (OR) | Included Emissions | 1A1ai | Electricity Generation (Imports) | Specified Imports | Oregon | Carty Generating Station (OR) | Electricity generation | Primary fuel: Natural Gas | CH4 | 25 | 2017: 9.6255e-06; 2018: 2.9746e-05; 2019: 5.7797e-06 | 15-35-86-F2-03-009
Electricity Imports | 0 | Specified ImportsOregonCarty Generating Station (OR) | Included Emissions | 1A1ai | Electricity Generation (Imports) | Specified Imports | Oregon | Carty Generating Station (OR) | Electricity generation | Primary fuel: Natural Gas | CO2 | 1 | 2017: 0.020758; 2018: 0.064148; 2019: 0.012461 | 15-35-86-F2-03-009
Electricity Imports | 0 | Specified ImportsOregonCarty Generating Station (OR) | Included Emissions | 1A1ai | Electricity Generation (Imports) | Specified Imports | Oregon | Carty Generating Station (OR) | Electricity generation | Primary fuel: Natural Gas | N2O | 298 | 2017: 1.1474e-05; 2018: 3.5458e-05; 2019: 6.8894e-06 | 15-35-86-F2-03-009
Electricity Imports | 0 | Specified ImportsOregonCoyote Springs I (OR) | Included Emissions | 1A1ai | Electricity Generation (Imports) | Specified Imports | Oregon | Coyote Springs I (OR) | Electricity generation | Primary fuel: Natural Gas | CH4 | 25 | 2017: 7.1525e-07; 2018: 2.1657e-06; 2019: 3.0687e-06 | 15-35-86-F3-03-009
Electricity Imports | 0 | Specified ImportsOregonCoyote Springs I (OR) | Included Emissions | 1A1ai | Electricity Generation (Imports) | Specified Imports | Oregon | Coyote Springs I (OR) | Electricity generation | Primary fuel: Natural Gas | CO2 | 1 | 2017: 0.0015169; 2018: 0.0045931; 2019: 0.0066178 | 15-35-86-F3-03-009
Electricity Imports | 0 | Specified ImportsOregonCoyote Springs I (OR) | Included Emissions | 1A1ai | Electricity Generation (Imports) | Specified Imports | Oregon | Coyote Springs I (OR) | Electricity generation | Primary fuel: Natural Gas | N2O | 298 | 2017: 8.5257e-07; 2018: 2.5816e-06; 2019: 3.6585e-06 | 15-35-86-F3-03-009
Electricity Imports | 0 | Specified ImportsOregonHermiston Power (OR) | Included Emissions | 1A1ai | Electricity Generation (Imports) | Specified Imports | Oregon | Hermiston Power (OR) | Electricity generation | Primary fuel: Natural Gas | CH4 | 25 | 2011: 2.6877e-05; 2013: 0.00010114; 2014: 0.00011495; 2015: 0.00010824; 2016: 0.00017462; 2017: 7.4626e-05; 2018: 6.9112e-05; 2019: 3.6537e-05 | 15-35-86-55-03-009
Electricity Imports | 0 | Specified ImportsOregonHermiston Power (OR) | Included Emissions | 1A1ai | Electricity Generation (Imports) | Specified Imports | Oregon | Hermiston Power (OR) | Electricity generation | Primary fuel: Natural Gas | CO2 | 1 | 2011: 0.056995; 2013: 0.21817; 2014: 0.24871; 2015: 0.23501; 2016: 0.37268; 2017: 0.16318; 2018: 0.15393; 2019: 0.079477 | 15-35-86-55-03-009
Electricity Imports | 0 | Specified ImportsOregonHermiston Power (OR) | Included Emissions | 1A1ai | Electricity Generation (Imports) | Specified Imports | Oregon | Hermiston Power (OR) | Electricity generation | Primary fuel: Natural Gas | N2O | 298 | 2011: 3.2036e-05; 2013: 0.00012056; 2014: 0.00013702; 2015: 0.00012903; 2016: 0.00020815; 2017: 8.8954e-05; 2018: 8.2382e-05; 2019: 4.3552e-05 | 15-35-86-55-03-009
Electricity Imports | 0 | Specified ImportsOregonKlamath Falls Cogen (OR) | Included Emissions | 1A1ai | Electricity Generation (Imports) | Specified Imports | Oregon | Klamath Falls Cogen (OR) | Electricity generation | Primary fuel: Natural Gas | CH4 | 25 | 2009: 0.00043869; 2010: 0.00048877; 2011: 7.5114e-06; 2012: 3.7045e-05; 2013: 1.9665e-05; 2014: 0.00010232; 2015: 0.00010494; 2016: 2.2347e-05; 2017: 1.49e-05; 2018: 1.5279e-05; 2019: 2.3047e-06 | 15-35-86-79-03-009
Electricity Imports | 0 | Specified ImportsOregonKlamath Falls Cogen (OR) | Included Emissions | 1A1ai | Electricity Generation (Imports) | Specified Imports | Oregon | Klamath Falls Cogen (OR) | Electricity generation | Primary fuel: Natural Gas | CO2 | 1 | 2009: 0.92775; 2010: 1.0366; 2011: 0.077461; 2012: 0.078548; 2013: 0.041714; 2014: 0.22065; 2015: 0.22636; 2016: 0.048168; 2017: 0.032041; 2018: 0.032777; 2019: 0.0049685 | 15-35-86-79-03-009
Electricity Imports | 0 | Specified ImportsOregonKlamath Falls Cogen (OR) | Included Emissions | 1A1ai | Electricity Generation (Imports) | Specified Imports | Oregon | Klamath Falls Cogen (OR) | Electricity generation | Primary fuel: Natural Gas | N2O | 298 | 2009: 0.00052292; 2010: 0.00058262; 2011: 8.9535e-06; 2012: 4.4141e-05; 2013: 2.3447e-05; 2014: 0.00012197; 2015: 0.00012509; 2016: 2.6638e-05; 2017: 1.7761e-05; 2018: 1.8212e-05; 2019: 2.7472e-06 | 15-35-86-79-03-009
Electricity Imports | 0 | Specified ImportsOregonKlamath Peaking (OR) | Included Emissions | 1A1ai | Electricity Generation (Imports) | Specified Imports | Oregon | Klamath Peaking (OR) | Electricity generation | Primary fuel: Natural Gas | CH4 | 25 | 2010: 2.709e-06; 2011: 3.3936e-06; 2012: 5.4483e-06 | 15-35-86-92-03-009
Electricity Imports | 0 | Specified ImportsOregonKlamath Peaking (OR) | Included Emissions | 1A1ai | Electricity Generation (Imports) | Specified Imports | Oregon | Klamath Peaking (OR) | Electricity generation | Primary fuel: Natural Gas | CO2 | 1 | 2010: 0.0057453; 2011: 0.0071971; 2012: 0.011555 | 15-35-86-92-03-009
Electricity Imports | 0 | Specified ImportsOregonKlamath Peaking (OR) | Included Emissions | 1A1ai | Electricity Generation (Imports) | Specified Imports | Oregon | Klamath Peaking (OR) | Electricity generation | Primary fuel: Natural Gas | N2O | 298 | 2010: 3.2292e-06; 2011: 4.0451e-06; 2012: 6.4944e-06 | 15-35-86-92-03-009
Electricity Imports | 0 | Specified ImportsOregonPort Westward 2 (OR) | Included Emissions | 1a1ai | Electricity Generation (Imports) | Specified Imports | Oregon | Port Westward 2 (OR) | Electricity generation | Natural gas | CH4 | 25 | 2018: 5.0658e-09; 2019: 4.9951e-06 | 15-35-86-H2-03-020
Electricity Imports | 0 | Specified ImportsOregonPort Westward 2 (OR) | Included Emissions | 1a1ai | Electricity Generation (Imports) | Specified Imports | Oregon | Port Westward 2 (OR) | Electricity generation | Natural gas | CO2 | 1 | 2018: 1.0743e-05; 2019: 0.010594 | 15-35-86-H2-03-020
Electricity Imports | 0 | Specified ImportsOregonPort Westward 2 (OR) | Included Emissions | 1a1ai | Electricity Generation (Imports) | Specified Imports | Oregon | Port Westward 2 (OR) | Electricity generation | Natural gas | N2O | 298 | 2018: 6.0384e-09; 2019: 5.9541e-06 | 15-35-86-H2-03-020
Electricity Imports | 0 | Specified ImportsOregonPort Westward I (OR) | Included Emissions | 1A1ai | Electricity Generation (Imports) | Specified Imports | Oregon | Port Westward I (OR) | Electricity generation | Primary fuel: Natural Gas | CH4 | 25 | 2017: 4.8047e-06; 2018: 2.8252e-05; 2019: 6.7409e-06 | 15-35-86-F4-03-009
Electricity Imports | 0 | Specified ImportsOregonPort Westward I (OR) | Included Emissions | 1A1ai | Electricity Generation (Imports) | Specified Imports | Oregon | Port Westward I (OR) | Electricity generation | Primary fuel: Natural Gas | CO2 | 1 | 2017: 0.01019; 2018: 0.059917; 2019: 0.014296 | 15-35-86-F4-03-009
Electricity Imports | 0 | Specified ImportsOregonPort Westward I (OR) | Included Emissions | 1A1ai | Electricity Generation (Imports) | Specified Imports | Oregon | Port Westward I (OR) | Electricity generation | Primary fuel: Natural Gas | N2O | 298 | 2017: 5.7271e-06; 2018: 3.3676e-05; 2019: 8.0352e-06 | 15-35-86-F4-03-009
Electricity Imports | 0 | Specified ImportsOregonSeneca Sustainable Energy (OR) | Included Emissions | 1A1ai | Electricity Generation (Imports) | Specified Imports | Oregon | Seneca Sustainable Energy (OR) | Electricity generation | Primary fuel: Biomass | CH4 | 25 | 2013: 0.00099835; 2014: 3.6123e-06; 2015: 0.00059263; 2016: 0.00068879; 2017: 0.00084204; 2018: 0.00097608; 2019: 0.00053201 | 15-35-86-A4-03-007
Electricity Imports | 0 | Specified ImportsOregonSeneca Sustainable Energy (OR) | Included Emissions | 1A1ai | Electricity Generation (Imports) | Specified Imports | Oregon | Seneca Sustainable Energy (OR) | Electricity generation | Primary fuel: Biomass | N2O | 298 | 2013: 0.0015619; 2014: 5.6514e-06; 2015: 0.00092717; 2016: 0.0010776; 2017: 0.0013174; 2018: 0.0015271; 2019: 0.00083233 | 15-35-86-A4-03-007
Electricity Imports | 0 | Specified ImportsPacific NorthwestBonneville Power Administration (PNW) | Included Emissions | 1A1ai | Electricity Generation (Imports) | Specified Imports | Pacific Northwest | Bonneville Power Administration (PNW) | Electricity generation | Hydropower | CH4 | 25 | 2011: 0.00032471; 2012: 0.00041571; 2013: 0.00012928; 2014: 9.7104e-05; 2015: 7.6017e-05; 2016: 0.00010196; 2017: 9.0681e-05; 2018: 4.8471e-05; 2019: 3.5861e-05 | 15-35-45-95-03-205
Electricity Imports | 0 | Specified ImportsPacific NorthwestBonneville Power Administration (PNW) | Included Emissions | 1A1ai | Electricity Generation (Imports) | Specified Imports | Pacific Northwest | Bonneville Power Administration (PNW) | Electricity generation | Hydropower | CO2 | 1 | 2011: 0.68406; 2012: 0.87501; 2013: 0.21255; 2014: 0.15965; 2015: 0.14351; 2016: 0.15191; 2017: 0.12807; 2018: 0.093673; 2019: 0.076055 | 15-35-45-95-03-205
Electricity Imports | 0 | Specified ImportsPacific NorthwestBonneville Power Administration (PNW) | Included Emissions | 1A1ai | Electricity Generation (Imports) | Specified Imports | Pacific Northwest | Bonneville Power Administration (PNW) | Electricity generation | Hydropower | N2O | 298 | 2011: 0.00044996; 2012: 0.00057607; 2013: 0.00018394; 2014: 0.00013818; 2015: 9.3723e-05; 2016: 0.00013281; 2017: 0.00011935; 2018: 6.6923e-05; 2019: 4.2746e-05 | 15-35-45-95-03-205
Electricity Imports | 0 | Specified ImportsPacific NorthwestPacifiCorp (PNW) | Included Emissions | 1A1ai | Electricity Generation (Imports) | Specified Imports | Pacific Northwest | PacifiCorp (PNW) | Electricity generation | Primary fuel: Coal | CH4 | 25 | 2011: 0.00018789; 2012: 0.00017696; 2013: 0.00018829; 2014: 0.0013506; 2015: 0.0013743; 2016: 0.0011935; 2017: 0.0012305; 2018: 0.0012424; 2019: 0.0012064 | 15-35-45-A8-03-008
Electricity Imports | 0 | Specified ImportsPacific NorthwestPacifiCorp (PNW) | Included Emissions | 1A1ai | Electricity Generation (Imports) | Specified Imports | Pacific Northwest | PacifiCorp (PNW) | Electricity generation | Primary fuel: Coal | CO2 | 1 | 2011: 0.49809; 2012: 0.51476; 2013: 0.52879; 2014: 0.52011; 2015: 0.51682; 2016: 0.47103; 2017: 0.47957; 2018: 0.4919; 2019: 0.47958 | 15-35-45-A8-03-008
Electricity Imports | 0 | Specified ImportsPacific NorthwestPacifiCorp (PNW) | Included Emissions | 1A1ai | Electricity Generation (Imports) | Specified Imports | Pacific Northwest | PacifiCorp (PNW) | Electricity generation | Primary fuel: Coal | N2O | 298 | 2011: 0.0021643; 2012: 0.0022486; 2013: 0.002359; 2014: 0.0023681; 2015: 0.0024072; 2016: 0.0020722; 2017: 0.0021414; 2018: 0.0021564; 2019: 0.0020927 | 15-35-45-A8-03-008
Electricity Imports | 0 | Specified ImportsPacific NorthwestPowerex (PNW) | Included Emissions | 1A1ai | Electricity Generation (Imports) | Specified Imports | Pacific Northwest | Powerex (PNW) | Electricity generation | Hydropower | CH4 | 25 | 2013: 0.00038551; 2014: 0.00030274; 2015: 0.00013328; 2016: 0.00023173; 2017: 0.0038177; 2018: 0.0020048; 2019: 0.0013582 | 15-35-45-A2-03-205
Electricity Imports | 0 | Specified ImportsPacific NorthwestPowerex (PNW) | Included Emissions | 1A1ai | Electricity Generation (Imports) | Specified Imports | Pacific Northwest | Powerex (PNW) | Electricity generation | Hydropower | CO2 | 1 | 2013: 0.1327; 2014: 0.10421; 2015: 0.24627; 2016: 0.49146; 2017: 0.20378; 2018: 0.12857; 2019: 0.084859 | 15-35-45-A2-03-205
Electricity Imports | 0 | Specified ImportsPacific NorthwestPowerex (PNW) | Included Emissions | 1A1ai | Electricity Generation (Imports) | Specified Imports | Pacific Northwest | Powerex (PNW) | Electricity generation | Hydropower | N2O | 298 | 2013: 0.00063313; 2014: 0.0004972; 2015: 0.00017015; 2016: 0.00027623; 2017: 0.0059518; 2018: 0.0031223; 2019: 0.0021156 | 15-35-45-A2-03-205
Electricity Imports | 0 | Specified ImportsPacific NorthwestTacoma Power (PNW) | Included Emissions | 1A1ai | Electricity Generation (Imports) | Specified Imports | Pacific Northwest | Tacoma Power (PNW) | Electricity generation | Hydropower | CH4 | 25 | 2016: 1.0587e-05; 2017: 5.7177e-06; 2018: 2.8765e-06; 2019: 2.4331e-06 | 15-35-45-C6-03-205
Electricity Imports | 0 | Specified ImportsPacific NorthwestTacoma Power (PNW) | Included Emissions | 1A1ai | Electricity Generation (Imports) | Specified Imports | Pacific Northwest | Tacoma Power (PNW) | Electricity generation | Hydropower | CO2 | 1 | 2016: 0.020686; 2017: 0.024583; 2018: 0.018167; 2019: 0.010745 | 15-35-45-C6-03-205
Electricity Imports | 0 | Specified ImportsPacific NorthwestTacoma Power (PNW) | Included Emissions | 1A1ai | Electricity Generation (Imports) | Specified Imports | Pacific Northwest | Tacoma Power (PNW) | Electricity generation | Hydropower | N2O | 298 | 2016: 1.3475e-05; 2017: 6.8155e-06; 2018: 3.4288e-06; 2019: 2.9002e-06 | 15-35-45-C6-03-205
Electricity Imports | 0 | Specified ImportsUtahBlundell (UT) | Included Emissions | 1B3 | Electricity Generation (Imports) | Specified Imports | Utah | Blundell (UT) | Electricity generation | Primarily Geothermal | CO2 | 1 | 2009: 0.0044631; 2010: 0.0012526 | 15-35-87-74-03-002
Electricity Imports | 0 | Specified ImportsUtahBonanza (UT) | Included Emissions | 1A1ai | Electricity Generation (Imports) | Specified Imports | Utah | Bonanza (UT) | Electricity generation | Primary fuel: Coal | CH4 | 25 | 5.7098e-05 | 5.6059e-05 | 5.4931e-05 | 5.5091e-05 | 5.627e-05 | 5.5258e-05 | 5.5478e-05 | 5.1316e-05 | 5.5129e-05 | 4.9206e-05 |  |  |  | 1.4758e-05 | 1.8079e-05 | 3.5517e-06 |  | 5.3755e-07 |  |  | 15-35-87-36-03-008
Electricity Imports | 0 | Specified ImportsUtahBonanza (UT) | Included Emissions | 1A1ai | Electricity Generation (Imports) | Specified Imports | Utah | Bonanza (UT) | Electricity generation | Primary fuel: Coal | CO2 | 1 | 0.21196 | 0.2091 | 0.205 | 0.20524 | 0.20979 | 0.20591 | 0.207 | 0.19121 | 0.20552 | 0.18343 |  |  |  | 0.0051263 | 0.0061235 | 0.0012026 |  | 0.00018337 |  |  | 15-35-87-36-03-008
Electricity Imports | 0 | Specified ImportsUtahBonanza (UT) | Included Emissions | 1A1ai | Electricity Generation (Imports) | Specified Imports | Utah | Bonanza (UT) | Electricity generation | Primary fuel: Coal | N2O | 298 | 0.0010807 | 0.0010671 | 0.0010463 | 0.0010472 | 0.0010706 | 0.0010506 | 0.0010564 | 0.00097563 | 0.0010487 | 0.00087753 |  |  |  | 2.5589e-05 | 3.135e-05 | 6.1582e-06 |  | 9.3306e-07 |  |  | 15-35-87-36-03-008
Electricity Imports | 0 | Specified ImportsUtahCurrant Creek (UT) | Included Emissions | 1A1ai | Electricity Generation (Imports) | Specified Imports | Utah | Currant Creek (UT) | Electricity generation | Primary fuel: Natural Gas | CH4 | 25 | 2014: 8.3188e-07; 2015: 5.2082e-06; 2016: 7.5737e-06; 2017: 5.9671e-06; 2018: 9.3493e-06; 2019: 2.0216e-05 | 15-35-87-B1-03-009
Electricity Imports | 0 | Specified ImportsUtahCurrant Creek (UT) | Included Emissions | 1A1ai | Electricity Generation (Imports) | Specified Imports | Utah | Currant Creek (UT) | Electricity generation | Primary fuel: Natural Gas | CO2 | 1 | 2014: 0.0017933; 2015: 0.011235; 2016: 0.016342; 2017: 0.012852; 2018: 0.020147; 2019: 0.043592 | 15-35-87-B1-03-009
Electricity Imports | 0 | Specified ImportsUtahCurrant Creek (UT) | Included Emissions | 1A1ai | Electricity Generation (Imports) | Specified Imports | Utah | Currant Creek (UT) | Electricity generation | Primary fuel: Natural Gas | N2O | 298 | 2014: 9.916e-07; 2015: 6.2082e-06; 2016: 9.0279e-06; 2017: 7.1128e-06; 2018: 1.1144e-05; 2019: 2.4097e-05 | 15-35-87-B1-03-009
Electricity Imports | 0 | Specified ImportsUtahGadsby (UT) | Included Emissions | 1A1ai | Electricity Generation (Imports) | Specified Imports | Utah | Gadsby (UT) | Electricity generation | Primary fuel: Natural Gas | CH4 | 25 | 2014: 7.266e-09; 2015: 3.7285e-08; 2019: 1.4648e-06 | 15-35-87-B3-03-009
Electricity Imports | 0 | Specified ImportsUtahGadsby (UT) | Included Emissions | 1A1ai | Electricity Generation (Imports) | Specified Imports | Utah | Gadsby (UT) | Electricity generation | Primary fuel: Natural Gas | CO2 | 1 | 2014: 1.5662e-05; 2015: 8.0635e-05; 2019: 0.0031647 | 15-35-87-B3-03-009
Electricity Imports | 0 | Specified ImportsUtahGadsby (UT) | Included Emissions | 1A1ai | Electricity Generation (Imports) | Specified Imports | Utah | Gadsby (UT) | Electricity generation | Primary fuel: Natural Gas | N2O | 298 | 2014: 8.6611e-09; 2015: 4.4444e-08; 2019: 1.7461e-06 | 15-35-87-B3-03-009
Electricity Imports | 0 | Specified ImportsUtahHunter (UT) | Included Emissions | 1A1ai | Electricity Generation (Imports) | Specified Imports | Utah | Hunter (UT) | Electricity generation | Primary fuel: Coal | CH4 | 25 | 5.8683e-05 | 6.0963e-05 | 5.7489e-05 | 5.6747e-05 | 6.0849e-05 | 6.0583e-05 | 5.8897e-05 | 5.4195e-05 | 5.9027e-05 | 5.0895e-05 |  |  |  |  | 8.8812e-07 | 2.8828e-08 |  |  | 5.6391e-06 | 1.7787e-05 | 15-35-87-42-03-008
Electricity Imports | 0 | Specified ImportsUtahHunter (UT) | Included Emissions | 1A1ai | Electricity Generation (Imports) | Specified Imports | Utah | Hunter (UT) | Electricity generation | Primary fuel: Coal | CO2 | 1 | 0.21875 | 0.22695 | 0.21429 | 0.21158 | 0.2268 | 0.22579 | 0.21954 | 0.20173 | 0.22012 | 0.18966 |  |  |  |  | 0.00030083 | 9.7629e-06 |  |  | 0.0019099 | 0.0060259 | 15-35-87-42-03-008
Electricity Imports | 0 | Specified ImportsUtahHunter (UT) | Included Emissions | 1A1ai | Electricity Generation (Imports) | Specified Imports | Utah | Hunter (UT) | Electricity generation | Primary fuel: Coal | N2O | 298 | 0.0011162 | 0.0011578 | 0.0010934 | 0.0010797 | 0.0011573 | 0.0011521 | 0.0011202 | 0.0010291 | 0.0011233 | 0.00090727 |  |  |  |  | 1.54e-06 | 4.9987e-08 |  |  | 9.7782e-06 | 3.0844e-05 | 15-35-87-42-03-008
Electricity Imports | 0 | Specified ImportsUtahHuntington (UT) | Included Emissions | 1A1ai | Electricity Generation (Imports) | Specified Imports | Utah | Huntington (UT) | Electricity generation | Primary fuel: Coal | CH4 | 25 | 2014: 1.2128e-05; 2015: 1.4919e-06; 2018: 1.3434e-05; 2019: 7.0249e-05 | 15-35-87-B4-03-008
Electricity Imports | 0 | Specified ImportsUtahHuntington (UT) | Included Emissions | 1A1ai | Electricity Generation (Imports) | Specified Imports | Utah | Huntington (UT) | Electricity generation | Primary fuel: Coal | CO2 | 1 | 2014: 0.0041059; 2015: 0.00050516; 2018: 0.0045492; 2019: 0.023792 | 15-35-87-B4-03-008
Electricity Imports | 0 | Specified ImportsUtahHuntington (UT) | Included Emissions | 1A1ai | Electricity Generation (Imports) | Specified Imports | Utah | Huntington (UT) | Electricity generation | Primary fuel: Coal | N2O | 298 | 2014: 2.1029e-05; 2015: 2.5868e-06; 2018: 2.3294e-05; 2019: 0.00012181 | 15-35-87-B4-03-008
Electricity Imports | 0 | Specified ImportsUtahIntermountain (UT) | Included Emissions | 1A1ai | Electricity Generation (Imports) | Specified Imports | Utah | Intermountain (UT) | Electricity generation | Primary fuel: Coal | CH4 | 25 | 0.0031073 | 0.0030922 | 0.0030773 | 0.0031461 | 0.003227 | 0.0030961 | 0.0032366 | 0.0030611 | 0.0030513 | 0.0027522 | 0.0027593 | 0.0029288 | 0.002303 | 0.032226 | 0.032407 | 0.030899 | 0.021458 | 0.022016 | 0.0217 | 0.018746 | 15-35-87-16-03-008
Electricity Imports | 0 | Specified ImportsUtahIntermountain (UT) | Included Emissions | 1A1ai | Electricity Generation (Imports) | Specified Imports | Utah | Intermountain (UT) | Electricity generation | Primary fuel: Coal | CO2 | 1 | 11.5948 | 11.5389 | 11.4842 | 11.7389 | 12.045 | 11.5549 | 12.0805 | 11.4258 | 11.3903 | 10.342 | 10.2911 | 10.9233 | 8.6107 | 10.9575 | 11.0118 | 10.5025 | 7.2906 | 7.4888 | 7.3857 | 6.3777 | 15-35-87-16-03-008
Electricity Imports | 0 | Specified ImportsUtahIntermountain (UT) | Included Emissions | 1A1ai | Electricity Generation (Imports) | Specified Imports | Utah | Intermountain (UT) | Electricity generation | Primary fuel: Coal | N2O | 298 | 0.059177 | 0.058892 | 0.058614 | 0.059912 | 0.061478 | 0.058975 | 0.061659 | 0.058318 | 0.058138 | 0.049137 | 0.052518 | 0.055744 | 0.043841 | 0.055878 | 0.056189 | 0.053579 | 0.037207 | 0.038178 | 0.037634 | 0.03251 | 15-35-87-16-03-008
Electricity Imports | 0 | Specified ImportsUtahLake Side (UT) | Included Emissions | 1A1ai | Electricity Generation (Imports) | Specified Imports | Utah | Lake Side (UT) | Electricity generation | Primary fuel: Natural Gas | CH4 | 25 | 2014: 2.4715e-06; 2015: 0.0001015; 2016: 0.00013326; 2017: 7.4182e-05; 2018: 4.7475e-05; 2019: 4.2599e-05 | 15-35-87-B6-03-009
Electricity Imports | 0 | Specified ImportsUtahLake Side (UT) | Included Emissions | 1A1ai | Electricity Generation (Imports) | Specified Imports | Utah | Lake Side (UT) | Electricity generation | Primary fuel: Natural Gas | CO2 | 1 | 2014: 0.0053303; 2015: 0.21894; 2016: 0.28743; 2017: 0.15999; 2018: 0.10242; 2019: 0.091856 | 15-35-87-B6-03-009
Electricity Imports | 0 | Specified ImportsUtahLake Side (UT) | Included Emissions | 1A1ai | Electricity Generation (Imports) | Specified Imports | Utah | Lake Side (UT) | Electricity generation | Primary fuel: Natural Gas | N2O | 298 | 2014: 2.946e-06; 2015: 0.00012099; 2016: 0.00015885; 2017: 8.8425e-05; 2018: 5.659e-05; 2019: 5.0778e-05 | 15-35-87-B6-03-009
Electricity Imports | 0 | Specified ImportsUtahNebo Power Station (UT) | Included Emissions | 1A1ai | Electricity Generation (Imports) | Specified Imports | Utah | Nebo Power Station (UT) | Electricity generation | Primary fuel: Natural Gas | CH4 | 25 | 2009: 5.6433e-06; 2010: 6.5634e-06; 2011: 3.8235e-06; 2012: 6.6087e-06; 2013: 3.2181e-06; 2014: 2.4128e-06; 2015: 3.111e-06; 2016: 2.4248e-06; 2017: 2.1327e-06; 2018: 2.9696e-06; 2019: 2.0826e-06 | 15-35-87-86-03-009
Electricity Imports | 0 | Specified ImportsUtahNebo Power Station (UT) | Included Emissions | 1A1ai | Electricity Generation (Imports) | Specified Imports | Utah | Nebo Power Station (UT) | Electricity generation | Primary fuel: Natural Gas | CO2 | 1 | 2009: 0.012059; 2010: 0.01392; 2011: 0.0081088; 2012: 0.014016; 2013: 0.0069488; 2014: 0.0052047; 2015: 0.0067145; 2016: 0.0052288; 2017: 0.0045942; 2018: 0.006298; 2019: 0.0044169 | 15-35-87-86-03-009
Electricity Imports | 0 | Specified ImportsUtahNebo Power Station (UT) | Included Emissions | 1A1ai | Electricity Generation (Imports) | Specified Imports | Utah | Nebo Power Station (UT) | Electricity generation | Primary fuel: Natural Gas | N2O | 298 | 2009: 6.7268e-06; 2010: 7.8236e-06; 2011: 4.5576e-06; 2012: 7.8776e-06; 2013: 3.836e-06; 2014: 2.8761e-06; 2015: 3.7083e-06; 2016: 2.8903e-06; 2017: 2.5422e-06; 2018: 3.5398e-06; 2019: 2.4825e-06 | 15-35-87-86-03-009
Electricity Imports | 0 | Specified ImportsUtahTrans-Jordan Generating Station (UT) | Included Emissions | 1A1ai | Electricity Generation (Imports) | Specified Imports | Utah | Trans-Jordan Generating Station (UT) | Electricity generation | Primary fuel: Biomass | CH4 | 25 | 2011: 1.5408e-05; 2012: 1.7339e-05; 2013: 1.979e-05; 2014: 3.4221e-08; 2015: 2.4203e-05; 2016: 2.5011e-05; 2017: 2.3543e-05; 2018: 2.5023e-05; 2019: 2.512e-05 | 15-35-87-57-03-007
Electricity Imports | 0 | Specified ImportsUtahTrans-Jordan Generating Station (UT) | Included Emissions | 1A1ai | Electricity Generation (Imports) | Specified Imports | Utah | Trans-Jordan Generating Station (UT) | Electricity generation | Primary fuel: Biomass | CO2 | 1 | 2014: 6.2792e-05 | 15-35-87-57-03-007
Electricity Imports | 0 | Specified ImportsUtahTrans-Jordan Generating Station (UT) | Included Emissions | 1A1ai | Electricity Generation (Imports) | Specified Imports | Utah | Trans-Jordan Generating Station (UT) | Electricity generation | Primary fuel: Biomass | N2O | 298 | 2011: 3.6159e-05; 2012: 4.069e-05; 2013: 4.6442e-05; 2014: 8.1582e-08; 2015: 5.6799e-05; 2016: 5.8694e-05; 2017: 5.5249e-05; 2018: 5.8722e-05; 2019: 5.8951e-05 | 15-35-87-57-03-007
Electricity Imports | 0 | Specified ImportsUtahWest Valley (UT) | Included Emissions | 1A1ai | Electricity Generation (Imports) | Specified Imports | Utah | West Valley (UT) | Electricity generation | Primary fuel: Natural Gas | CH4 | 25 | 2014: 3.9662e-09; 2018: 1.6773e-06; 2019: 4.7159e-07 | 15-35-87-C1-03-009
Electricity Imports | 0 | Specified ImportsUtahWest Valley (UT) | Included Emissions | 1A1ai | Electricity Generation (Imports) | Specified Imports | Utah | West Valley (UT) | Electricity generation | Primary fuel: Natural Gas | CO2 | 1 | 2014: 8.543e-06; 2018: 0.0035989; 2019: 0.0010197 | 15-35-87-C1-03-009
Electricity Imports | 0 | Specified ImportsUtahWest Valley (UT) | Included Emissions | 1A1ai | Electricity Generation (Imports) | Specified Imports | Utah | West Valley (UT) | Electricity generation | Primary fuel: Natural Gas | N2O | 298 | 2014: 4.7174e-09; 2018: 1.9994e-06; 2019: 5.6213e-07 | 15-35-87-C1-03-009
Electricity Imports | 0 | Specified ImportsWashingtonChehalis (WA) | Included Emissions | 1A1ai | Electricity Generation (Imports) | Specified Imports | Washington | Chehalis (WA) | Electricity generation | Primary fuel: Natural Gas | CH4 | 25 | 2014: 1.4206e-07; 2015: 2.4068e-07; 2016: 8.2299e-06; 2017: 1.0902e-05; 2018: 6.5537e-06; 2019: 2.5049e-05 | 15-35-88-A9-03-009
Electricity Imports | 0 | Specified ImportsWashingtonChehalis (WA) | Included Emissions | 1A1ai | Electricity Generation (Imports) | Specified Imports | Washington | Chehalis (WA) | Electricity generation | Primary fuel: Natural Gas | CO2 | 1 | 2014: 0.00030663; 2015: 0.000519; 2016: 0.017745; 2017: 0.023516; 2018: 0.014138; 2019: 0.05403 | 15-35-88-A9-03-009
Electricity Imports | 0 | Specified ImportsWashingtonChehalis (WA) | Included Emissions | 1A1ai | Electricity Generation (Imports) | Specified Imports | Washington | Chehalis (WA) | Electricity generation | Primary fuel: Natural Gas | N2O | 298 | 2014: 1.6934e-07; 2015: 2.8689e-07; 2016: 9.8101e-06; 2017: 1.2995e-05; 2018: 7.8121e-06; 2019: 2.9858e-05 | 15-35-88-A9-03-009
Electricity Imports | 0 | Specified ImportsWashingtonEncogen Generation Station (WA) | Included Emissions | 1a1ai | Electricity Generation (Imports) | Specified Imports | Washington | Encogen Generation Station (WA) | Electricity generation | Natural gas | CH4 | 25 | 2018: 1.1674e-08; 2019: 1.111e-06 | 15-35-88-G4-03-020
Electricity Imports | 0 | Specified ImportsWashingtonEncogen Generation Station (WA) | Included Emissions | 1a1ai | Electricity Generation (Imports) | Specified Imports | Washington | Encogen Generation Station (WA) | Electricity generation | Natural gas | CO2 | 1 | 2018: 2.5209e-05; 2019: 0.0023923 | 15-35-88-G4-03-020
Electricity Imports | 0 | Specified ImportsWashingtonEncogen Generation Station (WA) | Included Emissions | 1a1ai | Electricity Generation (Imports) | Specified Imports | Washington | Encogen Generation Station (WA) | Electricity generation | Natural gas | N2O | 298 | 2018: 1.3916e-08; 2019: 1.3244e-06 | 15-35-88-G4-03-020
Electricity Imports | 0 | Specified ImportsWashingtonFerndale Generating Station (WA) | Included Emissions | 1a1ai | Electricity Generation (Imports) | Specified Imports | Washington | Ferndale Generating Station (WA) | Electricity generation | Natural gas | CH4 | 25 | 2018: 1.6846e-07; 2019: 5.457e-07 | 15-35-88-G6-03-020
Electricity Imports | 0 | Specified ImportsWashingtonFerndale Generating Station (WA) | Included Emissions | 1a1ai | Electricity Generation (Imports) | Specified Imports | Washington | Ferndale Generating Station (WA) | Electricity generation | Natural gas | CO2 | 1 | 2018: 0.00036338; 2019: 0.001178 | 15-35-88-G6-03-020
Electricity Imports | 0 | Specified ImportsWashingtonFerndale Generating Station (WA) | Included Emissions | 1a1ai | Electricity Generation (Imports) | Specified Imports | Washington | Ferndale Generating Station (WA) | Electricity generation | Natural gas | N2O | 298 | 2018: 2.008e-07; 2019: 6.5048e-07 | 15-35-88-G6-03-020
Electricity Imports | 0 | Specified ImportsWashingtonFrederickson PSE (WA) | Included Emissions | 1A1ai | Electricity Generation (Imports) | Specified Imports | Washington | Frederickson PSE (WA) | Electricity generation | Natural gas | CH4 | 25 | 2019: 9.6758e-09 | 15-35-88-V9-03-020
Electricity Imports | 0 | Specified ImportsWashingtonFrederickson PSE (WA) | Included Emissions | 1A1ai | Electricity Generation (Imports) | Specified Imports | Washington | Frederickson PSE (WA) | Electricity generation | Natural gas | CO2 | 1 | 2019: 2.0589e-05 | 15-35-88-V9-03-020
Electricity Imports | 0 | Specified ImportsWashingtonFrederickson PSE (WA) | Included Emissions | 1A1ai | Electricity Generation (Imports) | Specified Imports | Washington | Frederickson PSE (WA) | Electricity generation | Natural gas | N2O | 298 | 2019: 1.1683e-08 | 15-35-88-V9-03-020
Electricity Imports | 0 | Specified ImportsWashingtonFredonia Generating Station (WA) | Included Emissions | 1a1ai | Electricity Generation (Imports) | Specified Imports | Washington | Fredonia Generating Station (WA) | Electricity generation | Natural gas | CH4 | 25 | 2018: 2.067e-08; 2019: 1.0776e-08 | 15-35-88-G8-03-020
Electricity Imports | 0 | Specified ImportsWashingtonFredonia Generating Station (WA) | Included Emissions | 1a1ai | Electricity Generation (Imports) | Specified Imports | Washington | Fredonia Generating Station (WA) | Electricity generation | Natural gas | CO2 | 1 | 2018: 4.384e-05; 2019: 2.2636e-05 | 15-35-88-G8-03-020
Electricity Imports | 0 | Specified ImportsWashingtonFredonia Generating Station (WA) | Included Emissions | 1a1ai | Electricity Generation (Imports) | Specified Imports | Washington | Fredonia Generating Station (WA) | Electricity generation | Natural gas | N2O | 298 | 2018: 2.4773e-08; 2019: 1.3111e-08 | 15-35-88-G8-03-020
Electricity Imports | 0 | Specified ImportsWashingtonGoldendale Generating Station (WA) | Included Emissions | 1A1ai | Electricity Generation (Imports) | Specified Imports | Washington | Goldendale Generating Station (WA) | Electricity generation | Primary fuel: Natural Gas | CH4 | 25 | 2016: 2.3991e-09; 2017: 6.4715e-08; 2018: 5.7115e-07; 2019: 2.3475e-06 | 15-35-88-C9-03-009
Electricity Imports | 0 | Specified ImportsWashingtonGoldendale Generating Station (WA) | Included Emissions | 1A1ai | Electricity Generation (Imports) | Specified Imports | Washington | Goldendale Generating Station (WA) | Electricity generation | Primary fuel: Natural Gas | CO2 | 1 | 2016: 5.1751e-06; 2017: 0.00013954; 2018: 0.0012319; 2019: 0.0050613 | 15-35-88-C9-03-009
Electricity Imports | 0 | Specified ImportsWashingtonGoldendale Generating Station (WA) | Included Emissions | 1A1ai | Electricity Generation (Imports) | Specified Imports | Washington | Goldendale Generating Station (WA) | Electricity generation | Primary fuel: Natural Gas | N2O | 298 | 2016: 2.8597e-09; 2017: 7.7141e-08; 2018: 6.8082e-07; 2019: 2.7982e-06 | 15-35-88-C9-03-009
Electricity Imports | 0 | Specified ImportsWashingtonGrays Harbor Energy Facility (WA) | Included Emissions | 1A1ai | Electricity Generation (Imports) | Specified Imports | Washington | Grays Harbor Energy Facility (WA) | Electricity generation | Primary fuel: Natural Gas | CH4 | 25 | 2012: 1.0316e-05; 2013: 2.026e-05; 2015: 1.1775e-07; 2016: 2.3005e-08; 2017: 3.9022e-07; 2018: 1.2645e-06; 2019: 1.2056e-06 | 15-35-88-53-03-009
Electricity Imports | 0 | Specified ImportsWashingtonGrays Harbor Energy Facility (WA) | Included Emissions | 1A1ai | Electricity Generation (Imports) | Specified Imports | Washington | Grays Harbor Energy Facility (WA) | Electricity generation | Primary fuel: Natural Gas | CO2 | 1 | 2011: 0.011303; 2012: 0.021877; 2013: 0.043797; 2015: 0.00025383; 2016: 4.9613e-05; 2017: 0.00084126; 2018: 0.0027271; 2019: 0.0025987 | 15-35-88-53-03-009
Electricity Imports | 0 | Specified ImportsWashingtonGrays Harbor Energy Facility (WA) | Included Emissions | 1A1ai | Electricity Generation (Imports) | Specified Imports | Washington | Grays Harbor Energy Facility (WA) | Electricity generation | Primary fuel: Natural Gas | N2O | 298 | 2012: 1.2296e-05; 2013: 2.415e-05; 2015: 1.4036e-07; 2016: 2.7422e-08; 2017: 4.6514e-07; 2018: 1.5073e-06; 2019: 1.4371e-06 | 15-35-88-53-03-009
Electricity Imports | 0 | Specified ImportsWashingtonKettle Falls (WA) | Included Emissions | 1A1ai | Electricity Generation (Imports) | Specified Imports | Washington | Kettle Falls (WA) | Electricity generation | Primary fuel: Biomass | CH4 | 25 | 2010: 2.6106e-05; 2013: 0.00045667; 2015: 0.003048; 2016: 0.0034548; 2017: 0.0020599; 2018: 0.0019944; 2019: 0.00051811 | 15-35-88-91-03-007
Electricity Imports | 0 | Specified ImportsWashingtonKettle Falls (WA) | Included Emissions | 1A1ai | Electricity Generation (Imports) | Specified Imports | Washington | Kettle Falls (WA) | Electricity generation | Primary fuel: Biomass | CO2 | 1 | 2010: 2.1177e-05; 2013: 0.00013541; 2015: 0.0026152; 2016: 0.0026602; 2017: 0.0012587; 2018: 0.0021447; 2019: 0.00069989 | 15-35-88-91-03-007
Electricity Imports | 0 | Specified ImportsWashingtonKettle Falls (WA) | Included Emissions | 1A1ai | Electricity Generation (Imports) | Specified Imports | Washington | Kettle Falls (WA) | Electricity generation | Primary fuel: Biomass | N2O | 298 | 2010: 4.0839e-05; 2013: 0.00071443; 2015: 0.0047682; 2016: 0.0054046; 2017: 0.0032225; 2018: 0.0031199; 2019: 0.00081045 | 15-35-88-91-03-007
Electricity Imports | 0 | Specified ImportsWashingtonLongview Washington Pulp and Paper Mill (WA) | Included Emissions | 1a1ai | Electricity Generation (Imports) | Specified Imports | Washington | Longview Washington Pulp and Paper Mill (WA) | Electricity generation | Primary fuels: Biomass, Coal and Natural Gas | CH4 | 25 | 2012: 1.3053e-07; 2013: 0.0010283; 2014: 0.00079797; 2015: 0.00011063; 2016: 0.00010874; 2017: 6.4545e-05; 2018: 0.00013409; 2019: 2.6209e-05 | 15-35-88-U7-03-012
Electricity Imports | 0 | Specified ImportsWashingtonLongview Washington Pulp and Paper Mill (WA) | Included Emissions | 1a1ai | Electricity Generation (Imports) | Specified Imports | Washington | Longview Washington Pulp and Paper Mill (WA) | Electricity generation | Primary fuels: Biomass, Coal and Natural Gas | CO2 | 1 | 2012: 1.0118e-06; 2013: 0.010667; 2014: 0.0072886; 2015: 0.0022271; 2016: 0.0022285; 2017: 0.001715; 2018: 0.0048445; 2019: 0.00064992 | 15-35-88-U7-03-012
Electricity Imports | 0 | Specified ImportsWashingtonLongview Washington Pulp and Paper Mill (WA) | Included Emissions | 1a1ai | Electricity Generation (Imports) | Specified Imports | Washington | Longview Washington Pulp and Paper Mill (WA) | Electricity generation | Primary fuels: Biomass, Coal and Natural Gas | N2O | 298 | 2012: 2.0413e-07; 2013: 0.0016069; 2014: 0.0012471; 2015: 0.00036098; 2016: 0.00033697; 2017: 0.00021521; 2018: 0.0004514; 2019: 8.2986e-05 | 15-35-88-U7-03-012
Electricity Imports | 0 | Specified ImportsWashingtonMint Farm Generating Station (WA) | Included Emissions | 1A1ai | Electricity Generation (Imports) | Specified Imports | Washington | Mint Farm Generating Station (WA) | Electricity generation | Primary fuel: Natural Gas | CH4 | 25 | 2016: 2.8884e-07; 2017: 4.352e-08; 2018: 8.8971e-07; 2019: 2.3585e-06 | 15-35-88-F1-03-009
Electricity Imports | 0 | Specified ImportsWashingtonMint Farm Generating Station (WA) | Included Emissions | 1A1ai | Electricity Generation (Imports) | Specified Imports | Washington | Mint Farm Generating Station (WA) | Electricity generation | Primary fuel: Natural Gas | CO2 | 1 | 2016: 0.00062276; 2017: 9.387e-05; 2018: 0.0019191; 2019: 0.0050874 | 15-35-88-F1-03-009
Electricity Imports | 0 | Specified ImportsWashingtonMint Farm Generating Station (WA) | Included Emissions | 1A1ai | Electricity Generation (Imports) | Specified Imports | Washington | Mint Farm Generating Station (WA) | Electricity generation | Primary fuel: Natural Gas | N2O | 298 | 2016: 3.443e-07; 2017: 5.1875e-08; 2018: 1.0605e-06; 2019: 2.8113e-06 | 15-35-88-F1-03-009
Electricity Imports | 0 | Specified ImportsWashingtonNippon Paper Cogen (WA) | Included Emissions | 1A1ai | Electricity Generation (Imports) | Specified Imports | Washington | Nippon Paper Cogen (WA) | Electricity generation | Primary fuel: Biomass | CH4 | 25 | 2013: 3.7818e-06; 2014: 3.9082e-05; 2015: 0.00048421; 2016: 0.00025893; 2017: 9.0301e-05 | 15-35-88-58-03-007
Electricity Imports | 0 | Specified ImportsWashingtonNippon Paper Cogen (WA) | Included Emissions | 1A1ai | Electricity Generation (Imports) | Specified Imports | Washington | Nippon Paper Cogen (WA) | Electricity generation | Primary fuel: Biomass | CO2 | 1 | 2013: 4.9666e-05; 2014: 0.00028353; 2015: 0.00054108; 2016: 0.00013044; 2017: 1.4016e-05 | 15-35-88-58-03-007
Electricity Imports | 0 | Specified ImportsWashingtonNippon Paper Cogen (WA) | Included Emissions | 1A1ai | Electricity Generation (Imports) | Specified Imports | Washington | Nippon Paper Cogen (WA) | Electricity generation | Primary fuel: Biomass | N2O | 298 | 2013: 6.0399e-06; 2014: 6.1379e-05; 2015: 0.00075799; 2016: 0.00040521; 2017: 0.00014129 | 15-35-88-58-03-007
Electricity Imports | 0 | Specified ImportsWashingtonRiver Road (WA) | Included Emissions | 1A1ai | Electricity Generation (Imports) | Specified Imports | Washington | River Road (WA) | Electricity generation | Primary fuel: Natural Gas | CH4 | 25 | 2014: 2.6955e-07 | 15-35-88-B9-03-009
Electricity Imports | 0 | Specified ImportsWashingtonRiver Road (WA) | Included Emissions | 1A1ai | Electricity Generation (Imports) | Specified Imports | Washington | River Road (WA) | Electricity generation | Primary fuel: Natural Gas | CO2 | 1 | 2014: 0.00058148 | 15-35-88-B9-03-009
Electricity Imports | 0 | Specified ImportsWashingtonRiver Road (WA) | Included Emissions | 1A1ai | Electricity Generation (Imports) | Specified Imports | Washington | River Road (WA) | Electricity generation | Primary fuel: Natural Gas | N2O | 298 | 2014: 3.213e-07 | 15-35-88-B9-03-009
Electricity Imports | 0 | Specified ImportsWashingtonRoosevelt Biogas (WA) | Included Emissions | 1A1ai | Electricity Generation (Imports) | Specified Imports | Washington | Roosevelt Biogas (WA) | Electricity generation | Primary fuel: Biomass | CH4 | 25 | 2012: 8.432e-05; 2013: 0.00015675; 2014: 2.147e-07; 2015: 0.00014145; 2016: 0.00012973; 2017: 0.0001458; 2018: 5.8695e-05 | 15-35-88-24-03-007
Electricity Imports | 0 | Specified ImportsWashingtonRoosevelt Biogas (WA) | Included Emissions | 1A1ai | Electricity Generation (Imports) | Specified Imports | Washington | Roosevelt Biogas (WA) | Electricity generation | Primary fuel: Biomass | CO2 | 1 | 2014: 0.00017803 | 15-35-88-24-03-007
Electricity Imports | 0 | Specified ImportsWashingtonRoosevelt Biogas (WA) | Included Emissions | 1A1ai | Electricity Generation (Imports) | Specified Imports | Washington | Roosevelt Biogas (WA) | Electricity generation | Primary fuel: Biomass | N2O | 298 | 2012: 0.00019788; 2013: 0.00036786; 2014: 5.1184e-07; 2015: 0.00033196; 2016: 0.00030445; 2017: 0.00034215; 2018: 0.00013774 | 15-35-88-24-03-007
Electricity Imports | 0 | Specified ImportsWashingtonSierra Pacific Burlington (WA) | Included Emissions | 1A1ai | Electricity Generation (Imports) | Specified Imports | Washington | Sierra Pacific Burlington (WA) | Electricity generation | Primary fuel: Biomass | CH4 | 25 | 2010: 0.001271; 2013: 0.00074738; 2014: 0.0011411; 2015: 0.0012564; 2016: 0.0012522; 2017: 0.00043167; 2018: 0.00042383; 2019: 0.00043922 | 15-35-88-94-03-007
Electricity Imports | 0 | Specified ImportsWashingtonSierra Pacific Burlington (WA) | Included Emissions | 1A1ai | Electricity Generation (Imports) | Specified Imports | Washington | Sierra Pacific Burlington (WA) | Electricity generation | Primary fuel: Biomass | N2O | 298 | 2010: 0.0019885; 2013: 0.0011693; 2014: 0.0017852; 2015: 0.0019657; 2016: 0.0019591; 2017: 0.00067535; 2018: 0.00066308; 2019: 0.00068717 | 15-35-88-94-03-007
Electricity Imports | 0 | Specified ImportsWashingtonSimpson (WA) | Included Emissions | 1A1ai | Electricity Generation (Imports) | Specified Imports | Washington | Simpson (WA) | Electricity generation | Primary fuel: Biomass | CH4 | 25 | 2009: 0.0028774; 2010: 0.0048245; 2011: 0.0021719; 2012: 0.0022873; 2013: 0.008065; 2014: 0.0077132; 2015: 0.0012668; 2016: 0.0012801; 2017: 0.0012134; 2018: 0.0011387; 2019: 0.0010013 | 15-35-88-87-03-007
Electricity Imports | 0 | Specified ImportsWashingtonSimpson (WA) | Included Emissions | 1A1ai | Electricity Generation (Imports) | Specified Imports | Washington | Simpson (WA) | Electricity generation | Primary fuel: Biomass | CO2 | 1 | 2009: 0.0054059; 2010: 0.0082816; 2011: 0.0037285; 2012: 0.0050187; 2013: 0.015617; 2014: 0.011631; 2015: 0.0023782; 2016: 0.0041489; 2017: 0.0037876; 2018: 0.0026303; 2019: 0.0033224 | 15-35-88-87-03-007
Electricity Imports | 0 | Specified ImportsWashingtonSimpson (WA) | Included Emissions | 1A1ai | Electricity Generation (Imports) | Specified Imports | Washington | Simpson (WA) | Electricity generation | Primary fuel: Biomass | N2O | 298 | 2009: 0.004575; 2010: 0.0075507; 2011: 0.0033993; 2012: 0.0035801; 2013: 0.012622; 2014: 0.012072; 2015: 0.003217; 2016: 0.003218; 2017: 0.0031337; 2018: 0.0029934; 2019: 0.0026763 | 15-35-88-87-03-007
Electricity Imports | 0 | Specified ImportsWashingtonSumas Power Plant (WA) | Included Emissions | 1a1ai | Electricity Generation (Imports) | Specified Imports | Washington | Sumas Power Plant (WA) | Electricity generation | Natural gas | CH4 | 25 | 2018: 5.2219e-08; 2019: 1.9804e-07 | 15-35-88-H4-03-020
Electricity Imports | 0 | Specified ImportsWashingtonSumas Power Plant (WA) | Included Emissions | 1a1ai | Electricity Generation (Imports) | Specified Imports | Washington | Sumas Power Plant (WA) | Electricity generation | Natural gas | CO2 | 1 | 2018: 0.00011285; 2019: 0.00042717 | 15-35-88-H4-03-020
Electricity Imports | 0 | Specified ImportsWashingtonSumas Power Plant (WA) | Included Emissions | 1a1ai | Electricity Generation (Imports) | Specified Imports | Washington | Sumas Power Plant (WA) | Electricity generation | Natural gas | N2O | 298 | 2018: 6.2245e-08; 2019: 2.3607e-07 | 15-35-88-H4-03-020
Electricity Imports | 0 | Specified ImportsWashingtonTransalta Centralia Generation (WA) | Included Emissions | 1A1ai | Electricity Generation (Imports) | Specified Imports | Washington | Transalta Centralia Generation (WA) | Electricity generation | Primary fuel: Coal | CH4 | 25 | 2009: 7.3814e-05; 2010: 0.00011042; 2011: 0.00011611; 2012: 7.1495e-05; 2013: 1.4365e-05; 2014: 7.5851e-06; 2015: 1.4372e-06; 2016: 3.1713e-07; 2017: 1.3934e-06; 2018: 2.8534e-05; 2019: 4.9136e-06 | 15-35-88-75-03-008
Electricity Imports | 0 | Specified ImportsWashingtonTransalta Centralia Generation (WA) | Included Emissions | 1A1ai | Electricity Generation (Imports) | Specified Imports | Washington | Transalta Centralia Generation (WA) | Electricity generation | Primary fuel: Coal | CO2 | 1 | 2009: 0.28073; 2010: 0.42309; 2011: 0.4449; 2012: 0.27633; 2013: 0.0049226; 2014: 0.0026245; 2015: 0.00049727; 2016: 0.00010726; 2017: 0.00048211; 2018: 0.0098733; 2019: 0.0017002 | 15-35-88-75-03-008
Electricity Imports | 0 | Specified ImportsWashingtonTransalta Centralia Generation (WA) | Included Emissions | 1A1ai | Electricity Generation (Imports) | Specified Imports | Washington | Transalta Centralia Generation (WA) | Electricity generation | Primary fuel: Coal | N2O | 298 | 2009: 0.0012695; 2010: 0.0020566; 2011: 0.0021626; 2012: 0.001357; 2013: 2.4907e-05; 2014: 1.3151e-05; 2015: 2.4918e-06; 2016: 5.4986e-07; 2017: 2.4158e-06; 2018: 4.9474e-05; 2019: 8.5196e-06 | 15-35-88-75-03-008
Electricity Imports | 0 | Specified ImportsWashingtonWeyerhaeuser Long View (WA) | Included Emissions | 1A1ai | Electricity Generation (Imports) | Specified Imports | Washington | Weyerhaeuser Long View (WA) | Electricity generation | Primary fuels: Biomass, Coal and Natural Gas | CH4 | 25 | 2009: 0.00025038; 2013: 8.5344e-08; 2014: 4.7871e-07; 2015: 1.1093e-08; 2016: 2.4799e-08; 2017: 2.9826e-08; 2018: 1.6629e-08; 2019: 7.1974e-09 | 15-35-88-76-03-012
Electricity Imports | 0 | Specified ImportsWashingtonWeyerhaeuser Long View (WA) | Included Emissions | 1A1ai | Electricity Generation (Imports) | Specified Imports | Washington | Weyerhaeuser Long View (WA) | Electricity generation | Primary fuels: Biomass, Coal and Natural Gas | CO2 | 1 | 2009: 0.0068233; 2013: 1.9663e-06; 2014: 1.2041e-05; 2015: 7.0253e-07; 2016: 1.7472e-06; 2017: 2.3376e-06; 2018: 1.1512e-06; 2019: 4.4912e-07 | 15-35-88-76-03-012
Electricity Imports | 0 | Specified ImportsWashingtonWeyerhaeuser Long View (WA) | Included Emissions | 1A1ai | Electricity Generation (Imports) | Specified Imports | Washington | Weyerhaeuser Long View (WA) | Electricity generation | Primary fuels: Biomass, Coal and Natural Gas | N2O | 298 | 2009: 0.00041773; 2013: 1.3989e-07; 2014: 7.5207e-07; 2015: 2.8002e-08; 2016: 6.4326e-08; 2017: 8.1123e-08; 2018: 4.372e-08; 2019: 2.0257e-08 | 15-35-88-76-03-012
Electricity Imports | 0 | Specified ImportsWyomingDave Johnston (WY) | Included Emissions | 1A1ai | Electricity Generation (Imports) | Specified Imports | Wyoming | Dave Johnston (WY) | Electricity generation | Primary fuel: Coal | CH4 | 25 | 2014: 9.7056e-07; 2015: 3.0992e-09; 2016: 1.3541e-05; 2018: 3.9187e-09; 2019: 1.7314e-06 | 15-35-92-B2-03-008
Electricity Imports | 0 | Specified ImportsWyomingDave Johnston (WY) | Included Emissions | 1A1ai | Electricity Generation (Imports) | Specified Imports | Wyoming | Dave Johnston (WY) | Electricity generation | Primary fuel: Coal | CO2 | 1 | 2014: 0.00033604; 2015: 1.0734e-06; 2016: 0.0046909; 2018: 1.3579e-06; 2019: 0.00059963 | 15-35-92-B2-03-008
Electricity Imports | 0 | Specified ImportsWyomingDave Johnston (WY) | Included Emissions | 1A1ai | Electricity Generation (Imports) | Specified Imports | Wyoming | Dave Johnston (WY) | Electricity generation | Primary fuel: Coal | N2O | 298 | 2014: 1.6829e-06; 2015: 5.3744e-09; 2016: 2.3482e-05; 2018: 6.7956e-09; 2019: 3.0023e-06 | 15-35-92-B2-03-008
Electricity Imports | 0 | Specified ImportsWyomingJim Bridger (WY) | Included Emissions | 1A1ai | Electricity Generation (Imports) | Specified Imports | Wyoming | Jim Bridger (WY) | Electricity generation | Primary fuel: Coal | CH4 | 25 | 2014: 4.4656e-06; 2015: 1.1008e-07; 2017: 1.6731e-07; 2018: 8.8415e-06; 2019: 3.1871e-05 | 15-35-92-B5-03-008
Electricity Imports | 0 | Specified ImportsWyomingJim Bridger (WY) | Included Emissions | 1A1ai | Electricity Generation (Imports) | Specified Imports | Wyoming | Jim Bridger (WY) | Electricity generation | Primary fuel: Coal | CO2 | 1 | 2014: 0.0015459; 2015: 3.81e-05; 2017: 5.7926e-05; 2018: 0.0030614; 2019: 0.011035 | 15-35-92-B5-03-008
Electricity Imports | 0 | Specified ImportsWyomingJim Bridger (WY) | Included Emissions | 1A1ai | Electricity Generation (Imports) | Specified Imports | Wyoming | Jim Bridger (WY) | Electricity generation | Primary fuel: Coal | N2O | 298 | 2014: 7.7432e-06; 2015: 1.9087e-07; 2017: 2.9012e-07; 2018: 1.5331e-05; 2019: 5.5263e-05 | 15-35-92-B5-03-008
Electricity Imports | 0 | Specified ImportsWyomingLaramie River (WY) | Included Emissions | 1A1ai | Electricity Generation (Imports) | Specified Imports | Wyoming | Laramie River (WY) | Electricity generation | Primary fuel: Coal | CH4 | 25 | 2014: 6.6438e-07 | 15-35-92-B7-03-008
Electricity Imports | 0 | Specified ImportsWyomingLaramie River (WY) | Included Emissions | 1A1ai | Electricity Generation (Imports) | Specified Imports | Wyoming | Laramie River (WY) | Electricity generation | Primary fuel: Coal | CO2 | 1 | 2014: 0.00025635 | 15-35-92-B7-03-008
Electricity Imports | 0 | Specified ImportsWyomingLaramie River (WY) | Included Emissions | 1A1ai | Electricity Generation (Imports) | Specified Imports | Wyoming | Laramie River (WY) | Electricity generation | Primary fuel: Coal | N2O | 298 | 2014: 1.1521e-06 | 15-35-92-B7-03-008
Electricity Imports | 0 | Specified ImportsWyomingNaughton (WY) | Included Emissions | 1A1ai | Electricity Generation (Imports) | Specified Imports | Wyoming | Naughton (WY) | Electricity generation | Primary fuel: Coal | CH4 | 25 | 2014: 6.4428e-05; 2015: 4.4708e-08; 2018: 1.999e-08; 2019: 2.9207e-07 | 15-35-92-B8-03-008
Electricity Imports | 0 | Specified ImportsWyomingNaughton (WY) | Included Emissions | 1A1ai | Electricity Generation (Imports) | Specified Imports | Wyoming | Naughton (WY) | Electricity generation | Primary fuel: Coal | CO2 | 1 | 2014: 0.022303; 2015: 1.548e-05; 2018: 6.9214e-06; 2019: 0.00010114 | 15-35-92-B8-03-008
Electricity Imports | 0 | Specified ImportsWyomingNaughton (WY) | Included Emissions | 1A1ai | Electricity Generation (Imports) | Specified Imports | Wyoming | Naughton (WY) | Electricity generation | Primary fuel: Coal | N2O | 298 | 2014: 0.0001117; 2015: 7.7512e-08; 2018: 3.4657e-08; 2019: 5.0638e-07 | 15-35-92-B8-03-008
Electricity Imports | 0 | Specified ImportsWyomingWyodak (WY) | Included Emissions | 1A1ai | Electricity Generation (Imports) | Specified Imports | Wyoming | Wyodak (WY) | Electricity generation | Primary fuel: Coal | CH4 | 25 | 2013: 4.3877e-07; 2019: 4.4687e-07 | 15-35-92-A7-03-008
Electricity Imports | 0 | Specified ImportsWyomingWyodak (WY) | Included Emissions | 1A1ai | Electricity Generation (Imports) | Specified Imports | Wyoming | Wyodak (WY) | Electricity generation | Primary fuel: Coal | CO2 | 1 | 2013: 0.00015193; 2019: 0.00015473 | 15-35-92-A7-03-008
Electricity Imports | 0 | Specified ImportsWyomingWyodak (WY) | Included Emissions | 1A1ai | Electricity Generation (Imports) | Specified Imports | Wyoming | Wyodak (WY) | Electricity generation | Primary fuel: Coal | N2O | 298 | 2013: 7.6084e-07; 2019: 7.7493e-07 | 15-35-92-A7-03-008
Electricity Imports | 0 | Transmission and DistributionNot SpecifiedNone | Included Emissions | 2G1b | Electricity Generation (Imports) | Transmission and Distribution | Not Specified | None | Electricity transmitted | NA | SF6 | 22800 | 0.13823 | 0.1487 | 0.15749 | 0.14242 | 0.13781 | 0.12325 | 0.098593 | 0.098073 | 0.10309 | 0.086763 | 0.076604 | 0.078947 | 0.078947 | 0.098611 | 0.058674 | 0.046611 | 0.033689 | 0.055822 | 0.046611 | 0.046611 | 15-41-99-99-28-000
Electricity Imports | 0 | Unspecified ImportsCAISONone | Included Emissions | 1A1ai | Electricity Generation (Imports) | Unspecified Imports | CAISO | None | Electricity generation | Unspecified sources | CH4 | 25 | 2016: 0.00024846; 2017: 0.0003128; 2018: 0.00050518; 2019: 0.00025892 | 15-37-93-99-03-003
Electricity Imports | 0 | Unspecified ImportsCAISONone | Included Emissions | 1A1ai | Electricity Generation (Imports) | Unspecified Imports | CAISO | None | Electricity generation | Unspecified sources | CO2 | 1 | 2016: 0.52694; 2017: 0.6634; 2018: 1.0714; 2019: 0.54912 | 15-37-93-99-03-003
Electricity Imports | 0 | Unspecified ImportsCAISONone | Included Emissions | 1A1ai | Electricity Generation (Imports) | Unspecified Imports | CAISO | None | Electricity generation | Unspecified sources | N2O | 298 | 2016: 0.00029617; 2017: 0.00037286; 2018: 0.00060217; 2019: 0.00030863 | 15-37-93-99-03-003
Electricity Imports | 0 | Unspecified ImportsOtherNone | Included Emissions | 1a1ai | Electricity Generation (Imports) | Unspecified Imports | Other | None | Electricity generation | Unspecified sources | CH4 | 25 | 0.0040397 | 0.007153 | 0.0081305 | 0.0095816 | 0.01036 | 0.0092802 | 0.008907 | 0.010011 | 0.010997 | 0.0071147 | 0.0063845 | 0.0071791 | 0.0081957 | 0.0055745 | 0.0063346 | 0.0052865 | 0.0043168 | 0.0038549 | 0.0049452 | 0.0044046 | 15-37-A2-99-03-003
Electricity Imports | 0 | Unspecified ImportsOtherNone | Included Emissions | 1a1ai | Electricity Generation (Imports) | Unspecified Imports | Other | None | Electricity generation | Unspecified sources | CO2 | 1 | 14.1991 | 25.3051 | 26.7998 | 31.9085 | 32.779 | 29.8867 | 27.8405 | 32.5886 | 37.7459 | 14.9761 | 13.4392 | 15.2254 | 17.3813 | 11.8223 | 13.4345 | 11.2116 | 9.155 | 8.1755 | 10.4878 | 9.3412 | 15-37-A2-99-03-003
Electricity Imports | 0 | Unspecified ImportsOtherNone | Included Emissions | 1a1ai | Electricity Generation (Imports) | Unspecified Imports | Other | None | Electricity generation | Unspecified sources | N2O | 298 | 0.063583 | 0.11066 | 0.109 | 0.13215 | 0.12567 | 0.11827 | 0.10401 | 0.13066 | 0.16362 | 0.0098601 | 0.0088482 | 0.0085575 | 0.0097692 | 0.0066447 | 0.0075509 | 0.0063015 | 0.0051456 | 0.0045951 | 0.0058947 | 0.0052502 | 15-37-A2-99-03-003
Electricity | 0 | CHP: CommercialNot SpecifiedNone | Included Emissions | 1A1aii | Electricity Generation (In State) | CHP: Commercial | Not Specified | None | Fuel combustion | Crude oil | CH4 | 25 | 2002: 6.4876e-05; 2003: 1.518e-06; 2005: 1.065e-10; 2006: 9.63e-10; 2007: 7.155e-07; 2009: 5.25e-10; 2010: 5.25e-10 | 10-05-99-99-01-051
Electricity | 0 | CHP: CommercialNot SpecifiedNone | Included Emissions | 1A1aii | Electricity Generation (In State) | CHP: Commercial | Not Specified | None | Fuel combustion | Crude oil | CO2 | 1 | 2002: 0.064435; 2003: 0.0015077; 2005: 1.0578e-07; 2006: 9.5645e-07; 2007: 0.00071063; 2009: 5.2143e-07; 2010: 5.2143e-07 | 10-05-99-99-01-051
Electricity | 0 | CHP: CommercialNot SpecifiedNone | Included Emissions | 1A1aii | Electricity Generation (In State) | CHP: Commercial | Not Specified | None | Fuel combustion | Crude oil | N2O | 298 | 2002: 0.00015466; 2003: 3.6189e-06; 2005: 2.539e-10; 2006: 2.2958e-09; 2007: 1.7058e-06; 2009: 1.2516e-09; 2010: 1.2516e-09 | 10-05-99-99-01-051
Electricity | 0 | CHP: CommercialNot SpecifiedNone | Included Emissions | 1A1aii | Electricity Generation (In State) | CHP: Commercial | Not Specified | None | Fuel combustion | Digester gas | CH4 | 25 | 0.00018357 | 7.7811e-05 | 0.00012462 | 0.00023673 | 0.00023658 | 0.00025751 | 0.0002406 | 0.00021551 | 0.00021244 | 0.00010013 | 4.7148e-06 | 0.00013807 | 0.00012157 | 0.00024676 | 0.00025432 | 0.0002762 | 0.00023218 | 0.00032522 | 0.00036468 | 0.00034696 | 10-05-99-99-01-070
Electricity | 0 | CHP: CommercialNot SpecifiedNone | Included Emissions | 1A1aii | Electricity Generation (In State) | CHP: Commercial | Not Specified | None | Fuel combustion | Digester gas | N2O | 298 | 0.00043079 | 0.0001826 | 0.00029245 | 0.00055554 | 0.0005552 | 0.0006043 | 0.00056463 | 0.00050574 | 0.00049855 | 0.00023498 | 1.1065e-05 | 0.00032406 | 0.00028528 | 0.00057909 | 0.00059682 | 0.00064816 | 0.0005438 | 0.0007633 | 0.00085582 | 0.00081435 | 10-05-99-99-01-070
Electricity | 0 | CHP: CommercialNot SpecifiedNone | Included Emissions | 1A1aii | Electricity Generation (In State) | CHP: Commercial | Not Specified | None | Fuel combustion | Distillate | CH4 | 25 | 7.347e-07 | 1.2683e-07 | 1.3583e-07 | 1.0245e-07 | 1.4766e-07 | 4.0582e-07 | 2.9427e-07 | 2.2807e-07 | 3.3675e-07 | 3.0273e-07 | 1.2782e-07 | 8.8671e-08 | 1.2567e-07 | 1.0122e-06 | 5.0485e-07 | 3.7323e-07 | 2.2327e-07 | 2.3686e-07 | 2.0473e-07 | 2.704e-07 | 10-05-99-99-01-033
Electricity | 0 | CHP: CommercialNot SpecifiedNone | Included Emissions | 1A1aii | Electricity Generation (In State) | CHP: Commercial | Not Specified | None | Fuel combustion | Distillate | CO2 | 1 | 0.00072451 | 0.00012507 | 0.00013394 | 0.00010103 | 0.00014561 | 0.00040019 | 0.00029019 | 0.00022491 | 0.00033208 | 0.0002952 | 0.00012461 | 8.7442e-05 | 0.00012393 | 0.00099366 | 0.00049639 | 0.00036806 | 0.00022017 | 0.00023343 | 0.00020189 | 0.00026665 | 10-05-99-99-01-033
Electricity | 0 | CHP: CommercialNot SpecifiedNone | Included Emissions | 1A1aii | Electricity Generation (In State) | CHP: Commercial | Not Specified | None | Fuel combustion | Distillate | N2O | 298 | 1.7515e-06 | 3.0235e-07 | 3.2381e-07 | 2.4424e-07 | 3.5203e-07 | 9.6748e-07 | 7.0155e-07 | 5.4373e-07 | 8.0281e-07 | 7.2172e-07 | 3.0472e-07 | 2.1139e-07 | 2.9959e-07 | 2.413e-06 | 1.2036e-06 | 8.8979e-07 | 5.3227e-07 | 5.6468e-07 | 4.8807e-07 | 6.4464e-07 | 10-05-99-99-01-033
Electricity | 0 | CHP: CommercialNot SpecifiedNone | Included Emissions | 1A1aii | Electricity Generation (In State) | CHP: Commercial | Not Specified | None | Fuel combustion | Jet fuel | CH4 | 25 | 2000: 2.0925e-07; 2001: 5.7285e-07; 2002: 8.7007e-07; 2003: 2.4405e-07; 2004: 5.014e-07; 2005: 3.9132e-07; 2008: 1.725e-09; 2010: 2.1556e-08 | 10-05-99-99-01-035
Electricity | 0 | CHP: CommercialNot SpecifiedNone | Included Emissions | 1A1aii | Electricity Generation (In State) | CHP: Commercial | Not Specified | None | Fuel combustion | Jet fuel | CO2 | 1 | 2000: 0.00020149; 2001: 0.00055162; 2002: 0.00083782; 2003: 0.000235; 2004: 0.00048281; 2005: 0.00037682; 2008: 1.6611e-06; 2010: 2.0357e-05 | 10-05-99-99-01-035
Electricity | 0 | CHP: CommercialNot SpecifiedNone | Included Emissions | 1A1aii | Electricity Generation (In State) | CHP: Commercial | Not Specified | None | Fuel combustion | Jet fuel | N2O | 298 | 2000: 4.9885e-07; 2001: 1.3657e-06; 2002: 2.0743e-06; 2003: 5.8182e-07; 2004: 1.1953e-06; 2005: 9.3291e-07; 2008: 4.1124e-09; 2010: 5.139e-08 | 10-05-99-99-01-035
Electricity | 0 | CHP: CommercialNot SpecifiedNone | Included Emissions | 1A1aii | Electricity Generation (In State) | CHP: Commercial | Not Specified | None | Fuel combustion | Kerosene | CH4 | 25 | 2005: 1.8593e-09 | 10-05-99-99-01-036
Electricity | 0 | CHP: CommercialNot SpecifiedNone | Included Emissions | 1A1aii | Electricity Generation (In State) | CHP: Commercial | Not Specified | None | Fuel combustion | Kerosene | CO2 | 1 | 2005: 1.8642e-06 | 10-05-99-99-01-036
Electricity | 0 | CHP: CommercialNot SpecifiedNone | Included Emissions | 1A1aii | Electricity Generation (In State) | CHP: Commercial | Not Specified | None | Fuel combustion | Kerosene | N2O | 298 | 2005: 4.4325e-09 | 10-05-99-99-01-036
Electricity | 0 | CHP: CommercialNot SpecifiedNone | Included Emissions | 1A1aii | Electricity Generation (In State) | CHP: Commercial | Not Specified | None | Fuel combustion | Landfill gas | CH4 | 25 | 2.1938e-05 |  |  |  |  | 2.7979e-05 | 2.8352e-05 | 2.3308e-05 | 2.2934e-05 | 2.0266e-05 | 1.1208e-05 | 7.379e-06 | 7.1091e-06 | 6.4997e-06 | 4.4708e-06 | 5.5823e-06 | 4.8074e-06 | 7.2212e-07 |  |  | 10-05-99-99-01-072
Electricity | 0 | CHP: CommercialNot SpecifiedNone | Included Emissions | 1A1aii | Electricity Generation (In State) | CHP: Commercial | Not Specified | None | Fuel combustion | Landfill gas | N2O | 298 | 5.1484e-05 |  |  |  |  | 6.5661e-05 | 6.6535e-05 | 5.4697e-05 | 5.3821e-05 | 4.7559e-05 | 2.6303e-05 | 1.7317e-05 | 1.6683e-05 | 1.5253e-05 | 1.0492e-05 | 1.31e-05 | 1.1282e-05 | 1.6946e-06 |  |  | 10-05-99-99-01-072
Electricity | 0 | CHP: CommercialNot SpecifiedNone | Included Emissions | 1A1aii | Electricity Generation (In State) | CHP: Commercial | Not Specified | None | Fuel combustion | Natural gas | CH4 | 25 | 0.00034315 | 0.00031613 | 0.00032599 | 0.00040404 | 0.00032526 | 0.00034267 | 0.00033661 | 0.00036473 | 0.00036 | 0.00049464 | 0.00036912 | 0.00053569 | 0.00063033 | 0.00063639 | 0.00059263 | 0.00064619 | 0.00050529 | 0.00054262 | 0.00035736 | 0.00030667 | 10-05-99-99-01-020
Electricity | 0 | CHP: CommercialNot SpecifiedNone | Included Emissions | 1A1aii | Electricity Generation (In State) | CHP: Commercial | Not Specified | None | Fuel combustion | Natural gas | CO2 | 1 | 0.72775 | 0.67045 | 0.69136 | 0.85688 | 0.68981 | 0.72674 | 0.71388 | 0.77352 | 0.76349 | 1.0513 | 0.78555 | 1.1361 | 1.3368 | 1.35 | 1.2563 | 1.3704 | 1.0716 | 1.1508 | 0.7579 | 0.65039 | 10-05-99-99-01-020
Electricity | 0 | CHP: CommercialNot SpecifiedNone | Included Emissions | 1A1aii | Electricity Generation (In State) | CHP: Commercial | Not Specified | None | Fuel combustion | Natural gas | N2O | 298 | 0.00040903 | 0.00037683 | 0.00038858 | 0.00048161 | 0.00038771 | 0.00040846 | 0.00040124 | 0.00043476 | 0.00042912 | 0.00058961 | 0.00043999 | 0.00063891 | 0.00075137 | 0.00075857 | 0.00070642 | 0.00077026 | 0.00060231 | 0.0006468 | 0.00042598 | 0.00036555 | 10-05-99-99-01-020
Electricity | 0 | CHP: CommercialNot SpecifiedNone | Included Emissions | 1A1aii | Electricity Generation (In State) | CHP: Commercial | Not Specified | None | Fuel combustion | Propane | CH4 | 25 | 2000: 3.015e-08; 2001: 2.325e-09; 2002: 7.125e-09; 2009: 2.4495e-10; 2015: 3.8075e-08; 2016: 4.378e-08; 2019: 3.3118e-08 | 10-05-99-99-01-044
Electricity | 0 | CHP: CommercialNot SpecifiedNone | Included Emissions | 1A1aii | Electricity Generation (In State) | CHP: Commercial | Not Specified | None | Fuel combustion | Propane | CO2 | 1 | 2000: 2.4707e-05; 2001: 1.9053e-06; 2002: 5.8387e-06; 2009: 2.0582e-07; 2015: 3.1201e-05; 2016: 3.5877e-05; 2019: 2.7139e-05 | 10-05-99-99-01-044
Electricity | 0 | CHP: CommercialNot SpecifiedNone | Included Emissions | 1A1aii | Electricity Generation (In State) | CHP: Commercial | Not Specified | None | Fuel combustion | Propane | N2O | 298 | 2000: 7.1878e-08; 2001: 5.5428e-09; 2002: 1.6986e-08; 2009: 5.8395e-10; 2015: 9.0772e-08; 2016: 1.0437e-07; 2019: 7.8954e-08 | 10-05-99-99-01-044
Electricity | refined petroleum and coke 19 | CHP: IndustrialNot SpecifiedNone | Included Emissions | 1B4 | Electricity Generation (In State) | CHP: Industrial | Not Specified | None | Acid gas control | NA | CO2 | 1 | 0.0023798 | 0.0023798 | 0.0023798 | 0.0023798 | 0.0023798 | 0.0023798 | 0.0023798 | 0.0023798 | 0.0023798 | 0.0023798 | 0.0023798 | 0.0053212 | 0.0011406 | 0.00067739 | 0.0011286 | 0.00059941 | 0.00075835 | 0.00075558 | 0.00066046 | 0.00024486 | 10-07-99-99-04-000
Electricity | refined petroleum and coke 19 | CHP: IndustrialNot SpecifiedNone | Included Emissions | 1A1aii | Electricity Generation (In State) | CHP: Industrial | Not Specified | None | Fuel combustion | Associated gas | CH4 | 25 | 2011: 4.9607e-07; 2012: 6.8022e-07; 2013: 0.0046841; 2014: 0.0056904; 2015: 0.0030636; 2016: 0.0019959; 2017: 0.00080351; 2018: 0.00040936; 2019: 0.00043588 | 10-07-99-99-01-022
Electricity | refined petroleum and coke 19 | CHP: IndustrialNot SpecifiedNone | Included Emissions | 1A1aii | Electricity Generation (In State) | CHP: Industrial | Not Specified | None | Fuel combustion | Associated gas | CO2 | 1 | 2011: 0.0011472; 2012: 0.0014531; 2013: 0.27641; 2014: 1.2683; 2015: 1.1425; 2016: 0.80665; 2017: 0.95472; 2018: 0.99054; 2019: 1.0405 | 10-07-99-99-01-022
Electricity | refined petroleum and coke 19 | CHP: IndustrialNot SpecifiedNone | Included Emissions | 1A1aii | Electricity Generation (In State) | CHP: Industrial | Not Specified | None | Fuel combustion | Associated gas | N2O | 298 | 2011: 5.9132e-07; 2012: 8.1082e-07; 2013: 0.0001504; 2014: 0.00067017; 2015: 0.00059826; 2016: 0.00041895; 2017: 0.00048162; 2018: 0.00049011; 2019: 0.00051957 | 10-07-99-99-01-022
Electricity | refined petroleum and coke 19 | CHP: IndustrialNot SpecifiedNone | Included Emissions | 1A1aii | Electricity Generation (In State) | CHP: Industrial | Not Specified | None | Fuel combustion | Biomass | CH4 | 25 | 0.013992 | 0.019373 | 0.013467 | 0.012961 | 0.0093268 | 0.0085153 | 0.0081245 | 0.0082126 | 0.0070147 | 0.0066386 | 0.0059086 | 0.0080897 | 0.011906 | 0.0091251 | 0.0083976 | 0.0063836 | 0.0084901 | 0.0078241 | 0.0106 | 0.011343 | 10-07-99-99-01-074
Electricity | refined petroleum and coke 19 | CHP: IndustrialNot SpecifiedNone | Included Emissions | 1A1aii | Electricity Generation (In State) | CHP: Industrial | Not Specified | None | Fuel combustion | Biomass | N2O | 298 | 0.02189 | 0.030309 | 0.021068 | 0.020278 | 0.014592 | 0.013322 | 0.012711 | 0.012849 | 0.010975 | 0.010386 | 0.0092439 | 0.012656 | 0.018627 | 0.01465 | 0.013517 | 0.0099873 | 0.013283 | 0.012241 | 0.016583 | 0.017746 | 10-07-99-99-01-074
Electricity | refined petroleum and coke 19 | CHP: IndustrialNot SpecifiedNone | Included Emissions | 1A1aii | Electricity Generation (In State) | CHP: Industrial | Not Specified | None | Fuel combustion | Biomethane | CH4 | 25 | 2011: 2.1799e-08; 2013: 2.2945e-07; 2014: 5.1295e-08; 2015: 1.8854e-06; 2016: 1.229e-06; 2017: 1.9273e-08; 2019: 1.6202e-06 | 10-07-99-99-01-082
Electricity | refined petroleum and coke 19 | CHP: IndustrialNot SpecifiedNone | Included Emissions | 1A1aii | Electricity Generation (In State) | CHP: Industrial | Not Specified | None | Fuel combustion | Biomethane | N2O | 298 | 2011: 2.5984e-08; 2013: 2.735e-07; 2014: 6.1144e-08; 2015: 2.2474e-06; 2016: 1.465e-06; 2017: 2.2973e-08; 2019: 1.9313e-06 | 10-07-99-99-01-082
Electricity | refined petroleum and coke 19 | CHP: IndustrialNot SpecifiedNone | Included Emissions | 1A1aii | Electricity Generation (In State) | CHP: Industrial | Not Specified | None | Fuel combustion | Coal | CH4 | 25 | 0.00060462 | 0.0005694 | 0.00063968 | 0.00057916 | 0.00049324 | 0.00046802 | 0.00049257 | 0.00050855 | 0.00055074 | 0.00049439 | 0.000525 | 0.0040682 | 0.0055749 | 0.0018491 | 0.0019068 | 0.00042433 | 0.00039965 | 0.00036686 | 0.00035779 | 0.00030944 | 10-07-99-99-01-001
Electricity | refined petroleum and coke 19 | CHP: IndustrialNot SpecifiedNone | Included Emissions | 1A1aii | Electricity Generation (In State) | CHP: Industrial | Not Specified | None | Fuel combustion | Coal | CO2 | 1 | 2.2589 | 2.1273 | 2.3898 | 2.1637 | 1.8427 | 1.7485 | 1.8402 | 1.8999 | 2.0576 | 1.8256 | 1.9201 | 1.152 | 0.8801 | 0.59226 | 0.62774 | 0.15131 | 0.13495 | 0.13048 | 0.13054 | 0.11382 | 10-07-99-99-01-001
Electricity | refined petroleum and coke 19 | CHP: IndustrialNot SpecifiedNone | Included Emissions | 1A1aii | Electricity Generation (In State) | CHP: Industrial | Not Specified | None | Fuel combustion | Coal | N2O | 298 | 0.011531 | 0.01086 | 0.0122 | 0.011046 | 0.0094071 | 0.0089261 | 0.0093942 | 0.0096991 | 0.010504 | 0.0094291 | 0.010013 | 0.0071513 | 0.0098523 | 0.003206 | 0.0033061 | 0.00073571 | 0.00069293 | 0.00063607 | 0.00062034 | 0.0005365 | 10-07-99-99-01-001
Electricity | refined petroleum and coke 19 | CHP: IndustrialNot SpecifiedNone | Included Emissions | 1A1aii | Electricity Generation (In State) | CHP: Industrial | Not Specified | None | Fuel combustion | Crude oil | CH4 | 25 | 2000: 1.6732e-05; 2001: 1.2184e-05; 2002: 5.6212e-05; 2003: 1.5231e-05; 2004: 9.8543e-06; 2005: 6.0959e-06; 2006: 6.3469e-06; 2007: 7.4281e-06; 2008: 7.5946e-06; 2009: 4.4818e-06; 2010: 6.2244e-06 | 10-07-99-99-01-051
Electricity | refined petroleum and coke 19 | CHP: IndustrialNot SpecifiedNone | Included Emissions | 1A1aii | Electricity Generation (In State) | CHP: Industrial | Not Specified | None | Fuel combustion | Crude oil | CO2 | 1 | 2000: 0.016618; 2001: 0.012101; 2002: 0.055829; 2003: 0.015128; 2004: 0.0097872; 2005: 0.0060544; 2006: 0.0063037; 2007: 0.0073776; 2008: 0.0075429; 2009: 0.0044513; 2010: 0.0061821 | 10-07-99-99-01-051
Electricity | refined petroleum and coke 19 | CHP: IndustrialNot SpecifiedNone | Included Emissions | 1A1aii | Electricity Generation (In State) | CHP: Industrial | Not Specified | None | Fuel combustion | Crude oil | N2O | 298 | 2000: 3.989e-05; 2001: 2.9046e-05; 2002: 0.00013401; 2003: 3.6311e-05; 2004: 2.3493e-05; 2005: 1.4533e-05; 2006: 1.5131e-05; 2007: 1.7709e-05; 2008: 1.8105e-05; 2009: 1.0685e-05; 2010: 1.4839e-05 | 10-07-99-99-01-051
Electricity | refined petroleum and coke 19 | CHP: IndustrialNot SpecifiedNone | Included Emissions | 1A1aii | Electricity Generation (In State) | CHP: Industrial | Not Specified | None | Fuel combustion | Digester gas | CH4 | 25 |  | 6.1531e-06 | 4.326e-06 | [6 empty] | 9.3572e-05 | 0.00020796 | 0.00017496 | 0.00016002 | 0.00013235 | 0.00011564 | 0.00012769 | 8.1276e-05 | 2.5143e-05 | 1.2827e-05 | 2.2792e-05 | 10-07-99-99-01-070
Electricity | refined petroleum and coke 19 | CHP: IndustrialNot SpecifiedNone | Included Emissions | 1A1aii | Electricity Generation (In State) | CHP: Industrial | Not Specified | None | Fuel combustion | Digester gas | N2O | 298 |  | 1.444e-05 | 1.0152e-05 | [6 empty] | 0.00021959 | 0.00048802 | 0.0004106 | 0.00037553 | 0.00031059 | 0.00027139 | 0.00029966 | 0.00019082 | 5.8996e-05 | 3.0102e-05 | 5.3487e-05 | 10-07-99-99-01-070
Electricity | refined petroleum and coke 19 | CHP: IndustrialNot SpecifiedNone | Included Emissions | 1A1aii | Electricity Generation (In State) | CHP: Industrial | Not Specified | None | Fuel combustion | Distillate | CH4 | 25 | 1.8229e-06 | 5.4726e-06 | 1.1813e-07 |  | 1.4015e-07 | 1.1684e-07 |  |  |  | 1.8531e-06 | 1.3062e-06 | 2.8576e-07 | 3.9939e-07 | 8.1939e-07 | 5.3302e-07 | 2.9205e-07 | 7.8673e-07 | 6.8715e-07 | 9.4001e-07 | 1.6265e-06 | 10-07-99-99-01-033
Electricity | refined petroleum and coke 19 | CHP: IndustrialNot SpecifiedNone | Included Emissions | 1A1aii | Electricity Generation (In State) | CHP: Industrial | Not Specified | None | Fuel combustion | Distillate | CO2 | 1 | 0.0017976 | 0.0053967 | 0.00011649 |  | 0.0001382 | 0.00011522 |  |  |  | 0.001805 | 0.0012711 | 0.00028172 | 0.00039356 | 0.0007634 | 0.00052559 | 0.00032144 | 0.00077576 | 0.0006774 | 0.0009238 | 0.0016039 | 10-07-99-99-01-033
Electricity | refined petroleum and coke 19 | CHP: IndustrialNot SpecifiedNone | Included Emissions | 1A1aii | Electricity Generation (In State) | CHP: Industrial | Not Specified | None | Fuel combustion | Distillate | N2O | 298 | 4.3457e-06 | 1.3047e-05 | 2.8161e-07 |  | 3.3411e-07 | 2.7855e-07 |  |  |  | 4.4179e-06 | 3.114e-06 | 6.8001e-07 | 9.6357e-07 | 1.9531e-06 | 1.2704e-06 | 6.9624e-07 | 1.8756e-06 | 1.6382e-06 | 2.241e-06 | 3.8776e-06 | 10-07-99-99-01-033
Electricity | refined petroleum and coke 19 | CHP: IndustrialNot SpecifiedNone | Included Emissions | 1A1aii | Electricity Generation (In State) | CHP: Industrial | Not Specified | None | Fuel combustion | Kerosene | CH4 | 25 | 2011: 3.4e-08; 2012: 2.9953e-08; 2013: 3.4403e-08; 2014: 5.2339e-08; 2015: 5.5864e-08 | 10-07-99-99-01-036
Electricity | refined petroleum and coke 19 | CHP: IndustrialNot SpecifiedNone | Included Emissions | 1A1aii | Electricity Generation (In State) | CHP: Industrial | Not Specified | None | Fuel combustion | Kerosene | CO2 | 1 | 2011: 3.5382e-05; 2012: 2.8893e-05; 2013: 3.1832e-05; 2014: 5.4081e-05; 2015: 5.8811e-05 | 10-07-99-99-01-036
Electricity | refined petroleum and coke 19 | CHP: IndustrialNot SpecifiedNone | Included Emissions | 1A1aii | Electricity Generation (In State) | CHP: Industrial | Not Specified | None | Fuel combustion | Kerosene | N2O | 298 | 2011: 8.1056e-08; 2012: 7.1408e-08; 2013: 8.2016e-08; 2014: 1.2478e-07; 2015: 1.3318e-07 | 10-07-99-99-01-036
Electricity | refined petroleum and coke 19 | CHP: IndustrialNot SpecifiedNone | Included Emissions | 1A1aii | Electricity Generation (In State) | CHP: Industrial | Not Specified | None | Fuel combustion | Landfill gas | CH4 | 25 | 7.0264e-05 | 8.1582e-05 | 8.5127e-05 | 4.0298e-05 | 4.3037e-05 | 4.6267e-05 | 4.7685e-05 | 4.3882e-05 | 4.861e-05 | 1.0353e-05 | 0.00011764 |  |  | 2.1545e-06 | 2.7286e-05 | 2.5991e-05 | 3.2148e-05 | 2.9105e-05 | 2.6202e-05 | 2.056e-05 | 10-07-99-99-01-072
Electricity | refined petroleum and coke 19 | CHP: IndustrialNot SpecifiedNone | Included Emissions | 1A1aii | Electricity Generation (In State) | CHP: Industrial | Not Specified | None | Fuel combustion | Landfill gas | N2O | 298 | 0.00016489 | 0.00019145 | 0.00019977 | 9.457e-05 | 0.000101 | 0.00010858 | 0.0001119 | 0.00010298 | 0.00011407 | 2.4295e-05 | 0.00027607 |  |  | 5.0561e-06 | 6.4033e-05 | 6.0995e-05 | 7.5444e-05 | 6.8303e-05 | 6.1491e-05 | 4.825e-05 | 10-07-99-99-01-072
Electricity | refined petroleum and coke 19 | CHP: IndustrialNot SpecifiedNone | Included Emissions | 1A1aii | Electricity Generation (In State) | CHP: Industrial | Not Specified | None | Fuel combustion | MSW | CH4 | 25 | 2003: 0.0033716; 2004: 0.0030745; 2005: 0.0027618; 2006: 0.003181; 2007: 0.0031262; 2008: 0.0031443 | 10-07-99-99-01-010
Electricity | refined petroleum and coke 19 | CHP: IndustrialNot SpecifiedNone | Included Emissions | 1A1aii | Electricity Generation (In State) | CHP: Industrial | Not Specified | None | Fuel combustion | MSW | CO2 | 1 | 2003: 0.13176; 2004: 0.12015; 2005: 0.10793; 2006: 0.12432; 2007: 0.12217; 2008: 0.12288 | 10-07-99-99-01-010
Electricity | refined petroleum and coke 19 | CHP: IndustrialNot SpecifiedNone | Included Emissions | 1A1aii | Electricity Generation (In State) | CHP: Industrial | Not Specified | None | Fuel combustion | MSW | N2O | 298 | 2003: 0.0052748; 2004: 0.0048101; 2005: 0.0043208; 2006: 0.0049767; 2007: 0.0048909; 2008: 0.0049193 | 10-07-99-99-01-010
Electricity | refined petroleum and coke 19 | CHP: IndustrialNot SpecifiedNone | Included Emissions | 1A1aii | Electricity Generation (In State) | CHP: Industrial | Not Specified | None | Fuel combustion | Natural gas | CH4 | 25 | 0.0061382 | 0.0058341 | 0.0071914 | 0.0062214 | 0.0052719 | 0.0049815 | 0.0046125 | 0.0046429 | 0.0046815 | 0.0049848 | 0.0055842 | 0.005211 | 0.005177 | 0.0055285 | 0.0049685 | 0.0046156 | 0.0043888 | 0.0038952 | 0.0038319 | 0.0035121 | 10-07-99-99-01-020
Electricity | refined petroleum and coke 19 | CHP: IndustrialNot SpecifiedNone | Included Emissions | 1A1aii | Electricity Generation (In State) | CHP: Industrial | Not Specified | None | Fuel combustion | Natural gas | CO2 | 1 | 13.0179 | 12.3731 | 15.2515 | 13.1943 | 11.1807 | 10.5647 | 9.7821 | 9.8466 | 9.9286 | 10.5442 | 8.9963 | 11.5075 | 11.0783 | 11.8785 | 10.6073 | 9.8216 | 9.2804 | 8.2409 | 8.2675 | 7.5542 | 10-07-99-99-01-020
Electricity | refined petroleum and coke 19 | CHP: IndustrialNot SpecifiedNone | Included Emissions | 1A1aii | Electricity Generation (In State) | CHP: Industrial | Not Specified | None | Fuel combustion | Natural gas | N2O | 298 | 0.0073167 | 0.0069543 | 0.0085722 | 0.0074159 | 0.0062842 | 0.0059379 | 0.0054981 | 0.0055343 | 0.0055804 | 0.0059419 | 0.0066564 | 0.0062112 | 0.0061692 | 0.0065907 | 0.0059242 | 0.005474 | 0.0051716 | 0.0045892 | 0.0045321 | 0.0041605 | 10-07-99-99-01-020
Electricity | refined petroleum and coke 19 | CHP: IndustrialNot SpecifiedNone | Included Emissions | 1A1aii | Electricity Generation (In State) | CHP: Industrial | Not Specified | None | Fuel combustion | Petroleum coke | CH4 | 25 | 0.0037351 | 0.0035769 | 0.0046325 | 0.0031792 | 0.0033296 | 0.0036945 | 0.0031602 | 0.0029867 | 0.00212 | 0.0019436 | 0.00090101 | 0.00033288 | 0.00029908 | 0.00037895 | 0.0004474 | 0.00037731 | 0.00018235 | 0.00022331 | 0.00019979 | 0.00018366 | 10-07-99-99-01-042
Electricity | refined petroleum and coke 19 | CHP: IndustrialNot SpecifiedNone | Included Emissions | 1A1aii | Electricity Generation (In State) | CHP: Industrial | Not Specified | None | Fuel combustion | Petroleum coke | CO2 | 1 | 1.3859 | 1.3272 | 1.7189 | 1.1797 | 1.2355 | 1.3708 | 1.1726 | 1.1082 | 0.78665 | 0.72118 | 0.33432 | 0.33604 | 0.33755 | 0.44539 | 0.54767 | 0.5152 | 0.24899 | 0.30492 | 0.27281 | 0.25078 | 10-07-99-99-01-042
Electricity | refined petroleum and coke 19 | CHP: IndustrialNot SpecifiedNone | Included Emissions | 1A1aii | Electricity Generation (In State) | CHP: Industrial | Not Specified | None | Fuel combustion | Petroleum coke | N2O | 298 | 0.0064761 | 0.0062018 | 0.0080319 | 0.0055122 | 0.005773 | 0.0064055 | 0.0054792 | 0.0051785 | 0.0036757 | 0.0033698 | 0.0015622 | 0.00071148 | 0.00066684 | 0.00085398 | 0.0010237 | 0.0008995 | 0.00043472 | 0.00053237 | 0.0004763 | 0.00043783 | 10-07-99-99-01-042
Electricity | refined petroleum and coke 19 | CHP: IndustrialNot SpecifiedNone | Included Emissions | 1A1aii | Electricity Generation (In State) | CHP: Industrial | Not Specified | None | Fuel combustion | Propane | CH4 | 25 | 5.328e-07 | 6.393e-07 |  | 9.1042e-07 | 1.3753e-07 | 4.0527e-07 | 3.3702e-07 | 3.165e-07 | 6.186e-07 | 3.1359e-06 | 8.5259e-07 | 1.099e-06 | 3.063e-06 | 4.0672e-06 | 1.4625e-06 | 8.7537e-06 | 1.9335e-05 | 2.3852e-06 | 1.2491e-05 | 3.965e-06 | 10-07-99-99-01-044
Electricity | refined petroleum and coke 19 | CHP: IndustrialNot SpecifiedNone | Included Emissions | 1A1aii | Electricity Generation (In State) | CHP: Industrial | Not Specified | None | Fuel combustion | Propane | CO2 | 1 | 0.00043661 | 0.00052389 |  | 0.00074606 | 0.0001127 | 0.0003321 | 0.00027618 | 0.00025936 | 0.00050692 | 0.0026335 | 0.00070072 | 0.27028 | 0.15183 | 0.0035335 | 0.0012762 | 0.0074321 | 0.016431 | 0.0020366 | 0.012727 | 0.0038696 | 10-07-99-99-01-044
Electricity | refined petroleum and coke 19 | CHP: IndustrialNot SpecifiedNone | Included Emissions | 1A1aii | Electricity Generation (In State) | CHP: Industrial | Not Specified | None | Fuel combustion | Propane | N2O | 298 | 1.2702e-06 | 1.5241e-06 |  | 2.1705e-06 | 3.2786e-07 | 9.6615e-07 | 8.0347e-07 | 7.5454e-07 | 1.4747e-06 | 7.476e-06 | 2.0326e-06 | 2.6741e-06 | 5.7385e-06 | 9.6962e-06 | 3.4866e-06 | 2.0869e-05 | 4.6095e-05 | 5.6862e-06 | 2.9777e-05 | 9.4526e-06 | 10-07-99-99-01-044
Electricity | refined petroleum and coke 19 | CHP: IndustrialNot SpecifiedNone | Included Emissions | 1A1aii | Electricity Generation (In State) | CHP: Industrial | Not Specified | None | Fuel combustion | Refinery gas | CH4 | 25 | 0.0014808 | 0.00077794 | 0.00079355 | 0.00091222 | 0.00089991 | 0.0009679 | 0.00087456 | 0.00072818 | 0.000688 | 0.002095 | 0.002088 | 0.0013294 | 0.0012615 | 0.0011807 | 0.0011657 | 0.0013001 | 0.0010055 | 0.0010109 | 0.0010839 | 0.001035 | 10-07-99-99-01-045
Electricity | refined petroleum and coke 19 | CHP: IndustrialNot SpecifiedNone | Included Emissions | 1A1aii | Electricity Generation (In State) | CHP: Industrial | Not Specified | None | Fuel combustion | Refinery gas | CO2 | 1 | 1.1649 | 0.61198 | 0.62426 | 0.71761 | 0.70793 | 0.76141 | 0.68799 | 0.57283 | 0.54123 | 1.5081 | 1.2158 | 0.92768 | 0.98151 | 0.883 | 0.84206 | 0.96643 | 0.73633 | 0.73035 | 0.83543 | 0.78071 | 10-07-99-99-01-045
Electricity | refined petroleum and coke 19 | CHP: IndustrialNot SpecifiedNone | Included Emissions | 1A1aii | Electricity Generation (In State) | CHP: Industrial | Not Specified | None | Fuel combustion | Refinery gas | N2O | 298 | 0.0035303 | 0.0018546 | 0.0018918 | 0.0021747 | 0.0021454 | 0.0023075 | 0.002085 | 0.001736 | 0.0016402 | 0.0049944 | 0.0049777 | 0.0031647 | 0.0029651 | 0.0028152 | 0.002779 | 0.0030993 | 0.0023971 | 0.0024101 | 0.002584 | 0.0024675 | 10-07-99-99-01-045
Electricity | refined petroleum and coke 19 | CHP: IndustrialNot SpecifiedNone | Included Emissions | 1A1aii | Electricity Generation (In State) | CHP: Industrial | Not Specified | None | Fuel combustion | Residual fuel oil | CH4 | 25 | 2000: 4.3102e-07; 2003: 9.825e-08; 2004: 6.5552e-07; 2005: 3.1541e-07 | 10-07-99-99-01-046
Electricity | refined petroleum and coke 19 | CHP: IndustrialNot SpecifiedNone | Included Emissions | 1A1aii | Electricity Generation (In State) | CHP: Industrial | Not Specified | None | Fuel combustion | Residual fuel oil | CO2 | 1 | 2000: 0.0004316; 2003: 9.8381e-05; 2004: 0.0006564; 2005: 0.00031583 | 10-07-99-99-01-046
Electricity | refined petroleum and coke 19 | CHP: IndustrialNot SpecifiedNone | Included Emissions | 1A1aii | Electricity Generation (In State) | CHP: Industrial | Not Specified | None | Fuel combustion | Residual fuel oil | N2O | 298 | 2000: 1.0276e-06; 2003: 2.3423e-07; 2004: 1.5628e-06; 2005: 7.5194e-07 | 10-07-99-99-01-046
Electricity | refined petroleum and coke 19 | CHP: IndustrialNot SpecifiedNone | Included Emissions | 1A1aii | Electricity Generation (In State) | CHP: Industrial | Not Specified | None | Fuel combustion | Tires | CH4 | 25 | 0.0002548 | 7e-06 | 0.0002099 | 0.0002913 | 0.0002615 | 0.00027804 | 0.00019245 | 0.00016969 | 0.00013903 | 0.00032324 | 0.00011272 | 7.1275e-05 | [8 empty] | 10-07-99-99-01-011
Electricity | refined petroleum and coke 19 | CHP: IndustrialNot SpecifiedNone | Included Emissions | 1A1aii | Electricity Generation (In State) | CHP: Industrial | Not Specified | None | Fuel combustion | Tires | CO2 | 1 | 0.021905 | 0.00060179 | 0.018045 | 0.025043 | 0.022481 | 0.023903 | 0.016545 | 0.014589 | 0.011952 | 0.036547 | 0.010004 | 0.006742 | [8 empty] | 10-07-99-99-01-011
Electricity | refined petroleum and coke 19 | CHP: IndustrialNot SpecifiedNone | Included Emissions | 1A1aii | Electricity Generation (In State) | CHP: Industrial | Not Specified | None | Fuel combustion | Tires | N2O | 298 | 0.00039864 | 1.0951e-05 | 0.00032839 | 0.00045574 | 0.00040911 | 0.000435 | 0.0003011 | 0.00026549 | 0.00021751 | 0.00050571 | 0.00017636 | 0.00011171 | [8 empty] | 10-07-99-99-01-011
Electricity | refined petroleum and coke 19 | CHP: IndustrialNot SpecifiedNone | Included Emissions | 1A1aii | Electricity Generation (In State) | CHP: Industrial | Not Specified | None | Fuel combustion | Waste oil | CH4 | 25 | 2000: 0.00011427; 2001: 6.1298e-05; 2002: 2.0746e-06; 2003: 0.00016421; 2004: 1.8035e-05; 2005: 4.6957e-05; 2006: 5.6496e-05; 2007: 7.0194e-05; 2008: 2.8927e-05 | 10-07-99-99-01-048
Electricity | refined petroleum and coke 19 | CHP: IndustrialNot SpecifiedNone | Included Emissions | 1A1aii | Electricity Generation (In State) | CHP: Industrial | Not Specified | None | Fuel combustion | Waste oil | CO2 | 1 | 2000: 0.11275; 2001: 0.060481; 2002: 0.0020469; 2003: 0.16202; 2004: 0.017794; 2005: 0.046331; 2006: 0.055743; 2007: 0.069258; 2008: 0.028541 | 10-07-99-99-01-048
Electricity | refined petroleum and coke 19 | CHP: IndustrialNot SpecifiedNone | Included Emissions | 1A1aii | Electricity Generation (In State) | CHP: Industrial | Not Specified | None | Fuel combustion | Waste oil | N2O | 298 | 2000: 0.00027242; 2001: 0.00014613; 2002: 4.9458e-06; 2003: 0.00039148; 2004: 4.2994e-05; 2005: 0.00011195; 2006: 0.00013469; 2007: 0.00016734; 2008: 6.8962e-05 | 10-07-99-99-01-048
Electricity | refined petroleum and coke 19 | CHP: IndustrialNot SpecifiedNone | Included Emissions | 1B1 | Electricity Generation (In State) | CHP: Industrial | Not Specified | None | Fuel storage | Coal | CH4 | 25 | 0.011239 | 0.011189 | 0.01253 | 0.011019 | 0.0093428 | 0.0091068 | 0.0093368 | 0.0096911 | 0.010739 | 0.0091903 | 0.0097593 | 0.0058557 | 0.0050038 | 0.0033496 | 0.0033532 | 0.00076757 | 0.00073117 | 0.00067634 | 0.00065691 | 0.0012612 | 10-07-99-99-08-001
Electricity | 0 | Merchant OwnedNot SpecifiedNone | Included Emissions | 1B4 | Electricity Generation (In State) | Merchant Owned | Not Specified | None | Acid gas control | NA | CO2 | 1 | 0.016074 | 0.016074 | 0.016074 | 0.016074 | 0.016074 | 0.016074 | 0.016074 | 0.016074 | 0.016074 | 0.016074 | 0.016074 | 0.031374 | 0.013384 | 0.0034644 | 0.0031156 | 0.0023878 | 0.0011122 | 0.041824 | 0.00093572 | 0.00087872 | 10-22-99-99-04-000
Electricity | 0 | Merchant OwnedNot SpecifiedNone | Included Emissions | 1A1ai | Electricity Generation (In State) | Merchant Owned | Not Specified | None | Fuel combustion | Associated gas | CH4 | 25 | [5 empty] | 1.847e-05 | 1.9964e-05 | 1.6322e-05 | 1.615e-05 | 1.1565e-05 | 1.099e-05 |  | 2.1831e-06 | 0.0010395 | 0.0011183 | 0.00052394 | 0.00034473 | 9.1335e-05 | 0.0061543 | 8.273e-05 | 10-22-99-99-01-022
Electricity | 0 | Merchant OwnedNot SpecifiedNone | Included Emissions | 1A1ai | Electricity Generation (In State) | Merchant Owned | Not Specified | None | Fuel combustion | Associated gas | CO2 | 1 | [5 empty] | 0.048123 | 0.052014 | 0.042525 | 0.042078 | 0.027247 | 0.025876 |  | 0.0050039 | 0.053086 | 0.20674 | 0.22711 | 0.23522 | 0.1931 | 0.19377 | 0.17505 | 10-22-99-99-01-022
Electricity | 0 | Merchant OwnedNot SpecifiedNone | Included Emissions | 1A1ai | Electricity Generation (In State) | Merchant Owned | Not Specified | None | Fuel combustion | Associated gas | N2O | 298 | [5 empty] | 2.2016e-05 | 2.3797e-05 | 1.9455e-05 | 1.9251e-05 | 1.3786e-05 | 1.31e-05 |  | 2.483e-06 | 3.2244e-05 | 0.00011485 | 0.00012492 | 0.00012894 | 0.0001063 | 0.0001206 | 9.387e-05 | 10-22-99-99-01-022
Electricity | 0 | Merchant OwnedNot SpecifiedNone | Included Emissions | 1A1ai | Electricity Generation (In State) | Merchant Owned | Not Specified | None | Fuel combustion | Biomass | CH4 | 25 | 0.031582 | 0.027557 | 0.036307 | 0.038169 | 0.035873 | 0.037276 | 0.037124 | 0.03472 | 0.035998 | 0.042047 | 0.0361 | 0.026392 | 0.032253 | 0.02606 | 0.028384 | 0.021756 | 0.016143 | 0.014151 | 0.015453 | 0.016149 | 10-22-99-99-01-074
Electricity | 0 | Merchant OwnedNot SpecifiedNone | Included Emissions | 1A1ai | Electricity Generation (In State) | Merchant Owned | Not Specified | None | Fuel combustion | Biomass | N2O | 298 | 0.049409 | 0.043113 | 0.056802 | 0.059716 | 0.056124 | 0.058319 | 0.05808 | 0.05432 | 0.05632 | 0.065782 | 0.056479 | 0.045395 | 0.053936 | 0.04939 | 0.048816 | 0.043785 | 0.032042 | 0.030385 | 0.029897 | 0.030697 | 10-22-99-99-01-074
Electricity | 0 | Merchant OwnedNot SpecifiedNone | Included Emissions | 1A1ai | Electricity Generation (In State) | Merchant Owned | Not Specified | None | Fuel combustion | Biomethane | CH4 | 25 | 2011: 3.5397e-05; 2012: 2.2906e-05; 2013: 1.8009e-05; 2014: 2.4703e-05; 2015: 1.9841e-05; 2016: 8.027e-06; 2017: 1.855e-06; 2018: 1.776e-06; 2019: 1.9357e-06 | 10-22-99-99-01-082
Electricity | 0 | Merchant OwnedNot SpecifiedNone | Included Emissions | 1A1ai | Electricity Generation (In State) | Merchant Owned | Not Specified | None | Fuel combustion | Biomethane | N2O | 298 | 2011: 4.2193e-05; 2012: 5.3755e-05; 2013: 2.1467e-05; 2014: 2.9446e-05; 2015: 2.365e-05; 2016: 9.5681e-06; 2017: 2.2111e-06; 2018: 2.117e-06; 2019: 2.3073e-06 | 10-22-99-99-01-082
Electricity | 0 | Merchant OwnedNot SpecifiedNone | Included Emissions | 1A1ai | Electricity Generation (In State) | Merchant Owned | Not Specified | None | Fuel combustion | Crude oil | CH4 | 25 | 2003: 1.8407e-05 | 10-22-99-99-01-051
Electricity | 0 | Merchant OwnedNot SpecifiedNone | Included Emissions | 1A1ai | Electricity Generation (In State) | Merchant Owned | Not Specified | None | Fuel combustion | Crude oil | CO2 | 1 | 2003: 0.018281 | 10-22-99-99-01-051
Electricity | 0 | Merchant OwnedNot SpecifiedNone | Included Emissions | 1A1ai | Electricity Generation (In State) | Merchant Owned | Not Specified | None | Fuel combustion | Crude oil | N2O | 298 | 2003: 4.3881e-05 | 10-22-99-99-01-051
Electricity | 0 | Merchant OwnedNot SpecifiedNone | Included Emissions | 1A1ai | Electricity Generation (In State) | Merchant Owned | Not Specified | None | Fuel combustion | Digester gas | CH4 | 25 | 3.0288e-05 | 3.2832e-05 | 2.6655e-05 | [6 empty] | 0.00017256 | 5.9096e-06 | 1.7277e-05 | 0.00018431 | 5.8709e-05 | 7.2631e-05 | 6.4264e-05 | 5.7529e-05 | 2.8831e-05 | 2.2143e-05 | 0.00011049 | 10-22-99-99-01-070
Electricity | 0 | Merchant OwnedNot SpecifiedNone | Included Emissions | 1A1ai | Electricity Generation (In State) | Merchant Owned | Not Specified | None | Fuel combustion | Digester gas | N2O | 298 | 7.1078e-05 | 7.7048e-05 | 6.2552e-05 | [6 empty] | 0.00040496 | 1.3868e-05 | 4.0544e-05 | 0.00043252 | 0.00013778 | 0.00017045 | 0.00015081 | 0.00013501 | 6.7659e-05 | 5.1965e-05 | 0.00025929 | 10-22-99-99-01-070
Electricity | 0 | Merchant OwnedNot SpecifiedNone | Included Emissions | 1A1ai | Electricity Generation (In State) | Merchant Owned | Not Specified | None | Fuel combustion | Distillate | CH4 | 25 | 0.00025584 | 0.00049268 | 5.1073e-05 | 5.831e-05 | 5.0909e-05 | 4.649e-05 | 3.5232e-05 | 1.9788e-05 | 2.3749e-05 | 1.6515e-05 | 1.6854e-05 | 8.6649e-05 | 3.1941e-06 | 1.2493e-06 | 2.0604e-06 | 1.7032e-06 | 1.8078e-06 | 1.5721e-06 | 2.0848e-06 | 3.1065e-06 | 10-22-99-99-01-033
Electricity | 0 | Merchant OwnedNot SpecifiedNone | Included Emissions | 1A1ai | Electricity Generation (In State) | Merchant Owned | Not Specified | None | Fuel combustion | Distillate | CO2 | 1 | 0.25229 | 0.48585 | 0.050365 | 0.057502 | 0.050203 | 0.045845 | 0.034743 | 0.019513 | 0.023419 | 0.016105 | 0.016443 | 0.0029116 | 0.0016715 | 0.0012319 | 0.0020221 | 0.0016796 | 0.0017828 | 0.0015503 | 0.0020559 | 0.0030634 | 10-22-99-99-01-033
Electricity | 0 | Merchant OwnedNot SpecifiedNone | Included Emissions | 1A1ai | Electricity Generation (In State) | Merchant Owned | Not Specified | None | Fuel combustion | Distillate | N2O | 298 | 0.00060991 | 0.0011746 | 0.00012176 | 0.00013901 | 0.00012137 | 0.00011083 | 8.3993e-05 | 4.7174e-05 | 5.6617e-05 | 3.9373e-05 | 4.0179e-05 | 0.00020664 | 7.3161e-06 | 2.9782e-06 | 4.9121e-06 | 4.0605e-06 | 4.3099e-06 | 3.7479e-06 | 4.9702e-06 | 7.4058e-06 | 10-22-99-99-01-033
Electricity | 0 | Merchant OwnedNot SpecifiedNone | Included Emissions | 1A1ai | Electricity Generation (In State) | Merchant Owned | Not Specified | None | Fuel combustion | Jet fuel | CH4 | 25 |  |  | 3.6225e-08 | 1.6179e-06 | 2.2914e-05 | 3.7197e-05 | 4.4504e-05 | 2.6853e-05 | 1.0439e-05 | 1.2077e-05 | 1.1466e-05 | 6.6862e-06 | 1.2617e-05 | 3.0812e-06 | 8.2408e-06 | 2.4737e-05 | 6.2685e-06 | 2.1835e-06 | 4.8101e-06 | 4.9494e-06 | 10-22-99-99-01-035
Electricity | 0 | Merchant OwnedNot SpecifiedNone | Included Emissions | 1A1ai | Electricity Generation (In State) | Merchant Owned | Not Specified | None | Fuel combustion | Jet fuel | CO2 | 1 |  |  | 3.4882e-05 | 0.0015579 | 0.022065 | 0.035819 | 0.042854 | 0.025857 | 0.010052 | 0.011405 | 0.010895 | 0.0062955 | 0.01188 | 0.0029969 | 0.0079354 | 0.023821 | 0.0060362 | 0.0021025 | 0.0046318 | 0.004766 | 10-22-99-99-01-035
Electricity | 0 | Merchant OwnedNot SpecifiedNone | Included Emissions | 1A1ai | Electricity Generation (In State) | Merchant Owned | Not Specified | None | Fuel combustion | Jet fuel | N2O | 298 |  |  | 8.636e-08 | 3.8571e-06 | 5.4627e-05 | 8.8679e-05 | 0.0001061 | 6.4017e-05 | 2.4888e-05 | 2.8791e-05 | 2.7334e-05 | 1.594e-05 | 3.008e-05 | 7.3456e-06 | 1.9646e-05 | 5.8974e-05 | 1.4944e-05 | 5.2054e-06 | 1.1467e-05 | 1.1799e-05 | 10-22-99-99-01-035
Electricity | 0 | Merchant OwnedNot SpecifiedNone | Included Emissions | 1A1ai | Electricity Generation (In State) | Merchant Owned | Not Specified | None | Fuel combustion | Kerosene | CH4 | 25 | 2002: 8.3985e-07; 2003: 1.2151e-06; 2009: 4.8044e-06; 2010: 5.1834e-06 | 10-22-99-99-01-036
Electricity | 0 | Merchant OwnedNot SpecifiedNone | Included Emissions | 1A1ai | Electricity Generation (In State) | Merchant Owned | Not Specified | None | Fuel combustion | Kerosene | CO2 | 1 | 2002: 0.00084209; 2003: 0.0012184; 2009: 0.0046334; 2010: 0.004993 | 10-22-99-99-01-036
Electricity | 0 | Merchant OwnedNot SpecifiedNone | Included Emissions | 1A1ai | Electricity Generation (In State) | Merchant Owned | Not Specified | None | Fuel combustion | Kerosene | N2O | 298 | 2002: 2.0022e-06; 2003: 2.8969e-06; 2009: 1.1454e-05; 2010: 1.2357e-05 | 10-22-99-99-01-036
Electricity | 0 | Merchant OwnedNot SpecifiedNone | Included Emissions | 1A1ai | Electricity Generation (In State) | Merchant Owned | Not Specified | None | Fuel combustion | Landfill gas | CH4 | 25 | 0.0014176 | 0.0014615 | 0.0012241 | 0.001208 | 0.0013293 | 0.0012562 | 0.0014456 | 0.0013575 | 0.0014072 | 0.0015547 | 0.0016225 | 0.0013249 | 0.0017271 | 0.0017019 | 0.0016959 | 0.0017822 | 0.0017443 | 0.0017044 | 0.0017198 | 0.0016825 | 10-22-99-99-01-072
Electricity | 0 | Merchant OwnedNot SpecifiedNone | Included Emissions | 1A1ai | Electricity Generation (In State) | Merchant Owned | Not Specified | None | Fuel combustion | Landfill gas | N2O | 298 | 0.0033269 | 0.0034297 | 0.0028727 | 0.0028348 | 0.0031196 | 0.0029481 | 0.0033926 | 0.0031858 | 0.0033023 | 0.0036486 | 0.0038077 | 0.0031092 | 0.0040532 | 0.003994 | 0.0039799 | 0.0041825 | 0.0040933 | 0.0039997 | 0.004036 | 0.0039483 | 10-22-99-99-01-072
Electricity | 0 | Merchant OwnedNot SpecifiedNone | Included Emissions | 1A1ai | Electricity Generation (In State) | Merchant Owned | Not Specified | None | Fuel combustion | MSW | CH4 | 25 | 0.0063773 | 0.0064643 | 0.0066361 | 0.0028236 | 0.0027986 | 0.0023114 | 0.0027251 | 0.002846 | 0.0026718 | 0.0059597 | 0.0058435 | 0.0057541 | 0.0067122 | 0.0010233 | 0.00092441 | 0.0010317 | 0.001044 | 0.00094329 | 0.00049982 | 8.8775e-05 | 10-22-99-99-01-010
Electricity | 0 | Merchant OwnedNot SpecifiedNone | Included Emissions | 1A1ai | Electricity Generation (In State) | Merchant Owned | Not Specified | None | Fuel combustion | MSW | CO2 | 1 | 0.24923 | 0.25263 | 0.25934 | 0.11035 | 0.10937 | 0.090329 | 0.1065 | 0.11122 | 0.10441 | 0.24818 | 0.17837 | 0.22552 | 0.26436 | 0.25109 | 0.23855 | 0.24165 | 0.26639 | 0.20998 | 0.14226 | 0.20894 | 10-22-99-99-01-010
Electricity | 0 | Merchant OwnedNot SpecifiedNone | Included Emissions | 1A1ai | Electricity Generation (In State) | Merchant Owned | Not Specified | None | Fuel combustion | MSW | N2O | 298 | 0.0099772 | 0.010113 | 0.010382 | 0.0044176 | 0.0043783 | 0.0036161 | 0.0042634 | 0.0044526 | 0.00418 | 0.0093239 | 0.0091422 | 0.0090023 | 0.010501 | 0.011521 | 0.0076132 | 0.0081063 | 0.00901 | 0.0063473 | 0.0018315 | 0.0032244 | 10-22-99-99-01-010
Electricity | 0 | Merchant OwnedNot SpecifiedNone | Included Emissions | 1A1ai | Electricity Generation (In State) | Merchant Owned | Not Specified | None | Fuel combustion | Natural gas | CH4 | 25 | 0.014231 | 0.016934 | 0.010069 | 0.010147 | 0.011749 | 0.0096536 | 0.011102 | 0.012379 | 0.012379 | 0.01135 | 0.0093902 | 0.0062826 | 0.010715 | 0.0099995 | 0.01026 | 0.0098809 | 0.007233 | 0.0074168 | 0.008531 | 0.0070559 | 10-22-99-99-01-020
Electricity | 0 | Merchant OwnedNot SpecifiedNone | Included Emissions | 1A1ai | Electricity Generation (In State) | Merchant Owned | Not Specified | None | Fuel combustion | Natural gas | CO2 | 1 | 30.1803 | 35.9141 | 21.3541 | 21.5193 | 24.918 | 20.4734 | 23.5458 | 26.2541 | 26.2533 | 24.4405 | 18.8441 | 14.2087 | 23.6783 | 21.3811 | 21.9405 | 21.126 | 15.2754 | 13.667 | 14.5643 | 14.4227 | 10-22-99-99-01-020
Electricity | 0 | Merchant OwnedNot SpecifiedNone | Included Emissions | 1A1ai | Electricity Generation (In State) | Merchant Owned | Not Specified | None | Fuel combustion | Natural gas | N2O | 298 | 0.016963 | 0.020186 | 0.012002 | 0.012095 | 0.014005 | 0.011507 | 0.013234 | 0.014756 | 0.014756 | 0.013529 | 0.011193 | 0.0074868 | 0.012799 | 0.011919 | 0.012229 | 0.011778 | 0.0085416 | 0.0076289 | 0.0081416 | 0.0080853 | 10-22-99-99-01-020
Electricity | 0 | Merchant OwnedNot SpecifiedNone | Included Emissions | 1A1ai | Electricity Generation (In State) | Merchant Owned | Not Specified | None | Fuel combustion | Petroleum coke | CH4 | 25 | 0.0025001 | 0.0025807 | 0.0024978 | 0.0031116 | 0.0032307 | 0.0032932 | 0.0033273 | 0.0034711 | 0.0030461 | 0.0034155 | 0.0032274 | 0.0028643 | 9.2348e-05 | [7 empty] | 10-22-99-99-01-042
Electricity | 0 | Merchant OwnedNot SpecifiedNone | Included Emissions | 1A1ai | Electricity Generation (In State) | Merchant Owned | Not Specified | None | Fuel combustion | Petroleum coke | CO2 | 1 | 0.92768 | 0.95756 | 0.9268 | 1.1546 | 1.1988 | 1.2219 | 1.2346 | 1.288 | 1.1303 | 1.2301 | 1.1306 | 0.98944 | 0.096475 | [7 empty] | 10-22-99-99-01-042
Electricity | 0 | Merchant OwnedNot SpecifiedNone | Included Emissions | 1A1ai | Electricity Generation (In State) | Merchant Owned | Not Specified | None | Fuel combustion | Petroleum coke | N2O | 298 | 0.0043347 | 0.0044744 | 0.0043306 | 0.0053949 | 0.0056014 | 0.0057098 | 0.005769 | 0.0060183 | 0.0052813 | 0.0059218 | 0.0055958 | 0.0049557 | 0.00020138 | [7 empty] | 10-22-99-99-01-042
Electricity | 0 | Merchant OwnedNot SpecifiedNone | Included Emissions | 1A1ai | Electricity Generation (In State) | Merchant Owned | Not Specified | None | Fuel combustion | Propane | CH4 | 25 | 2009: 1.5823e-06; 2010: 2.5396e-06; 2011: 2.0046e-06; 2012: 2.0276e-06; 2013: 1.865e-06; 2014: 2.0587e-06; 2015: 2.1003e-06; 2016: 1.9446e-06; 2017: 1.3826e-06; 2018: 2.126e-06; 2019: 1.2801e-06 | 10-22-99-99-01-044
Electricity | 0 | Merchant OwnedNot SpecifiedNone | Included Emissions | 1A1ai | Electricity Generation (In State) | Merchant Owned | Not Specified | None | Fuel combustion | Propane | CO2 | 1 | 2009: 0.0013296; 2010: 0.0021342; 2011: 0.0016073; 2012: 0.0016408; 2013: 0.0018583; 2014: 0.0018971; 2015: 0.0021607; 2016: 0.0019015; 2017: 0.0015147; 2018: 0.0022046; 2019: 0.0015279 | 10-22-99-99-01-044
Electricity | 0 | Merchant OwnedNot SpecifiedNone | Included Emissions | 1A1ai | Electricity Generation (In State) | Merchant Owned | Not Specified | None | Fuel combustion | Propane | N2O | 298 | 2009: 3.7721e-06; 2010: 6.0545e-06; 2011: 4.7961e-06; 2012: 4.713e-06; 2013: 4.4461e-06; 2014: 6.1e-06; 2015: 5.1262e-06; 2016: 4.6359e-06; 2017: 3.2962e-06; 2018: 5.0981e-06; 2019: 3.0517e-06 | 10-22-99-99-01-044
Electricity | 0 | Merchant OwnedNot SpecifiedNone | Included Emissions | 1A1ai | Electricity Generation (In State) | Merchant Owned | Not Specified | None | Fuel combustion | Refinery gas | CH4 | 25 | 0.00010743 |  |  |  | 4.2923e-05 | 4.2845e-05 | 3.9178e-05 | 0.00043154 | 4.805e-05 | 3.8238e-05 |  | 0.00019192 | 0.00023519 | 0.00026554 | 0.000241 | 0.00020056 | 1.8406e-05 | 1.1468e-05 | 4.5736e-06 | 1.2519e-05 | 10-22-99-99-01-045
Electricity | 0 | Merchant OwnedNot SpecifiedNone | Included Emissions | 1A1ai | Electricity Generation (In State) | Merchant Owned | Not Specified | None | Fuel combustion | Refinery gas | CO2 | 1 | 0.08451 |  |  |  | 0.033766 | 0.033705 | 0.03082 | 0.33948 | 0.037799 | 0.029806 |  | 0.20457 | 0.19156 | 0.20529 | 0.20066 | 0.15383 | 0.01407 | 0.008744 | 0.0034942 | 0.009487 | 10-22-99-99-01-045
Electricity | 0 | Merchant OwnedNot SpecifiedNone | Included Emissions | 1A1ai | Electricity Generation (In State) | Merchant Owned | Not Specified | None | Fuel combustion | Refinery gas | N2O | 298 | 0.00025611 |  |  |  | 0.00010233 | 0.00010214 | 9.3399e-05 | 0.0010288 | 0.00011455 | 9.1159e-05 |  | 0.00045754 | 0.00042349 | 0.00063305 | 0.00057456 | 0.00047814 | 4.388e-05 | 2.734e-05 | 1.0903e-05 | 2.9845e-05 | 10-22-99-99-01-045
Electricity | 0 | Merchant OwnedNot SpecifiedNone | Included Emissions | 1A1ai | Electricity Generation (In State) | Merchant Owned | Not Specified | None | Fuel combustion | Residual fuel oil | CH4 | 25 | 2000: 2.7183e-05; 2001: 4.1696e-05; 2002: 1.9286e-05; 2003: 3.5305e-06; 2005: 1.7851e-06; 2006: 1.6264e-06; 2007: 4.9162e-07 | 10-22-99-99-01-046
Electricity | 0 | Merchant OwnedNot SpecifiedNone | Included Emissions | 1A1ai | Electricity Generation (In State) | Merchant Owned | Not Specified | None | Fuel combustion | Residual fuel oil | CO2 | 1 | 2000: 0.027219; 2001: 0.041751; 2002: 0.019312; 2003: 0.0035353; 2005: 0.0017875; 2006: 0.0016286; 2007: 0.00049228 | 10-22-99-99-01-046
Electricity | 0 | Merchant OwnedNot SpecifiedNone | Included Emissions | 1A1ai | Electricity Generation (In State) | Merchant Owned | Not Specified | None | Fuel combustion | Residual fuel oil | N2O | 298 | 2000: 6.4804e-05; 2001: 9.9403e-05; 2002: 4.5978e-05; 2003: 8.4168e-06; 2005: 4.2558e-06; 2006: 3.8775e-06; 2007: 1.172e-06 | 10-22-99-99-01-046
Electricity | 0 | Merchant OwnedNot SpecifiedNone | Included Emissions | 1A1ai | Electricity Generation (In State) | Merchant Owned | Not Specified | None | Fuel combustion | Waste oil | CH4 | 25 | 2000: 1.3976e-05; 2001: 9.375e-08; 2008: 1.017e-07 | 10-22-99-99-01-048
Electricity | 0 | Merchant OwnedNot SpecifiedNone | Included Emissions | 1A1ai | Electricity Generation (In State) | Merchant Owned | Not Specified | None | Fuel combustion | Waste oil | CO2 | 1 | 2000: 0.01379; 2001: 9.25e-05; 2008: 0.00010034 | 10-22-99-99-01-048
Electricity | 0 | Merchant OwnedNot SpecifiedNone | Included Emissions | 1A1ai | Electricity Generation (In State) | Merchant Owned | Not Specified | None | Fuel combustion | Waste oil | N2O | 298 | 2000: 3.332e-05; 2001: 2.235e-07; 2008: 2.4245e-07 | 10-22-99-99-01-048
Electricity | 0 | Merchant OwnedNot SpecifiedNone | Included Emissions | 1B3 | Electricity Generation (In State) | Merchant Owned | Not Specified | None | Geothermal power | Geothermal | CH4 | 25 | 2009: 2.4325e-07; 2010: 2.555e-07; 2011: 0.080969; 2012: 0.1064; 2013: 0.087777; 2014: 0.086526; 2015: 0.084971; 2016: 0.086903; 2017: 0.07661; 2018: 0.082742; 2019: 0.076474 | 10-22-99-99-11-071
Electricity | 0 | Merchant OwnedNot SpecifiedNone | Included Emissions | 1B3 | Electricity Generation (In State) | Merchant Owned | Not Specified | None | Geothermal power | Geothermal | CO2 | 1 | 1.0501 | 1.0393 | 1.0143 | 1.0179 | 1.0282 | 1.0307 | 1.011 | 1.0251 | 1.0187 | 1.2273 | 1.0242 | 0.98927 | 0.72485 | 0.71405 | 0.72632 | 0.97771 | 1.2742 | 0.70533 | 0.69573 | 0.67701 | 10-22-99-99-11-071
Electricity | 0 | Merchant OwnedNot SpecifiedNone | Included Emissions | 1B3 | Electricity Generation (In State) | Merchant Owned | Not Specified | None | Geothermal power | Geothermal | N2O | 298 | 2009: 9.6582e-07; 2010: 1.015e-06; 2013: 4.47e-05; 2014: 6.556e-05 | 10-22-99-99-11-071
Electricity | 0 | Transmission and DistributionNot SpecifiedNone | Included Emissions | 2G1b | Electricity Generation (In State) | Transmission and Distribution | Not Specified | None | Electricity transmitted | NA | SF6 | 22800 | 0.373 | 0.34239 | 0.28515 | 0.27786 | 0.25853 | 0.24642 | 0.23356 | 0.19597 | 0.19291 | 0.17878 | 0.16389 | 0.16597 | 0.15672 | 0.19553 | 0.11373 | 0.091051 | 0.06982 | 0.12769 | 0.091051 | 0.091051 | 10-41-99-99-28-000
Electricity | 0 | Utility OwnedNot SpecifiedNone | Included Emissions | 1A1ai | Electricity Generation (In State) | Utility Owned | Not Specified | None | Fuel combustion | Biomass | CH4 | 25 | 2000: 0.0011088 | 10-38-99-99-01-074
Electricity | 0 | Utility OwnedNot SpecifiedNone | Included Emissions | 1A1ai | Electricity Generation (In State) | Utility Owned | Not Specified | None | Fuel combustion | Biomass | N2O | 298 | 2000: 0.0017347 | 10-38-99-99-01-074
Electricity | 0 | Utility OwnedNot SpecifiedNone | Included Emissions | 1A1ai | Electricity Generation (In State) | Utility Owned | Not Specified | None | Fuel combustion | Biomethane | CH4 | 25 | 2011: 0.00014849; 2012: 0.00024512; 2013: 0.00025262; 2014: 0.00021971; 2015: 0.00014344; 2016: 0.00014567; 2017: 8.7493e-05; 2018: 3.0958e-05; 2019: 2.4625e-05 | 10-38-99-99-01-082
Electricity | 0 | Utility OwnedNot SpecifiedNone | Included Emissions | 1A1ai | Electricity Generation (In State) | Utility Owned | Not Specified | None | Fuel combustion | Biomethane | N2O | 298 | 2011: 0.00017727; 2012: 0.00029255; 2013: 0.00030112; 2014: 0.00026201; 2015: 0.00017099; 2016: 0.00017364; 2017: 0.00010429; 2018: 3.6903e-05; 2019: 2.9353e-05 | 10-38-99-99-01-082
Electricity | 0 | Utility OwnedNot SpecifiedNone | Included Emissions | 1A1ai | Electricity Generation (In State) | Utility Owned | Not Specified | None | Fuel combustion | Digester gas | CH4 | 25 |  | 0.00010103 | 0.00011262 | 0.00017768 | 0.0001338 | 0.00017482 | 0.00017666 | 0.00017785 | 0.00017648 | 0.00026082 | 0.00022898 | 2.3071e-05 | 2.7017e-05 | 3.5889e-05 | 3.8163e-05 | 3.6156e-05 | 2.8447e-05 | 3.1693e-05 | 2.949e-05 | 1.9207e-05 | 10-38-99-99-01-070
Electricity | 0 | Utility OwnedNot SpecifiedNone | Included Emissions | 1A1ai | Electricity Generation (In State) | Utility Owned | Not Specified | None | Fuel combustion | Digester gas | N2O | 298 |  | 0.00023708 | 0.00026429 | 0.00041698 | 0.000314 | 0.00041027 | 0.00041458 | 0.00041736 | 0.00041414 | 0.00061208 | 0.00053736 | 5.4141e-05 | 6.3414e-05 | 8.4221e-05 | 8.9528e-05 | 8.4848e-05 | 6.6759e-05 | 7.4381e-05 | 6.9196e-05 | 4.5087e-05 | 10-38-99-99-01-070
Electricity | 0 | Utility OwnedNot SpecifiedNone | Included Emissions | 1A1ai | Electricity Generation (In State) | Utility Owned | Not Specified | None | Fuel combustion | Distillate | CH4 | 25 | 0.00013276 | 0.00010628 | 4.6654e-05 | 5.2456e-05 | 5.0111e-05 | 5.7617e-05 | 5.1283e-05 | 5.2621e-05 | 5.1485e-05 | 4.4596e-05 | 3.1219e-05 | 3.4446e-06 | 2.3414e-05 | 2.3055e-05 | 2.3161e-05 | 2.413e-05 | 3.9451e-05 | 2.8856e-05 | 2.5487e-05 | 2.7921e-05 | 10-38-99-99-01-033
Electricity | 0 | Utility OwnedNot SpecifiedNone | Included Emissions | 1A1ai | Electricity Generation (In State) | Utility Owned | Not Specified | None | Fuel combustion | Distillate | CO2 | 1 | 0.13092 | 0.10481 | 0.046007 | 0.051729 | 0.049416 | 0.056818 | 0.050572 | 0.051892 | 0.050771 | 0.043528 | 0.030304 | 0.0033968 | 0.023089 | 0.022736 | 0.02284 | 0.023796 | 0.038918 | 0.028458 | 0.025129 | 0.027532 | 10-38-99-99-01-033
Electricity | 0 | Utility OwnedNot SpecifiedNone | Included Emissions | 1A1ai | Electricity Generation (In State) | Utility Owned | Not Specified | None | Fuel combustion | Distillate | N2O | 298 | 0.00031651 | 0.00025338 | 0.00011122 | 0.00012506 | 0.00011947 | 0.00013736 | 0.00012226 | 0.00012545 | 0.00012274 | 0.00010632 | 7.4426e-05 | 8.2119e-06 | 5.5818e-05 | 5.4964e-05 | 5.5216e-05 | 5.7526e-05 | 9.4051e-05 | 6.8793e-05 | 6.0762e-05 | 6.6563e-05 | 10-38-99-99-01-033
Electricity | 0 | Utility OwnedNot SpecifiedNone | Included Emissions | 1A1ai | Electricity Generation (In State) | Utility Owned | Not Specified | None | Fuel combustion | Landfill gas | CH4 | 25 |  | 6.1229e-05 | 7.5623e-05 | 7.885e-05 | 7.3654e-05 | 8.664e-05 | 8.9764e-05 | 9.42e-05 | 9.5893e-05 | 0.00020094 | 0.00034362 | 9.3485e-05 | 9.2848e-05 | 8.3215e-05 | 7.9139e-05 | 6.4326e-05 | 6.4087e-05 | 5.66e-05 | 2.2184e-05 |  | 10-38-99-99-01-072
Electricity | 0 | Utility OwnedNot SpecifiedNone | Included Emissions | 1A1ai | Electricity Generation (In State) | Utility Owned | Not Specified | None | Fuel combustion | Landfill gas | N2O | 298 |  | 0.00014369 | 0.00017747 | 0.00018504 | 0.00017285 | 0.00020332 | 0.00021065 | 0.00022106 | 0.00022504 | 0.00047157 | 0.00080638 | 0.00021939 | 0.00021789 | 0.00019529 | 0.00018572 | 0.00015096 | 0.0001504 | 0.00013282 | 5.2061e-05 |  | 10-38-99-99-01-072
Electricity | 0 | Utility OwnedNot SpecifiedNone | Included Emissions | 1A1ai | Electricity Generation (In State) | Utility Owned | Not Specified | None | Fuel combustion | Natural gas | CH4 | 25 | 0.0032754 | 0.0030413 | 0.0022751 | 0.0025008 | 0.0026258 | 0.0029756 | 0.0042359 | 0.0048071 | 0.0052 | 0.0046453 | 0.0055369 | 0.0049705 | 0.0065561 | 0.0060637 | 0.0061475 | 0.0063775 | 0.0058341 | 0.0053861 | 0.0052939 | 0.0051221 | 10-38-99-99-01-020
Electricity | 0 | Utility OwnedNot SpecifiedNone | Included Emissions | 1A1ai | Electricity Generation (In State) | Utility Owned | Not Specified | None | Fuel combustion | Natural gas | CO2 | 1 | 6.9464 | 6.45 | 4.8251 | 5.3037 | 5.5687 | 6.3107 | 8.9834 | 10.1948 | 11.0282 | 9.998 | 11.918 | 10.2834 | 13.5796 | 13.0019 | 13.2192 | 13.8277 | 12.516 | 11.5513 | 11.3684 | 10.9833 | 10-38-99-99-01-020
Electricity | 0 | Utility OwnedNot SpecifiedNone | Included Emissions | 1A1ai | Electricity Generation (In State) | Utility Owned | Not Specified | None | Fuel combustion | Natural gas | N2O | 298 | 0.0039042 | 0.0036252 | 0.0027119 | 0.002981 | 0.0031299 | 0.0035469 | 0.0050492 | 0.00573 | 0.0061984 | 0.0055372 | 0.0066 | 0.0059248 | 0.007828 | 0.0072279 | 0.0073277 | 0.0076019 | 0.0069542 | 0.0064201 | 0.0063166 | 0.0061055 | 10-38-99-99-01-020
Electricity | 0 | Utility OwnedNot SpecifiedNone | Included Emissions | 1A1ai | Electricity Generation (In State) | Utility Owned | Not Specified | None | Fuel combustion | Propane | CH4 | 25 | 2009: 7.0416e-08; 2010: 2.5894e-08; 2012: 2.4199e-06; 2013: 2.9937e-06; 2014: 1.5138e-06; 2015: 8.4949e-07; 2016: 6.9803e-07; 2017: 1.363e-06; 2018: 8.8254e-07; 2019: 1.3874e-06 | 10-38-99-99-01-044
Electricity | 0 | Utility OwnedNot SpecifiedNone | Included Emissions | 1A1ai | Electricity Generation (In State) | Utility Owned | Not Specified | None | Fuel combustion | Propane | CO2 | 1 | 2009: 5.9168e-05; 2010: 2.176e-05; 2012: 0.0020321; 2013: 0.0025139; 2014: 0.0012712; 2015: 0.00071334; 2016: 0.00058616; 2017: 0.0011445; 2018: 0.0007411; 2019: 0.001165 | 10-38-99-99-01-044
Electricity | 0 | Utility OwnedNot SpecifiedNone | Included Emissions | 1A1ai | Electricity Generation (In State) | Utility Owned | Not Specified | None | Fuel combustion | Propane | N2O | 298 | 2009: 1.6787e-07; 2010: 6.1731e-08; 2012: 5.7691e-06; 2013: 7.1371e-06; 2014: 3.6089e-06; 2015: 2.0252e-06; 2016: 1.6641e-06; 2017: 3.2493e-06; 2018: 2.104e-06; 2019: 3.3075e-06 | 10-38-99-99-01-044
Electricity | 0 | Utility OwnedNot SpecifiedNone | Included Emissions | 1A1ai | Electricity Generation (In State) | Utility Owned | Not Specified | None | Fuel combustion | Refinery gas | CH4 | 25 | 2008: 3.704e-05 | 10-38-99-99-01-045
Electricity | 0 | Utility OwnedNot SpecifiedNone | Included Emissions | 1A1ai | Electricity Generation (In State) | Utility Owned | Not Specified | None | Fuel combustion | Refinery gas | CO2 | 1 | 2008: 0.029138 | 10-38-99-99-01-045
Electricity | 0 | Utility OwnedNot SpecifiedNone | Included Emissions | 1A1ai | Electricity Generation (In State) | Utility Owned | Not Specified | None | Fuel combustion | Refinery gas | N2O | 298 | 2008: 8.8303e-05 | 10-38-99-99-01-045
Electricity | 0 | Utility OwnedNot SpecifiedNone | Included Emissions | 1A1ai | Electricity Generation (In State) | Utility Owned | Not Specified | None | Fuel combustion | Residual fuel oil | CH4 | 25 | 2000: 1.3627e-05; 2001: 0.00018999; 2003: 1.5134e-06; 2006: 5.6842e-06; 2007: 7.7839e-06; 2008: 4.2391e-06; 2009: 4.8267e-06; 2010: 4.7529e-06; 2011: 8.0246e-07; 2015: 2.6617e-07 | 10-38-99-99-01-046
Electricity | 0 | Utility OwnedNot SpecifiedNone | Included Emissions | 1A1ai | Electricity Generation (In State) | Utility Owned | Not Specified | None | Fuel combustion | Residual fuel oil | CO2 | 1 | 2000: 0.013646; 2001: 0.19024; 2003: 0.0015154; 2006: 0.0056918; 2007: 0.0077943; 2008: 0.0042448; 2009: 0.0047601; 2010: 0.0046783; 2011: 0.0011078; 2015: 0.00027102 | 10-38-99-99-01-046
Electricity | 0 | Utility OwnedNot SpecifiedNone | Included Emissions | 1A1ai | Electricity Generation (In State) | Utility Owned | Not Specified | None | Fuel combustion | Residual fuel oil | N2O | 298 | 2000: 3.2488e-05; 2001: 0.00045293; 2003: 3.608e-06; 2006: 1.3551e-05; 2007: 1.8557e-05; 2008: 1.0106e-05; 2009: 1.1507e-05; 2010: 1.1331e-05; 2011: 1.6747e-06; 2015: 6.3456e-07 | 10-38-99-99-01-046
Electricity | 0 | Utility OwnedNot SpecifiedNone | Included Emissions | 1B3 | Electricity Generation (In State) | Utility Owned | Not Specified | None | Geothermal power | Geothermal | CH4 | 25 | 2011: 0.047716; 2012: 0.045062; 2013: 0.045022; 2014: 0.043434; 2015: 0.042145; 2016: 0.040199; 2017: 0.038875; 2018: 0.03864; 2019: 0.034959 | 10-38-99-99-11-071
Electricity | 0 | Utility OwnedNot SpecifiedNone | Included Emissions | 1B3 | Electricity Generation (In State) | Utility Owned | Not Specified | None | Geothermal power | Geothermal | CO2 | 1 |  |  | 0.016227 | 0.014394 | 0.01443 | 0.012897 | 0.013314 | 0.013361 | 0.01292 | 0.013184 | 0.012821 | 0.012963 | 0.012313 | 0.012449 | 0.012464 | 0.012163 | 0.012241 | 0.011415 | 0.011859 | 0.0096243 | 10-38-99-99-11-071
Industry | refined petroleum and coke 19 | CHP: IndustrialUseful Thermal OutputNone | Included Emissions | 1A1aii | Industrial | CHP: Industrial | Useful Thermal Output | None | Fuel combustion | Associated gas | CH4 | 25 | 2011: 2.6491e-07; 2012: 3.8974e-07; 2013: 0.0039792; 2014: 0.0042967; 2015: 0.0018656; 2016: 0.00081163; 2017: 0.00067999; 2018: 4.6166e-05; 2019: 5.0253e-05 | 30-07-69-99-01-022
Industry | refined petroleum and coke 19 | CHP: IndustrialUseful Thermal OutputNone | Included Emissions | 1A1aii | Industrial | CHP: Industrial | Useful Thermal Output | None | Fuel combustion | Associated gas | CO2 | 1 | 2011: 0.0006126; 2012: 0.00083258; 2013: 0.38316; 2014: 0.30349; 2015: 0.16985; 2016: 0.17235; 2017: 0.16033; 2018: 0.10951; 2019: 0.11996 | 30-07-69-99-01-022
Industry | refined petroleum and coke 19 | CHP: IndustrialUseful Thermal OutputNone | Included Emissions | 1A1aii | Industrial | CHP: Industrial | Useful Thermal Output | None | Fuel combustion | Associated gas | N2O | 298 | 2011: 3.1577e-07; 2012: 4.6458e-07; 2013: 0.00020732; 2014: 0.0001758; 2015: 9.2071e-05; 2016: 9.2782e-05; 2017: 8.458e-05; 2018: 5.6181e-05; 2019: 5.9901e-05 | 30-07-69-99-01-022
Industry | refined petroleum and coke 19 | CHP: IndustrialUseful Thermal OutputNone | Included Emissions | 1A1aii | Industrial | CHP: Industrial | Useful Thermal Output | None | Fuel combustion | Biomass | CH4 | 25 | 0.010919 | 0.0088001 | 0.0051629 | 0.0052305 | 0.0097262 | 0.012461 | 0.012757 | 0.01278 | 0.012168 | 0.009395 | 0.0079772 | 0.01066 | 0.010398 | 0.008257 | 0.0074749 | 0.0065384 | 0.0085066 | 0.0090507 | 0.0068711 | 0.0074672 | 30-07-69-99-01-074
Industry | refined petroleum and coke 19 | CHP: IndustrialUseful Thermal OutputNone | Included Emissions | 1A1aii | Industrial | CHP: Industrial | Useful Thermal Output | None | Fuel combustion | Biomass | N2O | 298 | 0.017082 | 0.013768 | 0.0080773 | 0.0081831 | 0.015217 | 0.019496 | 0.019958 | 0.019994 | 0.019036 | 0.014699 | 0.01248 | 0.016678 | 0.016268 | 0.014131 | 0.012868 | 0.01023 | 0.013309 | 0.01416 | 0.01075 | 0.011682 | 30-07-69-99-01-074
Industry | refined petroleum and coke 19 | CHP: IndustrialUseful Thermal OutputNone | Included Emissions | 1A1aii | Industrial | CHP: Industrial | Useful Thermal Output | None | Fuel combustion | Biomethane | CH4 | 25 | 2019: 1.2e-06 | 30-07-69-99-01-082
Industry | refined petroleum and coke 19 | CHP: IndustrialUseful Thermal OutputNone | Included Emissions | 1A1aii | Industrial | CHP: Industrial | Useful Thermal Output | None | Fuel combustion | Biomethane | N2O | 298 | 2019: 1.4304e-06 | 30-07-69-99-01-082
Industry | refined petroleum and coke 19 | CHP: IndustrialUseful Thermal OutputNone | Included Emissions | 1A1aii | Industrial | CHP: Industrial | Useful Thermal Output | None | Fuel combustion | Coal | CH4 | 25 | 0.00044163 | 0.00045854 | 0.00044124 | 0.00046393 | 0.00056574 | 0.00053489 | 0.00055235 | 0.00054445 | 0.00045931 | 0.00043996 | 0.00041666 | 0.0051527 | 0.0042169 | 0.0039037 | 0.0037072 | 0.003518 | 0.0037728 | 0.0035892 | 0.0036333 | 0.0030404 | 30-07-69-99-01-001
Industry | refined petroleum and coke 19 | CHP: IndustrialUseful Thermal OutputNone | Included Emissions | 1A1aii | Industrial | CHP: Industrial | Useful Thermal Output | None | Fuel combustion | Coal | CO2 | 1 | 1.6499 | 1.7131 | 1.6485 | 1.7333 | 2.1136 | 1.9984 | 2.0636 | 2.0341 | 1.716 | 1.5953 | 1.5489 | 1.5388 | 1.3397 | 1.22 | 1.2811 | 1.2545 | 1.2739 | 1.2766 | 1.3256 | 1.1184 | 30-07-69-99-01-001
Industry | refined petroleum and coke 19 | CHP: IndustrialUseful Thermal OutputNone | Included Emissions | 1A1aii | Industrial | CHP: Industrial | Useful Thermal Output | None | Fuel combustion | Coal | N2O | 298 | 0.0084228 | 0.0087453 | 0.0084153 | 0.0088482 | 0.01079 | 0.010201 | 0.010534 | 0.010384 | 0.0087599 | 0.0083909 | 0.0079465 | 0.0089431 | 0.0073351 | 0.0067684 | 0.0064276 | 0.0060995 | 0.0065413 | 0.0062231 | 0.0062994 | 0.0052715 | 30-07-69-99-01-001
Industry | refined petroleum and coke 19 | CHP: IndustrialUseful Thermal OutputNone | Included Emissions | 1A1aii | Industrial | CHP: Industrial | Useful Thermal Output | None | Fuel combustion | Crude oil | CH4 | 25 | 2000: 4.5674e-05; 2001: 4.6312e-05; 2002: 3.0493e-05; 2003: 5.7718e-05; 2004: 5.1252e-05; 2005: 5.5011e-05; 2006: 5.7158e-05; 2007: 6.3973e-05; 2008: 6.7849e-05; 2009: 3.8176e-05; 2010: 6.464e-05 | 30-07-69-99-01-051
Industry | refined petroleum and coke 19 | CHP: IndustrialUseful Thermal OutputNone | Included Emissions | 1A1aii | Industrial | CHP: Industrial | Useful Thermal Output | None | Fuel combustion | Crude oil | CO2 | 1 | 2000: 0.045363; 2001: 0.045997; 2002: 0.030286; 2003: 0.057325; 2004: 0.050904; 2005: 0.054637; 2006: 0.05677; 2007: 0.063538; 2008: 0.067387; 2009: 0.037916; 2010: 0.0642 | 30-07-69-99-01-051
Industry | refined petroleum and coke 19 | CHP: IndustrialUseful Thermal OutputNone | Included Emissions | 1A1aii | Industrial | CHP: Industrial | Useful Thermal Output | None | Fuel combustion | Crude oil | N2O | 298 | 2000: 0.00010889; 2001: 0.00011041; 2002: 7.2695e-05; 2003: 0.0001376; 2004: 0.00012219; 2005: 0.00013115; 2006: 0.00013627; 2007: 0.00015251; 2008: 0.00016175; 2009: 9.101e-05; 2010: 0.0001541 | 30-07-69-99-01-051
Industry | refined petroleum and coke 19 | CHP: IndustrialUseful Thermal OutputNone | Included Emissions | 1A1aii | Industrial | CHP: Industrial | Useful Thermal Output | None | Fuel combustion | Digester gas | CH4 | 25 | 2009: 1.4949e-05; 2010: 5.9662e-05; 2011: 1.3396e-06; 2016: 1.1759e-06; 2017: 1.014e-06; 2018: 8.7068e-07; 2019: 7.948e-06 | 30-07-69-99-01-070
Industry | refined petroleum and coke 19 | CHP: IndustrialUseful Thermal OutputNone | Included Emissions | 1A1aii | Industrial | CHP: Industrial | Useful Thermal Output | None | Fuel combustion | Digester gas | N2O | 298 | 2009: 3.5082e-05; 2010: 0.00014001; 2011: 3.1437e-06; 2016: 2.7699e-06; 2017: 2.3784e-06; 2018: 2.0433e-06; 2019: 1.8652e-05 | 30-07-69-99-01-070
Industry | refined petroleum and coke 19 | CHP: IndustrialUseful Thermal OutputNone | Included Emissions | 1A1aii | Industrial | CHP: Industrial | Useful Thermal Output | None | Fuel combustion | Distillate | CH4 | 25 | 1.8356e-06 | 1.8544e-06 | 1.0282e-07 |  | 3.9668e-09 | 8.5117e-09 |  |  |  | 7.0936e-07 | 3.4616e-07 | 2.5405e-07 | 1.4579e-08 | 2.547e-07 | 1.9576e-07 | 1.6934e-07 | 6.4698e-07 | 1.2454e-07 | 1.0164e-07 | 3.2697e-07 | 30-07-69-99-01-033
Industry | refined petroleum and coke 19 | CHP: IndustrialUseful Thermal OutputNone | Included Emissions | 1A1aii | Industrial | CHP: Industrial | Useful Thermal Output | None | Fuel combustion | Distillate | CO2 | 1 | 0.0018102 | 0.0018287 | 0.0001014 |  | 3.9117e-06 | 8.3937e-06 |  |  |  | 0.00069109 | 0.00033688 | 0.00025046 | 1.4367e-05 | 0.00011657 | 0.00019293 | 0.00026554 | 0.00063775 | 0.0001218 | 9.97e-05 | 0.00032244 | 30-07-69-99-01-033
Industry | refined petroleum and coke 19 | CHP: IndustrialUseful Thermal OutputNone | Included Emissions | 1A1aii | Industrial | CHP: Industrial | Useful Thermal Output | None | Fuel combustion | Distillate | N2O | 298 | 4.3761e-06 | 4.4208e-06 | 2.4513e-07 |  | 9.4567e-09 | 2.0292e-08 |  |  |  | 1.6911e-06 | 8.2525e-07 | 6.0452e-07 | 3.5134e-08 | 6.0631e-07 | 4.6581e-07 | 4.0372e-07 | 1.5424e-06 | 2.9691e-07 | 2.4232e-07 | 7.7951e-07 | 30-07-69-99-01-033
Industry | refined petroleum and coke 19 | CHP: IndustrialUseful Thermal OutputNone | Included Emissions | 1A1aii | Industrial | CHP: Industrial | Useful Thermal Output | None | Fuel combustion | Kerosene | CH4 | 25 | 2011: 2.8737e-07; 2012: 2.3047e-07; 2013: 2.7514e-07; 2014: 4.4599e-07; 2015: 4.6315e-07 | 30-07-69-99-01-036
Industry | refined petroleum and coke 19 | CHP: IndustrialUseful Thermal OutputNone | Included Emissions | 1A1aii | Industrial | CHP: Industrial | Useful Thermal Output | None | Fuel combustion | Kerosene | CO2 | 1 | 2011: 0.00029906; 2012: 0.00022231; 2013: 0.00025458; 2014: 0.00046084; 2015: 0.00048758 | 30-07-69-99-01-036
Industry | refined petroleum and coke 19 | CHP: IndustrialUseful Thermal OutputNone | Included Emissions | 1A1aii | Industrial | CHP: Industrial | Useful Thermal Output | None | Fuel combustion | Kerosene | N2O | 298 | 2011: 6.851e-07; 2012: 5.4944e-07; 2013: 6.5593e-07; 2014: 1.0632e-06; 2015: 1.1042e-06 | 30-07-69-99-01-036
Industry | refined petroleum and coke 19 | CHP: IndustrialUseful Thermal OutputNone | Included Emissions | 1A1aii | Industrial | CHP: Industrial | Useful Thermal Output | None | Fuel combustion | Landfill gas | CH4 | 25 | 2000: 1.333e-05; 2005: 4.7704e-06; 2006: 7.6492e-06; 2010: 2.6514e-06; 2014: 1.2312e-07; 2015: 4.9781e-06; 2016: 6.1641e-06; 2017: 4.3906e-06; 2018: 4.3494e-06; 2019: 7.6952e-06 | 30-07-69-99-01-072
Industry | refined petroleum and coke 19 | CHP: IndustrialUseful Thermal OutputNone | Included Emissions | 1A1aii | Industrial | CHP: Industrial | Useful Thermal Output | None | Fuel combustion | Landfill gas | N2O | 298 | 2000: 3.1281e-05; 2005: 1.1195e-05; 2006: 1.7951e-05; 2010: 6.2223e-06; 2014: 2.8892e-07; 2015: 1.1682e-05; 2016: 1.4466e-05; 2017: 1.0304e-05; 2018: 1.0207e-05; 2019: 1.8059e-05 | 30-07-69-99-01-072
Industry | refined petroleum and coke 19 | CHP: IndustrialUseful Thermal OutputNone | Included Emissions | 1A1aii | Industrial | CHP: Industrial | Useful Thermal Output | None | Fuel combustion | MSW | CH4 | 25 | 2005: 0.00032828; 2006: 0.00025474; 2007: 0.00021656; 2008: 0.0007232 | 30-07-69-99-01-010
Industry | refined petroleum and coke 19 | CHP: IndustrialUseful Thermal OutputNone | Included Emissions | 1A1aii | Industrial | CHP: Industrial | Useful Thermal Output | None | Fuel combustion | MSW | CO2 | 1 | 2005: 0.012829; 2006: 0.0099554; 2007: 0.0084634; 2008: 0.028263 | 30-07-69-99-01-010
Industry | refined petroleum and coke 19 | CHP: IndustrialUseful Thermal OutputNone | Included Emissions | 1A1aii | Industrial | CHP: Industrial | Useful Thermal Output | None | Fuel combustion | MSW | N2O | 298 | 2005: 0.0005136; 2006: 0.00039854; 2007: 0.00033881; 2008: 0.0011315 | 30-07-69-99-01-010
Industry | refined petroleum and coke 19 | CHP: IndustrialUseful Thermal OutputNone | Included Emissions | 1A1aii | Industrial | CHP: Industrial | Useful Thermal Output | None | Fuel combustion | Natural gas | CH4 | 25 | 0.0035457 | 0.0031635 | 0.0037586 | 0.0035528 | 0.0044662 | 0.0041097 | 0.0039379 | 0.0036503 | 0.0035243 | 0.0038494 | 0.0040998 | 0.003474 | 0.0030713 | 0.0030153 | 0.0027323 | 0.0025994 | 0.0024795 | 0.0023813 | 0.0024841 | 0.002313 | 30-07-69-99-01-020
Industry | refined petroleum and coke 19 | CHP: IndustrialUseful Thermal OutputNone | Included Emissions | 1A1aii | Industrial | CHP: Industrial | Useful Thermal Output | None | Fuel combustion | Natural gas | CO2 | 1 | 7.5197 | 6.7092 | 7.9711 | 7.5347 | 9.4719 | 8.7158 | 8.3516 | 7.7415 | 7.4744 | 8.1523 | 8.7149 | 7.4763 | 6.5746 | 6.4285 | 5.8138 | 5.5488 | 5.305 | 5.0796 | 5.4301 | 5.0096 | 30-07-69-99-01-020
Industry | refined petroleum and coke 19 | CHP: IndustrialUseful Thermal OutputNone | Included Emissions | 1A1aii | Industrial | CHP: Industrial | Useful Thermal Output | None | Fuel combustion | Natural gas | N2O | 298 | 0.0042264 | 0.0037709 | 0.0044802 | 0.0042349 | 0.0053237 | 0.0048988 | 0.004694 | 0.0043511 | 0.004201 | 0.0045884 | 0.004887 | 0.0041415 | 0.003661 | 0.0035947 | 0.0032614 | 0.0031051 | 0.0029688 | 0.0028486 | 0.002961 | 0.0027575 | 30-07-69-99-01-020
Industry | refined petroleum and coke 19 | CHP: IndustrialUseful Thermal OutputNone | Included Emissions | 1A1aii | Industrial | CHP: Industrial | Useful Thermal Output | None | Fuel combustion | Petroleum coke | CH4 | 25 | 0.0015852 | 0.0017249 | 0.00075782 | 0.00067984 | 0.0010109 | 0.0012421 | 0.0015428 | 0.0012185 | 0.00026834 | 0.00043287 | 0.00054637 | 0.00010989 | 2.3962e-06 | 3.9783e-06 | 2.7196e-06 | [5 empty] | 30-07-69-99-01-042
Industry | refined petroleum and coke 19 | CHP: IndustrialUseful Thermal OutputNone | Included Emissions | 1A1aii | Industrial | CHP: Industrial | Useful Thermal Output | None | Fuel combustion | Petroleum coke | CO2 | 1 | 0.58818 | 0.64002 | 0.28119 | 0.25226 | 0.3751 | 0.46089 | 0.57248 | 0.45214 | 0.099569 | 0.16062 | 0.20273 | 0.04405 | 0.00093417 | 0.0016775 | 0.0011066 | [5 empty] | 30-07-69-99-01-042
Industry | refined petroleum and coke 19 | CHP: IndustrialUseful Thermal OutputNone | Included Emissions | 1A1aii | Industrial | CHP: Industrial | Useful Thermal Output | None | Fuel combustion | Petroleum coke | N2O | 298 | 0.0027484 | 0.0029906 | 0.0013139 | 0.0011787 | 0.0017527 | 0.0021536 | 0.002675 | 0.0021127 | 0.00046525 | 0.00075052 | 0.00094731 | 0.00018852 | 4.1892e-06 | 6.8977e-06 | 4.7153e-06 | [5 empty] | 30-07-69-99-01-042
Industry | refined petroleum and coke 19 | CHP: IndustrialUseful Thermal OutputNone | Included Emissions | 1A1aii | Industrial | CHP: Industrial | Useful Thermal Output | None | Fuel combustion | Propane | CH4 | 25 | 1.095e-08 | 2.2875e-08 |  | 1.9275e-08 | 1.4635e-07 | 3.6859e-08 | 4.0788e-08 | 4.3275e-08 | 8.85e-09 | 9.3456e-09 | 1.3339e-08 | 1.686e-07 | 7.0827e-07 | 3.2076e-06 | 9.7932e-07 | 1.0286e-05 | 2.2335e-05 | 3.2428e-06 | 1.445e-05 | 4.4138e-06 | 30-07-69-99-01-044
Industry | refined petroleum and coke 19 | CHP: IndustrialUseful Thermal OutputNone | Included Emissions | 1A1aii | Industrial | CHP: Industrial | Useful Thermal Output | None | Fuel combustion | Propane | CO2 | 1 | 8.9732e-06 | 1.8745e-05 |  | 1.5795e-05 | 0.00011993 | 3.0205e-05 | 3.3424e-05 | 3.5462e-05 | 7.2523e-06 | 7.8504e-06 | 1.0963e-05 | 0.0077904 | 0.0027845 | 0.0027313 | 0.00083575 | 0.0087332 | 0.018979 | 0.0027712 | 0.014724 | 0.0043075 | 30-07-69-99-01-044
Industry | refined petroleum and coke 19 | CHP: IndustrialUseful Thermal OutputNone | Included Emissions | 1A1aii | Industrial | CHP: Industrial | Useful Thermal Output | None | Fuel combustion | Propane | N2O | 298 | 2.6105e-08 | 5.4534e-08 |  | 4.5952e-08 | 3.489e-07 | 8.7871e-08 | 9.7239e-08 | 1.0317e-07 | 2.1098e-08 | 2.228e-08 | 3.1801e-08 | 4.6708e-07 | 1.6369e-06 | 7.647e-06 | 2.3347e-06 | 2.4522e-05 | 5.3246e-05 | 7.7309e-06 | 3.445e-05 | 1.0522e-05 | 30-07-69-99-01-044
Industry | refined petroleum and coke 19 | CHP: IndustrialUseful Thermal OutputNone | Included Emissions | 1A1aii | Industrial | CHP: Industrial | Useful Thermal Output | None | Fuel combustion | Refinery gas | CH4 | 25 | 0.0021734 | 0.0015828 | 0.00085405 | 0.0010283 | 0.0010163 | 0.0013093 | 0.0012219 | 0.00088644 | 0.0011707 | 0.0034599 | 0.0034595 | 0.0012696 | 0.0012507 | 0.0012356 | 0.0011068 | 0.0012838 | 0.001389 | 0.0014093 | 0.0015237 | 0.0014659 | 30-07-69-99-01-045
Industry | refined petroleum and coke 19 | CHP: IndustrialUseful Thermal OutputNone | Included Emissions | 1A1aii | Industrial | CHP: Industrial | Useful Thermal Output | None | Fuel combustion | Refinery gas | CO2 | 1 | 1.7097 | 1.2451 | 0.67186 | 0.80894 | 0.79947 | 1.03 | 0.96124 | 0.69734 | 0.92092 | 2.5304 | 2.0082 | 0.82941 | 0.98152 | 0.91348 | 0.8016 | 0.94807 | 1.0234 | 1.0244 | 1.1706 | 1.0936 | 30-07-69-99-01-045
Industry | refined petroleum and coke 19 | CHP: IndustrialUseful Thermal OutputNone | Included Emissions | 1A1aii | Industrial | CHP: Industrial | Useful Thermal Output | None | Fuel combustion | Refinery gas | N2O | 298 | 0.0051813 | 0.0037734 | 0.0020361 | 0.0024515 | 0.0024228 | 0.0031214 | 0.0029131 | 0.0021133 | 0.0027909 | 0.0082484 | 0.0082475 | 0.0030243 | 0.0029274 | 0.0029458 | 0.0026387 | 0.0030606 | 0.0033113 | 0.0033599 | 0.0036324 | 0.0034947 | 30-07-69-99-01-045
Industry | refined petroleum and coke 19 | CHP: IndustrialUseful Thermal OutputNone | Included Emissions | 1A1aii | Industrial | CHP: Industrial | Useful Thermal Output | None | Fuel combustion | Residual fuel oil | CH4 | 25 | 2000: 1.0337e-06; 2003: 4.2825e-07; 2004: 2.5396e-06; 2005: 2.8802e-06 | 30-07-69-99-01-046
Industry | refined petroleum and coke 19 | CHP: IndustrialUseful Thermal OutputNone | Included Emissions | 1A1aii | Industrial | CHP: Industrial | Useful Thermal Output | None | Fuel combustion | Residual fuel oil | CO2 | 1 | 2000: 0.0010351; 2003: 0.00042882; 2004: 0.002543; 2005: 0.002884 | 30-07-69-99-01-046
Industry | refined petroleum and coke 19 | CHP: IndustrialUseful Thermal OutputNone | Included Emissions | 1A1aii | Industrial | CHP: Industrial | Useful Thermal Output | None | Fuel combustion | Residual fuel oil | N2O | 298 | 2000: 2.4644e-06; 2003: 1.0209e-06; 2004: 6.0543e-06; 2005: 6.8663e-06 | 30-07-69-99-01-046
Industry | refined petroleum and coke 19 | CHP: IndustrialUseful Thermal OutputNone | Included Emissions | 1A1aii | Industrial | CHP: Industrial | Useful Thermal Output | None | Fuel combustion | Tires | CH4 | 25 | 8.1669e-05 | 2.688e-07 | 7.4756e-05 | 0.00014111 | 0.00016602 | 0.00015744 | 0.00013421 | 0.0001178 | 6.6493e-05 | 0.0001875 | 0.00010756 | 6.3725e-05 | [8 empty] | 30-07-69-99-01-011
Industry | refined petroleum and coke 19 | CHP: IndustrialUseful Thermal OutputNone | Included Emissions | 1A1aii | Industrial | CHP: Industrial | Useful Thermal Output | None | Fuel combustion | Tires | CO2 | 1 | 0.0070211 | 2.3109e-05 | 0.0064268 | 0.012131 | 0.014273 | 0.013535 | 0.011538 | 0.010127 | 0.0057164 | 0.015182 | 0.009546 | 0.0060278 | [8 empty] | 30-07-69-99-01-011
Industry | refined petroleum and coke 19 | CHP: IndustrialUseful Thermal OutputNone | Included Emissions | 1A1aii | Industrial | CHP: Industrial | Useful Thermal Output | None | Fuel combustion | Tires | N2O | 298 | 0.00012777 | 4.2054e-07 | 0.00011696 | 0.00022076 | 0.00025974 | 0.00024632 | 0.00020997 | 0.0001843 | 0.00010403 | 0.00029335 | 0.00016828 | 9.9874e-05 | [8 empty] | 30-07-69-99-01-011
Industry | refined petroleum and coke 19 | CHP: IndustrialUseful Thermal OutputNone | Included Emissions | 1A1aii | Industrial | CHP: Industrial | Useful Thermal Output | None | Fuel combustion | Waste oil | CH4 | 25 | 2000: 0.00010644; 2001: 6.7886e-05; 2002: 4.125e-08; 2003: 0.00015142; 2004: 2.5901e-05; 2005: 5.1982e-05; 2006: 6.3941e-05; 2007: 7.7304e-05; 2008: 2.4763e-05 | 30-07-69-99-01-048
Industry | refined petroleum and coke 19 | CHP: IndustrialUseful Thermal OutputNone | Included Emissions | 1A1aii | Industrial | CHP: Industrial | Useful Thermal Output | None | Fuel combustion | Waste oil | CO2 | 1 | 2000: 0.10503; 2001: 0.066981; 2002: 4.07e-05; 2003: 0.1494; 2004: 0.025555; 2005: 0.051289; 2006: 0.063088; 2007: 0.076273; 2008: 0.024433 | 30-07-69-99-01-048
Industry | refined petroleum and coke 19 | CHP: IndustrialUseful Thermal OutputNone | Included Emissions | 1A1aii | Industrial | CHP: Industrial | Useful Thermal Output | None | Fuel combustion | Waste oil | N2O | 298 | 2000: 0.00025376; 2001: 0.00016184; 2002: 9.834e-08; 2003: 0.00036099; 2004: 6.1747e-05; 2005: 0.00012392; 2006: 0.00015244; 2007: 0.00018429; 2008: 5.9035e-05 | 30-07-69-99-01-048
Industry | refined petroleum and coke 19 | CHP: IndustrialUseful Thermal OutputNone | Included Emissions | 1B1 | Industrial | CHP: Industrial | Useful Thermal Output | None | Fuel storage | Coal | CH4 | 25 | 0.0082096 | 0.0089584 | 0.0085745 | 0.0089917 | 0.010715 | 0.010317 | 0.010485 | 0.010611 | 0.0092237 | 0.0081785 | 0.0077454 | 0.0085139 | 0.0075611 | 0.007106 | 0.0067648 | 0.0063637 | 0.0069023 | 0.006617 | 0.0066708 | 0.0048823 | 30-07-69-99-08-001
Industry Process | water and waste 36T39 | LandfillsNot SpecifiedNone | Included Emissions | 4A1 | Industrial | Landfills | Not Specified | None | Landfill gas generation | Landfill gas | CH4 | 25 | 7.176 | 7.319 | 7.2734 | 7.3867 | 7.3754 | 7.5339 | 7.5753 | 7.6471 | 7.7818 | 7.8681 | 7.9375 | 8.0005 | 7.9334 | 7.9642 | 7.9951 | 8.0567 | 8.1333 | 8.216 | 8.2775 | 8.3806 | 30-19-99-99-71-072
Industry Process | water and waste 36T39 | LandfillsNot SpecifiedNone | Included Emissions | 4A1 | Industrial | Landfills | Not Specified | None | Landfill gas generation | Landfill gas | N2O | 298 | 0.064238 | 0.068869 | 0.07087 | 0.072389 | 0.073808 | 0.07711 | 0.079959 | 0.082188 | 0.083558 | 0.085447 | 0.087822 | 0.088614 | 0.089918 | 0.090627 | 0.091544 | 0.092397 | 0.093371 | 0.094465 | 0.095803 | 0.097138 | 30-19-99-99-71-072
Industry | chemicals 20 | ManufacturingChemicals & Allied ProductsFuel Use | Included Emissions | 1A2c | Industrial | Manufacturing | Chemicals & Allied Products | Fuel Use | Fuel combustion | Natural gas | CH4 | 25 | 0.002142 | 0.0019216 | 0.0018708 | 0.0012239 | 0.0015146 | 0.0017944 | 0.0017829 | 0.0014734 | 0.0018411 | 0.0017977 | 0.0025263 | 0.0029765 | 0.002691 | 0.0026693 | 0.0029435 | 0.0027744 | 0.0030144 | 0.0028885 | 0.0029755 | 0.0035516 | 30-20-06-10-01-020
Industry | chemicals 20 | ManufacturingChemicals & Allied ProductsFuel Use | Included Emissions | 1A2c | Industrial | Manufacturing | Chemicals & Allied Products | Fuel Use | Fuel combustion | Natural gas | CO2 | 1 | 4.5428 | 4.0752 | 3.9675 | 2.5956 | 3.2121 | 3.8056 | 3.7811 | 3.1247 | 3.9047 | 3.8127 | 5.3578 | 6.3127 | 5.707 | 5.6611 | 6.2426 | 5.8839 | 6.3929 | 6.126 | 6.3104 | 7.5323 | 30-20-06-10-01-020
Industry | chemicals 20 | ManufacturingChemicals & Allied ProductsFuel Use | Included Emissions | 1A2c | Industrial | Manufacturing | Chemicals & Allied Products | Fuel Use | Fuel combustion | Natural gas | N2O | 298 | 0.0025533 | 0.0022905 | 0.00223 | 0.0014589 | 0.0018054 | 0.0021389 | 0.0021252 | 0.0017563 | 0.0021946 | 0.0021429 | 0.0030113 | 0.003548 | 0.0032076 | 0.0031818 | 0.0035087 | 0.0033071 | 0.0035931 | 0.0034431 | 0.0035468 | 0.0042335 | 30-20-06-10-01-020
Industry Process | chemicals 20 | ManufacturingChemicals & Allied ProductsFugitives | Included Emissions | 1B2 | Industrial | Manufacturing | Chemicals & Allied Products | Fugitives | Fugitive emissions | NA | CH4 | 25 | 0.029477 | 0.023865 | 0.02096 | 0.02101 | 0.016364 | 0.021105 | 0.014729 | 0.013997 | 0.0093443 | 0.0075779 | 0.0071613 | 0.0074154 | 0.0087013 | 0.0068142 | 0.0037781 | 0.0087737 | 0.0091925 | 0.0080085 | 0.008254 | 0.0070966 | 30-20-06-11-10-000
Industry Process | chemicals 20 | ManufacturingChemicals & Allied ProductsNitric Acid | Included Emissions | 2B2 | Industrial | Manufacturing | Chemicals & Allied Products | Nitric Acid | Nitric acid production | NA | N2O | 298 | 0.062904 | 0.050323 | 0.054516 | 0.051721 | 0.051721 | 0.053119 | 0.051721 | 0.061506 | 0.053119 | 0.044731 | 0.054516 | 0.02991 | 0.048854 | 0.050323 | 0.013428 | 0.033003 | 9.387e-05 | 2.98e-05 | 2.7806e-06 | 0.0024615 | 30-20-06-22-23-000
Industry Process | chemicals 20 | ManufacturingConstructionFugitives | Included Emissions | 1B2 | Industrial | Manufacturing | Construction | Fugitives | Fugitive emissions | NA | CH4 | 25 | 0.0039096 | 0.0040374 | 0.0069283 | 0.0069775 | 0.007076 | 0.00414 | 0.0046211 | 0.0048707 | 0.0049336 | 0.0046913 | 0.0035373 | 0.0031162 | 0.0032092 | 0.0032991 | 0.0033861 | 0.0034429 | 0.0035345 | 0.0036803 | 0.0038523 | 0.0038303 | 30-20-09-11-10-000
Industry | construction 41T43 | ManufacturingConstructionNone | Included Emissions | 1A2k | Industrial | Manufacturing | Construction | None | Fuel combustion | Ethanol | CH4 | 25 | 7.5994e-07 | 1.7565e-06 | 2.2144e-06 | 1.3059e-05 | 2.2526e-05 | 2.1018e-05 | 2.0735e-05 | 1.6276e-05 | 1.601e-05 | 1.5502e-05 | 2.944e-05 | 3.1148e-05 | 4.1641e-05 | 9.1097e-05 | 5.1305e-05 | 1.7909e-05 | 7.7525e-06 | 8.0805e-06 | 1.5388e-06 | 1.5388e-06 | 30-20-09-99-01-090
Industry | construction 41T43 | ManufacturingConstructionNone | Included Emissions | 1A2k | Industrial | Manufacturing | Construction | None | Fuel combustion | Ethanol | N2O | 298 | 1.8117e-06 | 4.1875e-06 | 5.279e-06 | 3.1133e-05 | 5.3702e-05 | 5.0106e-05 | 4.9432e-05 | 3.8802e-05 | 3.8168e-05 | 3.6957e-05 | 7.0186e-05 | 7.4257e-05 | 9.9272e-05 | 0.00021718 | 0.00012231 | 4.2694e-05 | 1.8482e-05 | 1.9264e-05 | 3.6685e-06 | 3.6685e-06 | 30-20-09-99-01-090
Industry | construction 41T43 | ManufacturingConstructionNone | Included Emissions | 1A2k | Industrial | Manufacturing | Construction | None | Fuel combustion | Gasoline | CH4 | 25 | 0.00029936 | 0.00051361 | 0.0005523 | 0.00054282 | 0.00061026 | 0.00053471 | 0.00052654 | 0.00041257 | 0.00036627 | 0.00034834 | 0.00041713 | 0.00040319 | 0.00058474 | 0.0012202 | 0.00063663 | 0.00023546 | 0.00010477 | 0.00010998 | 2.0613e-05 | 2.0613e-05 | 30-20-09-99-01-034
Industry | construction 41T43 | ManufacturingConstructionNone | Included Emissions | 1A2k | Industrial | Manufacturing | Construction | None | Fuel combustion | Gasoline | CO2 | 1 | 0.28289 | 0.48565 | 0.52324 | 0.51374 | 0.57828 | 0.50619 | 0.50081 | 0.39452 | 0.34839 | 0.33134 | 0.39677 | 0.38351 | 0.5562 | 1.1606 | 0.60555 | 0.22397 | 0.099652 | 0.10461 | 0.019607 | 0.019607 | 30-20-09-99-01-034
Industry | construction 41T43 | ManufacturingConstructionNone | Included Emissions | 1A2k | Industrial | Manufacturing | Construction | None | Fuel combustion | Gasoline | N2O | 298 | 0.00071367 | 0.0012244 | 0.0013167 | 0.0012941 | 0.0014549 | 0.0012748 | 0.0012553 | 0.00098357 | 0.00087319 | 0.00083045 | 0.00099444 | 0.0009612 | 0.001394 | 0.0029089 | 0.0015177 | 0.00056134 | 0.00024976 | 0.0002622 | 4.9141e-05 | 4.9141e-05 | 30-20-09-99-01-034
Industry | construction 41T43 | ManufacturingConstructionNone | Included Emissions | 1A2k | Industrial | Manufacturing | Construction | None | Fuel combustion | Natural gas | CH4 | 25 | 6.0425e-05 | 5.5375e-05 | 4.555e-05 | 5.1e-05 | 8.2225e-05 | 0.0001016 | 4.4754e-05 | 4.1515e-05 | 3.5464e-05 | 3.7352e-05 | 3.6847e-05 | 3.9727e-05 | 3.7148e-05 | 4.5519e-05 | 4.6626e-05 | 4.7859e-05 | 5.0162e-05 | 4.5996e-05 | 4.5338e-05 | 4.9885e-05 | 30-20-09-99-01-020
Industry | construction 41T43 | ManufacturingConstructionNone | Included Emissions | 1A2k | Industrial | Manufacturing | Construction | None | Fuel combustion | Natural gas | CO2 | 1 | 0.12815 | 0.11744 | 0.096602 | 0.10816 | 0.17438 | 0.21547 | 0.094915 | 0.088046 | 0.075212 | 0.079216 | 0.078146 | 0.084253 | 0.078784 | 0.096537 | 0.098885 | 0.1015 | 0.10638 | 0.097547 | 0.096152 | 0.1058 | 30-20-09-99-01-020
Industry | construction 41T43 | ManufacturingConstructionNone | Included Emissions | 1A2k | Industrial | Manufacturing | Construction | None | Fuel combustion | Natural gas | N2O | 298 | 7.2027e-05 | 6.6007e-05 | 5.4296e-05 | 6.0792e-05 | 9.8012e-05 | 0.00012111 | 5.3347e-05 | 4.9486e-05 | 4.2273e-05 | 4.4524e-05 | 4.3922e-05 | 4.7354e-05 | 4.4281e-05 | 5.4259e-05 | 5.5578e-05 | 5.7048e-05 | 5.9793e-05 | 5.4827e-05 | 5.4043e-05 | 5.9463e-05 | 30-20-09-99-01-020
Industry Process | chemicals 20 | ManufacturingElectric & Electronic Equip.Fugitives | Included Emissions | 1B2 | Industrial | Manufacturing | Electric & Electronic Equip. | Fugitives | Fugitive emissions | NA | CH4 | 25 | 0.00075062 | 0.0007394 | 0.00071861 | 0.00051392 | 0.00045451 | 0.00029183 | 0.00029319 | 0.00035164 | 0.00039989 | 0.00030611 | 0.00025208 | 0.00024628 | 0.00024934 | 0.00028957 | 0.00035656 | 0.00024871 | 0.00023936 | 0.00018829 | 0.000196 | 0.00024276 | 30-20-13-11-10-000
Industry | appliances and electrical equipment 27 | ManufacturingElectric & Electronic Equip.None | Included Emissions | 1A2h | Industrial | Manufacturing | Electric & Electronic Equip. | None | Fuel combustion | Natural gas | CH4 | 25 | 2.7274e-05 | 2.0411e-05 | 2.5409e-05 | 1.3485e-05 | 1.4558e-05 | 1.3408e-05 | 1.3778e-05 | 1.3835e-05 | 1.3402e-05 | 1.1857e-05 | 1.1308e-05 | 1.1052e-05 | 1.1035e-05 | 1.1707e-05 | 1.0927e-05 | 1.1265e-05 | 1.1584e-05 | 1.1864e-05 | 1.1612e-05 | 1.1204e-05 | 30-20-13-99-01-020
Industry | appliances and electrical equipment 27 | ManufacturingElectric & Electronic Equip.None | Included Emissions | 1A2h | Industrial | Manufacturing | Electric & Electronic Equip. | None | Fuel combustion | Natural gas | CO2 | 1 | 0.057843 | 0.043288 | 0.053887 | 0.028598 | 0.030875 | 0.028435 | 0.029221 | 0.029342 | 0.028424 | 0.025147 | 0.023981 | 0.02344 | 0.023403 | 0.024829 | 0.023174 | 0.023892 | 0.024566 | 0.025161 | 0.024626 | 0.023761 | 30-20-13-99-01-020
Industry | appliances and electrical equipment 27 | ManufacturingElectric & Electronic Equip.None | Included Emissions | 1A2h | Industrial | Manufacturing | Electric & Electronic Equip. | None | Fuel combustion | Natural gas | N2O | 298 | 3.2511e-05 | 2.433e-05 | 3.0287e-05 | 1.6074e-05 | 1.7353e-05 | 1.5982e-05 | 1.6424e-05 | 1.6492e-05 | 1.5976e-05 | 1.4134e-05 | 1.3479e-05 | 1.3174e-05 | 1.3154e-05 | 1.3955e-05 | 1.3025e-05 | 1.3428e-05 | 1.3808e-05 | 1.4142e-05 | 1.3841e-05 | 1.3355e-05 | 30-20-13-99-01-020
Industry Process | chemicals 20 | ManufacturingElectric & Electronic Equip.Semiconductors & Related Products | Included Emissions | 2E | Industrial | Manufacturing | Electric & Electronic Equip. | Semiconductors & Related Products | Semiconductor manufacture | NA | C2F6 | 12200 | 0.026235 | 0.018365 | 0.015741 | 0.018365 | 0.018365 | 0.018365 | 0.018365 | 0.013118 | 0.010494 | 0.0078706 | 0.010494 | 0.010494 | 0.0078706 | 0.010494 | 0.018365 | 0.018365 | 0.016952 | 0.016952 | 0.015539 | 0.012714 | 30-20-13-29-24-000
Industry Process | chemicals 20 | ManufacturingElectric & Electronic Equip.Semiconductors & Related Products | Included Emissions | 2E | Industrial | Manufacturing | Electric & Electronic Equip. | Semiconductors & Related Products | Semiconductor manufacture | NA | C3F8 | 8830 | 0.018988 | 0.013292 | 0.011393 | 0.013292 | 0.013292 | 0.013292 | 0.013292 | 0.0094942 | 0.0075953 | 0.0056965 | 0.0075953 | 0.0075953 | 0.0056965 | 0.0075953 | 0.013292 | 0.013292 | 0.013292 | 0.013292 | 0.013292 | 0.013292 | 30-20-13-29-24-000
Industry Process | chemicals 20 | ManufacturingElectric & Electronic Equip.Semiconductors & Related Products | Included Emissions | 2E | Industrial | Manufacturing | Electric & Electronic Equip. | Semiconductors & Related Products | Semiconductor manufacture | NA | C4F8 | 10300 | 0.022149 | 0.015505 | 0.01329 | 0.015505 | 0.015505 | 0.015505 | 0.015505 | 0.011075 | 0.0088598 | 0.0066448 | 0.0088598 | 0.0088598 | 0.0066448 | 0.0088598 | 0.015505 | 0.015505 | 0.015505 | 0.015505 | 0.015505 | 0.015505 | 30-20-13-29-24-000
Industry Process | chemicals 20 | ManufacturingElectric & Electronic Equip.Semiconductors & Related Products | Included Emissions | 2E | Industrial | Manufacturing | Electric & Electronic Equip. | Semiconductors & Related Products | Semiconductor manufacture | NA | CF4 | 7390 | 0.015892 | 0.011124 | 0.009535 | 0.011124 | 0.011124 | 0.011124 | 0.011124 | 0.0079458 | 0.0063567 | 0.0047675 | 0.0063567 | 0.0063567 | 0.0047675 | 0.0063567 | 0.011124 | 0.011124 | 0.011124 | 0.011866 | 0.012607 | 0.011866 | 30-20-13-29-24-000
Industry Process | chemicals 20 | ManufacturingElectric & Electronic Equip.Semiconductors & Related Products | Included Emissions | 2E | Industrial | Manufacturing | Electric & Electronic Equip. | Semiconductors & Related Products | Semiconductor manufacture | NA | HFC-23 | 14800 | 0.031826 | 0.022278 | 0.019096 | 0.022278 | 0.022278 | 0.022278 | 0.022278 | 0.015913 | 0.012731 | 0.0095479 | 0.012731 | 0.012731 | 0.0095479 | 0.012731 | 0.022278 | 0.022278 | 0.022278 | 0.029705 | 0.029705 | 0.022278 | 30-20-13-29-24-000
Industry Process | chemicals 20 | ManufacturingElectric & Electronic Equip.Semiconductors & Related Products | Included Emissions | 2E | Industrial | Manufacturing | Electric & Electronic Equip. | Semiconductors & Related Products | Semiconductor manufacture | NA | NF3 | 17200 | 0.036987 | 0.025891 | 0.022192 | 0.025891 | 0.025891 | 0.025891 | 0.025891 | 0.018494 | 0.014795 | 0.011096 | 0.014795 | 0.014795 | 0.011096 | 0.014795 | 0.025891 | 0.025891 | 0.025891 | 0.025891 | 0.025891 | 0.025891 | 30-20-13-29-24-000
Industry Process | chemicals 20 | ManufacturingElectric & Electronic Equip.Semiconductors & Related Products | Included Emissions | 2E | Industrial | Manufacturing | Electric & Electronic Equip. | Semiconductors & Related Products | Semiconductor manufacture | NA | SF6 | 22800 | 0.04903 | 0.034321 | 0.029418 | 0.034321 | 0.034321 | 0.034321 | 0.034321 | 0.024515 | 0.019612 | 0.014709 | 0.019612 | 0.019612 | 0.014709 | 0.019612 | 0.034321 | 0.034321 | 0.039224 | 0.034321 | 0.039224 | 0.039224 | 30-20-13-29-24-000
Industry | food beverage and tobacco 10T12 | ManufacturingFood ProductsFood Processing | Included Emissions | 1A2e | Industrial | Manufacturing | Food Products | Food Processing | Fuel combustion | Natural gas | CH4 | 25 | 0.0015246 | 0.0013588 | 0.0014742 | 0.001187 | 0.0011646 | 0.0011281 | 0.0013517 | 0.0013845 | 0.0013466 | 0.0013291 | 0.0012917 | 0.0013385 | 0.0013753 | 0.0013796 | 0.0013966 | 0.0014145 | 0.0013867 | 0.001351 | 0.0013796 | 0.0013898 | 30-20-18-08-01-020
Industry | food beverage and tobacco 10T12 | ManufacturingFood ProductsFood Processing | Included Emissions | 1A2e | Industrial | Manufacturing | Food Products | Food Processing | Fuel combustion | Natural gas | CO2 | 1 | 3.2334 | 2.8817 | 3.1264 | 2.5175 | 2.4698 | 2.3924 | 2.8667 | 2.9362 | 2.8559 | 2.8188 | 2.7394 | 2.8386 | 2.9168 | 2.9258 | 2.962 | 2.9999 | 2.9409 | 2.8652 | 2.9259 | 2.9475 | 30-20-18-08-01-020
Industry | food beverage and tobacco 10T12 | ManufacturingFood ProductsFood Processing | Included Emissions | 1A2e | Industrial | Manufacturing | Food Products | Food Processing | Fuel combustion | Natural gas | N2O | 298 | 0.0018173 | 0.0016196 | 0.0017572 | 0.0014149 | 0.0013882 | 0.0013447 | 0.0016112 | 0.0016503 | 0.0016052 | 0.0015843 | 0.0015397 | 0.0015955 | 0.0016394 | 0.0016444 | 0.0016648 | 0.0016861 | 0.001653 | 0.0016104 | 0.0016445 | 0.0016567 | 30-20-18-08-01-020
Industry Process | agriculture and forestry 01T03 | ManufacturingFood ProductsFugitives | Included Emissions | 1B2 | Industrial | Manufacturing | Food Products | Fugitives | Fugitive emissions | NA | CH4 | 25 | 0.018091 | 0.018838 | 0.011079 | 0.010121 | 0.010923 | 0.0050488 | 0.0057142 | 0.0047662 | 0.0041137 | 0.0037676 | 0.004173 | 0.003742 | 0.0034622 | 0.0035889 | 0.0033649 | 0.0031434 | 0.0030518 | 0.0031493 | 0.0028325 | 0.0031913 | 30-20-18-11-10-000
Industry | food beverage and tobacco 10T12 | ManufacturingFood ProductsNone | Included Emissions | 1A2e | Industrial | Manufacturing | Food Products | None | Fuel combustion | Natural gas | CH4 | 25 | 0.00013527 | 0.0002084 | 0.00021989 | 0.0001768 | 0.00011932 | 0.00011772 | 0.0001444 | 0.00012988 | 0.00011602 | 0.00011232 | 0.00012729 | 0.00011509 | 0.00011632 | 0.0001172 | 0.0001156 | 0.00010895 | 0.0001147 | 0.00011389 | 0.0001141 | 0.00010678 | 30-20-18-99-01-020
Industry | food beverage and tobacco 10T12 | ManufacturingFood ProductsNone | Included Emissions | 1A2e | Industrial | Manufacturing | Food Products | None | Fuel combustion | Natural gas | CO2 | 1 | 0.28689 | 0.44198 | 0.46634 | 0.37495 | 0.25305 | 0.24966 | 0.30624 | 0.27544 | 0.24605 | 0.23821 | 0.26996 | 0.24408 | 0.2467 | 0.24856 | 0.24517 | 0.23106 | 0.24326 | 0.24153 | 0.24198 | 0.22645 | 30-20-18-99-01-020
Industry | food beverage and tobacco 10T12 | ManufacturingFood ProductsNone | Included Emissions | 1A2e | Industrial | Manufacturing | Food Products | None | Fuel combustion | Natural gas | N2O | 298 | 0.00016125 | 0.00024842 | 0.00026211 | 0.00021074 | 0.00014223 | 0.00014032 | 0.00017212 | 0.00015481 | 0.00013829 | 0.00013389 | 0.00015173 | 0.00013719 | 0.00013866 | 0.0001397 | 0.0001378 | 0.00012987 | 0.00013673 | 0.00013575 | 0.000136 | 0.00012728 | 30-20-18-99-01-020
Industry | food beverage and tobacco 10T12 | ManufacturingFood ProductsSugar & Confections | Included Emissions | 1A2e | Industrial | Manufacturing | Food Products | Sugar & Confections | Fuel combustion | Natural gas | CH4 | 25 | 0.00017461 | 8.487e-05 | 9.7298e-05 | 0.0001042 | 0.00020354 | 0.00017894 | 6.3172e-05 | 5.1783e-05 | 3.5143e-05 | 2.8187e-05 | 3.1557e-05 | 3.3698e-05 | 4.5742e-05 | 4.4769e-05 | 4.4938e-05 | 4.2796e-05 | 4.7347e-05 | 5.1163e-05 | 4.5405e-05 | 4.9321e-05 | 30-20-18-30-01-020
Industry | food beverage and tobacco 10T12 | ManufacturingFood ProductsSugar & Confections | Included Emissions | 1A2e | Industrial | Manufacturing | Food Products | Sugar & Confections | Fuel combustion | Natural gas | CO2 | 1 | 0.37031 | 0.17999 | 0.20635 | 0.22099 | 0.43167 | 0.37949 | 0.13398 | 0.10982 | 0.07453 | 0.059779 | 0.066927 | 0.071466 | 0.097011 | 0.094946 | 0.095305 | 0.090762 | 0.10041 | 0.10851 | 0.096296 | 0.1046 | 30-20-18-30-01-020
Industry | food beverage and tobacco 10T12 | ManufacturingFood ProductsSugar & Confections | Included Emissions | 1A2e | Industrial | Manufacturing | Food Products | Sugar & Confections | Fuel combustion | Natural gas | N2O | 298 | 0.00020813 | 0.00010117 | 0.00011598 | 0.00012421 | 0.00024262 | 0.00021329 | 7.5302e-05 | 6.1725e-05 | 4.189e-05 | 3.3599e-05 | 3.7616e-05 | 4.0168e-05 | 5.4525e-05 | 5.3365e-05 | 5.3566e-05 | 5.1013e-05 | 5.6438e-05 | 6.0986e-05 | 5.4123e-05 | 5.8791e-05 | 30-20-18-30-01-020
Industry | appliances and electrical equipment 27 | ManufacturingMetal DurablesComputers & Office Machines | Included Emissions | 1A2h | Industrial | Manufacturing | Metal Durables | Computers & Office Machines | Fuel combustion | Natural gas | CH4 | 25 | 0.0004176 | 0.00018406 | 0.00019878 | 0.00016841 | 0.00015035 | 0.00015739 | 0.00017064 | 0.00015683 | 0.00013666 | 0.00012548 | 0.00011979 | 0.00011539 | 0.00010745 | 0.00010135 | 9.3494e-05 | 9.1928e-05 | 9.1966e-05 | 8.4849e-05 | 7.9418e-05 | 8.0016e-05 | 30-20-30-04-01-020
Industry | appliances and electrical equipment 27 | ManufacturingMetal DurablesComputers & Office Machines | Included Emissions | 1A2h | Industrial | Manufacturing | Metal Durables | Computers & Office Machines | Fuel combustion | Natural gas | CO2 | 1 | 0.88566 | 0.39036 | 0.42158 | 0.35716 | 0.31887 | 0.33379 | 0.3619 | 0.3326 | 0.28983 | 0.26612 | 0.25406 | 0.24472 | 0.22787 | 0.21495 | 0.19828 | 0.19496 | 0.19504 | 0.17995 | 0.16843 | 0.1697 | 30-20-30-04-01-020
Industry | appliances and electrical equipment 27 | ManufacturingMetal DurablesComputers & Office Machines | Included Emissions | 1A2h | Industrial | Manufacturing | Metal Durables | Computers & Office Machines | Fuel combustion | Natural gas | N2O | 298 | 0.00049778 | 0.00021941 | 0.00023695 | 0.00020074 | 0.00017922 | 0.0001876 | 0.0002034 | 0.00018694 | 0.0001629 | 0.00014957 | 0.0001428 | 0.00013755 | 0.00012807 | 0.00012081 | 0.00011144 | 0.00010958 | 0.00010962 | 0.00010114 | 9.4666e-05 | 9.5379e-05 | 30-20-30-04-01-020
Industry | metal products except machinery and vehicles 25 | ManufacturingMetal DurablesFabricated Metal Products | Included Emissions | 1A2h | Industrial | Manufacturing | Metal Durables | Fabricated Metal Products | Fuel combustion | Natural gas | CH4 | 25 | 0.0003134 | 0.00033243 | 0.0003407 | 0.00023198 | 0.00024473 | 0.0002476 | 0.00023943 | 0.00023867 | 0.00022536 | 0.00019378 | 0.00020394 | 0.00021547 | 0.00021696 | 0.00021548 | 0.00021644 | 0.00021401 | 0.00021412 | 0.00020984 | 0.00021109 | 0.00021716 | 30-20-30-06-01-020
Industry | metal products except machinery and vehicles 25 | ManufacturingMetal DurablesFabricated Metal Products | Included Emissions | 1A2h | Industrial | Manufacturing | Metal Durables | Fabricated Metal Products | Fuel combustion | Natural gas | CO2 | 1 | 0.66466 | 0.70501 | 0.72256 | 0.49197 | 0.51902 | 0.52511 | 0.50779 | 0.50616 | 0.47795 | 0.41097 | 0.43251 | 0.45697 | 0.46012 | 0.45699 | 0.45902 | 0.45388 | 0.4541 | 0.44504 | 0.44768 | 0.46055 | 30-20-30-06-01-020
Industry | metal products except machinery and vehicles 25 | ManufacturingMetal DurablesFabricated Metal Products | Included Emissions | 1A2h | Industrial | Manufacturing | Metal Durables | Fabricated Metal Products | Fuel combustion | Natural gas | N2O | 298 | 0.00037357 | 0.00039625 | 0.00040612 | 0.00027652 | 0.00029171 | 0.00029514 | 0.0002854 | 0.00028449 | 0.00026863 | 0.00023099 | 0.00024309 | 0.00025684 | 0.00025861 | 0.00025685 | 0.00025799 | 0.0002551 | 0.00025523 | 0.00025013 | 0.00025162 | 0.00025885 | 30-20-30-06-01-020
Industry | other machinery 28 | ManufacturingMetal DurablesIndustrial Machinery & Equip. | Included Emissions | 1A2h | Industrial | Manufacturing | Metal Durables | Industrial Machinery & Equip. | Fuel combustion | Natural gas | CH4 | 25 | 6.835e-05 | 6.1188e-05 | 6.1236e-05 | 4.6735e-05 | 6.4425e-05 | 6.0044e-05 | 6.8016e-05 | 5.7158e-05 | 6.1966e-05 | 5.6801e-05 | 4.3635e-05 | 4.3986e-05 | 4.6062e-05 | 4.4997e-05 | 4.2653e-05 | 3.9454e-05 | 4.0672e-05 | 4.2009e-05 | 4.1898e-05 | 4.3261e-05 | 30-20-30-15-01-020
Industry | other machinery 28 | ManufacturingMetal DurablesIndustrial Machinery & Equip. | Included Emissions | 1A2h | Industrial | Manufacturing | Metal Durables | Industrial Machinery & Equip. | Fuel combustion | Natural gas | CO2 | 1 | 0.14496 | 0.12977 | 0.12987 | 0.099116 | 0.13663 | 0.12734 | 0.14425 | 0.12122 | 0.13142 | 0.12046 | 0.09254 | 0.093285 | 0.097688 | 0.095429 | 0.090458 | 0.083674 | 0.086257 | 0.089092 | 0.088857 | 0.091748 | 30-20-30-15-01-020
Industry | other machinery 28 | ManufacturingMetal DurablesIndustrial Machinery & Equip. | Included Emissions | 1A2h | Industrial | Manufacturing | Metal Durables | Industrial Machinery & Equip. | Fuel combustion | Natural gas | N2O | 298 | 8.1473e-05 | 7.2936e-05 | 7.2994e-05 | 5.5708e-05 | 7.6795e-05 | 7.1572e-05 | 8.1075e-05 | 6.8133e-05 | 7.3863e-05 | 6.7706e-05 | 5.2013e-05 | 5.2431e-05 | 5.4906e-05 | 5.3636e-05 | 5.0842e-05 | 4.7029e-05 | 4.8481e-05 | 5.0074e-05 | 4.9942e-05 | 5.1567e-05 | 30-20-30-15-01-020
Industry Process | chemicals 20 | ManufacturingNot SpecifiedFugitives | Included Emissions | 1B2 | Industrial | Manufacturing | Not Specified | Fugitives | Fugitive emissions | NA | CH4 | 25 | 0.025457 | 0.043932 | 0.013824 | 0.017838 | 0.014064 | 0.020863 | 0.015115 | 0.014337 | 0.014719 | 0.014283 | 0.025678 | 0.025949 | 0.016208 | 0.015627 | 0.01881 | 0.021186 | 0.017733 | 0.017974 | 0.023389 | 0.025758 | 30-20-99-11-10-000
Industry Process | other manufacturing 31T33 | ManufacturingNot SpecifiedNone | Included Emissions | 1B4 | Industrial | Manufacturing | Not Specified | None | Acid gas control | NA | CO2 | 1 | 2019: 0.00049379 | 30-20-99-99-04-000
Industry | other manufacturing 31T33 | ManufacturingNot SpecifiedNone | Included Emissions | 1A2m | Industrial | Manufacturing | Not Specified | None | Fuel combustion | Coal | CH4 | 25 | 2.1033e-05 | 2.1033e-05 | 2.1033e-05 | 2.1033e-05 | 2.1033e-05 | 2.1033e-05 | 2.1033e-05 | 2.1033e-05 | 2.1033e-05 | 2.1033e-05 | 2.1033e-05 | 1.485e-05 | 2.2738e-05 | 2.0919e-05 | 2.056e-05 | 1.9247e-05 | 2.2532e-05 | 2.1572e-05 | 1.9764e-05 | 2.3021e-05 | 30-20-99-99-01-001
Industry | other manufacturing 31T33 | ManufacturingNot SpecifiedNone | Included Emissions | 1A2m | Industrial | Manufacturing | Not Specified | None | Fuel combustion | Coal | CO2 | 1 | 0.007908 | 0.007908 | 0.007908 | 0.007908 | 0.007908 | 0.007908 | 0.007908 | 0.007908 | 0.007908 | 0.007908 | 0.007908 | 0.0055893 | 0.0093638 | 0.008656 | 0.0084657 | 0.0079229 | 0.0092827 | 0.0088983 | 0.0081461 | 0.009479 | 30-20-99-99-01-001
Industry | other manufacturing 31T33 | ManufacturingNot SpecifiedNone | Included Emissions | 1A2m | Industrial | Manufacturing | Not Specified | None | Fuel combustion | Coal | N2O | 298 | 3.6467e-05 | 3.6467e-05 | 3.6467e-05 | 3.6467e-05 | 3.6467e-05 | 3.6467e-05 | 3.6467e-05 | 3.6467e-05 | 3.6467e-05 | 3.6467e-05 | 3.6467e-05 | 2.5747e-05 | 3.9423e-05 | 3.627e-05 | 3.5648e-05 | 3.3371e-05 | 3.9066e-05 | 3.7401e-05 | 3.4267e-05 | 3.9915e-05 | 30-20-99-99-01-001
Industry | other manufacturing 31T33 | ManufacturingNot SpecifiedNone | Included Emissions | 1A2m | Industrial | Manufacturing | Not Specified | None | Fuel combustion | Distillate | CH4 | 25 | 0.00045072 | 0.00051773 | 0.00044773 | 0.0005278 | 0.00052707 | 0.00054396 | 0.00057552 | 0.00057237 | 0.00048354 | 0.00065463 | 0.00075012 | 0.00079377 | 0.00086619 | 0.0008622 | 0.00072738 | 0.00080749 | 0.00064586 | 0.00070314 | 0.00058042 | 0.00052671 | 30-20-99-99-01-033
Industry | other manufacturing 31T33 | ManufacturingNot SpecifiedNone | Included Emissions | 1A2m | Industrial | Manufacturing | Not Specified | None | Fuel combustion | Distillate | CO2 | 1 | 0.44447 | 0.51055 | 0.44152 | 0.52048 | 0.51976 | 0.53642 | 0.56754 | 0.56443 | 0.47684 | 0.64555 | 0.73971 | 0.78277 | 0.85418 | 0.85024 | 0.71729 | 0.79629 | 0.6369 | 0.69339 | 0.57237 | 0.51941 | 30-20-99-99-01-033
Industry | other manufacturing 31T33 | ManufacturingNot SpecifiedNone | Included Emissions | 1A2m | Industrial | Manufacturing | Not Specified | None | Fuel combustion | Distillate | N2O | 298 | 0.0010745 | 0.0012343 | 0.0010674 | 0.0012583 | 0.0012565 | 0.0012968 | 0.001372 | 0.0013645 | 0.0011528 | 0.0015606 | 0.0017883 | 0.0018924 | 0.002065 | 0.0020555 | 0.0017341 | 0.001925 | 0.0015397 | 0.0016763 | 0.0013837 | 0.0012557 | 30-20-99-99-01-033
Industry | other manufacturing 31T33 | ManufacturingNot SpecifiedNone | Included Emissions | 1A2m | Industrial | Manufacturing | Not Specified | None | Fuel combustion | Ethanol | CH4 | 25 | 4.029e-07 | 3.0228e-06 | 3.7323e-06 | 2.3351e-05 | 3.7652e-05 | 3.6882e-05 | 3.64e-05 | 3.5169e-05 | 3.9312e-05 | 3.7934e-05 | 7.1858e-05 | 5.6928e-05 | 5.2573e-05 | 4.5996e-05 | 5.096e-05 | 8.9598e-05 | 3.8786e-05 | 4.0427e-05 | 7.8807e-06 | 7.8807e-06 | 30-20-99-99-01-090
Industry | other manufacturing 31T33 | ManufacturingNot SpecifiedNone | Included Emissions | 1A2m | Industrial | Manufacturing | Not Specified | None | Fuel combustion | Ethanol | N2O | 298 | 9.6051e-07 | 7.2063e-06 | 8.8979e-06 | 5.5668e-05 | 8.9763e-05 | 8.7926e-05 | 8.6777e-05 | 8.3843e-05 | 9.3719e-05 | 9.0435e-05 | 0.00017131 | 0.00013572 | 0.00012533 | 0.00010966 | 0.00012149 | 0.0002136 | 9.2466e-05 | 9.6378e-05 | 1.8787e-05 | 1.8787e-05 | 30-20-99-99-01-090
Industry | other manufacturing 31T33 | ManufacturingNot SpecifiedNone | Included Emissions | 1A2m | Industrial | Manufacturing | Not Specified | None | Fuel combustion | Gasoline | CH4 | 25 | 0.00015871 | 0.00088389 | 0.00093091 | 0.00097061 | 0.0010201 | 0.0009383 | 0.00092434 | 0.00089148 | 0.00089934 | 0.00085241 | 0.0010181 | 0.00073689 | 0.00073825 | 0.00061609 | 0.00063234 | 0.001178 | 0.00052415 | 0.00055024 | 0.00010556 | 0.00010556 | 30-20-99-99-01-034
Industry | other manufacturing 31T33 | ManufacturingNot SpecifiedNone | Included Emissions | 1A2m | Industrial | Manufacturing | Not Specified | None | Fuel combustion | Gasoline | CO2 | 1 | 0.14998 | 0.83577 | 0.88193 | 0.9186 | 0.9666 | 0.88826 | 0.87916 | 0.85247 | 0.85545 | 0.8108 | 0.96844 | 0.70092 | 0.70221 | 0.58601 | 0.60148 | 1.1205 | 0.49856 | 0.52338 | 0.10041 | 0.10041 | 30-20-99-99-01-034
Industry | other manufacturing 31T33 | ManufacturingNot SpecifiedNone | Included Emissions | 1A2m | Industrial | Manufacturing | Not Specified | None | Fuel combustion | Gasoline | N2O | 298 | 0.00037836 | 0.0021072 | 0.0022193 | 0.0023139 | 0.0024318 | 0.0022369 | 0.0022036 | 0.0021253 | 0.002144 | 0.0020321 | 0.0024272 | 0.0017567 | 0.00176 | 0.0014687 | 0.0015075 | 0.0028084 | 0.0012496 | 0.0013118 | 0.00025167 | 0.00025167 | 30-20-99-99-01-034
Industry | other manufacturing 31T33 | ManufacturingNot SpecifiedNone | Included Emissions | 1A2m | Industrial | Manufacturing | Not Specified | None | Fuel combustion | Kerosene | CH4 | 25 | 9.7301e-06 | 1.3021e-05 | 3.402e-06 | 1.3851e-05 | 1.3193e-05 | 1.3061e-05 | 9.8719e-06 | 9.7909e-06 | 4.2829e-06 | 1.134e-06 | 1.5592e-06 | 3.2299e-06 | 1.3871e-06 | 5.3663e-07 | 6.8749e-06 | 1.3365e-06 | 3.7462e-07 | 2.43e-07 | 1.7212e-07 | 9.1125e-08 | 30-20-99-99-01-036
Industry | other manufacturing 31T33 | ManufacturingNot SpecifiedNone | Included Emissions | 1A2m | Industrial | Manufacturing | Not Specified | None | Fuel combustion | Kerosene | CO2 | 1 | 0.0097561 | 0.013055 | 0.0034111 | 0.013888 | 0.013228 | 0.013096 | 0.0098982 | 0.009817 | 0.0042943 | 0.001137 | 0.0015634 | 0.0032385 | 0.0013908 | 0.00053806 | 0.0068932 | 0.0013401 | 0.00037562 | 0.00024365 | 0.00017258 | 9.1368e-05 | 30-20-99-99-01-036
Industry | other manufacturing 31T33 | ManufacturingNot SpecifiedNone | Included Emissions | 1A2m | Industrial | Manufacturing | Not Specified | None | Fuel combustion | Kerosene | N2O | 298 | 2.3197e-05 | 3.1041e-05 | 8.1104e-06 | 3.3021e-05 | 3.1452e-05 | 3.1138e-05 | 2.3535e-05 | 2.3341e-05 | 1.021e-05 | 2.7035e-06 | 3.7173e-06 | 7.7e-06 | 3.3069e-06 | 1.2793e-06 | 1.639e-05 | 3.1862e-06 | 8.9311e-07 | 5.7931e-07 | 4.1035e-07 | 2.1724e-07 | 30-20-99-99-01-036
Industry | other manufacturing 31T33 | ManufacturingNot SpecifiedNone | Included Emissions | 1A2m | Industrial | Manufacturing | Not Specified | None | Fuel combustion | LPG | CH4 | 25 | 0.0015258 | 0.0016363 | 0.0023637 | 0.0017233 | 0.001236 | 0.00045105 | 0.00076943 | 0.0004866 | 0.0010232 | 0.0014245 | 0.0016732 | 0.0018132 | 0.0017458 | 0.001731 | 0.0018233 | 0.0017791 | 0.0017275 | 0.0016504 | 0.0015808 | 0.0016334 | 30-20-99-99-01-037
Industry | other manufacturing 31T33 | ManufacturingNot SpecifiedNone | Included Emissions | 1A2m | Industrial | Manufacturing | Not Specified | None | Fuel combustion | LPG | CO2 | 1 | 1.2813 | 1.374 | 1.9849 | 1.4471 | 1.0379 | 0.37876 | 0.64611 | 0.40861 | 0.85924 | 1.1962 | 1.405 | 1.5226 | 1.466 | 1.4536 | 1.5311 | 1.494 | 1.4506 | 1.3859 | 1.3274 | 1.3716 | 30-20-99-99-01-037
Industry | other manufacturing 31T33 | ManufacturingNot SpecifiedNone | Included Emissions | 1A2m | Industrial | Manufacturing | Not Specified | None | Fuel combustion | LPG | N2O | 298 | 0.0036375 | 0.0039009 | 0.0056351 | 0.0041083 | 0.0029466 | 0.0010753 | 0.0018343 | 0.0011601 | 0.0024394 | 0.0033961 | 0.0039888 | 0.0043227 | 0.0041619 | 0.0041267 | 0.0043468 | 0.0042415 | 0.0041183 | 0.0039345 | 0.0037686 | 0.0038941 | 30-20-99-99-01-037
Industry | other manufacturing 31T33 | ManufacturingNot SpecifiedNone | Included Emissions | 1A2m | Industrial | Manufacturing | Not Specified | None | Fuel combustion | Natural gas | CH4 | 25 | 3.4765e-05 | 3.7977e-05 | 4.155e-05 | 0.00010655 | 7.531e-05 | 6.5808e-05 | 7.5897e-05 | 6.7075e-05 | 0.00036822 | 0.00038637 | 0.00050109 | 0.00046046 | 0.00061757 | 0.00064733 | 0.00052378 | 0.00051143 | 0.00050184 | 0.00052264 | 0.000702 | 0.00079263 | 30-20-99-99-01-020
Industry | other manufacturing 31T33 | ManufacturingNot SpecifiedNone | Included Emissions | 1A2m | Industrial | Manufacturing | Not Specified | None | Fuel combustion | Natural gas | CO2 | 1 | 0.07373 | 0.080542 | 0.08812 | 0.22596 | 0.15972 | 0.13957 | 0.16096 | 0.14225 | 0.78092 | 0.8194 | 1.0627 | 0.97655 | 1.3097 | 1.3728 | 1.1108 | 1.0846 | 1.0643 | 1.1084 | 1.4888 | 1.681 | 30-20-99-99-01-020
Industry | other manufacturing 31T33 | ManufacturingNot SpecifiedNone | Included Emissions | 1A2m | Industrial | Manufacturing | Not Specified | None | Fuel combustion | Natural gas | N2O | 298 | 4.144e-05 | 4.5269e-05 | 4.9528e-05 | 0.000127 | 8.977e-05 | 7.8443e-05 | 9.0469e-05 | 7.9954e-05 | 0.00043892 | 0.00046055 | 0.00059729 | 0.00054887 | 0.00073614 | 0.00077161 | 0.00062435 | 0.00060963 | 0.00059819 | 0.00062299 | 0.00083679 | 0.00094481 | 30-20-99-99-01-020
Industry | other manufacturing 31T33 | ManufacturingNot SpecifiedNone | Included Emissions | 1A2m | Industrial | Manufacturing | Not Specified | None | Fuel combustion | Petroleum coke | CH4 | 25 | 9.1539e-05 | 9.1539e-05 | 9.1539e-05 | 9.1539e-05 | 9.1539e-05 | 9.1539e-05 | 9.1539e-05 | 9.1539e-05 | 9.1539e-05 | 9.1539e-05 | 9.1539e-05 | 6.2735e-05 | 8.7657e-05 | 8.3348e-05 | 8.8509e-05 | 8.3753e-05 | 9.3086e-05 | 8.907e-05 | 0.00010303 | 8.6406e-05 | 30-20-99-99-01-042
Industry | other manufacturing 31T33 | ManufacturingNot SpecifiedNone | Included Emissions | 1A2m | Industrial | Manufacturing | Not Specified | None | Fuel combustion | Petroleum coke | CO2 | 1 | 0.03664 | 0.03664 | 0.03664 | 0.03664 | 0.03664 | 0.03664 | 0.03664 | 0.03664 | 0.03664 | 0.03664 | 0.03664 | 0.023274 | 0.038229 | 0.036127 | 0.039443 | 0.037612 | 0.041848 | 0.040335 | 0.046519 | 0.038866 | 30-20-99-99-01-042
Industry | other manufacturing 31T33 | ManufacturingNot SpecifiedNone | Included Emissions | 1A2m | Industrial | Manufacturing | Not Specified | None | Fuel combustion | Petroleum coke | N2O | 298 | 0.00015871 | 0.00015871 | 0.00015871 | 0.00015871 | 0.00015871 | 0.00015871 | 0.00015871 | 0.00015871 | 0.00015871 | 0.00015871 | 0.00015871 | 0.00010874 | 0.00015209 | 0.00014451 | 0.00015346 | 0.00014521 | 0.00016139 | 0.00015443 | 0.00017864 | 0.00014981 | 30-20-99-99-01-042
Industry | other manufacturing 31T33 | ManufacturingNot SpecifiedNone | Included Emissions | 1A2m | Industrial | Manufacturing | Not Specified | None | Fuel combustion | Residual fuel oil | CH4 | 25 | 5.3404e-05 | 8.4375e-06 | 3.2321e-05 | 1.6965e-05 | 6.5587e-06 | 5.2313e-06 | 4.7689e-05 | 5.085e-06 | 2.1431e-05 | 3.0713e-06 | 4.905e-06 | 3.3638e-06 | 2.6325e-06 | 2.88e-06 | 2.4525e-06 | 2.1825e-05 | 2.727e-05 | 8.9775e-06 | 4.95e-06 | 5.1187e-06 | 30-20-99-99-01-046
Industry | other manufacturing 31T33 | ManufacturingNot SpecifiedNone | Included Emissions | 1A2m | Industrial | Manufacturing | Not Specified | None | Fuel combustion | Residual fuel oil | CO2 | 1 | 0.053475 | 0.0084487 | 0.032364 | 0.016988 | 0.0065675 | 0.0052382 | 0.047752 | 0.0050918 | 0.02146 | 0.0030753 | 0.0049115 | 0.0033682 | 0.002636 | 0.0028838 | 0.0024558 | 0.021854 | 0.027306 | 0.0089895 | 0.0049566 | 0.0051256 | 30-20-99-99-01-046
Industry | other manufacturing 31T33 | ManufacturingNot SpecifiedNone | Included Emissions | 1A2m | Industrial | Manufacturing | Not Specified | None | Fuel combustion | Residual fuel oil | N2O | 298 | 0.00012731 | 2.0115e-05 | 7.7054e-05 | 4.0445e-05 | 1.5636e-05 | 1.2471e-05 | 0.00011369 | 1.2123e-05 | 5.1092e-05 | 7.3219e-06 | 1.1694e-05 | 8.0192e-06 | 6.2759e-06 | 6.8659e-06 | 5.8468e-06 | 5.2031e-05 | 6.5012e-05 | 2.1402e-05 | 1.1801e-05 | 1.2203e-05 | 30-20-99-99-01-046
Industry Process | other manufacturing 31T33 | ManufacturingNot SpecifiedNone | Included Emissions | 1B1 | Industrial | Manufacturing | Not Specified | None | Fuel storage | Coal | CH4 | 25 | 3.5543e-05 | 3.5543e-05 | 3.5543e-05 | 3.5543e-05 | 3.5543e-05 | 3.5543e-05 | 3.5543e-05 | 3.5543e-05 | 3.5543e-05 | 3.5543e-05 | 3.5543e-05 | 2.4927e-05 | 3.818e-05 | 3.5127e-05 | 3.4524e-05 | 3.2318e-05 | 3.7834e-05 | 3.6222e-05 | 3.3186e-05 | 3.8656e-05 | 30-20-99-99-08-001
Industry Process | other metals 242 | ManufacturingPlastics & RubberFugitives | Included Emissions | 1B2 | Industrial | Manufacturing | Plastics & Rubber | Fugitives | Fugitive emissions | NA | CH4 | 25 | 0.00036127 | 0.00020004 | 0.00085735 | 0.00090597 | 0.00079033 | 0.00098192 | 0.00082085 | 0.00082473 | 0.0008694 | 0.00085302 | 0.00086719 | 0.00075678 | 0.00073139 | 0.00075271 | 0.0011309 | 0.0015673 | 0.0015548 | 0.0014994 | 0.001388 | 0.0010305 | 30-20-44-11-10-000
Industry | rubber and plastic products 22 | ManufacturingPlastics & RubberNone | Included Emissions | 1A2m | Industrial | Manufacturing | Plastics & Rubber | None | Fuel combustion | Natural gas | CH4 | 25 | 2.1339e-05 | 2.7862e-05 | 3.3278e-05 | 9.4288e-06 | 6.3955e-06 | 5.6428e-06 | 3.8211e-06 | 6.7459e-06 | 8.1743e-06 | 6.7037e-06 | 7.0998e-06 | 7.2987e-06 | 6.5996e-06 | 6.2895e-06 | 6.6689e-06 | 6.6908e-06 | 6.1664e-06 | 6.1053e-06 | 6.0067e-06 | 5.2214e-06 | 30-20-44-99-01-020
Industry | rubber and plastic products 22 | ManufacturingPlastics & RubberNone | Included Emissions | 1A2m | Industrial | Manufacturing | Plastics & Rubber | None | Fuel combustion | Natural gas | CO2 | 1 | 0.045256 | 0.05909 | 0.070577 | 0.019997 | 0.013564 | 0.011967 | 0.0081037 | 0.014307 | 0.017336 | 0.014217 | 0.015057 | 0.015479 | 0.013996 | 0.013339 | 0.014143 | 0.01419 | 0.013078 | 0.012948 | 0.012739 | 0.011074 | 30-20-44-99-01-020
Industry | rubber and plastic products 22 | ManufacturingPlastics & RubberNone | Included Emissions | 1A2m | Industrial | Manufacturing | Plastics & Rubber | None | Fuel combustion | Natural gas | N2O | 298 | 2.5436e-05 | 3.3212e-05 | 3.9668e-05 | 1.1239e-05 | 7.6234e-06 | 6.7262e-06 | 4.5547e-06 | 8.0412e-06 | 9.7438e-06 | 7.9908e-06 | 8.4629e-06 | 8.7e-06 | 7.8667e-06 | 7.4971e-06 | 7.9493e-06 | 7.9755e-06 | 7.3504e-06 | 7.2775e-06 | 7.16e-06 | 6.2239e-06 | 30-20-44-99-01-020
Industry | rubber and plastic products 22 | ManufacturingPlastics & RubberPlastics | Included Emissions | 1A2m | Industrial | Manufacturing | Plastics & Rubber | Plastics | Fuel combustion | Natural gas | CH4 | 25 | 0.00010989 | 8.2079e-05 | 0.00010322 | 9.4867e-05 | 0.0001005 | 9.2108e-05 | 9.0506e-05 | 7.3539e-05 | 5.9846e-05 | 5.0839e-05 | 4.9259e-05 | 4.5376e-05 | 4.0603e-05 | 4.1025e-05 | 4.1507e-05 | 4.1032e-05 | 4.0727e-05 | 4.1186e-05 | 4.0311e-05 | 4.0671e-05 | 30-20-44-25-01-020
Industry | rubber and plastic products 22 | ManufacturingPlastics & RubberPlastics | Included Emissions | 1A2m | Industrial | Manufacturing | Plastics & Rubber | Plastics | Fuel combustion | Natural gas | CO2 | 1 | 0.23305 | 0.17407 | 0.2189 | 0.20119 | 0.21313 | 0.19534 | 0.19194 | 0.15596 | 0.12692 | 0.10782 | 0.10447 | 0.096232 | 0.086111 | 0.087005 | 0.088028 | 0.08702 | 0.086375 | 0.087346 | 0.085491 | 0.086254 | 30-20-44-25-01-020
Industry | rubber and plastic products 22 | ManufacturingPlastics & RubberPlastics | Included Emissions | 1A2m | Industrial | Manufacturing | Plastics & Rubber | Plastics | Fuel combustion | Natural gas | N2O | 298 | 0.00013099 | 9.7838e-05 | 0.00012303 | 0.00011308 | 0.00011979 | 0.00010979 | 0.00010788 | 8.7659e-05 | 7.1336e-05 | 6.06e-05 | 5.8717e-05 | 5.4088e-05 | 4.8399e-05 | 4.8901e-05 | 4.9476e-05 | 4.891e-05 | 4.8547e-05 | 4.9093e-05 | 4.805e-05 | 4.848e-05 | 30-20-44-25-01-020
Industry Process | other metals 242 | ManufacturingPrimary MetalsFugitives | Included Emissions | 1B2 | Industrial | Manufacturing | Primary Metals | Fugitives | Fugitive emissions | NA | CH4 | 25 | 0.0032596 | 0.0030352 | 0.00057806 | 0.00055879 | 0.00052447 | 0.00055316 | 0.00056314 | 0.00055994 | 0.00059493 | 0.00050994 | 0.00053829 | 0.00054487 | 0.00054559 | 0.00057124 | 0.00056779 | 0.00058982 | 0.00057982 | 0.00055899 | 0.00057586 | 0.00058048 | 30-20-47-11-10-000
Industry Process | other metals 242 | ManufacturingPrimary MetalsLead Smelting | Included Emissions | 2C5 | Industrial | Manufacturing | Primary Metals | Lead Smelting | Process emissions | NA | CO2 | 1 | 0.071578 | 0.068185 | 0.068146 | 0.07002 | 0.066669 | 0.06734 | 0.068028 | 0.068195 | 0.066296 | 0.063453 | 0.065373 | 0.066545 | 0.059971 | 0.065759 | 0.06291 | 0.047301 |  |  |  |  | 30-20-47-59-06-000
Industry | other metals 242 | ManufacturingPrimary MetalsNone | Included Emissions | 1A2 | Industrial | Manufacturing | Primary Metals | None | Fuel combustion | Natural gas | CH4 | 25 | 0.00037637 | 0.00036727 | 0.00042627 | 0.00035587 | 0.00034101 | 0.00028364 | 0.00021177 | 0.0002453 | 0.00025046 | 0.00016627 | 0.0002152 | 0.00023204 | 0.00023974 | 0.00024009 | 0.00024527 | 0.00022287 | 0.00023326 | 0.00023003 | 0.00022327 | 0.00020878 | 30-20-47-99-01-020
Industry | other metals 242 | ManufacturingPrimary MetalsNone | Included Emissions | 1A2 | Industrial | Manufacturing | Primary Metals | None | Fuel combustion | Natural gas | CO2 | 1 | 0.79822 | 0.77892 | 0.90404 | 0.75472 | 0.72322 | 0.60154 | 0.44913 | 0.52023 | 0.53118 | 0.35263 | 0.4564 | 0.49212 | 0.50845 | 0.50918 | 0.52017 | 0.47265 | 0.49469 | 0.48784 | 0.47351 | 0.44279 | 30-20-47-99-01-020
Industry | other metals 242 | ManufacturingPrimary MetalsNone | Included Emissions | 1A2 | Industrial | Manufacturing | Primary Metals | None | Fuel combustion | Natural gas | N2O | 298 | 0.00044864 | 0.00043779 | 0.00050812 | 0.00042419 | 0.00040649 | 0.00033809 | 0.00025243 | 0.0002924 | 0.00029855 | 0.0001982 | 0.00025652 | 0.00027659 | 0.00028577 | 0.00028619 | 0.00029236 | 0.00026566 | 0.00027804 | 0.00027419 | 0.00026614 | 0.00024887 | 30-20-47-99-01-020
Industry | pulp paper and printing 17T18 | ManufacturingPrinting & PublishingNone | Included Emissions | 1A2d | Industrial | Manufacturing | Printing & Publishing | None | Fuel combustion | Natural gas | CH4 | 25 | 5.9625e-05 | 4.8955e-05 | 5.1251e-05 | 4.1217e-05 | 4.2083e-05 | 3.8344e-05 | 3.57e-05 | 3.5234e-05 | 3.1793e-05 | 2.915e-05 | 2.569e-05 | 2.7078e-05 | 2.6113e-05 | 2.4547e-05 | 2.2399e-05 | 2.3202e-05 | 2.3423e-05 | 2.2583e-05 | 2.2635e-05 | 2.11e-05 | 30-20-48-99-01-020
Industry | pulp paper and printing 17T18 | ManufacturingPrinting & PublishingNone | Included Emissions | 1A2d | Industrial | Manufacturing | Printing & Publishing | None | Fuel combustion | Natural gas | CO2 | 1 | 0.12645 | 0.10382 | 0.10869 | 0.087413 | 0.089251 | 0.08132 | 0.075713 | 0.074724 | 0.067427 | 0.06182 | 0.054484 | 0.057427 | 0.055381 | 0.05206 | 0.047504 | 0.049207 | 0.049675 | 0.047893 | 0.048005 | 0.044748 | 30-20-48-99-01-020
Industry | pulp paper and printing 17T18 | ManufacturingPrinting & PublishingNone | Included Emissions | 1A2d | Industrial | Manufacturing | Printing & Publishing | None | Fuel combustion | Natural gas | N2O | 298 | 7.1073e-05 | 5.8355e-05 | 6.1092e-05 | 4.9131e-05 | 5.0164e-05 | 4.5706e-05 | 4.2555e-05 | 4.1999e-05 | 3.7897e-05 | 3.4746e-05 | 3.0623e-05 | 3.2277e-05 | 3.1127e-05 | 2.9261e-05 | 2.67e-05 | 2.7657e-05 | 2.792e-05 | 2.6919e-05 | 2.6981e-05 | 2.5151e-05 | 30-20-48-99-01-020
Industry Process | pulp paper and printing 17T18 | ManufacturingPulp & PaperFugitives | Included Emissions | 1B2 | Industrial | Manufacturing | Pulp & Paper | Fugitives | Fugitive emissions | NA | CH4 | 25 | 0.0033969 | 0.003599 | 0.0040865 | 0.004228 | 0.0038799 | 0.0038661 | 0.0041763 | 0.0035226 | 0.0035479 | 0.0036671 | 0.0031741 | 0.0032461 | 0.0033788 | 0.0034235 | 0.0034708 | 0.0035237 | 0.0031296 | 0.0031328 | 0.0032009 | 0.0031252 | 30-20-51-11-10-000
Industry | pulp paper and printing 17T18 | ManufacturingPulp & PaperNone | Included Emissions | 1A2d | Industrial | Manufacturing | Pulp & Paper | None | Fuel combustion | Natural gas | CH4 | 25 | 0.0004352 | 0.00039573 | 0.00042225 | 0.00039073 | 0.0004008 | 0.00025465 | 0.0002662 | 0.00022422 | 0.0001837 | 0.00015712 | 0.00016463 | 0.0001818 | 0.00018097 | 0.00018011 | 0.00017257 | 0.00018256 | 0.0001886 | 0.00016334 | 0.00015858 | 0.00015778 | 30-20-51-99-01-020
Industry | pulp paper and printing 17T18 | ManufacturingPulp & PaperNone | Included Emissions | 1A2d | Industrial | Manufacturing | Pulp & Paper | None | Fuel combustion | Natural gas | CO2 | 1 | 0.92297 | 0.83925 | 0.89551 | 0.82865 | 0.85002 | 0.54006 | 0.56456 | 0.47552 | 0.3896 | 0.33322 | 0.34915 | 0.38556 | 0.38381 | 0.38198 | 0.366 | 0.38718 | 0.39999 | 0.34642 | 0.33632 | 0.33462 | 30-20-51-99-01-020
Industry | pulp paper and printing 17T18 | ManufacturingPulp & PaperNone | Included Emissions | 1A2d | Industrial | Manufacturing | Pulp & Paper | None | Fuel combustion | Natural gas | N2O | 298 | 0.00051876 | 0.0004717 | 0.00050332 | 0.00046574 | 0.00047775 | 0.00030354 | 0.00031731 | 0.00026727 | 0.00021898 | 0.00018729 | 0.00019624 | 0.00021671 | 0.00021572 | 0.00021469 | 0.00020571 | 0.00021762 | 0.00022482 | 0.00019471 | 0.00018903 | 0.00018807 | 30-20-51-99-01-020
Industry Process | cement and other nonmetallic minerals 239 | ManufacturingStone, Clay, Glass & CementCement | Included Emissions | 2A1 | Industrial | Manufacturing | Stone, Clay, Glass & Cement | Cement | Clinker production | NA | CO2 | 1 | 5.5235 | 5.279 | 5.8195 | 5.8694 | 6.0307 | 5.9646 | 5.8106 | 5.6587 | 5.2848 | 3.6012 | 3.458 | 3.6977 | 4.2224 | 4.4687 | 4.7803 | 4.693 | 4.6736 | 4.8527 | 4.9639 | 4.9175 | 30-20-58-03-20-000
Industry | cement and other nonmetallic minerals 239 | ManufacturingStone, Clay, Glass & CementCement | Included Emissions | 1A2f | Industrial | Manufacturing | Stone, Clay, Glass & Cement | Cement | Fuel combustion | Biomass waste fuel | CH4 | 25 | 0.00035122 | 0.00034297 | 0.00033471 | 0.00032646 | 0.00031821 | 0.00030996 | 0.00011451 | 0.00017078 | 0.00023112 | 0.00032707 | 0.00051296 | 0.0010318 | 0.00091317 | 0.00090636 | 0.0013169 | 0.0012525 | 0.0011565 | 0.0013933 | 0.0014223 | 0.0010061 | 30-20-58-03-01-078
Industry | cement and other nonmetallic minerals 239 | ManufacturingStone, Clay, Glass & CementCement | Included Emissions | 1A2f | Industrial | Manufacturing | Stone, Clay, Glass & Cement | Cement | Fuel combustion | Biomass waste fuel | N2O | 298 | 0.00054948 | 0.00053657 | 0.00052366 | 0.00051075 | 0.00049784 | 0.00048493 | 0.00017915 | 0.00026718 | 0.00036159 | 0.00051171 | 0.00080253 | 0.0016154 | 0.0014304 | 0.0014182 | 0.0020614 | 0.0019595 | 0.0018093 | 0.0021799 | 0.0022252 | 0.0015741 | 30-20-58-03-01-078
Industry | cement and other nonmetallic minerals 239 | ManufacturingStone, Clay, Glass & CementCement | Included Emissions | 1A2f | Industrial | Manufacturing | Stone, Clay, Glass & Cement | Cement | Fuel combustion | Coal | CH4 | 25 | 0.0090875 | 0.0090338 | 0.0089801 | 0.0089264 | 0.0088727 | 0.0088189 | 0.0083243 | 0.007486 | 0.0064801 | 0.0042945 | 0.004148 | 0.0057134 | 0.0047616 | 0.0051034 | 0.0054778 | 0.0052748 | 0.0050803 | 0.0057584 | 0.005692 | 0.005533 | 30-20-58-03-01-001
Industry | cement and other nonmetallic minerals 239 | ManufacturingStone, Clay, Glass & CementCement | Included Emissions | 1A2f | Industrial | Manufacturing | Stone, Clay, Glass & Cement | Cement | Fuel combustion | Coal | CO2 | 1 | 3.0864 | 3.0682 | 3.05 | 3.0317 | 3.0135 | 2.9952 | 2.8272 | 2.5425 | 2.2832 | 1.4318 | 1.4237 | 1.6647 | 1.8793 | 1.7705 | 1.9252 | 1.7501 | 1.7867 | 1.9243 | 1.9015 | 1.9327 | 30-20-58-03-01-001
Industry | cement and other nonmetallic minerals 239 | ManufacturingStone, Clay, Glass & CementCement | Included Emissions | 1A2f | Industrial | Manufacturing | Stone, Clay, Glass & Cement | Cement | Fuel combustion | Coal | N2O | 298 | 0.015756 | 0.015663 | 0.01557 | 0.015477 | 0.015384 | 0.01529 | 0.014433 | 0.012979 | 0.011235 | 0.0074458 | 0.0071918 | 0.0098994 | 0.0082745 | 0.0088484 | 0.0094971 | 0.0091451 | 0.0088083 | 0.009984 | 0.009869 | 0.0095933 | 30-20-58-03-01-001
Industry | cement and other nonmetallic minerals 239 | ManufacturingStone, Clay, Glass & CementCement | Included Emissions | 1A2f | Industrial | Manufacturing | Stone, Clay, Glass & Cement | Cement | Fuel combustion | Distillate | CH4 | 25 | 2000: 4.9151e-06; 2001: 4.0984e-06; 2002: 3.2817e-06; 2003: 2.465e-06; 2004: 1.6483e-06; 2005: 8.3158e-07; 2006: 8.3252e-07; 2007: 8.1253e-07; 2008: 7.965e-07; 2009: 1.5187e-08; 2010: 3.1205e-07 | 30-20-58-03-01-033
Industry | cement and other nonmetallic minerals 239 | ManufacturingStone, Clay, Glass & CementCement | Included Emissions | 1A2f | Industrial | Manufacturing | Stone, Clay, Glass & Cement | Cement | Fuel combustion | Distillate | CO2 | 1 | 2000: 0.0048469; 2001: 0.0040415; 2002: 0.0032362; 2003: 0.0024308; 2004: 0.0016254; 2005: 0.00082005; 2006: 0.00082098; 2007: 0.00080126; 2008: 0.00077632; 2009: 1.4e-05; 2010: 0.00030415 | 30-20-58-03-01-033
Industry | cement and other nonmetallic minerals 239 | ManufacturingStone, Clay, Glass & CementCement | Included Emissions | 1A2f | Industrial | Manufacturing | Stone, Clay, Glass & Cement | Cement | Fuel combustion | Distillate | N2O | 298 | 2000: 1.1717e-05; 2001: 9.7705e-06; 2002: 7.8235e-06; 2003: 5.8765e-06; 2004: 3.9295e-06; 2005: 1.9825e-06; 2006: 1.9847e-06; 2007: 1.9371e-06; 2008: 1.8988e-06; 2009: 3.6205e-08; 2010: 7.4394e-07 | 30-20-58-03-01-033
Industry | cement and other nonmetallic minerals 239 | ManufacturingStone, Clay, Glass & CementCement | Included Emissions | 1A2f | Industrial | Manufacturing | Stone, Clay, Glass & Cement | Cement | Fuel combustion | LPG | CH4 | 25 | 2009: 3.3446e-08; 2010: 2.8741e-08; 2011: 6.6422e-12; 2012: 4.3e-08; 2013: 4.6314e-08; 2014: 3.3709e-08; 2015: 3.0979e-08; 2016: 4.435e-08; 2017: 2.1253e-07; 2018: 2.7928e-08; 2019: 3.8377e-08 | 30-20-58-03-01-037
Industry | cement and other nonmetallic minerals 239 | ManufacturingStone, Clay, Glass & CementCement | Included Emissions | 1A2f | Industrial | Manufacturing | Stone, Clay, Glass & Cement | Cement | Fuel combustion | LPG | CO2 | 1 | 2009: 2.8103e-05; 2010: 2.4135e-05; 2011: 2.164e-05; 2012: 3.7973e-05; 2013: 4.0937e-05; 2014: 2.5119e-05; 2015: 2.6805e-05; 2016: 4.138e-05; 2017: 0.00017756; 2018: 2.5803e-05; 2019: 2.9516e-05 | 30-20-58-03-01-037
Industry | cement and other nonmetallic minerals 239 | ManufacturingStone, Clay, Glass & CementCement | Included Emissions | 1A2f | Industrial | Manufacturing | Stone, Clay, Glass & Cement | Cement | Fuel combustion | LPG | N2O | 298 | 2009: 7.9734e-08; 2010: 6.852e-08; 2011: 1.5835e-11; 2012: 1.0257e-07; 2013: 1.1041e-07; 2014: 8.0361e-08; 2015: 7.3853e-08; 2016: 1.0573e-07; 2017: 5.0666e-07; 2018: 6.658e-08; 2019: 9.1491e-08 | 30-20-58-03-01-037
Industry | cement and other nonmetallic minerals 239 | ManufacturingStone, Clay, Glass & CementCement | Included Emissions | 1A2f | Industrial | Manufacturing | Stone, Clay, Glass & Cement | Cement | Fuel combustion | MSW | CH4 | 25 | 2013: 6.0013e-05; 2015: 6.13e-05; 2017: 1.9152e-06; 2018: 7.8464e-05; 2019: 0.00020291 | 30-20-58-03-01-010
Industry | cement and other nonmetallic minerals 239 | ManufacturingStone, Clay, Glass & CementCement | Included Emissions | 1A2f | Industrial | Manufacturing | Stone, Clay, Glass & Cement | Cement | Fuel combustion | MSW | CO2 | 1 | 2013: 0.0010667; 2015: 0.0021139; 2017: 7.0759e-05; 2018: 0.0027713; 2019: 0.0082903 | 30-20-58-03-01-010
Industry | cement and other nonmetallic minerals 239 | ManufacturingStone, Clay, Glass & CementCement | Included Emissions | 1A2f | Industrial | Manufacturing | Stone, Clay, Glass & Cement | Cement | Fuel combustion | MSW | N2O | 298 | 2013: 9.39e-05; 2015: 9.5904e-05; 2017: 2.9963e-06; 2018: 0.00012276; 2019: 0.00031745 | 30-20-58-03-01-010
Industry | cement and other nonmetallic minerals 239 | ManufacturingStone, Clay, Glass & CementCement | Included Emissions | 1A2f | Industrial | Manufacturing | Stone, Clay, Glass & Cement | Cement | Fuel combustion | Natural gas | CH4 | 25 | 6.034e-05 | 6.7842e-05 | 7.1878e-05 | 7.5711e-05 | 7.9501e-05 | 8.3546e-05 | 7.2356e-05 | 6.1186e-05 | 4.9017e-05 | 2.9895e-05 | 2.3438e-05 | 3.4378e-05 | 7.0366e-05 | 4.5444e-05 | 4.8127e-05 | 8.2176e-05 | 0.0001248 | 7.4342e-05 | 9.6185e-05 | 0.00013143 | 30-20-58-03-01-020
Industry | cement and other nonmetallic minerals 239 | ManufacturingStone, Clay, Glass & CementCement | Included Emissions | 1A2f | Industrial | Manufacturing | Stone, Clay, Glass & Cement | Cement | Fuel combustion | Natural gas | CO2 | 1 | 0.12797 | 0.14388 | 0.15244 | 0.16057 | 0.16861 | 0.17718 | 0.15345 | 0.12976 | 0.10384 | 0.06327 | 0.049436 | 0.048651 | 0.11264 | 0.095412 | 0.09645 | 0.16501 | 0.2739 | 0.15003 | 0.20268 | 0.26772 | 30-20-58-03-01-020
Industry | cement and other nonmetallic minerals 239 | ManufacturingStone, Clay, Glass & CementCement | Included Emissions | 1A2f | Industrial | Manufacturing | Stone, Clay, Glass & Cement | Cement | Fuel combustion | Natural gas | N2O | 298 | 7.1925e-05 | 8.0868e-05 | 8.5679e-05 | 9.0248e-05 | 9.4766e-05 | 9.9587e-05 | 8.6249e-05 | 7.2934e-05 | 5.8428e-05 | 3.5635e-05 | 2.7938e-05 | 4.108e-05 | 8.4174e-05 | 5.4176e-05 | 5.7514e-05 | 9.8186e-05 | 0.00014876 | 8.8616e-05 | 0.00011465 | 0.00015667 | 30-20-58-03-01-020
Industry | cement and other nonmetallic minerals 239 | ManufacturingStone, Clay, Glass & CementCement | Included Emissions | 1A2f | Industrial | Manufacturing | Stone, Clay, Glass & Cement | Cement | Fuel combustion | Petroleum coke | CH4 | 25 | 0.0015337 | 0.0015594 | 0.0015851 | 0.0016108 | 0.0016365 | 0.0016621 | 0.0019612 | 0.0018889 | 0.0020809 | 0.0013319 | 0.0015177 | 0.0009616 | 0.0011078 | 0.0013766 | 0.0014421 | 0.0012125 | 0.0013687 | 0.0012656 | 0.0013896 | 0.00085968 | 30-20-58-03-01-042
Industry | cement and other nonmetallic minerals 239 | ManufacturingStone, Clay, Glass & CementCement | Included Emissions | 1A2f | Industrial | Manufacturing | Stone, Clay, Glass & Cement | Cement | Fuel combustion | Petroleum coke | CO2 | 1 | 0.5691 | 0.57863 | 0.58816 | 0.59768 | 0.60721 | 0.61674 | 0.7277 | 0.7009 | 0.75005 | 0.49464 | 0.47852 | 0.58192 | 0.55082 | 0.67239 | 0.64429 | 0.62926 | 0.63451 | 0.52027 | 0.60426 | 0.48132 | 30-20-58-03-01-042
Industry | cement and other nonmetallic minerals 239 | ManufacturingStone, Clay, Glass & CementCement | Included Emissions | 1A2f | Industrial | Manufacturing | Stone, Clay, Glass & Cement | Cement | Fuel combustion | Petroleum coke | N2O | 298 | 0.0026592 | 0.0027037 | 0.0027483 | 0.0027928 | 0.0028373 | 0.0028818 | 0.0034003 | 0.0032751 | 0.003608 | 0.0023093 | 0.0026314 | 0.0019542 | 0.0019782 | 0.002474 | 0.0025909 | 0.0021542 | 0.0024057 | 0.00224 | 0.0024384 | 0.0016075 | 30-20-58-03-01-042
Industry | cement and other nonmetallic minerals 239 | ManufacturingStone, Clay, Glass & CementCement | Included Emissions | 1A2f | Industrial | Manufacturing | Stone, Clay, Glass & Cement | Cement | Fuel combustion | Residual fuel oil | CH4 | 25 | 2000: 6.2993e-05; 2001: 6.5836e-05; 2002: 6.8679e-05; 2003: 7.1522e-05; 2004: 7.4365e-05; 2005: 7.7207e-05; 2006: 5.5112e-05; 2007: 3.22e-05; 2008: 9.2857e-06 | 30-20-58-03-01-046
Industry | cement and other nonmetallic minerals 239 | ManufacturingStone, Clay, Glass & CementCement | Included Emissions | 1A2f | Industrial | Manufacturing | Stone, Clay, Glass & Cement | Cement | Fuel combustion | Residual fuel oil | CO2 | 1 | 2000: 0.063077; 2001: 0.065924; 2002: 0.06877; 2003: 0.071617; 2004: 0.074464; 2005: 0.07731; 2006: 0.055185; 2007: 0.032243; 2008: 0.0097492 | 30-20-58-03-01-046
Industry | cement and other nonmetallic minerals 239 | ManufacturingStone, Clay, Glass & CementCement | Included Emissions | 1A2f | Industrial | Manufacturing | Stone, Clay, Glass & Cement | Cement | Fuel combustion | Residual fuel oil | N2O | 298 | 2000: 0.00015018; 2001: 0.00015695; 2002: 0.00016373; 2003: 0.00017051; 2004: 0.00017729; 2005: 0.00018406; 2006: 0.00013139; 2007: 7.6765e-05; 2008: 2.2137e-05 | 30-20-58-03-01-046
Industry | cement and other nonmetallic minerals 239 | ManufacturingStone, Clay, Glass & CementCement | Included Emissions | 1A2f | Industrial | Manufacturing | Stone, Clay, Glass & Cement | Cement | Fuel combustion | Tires | CH4 | 25 | 0.00088192 | 0.0010441 | 0.0012064 | 0.0013686 | 0.0015308 | 0.001693 | 0.0015573 | 0.0016272 | 0.0017517 | 0.0012107 | 0.0014833 | 0.0025266 | 0.0012066 | 0.0020807 | 0.0023073 | 0.0023522 | 0.00213 | 0.0021551 | 0.0020768 | 0.001646 | 30-20-58-03-01-011
Industry | cement and other nonmetallic minerals 239 | ManufacturingStone, Clay, Glass & CementCement | Included Emissions | 1A2f | Industrial | Manufacturing | Stone, Clay, Glass & Cement | Cement | Fuel combustion | Tires | CO2 | 1 | 0.075819 | 0.089765 | 0.10371 | 0.11766 | 0.1316 | 0.14555 | 0.13388 | 0.13989 | 0.16604 | 0.11372 | 0.1282 | 0.11837 | 0.12968 | 0.16346 | 0.17949 | 0.19138 | 0.19529 | 0.17267 | 0.16464 | 0.13483 | 30-20-58-03-01-011
Industry | cement and other nonmetallic minerals 239 | ManufacturingStone, Clay, Glass & CementCement | Included Emissions | 1A2f | Industrial | Manufacturing | Stone, Clay, Glass & Cement | Cement | Fuel combustion | Tires | N2O | 298 | 0.0013798 | 0.0016336 | 0.0018874 | 0.0021412 | 0.002395 | 0.0026488 | 0.0024363 | 0.0025457 | 0.0027406 | 0.0018941 | 0.0023206 | 0.003953 | 0.0018885 | 0.0032555 | 0.0036107 | 0.00368 | 0.0033324 | 0.0033716 | 0.0032492 | 0.0025751 | 30-20-58-03-01-011
Industry Process | cement and other nonmetallic minerals 239 | ManufacturingStone, Clay, Glass & CementCement | Included Emissions | 1B1 | Industrial | Manufacturing | Stone, Clay, Glass & Cement | Cement | Fuel storage | Coal | CH4 | 25 | 0.015357 | 0.015266 | 0.015176 | 0.015085 | 0.014994 | 0.014903 | 0.014067 | 0.012651 | 0.010951 | 0.0072573 | 0.0070097 | 0.0079568 | 0.0085072 | 0.0089485 | 0.009585 | 0.0092736 | 0.0091568 | 0.010466 | 0.010232 | 0.0099534 | 30-20-58-03-08-001
Industry | glass and glass products 231 | ManufacturingStone, Clay, Glass & CementFlat Glass | Included Emissions | 1A2f | Industrial | Manufacturing | Stone, Clay, Glass & Cement | Flat Glass | Fuel combustion | Natural gas | CH4 | 25 | 2.8932e-07 | 8.3325e-05 | 0.00011648 | 0.00012831 | 0.00014192 | 0.00016933 | 1.5375e-06 | 1.051e-06 | 7.3613e-07 | 3.9355e-07 | 3.4435e-07 | 2.9632e-07 | 1.7732e-07 | 2.4655e-07 | 2.8389e-07 | 2.9606e-07 | 2.0746e-07 | 2.4091e-07 | 2.4531e-07 | 2.2523e-07 | 30-20-58-07-01-020
Industry | glass and glass products 231 | ManufacturingStone, Clay, Glass & CementFlat Glass | Included Emissions | 1A2f | Industrial | Manufacturing | Stone, Clay, Glass & Cement | Flat Glass | Fuel combustion | Natural gas | CO2 | 1 | 0.00061359 | 0.17672 | 0.24703 | 0.27212 | 0.30099 | 0.35911 | 0.0032607 | 0.0022289 | 0.0015612 | 0.00083464 | 0.0007303 | 0.00062844 | 0.00037605 | 0.00052289 | 0.00060207 | 0.00062788 | 0.00043999 | 0.00051092 | 0.00052026 | 0.00047766 | 30-20-58-07-01-020
Industry | glass and glass products 231 | ManufacturingStone, Clay, Glass & CementFlat Glass | Included Emissions | 1A2f | Industrial | Manufacturing | Stone, Clay, Glass & Cement | Flat Glass | Fuel combustion | Natural gas | N2O | 298 | 3.4487e-07 | 9.9324e-05 | 0.00013885 | 0.00015295 | 0.00016917 | 0.00020184 | 1.8327e-06 | 1.2527e-06 | 8.7747e-07 | 4.6911e-07 | 4.1047e-07 | 3.5322e-07 | 2.1136e-07 | 2.9389e-07 | 3.384e-07 | 3.529e-07 | 2.473e-07 | 2.8716e-07 | 2.9241e-07 | 2.6847e-07 | 30-20-58-07-01-020
Industry | glass and glass products 231 | ManufacturingStone, Clay, Glass & CementGlass Containers | Included Emissions | 1A2f | Industrial | Manufacturing | Stone, Clay, Glass & Cement | Glass Containers | Fuel combustion | Natural gas | CH4 | 25 | 0.000349 | 0.00030007 | 0.0003267 | 0.0002921 | 0.00026752 | 0.00025145 | 0.00028979 | 0.00024945 | 0.00023487 | 0.00022449 | 0.00023356 | 0.00023448 | 0.00024325 | 0.00023699 | 0.00020917 | 0.00019479 | 0.00017983 | 0.00019725 | 0.00017037 | 0.00017204 | 30-20-58-13-01-020
Industry | glass and glass products 231 | ManufacturingStone, Clay, Glass & CementGlass Containers | Included Emissions | 1A2f | Industrial | Manufacturing | Stone, Clay, Glass & Cement | Glass Containers | Fuel combustion | Natural gas | CO2 | 1 | 0.74015 | 0.6364 | 0.69287 | 0.61949 | 0.56737 | 0.53328 | 0.61458 | 0.52904 | 0.49812 | 0.4761 | 0.49534 | 0.49729 | 0.51589 | 0.50261 | 0.4436 | 0.4131 | 0.38139 | 0.41834 | 0.36133 | 0.36486 | 30-20-58-13-01-020
Industry | glass and glass products 231 | ManufacturingStone, Clay, Glass & CementGlass Containers | Included Emissions | 1A2f | Industrial | Manufacturing | Stone, Clay, Glass & Cement | Glass Containers | Fuel combustion | Natural gas | N2O | 298 | 0.00041601 | 0.00035769 | 0.00038943 | 0.00034818 | 0.00031889 | 0.00029973 | 0.00034543 | 0.00029735 | 0.00027997 | 0.00026759 | 0.00027841 | 0.0002795 | 0.00028996 | 0.00028249 | 0.00024933 | 0.00023218 | 0.00021436 | 0.00023513 | 0.00020309 | 0.00020507 | 30-20-58-13-01-020
Industry Process | cement and other nonmetallic minerals 239 | ManufacturingStone, Clay, Glass & CementLime | Included Emissions | 2A2 | Industrial | Manufacturing | Stone, Clay, Glass & Cement | Lime | Lime production | NA | CO2 | 1 | 0.072 | 0.068 | 0.059 | 0.058 | 0.076 | 0.072 | 0.066 | 0.055 | 0.044 | 0.029 | 0.032 | 0.037613 | 0.037277 | 0.041503 | 0.052331 | 0.05813 | 0.055698 | 0.072378 | 0.058421 | 0.058033 | 30-20-58-18-21-000
Industry | glass and glass products 231 | ManufacturingStone, Clay, Glass & CementNone | Included Emissions | 1A2f | Industrial | Manufacturing | Stone, Clay, Glass & Cement | None | Fuel combustion | Natural gas | CH4 | 25 | 0.00034065 | 0.00022963 | 0.00025091 | 0.0001815 | 0.00017453 | 0.0001797 | 0.00036407 | 0.00031865 | 0.00023608 | 0.00015906 | 0.00014156 | 0.00014245 | 0.00014114 | 0.00013113 | 0.00017073 | 0.00017794 | 0.0001929 | 0.00021403 | 0.00022258 | 0.00021123 | 30-20-58-99-01-020
Industry | glass and glass products 231 | ManufacturingStone, Clay, Glass & CementNone | Included Emissions | 1A2f | Industrial | Manufacturing | Stone, Clay, Glass & Cement | None | Fuel combustion | Natural gas | CO2 | 1 | 0.72244 | 0.48701 | 0.53214 | 0.38493 | 0.37013 | 0.38111 | 0.77212 | 0.67579 | 0.50067 | 0.33734 | 0.30023 | 0.3021 | 0.29932 | 0.2781 | 0.36208 | 0.37738 | 0.40909 | 0.45392 | 0.47206 | 0.44799 | 30-20-58-99-01-020
Industry | glass and glass products 231 | ManufacturingStone, Clay, Glass & CementNone | Included Emissions | 1A2f | Industrial | Manufacturing | Stone, Clay, Glass & Cement | None | Fuel combustion | Natural gas | N2O | 298 | 0.00040605 | 0.00027372 | 0.00029909 | 0.00021635 | 0.00020804 | 0.00021421 | 0.00043397 | 0.00037983 | 0.0002814 | 0.0001896 | 0.00016874 | 0.0001698 | 0.00016823 | 0.00015631 | 0.00020351 | 0.0002121 | 0.00022993 | 0.00025512 | 0.00026532 | 0.00025179 | 30-20-58-99-01-020
Industry Process | chemicals 20 | ManufacturingStorage TanksFugitives | Included Emissions | 1B2 | Industrial | Manufacturing | Storage Tanks | Fugitives | Fugitive emissions | NA | CH4 | 25 | 0.00014093 | 0.00010863 | 0.0001937 | 0.00019604 | 0.00021606 | 0.00025351 | 0.00026694 | 0.00026735 | 0.00023981 | 0.0001619 | 0.00022823 | 0.00029125 | 0.0004629 | 0.0004444 | 0.00039441 | 0.0011628 | 0.0010456 | 0.0014289 | 0.0014527 | 0.00091496 | 30-20-59-11-10-000
Industry | textiles apparel and leather 13T15 | ManufacturingTextilesApparel | Included Emissions | 1A2l | Industrial | Manufacturing | Textiles | Apparel | Fuel combustion | Natural gas | CH4 | 25 | 1.2093e-05 | 1.1929e-05 | 1.2977e-05 | 7.3466e-06 | 9.6625e-06 | 9.8402e-06 | 1.0175e-05 | 9.3326e-06 | 6.5595e-06 | 5.0171e-06 | 4.764e-06 | 4.5496e-06 | 4.6226e-06 | 4.5112e-06 | 3.8945e-06 | 3.6312e-06 | 3.5968e-06 | 3.1986e-06 | 2.5849e-06 | 2.5316e-06 | 30-20-63-01-01-020
Industry | textiles apparel and leather 13T15 | ManufacturingTextilesApparel | Included Emissions | 1A2l | Industrial | Manufacturing | Textiles | Apparel | Fuel combustion | Natural gas | CO2 | 1 | 0.025646 | 0.025299 | 0.027521 | 0.015581 | 0.020492 | 0.020869 | 0.021579 | 0.019793 | 0.013911 | 0.01064 | 0.010104 | 0.0096488 | 0.0098036 | 0.0095673 | 0.0082594 | 0.007701 | 0.0076282 | 0.0067836 | 0.005482 | 0.0053689 | 30-20-63-01-01-020
Industry | textiles apparel and leather 13T15 | ManufacturingTextilesApparel | Included Emissions | 1A2l | Industrial | Manufacturing | Textiles | Apparel | Fuel combustion | Natural gas | N2O | 298 | 1.4414e-05 | 1.4219e-05 | 1.5468e-05 | 8.7572e-06 | 1.1518e-05 | 1.173e-05 | 1.2128e-05 | 1.1124e-05 | 7.8189e-06 | 5.9804e-06 | 5.6787e-06 | 5.4231e-06 | 5.5101e-06 | 5.3773e-06 | 4.6422e-06 | 4.3283e-06 | 4.2874e-06 | 3.8127e-06 | 3.0812e-06 | 3.0176e-06 | 30-20-63-01-01-020
Industry | textiles apparel and leather 13T15 | ManufacturingTextilesLeather | Included Emissions | 1A2l | Industrial | Manufacturing | Textiles | Leather | Fuel combustion | Natural gas | CH4 | 25 | 1.8593e-06 | 3.969e-06 | 1.7585e-06 | 2.7624e-06 | 1.2119e-06 | 1.6964e-06 | 8.2142e-07 | 8.6651e-07 | 8.782e-07 | 5.9746e-07 | 6.994e-07 | 8.1907e-07 | 8.4899e-07 | 7.7058e-07 | 5.5201e-07 | 5.279e-07 | 5.7366e-07 | 5.1477e-07 | 3.8816e-07 | 4.0082e-07 | 30-20-63-17-01-020
Industry | textiles apparel and leather 13T15 | ManufacturingTextilesLeather | Included Emissions | 1A2l | Industrial | Manufacturing | Textiles | Leather | Fuel combustion | Natural gas | CO2 | 1 | 0.0039431 | 0.0084175 | 0.0037295 | 0.0058586 | 0.0025703 | 0.0035977 | 0.0017421 | 0.0018377 | 0.0018625 | 0.0012671 | 0.0014833 | 0.0017371 | 0.0018005 | 0.0016343 | 0.0011707 | 0.0011196 | 0.0012166 | 0.0010917 | 0.00082322 | 0.00085006 | 30-20-63-17-01-020
Industry | textiles apparel and leather 13T15 | ManufacturingTextilesLeather | Included Emissions | 1A2l | Industrial | Manufacturing | Textiles | Leather | Fuel combustion | Natural gas | N2O | 298 | 2.2162e-06 | 4.7311e-06 | 2.0962e-06 | 3.2928e-06 | 1.4446e-06 | 2.0221e-06 | 9.7913e-07 | 1.0329e-06 | 1.0468e-06 | 7.1218e-07 | 8.3368e-07 | 9.7633e-07 | 1.012e-06 | 9.1853e-07 | 6.58e-07 | 6.2926e-07 | 6.838e-07 | 6.1361e-07 | 4.6269e-07 | 4.7778e-07 | 30-20-63-17-01-020
Industry | textiles apparel and leather 13T15 | ManufacturingTextilesTextile Mills | Included Emissions | 1A2l | Industrial | Manufacturing | Textiles | Textile Mills | Fuel combustion | Natural gas | CH4 | 25 | 0.00025116 | 0.00023721 | 0.00026424 | 0.00020085 | 0.00019753 | 0.00019319 | 0.00017341 | 0.00015478 | 0.00013629 | 0.00010474 | 0.00010919 | 0.00010326 | 9.6081e-05 | 9.8555e-05 | 9.3512e-05 | 8.9455e-05 | 8.9698e-05 | 0.00010302 | 9.3676e-05 | 8.4531e-05 | 30-20-63-33-01-020
Industry | textiles apparel and leather 13T15 | ManufacturingTextilesTextile Mills | Included Emissions | 1A2l | Industrial | Manufacturing | Textiles | Textile Mills | Fuel combustion | Natural gas | CO2 | 1 | 0.53266 | 0.50308 | 0.5604 | 0.42596 | 0.41893 | 0.40972 | 0.36776 | 0.32825 | 0.28904 | 0.22212 | 0.23158 | 0.21899 | 0.20377 | 0.20901 | 0.19832 | 0.18972 | 0.19023 | 0.21849 | 0.19867 | 0.17927 | 30-20-63-33-01-020
Industry | textiles apparel and leather 13T15 | ManufacturingTextilesTextile Mills | Included Emissions | 1A2l | Industrial | Manufacturing | Textiles | Textile Mills | Fuel combustion | Natural gas | N2O | 298 | 0.00029938 | 0.00028276 | 0.00031498 | 0.00023941 | 0.00023546 | 0.00023029 | 0.0002067 | 0.00018449 | 0.00016245 | 0.00012485 | 0.00013016 | 0.00012308 | 0.00011453 | 0.00011748 | 0.00011147 | 0.00010663 | 0.00010692 | 0.0001228 | 0.00011166 | 0.00010076 | 30-20-63-33-01-020
Industry | food beverage and tobacco 10T12 | ManufacturingTobaccoNone | Included Emissions | 1A2e | Industrial | Manufacturing | Tobacco | None | Fuel combustion | Natural gas | CH4 | 25 | 3.5342e-09 | 1.0983e-08 | 5.7759e-09 | 1.2095e-08 | 8.2418e-09 | 2.0932e-08 | 2.2127e-09 | 2.4536e-09 | 2.565e-09 | 2.165e-09 | 3.7225e-09 | 4.1575e-09 | 3.7475e-09 | 4.3025e-09 | 3.31e-09 | 5.3875e-09 | 1.615e-08 | 1.9e-08 | 1.9377e-08 | 1.7585e-08 | 30-20-64-99-01-020
Industry | food beverage and tobacco 10T12 | ManufacturingTobaccoNone | Included Emissions | 1A2e | Industrial | Manufacturing | Tobacco | None | Fuel combustion | Natural gas | CO2 | 1 | 7.4953e-06 | 2.3294e-05 | 1.2249e-05 | 2.5651e-05 | 1.7479e-05 | 4.4392e-05 | 4.6927e-06 | 5.2036e-06 | 5.4399e-06 | 4.5915e-06 | 7.8947e-06 | 8.8172e-06 | 7.9477e-06 | 9.1247e-06 | 7.0198e-06 | 1.1426e-05 | 3.4251e-05 | 4.0295e-05 | 4.1096e-05 | 3.7294e-05 | 30-20-64-99-01-020
Industry | food beverage and tobacco 10T12 | ManufacturingTobaccoNone | Included Emissions | 1A2e | Industrial | Manufacturing | Tobacco | None | Fuel combustion | Natural gas | N2O | 298 | 4.2127e-09 | 1.3092e-08 | 6.8848e-09 | 1.4417e-08 | 9.8242e-09 | 2.495e-08 | 2.6376e-09 | 2.9247e-09 | 3.0575e-09 | 2.5807e-09 | 4.4372e-09 | 4.9557e-09 | 4.467e-09 | 5.1286e-09 | 3.9455e-09 | 6.4219e-09 | 1.9251e-08 | 2.2648e-08 | 2.3098e-08 | 2.0961e-08 | 30-20-64-99-01-020
Industry | road vehicles 29 | ManufacturingTransportation Equip.None | Included Emissions | 1A2g | Industrial | Manufacturing | Transportation Equip. | None | Fuel combustion | Natural gas | CH4 | 25 | 0.00021439 | 0.00022778 | 0.00024688 | 0.00014825 | 0.00012678 | 0.00012678 | 0.00012382 | 0.00013033 | 0.00013545 | 0.00011979 | 0.00011635 | 0.00011075 | 0.00011523 | 0.00013384 | 0.00012812 | 0.00012769 | 0.00013327 | 0.00013674 | 0.00013734 | 9.9393e-05 | 30-20-67-99-01-020
Industry | road vehicles 29 | ManufacturingTransportation Equip.None | Included Emissions | 1A2g | Industrial | Manufacturing | Transportation Equip. | None | Fuel combustion | Natural gas | CO2 | 1 | 0.45467 | 0.48307 | 0.52358 | 0.31441 | 0.26887 | 0.26887 | 0.2626 | 0.27641 | 0.28727 | 0.25406 | 0.24676 | 0.23489 | 0.24438 | 0.28385 | 0.27171 | 0.2708 | 0.28264 | 0.29 | 0.29127 | 0.21079 | 30-20-67-99-01-020
Industry | road vehicles 29 | ManufacturingTransportation Equip.None | Included Emissions | 1A2g | Industrial | Manufacturing | Transportation Equip. | None | Fuel combustion | Natural gas | N2O | 298 | 0.00025555 | 0.00027151 | 0.00029428 | 0.00017672 | 0.00015112 | 0.00015112 | 0.0001476 | 0.00015536 | 0.00016146 | 0.00014279 | 0.00013869 | 0.00013202 | 0.00013736 | 0.00015954 | 0.00015272 | 0.00015221 | 0.00015886 | 0.000163 | 0.00016371 | 0.00011848 | 30-20-67-99-01-020
Industry Process | agriculture and forestry 01T03 | ManufacturingWastewater TreatmentFugitives | Included Emissions | 4D2 | Industrial | Manufacturing | Wastewater Treatment | Fugitives | Fugitive emissions | NA | CH4 | 25 | 0.00027705 | 0.00018521 | 5.4233e-05 | 0.00014272 | 0.00013469 | 0.00016337 | 0.00016357 | 0.00012523 | 0.00011652 | 0.0001381 | 0.00013045 | 0.00014541 | 0.00012961 | 0.00017542 | 0.00044066 | 0.0001331 | 0.00013841 | 0.0010956 | 0.0012513 | 0.0008165 | 30-20-71-11-10-000
Industry | other manufacturing 31T33 | ManufacturingWood & FurnitureFurniture & Fixtures | Included Emissions | 1A2j | Industrial | Manufacturing | Wood & Furniture | Furniture & Fixtures | Fuel combustion | Natural gas | CH4 | 25 | 2.7714e-05 | 2.4913e-05 | 2.5919e-05 | 1.9688e-05 | 2.0427e-05 | 1.9341e-05 | 1.8445e-05 | 1.6031e-05 | 1.2888e-05 | 1.0057e-05 | 8.6561e-06 | 8.2143e-06 | 8.1082e-06 | 7.9401e-06 | 6.8725e-06 | 7.3257e-06 | 7.3728e-06 | 7.0251e-06 | 6.3836e-06 | 6.4177e-06 | 30-20-74-12-01-020
Industry | other manufacturing 31T33 | ManufacturingWood & FurnitureFurniture & Fixtures | Included Emissions | 1A2j | Industrial | Manufacturing | Wood & Furniture | Furniture & Fixtures | Fuel combustion | Natural gas | CO2 | 1 | 0.058776 | 0.052835 | 0.054968 | 0.041753 | 0.043321 | 0.041018 | 0.039117 | 0.033999 | 0.027332 | 0.021328 | 0.018358 | 0.017421 | 0.017196 | 0.016839 | 0.014575 | 0.015536 | 0.015636 | 0.014899 | 0.013538 | 0.013611 | 30-20-74-12-01-020
Industry | other manufacturing 31T33 | ManufacturingWood & FurnitureFurniture & Fixtures | Included Emissions | 1A2j | Industrial | Manufacturing | Wood & Furniture | Furniture & Fixtures | Fuel combustion | Natural gas | N2O | 298 | 3.3035e-05 | 2.9696e-05 | 3.0895e-05 | 2.3468e-05 | 2.4349e-05 | 2.3054e-05 | 2.1986e-05 | 1.9109e-05 | 1.5362e-05 | 1.1987e-05 | 1.0318e-05 | 9.7915e-06 | 9.6649e-06 | 9.4646e-06 | 8.192e-06 | 8.7323e-06 | 8.7884e-06 | 8.3739e-06 | 7.6092e-06 | 7.6499e-06 | 30-20-74-12-01-020
Industry | wood products 16 | ManufacturingWood & FurnitureLumber & Wood Products | Included Emissions | 1A2j | Industrial | Manufacturing | Wood & Furniture | Lumber & Wood Products | Fuel combustion | Natural gas | CH4 | 25 | 0.00015932 | 0.00012075 | 6.4484e-05 | 5.4317e-05 | 3.2521e-05 | 3.1029e-05 | 3.1259e-05 | 2.2994e-05 | 2.1332e-05 | 1.5849e-05 | 1.5191e-05 | 1.1969e-05 | 6.9991e-06 | 8.0199e-06 | 1.0413e-05 | 1.194e-05 | 1.3227e-05 | 1.2602e-05 | 1.1189e-05 | 1.1707e-05 | 30-20-74-19-01-020
Industry | wood products 16 | ManufacturingWood & FurnitureLumber & Wood Products | Included Emissions | 1A2j | Industrial | Manufacturing | Wood & Furniture | Lumber & Wood Products | Fuel combustion | Natural gas | CO2 | 1 | 0.33788 | 0.25608 | 0.13676 | 0.1152 | 0.06897 | 0.065806 | 0.066294 | 0.048767 | 0.04524 | 0.033613 | 0.032218 | 0.025383 | 0.014844 | 0.017009 | 0.022083 | 0.025322 | 0.028053 | 0.026727 | 0.02373 | 0.024827 | 30-20-74-19-01-020
Industry | wood products 16 | ManufacturingWood & FurnitureLumber & Wood Products | Included Emissions | 1A2j | Industrial | Manufacturing | Wood & Furniture | Lumber & Wood Products | Fuel combustion | Natural gas | N2O | 298 | 0.00018991 | 0.00014393 | 7.6865e-05 | 6.4746e-05 | 3.8765e-05 | 3.6986e-05 | 3.7261e-05 | 2.7409e-05 | 2.5427e-05 | 1.8892e-05 | 1.8108e-05 | 1.4267e-05 | 8.3429e-06 | 9.5597e-06 | 1.2412e-05 | 1.4232e-05 | 1.5767e-05 | 1.5022e-05 | 1.3338e-05 | 1.3954e-05 | 30-20-74-19-01-020
Industry | coal mining 05 | MiningCoalNone | Included Emissions | 1A2i | Industrial | Mining | Coal | None | Fuel combustion | Natural gas | CH4 | 25 | 8.3542e-12 | 2.6992e-09 | 2.1766e-09 | 2.5852e-09 | 5.397e-09 | 8.1519e-09 | 3.575e-10 | 3.925e-10 | 6.9e-10 |  |  |  | 1.11e-09 | 2.639e-08 | 2.215e-08 | 1.7988e-08 | 2.6525e-09 | 7.975e-10 | 6.75e-10 | 8.35e-10 | 30-23-07-99-01-020
Industry | coal mining 05 | MiningCoalNone | Included Emissions | 1A2i | Industrial | Mining | Coal | None | Fuel combustion | Natural gas | CO2 | 1 | 1.7718e-08 | 5.7244e-06 | 4.6162e-06 | 5.4826e-06 | 1.1446e-05 | 1.7289e-05 | 7.5819e-07 | 8.3241e-07 | 1.4634e-06 |  |  |  | 2.3541e-06 | 5.5968e-05 | 4.6976e-05 | 3.8148e-05 | 5.6254e-06 | 1.6913e-06 | 1.4315e-06 | 1.7709e-06 | 30-23-07-99-01-020
Industry | coal mining 05 | MiningCoalNone | Included Emissions | 1A2i | Industrial | Mining | Coal | None | Fuel combustion | Natural gas | N2O | 298 | 9.9582e-12 | 3.2174e-09 | 2.5945e-09 | 3.0815e-09 | 6.4333e-09 | 9.7171e-09 | 4.2614e-10 | 4.6786e-10 | 8.2248e-10 |  |  |  | 1.3231e-09 | 3.1457e-08 | 2.6403e-08 | 2.1441e-08 | 3.1618e-09 | 9.5062e-10 | 8.046e-10 | 9.9532e-10 | 30-23-07-99-01-020
Industry | other mining and quarrying 07T08 | MiningMetalsNone | Included Emissions | 1A2i | Industrial | Mining | Metals | None | Fuel combustion | Natural gas | CH4 | 25 | 0.00025071 | 0.00013308 | 0.00012957 | 0.00012521 | 0.00012818 | 0.00012097 | 5.396e-06 | 5.5083e-06 | 1.1664e-07 | 7.0338e-08 | 7.6425e-08 | 6.9113e-08 | 7.5926e-06 | 7.99e-06 | 4.5902e-06 | 5.5092e-06 | 8.5034e-06 | 1.1503e-05 | 1.1099e-05 | 1.1135e-05 | 30-23-31-99-01-020
Industry | other mining and quarrying 07T08 | MiningMetalsNone | Included Emissions | 1A2i | Industrial | Mining | Metals | None | Fuel combustion | Natural gas | CO2 | 1 | 0.53171 | 0.28224 | 0.27478 | 0.26555 | 0.27185 | 0.25656 | 0.011444 | 0.011682 | 0.00024738 | 0.00014917 | 0.00016208 | 0.00014657 | 0.016102 | 0.016945 | 0.009735 | 0.011684 | 0.018034 | 0.024395 | 0.02354 | 0.023615 | 30-23-31-99-01-020
Industry | other mining and quarrying 07T08 | MiningMetalsNone | Included Emissions | 1A2i | Industrial | Mining | Metals | None | Fuel combustion | Natural gas | N2O | 298 | 0.00029885 | 0.00015863 | 0.00015444 | 0.00014925 | 0.00015279 | 0.0001442 | 6.432e-06 | 6.5659e-06 | 1.3904e-07 | 8.3842e-08 | 9.1099e-08 | 8.2382e-08 | 9.0504e-06 | 9.5241e-06 | 5.4716e-06 | 6.567e-06 | 1.0136e-05 | 1.3711e-05 | 1.323e-05 | 1.3273e-05 | 30-23-31-99-01-020
Industry | other mining and quarrying 07T08 | MiningNon MetalsNone | Included Emissions | 1A2i | Industrial | Mining | Non Metals | None | Fuel combustion | Natural gas | CH4 | 25 | 0.00015303 | 1.4512e-05 | 1.6478e-05 | 3.3237e-05 | 4.3148e-05 | 3.9572e-05 | 4.4569e-05 | 7.0344e-05 | 8.8503e-05 | 6.6345e-05 | 6.9779e-05 | 7.1441e-05 | 7.4164e-05 | 6.7846e-05 | 6.7446e-05 | 6.5019e-05 | 6.88e-05 | 7.0521e-05 | 6.7984e-05 | 6.1947e-05 | 30-23-36-99-01-020
Industry | other mining and quarrying 07T08 | MiningNon MetalsNone | Included Emissions | 1A2i | Industrial | Mining | Non Metals | None | Fuel combustion | Natural gas | CO2 | 1 | 0.32455 | 0.030776 | 0.034947 | 0.070489 | 0.091509 | 0.083924 | 0.094523 | 0.14919 | 0.1877 | 0.14071 | 0.14799 | 0.15151 | 0.15729 | 0.14389 | 0.14304 | 0.13789 | 0.14591 | 0.14956 | 0.14418 | 0.13138 | 30-23-36-99-01-020
Industry | other mining and quarrying 07T08 | MiningNon MetalsNone | Included Emissions | 1A2i | Industrial | Mining | Non Metals | None | Fuel combustion | Natural gas | N2O | 298 | 0.00018241 | 1.7298e-05 | 1.9642e-05 | 3.9619e-05 | 5.1433e-05 | 4.717e-05 | 5.3127e-05 | 8.385e-05 | 0.0001055 | 7.9084e-05 | 8.3176e-05 | 8.5157e-05 | 8.8404e-05 | 8.0872e-05 | 8.0396e-05 | 7.7502e-05 | 8.201e-05 | 8.4061e-05 | 8.1036e-05 | 7.3841e-05 | 30-23-36-99-01-020
Industry Process | chemicals 20 | Not SpecifiedNot SpecifiedFugitives | Included Emissions | 1B2 | Industrial | Not Specified | Not Specified | Fugitives | Fugitive emissions | NA | CH4 | 25 | 0.010035 | 0.02214 | 0.064571 | 0.070455 | 0.07562 | 0.34889 | 0.38872 | 0.1901 | 0.14594 | 0.089117 | 0.17899 | 0.27752 | 0.28309 | 0.35078 | 0.32496 | 0.33706 | 0.42818 | 0.45075 | 0.48551 | 0.2709 | 30-99-99-11-10-000
Industry Process | chemicals 20 | Not SpecifiedNot SpecifiedNone | Included Emissions | 2G4 | Industrial | Not Specified | Not Specified | None | CO2 consumption | NA | CO2 | 1 | 0.56599 | 0.49813 | 0.5182 | 0.55918 | 0.54678 | 0.55942 | 0.6046 | 0.62383 | 0.61242 | 0.60601 | 0.53403 | 0.49357 | 0.48691 | 0.50824 | 0.5437 | 0.60052 | 0.56387 | 0.55634 | 0.50089 | 0.59007 | 30-99-99-99-26-000
Industry | chemicals 20 | Not SpecifiedNot SpecifiedNone | Included Emissions | 1A2m | Industrial | Not Specified | Not Specified | None | Fuel combustion | Other petroleum products | CH4 | 25 | 7.3275e-05 | 0.00012877 | 0.0001383 | 0.00012982 | 0.00011692 | 0.00011625 | 8.3025e-05 | 8.1525e-05 | 8.67e-05 | 9.27e-05 | 9.69e-05 | 0.00010058 | 9.8625e-05 | 0.00020902 | 0.0002232 | 0.0002307 | 0.0002337 | 0.00024278 | 0.0002418 | 0.0002418 | 30-99-99-99-01-041
Industry | chemicals 20 | Not SpecifiedNot SpecifiedNone | Included Emissions | 1A2m | Industrial | Not Specified | Not Specified | None | Fuel combustion | Other petroleum products | CO2 | 1 | 0.069338 | 0.12186 | 0.13087 | 0.12285 | 0.11064 | 0.11 | 0.078564 | 0.077144 | 0.082041 | 0.087719 | 0.091693 | 0.095171 | 0.093326 | 0.19779 | 0.21121 | 0.2183 | 0.22114 | 0.22973 | 0.22881 | 0.22881 | 30-99-99-99-01-041
Industry | chemicals 20 | Not SpecifiedNot SpecifiedNone | Included Emissions | 1A2m | Industrial | Not Specified | Not Specified | None | Fuel combustion | Other petroleum products | N2O | 298 | 0.00017469 | 0.000307 | 0.00032971 | 0.0003095 | 0.00027875 | 0.00027714 | 0.00019793 | 0.00019436 | 0.00020669 | 0.000221 | 0.00023101 | 0.00023977 | 0.00023512 | 0.00049832 | 0.00053211 | 0.00054999 | 0.00055714 | 0.00057878 | 0.00057645 | 0.00057645 | 30-99-99-99-01-041
Industry | chemicals 20 | Not SpecifiedNot SpecifiedNone | Included Emissions | 1A2m | Industrial | Not Specified | Not Specified | None | Fuel combustion | Wood (wet) | CH4 | 25 | 0.031713 | 0.035755 | 0.02195 | 0.021344 | 0.021551 | 0.023737 | 0.021849 | 0.022254 | 0.01973 | 0.018133 | 0.020646 | 0.022806 | 0.022302 | 0.021989 | 0.019604 | 0.018486 | 0.019826 | 0.020687 | 0.020793 | 0.020793 | 30-99-99-99-01-077
Industry | chemicals 20 | Not SpecifiedNot SpecifiedNone | Included Emissions | 1A2m | Industrial | Not Specified | Not Specified | None | Fuel combustion | Wood (wet) | N2O | 298 | 0.049615 | 0.055939 | 0.03434 | 0.033393 | 0.033717 | 0.037136 | 0.034182 | 0.034816 | 0.030867 | 0.028369 | 0.0323 | 0.035679 | 0.034891 | 0.034401 | 0.03067 | 0.028921 | 0.031018 | 0.032365 | 0.03253 | 0.03253 | 30-99-99-99-01-077
Industry Process | chemicals 20 | Not SpecifiedNot SpecifiedNone | Included Emissions | 2D1 | Industrial | Not Specified | Not Specified | None | Fuel consumption | Lubricants | CO2 | 1 | 0.89957 | 0.82414 | 0.81441 | 0.7529 | 0.76277 | 0.75878 | 0.73932 | 0.76345 | 0.70877 | 0.63727 | 0.84543 | 0.7356 | 0.69681 | 0.73216 | 0.74351 | 0.79778 | 0.77561 | 0.72067 | 0.70363 | 0.6031 | 30-99-99-99-22-038
Industry Process | chemicals 20 | Not SpecifiedNot SpecifiedNone | Included Emissions | 2G4 | Industrial | Not Specified | Not Specified | None | Limestone and dolomite consumption | NA | CO2 | 1 | 0.12599 | 0.11346 | 0.17149 | 0.096906 | 0.12903 | 0.11613 | 0.14649 | 0.17154 | 0.17249 | 0.15754 | 0.16144 | 0.16062 | 0.13915 | 0.18859 | 0.22633 | 0.1964 | 0.18697 | 0.17362 | 0.18739 | 0.16246 | 30-99-99-99-27-000
Industry Process | chemicals 20 | Not SpecifiedNot SpecifiedNone | Included Emissions | 2G4 | Industrial | Not Specified | Not Specified | None | Soda ash consumption | NA | CO2 | 1 | 0.32149 | 0.31708 | 0.31501 | 0.30824 | 0.31867 | 0.32235 | 0.30746 | 0.3036 | 0.29469 | 0.24823 | 0.26039 | 0.25831 | 0.25436 | 0.25781 | 0.26086 | 0.25202 | 0.25828 | 0.25515 | 0.25419 | 0.25355 | 30-99-99-99-29-000
Industry Process | chemicals 20 | Not SpecifiedNot SpecifiedNone | Included Emissions | 2F | Industrial | Not Specified | Not Specified | None | Use of substitutes for ozone depleting substances | Aerosols | HFC-134a | 1430 | 0.049008 | 0.043853 | 0.038622 | 0.035244 | 0.03183 | 0.024774 | 0.024896 | 0.021376 | 0.020965 | 0.019687 | 0.018255 | 0.016199 | 0.013529 | 0.012656 | 0.012751 | 0.011525 | 0.0058053 | 0.0058487 | 0.0058923 | 0.0059362 | 30-99-99-99-25-201
Industry Process | chemicals 20 | Not SpecifiedNot SpecifiedNone | Included Emissions | 2F | Industrial | Not Specified | Not Specified | None | Use of substitutes for ozone depleting substances | Aerosols | HFC-152a | 124 | 0.0031577 | 0.003816 | 0.0044834 | 0.0049205 | 0.0053617 | 0.0062241 | 0.0062566 | 0.0067103 | 0.0077233 | 0.0082573 | 0.0088089 | 0.0091558 | 0.0095749 | 0.0097589 | 0.0098317 | 0.0098272 | 0.0099005 | 0.0099744 | 0.010049 | 0.010124 | 30-99-99-99-25-201
Industry Process | chemicals 20 | Not SpecifiedNot SpecifiedNone | Included Emissions | 2F | Industrial | Not Specified | Not Specified | None | Use of substitutes for ozone depleting substances | Aerosols | HFC-43-10mee | 1640 | 0.00046869 | 0.00047199 | 0.00047532 | 0.00045381 | 0.00043207 | 0.00041008 | 0.00038786 | 0.0003654 | 0.00040383 | 0.0004192 | 0.00043456 | 0.00043891 | 0.0004433 | 0.00044661 | 0.00044994 | 0.00013032 | 0.00013129 | 0.00013227 | 0.0004331 | 0.00013426 | 30-99-99-99-25-201
Industry Process | chemicals 20 | Not SpecifiedNot SpecifiedNone | Included Emissions | 2F | Industrial | Not Specified | Not Specified | None | Use of substitutes for ozone depleting substances | Fire Protection | CF4 | 7390 | 0.00030634 | 0.0002721 | 0.00023157 | 0.00019685 | 0.00016833 | 0.0001669 | 0.00014047 | 0.00013107 | 0.00014117 | 0.00012098 | 0.00012151 | 0.00011607 | 0.00010415 | 9.5974e-05 | 8.8138e-05 | 7.7851e-05 | 7.0829e-05 | 6.1666e-05 | 5.314e-05 | 4.0935e-05 | 30-99-99-99-25-204
Industry Process | chemicals 20 | Not SpecifiedNot SpecifiedNone | Included Emissions | 2F | Industrial | Not Specified | Not Specified | None | Use of substitutes for ozone depleting substances | Fire Protection | HFC-125 | 3500 | 0.00035678 | 0.00040042 | 0.00046108 | 0.00051385 | 0.00056647 | 0.00061817 | 0.00066918 | 0.00071671 | 0.00076256 | 0.00081432 | 0.00085988 | 0.00084239 | 0.00082467 | 0.00080792 | 0.00079034 | 0.0007743 | 0.00075664 | 0.00073949 | 0.00072221 | 0.00070509 | 30-99-99-99-25-204
Industry Process | chemicals 20 | Not SpecifiedNot SpecifiedNone | Included Emissions | 2F | Industrial | Not Specified | Not Specified | None | Use of substitutes for ozone depleting substances | Fire Protection | HFC-227ea | 3220 | 0.0029453 | 0.0033239 | 0.0038219 | 0.0042587 | 0.0046962 | 0.005111 | 0.005548 | 0.0059274 | 0.0063173 | 0.0067442 | 0.0071026 | 0.0069616 | 0.0068198 | 0.0066775 | 0.0065363 | 0.0063942 | 0.0062524 | 0.0061101 | 0.0059688 | 0.0058269 | 30-99-99-99-25-204
Industry Process | chemicals 20 | Not SpecifiedNot SpecifiedNone | Included Emissions | 2F | Industrial | Not Specified | Not Specified | None | Use of substitutes for ozone depleting substances | Fire Protection | HFC-236fa | 9810 | 0.00016667 | 0.0001935 | 0.00022585 | 0.00025523 | 0.00028226 | 0.00030676 | 0.00033454 | 0.0003638 | 0.00038999 | 0.00041853 | 0.00045071 | 0.00044866 | 0.00044932 | 0.00044797 | 0.0004485 | 0.00045029 | 0.00044923 | 0.00044859 | 0.00044779 | 0.00044902 | 30-99-99-99-25-204
Industry Process | chemicals 20 | Not SpecifiedNot SpecifiedNone | Included Emissions | 2F | Industrial | Not Specified | Not Specified | None | Use of substitutes for ozone depleting substances | Foams | HFC-134a | 1430 | 2009: 0.0061032; 2010: 0.021017; 2011: 0.040775; 2012: 0.063082; 2013: 0.087695; 2014: 0.1146; 2015: 0.13235; 2016: 0.15132; 2017: 0.17103; 2018: 0.17373; 2019: 0.17243 | 30-99-99-99-25-202
Industry Process | chemicals 20 | Not SpecifiedNot SpecifiedNone | Included Emissions | 2F | Industrial | Not Specified | Not Specified | None | Use of substitutes for ozone depleting substances | Foams | HFC-245fa | 1030 |  | 0.0021791 | 0.0022706 | 0.0058615 | 0.0097652 | 0.013838 | 0.015669 | 0.01459 | 0.019711 | 0.022678 | 0.028114 | 0.033492 | 0.038797 | 0.045619 | 0.05896 | 0.11669 | 0.20105 | 0.27009 | 0.34616 | 0.35919 | 30-99-99-99-25-202
Industry Process | chemicals 20 | Not SpecifiedNot SpecifiedNone | Included Emissions | 2F | Industrial | Not Specified | Not Specified | None | Use of substitutes for ozone depleting substances | Refrigeration and Air Conditioning | HFC-125 | 3500 | 0.033834 | 0.041215 | 0.051627 | 0.064048 | 0.077956 | 0.094092 | 0.10985 | 0.13024 | 0.15196 | 0.17261 | 0.22706 | 0.27622 | 0.32557 | 0.37454 | 0.41698 | 0.45215 | 0.48537 | 0.50988 | 0.53137 | 0.54257 | 30-99-99-99-25-200
Industry Process | chemicals 20 | Not SpecifiedNot SpecifiedNone | Included Emissions | 2F | Industrial | Not Specified | Not Specified | None | Use of substitutes for ozone depleting substances | Refrigeration and Air Conditioning | HFC-134a | 1430 | 0.47938 | 0.53968 | 0.59911 | 0.67194 | 0.74472 | 0.83217 | 0.89485 | 0.94395 | 0.96859 | 0.98193 | 1.0008 | 1.0092 | 1.0146 | 1.0247 | 1.0305 | 1.0251 | 1.0143 | 1.0163 | 1.012 | 1.002 | 30-99-99-99-25-200
Industry Process | chemicals 20 | Not SpecifiedNot SpecifiedNone | Included Emissions | 2F | Industrial | Not Specified | Not Specified | None | Use of substitutes for ozone depleting substances | Refrigeration and Air Conditioning | HFC-143a | 4470 | 0.047787 | 0.058028 | 0.071533 | 0.087987 | 0.10595 | 0.12586 | 0.1452 | 0.1704 | 0.1963 | 0.22058 | 0.26937 | 0.31071 | 0.35183 | 0.39128 | 0.42188 | 0.44147 | 0.45859 | 0.4273 | 0.39647 | 0.35801 | 30-99-99-99-25-200
Industry Process | chemicals 20 | Not SpecifiedNot SpecifiedNone | Included Emissions | 2F | Industrial | Not Specified | Not Specified | None | Use of substitutes for ozone depleting substances | Refrigeration and Air Conditioning | HFC-152a | 124 | 4.3214e-05 | 4.2525e-05 | 4.0662e-05 | 3.9857e-05 | 3.7846e-05 | 3.5277e-05 | 3.4395e-05 | 3.2043e-05 | 3.1053e-05 | 3.0398e-05 | 2.8432e-05 | 2.6881e-05 | 2.5278e-05 | 2.3213e-05 | 2.1486e-05 | 1.9294e-05 | 1.7044e-05 | 1.5141e-05 | 1.4778e-05 | 1.2479e-05 | 30-99-99-99-25-200
Industry Process | chemicals 20 | Not SpecifiedNot SpecifiedNone | Included Emissions | 2F | Industrial | Not Specified | Not Specified | None | Use of substitutes for ozone depleting substances | Refrigeration and Air Conditioning | HFC-236fa | 9810 | 0.014698 | 0.015936 | 0.018679 | 0.019037 | 0.020366 | 0.021229 | 0.021603 | 0.021462 | 0.022344 | 0.021627 | 0.022496 | 0.021727 | 0.021462 | 0.02057 | 0.019673 | 0.019326 | 0.019003 | 0.018625 | 0.017578 | 0.016529 | 30-99-99-99-25-200
Industry Process | chemicals 20 | Not SpecifiedNot SpecifiedNone | Included Emissions | 2F | Industrial | Not Specified | Not Specified | None | Use of substitutes for ozone depleting substances | Refrigeration and Air Conditioning | HFC-32 | 675 | 1.591e-05 | 6.8343e-05 | 0.00021565 | 0.00037531 | 0.00065161 | 0.0010649 | 0.001504 | 0.0020362 | 0.0027092 | 0.0034341 | 0.0070444 | 0.010648 | 0.014308 | 0.018106 | 0.021867 | 0.025796 | 0.029697 | 0.035983 | 0.041886 | 0.047345 | 30-99-99-99-25-200
Industry Process | chemicals 20 | Not SpecifiedNot SpecifiedNone | Included Emissions | 2F | Industrial | Not Specified | Not Specified | None | Use of substitutes for ozone depleting substances | Solvents | CF4 | 7390 | 0.0008281 | 0.00097156 | 0.0011769 | 0.0013293 | 0.0015635 | 0.0016178 | 0.002521 | 0.0021514 | 0.0018004 | 0.0017371 | 0.0016941 | 0.0018918 | 0.0018511 | 0.0018112 | 0.0017745 | 0.001887 | 0.0019262 | 0.0018948 | 0.002053 | 0.0020031 | 30-99-99-99-25-203
Industry Process | chemicals 20 | Not SpecifiedNot SpecifiedNone | Included Emissions | 2F | Industrial | Not Specified | Not Specified | None | Use of substitutes for ozone depleting substances | Solvents | HFC-245fa | 1030 | 0.14479 | 0.15539 | 0.1658 | 0.16756 | 0.16918 | 0.17087 | 0.17257 | 0.1743 | 0.17607 | 0.17781 | 0.17959 | 0.18141 | 0.18322 | 0.18457 | 0.18596 | 0.18735 | 0.18873 | 0.19015 | 0.19156 | 0.193 | 30-99-99-99-25-203
Industry Process | chemicals 20 | Not SpecifiedNot SpecifiedNone | Included Emissions | 2F | Industrial | Not Specified | Not Specified | None | Use of substitutes for ozone depleting substances | Solvents | HFC-365mfc | 794 | 0.00039543 | 0.00043494 | 0.00038908 | 0.00044632 | 0.0004289 | 0.00041716 | 0.00037244 | 0.00036323 | 0.00035464 | 0.00034661 | 0.00031203 | 0.0003303 | 0.0003232 | 0.00034055 | 0.00033365 | 0.0003379 | 0.00033113 | 0.00034609 | 0.00034089 | 0.00035218 | 30-99-99-99-25-203
Industry Process | chemicals 20 | Not SpecifiedNot SpecifiedNone | Included Emissions | 2F | Industrial | Not Specified | Not Specified | None | Use of substitutes for ozone depleting substances | Solvents | HFC-43-10mee | 1640 | 0.0081676 | 0.008265 | 0.0084382 | 0.0086656 | 0.0088588 | 0.0084728 | 0.0080424 | 0.0076389 | 0.0072585 | 0.0069389 | 0.0066061 | 0.0066648 | 0.006727 | 0.0067829 | 0.0068422 | 0.0068863 | 0.0069677 | 0.0070223 | 0.0070411 | 0.0071125 | 30-99-99-99-25-203
Industry Process | chemicals 20 | Not SpecifiedNot SpecifiedNone | Included Emissions | 2F | Industrial | Not Specified | Not Specified | None | Use of substitutes for ozone depleting substances | Solvents | Other PFC and PFE | 9300 | 0.0012737 | 0.00081511 | 0.0030761 | 0.00041822 | 0.0026374 | 0.0016287 | 0.0019829 | 0.0027074 | 0.0022657 | 0.002186 | 0.0027411 | 0.0017856 | 0.0026208 | 0.0022794 | 0.0022331 | 0.0023747 | 0.002424 | 0.0023845 | 0.0025836 | 0.0022917 | 30-99-99-99-25-203
Industry | oil and gas extraction 06 | Oil & Gas: Production & ProcessingNot SpecifiedNone | Included Emissions | 1A1cii | Industrial | Oil & Gas: Production & Processing | Not Specified | None | Fuel combustion | Associated gas | CH4 | 25 | 0.0012121 | 0.0010281 | 0.0013521 | 0.0014709 | 0.0014413 | 0.0013391 | 0.0011877 | 0.0011881 | 0.0013497 | 0.0013287 | 0.0013676 | 0.0013443 | 0.0013497 | 0.0014093 | 0.0013263 | 0.0012843 | 0.00097093 | 0.0010832 | 0.0008555 | 0.00073916 | 30-27-99-99-01-022
Industry | oil and gas extraction 06 | Oil & Gas: Production & ProcessingNot SpecifiedNone | Included Emissions | 1A1cii | Industrial | Oil & Gas: Production & Processing | Not Specified | None | Fuel combustion | Associated gas | CO2 | 1 | 3.158 | 2.6787 | 3.5229 | 3.8324 | 3.7552 | 3.489 | 3.0945 | 3.0955 | 3.5165 | 3.4619 | 3.5633 | 3.5026 | 3.5166 | 3.6719 | 3.4557 | 3.3462 | 2.5297 | 2.8223 | 2.2277 | 1.9248 | 30-27-99-99-01-022
Industry | oil and gas extraction 06 | Oil & Gas: Production & ProcessingNot SpecifiedNone | Included Emissions | 1A1cii | Industrial | Oil & Gas: Production & Processing | Not Specified | None | Fuel combustion | Associated gas | N2O | 298 | 0.0014448 | 0.0012255 | 0.0016117 | 0.0017533 | 0.001718 | 0.0015962 | 0.0014157 | 0.0014162 | 0.0016088 | 0.0015838 | 0.0016302 | 0.0016024 | 0.0016089 | 0.0016799 | 0.001581 | 0.0015309 | 0.0011574 | 0.0012912 | 0.0010198 | 0.00088107 | 30-27-99-99-01-022
Industry | oil and gas extraction 06 | Oil & Gas: Production & ProcessingNot SpecifiedNone | Included Emissions | 1A1cii | Industrial | Oil & Gas: Production & Processing | Not Specified | None | Fuel combustion | Distillate | CH4 | 25 | 6.2493e-05 | 8.2417e-05 | 0.00010753 | 0.00011267 | 0.00011994 | 0.00010782 | 9.1877e-05 | 0.00012597 | 0.00015159 | 2.781e-05 | 2.6558e-05 | 7.157e-05 | 8.1206e-05 | 6.2949e-05 | 0.0001311 | 0.00011099 | 6.7006e-05 | 2.7583e-05 | 3.4766e-05 | 4.4277e-05 | 30-27-99-99-01-033
Industry | oil and gas extraction 06 | Oil & Gas: Production & ProcessingNot SpecifiedNone | Included Emissions | 1A1cii | Industrial | Oil & Gas: Production & Processing | Not Specified | None | Fuel combustion | Distillate | CO2 | 1 | 0.061627 | 0.081274 | 0.10604 | 0.11111 | 0.11827 | 0.10632 | 0.090603 | 0.12422 | 0.14948 | 0.027425 | 0.02619 | 0.070578 | 0.08008 | 0.062076 | 0.12929 | 0.10945 | 0.066077 | 0.0272 | 0.034284 | 0.043663 | 30-27-99-99-01-033
Industry | oil and gas extraction 06 | Oil & Gas: Production & ProcessingNot SpecifiedNone | Included Emissions | 1A1cii | Industrial | Oil & Gas: Production & Processing | Not Specified | None | Fuel combustion | Distillate | N2O | 298 | 0.00014898 | 0.00019648 | 0.00025634 | 0.00026861 | 0.00028593 | 0.00025703 | 0.00021903 | 0.00030031 | 0.00036138 | 6.63e-05 | 6.3315e-05 | 0.00017062 | 0.0001936 | 0.00015007 | 0.00031255 | 0.00026461 | 0.00015974 | 6.5757e-05 | 8.2881e-05 | 0.00010556 | 30-27-99-99-01-033
Industry | oil and gas extraction 06 | Oil & Gas: Production & ProcessingNot SpecifiedNone | Included Emissions | 1A1cii | Industrial | Oil & Gas: Production & Processing | Not Specified | None | Fuel combustion | Natural gas | CH4 | 25 | 0.006738 | 0.0069865 | 0.0060338 | 0.0071013 | 0.0072168 | 0.0067391 | 0.005919 | 0.0059166 | 0.0062208 | 0.0058548 | 0.0053756 | 0.0053394 | 0.0053065 | 0.0062174 | 0.0063983 | 0.0064835 | 0.0057658 | 0.0056942 | 0.0058134 | 0.0058106 | 30-27-99-99-01-020
Industry | oil and gas extraction 06 | Oil & Gas: Production & ProcessingNot SpecifiedNone | Included Emissions | 1A1cii | Industrial | Oil & Gas: Production & Processing | Not Specified | None | Fuel combustion | Natural gas | CO2 | 1 | 14.29 | 14.817 | 12.7966 | 15.0605 | 15.3055 | 14.2922 | 12.5531 | 12.548 | 13.1931 | 12.4169 | 11.4007 | 11.3238 | 11.254 | 13.1858 | 13.5695 | 13.7502 | 12.228 | 12.0762 | 12.3291 | 12.3231 | 30-27-99-99-01-020
Industry | oil and gas extraction 06 | Oil & Gas: Production & ProcessingNot SpecifiedNone | Included Emissions | 1A1cii | Industrial | Oil & Gas: Production & Processing | Not Specified | None | Fuel combustion | Natural gas | N2O | 298 | 0.0080317 | 0.0083279 | 0.0071923 | 0.0084648 | 0.0086025 | 0.008033 | 0.0070555 | 0.0070526 | 0.0074152 | 0.006979 | 0.0064078 | 0.0063646 | 0.0063254 | 0.0074111 | 0.0076268 | 0.0077283 | 0.0068728 | 0.0067874 | 0.0069296 | 0.0069262 | 30-27-99-99-01-020
Industry | oil and gas extraction 06 | Oil & Gas: Production & ProcessingNot SpecifiedNone | Included Emissions | 1A1cii | Industrial | Oil & Gas: Production & Processing | Not Specified | None | Fuel combustion | Residual fuel oil | CH4 | 25 | 2001: 0.00016685; 2002: 6.4744e-05; 2003: 7.8862e-06; 2008: 0.00016872 | 30-27-99-99-01-046
Industry | oil and gas extraction 06 | Oil & Gas: Production & ProcessingNot SpecifiedNone | Included Emissions | 1A1cii | Industrial | Oil & Gas: Production & Processing | Not Specified | None | Fuel combustion | Residual fuel oil | CO2 | 1 | 2001: 0.16707; 2002: 0.06483; 2003: 0.0078968; 2008: 0.16894 | 30-27-99-99-01-046
Industry | oil and gas extraction 06 | Oil & Gas: Production & ProcessingNot SpecifiedNone | Included Emissions | 1A1cii | Industrial | Oil & Gas: Production & Processing | Not Specified | None | Fuel combustion | Residual fuel oil | N2O | 298 | 2001: 0.00039777; 2002: 0.00015435; 2003: 1.8801e-05; 2008: 0.00040222 | 30-27-99-99-01-046
Industry Process | energy pipelines and gas processing 352T353 | Oil & Gas: Production & ProcessingProcessingFugitives | Included Emissions | 1B2 | Industrial | Oil & Gas: Production & Processing | Processing | Fugitives | Fugitive emissions | NA | CH4 | 25 | 0.13424 | 0.13958 | 0.14036 | 0.14237 | 0.14418 | 0.14025 | 0.15082 | 0.15246 | 0.15781 | 0.15536 | 0.15203 | 0.1526 | 0.1519 | 0.15669 | 0.15521 | 0.15394 | 0.15125 | 0.15192 | 0.14733 | 0.15949 | 30-27-95-11-10-000
Industry Process | energy pipelines and gas processing 352T353 | Oil & Gas: Production & ProcessingProcessingFugitives | Included Emissions | 1B2 | Industrial | Oil & Gas: Production & Processing | Processing | Fugitives | Fugitive emissions | NA | CO2 | 1 | 0.046638 | 0.047534 | 0.048504 | 0.049403 | 0.050817 | 0.052581 | 0.053922 | 0.056021 | 0.061002 | 0.062759 | 0.069379 | 0.080549 | 0.09547 | 0.1114 | 0.13117 | 0.14189 | 0.10489 | 0.10694 | 0.17642 | 0.19757 | 30-27-95-11-10-000
Industry Process | oil and gas extraction 06 | Oil & Gas: Production & ProcessingProductionFugitives | Included Emissions | 1B2 | Industrial | Oil & Gas: Production & Processing | Production | Fugitives | Fugitive emissions | NA | CH4 | 25 | 1.1452 | 1.1907 | 1.1974 | 1.2146 | 1.23 | 1.1965 | 1.2867 | 1.3007 | 1.3463 | 1.3254 | 1.297 | 1.3019 | 1.2958 | 1.3367 | 1.3241 | 1.3133 | 1.2903 | 1.2961 | 1.2569 | 1.3606 | 30-27-96-11-10-000
Industry Process | oil and gas extraction 06 | Oil & Gas: Production & ProcessingProductionFugitives | Included Emissions | 1B2 | Industrial | Oil & Gas: Production & Processing | Production | Fugitives | Fugitive emissions | NA | CO2 | 1 | 0.089347 | 0.091064 | 0.092921 | 0.094644 | 0.097353 | 0.10073 | 0.1033 | 0.10732 | 0.11686 | 0.12023 | 0.13291 | 0.15431 | 0.1829 | 0.21342 | 0.25129 | 0.27182 | 0.20094 | 0.20486 | 0.33797 | 0.37849 | 30-27-96-11-10-000
Industry Process | energy pipelines and gas processing 352T353 | Oil & Gas: Production & ProcessingStorageFugitives | Included Emissions | 1B2 | Industrial | Oil & Gas: Production & Processing | Storage | Fugitives | Fugitive emissions | NA | CH4 | 25 | 0.13798 | 0.14347 | 0.14427 | 0.14634 | 0.1482 | 0.14415 | 0.15503 | 0.15671 | 0.16221 | 0.15968 | 0.15626 | 0.15686 | 0.15613 | 0.16105 | 0.15953 | 0.15823 | 0.15546 | 0.15616 | 0.15144 | 0.16393 | 30-27-94-11-10-000
Industry Process | energy pipelines and gas processing 352T353 | Oil & Gas: Production & ProcessingWastewater TreatmentFugitives | Included Emissions | 4D2 | Industrial | Oil & Gas: Production & Processing | Wastewater Treatment | Fugitives | Fugitive emissions | NA | CH4 | 25 | 0.0001628 | 0.00015498 | 0.00013443 | 0.00012765 | 0.00012296 | 0.0001097 | 0.00011171 | 0.00011698 | 0.0001156 | 0.00012408 | 0.00012574 | 0.010217 | 0.010111 | 0.00026467 | 0.0098586 | 0.0097208 | 0.0092015 | 0.0090588 | 0.0089348 | 0.0090995 | 30-27-71-11-10-000
Industry Process | refined petroleum and coke 19 | Petroleum MarketingProcess LossesFugitives | Included Emissions | 1B2 | Industrial | Petroleum Marketing | Process Losses | Fugitives | Fugitive emissions | NA | CH4 | 25 | 0.0041557 | 0.0039398 | 0.0030186 | 0.0027371 | 0.0012043 | 0.0056914 | 0.0057485 | 0.0029629 | 0.0027953 | 0.0027809 | 0.0010665 | 0.0011359 | 0.0011998 | 0.0011675 | 0.0013875 | 0.001353 | 0.0053622 | 0.0054315 | 0.0015683 | 0.0024097 | 30-29-49-11-10-000
Industry Process | refined petroleum and coke 19 | Petroleum MarketingStorage TanksFugitives | Included Emissions | 1B2 | Industrial | Petroleum Marketing | Storage Tanks | Fugitives | Fugitive emissions | NA | CH4 | 25 | 0.008141 | 0.0050041 | 0.0024273 | 0.0023696 | 0.0024401 | 0.0025073 | 0.0024345 | 0.0024212 | 0.0025828 | 0.0024743 | 0.0014493 | 0.0015577 | 0.0022047 | 0.0020446 | 0.0021318 | 0.0022325 | 0.0086651 | 0.0057485 | 0.0024138 | 0.0021023 | 30-29-59-11-10-000
Industry Process | refined petroleum and coke 19 | Petroleum MarketingWastewater TreatmentFugitives | Included Emissions | 4D2 | Industrial | Petroleum Marketing | Wastewater Treatment | Fugitives | Fugitive emissions | NA | CH4 | 25 | 5.5104e-06 | 3.0255e-07 | 7.7893e-06 | 1.1287e-05 | 1.1287e-05 | 3.7957e-06 | 4.1367e-06 | 6.6025e-06 | 6.469e-06 | 4.1256e-06 | 5.5557e-07 | 4.3656e-07 | 4.6737e-07 | 5.0161e-06 | 4.2306e-06 | 1.0844e-05 | 1.3031e-07 | 3.0911e-07 | 2.1255e-07 | 1.2871e-07 | 30-29-71-11-10-000
Industry Process | refined petroleum and coke 19 | Petroleum Refining and Hydrogen ProductionNot SpecifiedNone | Included Emissions | 1B2aiii | Industrial | Petroleum Refining and Hydrogen Production | Not Specified | None | Acid gas control | NA | CO2 | 1 | 0.29422 | 0.3009 | 0.30292 | 0.30914 | 0.3005 | 0.31049 | 0.31768 | 0.31475 | 0.31058 | 0.28839 | 0.36483 | 0.28674 | 0.2769 | 0.27555 | 0.29585 | 0.26827 | 0.24177 | 0.21724 | 0.187 | 0.17241 | 30-30-99-99-04-000
Industry Process | refined petroleum and coke 19 | Petroleum Refining and Hydrogen ProductionNot SpecifiedNone | Included Emissions | 1B2aii | Industrial | Petroleum Refining and Hydrogen Production | Not Specified | None | Flaring | NA | CH4 | 25 | 0.0019936 | 0.0020389 | 0.0020526 | 0.0020947 | 0.0020362 | 0.0021039 | 0.0021526 | 0.0021328 | 0.0021045 | 0.0019541 | 0.00068795 | 0.0077369 | 0.0024862 | 0.0068225 | 0.0063097 | 0.0048721 | 0.0048289 | 0.0035999 | 0.0033645 | 0.0063846 | 30-30-99-99-05-000
Industry Process | refined petroleum and coke 19 | Petroleum Refining and Hydrogen ProductionNot SpecifiedNone | Included Emissions | 1B2aii | Industrial | Petroleum Refining and Hydrogen Production | Not Specified | None | Flaring | NA | CO2 | 1 | 0.049613 | 0.05074 | 0.051081 | 0.052129 | 0.050673 | 0.052358 | 0.053569 | 0.053076 | 0.052372 | 0.04863 | 0.053783 | 0.1151 | 0.12331 | 0.094077 | 0.083645 | 0.075615 | 0.066952 | 0.047773 | 0.043557 | 0.089577 | 30-30-99-99-05-000
Industry Process | refined petroleum and coke 19 | Petroleum Refining and Hydrogen ProductionNot SpecifiedNone | Included Emissions | 1B2aii | Industrial | Petroleum Refining and Hydrogen Production | Not Specified | None | Flaring | NA | N2O | 298 | 0.0049645 | 0.0050772 | 0.0051113 | 0.0052163 | 0.0050706 | 0.0052391 | 0.0053603 | 0.005311 | 0.0052406 | 0.0048661 | 0.00096588 | 0.00033597 | 0.00012365 | 0.00026891 | 0.00022454 | 0.00023563 | 0.00020552 | 0.00014203 | 0.00012902 | 0.00026585 | 30-30-99-99-05-000
Industry | refined petroleum and coke 19 | Petroleum Refining and Hydrogen ProductionNot SpecifiedNone | Included Emissions | 1A1b | Industrial | Petroleum Refining and Hydrogen Production | Not Specified | None | Fuel combustion | Associated gas | CH4 | 25 | 2011: 4.875e-05; 2012: 1.75e-06; 2013: 1.9013e-06; 2014: 2.2033e-06; 2015: 2.3988e-06; 2016: 2.2262e-06; 2017: 2.2638e-06; 2018: 2.3839e-06; 2019: 2.9867e-06 | 30-30-99-99-01-022
Industry | refined petroleum and coke 19 | Petroleum Refining and Hydrogen ProductionNot SpecifiedNone | Included Emissions | 1A1b | Industrial | Petroleum Refining and Hydrogen Production | Not Specified | None | Fuel combustion | Associated gas | CO2 | 1 | 2011: 0.004371; 2012: 0.004516; 2013: 0.0051201; 2014: 0.0040088; 2015: 0.0062211; 2016: 0.005902; 2017: 0.0060079; 2018: 0.00644; 2019: 0.0075218 | 30-30-99-99-01-022
Industry | refined petroleum and coke 19 | Petroleum Refining and Hydrogen ProductionNot SpecifiedNone | Included Emissions | 1A1b | Industrial | Petroleum Refining and Hydrogen Production | Not Specified | None | Fuel combustion | Associated gas | N2O | 298 | 2011: 0.00011652; 2012: 2.086e-06; 2013: 2.2663e-06; 2014: 2.6264e-06; 2015: 2.8594e-06; 2016: 2.6536e-06; 2017: 2.6984e-06; 2018: 2.8416e-06; 2019: 3.5602e-06 | 30-30-99-99-01-022
Industry | refined petroleum and coke 19 | Petroleum Refining and Hydrogen ProductionNot SpecifiedNone | Included Emissions | 1A1b | Industrial | Petroleum Refining and Hydrogen Production | Not Specified | None | Fuel combustion | Catalyst coke | CH4 | 25 | 0.014988 | 0.014936 | 0.015094 | 0.015664 | 0.015913 | 0.015924 | 0.015964 | 0.014804 | 0.013319 | 0.015637 | 0.014658 | 0.0044389 | 0.0042408 | 0.0040583 | 0.0040262 | 0.0034102 | 0.0040145 | 0.0041126 | 0.0041389 | 0.0040463 | 30-30-99-99-01-060
Industry | refined petroleum and coke 19 | Petroleum Refining and Hydrogen ProductionNot SpecifiedNone | Included Emissions | 1A1b | Industrial | Petroleum Refining and Hydrogen Production | Not Specified | None | Fuel combustion | Catalyst coke | CO2 | 1 | 5.5614 | 5.5422 | 5.6007 | 5.8122 | 5.9045 | 5.9088 | 5.9236 | 5.4929 | 4.942 | 5.8021 | 5.4389 | 6.1366 | 5.791 | 5.5415 | 5.4188 | 4.6 | 5.462 | 5.5618 | 5.5946 | 5.5252 | 30-30-99-99-01-060
Industry | refined petroleum and coke 19 | Petroleum Refining and Hydrogen ProductionNot SpecifiedNone | Included Emissions | 1A1b | Industrial | Petroleum Refining and Hydrogen Production | Not Specified | None | Fuel combustion | Catalyst coke | N2O | 298 | 0.025987 | 0.025897 | 0.02617 | 0.027158 | 0.02759 | 0.02761 | 0.027679 | 0.025667 | 0.023092 | 0.027111 | 0.025414 | 0.0106 | 0.010111 | 0.0096741 | 0.0095985 | 0.0081296 | 0.0095712 | 0.0098046 | 0.0098671 | 0.0096464 | 30-30-99-99-01-060
Industry | refined petroleum and coke 19 | Petroleum Refining and Hydrogen ProductionNot SpecifiedNone | Included Emissions | 1A1b | Industrial | Petroleum Refining and Hydrogen Production | Not Specified | None | Fuel combustion | Digester gas | CH4 | 25 | 2000: 2.8288e-07; 2001: 2.893e-07; 2002: 2.9124e-07; 2003: 2.9722e-07; 2004: 2.8892e-07; 2005: 2.9852e-07; 2006: 3.0543e-07; 2007: 3.0262e-07; 2008: 2.9861e-07; 2009: 2.7727e-07; 2010: 1.2953e-06 | 30-30-99-99-01-070
Industry | refined petroleum and coke 19 | Petroleum Refining and Hydrogen ProductionNot SpecifiedNone | Included Emissions | 1A1b | Industrial | Petroleum Refining and Hydrogen Production | Not Specified | None | Fuel combustion | Digester gas | N2O | 298 | 2000: 6.6384e-07; 2001: 6.7891e-07; 2002: 6.8347e-07; 2003: 6.9751e-07; 2004: 6.7803e-07; 2005: 7.0056e-07; 2006: 7.1677e-07; 2007: 7.1018e-07; 2008: 7.0076e-07; 2009: 6.5069e-07; 2010: 3.0399e-06 | 30-30-99-99-01-070
Industry | refined petroleum and coke 19 | Petroleum Refining and Hydrogen ProductionNot SpecifiedNone | Included Emissions | 1A1b | Industrial | Petroleum Refining and Hydrogen Production | Not Specified | None | Fuel combustion | Distillate | CH4 | 25 | 6.8726e-07 | 1.7566e-05 | 1.005e-06 | 1.7058e-06 | 1.6453e-06 | 6.7279e-05 | 3.401e-05 | 2.7363e-05 | 5.2322e-05 | 1.0362e-05 | 1.5047e-05 | 1.3096e-06 | 1.3992e-06 | 1.5079e-06 | 1.4942e-06 | 6.6363e-06 | 9.8749e-06 | 3.685e-06 | 5.1037e-06 | 4.2661e-06 | 30-30-99-99-01-033
Industry | refined petroleum and coke 19 | Petroleum Refining and Hydrogen ProductionNot SpecifiedNone | Included Emissions | 1A1b | Industrial | Petroleum Refining and Hydrogen Production | Not Specified | None | Fuel combustion | Distillate | CO2 | 1 | 0.00067773 | 0.017322 | 0.00099109 | 0.0016821 | 0.0016225 | 0.066346 | 0.033538 | 0.026984 | 0.051597 | 0.01007 | 0.014839 | 0.0013092 | 0.0013903 | 0.0014571 | 0.001482 | 0.0065461 | 0.0096458 | 0.0036328 | 0.0050335 | 0.004207 | 30-30-99-99-01-033
Industry | refined petroleum and coke 19 | Petroleum Refining and Hydrogen ProductionNot SpecifiedNone | Included Emissions | 1A1b | Industrial | Petroleum Refining and Hydrogen Production | Not Specified | None | Fuel combustion | Distillate | N2O | 298 | 1.6384e-06 | 4.1877e-05 | 2.396e-06 | 4.0665e-06 | 3.9225e-06 | 0.00016039 | 8.108e-05 | 6.5234e-05 | 0.00012474 | 2.4702e-05 | 3.5873e-05 | 3.1209e-06 | 3.3021e-06 | 4.7764e-06 | 3.4925e-06 | 1.5772e-05 | 2.3178e-05 | 8.7284e-06 | 1.2078e-05 | 1.017e-05 | 30-30-99-99-01-033
Industry | refined petroleum and coke 19 | Petroleum Refining and Hydrogen ProductionNot SpecifiedNone | Included Emissions | 1A1b | Industrial | Petroleum Refining and Hydrogen Production | Not Specified | None | Fuel combustion | Ethanol | CH4 | 25 | 2012: 3.7485e-07 | 30-30-99-99-01-090
Industry | refined petroleum and coke 19 | Petroleum Refining and Hydrogen ProductionNot SpecifiedNone | Included Emissions | 1A1b | Industrial | Petroleum Refining and Hydrogen Production | Not Specified | None | Fuel combustion | Ethanol | N2O | 298 | 2012: 8.9364e-07 | 30-30-99-99-01-090
Industry | refined petroleum and coke 19 | Petroleum Refining and Hydrogen ProductionNot SpecifiedNone | Included Emissions | 1A1b | Industrial | Petroleum Refining and Hydrogen Production | Not Specified | None | Fuel combustion | Gasoline | CH4 | 25 | 2011: 1.3575e-06; 2012: 1.0159e-06; 2013: 1.0019e-06; 2014: 1.723e-06; 2015: 1.9053e-06; 2016: 1.9147e-06; 2017: 1.3623e-06; 2018: 1.7852e-06; 2019: 2.232e-06 | 30-30-99-99-01-034
Industry | refined petroleum and coke 19 | Petroleum Refining and Hydrogen ProductionNot SpecifiedNone | Included Emissions | 1A1b | Industrial | Petroleum Refining and Hydrogen Production | Not Specified | None | Fuel combustion | Gasoline | CO2 | 1 | 2011: 0.001271; 2012: 0.0010222; 2013: 0.0010258; 2014: 0.0016132; 2015: 0.0017838; 2016: 0.0017926; 2017: 0.0012755; 2018: 0.0016714; 2019: 0.0020898 | 30-30-99-99-01-034
Industry | refined petroleum and coke 19 | Petroleum Refining and Hydrogen ProductionNot SpecifiedNone | Included Emissions | 1A1b | Industrial | Petroleum Refining and Hydrogen Production | Not Specified | None | Fuel combustion | Gasoline | N2O | 298 | 2011: 3.2364e-06; 2012: 2.6006e-06; 2013: 2.3886e-06; 2014: 4.1076e-06; 2015: 4.5422e-06; 2016: 4.5645e-06; 2017: 3.2477e-06; 2018: 4.2559e-06; 2019: 5.3211e-06 | 30-30-99-99-01-034
Industry | refined petroleum and coke 19 | Petroleum Refining and Hydrogen ProductionNot SpecifiedNone | Included Emissions | 1A1b | Industrial | Petroleum Refining and Hydrogen Production | Not Specified | None | Fuel combustion | LPG | CH4 | 25 | 0.00060084 | 0.00081882 | 0.00032764 | 0.00061424 | 0.00047034 | 0.0004945 | 0.00029405 | 0.0002811 | 0.00029243 | 1.9509e-07 | 2.1766e-07 | 2.0421e-07 | 2.225e-06 | 1.4332e-06 | 1.2788e-06 | 1.9548e-06 | 6.942e-07 | 6.1968e-07 | 7.6667e-07 | 7.6886e-07 | 30-30-99-99-01-037
Industry | refined petroleum and coke 19 | Petroleum Refining and Hydrogen ProductionNot SpecifiedNone | Included Emissions | 1A1b | Industrial | Petroleum Refining and Hydrogen Production | Not Specified | None | Fuel combustion | LPG | CO2 | 1 | 0.50454 | 0.68759 | 0.27513 | 0.5158 | 0.39496 | 0.41525 | 0.24692 | 0.23605 | 0.24556 | 0.00016338 | 0.00018278 | 0.00033934 | 0.0019256 | 0.0011745 | 0.0010483 | 0.0016019 | 0.00056857 | 0.00049034 | 0.00063342 | 0.00063726 | 30-30-99-99-01-037
Industry | refined petroleum and coke 19 | Petroleum Refining and Hydrogen ProductionNot SpecifiedNone | Included Emissions | 1A1b | Industrial | Petroleum Refining and Hydrogen Production | Not Specified | None | Fuel combustion | LPG | N2O | 298 | 0.0014324 | 0.0019521 | 0.0007811 | 0.0014643 | 0.0011213 | 0.0011789 | 0.00070101 | 0.00067013 | 0.00069716 | 4.6509e-07 | 5.189e-07 | 4.8684e-07 | 5.662e-06 | 3.4168e-06 | 3.0367e-06 | 4.6722e-06 | 1.6431e-06 | 8.8132e-07 | 1.8277e-06 | 1.833e-06 | 30-30-99-99-01-037
Industry | refined petroleum and coke 19 | Petroleum Refining and Hydrogen ProductionNot SpecifiedNone | Included Emissions | 1A1b | Industrial | Petroleum Refining and Hydrogen Production | Not Specified | None | Fuel combustion | Natural gas | CH4 | 25 | 0.0013866 | 0.0013468 | 0.0014889 | 0.0014998 | 0.0015149 | 0.0015498 | 0.0015897 | 0.0016604 | 0.0016921 | 0.0017034 | 0.0018755 | 0.00065322 | 0.00059357 | 0.00088282 | 0.00093605 | 0.00096173 | 0.00093531 | 0.00099057 | 0.0009372 | 0.0010175 | 30-30-99-99-01-020
Industry | refined petroleum and coke 19 | Petroleum Refining and Hydrogen ProductionNot SpecifiedNone | Included Emissions | 1A1b | Industrial | Petroleum Refining and Hydrogen Production | Not Specified | None | Fuel combustion | Natural gas | CO2 | 1 | 2.9408 | 2.8562 | 3.1577 | 3.1808 | 3.2127 | 3.2868 | 3.3714 | 3.5214 | 3.5887 | 3.7806 | 3.8171 | 2.3329 | 2.4657 | 2.7604 | 2.7842 | 2.8518 | 2.9619 | 2.9788 | 2.8712 | 2.202 | 30-30-99-99-01-020
Industry | refined petroleum and coke 19 | Petroleum Refining and Hydrogen ProductionNot SpecifiedNone | Included Emissions | 1A1b | Industrial | Petroleum Refining and Hydrogen Production | Not Specified | None | Fuel combustion | Natural gas | N2O | 298 | 0.0016529 | 0.0016053 | 0.0017748 | 0.0017878 | 0.0018057 | 0.0018474 | 0.0018949 | 0.0019792 | 0.002017 | 0.0020304 | 0.0022356 | 0.00077876 | 0.00070751 | 0.0010464 | 0.0011114 | 0.0011524 | 0.0011182 | 0.0011859 | 0.0011228 | 0.0012114 | 30-30-99-99-01-020
Industry | refined petroleum and coke 19 | Petroleum Refining and Hydrogen ProductionNot SpecifiedNone | Included Emissions | 1A1b | Industrial | Petroleum Refining and Hydrogen Production | Not Specified | None | Fuel combustion | Petroleum coke | CH4 | 25 | 0.00050996 | 0.00050996 | 0.00050996 | 0.00050996 | 0.00050996 | 0.00050996 | 0.00050996 | 0.00050996 | 0.00050996 | 0.00059802 | 0.00039195 | 8.7949e-08 | 0.00026451 | 0.0002853 | 0.00032141 | 0.00028461 | 0.00026809 | 0.00022585 | 0.00033164 | 1.2831e-07 | 30-30-99-99-01-042
Industry | refined petroleum and coke 19 | Petroleum Refining and Hydrogen ProductionNot SpecifiedNone | Included Emissions | 1A1b | Industrial | Petroleum Refining and Hydrogen Production | Not Specified | None | Fuel combustion | Petroleum coke | CO2 | 1 | 0.18922 | 0.18922 | 0.18922 | 0.18922 | 0.18922 | 0.18922 | 0.18922 | 0.18922 | 0.18922 | 0.2219 | 0.14543 | 6.4378e-05 | 0.3613 | 0.38954 | 0.41888 | 0.36879 | 0.36607 | 0.30839 | 0.45288 | 0.00017521 | 30-30-99-99-01-042
Industry | refined petroleum and coke 19 | Petroleum Refining and Hydrogen ProductionNot SpecifiedNone | Included Emissions | 1A1b | Industrial | Petroleum Refining and Hydrogen Production | Not Specified | None | Fuel combustion | Petroleum coke | N2O | 298 | 0.00088418 | 0.00088418 | 0.00088418 | 0.00088418 | 0.00088418 | 0.00088418 | 0.00088418 | 0.00088418 | 0.00088418 | 0.0010369 | 0.00067957 | 1.7256e-07 | 0.00063088 | 0.00067986 | 0.00076505 | 0.00067851 | 0.00063913 | 0.00053842 | 0.00079062 | 3.059e-07 | 30-30-99-99-01-042
Industry | refined petroleum and coke 19 | Petroleum Refining and Hydrogen ProductionNot SpecifiedNone | Included Emissions | 1A1b | Industrial | Petroleum Refining and Hydrogen Production | Not Specified | None | Fuel combustion | Process gas | CH4 | 25 | 0.0014161 | 0.0014483 | 0.001458 | 0.0014879 | 0.0014464 | 0.0014944 | 0.001529 | 0.001515 | 0.0014949 | 0.0013881 | 0.00050297 | 0.00017206 | 0.00044675 | 0.00084854 | 0.00083342 | 0.00091091 | 0.00082005 | 0.0012412 | 0.0012199 | 0.00080419 | 30-30-99-99-01-023
Industry | refined petroleum and coke 19 | Petroleum Refining and Hydrogen ProductionNot SpecifiedNone | Included Emissions | 1A1b | Industrial | Petroleum Refining and Hydrogen Production | Not Specified | None | Fuel combustion | Process gas | CO2 | 1 | 0.33489 | 0.3425 | 0.3448 | 0.35188 | 0.34205 | 0.35342 | 0.3616 | 0.35827 | 0.35352 | 0.32826 | 0.31191 | 0.18349 | 0.96292 | 1.0588 | 1.0379 | 1.0371 | 0.86041 | 1.0085 | 1.0035 | 2.1782 | 30-30-99-99-01-023
Industry | refined petroleum and coke 19 | Petroleum Refining and Hydrogen ProductionNot SpecifiedNone | Included Emissions | 1A1b | Industrial | Petroleum Refining and Hydrogen Production | Not Specified | None | Fuel combustion | Process gas | N2O | 298 | 0.003376 | 0.0034527 | 0.0034759 | 0.0035472 | 0.0034482 | 0.0035628 | 0.0036452 | 0.0036117 | 0.0035638 | 0.0033091 | 0.0011991 | 0.00022696 | 0.00090219 | 0.0018688 | 0.0018361 | 0.0022885 | 0.0021147 | 0.0030938 | 0.0030414 | 0.0016115 | 30-30-99-99-01-023
Industry | refined petroleum and coke 19 | Petroleum Refining and Hydrogen ProductionNot SpecifiedNone | Included Emissions | 1A1b | Industrial | Petroleum Refining and Hydrogen Production | Not Specified | None | Fuel combustion | Refinery gas | CH4 | 25 | 0.019089 | 0.019673 | 0.019885 | 0.020162 | 0.019252 | 0.019816 | 0.019484 | 0.019217 | 0.018805 | 0.017798 | 0.022558 | 0.016989 | 0.014187 | 0.017395 | 0.017833 | 0.017687 | 0.018167 | 0.0178 | 0.017764 | 0.017277 | 30-30-99-99-01-045
Industry | refined petroleum and coke 19 | Petroleum Refining and Hydrogen ProductionNot SpecifiedNone | Included Emissions | 1A1b | Industrial | Petroleum Refining and Hydrogen Production | Not Specified | None | Fuel combustion | Refinery gas | CO2 | 1 | 15.0164 | 15.4757 | 15.643 | 15.8605 | 15.1447 | 15.5888 | 15.3274 | 15.1174 | 14.7936 | 14.3304 | 16.6924 | 14.444 | 13.5228 | 13.3038 | 13.5759 | 13.483 | 13.8364 | 13.8564 | 13.6816 | 13.5 | 30-30-99-99-01-045
Industry | refined petroleum and coke 19 | Petroleum Refining and Hydrogen ProductionNot SpecifiedNone | Included Emissions | 1A1b | Industrial | Petroleum Refining and Hydrogen Production | Not Specified | None | Fuel combustion | Refinery gas | N2O | 298 | 0.045507 | 0.046899 | 0.047406 | 0.048065 | 0.045896 | 0.047242 | 0.04645 | 0.045813 | 0.044832 | 0.04243 | 0.053778 | 0.038299 | 0.033761 | 0.041455 | 0.042586 | 0.042292 | 0.043362 | 0.04243 | 0.042353 | 0.041209 | 30-30-99-99-01-045
Industry | refined petroleum and coke 19 | Petroleum Refining and Hydrogen ProductionNot SpecifiedNone | Included Emissions | 1A1b | Industrial | Petroleum Refining and Hydrogen Production | Not Specified | None | Fuel combustion | Residual fuel oil | CH4 | 25 | 2000: 1.8049e-06; 2018: 1.65e-05 | 30-30-99-99-01-046
Industry | refined petroleum and coke 19 | Petroleum Refining and Hydrogen ProductionNot SpecifiedNone | Included Emissions | 1A1b | Industrial | Petroleum Refining and Hydrogen Production | Not Specified | None | Fuel combustion | Residual fuel oil | CO2 | 1 | 2000: 0.0018074; 2018: 1.993e-05 | 30-30-99-99-01-046
Industry | refined petroleum and coke 19 | Petroleum Refining and Hydrogen ProductionNot SpecifiedNone | Included Emissions | 1A1b | Industrial | Petroleum Refining and Hydrogen Production | Not Specified | None | Fuel combustion | Residual fuel oil | N2O | 298 | 2000: 4.303e-06; 2018: 2.4734e-05 | 30-30-99-99-01-046
Industry Process | refined petroleum and coke 19 | Petroleum Refining and Hydrogen ProductionNot SpecifiedNone | Included Emissions | 1B2ai | Industrial | Petroleum Refining and Hydrogen Production | Not Specified | None | Process emissions | NA | CH4 | 25 | 0.025735 | 0.026319 | 0.026496 | 0.02704 | 0.026285 | 0.027159 | 0.027787 | 0.027531 | 0.027166 | 0.025225 | 0.024649 | 0.0038495 | 0.0028012 | 0.001261 | 0.001193 | 0.0010317 | 0.00097468 | 0.0010094 | 0.0011676 | 0.0010908 | 30-30-99-99-06-000
Industry Process | refined petroleum and coke 19 | Petroleum Refining and Hydrogen ProductionNot SpecifiedNone | Included Emissions | 1B2ai | Industrial | Petroleum Refining and Hydrogen Production | Not Specified | None | Process emissions | NA | CO2 | 1 | 0.041649 | 0.042595 | 0.042881 | 0.043761 | 0.042539 | 0.043953 | 0.04497 | 0.044556 | 0.043965 | 0.040824 | 0.028426 | 0.2683 | 0.2651 | 0.19037 | 0.21242 | 0.14711 | 0.1507 | 0.15058 | 0.20553 | 0.15743 | 30-30-99-99-06-000
Industry Process | refined petroleum and coke 19 | Petroleum Refining and Hydrogen ProductionNot SpecifiedNone | Included Emissions | 1B2ai | Industrial | Petroleum Refining and Hydrogen Production | Not Specified | None | Process emissions | NA | N2O | 298 | 2011: 0.00039498; 2013: 0.00026533; 2014: 0.00035976; 2015: 0.00024617; 2016: 0.00025039; 2017: 0.00025132; 2018: 0.00035026; 2019: 0.00026707 | 30-30-99-99-06-000
Industry Process | refined petroleum and coke 19 | Petroleum Refining and Hydrogen ProductionProcess LossesFugitives | Included Emissions | 1B2aiii | Industrial | Petroleum Refining and Hydrogen Production | Process Losses | Fugitives | Fugitive emissions | NA | CH4 | 25 | 0.045232 | 0.020762 | 0.019247 | 0.015155 | 0.011852 | 0.020217 | 0.020255 | 0.020575 | 0.016645 | 0.0080669 | 0.0079293 | 0.10617 | 0.074377 | 0.032494 | 0.024461 | 0.034928 | 0.033184 | 0.049314 | 0.027238 | 0.053299 | 30-30-49-11-10-000
Industry Process | refined petroleum and coke 19 | Petroleum Refining and Hydrogen ProductionProcess LossesFugitives | Included Emissions | 1B2aiii | Industrial | Petroleum Refining and Hydrogen Production | Process Losses | Fugitives | Fugitive emissions | NA | CO2 | 1 | 2011: 0.00022387; 2012: 5.545e-05; 2013: 0.00012045; 2014: 0.00012069; 2015: 0.00035904; 2016: 7.8159e-05; 2017: 0.00019695; 2018: 0.002708; 2019: 0.00023365 | 30-30-49-11-10-000
Industry Process | refined petroleum and coke 19 | Petroleum Refining and Hydrogen ProductionProcess LossesFugitives | Included Emissions | 1B2aiii | Industrial | Petroleum Refining and Hydrogen Production | Process Losses | Fugitives | Fugitive emissions | NA | N2O | 298 | 2011: 0.0014779; 2012: 0.00060796; 2013: 0.0001039; 2014: 1.4555e-07; 2015: 1.1919e-07; 2016: 4.0436e-08; 2017: 5.7663e-06; 2018: 2.4883e-05; 2019: 4.5837e-06 | 30-30-49-11-10-000
Industry Process | refined petroleum and coke 19 | Petroleum Refining and Hydrogen ProductionStorage TanksFugitives | Included Emissions | 1B2aiii | Industrial | Petroleum Refining and Hydrogen Production | Storage Tanks | Fugitives | Fugitive emissions | NA | CH4 | 25 | 0.018382 | 0.0091034 | 0.015367 | 0.0056927 | 0.0025249 | 0.0030288 | 0.0032489 | 0.0028583 | 0.0027104 | 0.02754 | 0.0044593 | 0.0012077 | 0.00051196 | 0.0014277 | 0.0013473 | 0.0013446 | 0.001347 | 0.0014273 | 0.0014927 | 0.0014344 | 30-30-59-11-10-000
Industry Process | refined petroleum and coke 19 | Petroleum Refining and Hydrogen ProductionTransformationNone | Included Emissions | 2H3 | Industrial | Petroleum Refining and Hydrogen Production | Transformation | None | Fuel consumption | Natural gas | CO2 | 1 | 1.7118 | 1.7818 | 1.8077 | 1.7755 | 1.7664 | 1.7851 | 1.9134 | 1.9654 | 1.9652 | 1.8941 | 1.1847 | 2.1938 | 2.25 | 2.308 | 2.2703 | 2.225 | 2.3329 | 2.3844 | 2.3976 | 1.6207 | 30-30-65-99-22-020
Industry Process | refined petroleum and coke 19 | Petroleum Refining and Hydrogen ProductionTransformationNone | Included Emissions | 2H3 | Industrial | Petroleum Refining and Hydrogen Production | Transformation | None | Fuel consumption | Petroleum feedstocks | CO2 | 1 | 2000: 0.0020388; 2001: 0.0020851; 2002: 0.0020991; 2003: 0.0021422; 2004: 0.0020824; 2005: 0.0021516; 2006: 0.0022014; 2007: 0.0021812; 2008: 0.0021522; 2009: 0.0019985 | 30-30-65-99-22-043
Industry Process | refined petroleum and coke 19 | Petroleum Refining and Hydrogen ProductionTransformationNone | Included Emissions | 2H3 | Industrial | Petroleum Refining and Hydrogen Production | Transformation | None | Fuel consumption | Refinery gas | CO2 | 1 | 1.5945 | 1.563 | 1.5798 | 1.5507 | 1.5427 | 1.5542 | 1.6665 | 1.7009 | 1.7009 | 1.3773 | 2.1762 | 3.8517 | 3.6011 | 3.3071 | 3.4929 | 3.0903 | 3.286 | 3.3181 | 3.428 | 3.149 | 30-30-65-99-22-045
Industry Process | water and waste 36T39 | Solid Waste TreatmentCompostingNone | Included Emissions | 4B | Industrial | Solid Waste Treatment | Composting | None | Feedstock processed | NA | CH4 | 25 | 0.090811 | 0.099666 | 0.10852 | 0.11738 | 0.12623 | 0.13508 | 0.14394 | 0.15279 | 0.16165 | 0.1705 | 0.17936 | 0.18821 | 0.19707 | 0.20592 | 0.21477 | 0.22363 | 0.23248 | 0.24134 | 0.25019 | 0.25905 | 30-43-78-99-76-000
Industry Process | water and waste 36T39 | Solid Waste TreatmentCompostingNone | Included Emissions | 4B | Industrial | Solid Waste Treatment | Composting | None | Feedstock processed | NA | N2O | 298 | 0.041421 | 0.04546 | 0.049499 | 0.053537 | 0.057576 | 0.061615 | 0.065654 | 0.069692 | 0.073731 | 0.07777 | 0.081809 | 0.085847 | 0.089886 | 0.093925 | 0.097964 | 0.102 | 0.10604 | 0.11008 | 0.11412 | 0.11816 | 30-43-78-99-76-000
Industry Process | chemicals 20 | Solvents & ChemicalsEvaporative lossesFugitives | Included Emissions | 2D3 | Industrial | Solvents & Chemicals | Evaporative losses | Fugitives | Fugitive emissions | NA | CO2 | 1 | 0.42595 | 0.39691 | 0.34736 | 0.35637 | 0.32593 | 0.35342 | 0.35382 | 0.35159 | 0.34655 | 0.32682 | 0.33086 | 0.32195 | 0.31268 | 0.3102 | 0.30534 | 0.31498 | 0.31452 | 0.31602 | 0.31671 | 0.34113 | 30-42-77-11-10-000
Industry Process | energy pipelines and gas processing 352T353 | Transmission and DistributionNatural GasNatural gas storage | Included Emissions | 1B2b | Industrial | Transmission and Distribution | Natural Gas | Natural gas storage | Fugitive emissions | NA | CH4 | 25 | 0.11737 | 0.11921 | 0.12993 | 0.12193 | 0.12424 | 0.12551 | 0.13015 | 0.12902 | 0.13154 | 0.13284 | 0.1315 | 0.14802 | 0.099615 | 0.16261 | 0.12473 | 0.11299 | 0.067895 | 0.08201 | 0.081418 | 0.048271 | 30-41-33-E1-10-000
Industry Process | energy pipelines and gas processing 352T353 | Transmission and DistributionNatural GasNatural gas storage | Included Emissions | 1B2b | Industrial | Transmission and Distribution | Natural Gas | Natural gas storage | Fugitive emissions | NA | CO2 | 1 | 0.0013013 | 0.0013217 | 0.0014405 | 0.0013518 | 0.0013775 | 0.0013916 | 0.001443 | 0.0014305 | 0.0014585 | 0.0014729 | 0.001458 | 0.00016321 | 0.00011618 | 0.0016515 | 0.00050561 | 0.0019354 | 0.0022797 | 0.0027318 | 0.0027937 | 0.0028905 | 30-41-33-E1-10-000
Industry Process | energy pipelines and gas processing 352T353 | Transmission and DistributionNatural Gas PipelinesFugitives | Included Emissions | 1B2b | Industrial | Transmission and Distribution | Natural Gas Pipelines | Fugitives | Fugitive emissions | NA | CH4 | 25 | 3.517 | 3.5721 | 3.8934 | 3.6537 | 3.7229 | 3.7612 | 3.9001 | 3.8664 | 3.9419 | 3.9808 | 3.9405 | 3.9188 | 3.8722 | 3.8124 | 3.8674 | 3.9387 | 3.991 | 4.0114 | 4.0154 | 4.0896 | 30-41-34-11-10-000
Industry Process | energy pipelines and gas processing 352T353 | Transmission and DistributionNatural Gas PipelinesFugitives | Included Emissions | 1B2b | Industrial | Transmission and Distribution | Natural Gas Pipelines | Fugitives | Fugitive emissions | NA | CO2 | 1 | 0.002907 | 0.0029525 | 0.0032181 | 0.0030199 | 0.0030771 | 0.0031088 | 0.0032236 | 0.0031957 | 0.0032581 | 0.0032903 | 0.003257 | 0.0045457 | 0.0044828 | 0.0029512 | 0.0041168 | 0.0027561 | 0.0024201 | 0.0020079 | 0.00195 | 0.0019007 | 30-41-34-11-10-000
Industry | energy pipelines and gas processing 352T353 | Transmission and DistributionNatural Gas PipelinesNone | Included Emissions | 1A1cii | Industrial | Transmission and Distribution | Natural Gas Pipelines | None | Fuel combustion | Natural gas | CH4 | 25 | 0.00024924 | 0.00028046 | 0.00024698 | 0.00022282 | 0.0003333 | 0.00027692 | 0.00018049 | 0.00023115 | 0.00019902 | 0.00016412 | 0.00025034 | 0.00026409 | 0.00033168 | 0.0002691 | 0.00059645 | 0.00044448 | 0.00056828 | 0.0004955 | 0.00048486 | 0.00052706 | 30-41-34-99-01-020
Industry | energy pipelines and gas processing 352T353 | Transmission and DistributionNatural Gas PipelinesNone | Included Emissions | 1A1cii | Industrial | Transmission and Distribution | Natural Gas Pipelines | None | Fuel combustion | Natural gas | CO2 | 1 | 0.52859 | 0.59481 | 0.52379 | 0.47255 | 0.70687 | 0.58729 | 0.38279 | 0.49021 | 0.42208 | 0.34807 | 0.53093 | 0.56009 | 0.70344 | 0.57072 | 1.2649 | 0.94266 | 1.2052 | 1.0508 | 1.0283 | 1.1178 | 30-41-34-99-01-020
Industry | energy pipelines and gas processing 352T353 | Transmission and DistributionNatural Gas PipelinesNone | Included Emissions | 1A1cii | Industrial | Transmission and Distribution | Natural Gas Pipelines | None | Fuel combustion | Natural gas | N2O | 298 | 0.00029709 | 0.00033431 | 0.0002944 | 0.0002656 | 0.0003973 | 0.00033009 | 0.00021515 | 0.00027553 | 0.00023723 | 0.00019563 | 0.00029841 | 0.0003148 | 0.00039537 | 0.00032077 | 0.00071096 | 0.00052982 | 0.00067739 | 0.00059063 | 0.00057795 | 0.00062825 | 30-41-34-99-01-020
Industry | energy pipelines and gas processing 352T353 | Transmission and DistributionNon Natural Gas PipelinesNone | Included Emissions | 1A1cii | Industrial | Transmission and Distribution | Non Natural Gas Pipelines | None | Fuel combustion | Natural gas | CH4 | 25 | 3.0934e-05 | 3.6799e-05 | 3.8457e-05 | 2.1228e-05 | 2.9977e-05 | 3.3991e-05 | 2.6561e-05 | 3.6724e-05 | 4.1635e-05 | 3.7829e-05 | 3.639e-05 | 3.5852e-05 | 3.4064e-05 | 3.2621e-05 | 2.8908e-05 | 2.8309e-05 | 2.9377e-05 | 3.2649e-05 | 3.0924e-05 | 3.386e-05 | 30-41-37-99-01-020
Industry | energy pipelines and gas processing 352T353 | Transmission and DistributionNon Natural Gas PipelinesNone | Included Emissions | 1A1cii | Industrial | Transmission and Distribution | Non Natural Gas Pipelines | None | Fuel combustion | Natural gas | CO2 | 1 | 0.065606 | 0.078043 | 0.081559 | 0.04502 | 0.063574 | 0.072087 | 0.056331 | 0.077885 | 0.088299 | 0.080227 | 0.077176 | 0.076035 | 0.072242 | 0.069183 | 0.061308 | 0.060038 | 0.062302 | 0.069242 | 0.065583 | 0.07181 | 30-41-37-99-01-020
Industry | energy pipelines and gas processing 352T353 | Transmission and DistributionNon Natural Gas PipelinesNone | Included Emissions | 1A1cii | Industrial | Transmission and Distribution | Non Natural Gas Pipelines | None | Fuel combustion | Natural gas | N2O | 298 | 3.6874e-05 | 4.3864e-05 | 4.584e-05 | 2.5304e-05 | 3.5732e-05 | 4.0517e-05 | 3.1661e-05 | 4.3775e-05 | 4.9629e-05 | 4.5092e-05 | 4.3377e-05 | 4.2735e-05 | 4.0604e-05 | 3.8884e-05 | 3.4458e-05 | 3.3745e-05 | 3.5017e-05 | 3.8917e-05 | 3.6861e-05 | 4.0361e-05 | 30-41-37-99-01-020
Industry Process | water and waste 36T39 | Wastewater TreatmentDomestic WastewaterAnaerobic Digesters | Included Emissions | 4D1 | Industrial | Wastewater Treatment | Domestic Wastewater | Anaerobic Digesters | Biogas production | NA | CH4 | 25 | 0.025985 | 0.025959 | 0.025935 | 0.02591 | 0.025884 | 0.026116 | 0.026133 | 0.026151 | 0.026167 | 0.026184 | 0.026201 | 0.026217 | 0.026234 | 0.026252 | 0.026268 | 0.026285 | 0.026302 | 0.026348 | 0.026383 | 0.026429 | 30-39-75-46-74-000
Industry Process | water and waste 36T39 | Wastewater TreatmentDomestic WastewaterCentralized Anaerobic | Included Emissions | 4D1 | Industrial | Wastewater Treatment | Domestic Wastewater | Centralized Anaerobic | California population | NA | CH4 | 25 | 0.57377 | 0.55994 | 0.54475 | 0.52845 | 0.51121 | 0.50881 | 0.49181 | 0.48562 | 0.46863 | 0.45049 | 0.44287 | 0.42565 | 0.40814 | 0.40085 | 0.38265 | 0.36376 | 0.35487 | 0.33793 | 0.32954 | 0.32034 | 30-39-75-45-72-000
Industry Process | water and waste 36T39 | Wastewater TreatmentDomestic WastewaterEffluent Emissions | Included Emissions | 4D1 | Industrial | Wastewater Treatment | Domestic Wastewater | Effluent Emissions | California population | NA | N2O | 298 | 0.63387 | 0.63049 | 0.6457 | 0.65443 | 0.66865 | 0.65707 | 0.67553 | 0.68348 | 0.68879 | 0.69504 | 0.75278 | 0.75227 | 0.75959 | 0.76585 | 0.80328 | 0.80717 | 0.81208 | 0.82634 | 0.86766 | 0.87096 | 30-39-75-48-72-000
Industry Process | water and waste 36T39 | Wastewater TreatmentDomestic WastewaterPlant Emissions | Included Emissions | 4D1 | Industrial | Wastewater Treatment | Domestic Wastewater | Plant Emissions | California population | NA | N2O | 298 | 0.03692 | 0.037471 | 0.037912 | 0.038397 | 0.03877 | 0.039071 | 0.039367 | 0.039694 | 0.040037 | 0.040273 | 0.040564 | 0.04093 | 0.041324 | 0.0417 | 0.042097 | 0.042446 | 0.042724 | 0.043153 | 0.045311 | 0.046919 | 30-39-75-47-72-000
Industry Process | water and waste 36T39 | Wastewater TreatmentDomestic WastewaterSeptic Systems | Included Emissions | 4D1 | Industrial | Wastewater Treatment | Domestic Wastewater | Septic Systems | California population | NA | CH4 | 25 | 0.3322 | 0.3372 | 0.34136 | 0.34576 | 0.34931 | 0.35159 | 0.35414 | 0.35713 | 0.36009 | 0.36225 | 0.36476 | 0.3681 | 0.37169 | 0.37492 | 0.3785 | 0.38162 | 0.38409 | 0.38793 | 0.40733 | 0.41703 | 30-39-75-43-72-000
Industry Process | water and waste 36T39 | Wastewater TreatmentIndustrial WastewaterNone | Included Emissions | 4D2 | Industrial | Wastewater Treatment | Industrial Wastewater | None | Production processed | Apples | CH4 | 25 | 0.00048651 | 0.00044383 | 0.00040116 | 0.00038401 | 0.00030294 | 0.00030294 | 0.00030294 | 0.00029447 | 0.00030727 | 0.00022618 | 0.00023899 | 0.00023899 | 0.00023045 | 0.00023045 | 0.00020485 | 0.00017156 | 0.00021423 | 0.0001929 | 0.00020254 | 0.00016578 | 30-39-76-99-73-185
Industry Process | water and waste 36T39 | Wastewater TreatmentIndustrial WastewaterNone | Included Emissions | 4D2 | Industrial | Wastewater Treatment | Industrial Wastewater | None | Production processed | Citrus fruit | CH4 | 25 | 0.0037724 | 0.0034878 | 0.0031721 | 0.0038178 | 0.0030876 | 0.0037975 | 0.0037419 | 0.0029675 | 0.003611 | 0.0032207 | 0.0037909 | 0.0042695 | 0.0040689 | 0.0040558 | 0.0037876 | 0.0040253 | 0.0045792 | 0.004969 | 0.0052175 | 0.005038 | 30-39-76-99-73-186
Industry Process | water and waste 36T39 | Wastewater TreatmentIndustrial WastewaterNone | Included Emissions | 4D2 | Industrial | Wastewater Treatment | Industrial Wastewater | None | Production processed | Non-citrus fruit | CH4 | 25 | 0.038886 | 0.033297 | 0.035881 | 0.033151 | 0.031814 | 0.033122 | 0.029798 | 0.030749 | 0.032922 | 0.030761 | 0.032641 | 0.033198 | 0.030989 | 0.033293 | 0.030368 | 0.031908 | 0.029042 | 0.028997 | 0.02749 | 0.025978 | 30-39-76-99-73-187
Industry Process | water and waste 36T39 | Wastewater TreatmentIndustrial WastewaterNone | Included Emissions | 4D2 | Industrial | Wastewater Treatment | Industrial Wastewater | None | Production processed | Other vegetables | CH4 | 25 | 0.060272 | 0.055609 | 0.067846 | 0.051189 | 0.057416 | 0.051648 | 0.052854 | 0.057191 | 0.056256 | 0.05933 | 0.057565 | 0.056259 | 0.058067 | 0.056278 | 0.060345 | 0.060454 | 0.060454 | 0.06133 | 0.064396 | 0.06219 | 30-39-76-99-73-184
Industry Process | water and waste 36T39 | Wastewater TreatmentIndustrial WastewaterNone | Included Emissions | 4D2 | Industrial | Wastewater Treatment | Industrial Wastewater | None | Production processed | Potatoes | CH4 | 25 | 0.0051522 | 0.0040662 | 0.0052628 | 0.0053325 | 0.0052403 | 0.0043675 | 0.0043906 | 0.0042306 | 0.0045336 | 0.0045151 | 0.0042435 | 0.0046964 | 0.0047794 | 0.0044304 | 0.0047966 | 0.0042574 | 0.0041023 | 0.00402 | 0.004221 | 0.0041513 | 30-39-76-99-73-183
Industry Process | water and waste 36T39 | Wastewater TreatmentIndustrial WastewaterNone | Included Emissions | 4D2 | Industrial | Wastewater Treatment | Industrial Wastewater | None | Production processed | Poultry | CH4 | 25 | 0.044345 | 0.045094 | 0.046091 | 0.046184 | 0.047118 | 0.048312 | 0.048243 | 0.048877 | 0.036609 | 0.035624 | 0.035544 | 0.035603 | 0.036242 | 0.037196 | 0.035604 | 0.03791 | 0.037937 | 0.038468 | 0.040391 | 0.039872 | 30-39-76-99-73-181
Industry Process | water and waste 36T39 | Wastewater TreatmentIndustrial WastewaterNone | Included Emissions | 4D2 | Industrial | Wastewater Treatment | Industrial Wastewater | None | Production processed | Pulp and Paper | CH4 | 25 | 0.064347 | 0.062114 | 0.060041 | 0.057583 | 0.054312 | 0.054312 | 0.054766 | 0.059818 | 0.050329 | 0.042491 | 0.042491 | 0.042685 | 0.042264 | 0.0422 | 0.040516 | 0.04275 | 0.04275 | 0.043372 | 0.045541 | 0.044697 | 30-39-76-99-73-180
Industry Process | water and waste 36T39 | Wastewater TreatmentIndustrial WastewaterNone | Included Emissions | 4D2 | Industrial | Wastewater Treatment | Industrial Wastewater | None | Production processed | Red meat | CH4 | 25 | 0.036077 | 0.038011 | 0.045436 | 0.047948 | 0.047985 | 0.049335 | 0.053986 | 0.056162 | 0.05582 | 0.057217 | 0.057892 | 0.058214 | 0.057996 | 0.058137 | 0.048694 | 0.044526 | 0.045745 | 0.046235 | 0.048546 | 0.045919 | 30-39-76-99-73-182
Industry Process | water and waste 36T39 | Wastewater TreatmentIndustrial WastewaterNone | Included Emissions | 4D2 | Industrial | Wastewater Treatment | Industrial Wastewater | None | Production processed | Wine grapes | CH4 | 25 | 0.0058316 | 0.005289 | 0.0054589 | 0.0050428 | 0.0048799 | 0.0065978 | 0.0055057 | 0.0056998 | 0.0052266 | 0.0064192 | 0.0062216 | 0.0058021 | 0.0069653 | 0.0073588 | 0.0067521 | 0.0064227 | 0.0069878 | 0.0067245 | 0.0070607 | 0.0066773 | 30-39-76-99-73-188
Industry Process | water and waste 36T39 | Wastewater TreatmentIndustrial WastewaterNone | Included Emissions | 4D2 | Industrial | Wastewater Treatment | Industrial Wastewater | None | Wastewater flow | Petroleum Refining | CH4 | 25 | 0.066795 | 0.066799 | 0.068825 | 0.069365 | 0.070764 | 0.071931 | 0.071765 | 0.069754 | 0.071101 | 0.067877 | 0.068794 | 0.068765 | 0.06915 | 0.068116 | 0.071651 | 0.069015 | 0.072231 | 0.070623 | 0.074154 | 0.072199 | 30-39-76-99-75-190
Residential | chemicals 20 | Household UseNot SpecifiedNone | Included Emissions | 1A4b | Residential | Household Use | Not Specified | None | Fuel combustion | Coal | CH4 | 25 | 2000: 1.705e-05; 2003: 2.75e-07; 2004: 5.225e-06; 2005: 9.9e-06; 2006: 8.25e-07 | 50-18-99-99-01-001
Residential | chemicals 20 | Household UseNot SpecifiedNone | Included Emissions | 1A4b | Residential | Household Use | Not Specified | None | Fuel combustion | Coal | CO2 | 1 | 2000: 0.0057908; 2003: 9.34e-05; 2004: 0.0017746; 2005: 0.0033624; 2006: 0.0002802 | 50-18-99-99-01-001
Residential | chemicals 20 | Household UseNot SpecifiedNone | Included Emissions | 1A4b | Residential | Household Use | Not Specified | None | Fuel combustion | Coal | N2O | 298 | 2000: 2.9562e-05; 2003: 4.768e-07; 2004: 9.0592e-06; 2005: 1.7165e-05; 2006: 1.4304e-06 | 50-18-99-99-01-001
Residential | chemicals 20 | Household UseNot SpecifiedNone | Included Emissions | 1A4b | Residential | Household Use | Not Specified | None | Fuel combustion | Distillate | CH4 | 25 | 6.7347e-05 | 8.4549e-05 | 5.4017e-05 | 5.5755e-05 | 5.6614e-05 | 7.0753e-05 | 7.0804e-05 | 3.9879e-05 | 5.7339e-05 | 0.00014184 | 6.0465e-05 | 4.5488e-05 | 2.5782e-05 | 3.8274e-05 | 3.8854e-05 | 3.3182e-05 | 3.1236e-05 | 2.2656e-05 | 2.7676e-05 | 2.3526e-05 | 50-18-99-99-01-033
Residential | chemicals 20 | Household UseNot SpecifiedNone | Included Emissions | 1A4b | Residential | Household Use | Not Specified | None | Fuel combustion | Distillate | CO2 | 1 | 0.066414 | 0.083377 | 0.053268 | 0.054982 | 0.055829 | 0.069771 | 0.069823 | 0.039326 | 0.056544 | 0.13987 | 0.059626 | 0.044857 | 0.025424 | 0.037744 | 0.038315 | 0.032722 | 0.030803 | 0.022342 | 0.027292 | 0.023199 | 50-18-99-99-01-033
Residential | chemicals 20 | Household UseNot SpecifiedNone | Included Emissions | 1A4b | Residential | Household Use | Not Specified | None | Fuel combustion | Distillate | N2O | 298 | 0.00016056 | 0.00020157 | 0.00012878 | 0.00013292 | 0.00013497 | 0.00016867 | 0.0001688 | 9.507e-05 | 0.0001367 | 0.00033814 | 0.00014415 | 0.00010844 | 6.1464e-05 | 9.1246e-05 | 9.2628e-05 | 7.9106e-05 | 7.4467e-05 | 5.4012e-05 | 6.5979e-05 | 5.6085e-05 | 50-18-99-99-01-033
Residential | chemicals 20 | Household UseNot SpecifiedNone | Included Emissions | 1A4b | Residential | Household Use | Not Specified | None | Fuel combustion | Kerosene | CH4 | 25 | 0.00011935 | 0.00014885 | 9.2006e-05 | 8.3197e-05 | 0.0001175 | 0.00012907 | 0.00012186 | 6.479e-05 | 3.4385e-05 | 7.294e-05 | 6.1185e-05 | 4.6869e-05 | 2.0149e-05 | 1.9278e-05 | 2.5029e-05 | 1.8579e-05 | 3.5488e-05 | 2.1516e-05 | 2.1516e-05 | 3.1377e-05 | 50-18-99-99-01-036
Residential | chemicals 20 | Household UseNot SpecifiedNone | Included Emissions | 1A4b | Residential | Household Use | Not Specified | None | Fuel combustion | Kerosene | CO2 | 1 | 0.11967 | 0.14924 | 0.092251 | 0.083419 | 0.11781 | 0.12942 | 0.12219 | 0.064963 | 0.034476 | 0.073135 | 0.061349 | 0.046994 | 0.020202 | 0.019329 | 0.025096 | 0.018629 | 0.035583 | 0.021573 | 0.021573 | 0.031461 | 50-18-99-99-01-036
Residential | chemicals 20 | Household UseNot SpecifiedNone | Included Emissions | 1A4b | Residential | Household Use | Not Specified | None | Fuel combustion | Kerosene | N2O | 298 | 0.00028454 | 0.00035485 | 0.00021934 | 0.00019834 | 0.00028012 | 0.00030771 | 0.00029052 | 0.00015446 | 8.1973e-05 | 0.00017389 | 0.00014587 | 0.00011173 | 4.8035e-05 | 4.5959e-05 | 5.9669e-05 | 4.4293e-05 | 8.4604e-05 | 5.1293e-05 | 5.1293e-05 | 7.4804e-05 | 50-18-99-99-01-036
Residential | chemicals 20 | Household UseNot SpecifiedNone | Included Emissions | 1A4b | Residential | Household Use | Not Specified | None | Fuel combustion | LPG | CH4 | 25 | 0.0013417 | 0.00092092 | 0.0010718 | 0.0015367 | 0.0018659 | 0.0021216 | 0.0018522 | 0.0019642 | 0.0024117 | 0.002264 | 0.0023794 | 0.002255 | 0.0017046 | 0.0017116 | 0.0014103 | 0.0015844 | 0.0017254 | 0.0016572 | 0.0018058 | 0.001946 | 50-18-99-99-01-037
Residential | chemicals 20 | Household UseNot SpecifiedNone | Included Emissions | 1A4b | Residential | Household Use | Not Specified | None | Fuel combustion | LPG | CO2 | 1 | 1.1266 | 0.77333 | 0.89998 | 1.2904 | 1.5668 | 1.7816 | 1.5554 | 1.6494 | 2.0252 | 1.9011 | 1.998 | 1.8936 | 1.4314 | 1.4373 | 1.1843 | 1.3305 | 1.4489 | 1.3916 | 1.5164 | 1.6341 | 50-18-99-99-01-037
Residential | chemicals 20 | Household UseNot SpecifiedNone | Included Emissions | 1A4b | Residential | Household Use | Not Specified | None | Fuel combustion | LPG | N2O | 298 | 0.0031986 | 0.0021955 | 0.0025551 | 0.0036634 | 0.0044482 | 0.0050579 | 0.0044156 | 0.0046828 | 0.0057495 | 0.0053973 | 0.0056724 | 0.005376 | 0.0040638 | 0.0040804 | 0.0033622 | 0.0037771 | 0.0041135 | 0.0039508 | 0.0043051 | 0.0046393 | 50-18-99-99-01-037
Residential | chemicals 20 | Household UseNot SpecifiedNone | Included Emissions | 1A4b | Residential | Household Use | Not Specified | None | Fuel combustion | Natural gas | CH4 | 25 | 0.013178 | 0.012897 | 0.01295 | 0.012541 | 0.012875 | 0.012212 | 0.012507 | 0.012566 | 0.01254 | 0.012369 | 0.012711 | 0.01296 | 0.012133 | 0.012495 | 0.010167 | 0.010314 | 0.010739 | 0.011124 | 0.01094 | 0.011922 | 50-18-99-99-01-020
Residential | chemicals 20 | Household UseNot SpecifiedNone | Included Emissions | 1A4b | Residential | Household Use | Not Specified | None | Fuel combustion | Natural gas | CO2 | 1 | 27.9474 | 27.3512 | 27.4641 | 26.5963 | 27.3043 | 25.8995 | 26.5255 | 26.6492 | 26.594 | 26.2332 | 26.9572 | 27.4865 | 25.7327 | 26.4989 | 21.5621 | 21.8747 | 22.775 | 23.5918 | 23.2019 | 25.2838 | 50-18-99-99-01-020
Residential | chemicals 20 | Household UseNot SpecifiedNone | Included Emissions | 1A4b | Residential | Household Use | Not Specified | None | Fuel combustion | Natural gas | N2O | 298 | 0.015708 | 0.015373 | 0.015436 | 0.014949 | 0.015346 | 0.014557 | 0.014909 | 0.014978 | 0.014947 | 0.014744 | 0.015151 | 0.015449 | 0.014463 | 0.014894 | 0.012119 | 0.012295 | 0.012801 | 0.01326 | 0.013041 | 0.014211 | 50-18-99-99-01-020
Residential | chemicals 20 | Household UseNot SpecifiedNone | Included Emissions | 1A4b | Residential | Household Use | Not Specified | None | Fuel combustion | Wood (wet) | CH4 | 25 | 0.029598 | 0.02844 | 0.028868 | 0.030388 | 0.031147 | 0.020703 | 0.018362 | 0.020294 | 0.02271 | 0.029827 | 0.03199 | 0.031028 | 0.025928 | 0.033833 | 0.03424 | 0.01762 | 0.016593 | 0.01611 | 0.017503 | 0.017503 | 50-18-99-99-01-077
Residential | chemicals 20 | Household UseNot SpecifiedNone | Included Emissions | 1A4b | Residential | Household Use | Not Specified | None | Fuel combustion | Wood (wet) | N2O | 298 | 0.046305 | 0.044494 | 0.045164 | 0.047542 | 0.04873 | 0.03239 | 0.028727 | 0.031751 | 0.03553 | 0.046665 | 0.050049 | 0.048543 | 0.040564 | 0.052931 | 0.053568 | 0.027566 | 0.025959 | 0.025205 | 0.027384 | 0.027384 | 50-18-99-99-01-077
Industry Process | chemicals 20 | Household UseNot SpecifiedNone | Included Emissions | 1B1 | Residential | Household Use | Not Specified | None | Fuel storage | Coal | CH4 | 25 | 2000: 2.8813e-05; 2003: 4.6473e-07; 2004: 8.8298e-06; 2005: 1.673e-05; 2006: 1.3942e-06 | 50-18-99-99-08-001
Industry Process | agriculture and forestry 01T03 | LandscapeFertilizerDirect | Included Emissions | 3C4 | Residential | Landscape | Fertilizer | Direct | Residential use of nitrogen fertilizer on turf | Synthetic fertilizers | N2O | 298 | 0.55648 | 0.56486 | 0.57182 | 0.5792 | 0.58515 | 0.58896 | 0.59324 | 0.59824 | 0.60321 | 0.60683 | 0.61157 | 0.61737 | 0.62337 | 0.6283 | 0.63348 | 0.63841 | 0.64246 | 0.64629 | 0.64927 | 0.65075 | 50-45-15-05-59-121
Industry Process | agriculture and forestry 01T03 | LandscapeFertilizerIndirect | Included Emissions | 3C5 | Residential | Landscape | Fertilizer | Indirect | Residential use of nitrogen fertilizer on turf | Synthetic fertilizers | N2O | 298 | 0.18086 | 0.18358 | 0.18584 | 0.18824 | 0.19017 | 0.19141 | 0.1928 | 0.19443 | 0.19604 | 0.19722 | 0.19876 | 0.20065 | 0.2026 | 0.2042 | 0.20588 | 0.20748 | 0.2088 | 0.21004 | 0.21101 | 0.2115 | 50-45-15-14-59-121
Industry Process | chemicals 20 | Not SpecifiedNot SpecifiedNone | Included Emissions | 2F | Residential | Not Specified | Not Specified | None | Use of substitutes for ozone depleting substances | Aerosols | HFC-134a | 1430 | 0.75381 | 0.69515 | 0.63534 | 0.59164 | 0.54748 | 0.44333 | 0.44688 | 0.3957 | 0.39751 | 0.38618 | 0.37247 | 0.34355 | 0.3108 | 0.29813 | 0.31399 | 0.29653 | 0.21166 | 0.21323 | 0.21482 | 0.21643 | 50-99-99-99-25-201
Industry Process | chemicals 20 | Not SpecifiedNot SpecifiedNone | Included Emissions | 2F | Residential | Not Specified | Not Specified | None | Use of substitutes for ozone depleting substances | Aerosols | HFC-152a | 124 | 0.065523 | 0.079182 | 0.09303 | 0.1021 | 0.11126 | 0.12915 | 0.12983 | 0.13924 | 0.16026 | 0.17134 | 0.18278 | 0.18998 | 0.19868 | 0.2025 | 0.20401 | 0.20391 | 0.20544 | 0.20697 | 0.20851 | 0.21007 | 50-99-99-99-25-201
Industry Process | chemicals 20 | Not SpecifiedNot SpecifiedNone | Included Emissions | 2F | Residential | Not Specified | Not Specified | None | Use of substitutes for ozone depleting substances | Aerosols | HFC-227ea | 3220 | 0.0046466 | 0.0091727 | 0.014102 | 0.015937 | 0.017551 | 0.018097 | 0.018372 | 0.018939 | 0.020869 | 0.022837 | 0.024546 | 0.03973 | 0.042847 | 0.056996 | 0.030708 | 0.030937 | 0.031168 | 0.0314 | 0.031635 | 0.031871 | 50-99-99-99-25-201
Industry Process | chemicals 20 | Not SpecifiedNot SpecifiedNone | Included Emissions | 2F | Residential | Not Specified | Not Specified | None | Use of substitutes for ozone depleting substances | Aerosols | HFC-43-10mee | 1640 | 0.0097253 | 0.0097938 | 0.0098629 | 0.0094166 | 0.0089654 | 0.0085092 | 0.0080481 | 0.0075821 | 0.0083794 | 0.0086983 | 0.0090172 | 0.0091074 | 0.0091984 | 0.0092671 | 0.0093362 | 0.0027042 | 0.0027244 | 0.0027447 | 0.0027652 | 0.0027858 | 50-99-99-99-25-201
Industry Process | chemicals 20 | Not SpecifiedNot SpecifiedNone | Included Emissions | 2F | Residential | Not Specified | Not Specified | None | Use of substitutes for ozone depleting substances | Foams | HFC-134a | 1430 | 2009: 0.0025188; 2010: 0.0086737; 2011: 0.016828; 2012: 0.026034; 2013: 0.036192; 2014: 0.047295; 2015: 0.054619; 2016: 0.062449; 2017: 0.070584; 2018: 0.071698; 2019: 0.071164 | 50-99-99-99-25-202
Industry Process | chemicals 20 | Not SpecifiedNot SpecifiedNone | Included Emissions | 2F | Residential | Not Specified | Not Specified | None | Use of substitutes for ozone depleting substances | Foams | HFC-245fa | 1030 |  | 0.00063698 | 0.0006637 | 0.0017134 | 0.0028544 | 0.0040448 | 0.00458 | 0.0042647 | 0.0057616 | 0.0066289 | 0.0082179 | 0.0097898 | 0.011341 | 0.013335 | 0.017234 | 0.034109 | 0.058768 | 0.078949 | 0.10118 | 0.10499 | 50-99-99-99-25-202
Industry Process | chemicals 20 | Not SpecifiedNot SpecifiedNone | Included Emissions | 2F | Residential | Not Specified | Not Specified | None | Use of substitutes for ozone depleting substances | Refrigeration and Air Conditioning | HFC-125 | 3500 |  | 0.0036196 | 0.01485 | 0.027183 | 0.048984 | 0.080879 | 0.11549 | 0.15744 | 0.2115 | 0.26913 | 0.52744 | 0.77892 | 1.036 | 1.3018 | 1.5655 | 1.84 | 2.1175 | 2.3881 | 2.6441 | 2.904 | 50-99-99-99-25-200
Industry Process | chemicals 20 | Not SpecifiedNot SpecifiedNone | Included Emissions | 2F | Residential | Not Specified | Not Specified | None | Use of substitutes for ozone depleting substances | Refrigeration and Air Conditioning | HFC-134a | 1430 | 0.0032425 | 0.0040349 | 0.0049444 | 0.0062075 | 0.0075195 | 0.0091566 | 0.010884 | 0.012798 | 0.015226 | 0.017822 | 0.024665 | 0.033751 | 0.040965 | 0.050289 | 0.060119 | 0.067933 | 0.077782 | 0.085682 | 0.095693 | 0.10348 | 50-99-99-99-25-200
Industry Process | chemicals 20 | Not SpecifiedNot SpecifiedNone | Included Emissions | 2F | Residential | Not Specified | Not Specified | None | Use of substitutes for ozone depleting substances | Refrigeration and Air Conditioning | HFC-32 | 675 |  | 0.00069806 | 0.0028638 | 0.0052397 | 0.0094414 | 0.015584 | 0.022248 | 0.030325 | 0.040729 | 0.051818 | 0.10154 | 0.14989 | 0.19936 | 0.25047 | 0.30115 | 0.35397 | 0.40733 | 0.45938 | 0.50857 | 0.55857 | 50-99-99-99-25-200
Industry Process | energy pipelines and gas processing 352T353 | Transmission and DistributionNatural Gas PipelinesFugitives | Included Emissions | 1B2b | Residential | Transmission and Distribution | Natural Gas Pipelines | Fugitives | Fugitive emissions | NA | CH4 | 25 | 0.77727 | 0.78532 | 0.79348 | 0.80276 | 0.81384 | 0.82551 | 0.83698 | 0.84537 | 0.85051 | 0.85271 | 0.86835 | 0.86898 | 0.87006 | 0.87536 | 0.87884 | 0.88792 | 0.8925 | 0.89325 | 0.89866 | 0.90359 | 50-41-34-11-10-000
Transportation | 0 | AviationDomestic Air transportIntrastate | Included Emissions | 1A3aii | Transportation | Aviation | Domestic Air transport | Intrastate | Fuel combustion | Jet fuel | CH4 | 25 | 0.00067202 | 0.00064367 | 0.00066695 | 0.00067927 | 0.00073331 | 0.00073962 | 0.0007575 | 0.00082167 | 0.00074637 | 0.00067568 | 0.00064905 | 0.00063424 | 0.00062864 | 0.00066325 | 0.00065428 | 0.00070704 | 0.00076724 | 0.00081152 | 0.00082014 | 0.00076506 | 20-04-12-37-01-035
Transportation | 0 | AviationDomestic Air transportIntrastate | Included Emissions | 1A3aii | Transportation | Aviation | Domestic Air transport | Intrastate | Fuel combustion | Jet fuel | CO2 | 1 | 3.6629 | 3.5084 | 3.6353 | 3.7024 | 3.997 | 4.0314 | 4.1288 | 4.4786 | 4.0681 | 3.6828 | 3.5377 | 3.4569 | 3.4265 | 3.6151 | 3.5662 | 3.8537 | 4.1819 | 4.4233 | 4.4702 | 4.17 | 20-04-12-37-01-035
Transportation | 0 | AviationDomestic Air transportIntrastate | Included Emissions | 1A3aii | Transportation | Aviation | Domestic Air transport | Intrastate | Fuel combustion | Jet fuel | N2O | 298 | 0.031739 | 0.030401 | 0.0315 | 0.032082 | 0.034634 | 0.034932 | 0.035777 | 0.038807 | 0.035251 | 0.031912 | 0.030655 | 0.029955 | 0.029691 | 0.031325 | 0.030902 | 0.033393 | 0.036237 | 0.038328 | 0.038735 | 0.036134 | 20-04-12-37-01-035
Transportation | 0 | AviationDomestic Air transportNone | Included Emissions | 1A3aii | Transportation | Aviation | Domestic Air transport | None | Fuel combustion | Aviation gasoline | CH4 | 25 | 0.005362 | 0.0051013 | 0.0047997 | 0.0052409 | 0.0046889 | 0.0045158 | 0.0041212 | 0.0050043 | 0.0045193 | 0.0035368 | 0.0031297 | 0.00301 | 0.0030413 | 0.0029564 | 0.0028635 | 0.0029933 | 0.0028338 | 0.0027133 | 0.0027051 | 0.0028973 | 20-04-12-99-01-032
Transportation | 0 | AviationDomestic Air transportNone | Included Emissions | 1A3aii | Transportation | Aviation | Domestic Air transport | None | Fuel combustion | Aviation gasoline | CO2 | 1 | 0.24755 | 0.23551 | 0.22159 | 0.24196 | 0.21647 | 0.20848 | 0.19026 | 0.23103 | 0.20864 | 0.16328 | 0.14449 | 0.13896 | 0.14041 | 0.13649 | 0.1322 | 0.13819 | 0.13083 | 0.12526 | 0.12489 | 0.13376 | 20-04-12-99-01-032
Transportation | 0 | AviationDomestic Air transportNone | Included Emissions | 1A3aii | Transportation | Aviation | Domestic Air transport | None | Fuel combustion | Aviation gasoline | N2O | 298 | 0.00095873 | 0.0009121 | 0.00085819 | 0.00093708 | 0.00083838 | 0.00080743 | 0.00073687 | 0.00089477 | 0.00080805 | 0.00063237 | 0.00055958 | 0.00053819 | 0.00054379 | 0.00052861 | 0.000512 | 0.00053521 | 0.00050669 | 0.00048514 | 0.00048368 | 0.00051804 | 20-04-12-99-01-032
Transportation | 0 | AviationNot SpecifiedNone | Included Emissions | 1A3a | Transportation | Aviation | Not Specified | None | Fuel combustion | Ethanol | CH4 | 25 | 7.0629e-07 | 8.7895e-07 | 1.1412e-06 | 6.6506e-06 | 9.2112e-06 | 8.7818e-06 | 8.3726e-06 | 8.9416e-06 | 8.3202e-06 | 6.9059e-06 | 9.3362e-06 | 8.2253e-06 | 1.1312e-05 | 1.0964e-05 | 1.4245e-05 | 1.5022e-05 | 6.5027e-06 | 6.7777e-06 | 9.3573e-07 | 9.3573e-07 | 20-04-99-99-01-090
Transportation | 0 | AviationNot SpecifiedNone | Included Emissions | 1A3a | Transportation | Aviation | Not Specified | None | Fuel combustion | Ethanol | N2O | 298 | 1.6838e-06 | 2.0954e-06 | 2.7207e-06 | 1.5855e-05 | 2.1959e-05 | 2.0936e-05 | 1.996e-05 | 2.1317e-05 | 1.9835e-05 | 1.6464e-05 | 2.2258e-05 | 1.9609e-05 | 2.6968e-05 | 2.6139e-05 | 3.396e-05 | 3.5811e-05 | 1.5502e-05 | 1.6158e-05 | 2.2308e-06 | 2.2308e-06 | 20-04-99-99-01-090
Transportation | 0 | AviationNot SpecifiedNone | Included Emissions | 1A3a | Transportation | Aviation | Not Specified | None | Fuel combustion | Gasoline | CH4 | 25 | 0.00027822 | 0.00025701 | 0.00028464 | 0.00027644 | 0.00024954 | 0.00022342 | 0.00021262 | 0.00022666 | 0.00019034 | 0.00015518 | 0.00013228 | 0.00010647 | 0.00015885 | 0.00014686 | 0.00017676 | 0.0001975 | 8.7875e-05 | 9.225e-05 | 1.2535e-05 | 1.2535e-05 | 20-04-99-99-01-034
Transportation | 0 | AviationNot SpecifiedNone | Included Emissions | 1A3a | Transportation | Aviation | Not Specified | None | Fuel combustion | Gasoline | CO2 | 1 | 0.26291 | 0.24302 | 0.26967 | 0.26163 | 0.23647 | 0.2115 | 0.20222 | 0.21674 | 0.18105 | 0.14761 | 0.12582 | 0.10127 | 0.15109 | 0.13969 | 0.16813 | 0.18786 | 0.083586 | 0.087747 | 0.011923 | 0.011923 | 20-04-99-99-01-034
Transportation | 0 | AviationNot SpecifiedNone | Included Emissions | 1A3a | Transportation | Aviation | Not Specified | None | Fuel combustion | Gasoline | N2O | 298 | 0.00066328 | 0.00061271 | 0.00067859 | 0.00065904 | 0.00059491 | 0.00053262 | 0.00050688 | 0.00054035 | 0.00045378 | 0.00036996 | 0.00031536 | 0.00025382 | 0.00037869 | 0.00035012 | 0.0004214 | 0.00047084 | 0.00020949 | 0.00021992 | 2.9882e-05 | 2.9882e-05 | 20-04-99-99-01-034
Transportation | chemicals 20 | Not SpecifiedNot SpecifiedNone | Included Emissions | 1A3 | Transportation | Not Specified | Not Specified | None | Fuel combustion | Distillate | CH4 | 25 | 0.00071261 | 0.00071115 | 0.00073084 | 0.00072213 | 0.00076934 | 0.0008022 | 0.00085856 | 0.00062498 | 0.00082197 | 0.00056021 | 0.000944 | 0.00058691 | 0.00063428 | 0.00059182 | 0.00079621 | 0.00084284 | 0.00060255 | 0.00058591 | 0.00068243 | 0.0010269 | 20-99-99-99-01-033
Transportation | chemicals 20 | Not SpecifiedNot SpecifiedNone | Included Emissions | 1A3 | Transportation | Not Specified | Not Specified | None | Fuel combustion | Distillate | CO2 | 1 | 0.70273 | 0.70129 | 0.72071 | 0.71212 | 0.75867 | 0.79107 | 0.84665 | 0.61631 | 0.81057 | 0.55244 | 0.93091 | 0.57877 | 0.62548 | 0.58362 | 0.78517 | 0.83115 | 0.59419 | 0.57778 | 0.67297 | 1.0127 | 20-99-99-99-01-033
Transportation | chemicals 20 | Not SpecifiedNot SpecifiedNone | Included Emissions | 1A3 | Transportation | Not Specified | Not Specified | None | Fuel combustion | Distillate | N2O | 298 | 0.0016989 | 0.0016954 | 0.0017423 | 0.0017216 | 0.0018341 | 0.0019124 | 0.0020468 | 0.00149 | 0.0019596 | 0.0013355 | 0.0022505 | 0.0013992 | 0.0015121 | 0.0014109 | 0.0018982 | 0.0020093 | 0.0014365 | 0.0013968 | 0.0016269 | 0.0024482 | 20-99-99-99-01-033
Transportation | chemicals 20 | Not SpecifiedNot SpecifiedNone | Included Emissions | 1A3 | Transportation | Not Specified | Not Specified | None | Fuel combustion | LPG | CH4 | 25 | 9.8325e-05 | 0.00011235 | 0.0001443 | 0.000147 | 0.00013777 | 0.0002427 | 0.00025005 | 0.00021892 | 0.0003804 | 0.0002919 | 5.43e-05 | 5.31e-05 | 6.675e-05 | 6.645e-05 | 5.73e-05 | 5.4e-05 | 5.9475e-05 | 4.56e-05 | 5.055e-05 | 3.9675e-05 | 20-99-99-99-01-037
Transportation | chemicals 20 | Not SpecifiedNot SpecifiedNone | Included Emissions | 1A3 | Transportation | Not Specified | Not Specified | None | Fuel combustion | LPG | CO2 | 1 | 0.082567 | 0.094344 | 0.12117 | 0.12344 | 0.11569 | 0.2038 | 0.20998 | 0.18384 | 0.31943 | 0.24512 | 0.045598 | 0.04459 | 0.056052 | 0.0558 | 0.048117 | 0.045346 | 0.049943 | 0.038292 | 0.042449 | 0.033316 | 20-99-99-99-01-037
Transportation | chemicals 20 | Not SpecifiedNot SpecifiedNone | Included Emissions | 1A3 | Transportation | Not Specified | Not Specified | None | Fuel combustion | LPG | N2O | 298 | 0.00023441 | 0.00026784 | 0.00034401 | 0.00035045 | 0.00032846 | 0.0005786 | 0.00059612 | 0.00052192 | 0.00090687 | 0.00069589 | 0.00012945 | 0.00012659 | 0.00015913 | 0.00015842 | 0.0001366 | 0.00012874 | 0.00014179 | 0.00010871 | 0.00012051 | 9.4585e-05 | 20-99-99-99-01-037
Transportation | chemicals 20 | Not SpecifiedNot SpecifiedNone | Included Emissions | 1A3 | Transportation | Not Specified | Not Specified | None | Fuel combustion | Residual fuel oil | CH4 | 25 | 2001: 1.7663e-06; 2003: 1.3073e-05; 2005: 6.0638e-06; 2006: 4.3875e-06; 2007: 2.0239e-05; 2008: 8.37e-06; 2009: 6.9863e-06; 2010: 6.6938e-06; 2011: 3.735e-06 | 20-99-99-99-01-046
Transportation | chemicals 20 | Not SpecifiedNot SpecifiedNone | Included Emissions | 1A3 | Transportation | Not Specified | Not Specified | None | Fuel combustion | Residual fuel oil | CO2 | 1 | 2001: 0.0017686; 2003: 0.01309; 2005: 0.0060718; 2006: 0.0043933; 2007: 0.020266; 2008: 0.0083812; 2009: 0.0069956; 2010: 0.0067027; 2011: 0.00374 | 20-99-99-99-01-046
Transportation | chemicals 20 | Not SpecifiedNot SpecifiedNone | Included Emissions | 1A3 | Transportation | Not Specified | Not Specified | None | Fuel combustion | Residual fuel oil | N2O | 298 | 2001: 4.2107e-06; 2003: 3.1165e-05; 2005: 1.4456e-05; 2006: 1.046e-05; 2007: 4.8249e-05; 2008: 1.9954e-05; 2009: 1.6655e-05; 2010: 1.5958e-05; 2011: 8.9042e-06 | 20-99-99-99-01-046
Industry Process | chemicals 20 | Not SpecifiedNot SpecifiedNone | Included Emissions | 2D1 | Transportation | Not Specified | Not Specified | None | Fuel consumption | Lubricants | CO2 | 1 | 1.1994 | 1.0989 | 1.0859 | 1.0039 | 1.017 | 1.0118 | 0.98574 | 1.0179 | 0.94505 | 0.84962 | 1.0448 | 0.97871 | 0.89315 | 0.93316 | 0.95526 | 1.0537 | 0.99838 | 0.92842 | 0.89497 | 0.78533 | 20-99-99-99-22-038
Industry Process | chemicals 20 | Not SpecifiedNot SpecifiedNone | Included Emissions | 2F | Transportation | Not Specified | Not Specified | None | Use of substitutes for ozone depleting substances | Aerosols | HFC-134a | 1430 | 0.49008 | 0.43853 | 0.38622 | 0.35244 | 0.3183 | 0.24774 | 0.24896 | 0.21376 | 0.20965 | 0.19687 | 0.18255 | 0.16199 | 0.13529 | 0.12656 | 0.12751 | 0.11525 | 0.058053 | 0.058487 | 0.058923 | 0.059362 | 20-99-99-99-25-201
Industry Process | chemicals 20 | Not SpecifiedNot SpecifiedNone | Included Emissions | 2F | Transportation | Not Specified | Not Specified | None | Use of substitutes for ozone depleting substances | Refrigeration and Air Conditioning | HFC-125 | 3500 | 0.010552 | 0.013298 | 0.015281 | 0.027065 | 0.041427 | 0.057102 | 0.067801 | 0.089613 | 0.11159 | 0.12821 | 0.14003 | 0.14127 | 0.14247 | 0.14369 | 0.14489 | 0.14624 | 0.14861 | 0.15094 | 0.15337 | 0.1559 | 20-99-99-99-25-200
Industry Process | chemicals 20 | Not SpecifiedNot SpecifiedNone | Included Emissions | 2F | Transportation | Not Specified | Not Specified | None | Use of substitutes for ozone depleting substances | Refrigeration and Air Conditioning | HFC-134a | 1430 | 2.3673 | 2.6512 | 2.9276 | 3.2682 | 3.6031 | 4.0208 | 4.3001 | 4.5028 | 4.5668 | 4.562 | 4.5593 | 4.5008 | 4.4419 | 4.4152 | 4.3646 | 4.255 | 4.1221 | 4.0146 | 3.8831 | 3.7346 | 20-99-99-99-25-200
Industry Process | chemicals 20 | Not SpecifiedNot SpecifiedNone | Included Emissions | 2F | Transportation | Not Specified | Not Specified | None | Use of substitutes for ozone depleting substances | Refrigeration and Air Conditioning | HFC-143a | 4470 | 0.015849 | 0.019975 | 0.022899 | 0.040671 | 0.062351 | 0.085993 | 0.10214 | 0.13505 | 0.16822 | 0.19331 | 0.21114 | 0.21284 | 0.21452 | 0.2162 | 0.21787 | 0.21972 | 0.22305 | 0.22636 | 0.22984 | 0.23338 | 20-99-99-99-25-200
Industry Process | chemicals 20 | Not SpecifiedNot SpecifiedNone | Included Emissions | 2F | Transportation | Not Specified | Not Specified | None | Use of substitutes for ozone depleting substances | Refrigeration and Air Conditioning | HFC-32 | 675 | 3.2132e-06 | 3.274e-06 | 1.0103e-05 | 1.048e-05 | 1.0857e-05 | 1.1234e-05 | 1.1611e-05 | 1.1988e-05 | 1.2058e-05 | 1.1769e-05 | 1.1988e-05 | 2.372e-05 | 3.1288e-05 | 4.256e-05 | 4.9759e-05 | 6.4373e-05 | 8.3867e-05 | 9.9783e-05 | 0.00011204 | 0.00013614 | 20-99-99-99-25-200
Transportation | 0 | Off RoadAirport Ground Support EquipmentNone | Included Emissions | 1A3eii | Transportation | Off Road | Airport Ground Support Equipment | None | Fuel combustion | Distillate | CH4 | 25 | 3.2957e-05 | 3.1297e-05 | 2.9203e-05 | 2.9219e-05 | 3.143e-05 | 3.1742e-05 | 3.1595e-05 | 3.1919e-05 | 3.1142e-05 | 2.8121e-05 | 2.7277e-05 | 2.834e-05 | 2.9402e-05 | 3.0465e-05 | 3.1527e-05 | 3.259e-05 | 3.3652e-05 | 3.4715e-05 | 3.5216e-05 | 3.5717e-05 | 20-44-32-99-01-033
Transportation | 0 | Off RoadAirport Ground Support EquipmentNone | Included Emissions | 1A3eii | Transportation | Off Road | Airport Ground Support Equipment | None | Fuel combustion | Distillate | CO2 | 1 | 0.0325 | 0.030863 | 0.028798 | 0.028814 | 0.030995 | 0.031302 | 0.031157 | 0.031476 | 0.03071 | 0.027731 | 0.026899 | 0.027947 | 0.028994 | 0.030042 | 0.03109 | 0.032138 | 0.033186 | 0.034233 | 0.034728 | 0.035222 | 20-44-32-99-01-033
Transportation | 0 | Off RoadAirport Ground Support EquipmentNone | Included Emissions | 1A3eii | Transportation | Off Road | Airport Ground Support Equipment | None | Fuel combustion | Distillate | N2O | 298 | 7.857e-05 | 7.4612e-05 | 6.962e-05 | 6.9658e-05 | 7.493e-05 | 7.5673e-05 | 7.5322e-05 | 7.6095e-05 | 7.4243e-05 | 6.704e-05 | 6.5029e-05 | 6.7562e-05 | 7.0095e-05 | 7.2628e-05 | 7.5161e-05 | 7.7694e-05 | 8.0227e-05 | 8.276e-05 | 8.3955e-05 | 8.5149e-05 | 20-44-32-99-01-033
Industry | construction 41T43 | Off RoadConstruction and Mining EquipmentNone | Included Emissions | 1A3eii | Transportation | Off Road | Construction and Mining Equipment | None | Fuel combustion | Distillate | CH4 | 25 | 0.0023241 | 0.0024736 | 0.0024547 | 0.0025253 | 0.002696 | 0.0028719 | 0.0029631 | 0.0028331 | 0.0025006 | 0.0019688 | 0.0017718 | 0.0018643 | 0.0019572 | 0.00205 | 0.0021414 | 0.0022338 | 0.0023254 | 0.0024177 | 0.0025096 | 0.0026022 | 20-44-25-99-01-033
Industry | construction 41T43 | Off RoadConstruction and Mining EquipmentNone | Included Emissions | 1A3eii | Transportation | Off Road | Construction and Mining Equipment | None | Fuel combustion | Distillate | CO2 | 1 | 2.2919 | 2.4393 | 2.4207 | 2.4903 | 2.6586 | 2.832 | 2.922 | 2.7938 | 2.4659 | 1.9415 | 1.7472 | 1.8384 | 1.9301 | 2.0216 | 2.1117 | 2.2028 | 2.2932 | 2.3842 | 2.4748 | 2.5661 | 20-44-25-99-01-033
Industry | construction 41T43 | Off RoadConstruction and Mining EquipmentNone | Included Emissions | 1A3eii | Transportation | Off Road | Construction and Mining Equipment | None | Fuel combustion | Distillate | N2O | 298 | 0.0055407 | 0.005897 | 0.0058521 | 0.0060204 | 0.0064273 | 0.0068465 | 0.007064 | 0.0067541 | 0.0059614 | 0.0046937 | 0.004224 | 0.0044444 | 0.0046659 | 0.0048872 | 0.0051052 | 0.0053253 | 0.0055438 | 0.0057639 | 0.005983 | 0.0062037 | 20-44-25-99-01-033
Industry | other manufacturing 31T33 | Off RoadIndustrial EquipmentNone | Included Emissions | 1A3eii | Transportation | Off Road | Industrial Equipment | None | Fuel combustion | Distillate | CH4 | 25 | 0.00019644 | 0.00020905 | 0.00020743 | 0.00021344 | 0.00022782 | 0.0002425 | 0.00025014 | 0.00023912 | 0.000211 | 0.00016608 | 0.00014947 | 0.00015733 | 0.00016518 | 0.00017304 | 0.00018089 | 0.00018875 | 0.0001966 | 0.00020446 | 0.00021231 | 0.00022017 | 20-44-41-99-01-033
Industry | other manufacturing 31T33 | Off RoadIndustrial EquipmentNone | Included Emissions | 1A3eii | Transportation | Off Road | Industrial Equipment | None | Fuel combustion | Distillate | CO2 | 1 | 0.19371 | 0.20615 | 0.20456 | 0.21048 | 0.22466 | 0.23913 | 0.24667 | 0.2358 | 0.20808 | 0.16378 | 0.1474 | 0.15515 | 0.16289 | 0.17064 | 0.17839 | 0.18613 | 0.19388 | 0.20162 | 0.20937 | 0.21711 | 20-44-41-99-01-033
Industry | other manufacturing 31T33 | Off RoadIndustrial EquipmentNone | Included Emissions | 1A3eii | Transportation | Off Road | Industrial Equipment | None | Fuel combustion | Distillate | N2O | 298 | 0.00046831 | 0.00049837 | 0.00049452 | 0.00050885 | 0.00054313 | 0.00057811 | 0.00059632 | 0.00057006 | 0.00050303 | 0.00039594 | 0.00035635 | 0.00037507 | 0.0003938 | 0.00041253 | 0.00043125 | 0.00044998 | 0.0004687 | 0.00048743 | 0.00050615 | 0.00052488 | 20-44-41-99-01-033
Industry | oil and gas extraction 06 | Off RoadOil Drilling EquipmentNone | Included Emissions | 1A3eii | Transportation | Off Road | Oil Drilling Equipment | None | Fuel combustion | Distillate | CH4 | 25 | 0.00010563 | 0.00010595 | 0.00010578 | 0.00010563 | 0.0001057 | 0.00010556 | 0.00010577 | 0.00010584 | 0.00010605 | 0.00010633 | 0.00010603 | 0.00010591 | 0.00010579 | 0.00010568 | 0.00010545 | 0.00010521 | 0.00010501 | 0.0001049 | 0.00010476 | 0.00010474 | 20-44-79-99-01-033
Industry | oil and gas extraction 06 | Off RoadOil Drilling EquipmentNone | Included Emissions | 1A3eii | Transportation | Off Road | Oil Drilling Equipment | None | Fuel combustion | Distillate | CO2 | 1 | 0.10417 | 0.10448 | 0.10432 | 0.10417 | 0.10423 | 0.10409 | 0.10431 | 0.10438 | 0.10458 | 0.10485 | 0.10456 | 0.10444 | 0.10432 | 0.10421 | 0.10399 | 0.10375 | 0.10355 | 0.10344 | 0.10331 | 0.10329 | 20-44-79-99-01-033
Industry | oil and gas extraction 06 | Off RoadOil Drilling EquipmentNone | Included Emissions | 1A3eii | Transportation | Off Road | Oil Drilling Equipment | None | Fuel combustion | Distillate | N2O | 298 | 0.00025183 | 0.00025259 | 0.00025219 | 0.00025183 | 0.00025199 | 0.00025165 | 0.00025216 | 0.00025233 | 0.00025283 | 0.00025349 | 0.00025277 | 0.00025249 | 0.0002522 | 0.00025194 | 0.0002514 | 0.00025083 | 0.00025034 | 0.00025007 | 0.00024974 | 0.0002497 | 20-44-79-99-01-033
Transportation | 0 | On RoadHeavy-duty VehiclesBuses | Included Emissions | 1A3biii | Transportation | On Road | Heavy-duty Vehicles | Buses | Fuel combustion | Biodiesel | CH4 | 25 | 1.3782e-06 | 1.6551e-06 | 2.4857e-06 | 5.493e-07 | 7.4859e-07 | 1.2303e-06 | 9.0147e-06 | 7.7057e-06 | 5.2204e-06 | 3.0452e-06 | 2.3208e-06 | 5.1746e-06 | 7.5209e-06 | 1.9596e-05 | 1.6771e-05 | 3.2277e-05 | 3.4072e-05 | 2.8043e-05 | 2.8422e-05 | 3.0979e-05 | 20-28-29-D2-01-080
Transportation | 0 | On RoadHeavy-duty VehiclesBuses | Included Emissions | 1A3biii | Transportation | On Road | Heavy-duty Vehicles | Buses | Fuel combustion | Biodiesel | N2O | 298 | 4.0592e-05 | 4.9396e-05 | 7.672e-05 | 1.6887e-05 | 2.4178e-05 | 4.1813e-05 | 0.00030795 | 0.00026951 | 0.00018218 | 0.00010658 | 8.1131e-05 | 0.00018245 | 0.00028625 | 0.00083901 | 0.00088405 | 0.0017065 | 0.0020793 | 0.0021013 | 0.0022124 | 0.0025052 | 20-28-29-D2-01-080
Transportation | 0 | On RoadHeavy-duty VehiclesBuses | Included Emissions | 1A3biii | Transportation | On Road | Heavy-duty Vehicles | Buses | Fuel combustion | Distillate | CH4 | 25 | 0.0018129 | 0.0017378 | 0.0016754 | 0.0016278 | 0.0015191 | 0.0014173 | 0.0013673 | 0.0013529 | 0.0012562 | 0.0011322 | 0.0011106 | 0.0010765 | 0.00096939 | 0.00083861 | 0.00065193 | 0.00064658 | 0.00053945 | 0.0004319 | 0.00038606 | 0.00033028 | 20-28-29-D2-01-033
Transportation | 0 | On RoadHeavy-duty VehiclesBuses | Included Emissions | 1A3biii | Transportation | On Road | Heavy-duty Vehicles | Buses | Fuel combustion | Distillate | CO2 | 1 | 1.143 | 1.1102 | 1.107 | 1.0712 | 1.0502 | 1.0311 | 0.99987 | 1.0129 | 0.9384 | 0.84824 | 0.83112 | 0.81248 | 0.78979 | 0.7686 | 0.73561 | 0.73175 | 0.70471 | 0.69276 | 0.64327 | 0.57174 | 20-28-29-D2-01-033
Transportation | 0 | On RoadHeavy-duty VehiclesBuses | Included Emissions | 1A3biii | Transportation | On Road | Heavy-duty Vehicles | Buses | Fuel combustion | Distillate | N2O | 298 | 0.053394 | 0.051864 | 0.051712 | 0.050043 | 0.049063 | 0.048169 | 0.046709 | 0.047319 | 0.043838 | 0.039626 | 0.038826 | 0.037955 | 0.036895 | 0.035905 | 0.034364 | 0.034184 | 0.032921 | 0.032363 | 0.030051 | 0.026709 | 20-28-29-D2-01-033
Transportation | 0 | On RoadHeavy-duty VehiclesBuses | Included Emissions | 1A3biii | Transportation | On Road | Heavy-duty Vehicles | Buses | Fuel combustion | Ethanol | CH4 | 25 | 4.9741e-06 | 6.2622e-06 | 7.4859e-06 | 4.3016e-05 | 6.2406e-05 | 6.2692e-05 | 6.2669e-05 | 5.876e-05 | 6.2889e-05 | 6.2419e-05 | 9.4225e-05 | 9.5517e-05 | 8.2521e-05 | 5.7636e-05 | 5.9662e-05 | 5.4121e-05 | 5.0529e-05 | 4.3669e-05 | 4.2448e-05 | 3.9782e-05 | 20-28-29-D2-01-090
Transportation | 0 | On RoadHeavy-duty VehiclesBuses | Included Emissions | 1A3biii | Transportation | On Road | Heavy-duty Vehicles | Buses | Fuel combustion | Ethanol | N2O | 298 | 3.9674e-05 | 5.2346e-05 | 6.83e-05 | 0.00039515 | 0.00057546 | 0.00058888 | 0.00058486 | 0.00054736 | 0.00058296 | 0.00057582 | 0.00086623 | 0.00087537 | 0.00076511 | 0.00067884 | 0.00069327 | 0.00062782 | 0.000579 | 0.00053527 | 0.00051482 | 0.00047591 | 20-28-29-D2-01-090
Transportation | 0 | On RoadHeavy-duty VehiclesBuses | Included Emissions | 1A3biii | Transportation | On Road | Heavy-duty Vehicles | Buses | Fuel combustion | Gasoline | CH4 | 25 | 0.0013167 | 0.0012305 | 0.0012547 | 0.0012015 | 0.0011361 | 0.0010718 | 0.0010694 | 0.0010009 | 0.00096683 | 0.00094255 | 0.00089715 | 0.00083085 | 0.00077872 | 0.00051861 | 0.00049749 | 0.00047818 | 0.00045886 | 0.00039941 | 0.00038211 | 0.00036661 | 20-28-29-D2-01-034
Transportation | 0 | On RoadHeavy-duty VehiclesBuses | Included Emissions | 1A3biii | Transportation | On Road | Heavy-duty Vehicles | Buses | Fuel combustion | Gasoline | CO2 | 1 | 0.39941 | 0.41558 | 0.50571 | 0.49434 | 0.50743 | 0.54133 | 0.62112 | 0.64024 | 0.6785 | 0.75 | 0.74704 | 0.7122 | 0.71016 | 0.72303 | 0.67625 | 0.68226 | 0.64997 | 0.64215 | 0.6325 | 0.62552 | 20-28-29-D2-01-034
Transportation | 0 | On RoadHeavy-duty VehiclesBuses | Included Emissions | 1A3biii | Transportation | On Road | Heavy-duty Vehicles | Buses | Fuel combustion | Gasoline | N2O | 298 | 0.010502 | 0.010286 | 0.011448 | 0.011038 | 0.010477 | 0.010068 | 0.0099805 | 0.0093239 | 0.0089621 | 0.0086951 | 0.0082477 | 0.0076144 | 0.0072199 | 0.0061083 | 0.0057809 | 0.005547 | 0.005258 | 0.0048958 | 0.0046343 | 0.0043857 | 20-28-29-D2-01-034
Transportation | 0 | On RoadHeavy-duty VehiclesBuses | Included Emissions | 1A3biii | Transportation | On Road | Heavy-duty Vehicles | Buses | Fuel combustion | Renewable Diesel | CH4 | 25 | 2010: 8.4702e-07; 2011: 7.4435e-07; 2012: 3.3188e-06; 2013: 3.8256e-05; 2014: 2.8333e-05; 2015: 4.2157e-05; 2016: 5.3329e-05; 2017: 5.5336e-05; 2018: 5.9093e-05; 2019: 9.0442e-05 | 20-28-29-D2-01-081
Transportation | 0 | On RoadHeavy-duty VehiclesBuses | Included Emissions | 1A3biii | Transportation | On Road | Heavy-duty Vehicles | Buses | Fuel combustion | Renewable Diesel | N2O | 298 | 2010: 2.9611e-05; 2011: 2.6245e-05; 2012: 0.00012631; 2013: 0.0016379; 2014: 0.0014935; 2015: 0.0022288; 2016: 0.0032545; 2017: 0.0041464; 2018: 0.0045998; 2019: 0.0073137 | 20-28-29-D2-01-081
Transportation | 0 | On RoadHeavy-duty VehiclesHeavy-duty Trucks | Included Emissions | 1A3biii | Transportation | On Road | Heavy-duty Vehicles | Heavy-duty Trucks | Fuel combustion | Biodiesel | CH4 | 25 | 1.828e-05 | 2.2349e-05 | 3.5724e-05 | 8.0158e-06 | 1.2291e-05 | 2.1334e-05 | 0.00016162 | 0.00014064 | 9.0689e-05 | 5.1277e-05 | 3.6284e-05 | 8.1192e-05 | 0.00011652 | 0.00029159 | 0.00026855 | 0.00044197 | 0.00049532 | 0.00042529 | 0.00040399 | 0.00041149 | 20-28-29-D1-01-080
Transportation | 0 | On RoadHeavy-duty VehiclesHeavy-duty Trucks | Included Emissions | 1A3biii | Transportation | On Road | Heavy-duty Vehicles | Heavy-duty Trucks | Fuel combustion | Biodiesel | N2O | 298 | 0.00089577 | 0.0011234 | 0.0018013 | 0.00040593 | 0.00063441 | 0.0011694 | 0.0089388 | 0.0079686 | 0.0053388 | 0.0031538 | 0.002459 | 0.005707 | 0.0090683 | 0.027166 | 0.03024 | 0.056775 | 0.073543 | 0.076437 | 0.082878 | 0.094988 | 20-28-29-D1-01-080
Transportation | 0 | On RoadHeavy-duty VehiclesHeavy-duty Trucks | Included Emissions | 1A3biii | Transportation | On Road | Heavy-duty Vehicles | Heavy-duty Trucks | Fuel combustion | Distillate | CH4 | 25 | 0.024046 | 0.023466 | 0.024079 | 0.023754 | 0.024941 | 0.024577 | 0.024514 | 0.024692 | 0.021822 | 0.019064 | 0.017364 | 0.01689 | 0.015018 | 0.012479 | 0.010439 | 0.0088535 | 0.0078423 | 0.00655 | 0.0054875 | 0.0043872 | 20-28-29-D1-01-033
Transportation | 0 | On RoadHeavy-duty VehiclesHeavy-duty Trucks | Included Emissions | 1A3biii | Transportation | On Road | Heavy-duty Vehicles | Heavy-duty Trucks | Fuel combustion | Distillate | CO2 | 1 | 25.2225 | 25.2486 | 25.9895 | 25.75 | 27.5576 | 28.8385 | 29.0229 | 29.9481 | 27.4995 | 25.1002 | 25.1904 | 25.414 | 25.0204 | 24.8864 | 25.1627 | 24.3455 | 24.9251 | 25.2001 | 24.0979 | 21.6785 | 20-28-29-D1-01-033
Transportation | 0 | On RoadHeavy-duty VehiclesHeavy-duty Trucks | Included Emissions | 1A3biii | Transportation | On Road | Heavy-duty Vehicles | Heavy-duty Trucks | Fuel combustion | Distillate | N2O | 298 | 1.1783 | 1.1795 | 1.2141 | 1.2029 | 1.2874 | 1.3472 | 1.3558 | 1.399 | 1.2847 | 1.1726 | 1.1768 | 1.1872 | 1.1688 | 1.1626 | 1.1755 | 1.1373 | 1.1644 | 1.1772 | 1.1257 | 1.0127 | 20-28-29-D1-01-033
Transportation | 0 | On RoadHeavy-duty VehiclesHeavy-duty Trucks | Included Emissions | 1A3biii | Transportation | On Road | Heavy-duty Vehicles | Heavy-duty Trucks | Fuel combustion | Ethanol | CH4 | 25 | 0.00011692 | 0.00014361 | 0.00015626 | 0.00087907 | 0.0012214 | 0.0011619 | 0.0010544 | 0.0009477 | 0.00092357 | 0.00083201 | 0.0011939 | 0.001182 | 0.0010038 | 0.00096815 | 0.0010724 | 0.0009305 | 0.00085358 | 0.00076067 | 0.00069362 | 0.00061899 | 20-28-29-D1-01-090
Transportation | 0 | On RoadHeavy-duty VehiclesHeavy-duty Trucks | Included Emissions | 1A3biii | Transportation | On Road | Heavy-duty Vehicles | Heavy-duty Trucks | Fuel combustion | Ethanol | N2O | 298 | 0.00091446 | 0.0011483 | 0.0012999 | 0.0074906 | 0.010765 | 0.010655 | 0.010124 | 0.0095356 | 0.00957 | 0.008839 | 0.012952 | 0.013108 | 0.011401 | 0.011258 | 0.011688 | 0.010561 | 0.010345 | 0.0097911 | 0.0093286 | 0.0085958 | 20-28-29-D1-01-090
Transportation | 0 | On RoadHeavy-duty VehiclesHeavy-duty Trucks | Included Emissions | 1A3biii | Transportation | On Road | Heavy-duty Vehicles | Heavy-duty Trucks | Fuel combustion | Gasoline | CH4 | 25 | 0.030951 | 0.028219 | 0.026191 | 0.024555 | 0.022236 | 0.019864 | 0.017993 | 0.016143 | 0.014199 | 0.012564 | 0.011368 | 0.010282 | 0.0094721 | 0.0087115 | 0.0089427 | 0.0082213 | 0.0077515 | 0.0069574 | 0.0062438 | 0.0057042 | 20-28-29-D1-01-034
Transportation | 0 | On RoadHeavy-duty VehiclesHeavy-duty Trucks | Included Emissions | 1A3biii | Transportation | On Road | Heavy-duty Vehicles | Heavy-duty Trucks | Fuel combustion | Gasoline | CO2 | 1 | 9.7129 | 9.6788 | 10.2243 | 10.4719 | 10.4184 | 10.0782 | 10.2349 | 10.0522 | 9.3339 | 8.617 | 8.0056 | 7.5373 | 7.2491 | 7.0697 | 6.9156 | 6.9652 | 7.6618 | 7.6898 | 7.5453 | 7.4466 | 20-28-29-D1-01-034
Transportation | 0 | On RoadHeavy-duty VehiclesHeavy-duty Trucks | Included Emissions | 1A3biii | Transportation | On Road | Heavy-duty Vehicles | Heavy-duty Trucks | Fuel combustion | Gasoline | N2O | 298 | 0.24207 | 0.22563 | 0.21787 | 0.20923 | 0.19598 | 0.18216 | 0.17277 | 0.16243 | 0.14712 | 0.13347 | 0.12332 | 0.11402 | 0.10759 | 0.1013 | 0.097464 | 0.093308 | 0.093949 | 0.089553 | 0.083974 | 0.079214 | 20-28-29-D1-01-034
Transportation | 0 | On RoadHeavy-duty VehiclesHeavy-duty Trucks | Included Emissions | 1A3biii | Transportation | On Road | Heavy-duty Vehicles | Heavy-duty Trucks | Fuel combustion | Renewable Diesel | CH4 | 25 | 2010: 1.3243e-05; 2011: 1.1679e-05; 2012: 5.1416e-05; 2013: 0.00056924; 2014: 0.00045367; 2015: 0.00057725; 2016: 0.00077527; 2017: 0.0008392; 2018: 0.00083996; 2019: 0.0012013 | 20-28-29-D1-01-081
Transportation | 0 | On RoadHeavy-duty VehiclesHeavy-duty Trucks | Included Emissions | 1A3biii | Transportation | On Road | Heavy-duty Vehicles | Heavy-duty Trucks | Fuel combustion | Renewable Diesel | N2O | 298 | 2010: 0.00089748; 2011: 0.00082093; 2012: 0.0040016; 2013: 0.053034; 2014: 0.051086; 2015: 0.074153; 2016: 0.11511; 2017: 0.15083; 2018: 0.17231; 2019: 0.27731 | 20-28-29-D1-01-081
Transportation | 0 | On RoadHeavy-duty VehiclesMotorhomes | Included Emissions | 1A3biii | Transportation | On Road | Heavy-duty Vehicles | Motorhomes | Fuel combustion | Biodiesel | CH4 | 25 | 9.1458e-09 | 1.2003e-08 | 1.9961e-08 | 5.023e-09 | 7.5419e-09 | 1.3971e-08 | 1.1034e-07 | 9.784e-08 | 6.879e-08 | 4.4059e-08 | 3.3945e-08 | 7.5567e-08 | 1.1913e-07 | 3.3404e-07 | 3.6374e-07 | 6.8811e-07 | 8.1841e-07 | 8.2489e-07 | 8.5783e-07 | 9.4507e-07 | 20-28-29-D3-01-080
Transportation | 0 | On RoadHeavy-duty VehiclesMotorhomes | Included Emissions | 1A3biii | Transportation | On Road | Heavy-duty Vehicles | Motorhomes | Fuel combustion | Biodiesel | N2O | 298 | 1.6932e-06 | 2.4001e-06 | 4.3438e-06 | 1.1816e-06 | 1.987e-06 | 3.9727e-06 | 3.3391e-05 | 3.1257e-05 | 2.2553e-05 | 1.4354e-05 | 1.0976e-05 | 2.4253e-05 | 3.7996e-05 | 0.00010793 | 0.00011848 | 0.00023453 | 0.00028457 | 0.00029125 | 0.00030871 | 0.00034686 | 20-28-29-D3-01-080
Transportation | 0 | On RoadHeavy-duty VehiclesMotorhomes | Included Emissions | 1A3biii | Transportation | On Road | Heavy-duty Vehicles | Motorhomes | Fuel combustion | Distillate | CH4 | 25 | 1.203e-05 | 1.2602e-05 | 1.3454e-05 | 1.4885e-05 | 1.5304e-05 | 1.6094e-05 | 1.6736e-05 | 1.7178e-05 | 1.6553e-05 | 1.6381e-05 | 1.6245e-05 | 1.572e-05 | 1.5354e-05 | 1.4295e-05 | 1.4139e-05 | 1.3784e-05 | 1.2958e-05 | 1.2704e-05 | 1.1652e-05 | 1.0076e-05 | 20-28-29-D3-01-033
Transportation | 0 | On RoadHeavy-duty VehiclesMotorhomes | Included Emissions | 1A3biii | Transportation | On Road | Heavy-duty Vehicles | Motorhomes | Fuel combustion | Distillate | CO2 | 1 | 0.047675 | 0.053943 | 0.062675 | 0.074957 | 0.086313 | 0.097967 | 0.10841 | 0.11747 | 0.11617 | 0.11424 | 0.11244 | 0.108 | 0.10483 | 0.098876 | 0.098589 | 0.10057 | 0.096445 | 0.096022 | 0.089761 | 0.079161 | 20-28-29-D3-01-033
Transportation | 0 | On RoadHeavy-duty VehiclesMotorhomes | Included Emissions | 1A3biii | Transportation | On Road | Heavy-duty Vehicles | Motorhomes | Fuel combustion | Distillate | N2O | 298 | 0.0022272 | 0.00252 | 0.0029279 | 0.0035016 | 0.0040321 | 0.0045766 | 0.0050646 | 0.0054878 | 0.0054269 | 0.0053366 | 0.0052529 | 0.0050453 | 0.0048974 | 0.0046191 | 0.0046056 | 0.0046981 | 0.0045055 | 0.0044857 | 0.0041932 | 0.003698 | 20-28-29-D3-01-033
Transportation | 0 | On RoadHeavy-duty VehiclesMotorhomes | Included Emissions | 1A3biii | Transportation | On Road | Heavy-duty Vehicles | Motorhomes | Fuel combustion | Ethanol | CH4 | 25 | 1.3323e-05 | 1.5592e-05 | 1.6296e-05 | 8.5709e-05 | 0.00011117 | 0.00010072 | 8.5359e-05 | 7.2624e-05 | 6.6167e-05 | 6.1026e-05 | 8.6599e-05 | 8.3058e-05 | 6.7845e-05 | 6.2914e-05 | 5.9931e-05 | 4.5449e-05 | 2.977e-05 | 2.5717e-05 | 2.2107e-05 | 1.8711e-05 | 20-28-29-D3-01-090
Transportation | 0 | On RoadHeavy-duty VehiclesMotorhomes | Included Emissions | 1A3biii | Transportation | On Road | Heavy-duty Vehicles | Motorhomes | Fuel combustion | Ethanol | N2O | 298 | 0.0001075 | 0.00012632 | 0.00013409 | 0.00070268 | 0.00092654 | 0.00085523 | 0.00073866 | 0.00064376 | 0.00059897 | 0.00056032 | 0.00080636 | 0.0007856 | 0.00066047 | 0.0006264 | 0.00062054 | 0.00052218 | 0.00043435 | 0.00039428 | 0.00036113 | 0.00032065 | 20-28-29-D3-01-090
Transportation | 0 | On RoadHeavy-duty VehiclesMotorhomes | Included Emissions | 1A3biii | Transportation | On Road | Heavy-duty Vehicles | Motorhomes | Fuel combustion | Gasoline | CH4 | 25 | 0.0035267 | 0.0030638 | 0.0027313 | 0.0023941 | 0.0020239 | 0.0017219 | 0.0014567 | 0.0012371 | 0.0010172 | 0.00092152 | 0.00082454 | 0.00072248 | 0.00064022 | 0.00056611 | 0.00049974 | 0.00040156 | 0.00027034 | 0.00023521 | 0.000199 | 0.00017243 | 20-28-29-D3-01-034
Transportation | 0 | On RoadHeavy-duty VehiclesMotorhomes | Included Emissions | 1A3biii | Transportation | On Road | Heavy-duty Vehicles | Motorhomes | Fuel combustion | Gasoline | CO2 | 1 | 1.4088 | 1.3086 | 1.2611 | 1.1849 | 1.1181 | 1.0776 | 1.0258 | 0.97845 | 0.87568 | 0.83755 | 0.77343 | 0.7126 | 0.67909 | 0.64134 | 0.6212 | 0.60311 | 0.56988 | 0.55802 | 0.5411 | 0.5285 | 20-28-29-D3-01-034
Transportation | 0 | On RoadHeavy-duty VehiclesMotorhomes | Included Emissions | 1A3biii | Transportation | On Road | Heavy-duty Vehicles | Motorhomes | Fuel combustion | Gasoline | N2O | 298 | 0.028458 | 0.024821 | 0.022474 | 0.019628 | 0.016868 | 0.014621 | 0.012605 | 0.010966 | 0.0092083 | 0.0084611 | 0.0076777 | 0.0068335 | 0.0062325 | 0.0056364 | 0.0051744 | 0.0046137 | 0.0039444 | 0.0036063 | 0.0032508 | 0.002955 | 20-28-29-D3-01-034
Transportation | 0 | On RoadHeavy-duty VehiclesMotorhomes | Included Emissions | 1A3biii | Transportation | On Road | Heavy-duty Vehicles | Motorhomes | Fuel combustion | Renewable Diesel | CH4 | 25 | 2010: 1.2389e-08; 2011: 1.087e-08; 2012: 5.2567e-08; 2013: 6.5211e-07; 2014: 6.1448e-07; 2015: 8.9873e-07; 2016: 1.281e-06; 2017: 1.6277e-06; 2018: 1.7835e-06; 2019: 2.7591e-06 | 20-28-29-D3-01-081
Transportation | 0 | On RoadHeavy-duty VehiclesMotorhomes | Included Emissions | 1A3biii | Transportation | On Road | Heavy-duty Vehicles | Motorhomes | Fuel combustion | Renewable Diesel | N2O | 298 | 2010: 4.0062e-06; 2011: 3.4887e-06; 2012: 1.6767e-05; 2013: 0.00021071; 2014: 0.00020016; 2015: 0.00030632; 2016: 0.0004454; 2017: 0.00057471; 2018: 0.00064184; 2019: 0.0010126 | 20-28-29-D3-01-081
Transportation | 0 | On RoadLight-duty VehiclesLight-duty Trucks & SUVs | Included Emissions | 1A3bii | Transportation | On Road | Light-duty Vehicles | Light-duty Trucks & SUVs | Fuel combustion | Biodiesel | CH4 | 25 | 5.1526e-08 | 5.4735e-08 | 7.8753e-08 | 1.5896e-08 | 2.1163e-08 | 3.0983e-08 | 2.045e-07 | 1.5591e-07 | 9.8963e-08 | 5.8535e-08 | 4.3424e-08 | 9.3982e-08 | 1.6025e-07 | 4.6493e-07 | 5.2724e-07 | 1.3986e-06 | 1.6623e-06 | 1.7514e-06 | 1.9147e-06 | 2.1866e-06 | 20-28-42-51-01-080
Transportation | 0 | On RoadLight-duty VehiclesLight-duty Trucks & SUVs | Included Emissions | 1A3bii | Transportation | On Road | Light-duty Vehicles | Light-duty Trucks & SUVs | Fuel combustion | Biodiesel | N2O | 298 | 3.1655e-06 | 3.4123e-06 | 5.2206e-06 | 1.0615e-06 | 1.5286e-06 | 2.127e-06 | 1.423e-05 | 1.123e-05 | 7.4815e-06 | 5.8817e-06 | 5.8151e-06 | 1.8468e-05 | 4.726e-05 | 0.00016603 | 0.00024114 | 0.00077607 | 0.0010812 | 0.0012464 | 0.0014489 | 0.0017512 | 20-28-42-51-01-080
Transportation | 0 | On RoadLight-duty VehiclesLight-duty Trucks & SUVs | Included Emissions | 1A3bii | Transportation | On Road | Light-duty Vehicles | Light-duty Trucks & SUVs | Fuel combustion | Distillate | CH4 | 25 | 6.7777e-05 | 5.7469e-05 | 5.3082e-05 | 4.7106e-05 | 4.2944e-05 | 3.5693e-05 | 3.1018e-05 | 2.7373e-05 | 2.3813e-05 | 2.1763e-05 | 2.0781e-05 | 1.9551e-05 | 2.0655e-05 | 1.9897e-05 | 2.0495e-05 | 2.8016e-05 | 2.6319e-05 | 2.6974e-05 | 2.6007e-05 | 2.3313e-05 | 20-28-42-51-01-033
Transportation | 0 | On RoadLight-duty VehiclesLight-duty Trucks & SUVs | Included Emissions | 1A3bii | Transportation | On Road | Light-duty Vehicles | Light-duty Trucks & SUVs | Fuel combustion | Distillate | CO2 | 1 | 0.089132 | 0.076692 | 0.075325 | 0.067333 | 0.066402 | 0.052452 | 0.046203 | 0.042204 | 0.038536 | 0.04681 | 0.059571 | 0.082242 | 0.13039 | 0.1521 | 0.20065 | 0.33278 | 0.36645 | 0.41091 | 0.4213 | 0.39967 | 20-28-42-51-01-033
Transportation | 0 | On RoadLight-duty VehiclesLight-duty Trucks & SUVs | Included Emissions | 1A3bii | Transportation | On Road | Light-duty Vehicles | Light-duty Trucks & SUVs | Fuel combustion | Distillate | N2O | 298 | 0.0041638 | 0.0035827 | 0.0035188 | 0.0031455 | 0.003102 | 0.0024503 | 0.0021584 | 0.0019716 | 0.0018002 | 0.0021868 | 0.0027829 | 0.003842 | 0.0060914 | 0.0071054 | 0.0093735 | 0.015546 | 0.017119 | 0.019196 | 0.019681 | 0.018671 | 20-28-42-51-01-033
Transportation | 0 | On RoadLight-duty VehiclesLight-duty Trucks & SUVs | Included Emissions | 1A3bii | Transportation | On Road | Light-duty Vehicles | Light-duty Trucks & SUVs | Fuel combustion | Ethanol | CH4 | 25 | 0.00093142 | 0.0011957 | 0.0013525 | 0.0078329 | 0.011247 | 0.011107 | 0.010362 | 0.0095898 | 0.0096676 | 0.0092041 | 0.013472 | 0.013698 | 0.011914 | 0.011644 | 0.011671 | 0.010487 | 0.0095964 | 0.0088413 | 0.0082837 | 0.0074967 | 20-28-42-51-01-090
Transportation | 0 | On RoadLight-duty VehiclesLight-duty Trucks & SUVs | Included Emissions | 1A3bii | Transportation | On Road | Light-duty Vehicles | Light-duty Trucks & SUVs | Fuel combustion | Ethanol | N2O | 298 | 0.0092783 | 0.012059 | 0.013913 | 0.080643 | 0.11217 | 0.10962 | 0.099862 | 0.090879 | 0.089901 | 0.08506 | 0.12464 | 0.12559 | 0.10858 | 0.10556 | 0.10629 | 0.095847 | 0.088482 | 0.081755 | 0.076695 | 0.069529 | 20-28-42-51-01-090
Transportation | 0 | On RoadLight-duty VehiclesLight-duty Trucks & SUVs | Included Emissions | 1A3bii | Transportation | On Road | Light-duty Vehicles | Light-duty Trucks & SUVs | Fuel combustion | Gasoline | CH4 | 25 | 0.24656 | 0.23495 | 0.22668 | 0.2188 | 0.20475 | 0.18988 | 0.17683 | 0.16336 | 0.14863 | 0.13899 | 0.12828 | 0.11916 | 0.11243 | 0.10478 | 0.097316 | 0.092653 | 0.087147 | 0.080867 | 0.074567 | 0.069086 | 20-28-42-51-01-034
Transportation | 0 | On RoadLight-duty VehiclesLight-duty Trucks & SUVs | Included Emissions | 1A3bii | Transportation | On Road | Light-duty Vehicles | Light-duty Trucks & SUVs | Fuel combustion | Gasoline | CO2 | 1 | 53.0299 | 55.0969 | 58.4484 | 59.6482 | 60.5771 | 61.862 | 61.9515 | 61.9313 | 59.0286 | 57.938 | 56.2016 | 54.6973 | 54.5664 | 54.0511 | 54.4246 | 55.944 | 57.5711 | 57.6317 | 56.9529 | 56.3379 | 20-28-42-51-01-034
Transportation | 0 | On RoadLight-duty VehiclesLight-duty Trucks & SUVs | Included Emissions | 1A3bii | Transportation | On Road | Light-duty Vehicles | Light-duty Trucks & SUVs | Fuel combustion | Gasoline | N2O | 298 | 2.4561 | 2.3696 | 2.3319 | 2.2526 | 2.0421 | 1.8741 | 1.7041 | 1.5481 | 1.3821 | 1.2844 | 1.1868 | 1.0925 | 1.0246 | 0.94986 | 0.88631 | 0.84684 | 0.80353 | 0.74777 | 0.69038 | 0.64074 | 20-28-42-51-01-034
Transportation | 0 | On RoadLight-duty VehiclesLight-duty Trucks & SUVs | Included Emissions | 1A3bii | Transportation | On Road | Light-duty Vehicles | Light-duty Trucks & SUVs | Fuel combustion | Renewable Diesel | CH4 | 25 | 2010: 1.5849e-08; 2011: 1.3519e-08; 2012: 7.0716e-08; 2013: 9.0764e-07; 2014: 8.9069e-07; 2015: 1.8267e-06; 2016: 2.6018e-06; 2017: 3.456e-06; 2018: 3.9809e-06; 2019: 6.3837e-06 | 20-28-42-51-01-081
Transportation | 0 | On RoadLight-duty VehiclesLight-duty Trucks & SUVs | Included Emissions | 1A3bii | Transportation | On Road | Light-duty Vehicles | Light-duty Trucks & SUVs | Fuel combustion | Renewable Diesel | N2O | 298 | 2010: 2.1224e-06; 2011: 2.6566e-06; 2012: 2.0855e-05; 2013: 0.00032413; 2014: 0.00040737; 2015: 0.0010136; 2016: 0.0016923; 2017: 0.0024594; 2018: 0.0030125; 2019: 0.0051126 | 20-28-42-51-01-081
Transportation | 0 | On RoadLight-duty VehiclesMotorcycles | Included Emissions | 1A3biv | Transportation | On Road | Light-duty Vehicles | Motorcycles | Fuel combustion | Ethanol | CH4 | 25 | 4.355e-05 | 7.4413e-05 | 9.8274e-05 | 0.0006137 | 0.00096107 | 0.0011087 | 0.0012233 | 0.0012923 | 0.0014684 | 0.0014297 | 0.002134 | 0.0022639 | 0.0020829 | 0.0021576 | 0.0023097 | 0.0022739 | 0.002226 | 0.0022443 | 0.0023008 | 0.0022741 | 20-28-42-49-01-090
Transportation | 0 | On RoadLight-duty VehiclesMotorcycles | Included Emissions | 1A3biv | Transportation | On Road | Light-duty Vehicles | Motorcycles | Fuel combustion | Ethanol | N2O | 298 | 7.3803e-05 | 0.00013045 | 0.00017514 | 0.001103 | 0.0017343 | 0.0020273 | 0.0022405 | 0.0023775 | 0.0027371 | 0.0026909 | 0.0040427 | 0.0043053 | 0.0039842 | 0.0041546 | 0.0044814 | 0.0044513 | 0.0043995 | 0.0044522 | 0.0045759 | 0.0045374 | 20-28-42-49-01-090
Transportation | 0 | On RoadLight-duty VehiclesMotorcycles | Included Emissions | 1A3biv | Transportation | On Road | Light-duty Vehicles | Motorcycles | Fuel combustion | Gasoline | CH4 | 25 | 0.011528 | 0.014622 | 0.016471 | 0.017142 | 0.017497 | 0.018955 | 0.020876 | 0.022014 | 0.022575 | 0.021589 | 0.020319 | 0.019692 | 0.019656 | 0.019414 | 0.01926 | 0.020091 | 0.020215 | 0.020527 | 0.020711 | 0.020957 | 20-28-42-49-01-034
Transportation | 0 | On RoadLight-duty VehiclesMotorcycles | Included Emissions | 1A3biv | Transportation | On Road | Light-duty Vehicles | Motorcycles | Fuel combustion | Gasoline | CO2 | 1 | 0.21145 | 0.27592 | 0.3155 | 0.33057 | 0.34002 | 0.37307 | 0.41544 | 0.44316 | 0.46132 | 0.45241 | 0.42936 | 0.41922 | 0.42227 | 0.42115 | 0.42213 | 0.44513 | 0.45297 | 0.46297 | 0.46962 | 0.47765 | 20-28-42-49-01-034
Transportation | 0 | On RoadLight-duty VehiclesMotorcycles | Included Emissions | 1A3biv | Transportation | On Road | Light-duty Vehicles | Motorcycles | Fuel combustion | Gasoline | N2O | 298 | 0.019537 | 0.025633 | 0.029355 | 0.030811 | 0.031574 | 0.034659 | 0.038233 | 0.040499 | 0.042078 | 0.040633 | 0.038492 | 0.037449 | 0.037597 | 0.037384 | 0.037369 | 0.039329 | 0.039953 | 0.040722 | 0.041191 | 0.041815 | 20-28-42-49-01-034
Transportation | 0 | On RoadLight-duty VehiclesPassenger Cars | Included Emissions | 1A3bi | Transportation | On Road | Light-duty Vehicles | Passenger Cars | Fuel combustion | Biodiesel | CH4 | 25 | 3.1039e-07 | 3.2758e-07 | 4.5829e-07 | 8.9634e-08 | 1.1483e-07 | 1.6719e-07 | 1.0828e-06 | 8.102e-07 | 5.0092e-07 | 2.9219e-07 | 2.1141e-07 | 4.4003e-07 | 6.5001e-07 | 1.7271e-06 | 1.7661e-06 | 3.17e-06 | 3.4268e-06 | 3.311e-06 | 3.3432e-06 | 3.6082e-06 | 20-28-42-50-01-080
Transportation | 0 | On RoadLight-duty VehiclesPassenger Cars | Included Emissions | 1A3bi | Transportation | On Road | Light-duty Vehicles | Passenger Cars | Fuel combustion | Biodiesel | N2O | 298 | 1.2379e-05 | 1.3401e-05 | 1.9644e-05 | 4.0594e-06 | 5.4174e-06 | 8.2304e-06 | 5.5802e-05 | 4.3917e-05 | 2.854e-05 | 1.9349e-05 | 1.6863e-05 | 4.5759e-05 | 8.4742e-05 | 0.00028161 | 0.00036531 | 0.00079978 | 0.00089636 | 0.00098338 | 0.0011138 | 0.0013214 | 20-28-42-50-01-080
Transportation | 0 | On RoadLight-duty VehiclesPassenger Cars | Included Emissions | 1A3bi | Transportation | On Road | Light-duty Vehicles | Passenger Cars | Fuel combustion | Distillate | CH4 | 25 | 0.00040828 | 0.00034394 | 0.0003089 | 0.00026562 | 0.00023302 | 0.0001926 | 0.00016424 | 0.00014225 | 0.00012053 | 0.00010864 | 0.00010117 | 9.1539e-05 | 8.3782e-05 | 7.3913e-05 | 6.8651e-05 | 6.3502e-05 | 5.4255e-05 | 5.0994e-05 | 4.541e-05 | 3.8469e-05 | 20-28-42-50-01-033
Transportation | 0 | On RoadLight-duty VehiclesPassenger Cars | Included Emissions | 1A3bi | Transportation | On Road | Light-duty Vehicles | Passenger Cars | Fuel combustion | Distillate | CO2 | 1 | 0.34855 | 0.30119 | 0.28343 | 0.25751 | 0.23532 | 0.20296 | 0.18118 | 0.16505 | 0.14701 | 0.15399 | 0.17275 | 0.20377 | 0.23381 | 0.25798 | 0.30397 | 0.34295 | 0.30379 | 0.32421 | 0.32386 | 0.30157 | 20-28-42-50-01-033
Transportation | 0 | On RoadLight-duty VehiclesPassenger Cars | Included Emissions | 1A3bi | Transportation | On Road | Light-duty Vehicles | Passenger Cars | Fuel combustion | Distillate | N2O | 298 | 0.016282 | 0.01407 | 0.013241 | 0.01203 | 0.010993 | 0.0094814 | 0.0084639 | 0.0077105 | 0.0068675 | 0.0071937 | 0.00807 | 0.0095193 | 0.010923 | 0.012052 | 0.0142 | 0.016021 | 0.014192 | 0.015145 | 0.015129 | 0.014088 | 20-28-42-50-01-033
Transportation | 0 | On RoadLight-duty VehiclesPassenger Cars | Included Emissions | 1A3bi | Transportation | On Road | Light-duty Vehicles | Passenger Cars | Fuel combustion | Ethanol | CH4 | 25 | 0.0012717 | 0.0015827 | 0.0017621 | 0.009477 | 0.013384 | 0.012679 | 0.011627 | 0.010535 | 0.010358 | 0.0098361 | 0.014062 | 0.013945 | 0.011897 | 0.011446 | 0.011116 | 0.0096657 | 0.0084699 | 0.0076755 | 0.0071001 | 0.0063765 | 20-28-42-50-01-090
Transportation | 0 | On RoadLight-duty VehiclesPassenger Cars | Included Emissions | 1A3bi | Transportation | On Road | Light-duty Vehicles | Passenger Cars | Fuel combustion | Ethanol | N2O | 298 | 0.010648 | 0.013369 | 0.015177 | 0.081303 | 0.11093 | 0.10423 | 0.093404 | 0.083492 | 0.080881 | 0.076357 | 0.10998 | 0.10904 | 0.093566 | 0.090435 | 0.089474 | 0.079884 | 0.072294 | 0.067267 | 0.063926 | 0.059095 | 20-28-42-50-01-090
Transportation | 0 | On RoadLight-duty VehiclesPassenger Cars | Included Emissions | 1A3bi | Transportation | On Road | Light-duty Vehicles | Passenger Cars | Fuel combustion | Gasoline | CH4 | 25 | 0.33663 | 0.31099 | 0.29534 | 0.26472 | 0.24366 | 0.21677 | 0.19842 | 0.17946 | 0.15924 | 0.14853 | 0.13388 | 0.1213 | 0.11227 | 0.103 | 0.092694 | 0.0854 | 0.076917 | 0.070204 | 0.063913 | 0.058762 | 20-28-42-50-01-034
Transportation | 0 | On RoadLight-duty VehiclesPassenger Cars | Included Emissions | 1A3bi | Transportation | On Road | Light-duty Vehicles | Passenger Cars | Fuel combustion | Gasoline | CO2 | 1 | 65.5134 | 64.4038 | 66.0771 | 62.0146 | 60.7864 | 59.4899 | 58.8577 | 58.4267 | 55.2731 | 55.1153 | 53.6923 | 52.5584 | 53.1881 | 53.5957 | 53.8831 | 56.2319 | 57.38 | 58.1304 | 58.2774 | 58.5646 | 20-28-42-50-01-034
Transportation | 0 | On RoadLight-duty VehiclesPassenger Cars | Included Emissions | 1A3bi | Transportation | On Road | Light-duty Vehicles | Passenger Cars | Fuel combustion | Gasoline | N2O | 298 | 2.8187 | 2.6269 | 2.5438 | 2.271 | 2.0196 | 1.782 | 1.5939 | 1.4222 | 1.2434 | 1.153 | 1.0472 | 0.94848 | 0.88293 | 0.81375 | 0.74608 | 0.7058 | 0.65652 | 0.61525 | 0.57545 | 0.54459 | 20-28-42-50-01-034
Transportation | 0 | On RoadLight-duty VehiclesPassenger Cars | Included Emissions | 1A3bi | Transportation | On Road | Light-duty Vehicles | Passenger Cars | Fuel combustion | Renewable Diesel | CH4 | 25 | 2010: 7.7159e-08; 2011: 6.3297e-08; 2012: 2.8683e-07; 2013: 3.3717e-06; 2014: 2.9836e-06; 2015: 4.1403e-06; 2016: 5.3635e-06; 2017: 6.5335e-06; 2018: 6.9509e-06; 2019: 1.0534e-05 | 20-28-42-50-01-081
Transportation | 0 | On RoadLight-duty VehiclesPassenger Cars | Included Emissions | 1A3bi | Transportation | On Road | Light-duty Vehicles | Passenger Cars | Fuel combustion | Renewable Diesel | N2O | 298 | 2010: 6.1547e-06; 2011: 6.5823e-06; 2012: 3.7394e-05; 2013: 0.00054976; 2014: 0.00061713; 2015: 0.0010446; 2016: 0.001403; 2017: 0.0019405; 2018: 0.0023158; 2019: 0.0038577 | 20-28-42-50-01-081
Transportation | 0 | On RoadNot SpecifiedNone | Included Emissions | 1A3biii | Transportation | On Road | Not Specified | None | Fuel combustion | Biomethane | CH4 | 25 | 2011: 4.5445e-06; 2012: 4.5985e-06; 2013: 3.6365e-06; 2014: 4.4806e-06; 2015: 4.7681e-06; 2016: 3.1305e-06; 2017: 4.2165e-06; 2018: 5.8721e-06; 2019: 5.4944e-06 | 20-28-99-99-01-082
Transportation | 0 | On RoadNot SpecifiedNone | Included Emissions | 1A3biii | Transportation | On Road | Not Specified | None | Fuel combustion | Biomethane | N2O | 298 | 2011: 5.417e-06; 2012: 5.4814e-06; 2013: 4.3347e-06; 2014: 5.3409e-06; 2015: 5.6835e-06; 2016: 3.7315e-06; 2017: 5.026e-06; 2018: 6.9995e-06; 2019: 6.5493e-06 | 20-28-99-99-01-082
Transportation | 0 | On RoadNot SpecifiedNone | Included Emissions | 1A3b | Transportation | On Road | Not Specified | None | Fuel combustion | Natural gas | CH4 | 25 | 5.6292e-05 | 6.8892e-05 | 7.1309e-05 | 8.7187e-05 | 9.7892e-05 | 0.00024071 | 0.00025285 | 0.00028343 | 0.00030117 | 0.00032869 | 0.00034659 | 0.00037354 | 0.00037421 | 0.00036225 | 0.00039401 | 0.00046838 | 0.00049051 | 0.0006443 | 0.00064386 | 0.0006873 | 20-28-99-99-01-020
Transportation | 0 | On RoadNot SpecifiedNone | Included Emissions | 1A3b | Transportation | On Road | Not Specified | None | Fuel combustion | Natural gas | CO2 | 1 | 0.11938 | 0.14611 | 0.15123 | 0.18491 | 0.20761 | 0.51049 | 0.53624 | 0.60111 | 0.63873 | 0.69708 | 0.73506 | 0.7922 | 0.79362 | 0.76825 | 0.83561 | 0.99335 | 1.0403 | 1.3664 | 1.3655 | 1.4576 | 20-28-99-99-01-020
Transportation | 0 | On RoadNot SpecifiedNone | Included Emissions | 1A3b | Transportation | On Road | Not Specified | None | Fuel combustion | Natural gas | N2O | 298 | 6.71e-05 | 8.2119e-05 | 8.5e-05 | 0.00010393 | 0.00011669 | 0.00028692 | 0.0003014 | 0.00033785 | 0.000359 | 0.0003918 | 0.00041314 | 0.00044526 | 0.00044605 | 0.0004318 | 0.00046966 | 0.00055831 | 0.00058469 | 0.000768 | 0.00076748 | 0.00081926 | 20-28-99-99-01-020
Transportation | 0 | RailNot SpecifiedNone | Included Emissions | 1A3c | Transportation | Rail | Not Specified | None | Fuel combustion | Distillate | CH4 | 25 | 0.0018961 | 0.0019068 | 0.002524 | 0.0028927 | 0.002941 | 0.0033759 | 0.0035652 | 0.0032007 | 0.0024028 | 0.0019673 | 0.00233 | 0.002663 | 0.0024981 | 0.0024217 | 0.0026611 | 0.0024459 | 0.0021926 | 0.0018486 | 0.0022391 | 0.0016213 | 20-32-99-99-01-033
Transportation | 0 | RailNot SpecifiedNone | Included Emissions | 1A3c | Transportation | Rail | Not Specified | None | Fuel combustion | Distillate | CO2 | 1 | 1.8698 | 1.8804 | 2.489 | 2.8526 | 2.9002 | 3.3291 | 3.5157 | 3.1563 | 2.3694 | 1.9401 | 2.2977 | 2.6261 | 2.4634 | 2.3881 | 2.6242 | 2.412 | 2.1622 | 1.8229 | 2.2081 | 1.5989 | 20-32-99-99-01-033
Transportation | 0 | RailNot SpecifiedNone | Included Emissions | 1A3c | Transportation | Rail | Not Specified | None | Fuel combustion | Distillate | N2O | 298 | 0.0045203 | 0.0045458 | 0.0060171 | 0.0068961 | 0.0070113 | 0.0080481 | 0.0084993 | 0.0076305 | 0.0057282 | 0.0046902 | 0.0055548 | 0.0063486 | 0.0059554 | 0.0057733 | 0.0063441 | 0.0058311 | 0.0052272 | 0.0044069 | 0.0053381 | 0.0038653 | 20-32-99-99-01-033
Transportation | 0 | Water-borneInternationalPort activities | Included Emissions | 1A3di | Transportation | Water-borne | International | Port activities | Fuel combustion | Distillate | CH4 | 25 | 5.1513e-05 | 5.4108e-05 | 5.6806e-05 | 5.9615e-05 | 6.2543e-05 | 6.56e-05 | 6.8796e-05 | 6.6904e-05 | 6.6976e-05 | 6.1203e-05 | 0.00036904 | 0.00037164 | 0.00039735 | 0.00041584 | 0.00040272 | 0.00039882 | 0.00040874 | 0.0004201 | 0.00043156 | 0.0004431 | 20-40-04-39-01-033
Transportation | 0 | Water-borneInternationalPort activities | Included Emissions | 1A3di | Transportation | Water-borne | International | Port activities | Fuel combustion | Distillate | CO2 | 1 | 0.050799 | 0.053358 | 0.056018 | 0.058788 | 0.061676 | 0.06469 | 0.067842 | 0.065977 | 0.066047 | 0.060354 | 0.36393 | 0.36648 | 0.39184 | 0.41007 | 0.39714 | 0.39329 | 0.40307 | 0.41428 | 0.42557 | 0.43696 | 20-40-04-39-01-033
Transportation | 0 | Water-borneInternationalPort activities | Included Emissions | 1A3di | Transportation | Water-borne | International | Port activities | Fuel combustion | Distillate | N2O | 298 | 0.00012281 | 0.00012899 | 0.00013543 | 0.00014212 | 0.0001491 | 0.00015639 | 0.00016401 | 0.0001595 | 0.00015967 | 0.00014591 | 0.0008798 | 0.00088598 | 0.00094728 | 0.00099135 | 0.00096009 | 0.00095078 | 0.00097444 | 0.0010015 | 0.0010288 | 0.0010564 | 20-40-04-39-01-033
Transportation | 0 | Water-borneInternationalPort activities | Included Emissions | 1A3di | Transportation | Water-borne | International | Port activities | Fuel combustion | Residual fuel oil | CH4 | 25 | 2000: 0.00035914; 2001: 0.00037829; 2002: 0.00039819; 2003: 0.00041892; 2004: 0.00044054; 2005: 0.00046316; 2006: 0.00048685; 2007: 0.00046698; 2008: 0.00046116; 2009: 0.00040388 | 20-40-04-39-01-046
Transportation | 0 | Water-borneInternationalPort activities | Included Emissions | 1A3di | Transportation | Water-borne | International | Port activities | Fuel combustion | Residual fuel oil | CO2 | 1 | 2000: 0.35962; 2001: 0.37879; 2002: 0.39872; 2003: 0.41947; 2004: 0.44113; 2005: 0.46378; 2006: 0.48749; 2007: 0.46761; 2008: 0.46178; 2009: 0.40442 | 20-40-04-39-01-046
Transportation | 0 | Water-borneInternationalPort activities | Included Emissions | 1A3di | Transportation | Water-borne | International | Port activities | Fuel combustion | Residual fuel oil | N2O | 298 | 2000: 0.0008562; 2001: 0.00090183; 2002: 0.00094928; 2003: 0.0009987; 2004: 0.0010503; 2005: 0.0011042; 2006: 0.0011606; 2007: 0.0011133; 2008: 0.0010994; 2009: 0.00096285 | 20-40-04-39-01-046
Transportation | 0 | Water-borneInternationalTransit (CA waters) | Included Emissions | 1A3di | Transportation | Water-borne | International | Transit (CA waters) | Fuel combustion | Distillate | CH4 | 25 | 7.5975e-06 | 8.0137e-06 | 8.4509e-06 | 8.9114e-06 | 9.3974e-06 | 9.9119e-06 | 1.0458e-05 | 1.0151e-05 | 1.0559e-05 | 9.6853e-06 | 0.00077785 | 0.00075229 | 0.00077471 | 0.0010675 | 0.0011393 | 0.0011297 | 0.0011671 | 0.0012097 | 0.0012524 | 0.0012953 | 20-40-04-40-01-033
Transportation | 0 | Water-borneInternationalTransit (CA waters) | Included Emissions | 1A3di | Transportation | Water-borne | International | Transit (CA waters) | Fuel combustion | Distillate | CO2 | 1 | 0.0074922 | 0.0079026 | 0.0083337 | 0.0087878 | 0.0092671 | 0.0097745 | 0.010313 | 0.010011 | 0.010412 | 0.009551 | 0.76706 | 0.74185 | 0.76397 | 1.0527 | 1.1235 | 1.1141 | 1.1509 | 1.1929 | 1.235 | 1.2773 | 20-40-04-40-01-033
Transportation | 0 | Water-borneInternationalTransit (CA waters) | Included Emissions | 1A3di | Transportation | Water-borne | International | Transit (CA waters) | Fuel combustion | Distillate | N2O | 298 | 1.8113e-05 | 1.9105e-05 | 2.0147e-05 | 2.1245e-05 | 2.2404e-05 | 2.363e-05 | 2.4932e-05 | 2.4201e-05 | 2.5172e-05 | 2.309e-05 | 0.0018544 | 0.0017935 | 0.0018469 | 0.0025449 | 0.0027162 | 0.0026933 | 0.0027824 | 0.0028838 | 0.0029857 | 0.003088 | 20-40-04-40-01-033
Transportation | 0 | Water-borneInternationalTransit (CA waters) | Included Emissions | 1A3di | Transportation | Water-borne | International | Transit (CA waters) | Fuel combustion | Residual fuel oil | CH4 | 25 | 0.00042082 | 0.00044176 | 0.00046352 | 0.00048619 | 0.00050981 | 0.00053447 | 0.00056024 | 0.00054497 | 0.00053132 | 0.0004614 | 0.0002347 | 0.00023233 | 0.00014554 | [7 empty] | 20-40-04-40-01-046
Transportation | 0 | Water-borneInternationalTransit (CA waters) | Included Emissions | 1A3di | Transportation | Water-borne | International | Transit (CA waters) | Fuel combustion | Residual fuel oil | CO2 | 1 | 0.42138 | 0.44235 | 0.46414 | 0.48684 | 0.51049 | 0.53518 | 0.56099 | 0.54569 | 0.53202 | 0.46201 | 0.23502 | 0.23264 | 0.14573 | [7 empty] | 20-40-04-40-01-046
Transportation | 0 | Water-borneInternationalTransit (CA waters) | Included Emissions | 1A3di | Transportation | Water-borne | International | Transit (CA waters) | Fuel combustion | Residual fuel oil | N2O | 298 | 0.0010032 | 0.0010531 | 0.001105 | 0.0011591 | 0.0012154 | 0.0012742 | 0.0013356 | 0.0012992 | 0.0012667 | 0.0011 | 0.00055954 | 0.00055387 | 0.00034696 | [7 empty] | 20-40-04-40-01-046
Transportation | 0 | Water-borneInterstatePort activities | Included Emissions | 1A3dii | Transportation | Water-borne | Interstate | Port activities | Fuel combustion | Distillate | CH4 | 25 | 5.4799e-06 | 5.7479e-06 | 6.0249e-06 | 6.3115e-06 | 6.6082e-06 | 6.9159e-06 | 7.2353e-06 | 6.8552e-06 | 6.6878e-06 | 5.9577e-06 | 4.4063e-05 | 4.4372e-05 | 4.7442e-05 | 4.965e-05 | 4.8084e-05 | 4.7618e-05 | 4.8802e-05 | 5.0159e-05 | 5.1527e-05 | 5.2905e-05 | 20-40-03-39-01-033
Transportation | 0 | Water-borneInterstatePort activities | Included Emissions | 1A3dii | Transportation | Water-borne | Interstate | Port activities | Fuel combustion | Distillate | CO2 | 1 | 0.0054039 | 0.0056682 | 0.0059414 | 0.006224 | 0.0065166 | 0.00682 | 0.007135 | 0.0067602 | 0.0065951 | 0.005875 | 0.043452 | 0.043757 | 0.046785 | 0.048961 | 0.047417 | 0.046958 | 0.048126 | 0.049464 | 0.050812 | 0.052172 | 20-40-03-39-01-033
Transportation | 0 | Water-borneInterstatePort activities | Included Emissions | 1A3dii | Transportation | Water-borne | Interstate | Port activities | Fuel combustion | Distillate | N2O | 298 | 1.3064e-05 | 1.3703e-05 | 1.4363e-05 | 1.5047e-05 | 1.5754e-05 | 1.6488e-05 | 1.7249e-05 | 1.6343e-05 | 1.5944e-05 | 1.4203e-05 | 0.00010505 | 0.00010578 | 0.0001131 | 0.00011836 | 0.00011463 | 0.00011352 | 0.00011635 | 0.00011958 | 0.00012284 | 0.00012613 | 20-40-03-39-01-033
Transportation | 0 | Water-borneInterstatePort activities | Included Emissions | 1A3dii | Transportation | Water-borne | Interstate | Port activities | Fuel combustion | Residual fuel oil | CH4 | 25 | 2000: 4.8939e-05; 2001: 5.1418e-05; 2002: 5.3976e-05; 2003: 5.6619e-05; 2004: 5.9353e-05; 2005: 6.2186e-05; 2006: 6.5123e-05; 2007: 6.1187e-05; 2008: 5.9177e-05; 2009: 5.0442e-05 | 20-40-03-39-01-046
Transportation | 0 | Water-borneInterstatePort activities | Included Emissions | 1A3dii | Transportation | Water-borne | Interstate | Port activities | Fuel combustion | Residual fuel oil | CO2 | 1 | 2000: 0.049004; 2001: 0.051486; 2002: 0.054048; 2003: 0.056694; 2004: 0.059432; 2005: 0.062268; 2006: 0.06521; 2007: 0.061268; 2008: 0.059256; 2009: 0.05051 | 20-40-03-39-01-046
Transportation | 0 | Water-borneInterstatePort activities | Included Emissions | 1A3dii | Transportation | Water-borne | Interstate | Port activities | Fuel combustion | Residual fuel oil | N2O | 298 | 2000: 0.00011667; 2001: 0.00012258; 2002: 0.00012868; 2003: 0.00013498; 2004: 0.0001415; 2005: 0.00014825; 2006: 0.00015525; 2007: 0.00014587; 2008: 0.00014108; 2009: 0.00012025 | 20-40-03-39-01-046
Transportation | 0 | Water-borneInterstateTransit (CA waters) | Included Emissions | 1A3dii | Transportation | Water-borne | Interstate | Transit (CA waters) | Fuel combustion | Distillate | CH4 | 25 | 1.5546e-06 | 1.6458e-06 | 1.7414e-06 | 1.842e-06 | 1.9479e-06 | 2.0599e-06 | 2.1787e-06 | 2.0942e-06 | 2.1081e-06 | 1.9102e-06 | 0.00014913 | 0.00014423 | 0.00014853 | 0.00020466 | 0.00021844 | 0.0002166 | 0.00022377 | 0.00023192 | 0.00024012 | 0.00024834 | 20-40-03-40-01-033
Transportation | 0 | Water-borneInterstateTransit (CA waters) | Included Emissions | 1A3dii | Transportation | Water-borne | Interstate | Transit (CA waters) | Fuel combustion | Distillate | CO2 | 1 | 0.0015331 | 0.001623 | 0.0017173 | 0.0018164 | 0.0019209 | 0.0020314 | 0.0021485 | 0.0020652 | 0.0020789 | 0.0018838 | 0.14707 | 0.14223 | 0.14647 | 0.20183 | 0.21541 | 0.2136 | 0.22066 | 0.22871 | 0.23679 | 0.2449 | 20-40-03-40-01-033
Transportation | 0 | Water-borneInterstateTransit (CA waters) | Included Emissions | 1A3dii | Transportation | Water-borne | Interstate | Transit (CA waters) | Fuel combustion | Distillate | N2O | 298 | 3.7063e-06 | 3.9236e-06 | 4.1516e-06 | 4.3912e-06 | 4.6438e-06 | 4.9109e-06 | 5.194e-06 | 4.9926e-06 | 5.0258e-06 | 4.554e-06 | 0.00035554 | 0.00034385 | 0.0003541 | 0.00048792 | 0.00052076 | 0.00051638 | 0.00053346 | 0.00055291 | 0.00057244 | 0.00059205 | 20-40-03-40-01-033
Transportation | 0 | Water-borneInterstateTransit (CA waters) | Included Emissions | 1A3dii | Transportation | Water-borne | Interstate | Transit (CA waters) | Fuel combustion | Residual fuel oil | CH4 | 25 | 8.2243e-05 | 8.6426e-05 | 9.0765e-05 | 9.5271e-05 | 9.9957e-05 | 0.00010484 | 0.00010993 | 0.0001055 | 0.00010336 | 8.8928e-05 | 4.4999e-05 | 4.4544e-05 | 2.7903e-05 | [7 empty] | 20-40-03-40-01-046
Transportation | 0 | Water-borneInterstateTransit (CA waters) | Included Emissions | 1A3dii | Transportation | Water-borne | Interstate | Transit (CA waters) | Fuel combustion | Residual fuel oil | CO2 | 1 | 0.082353 | 0.086541 | 0.090886 | 0.095398 | 0.10009 | 0.10498 | 0.11007 | 0.10564 | 0.1035 | 0.089047 | 0.045059 | 0.044603 | 0.02794 | [7 empty] | 20-40-03-40-01-046
Transportation | 0 | Water-borneInterstateTransit (CA waters) | Included Emissions | 1A3dii | Transportation | Water-borne | Interstate | Transit (CA waters) | Fuel combustion | Residual fuel oil | N2O | 298 | 0.00019607 | 0.00020604 | 0.00021638 | 0.00022713 | 0.0002383 | 0.00024993 | 0.00026207 | 0.00025152 | 0.00024641 | 0.000212 | 0.00010728 | 0.00010619 | 6.6521e-05 | [7 empty] | 20-40-03-40-01-046
Transportation | 0 | Water-borneIntrastateHarbor craft | Included Emissions | 1A3dii | Transportation | Water-borne | Intrastate | Harbor craft | Fuel combustion | Distillate | CH4 | 25 | 0.00085171 | 0.00088398 | 0.00088651 | 0.0008912 | 0.00088649 | 0.00090018 | 0.00090362 | 0.00090693 | 0.0009112 | 0.0009158 | 0.00092358 | 0.00092926 | 0.00093547 | 0.00094025 | 0.0009464 | 0.00094758 | 0.00095439 | 0.00096146 | 0.00096752 | 0.00097304 | 20-40-02-41-01-033
Transportation | 0 | Water-borneIntrastateHarbor craft | Included Emissions | 1A3dii | Transportation | Water-borne | Intrastate | Harbor craft | Fuel combustion | Distillate | CO2 | 1 | 0.8399 | 0.87172 | 0.87422 | 0.87884 | 0.8742 | 0.88769 | 0.89109 | 0.89436 | 0.89856 | 0.90311 | 0.91077 | 0.91637 | 0.9225 | 0.92721 | 0.93327 | 0.93444 | 0.94116 | 0.94813 | 0.9541 | 0.95955 | 20-40-02-41-01-033
Transportation | 0 | Water-borneIntrastateHarbor craft | Included Emissions | 1A3dii | Transportation | Water-borne | Intrastate | Harbor craft | Fuel combustion | Distillate | N2O | 298 | 0.0020305 | 0.0021074 | 0.0021134 | 0.0021246 | 0.0021134 | 0.002146 | 0.0021542 | 0.0021621 | 0.0021723 | 0.0021833 | 0.0022018 | 0.0022153 | 0.0022302 | 0.0022416 | 0.0022562 | 0.002259 | 0.0022753 | 0.0022921 | 0.0023066 | 0.0023197 | 20-40-02-41-01-033
Transportation | 0 | Water-borneIntrastatePort activities | Included Emissions | 1A3dii | Transportation | Water-borne | Intrastate | Port activities | Fuel combustion | Distillate | CH4 | 25 | 1.7991e-05 | 1.8906e-05 | 1.9854e-05 | 2.0838e-05 | 2.186e-05 | 2.2923e-05 | 2.403e-05 | 2.2963e-05 | 2.259e-05 | 2.0287e-05 | 0.00015992 | 0.00016105 | 0.00017219 | 0.0001802 | 0.00017452 | 0.00017283 | 0.00017713 | 0.00018205 | 0.00018701 | 0.00019202 | 20-40-02-39-01-033
Transportation | 0 | Water-borneIntrastatePort activities | Included Emissions | 1A3dii | Transportation | Water-borne | Intrastate | Port activities | Fuel combustion | Distillate | CO2 | 1 | 0.017742 | 0.018644 | 0.019579 | 0.020549 | 0.021557 | 0.022605 | 0.023697 | 0.022645 | 0.022277 | 0.020006 | 0.15771 | 0.15881 | 0.1698 | 0.1777 | 0.1721 | 0.17043 | 0.17467 | 0.17953 | 0.18442 | 0.18936 | 20-40-02-39-01-033
Transportation | 0 | Water-borneIntrastatePort activities | Included Emissions | 1A3dii | Transportation | Water-borne | Intrastate | Port activities | Fuel combustion | Distillate | N2O | 298 | 4.2891e-05 | 4.5072e-05 | 4.7332e-05 | 4.9677e-05 | 5.2113e-05 | 5.4648e-05 | 5.7288e-05 | 5.4744e-05 | 5.3854e-05 | 4.8365e-05 | 0.00038126 | 0.00038394 | 0.0004105 | 0.0004296 | 0.00041605 | 0.00041202 | 0.00042227 | 0.00043401 | 0.00044584 | 0.00045777 | 20-40-02-39-01-033
Transportation | 0 | Water-borneIntrastatePort activities | Included Emissions | 1A3dii | Transportation | Water-borne | Intrastate | Port activities | Fuel combustion | Residual fuel oil | CH4 | 25 | 2000: 0.00017403; 2001: 0.00018304; 2002: 0.00019237; 2003: 0.00020202; 2004: 0.00021203; 2005: 0.00022242; 2006: 0.00023323; 2007: 0.00022027; 2008: 0.00021414; 2009: 0.00018341 | 20-40-02-39-01-046
Transportation | 0 | Water-borneIntrastatePort activities | Included Emissions | 1A3dii | Transportation | Water-borne | Intrastate | Port activities | Fuel combustion | Residual fuel oil | CO2 | 1 | 2000: 0.17426; 2001: 0.18329; 2002: 0.19262; 2003: 0.20229; 2004: 0.21231; 2005: 0.22272; 2006: 0.23354; 2007: 0.22056; 2008: 0.21442; 2009: 0.18366 | 20-40-02-39-01-046
Transportation | 0 | Water-borneIntrastatePort activities | Included Emissions | 1A3dii | Transportation | Water-borne | Intrastate | Port activities | Fuel combustion | Residual fuel oil | N2O | 298 | 2000: 0.00041489; 2001: 0.00043638; 2002: 0.0004586; 2003: 0.00048161; 2004: 0.00050547; 2005: 0.00053025; 2006: 0.00055601; 2007: 0.00052512; 2008: 0.00051051; 2009: 0.00043725 | 20-40-02-39-01-046
Transportation | 0 | Water-borneIntrastateTransit (CA waters) | Included Emissions | 1A3dii | Transportation | Water-borne | Intrastate | Transit (CA waters) | Fuel combustion | Distillate | CH4 | 25 | 3.4397e-06 | 3.6844e-06 | 3.9422e-06 | 4.2147e-06 | 4.5037e-06 | 4.8111e-06 | 5.1392e-06 | 4.9751e-06 | 5.1175e-06 | 4.6717e-06 | 0.00037846 | 0.00036602 | 0.00037693 | 0.00051938 | 0.00055434 | 0.00054967 | 0.00056785 | 0.00058856 | 0.00060935 | 0.00063023 | 20-40-02-40-01-033
Transportation | 0 | Water-borneIntrastateTransit (CA waters) | Included Emissions | 1A3dii | Transportation | Water-borne | Intrastate | Transit (CA waters) | Fuel combustion | Distillate | CO2 | 1 | 0.0033921 | 0.0036333 | 0.0038875 | 0.0041563 | 0.0044412 | 0.0047444 | 0.005068 | 0.0049061 | 0.0050466 | 0.0046069 | 0.37321 | 0.36095 | 0.37171 | 0.51217 | 0.54665 | 0.54205 | 0.55998 | 0.5804 | 0.6009 | 0.62149 | 20-40-02-40-01-033
Transportation | 0 | Water-borneIntrastateTransit (CA waters) | Included Emissions | 1A3dii | Transportation | Water-borne | Intrastate | Transit (CA waters) | Fuel combustion | Distillate | N2O | 298 | 8.2004e-06 | 8.7836e-06 | 9.3982e-06 | 1.0048e-05 | 1.0737e-05 | 1.147e-05 | 1.2252e-05 | 1.1861e-05 | 1.22e-05 | 1.1137e-05 | 0.00090225 | 0.0008726 | 0.00089861 | 0.0012382 | 0.0013215 | 0.0013104 | 0.0013538 | 0.0014031 | 0.0014527 | 0.0015025 | 20-40-02-40-01-033
Transportation | 0 | Water-borneIntrastateTransit (CA waters) | Included Emissions | 1A3dii | Transportation | Water-borne | Intrastate | Transit (CA waters) | Fuel combustion | Residual fuel oil | CH4 | 25 | 0.00020209 | 0.00021385 | 0.00022606 | 0.00023876 | 0.00025201 | 0.00026584 | 0.0002803 | 0.0002705 | 0.00026222 | 0.0002262 | 0.00011419 | 0.00011304 | 7.081e-05 | [7 empty] | 20-40-02-40-01-046
Transportation | 0 | Water-borneIntrastateTransit (CA waters) | Included Emissions | 1A3dii | Transportation | Water-borne | Intrastate | Transit (CA waters) | Fuel combustion | Residual fuel oil | CO2 | 1 | 0.20236 | 0.21413 | 0.22636 | 0.23908 | 0.25235 | 0.26619 | 0.28067 | 0.27086 | 0.26257 | 0.2265 | 0.11435 | 0.11319 | 0.070904 | [7 empty] | 20-40-02-40-01-046
Transportation | 0 | Water-borneIntrastateTransit (CA waters) | Included Emissions | 1A3dii | Transportation | Water-borne | Intrastate | Transit (CA waters) | Fuel combustion | Residual fuel oil | N2O | 298 | 0.00048179 | 0.00050981 | 0.00053892 | 0.00056921 | 0.00060079 | 0.00063376 | 0.00066823 | 0.00064487 | 0.00062513 | 0.00053925 | 0.00027224 | 0.00026948 | 0.00016881 | [7 empty] | 20-40-02-40-01-046
Transportation | 0 | Water-borneNot SpecifiedNone | Included Emissions | 1A3dii | Transportation | Water-borne | Not Specified | None | Fuel combustion | Ethanol | CH4 | 25 | 1.8966e-06 | 1.4218e-06 | 2.5196e-06 | 1.6316e-05 | 2.0975e-05 | 2.7103e-05 | 2.5024e-05 | 2.6364e-05 | 2.6477e-05 | 2.828e-05 | 4.0128e-05 | 3.4835e-05 | 3.9923e-05 | 4.0794e-05 | 4.2436e-05 | 3.6643e-05 | 1.5862e-05 | 1.6533e-05 | 3.3647e-06 | 3.3647e-06 | 20-40-99-99-01-090
Transportation | 0 | Water-borneNot SpecifiedNone | Included Emissions | 1A3dii | Transportation | Water-borne | Not Specified | None | Fuel combustion | Ethanol | N2O | 298 | 4.5216e-06 | 3.3895e-06 | 6.0066e-06 | 3.8897e-05 | 5.0004e-05 | 6.4614e-05 | 5.9657e-05 | 6.2852e-05 | 6.312e-05 | 6.742e-05 | 9.5665e-05 | 8.3047e-05 | 9.5177e-05 | 9.7254e-05 | 0.00010117 | 8.7357e-05 | 3.7816e-05 | 3.9416e-05 | 8.0214e-06 | 8.0214e-06 | 20-40-99-99-01-090
Transportation | 0 | Water-borneNot SpecifiedNone | Included Emissions | 1A3dii | Transportation | Water-borne | Not Specified | None | Fuel combustion | Gasoline | CH4 | 25 | 0.00074712 | 0.00041574 | 0.00062842 | 0.0006782 | 0.00056823 | 0.00068953 | 0.00063547 | 0.00066829 | 0.00060571 | 0.00063548 | 0.00056856 | 0.00045091 | 0.00056062 | 0.00054641 | 0.00052657 | 0.00048178 | 0.00021436 | 0.00022503 | 4.5071e-05 | 4.5071e-05 | 20-40-99-99-01-034
Transportation | 0 | Water-borneNot SpecifiedNone | Included Emissions | 1A3dii | Transportation | Water-borne | Not Specified | None | Fuel combustion | Gasoline | CO2 | 1 | 0.70602 | 0.39311 | 0.59536 | 0.64186 | 0.53846 | 0.65276 | 0.6044 | 0.63904 | 0.57615 | 0.60447 | 0.54081 | 0.4289 | 0.53326 | 0.51974 | 0.50086 | 0.45826 | 0.2039 | 0.21405 | 0.042871 | 0.042871 | 20-40-99-99-01-034
Transportation | 0 | Water-borneNot SpecifiedNone | Included Emissions | 1A3dii | Transportation | Water-borne | Not Specified | None | Fuel combustion | Gasoline | N2O | 298 | 0.0017811 | 0.00099112 | 0.0014981 | 0.0016168 | 0.0013547 | 0.0016438 | 0.0015149 | 0.0015932 | 0.001444 | 0.001515 | 0.0013554 | 0.001075 | 0.0013365 | 0.0013026 | 0.0012553 | 0.0011486 | 0.00051104 | 0.00053648 | 0.00010745 | 0.00010745 | 20-40-99-99-01-034

## EPS
0
| Vensim Var Name:1 | Subsector:2 | Subsector:3 | Subsector:4 | Subsector:5 | 2020 | 2021 | 2022 | 2023 | 2024 | 2025 | 2026 | 2027 | 2028 | 2029 | 2030 | 2031 | 2032 | 2033 | 2034 | 2035 | 2036 | 2037 | 2038 | 2039 | 2040 | 2041 | 2042 | 2043 | 2044 | 2045 | 2046 | 2047 | 2048 | 2049 | 2050
Industrial Fuel Use for Energy Purposes before CCS and Methane Capture[electricity if,agriculture and forestry 01T03] | Industrial Fuel Use for Energy Purposes before CCS and Methane Capture | electricity if | agriculture and forestry 01T03 |  |  | 64300000000000 | 65000000000000 | 65700000000000 | 66400000000000 | 67100000000000 | 67800000000000 | 68500000000000 | 69200000000000 | 69900000000000 | 70600000000000 | 71300000000000 | 72000000000000 | 72700000000000 | 73400000000000 | 74100000000000 | 74800000000000 | 75500000000000 | 76200000000000 | 77000000000000 | 77700000000000 | 78400000000000 | 79100000000000 | 79800000000000 | 80500000000000 | 81200000000000 | 81900000000000 | 82600000000000 | 83300000000000 | 84000000000000 | 84700000000000 | 85400000000000
Industrial Fuel Use for Energy Purposes before CCS and Methane Capture[electricity if,coal mining 05] | Industrial Fuel Use for Energy Purposes before CCS and Methane Capture | electricity if | coal mining 05 |  |  | 0 | 0 | 0 | 0 | 0 | 0 | 0 | 0 | 0 | 0 | 0 | 0 | 0 | 0 | 0 | 0 | 0 | 0 | 0 | 0 | 0 | 0 | 0 | 0 | 0 | 0 | 0 | 0 | 0 | 0 | 0
Industrial Fuel Use for Energy Purposes before CCS and Methane Capture[electricity if,oil and gas extraction 06] | Industrial Fuel Use for Energy Purposes before CCS and Methane Capture | electricity if | oil and gas extraction 06 |  |  | 11800000000000 | 11000000000000 | 11100000000000 | 11600000000000 | 11900000000000 | 12300000000000 | 12400000000000 | 12400000000000 | 12500000000000 | 12400000000000 | 12200000000000 | 12200000000000 | 12100000000000 | 12200000000000 | 12300000000000 | 12300000000000 | 12200000000000 | 12300000000000 | 12400000000000 | 12400000000000 | 12300000000000 | 12200000000000 | 12100000000000 | 12100000000000 | 12200000000000 | 12200000000000 | 12200000000000 | 12200000000000 | 12300000000000 | 12300000000000 | 12300000000000
Industrial Fuel Use for Energy Purposes before CCS and Methane Capture[electricity if,other mining and quarrying 07T08] | Industrial Fuel Use for Energy Purposes before CCS and Methane Capture | electricity if | other mining and quarrying 07T08 |  |  | 16000000000000 | 15900000000000 | 16800000000000 | 17100000000000 | 17500000000000 | 17800000000000 | 17900000000000 | 18000000000000 | 18000000000000 | 18000000000000 | 18100000000000 | 18200000000000 | 18200000000000 | 18200000000000 | 18300000000000 | 18500000000000 | 18600000000000 | 18700000000000 | 18800000000000 | 18900000000000 | 19000000000000 | 19200000000000 | 19400000000000 | 19700000000000 | 19800000000000 | 20000000000000 | 20200000000000 | 20400000000000 | 20700000000000 | 20900000000000 | 21100000000000
Industrial Fuel Use for Energy Purposes before CCS and Methane Capture[electricity if,food beverage and tobacco 10T12] | Industrial Fuel Use for Energy Purposes before CCS and Methane Capture | electricity if | food beverage and tobacco 10T12 |  |  | 10900000000000 | 10900000000000 | 11500000000000 | 11700000000000 | 11900000000000 | 12100000000000 | 12300000000000 | 12300000000000 | 12300000000000 | 12300000000000 | 12400000000000 | 12400000000000 | 12400000000000 | 12500000000000 | 12500000000000 | 12600000000000 | 12700000000000 | 12800000000000 | 12900000000000 | 13000000000000 | 13000000000000 | 13100000000000 | 13300000000000 | 13400000000000 | 13600000000000 | 13700000000000 | 13800000000000 | 14000000000000 | 14100000000000 | 14300000000000 | 14400000000000
Industrial Fuel Use for Energy Purposes before CCS and Methane Capture[electricity if,textiles apparel and leather 13T15] | Industrial Fuel Use for Energy Purposes before CCS and Methane Capture | electricity if | textiles apparel and leather 13T15 |  |  | 731000000000 | 727000000000 | 767000000000 | 783000000000 | 799000000000 | 813000000000 | 820000000000 | 824000000000 | 825000000000 | 825000000000 | 828000000000 | 831000000000 | 832000000000 | 834000000000 | 838000000000 | 844000000000 | 849000000000 | 854000000000 | 861000000000 | 866000000000 | 870000000000 | 877000000000 | 888000000000 | 899000000000 | 907000000000 | 915000000000 | 926000000000 | 935000000000 | 945000000000 | 954000000000 | 964000000000
Industrial Fuel Use for Energy Purposes before CCS and Methane Capture[electricity if,wood products 16] | Industrial Fuel Use for Energy Purposes before CCS and Methane Capture | electricity if | wood products 16 |  |  | 887000000000 | 882000000000 | 930000000000 | 949000000000 | 968000000000 | 985000000000 | 994000000000 | 999000000000 | 1000000000000 | 1000000000000 | 1000000000000 | 1010000000000 | 1010000000000 | 1010000000000 | 1020000000000 | 1020000000000 | 1030000000000 | 1040000000000 | 1040000000000 | 1050000000000 | 1060000000000 | 1060000000000 | 1080000000000 | 1090000000000 | 1100000000000 | 1110000000000 | 1120000000000 | 1130000000000 | 1150000000000 | 1160000000000 | 1170000000000
Industrial Fuel Use for Energy Purposes before CCS and Methane Capture[electricity if,pulp paper and printing 17T18] | Industrial Fuel Use for Energy Purposes before CCS and Methane Capture | electricity if | pulp paper and printing 17T18 |  |  | 4040000000000 | 4020000000000 | 4240000000000 | 4330000000000 | 4420000000000 | 4490000000000 | 4530000000000 | 4550000000000 | 4560000000000 | 4560000000000 | 4580000000000 | 4590000000000 | 4600000000000 | 4610000000000 | 4630000000000 | 4670000000000 | 4690000000000 | 4720000000000 | 4760000000000 | 4790000000000 | 4810000000000 | 4850000000000 | 4910000000000 | 4970000000000 | 5010000000000 | 5060000000000 | 5120000000000 | 5170000000000 | 5220000000000 | 5280000000000 | 5330000000000
Industrial Fuel Use for Energy Purposes before CCS and Methane Capture[electricity if,refined petroleum and coke 19] | Industrial Fuel Use for Energy Purposes before CCS and Methane Capture | electricity if | refined petroleum and coke 19 |  |  | 15500000000000 | 16600000000000 | 15500000000000 | 15800000000000 | 15600000000000 | 15500000000000 | 15100000000000 | 15000000000000 | 14400000000000 | 14100000000000 | 13800000000000 | 13600000000000 | 13200000000000 | 13100000000000 | 12700000000000 | 12500000000000 | 12500000000000 | 12200000000000 | 12000000000000 | 12000000000000 | 11900000000000 | 11800000000000 | 11700000000000 | 11600000000000 | 11600000000000 | 11500000000000 | 11400000000000 | 11400000000000 | 11300000000000 | 11300000000000 | 11200000000000
Industrial Fuel Use for Energy Purposes before CCS and Methane Capture[electricity if,chemicals 20] | Industrial Fuel Use for Energy Purposes before CCS and Methane Capture | electricity if | chemicals 20 |  |  | 6060000000000 | 6030000000000 | 6360000000000 | 6490000000000 | 6620000000000 | 6740000000000 | 6800000000000 | 6830000000000 | 6840000000000 | 6850000000000 | 6860000000000 | 6890000000000 | 6900000000000 | 6910000000000 | 6950000000000 | 7000000000000 | 7040000000000 | 7080000000000 | 7140000000000 | 7180000000000 | 7220000000000 | 7270000000000 | 7360000000000 | 7450000000000 | 7520000000000 | 7590000000000 | 7680000000000 | 7760000000000 | 7840000000000 | 7910000000000 | 7990000000000
Industrial Fuel Use for Energy Purposes before CCS and Methane Capture[electricity if,rubber and plastic products 22] | Industrial Fuel Use for Energy Purposes before CCS and Methane Capture | electricity if | rubber and plastic products 22 |  |  | 4360000000000 | 4330000000000 | 4570000000000 | 4670000000000 | 4760000000000 | 4840000000000 | 4890000000000 | 4910000000000 | 4910000000000 | 4920000000000 | 4930000000000 | 4950000000000 | 4960000000000 | 4970000000000 | 5000000000000 | 5030000000000 | 5060000000000 | 5090000000000 | 5130000000000 | 5160000000000 | 5190000000000 | 5230000000000 | 5290000000000 | 5360000000000 | 5410000000000 | 5450000000000 | 5520000000000 | 5570000000000 | 5630000000000 | 5690000000000 | 5740000000000
Industrial Fuel Use for Energy Purposes before CCS and Methane Capture[electricity if,glass and glass products 231] | Industrial Fuel Use for Energy Purposes before CCS and Methane Capture | electricity if | glass and glass products 231 |  |  | 8240000000000 | 8200000000000 | 8640000000000 | 8830000000000 | 9000000000000 | 9160000000000 | 9240000000000 | 9290000000000 | 9300000000000 | 9310000000000 | 9330000000000 | 9370000000000 | 9380000000000 | 9400000000000 | 9450000000000 | 9520000000000 | 9570000000000 | 9630000000000 | 9700000000000 | 9770000000000 | 9810000000000 | 9890000000000 | 10000000000000 | 10100000000000 | 10200000000000 | 10300000000000 | 10400000000000 | 10500000000000 | 10700000000000 | 10800000000000 | 10900000000000
Industrial Fuel Use for Energy Purposes before CCS and Methane Capture[electricity if,cement and other nonmetallic minerals 239] | Industrial Fuel Use for Energy Purposes before CCS and Methane Capture | electricity if | cement and other nonmetallic minerals 239 |  |  | 10200000000000 | 10100000000000 | 10700000000000 | 10900000000000 | 11100000000000 | 11300000000000 | 11400000000000 | 11400000000000 | 11500000000000 | 11500000000000 | 11500000000000 | 11500000000000 | 11600000000000 | 11600000000000 | 11600000000000 | 11700000000000 | 11800000000000 | 11900000000000 | 12000000000000 | 12000000000000 | 12100000000000 | 12200000000000 | 12300000000000 | 12500000000000 | 12600000000000 | 12700000000000 | 12900000000000 | 13000000000000 | 13100000000000 | 13300000000000 | 13400000000000
Industrial Fuel Use for Energy Purposes before CCS and Methane Capture[electricity if,iron and steel 241] | Industrial Fuel Use for Energy Purposes before CCS and Methane Capture | electricity if | iron and steel 241 |  |  | 1830000000000 | 1630000000000 | 1770000000000 | 1780000000000 | 1850000000000 | 1940000000000 | 1940000000000 | 1950000000000 | 1960000000000 | 1970000000000 | 1990000000000 | 2000000000000 | 2000000000000 | 1990000000000 | 1990000000000 | 2000000000000 | 2000000000000 | 2000000000000 | 2030000000000 | 2040000000000 | 2020000000000 | 2040000000000 | 2080000000000 | 2120000000000 | 2130000000000 | 2140000000000 | 2170000000000 | 2190000000000 | 2220000000000 | 2250000000000 | 2300000000000
Industrial Fuel Use for Energy Purposes before CCS and Methane Capture[electricity if,other metals 242] | Industrial Fuel Use for Energy Purposes before CCS and Methane Capture | electricity if | other metals 242 |  |  | 3380000000000 | 3560000000000 | 3690000000000 | 3800000000000 | 3850000000000 | 3860000000000 | 3910000000000 | 3920000000000 | 3920000000000 | 3920000000000 | 3910000000000 | 3920000000000 | 3940000000000 | 3960000000000 | 3990000000000 | 4020000000000 | 4060000000000 | 4080000000000 | 4110000000000 | 4140000000000 | 4180000000000 | 4220000000000 | 4250000000000 | 4290000000000 | 4340000000000 | 4380000000000 | 4430000000000 | 4480000000000 | 4520000000000 | 4550000000000 | 4570000000000
Industrial Fuel Use for Energy Purposes before CCS and Methane Capture[electricity if,metal products except machinery and vehicles 25] | Industrial Fuel Use for Energy Purposes before CCS and Methane Capture | electricity if | metal products except machinery and vehicles 25 |  |  | 0 | 0 | 0 | 0 | 0 | 0 | 0 | 0 | 0 | 0 | 0 | 0 | 0 | 0 | 0 | 0 | 0 | 0 | 0 | 0 | 0 | 0 | 0 | 0 | 0 | 0 | 0 | 0 | 0 | 0 | 0
Industrial Fuel Use for Energy Purposes before CCS and Methane Capture[electricity if,computers and electronics 26] | Industrial Fuel Use for Energy Purposes before CCS and Methane Capture | electricity if | computers and electronics 26 |  |  | 8500000000000 | 8470000000000 | 8930000000000 | 9120000000000 | 9320000000000 | 9470000000000 | 9560000000000 | 9610000000000 | 9620000000000 | 9630000000000 | 9660000000000 | 9690000000000 | 9700000000000 | 9730000000000 | 9790000000000 | 9860000000000 | 9920000000000 | 9980000000000 | 10100000000000 | 10100000000000 | 10200000000000 | 10200000000000 | 10400000000000 | 10500000000000 | 10600000000000 | 10700000000000 | 10800000000000 | 10900000000000 | 11000000000000 | 11200000000000 | 11300000000000
Industrial Fuel Use for Energy Purposes before CCS and Methane Capture[electricity if,appliances and electrical equipment 27] | Industrial Fuel Use for Energy Purposes before CCS and Methane Capture | electricity if | appliances and electrical equipment 27 |  |  | 490000000000 | 474000000000 | 494000000000 | 500000000000 | 505000000000 | 515000000000 | 521000000000 | 522000000000 | 520000000000 | 518000000000 | 518000000000 | 521000000000 | 520000000000 | 517000000000 | 518000000000 | 520000000000 | 521000000000 | 522000000000 | 526000000000 | 529000000000 | 531000000000 | 534000000000 | 541000000000 | 549000000000 | 554000000000 | 557000000000 | 562000000000 | 566000000000 | 571000000000 | 576000000000 | 583000000000
Industrial Fuel Use for Energy Purposes before CCS and Methane Capture[electricity if,other machinery 28] | Industrial Fuel Use for Energy Purposes before CCS and Methane Capture | electricity if | other machinery 28 |  |  | 1790000000000 | 1780000000000 | 1880000000000 | 1920000000000 | 1960000000000 | 1990000000000 | 2010000000000 | 2020000000000 | 2020000000000 | 2020000000000 | 2030000000000 | 2040000000000 | 2040000000000 | 2040000000000 | 2050000000000 | 2070000000000 | 2080000000000 | 2090000000000 | 2110000000000 | 2120000000000 | 2130000000000 | 2150000000000 | 2180000000000 | 2200000000000 | 2220000000000 | 2240000000000 | 2270000000000 | 2290000000000 | 2320000000000 | 2340000000000 | 2360000000000
Industrial Fuel Use for Energy Purposes before CCS and Methane Capture[electricity if,road vehicles 29] | Industrial Fuel Use for Energy Purposes before CCS and Methane Capture | electricity if | road vehicles 29 |  |  | 230000000000 | 229000000000 | 241000000000 | 246000000000 | 251000000000 | 256000000000 | 258000000000 | 259000000000 | 259000000000 | 260000000000 | 260000000000 | 261000000000 | 262000000000 | 262000000000 | 264000000000 | 266000000000 | 267000000000 | 269000000000 | 271000000000 | 273000000000 | 274000000000 | 276000000000 | 279000000000 | 283000000000 | 285000000000 | 288000000000 | 291000000000 | 294000000000 | 297000000000 | 300000000000 | 303000000000
Industrial Fuel Use for Energy Purposes before CCS and Methane Capture[electricity if,nonroad vehicles 30] | Industrial Fuel Use for Energy Purposes before CCS and Methane Capture | electricity if | nonroad vehicles 30 |  |  | 2380000000000 | 2370000000000 | 2490000000000 | 2550000000000 | 2600000000000 | 2640000000000 | 2670000000000 | 2680000000000 | 2680000000000 | 2690000000000 | 2690000000000 | 2700000000000 | 2710000000000 | 2710000000000 | 2730000000000 | 2750000000000 | 2760000000000 | 2780000000000 | 2800000000000 | 2820000000000 | 2830000000000 | 2850000000000 | 2890000000000 | 2920000000000 | 2950000000000 | 2980000000000 | 3010000000000 | 3040000000000 | 3070000000000 | 3110000000000 | 3140000000000
Industrial Fuel Use for Energy Purposes before CCS and Methane Capture[electricity if,other manufacturing 31T33] | Industrial Fuel Use for Energy Purposes before CCS and Methane Capture | electricity if | other manufacturing 31T33 |  |  | 369000000000 | 367000000000 | 387000000000 | 395000000000 | 403000000000 | 410000000000 | 414000000000 | 416000000000 | 417000000000 | 417000000000 | 418000000000 | 420000000000 | 420000000000 | 421000000000 | 423000000000 | 427000000000 | 429000000000 | 431000000000 | 435000000000 | 438000000000 | 440000000000 | 443000000000 | 448000000000 | 454000000000 | 458000000000 | 462000000000 | 468000000000 | 472000000000 | 477000000000 | 482000000000 | 487000000000
Industrial Fuel Use for Energy Purposes before CCS and Methane Capture[electricity if,energy pipelines and gas processing 352T353] | Industrial Fuel Use for Energy Purposes before CCS and Methane Capture | electricity if | energy pipelines and gas processing 352T353 |  |  | 0 | 0 | 0 | 0 | 0 | 0 | 0 | 0 | 0 | 0 | 0 | 0 | 0 | 0 | 0 | 0 | 0 | 0 | 0 | 0 | 0 | 0 | 0 | 0 | 0 | 0 | 0 | 0 | 0 | 0 | 0
Industrial Fuel Use for Energy Purposes before CCS and Methane Capture[electricity if,water and waste 36T39] | Industrial Fuel Use for Energy Purposes before CCS and Methane Capture | electricity if | water and waste 36T39 |  |  | 47100000000000 | 46000000000000 | 47200000000000 | 47200000000000 | 46800000000000 | 46400000000000 | 46000000000000 | 45700000000000 | 45400000000000 | 45100000000000 | 44800000000000 | 44400000000000 | 44000000000000 | 43700000000000 | 43300000000000 | 43000000000000 | 42600000000000 | 42300000000000 | 41900000000000 | 41600000000000 | 41300000000000 | 40900000000000 | 40600000000000 | 40200000000000 | 39900000000000 | 39500000000000 | 39200000000000 | 38800000000000 | 38500000000000 | 38100000000000 | 37800000000000
Industrial Fuel Use for Energy Purposes before CCS and Methane Capture[electricity if,construction 41T43] | Industrial Fuel Use for Energy Purposes before CCS and Methane Capture | electricity if | construction 41T43 |  |  | 2400000000000 | 2390000000000 | 2520000000000 | 2570000000000 | 2620000000000 | 2670000000000 | 2690000000000 | 2700000000000 | 2710000000000 | 2710000000000 | 2720000000000 | 2730000000000 | 2730000000000 | 2740000000000 | 2750000000000 | 2770000000000 | 2790000000000 | 2800000000000 | 2830000000000 | 2840000000000 | 2860000000000 | 2880000000000 | 2910000000000 | 2950000000000 | 2980000000000 | 3000000000000 | 3040000000000 | 3070000000000 | 3100000000000 | 3130000000000 | 3160000000000
Industrial Fuel Use for Energy Purposes before CCS and Methane Capture[hard coal if,agriculture and forestry 01T03] | Industrial Fuel Use for Energy Purposes before CCS and Methane Capture | hard coal if | agriculture and forestry 01T03 |  |  | 0 | 0 | 0 | 0 | 0 | 0 | 0 | 0 | 0 | 0 | 0 | 0 | 0 | 0 | 0 | 0 | 0 | 0 | 0 | 0 | 0 | 0 | 0 | 0 | 0 | 0 | 0 | 0 | 0 | 0 | 0
Industrial Fuel Use for Energy Purposes before CCS and Methane Capture[hard coal if,coal mining 05] | Industrial Fuel Use for Energy Purposes before CCS and Methane Capture | hard coal if | coal mining 05 |  |  | 0 | 0 | 0 | 0 | 0 | 0 | 0 | 0 | 0 | 0 | 0 | 0 | 0 | 0 | 0 | 0 | 0 | 0 | 0 | 0 | 0 | 0 | 0 | 0 | 0 | 0 | 0 | 0 | 0 | 0 | 0
Industrial Fuel Use for Energy Purposes before CCS and Methane Capture[hard coal if,oil and gas extraction 06] | Industrial Fuel Use for Energy Purposes before CCS and Methane Capture | hard coal if | oil and gas extraction 06 |  |  | 0 | 0 | 0 | 0 | 0 | 0 | 0 | 0 | 0 | 0 | 0 | 0 | 0 | 0 | 0 | 0 | 0 | 0 | 0 | 0 | 0 | 0 | 0 | 0 | 0 | 0 | 0 | 0 | 0 | 0 | 0
Industrial Fuel Use for Energy Purposes before CCS and Methane Capture[hard coal if,other mining and quarrying 07T08] | Industrial Fuel Use for Energy Purposes before CCS and Methane Capture | hard coal if | other mining and quarrying 07T08 |  |  | 0 | 0 | 0 | 0 | 0 | 0 | 0 | 0 | 0 | 0 | 0 | 0 | 0 | 0 | 0 | 0 | 0 | 0 | 0 | 0 | 0 | 0 | 0 | 0 | 0 | 0 | 0 | 0 | 0 | 0 | 0
Industrial Fuel Use for Energy Purposes before CCS and Methane Capture[hard coal if,food beverage and tobacco 10T12] | Industrial Fuel Use for Energy Purposes before CCS and Methane Capture | hard coal if | food beverage and tobacco 10T12 |  |  | 0 | 0 | 0 | 0 | 0 | 0 | 0 | 0 | 0 | 0 | 0 | 0 | 0 | 0 | 0 | 0 | 0 | 0 | 0 | 0 | 0 | 0 | 0 | 0 | 0 | 0 | 0 | 0 | 0 | 0 | 0
Industrial Fuel Use for Energy Purposes before CCS and Methane Capture[hard coal if,textiles apparel and leather 13T15] | Industrial Fuel Use for Energy Purposes before CCS and Methane Capture | hard coal if | textiles apparel and leather 13T15 |  |  | 0 | 0 | 0 | 0 | 0 | 0 | 0 | 0 | 0 | 0 | 0 | 0 | 0 | 0 | 0 | 0 | 0 | 0 | 0 | 0 | 0 | 0 | 0 | 0 | 0 | 0 | 0 | 0 | 0 | 0 | 0
Industrial Fuel Use for Energy Purposes before CCS and Methane Capture[hard coal if,wood products 16] | Industrial Fuel Use for Energy Purposes before CCS and Methane Capture | hard coal if | wood products 16 |  |  | 0 | 0 | 0 | 0 | 0 | 0 | 0 | 0 | 0 | 0 | 0 | 0 | 0 | 0 | 0 | 0 | 0 | 0 | 0 | 0 | 0 | 0 | 0 | 0 | 0 | 0 | 0 | 0 | 0 | 0 | 0
Industrial Fuel Use for Energy Purposes before CCS and Methane Capture[hard coal if,pulp paper and printing 17T18] | Industrial Fuel Use for Energy Purposes before CCS and Methane Capture | hard coal if | pulp paper and printing 17T18 |  |  | 0 | 0 | 0 | 0 | 0 | 0 | 0 | 0 | 0 | 0 | 0 | 0 | 0 | 0 | 0 | 0 | 0 | 0 | 0 | 0 | 0 | 0 | 0 | 0 | 0 | 0 | 0 | 0 | 0 | 0 | 0
Industrial Fuel Use for Energy Purposes before CCS and Methane Capture[hard coal if,refined petroleum and coke 19] | Industrial Fuel Use for Energy Purposes before CCS and Methane Capture | hard coal if | refined petroleum and coke 19 |  |  | 58081200000000 | 58081200000000 | 58081200000000 | 58081200000000 | 58081200000000 | 58081200000000 | 58081200000000 | 58081200000000 | 58081200000000 | 58081200000000 | 58081200000000 | 58081200000000 | 58081200000000 | 58081200000000 | 58081200000000 | 58081200000000 | 58081200000000 | 58081200000000 | 58081200000000 | 58081200000000 | 58081200000000 | 58081200000000 | 58081200000000 | 58081200000000 | 58081200000000 | 40220300000000 | 43792500000000 | 40220300000000 | 36648100000000 | 33075900000000 | 29503800000000
Industrial Fuel Use for Energy Purposes before CCS and Methane Capture[hard coal if,chemicals 20] | Industrial Fuel Use for Energy Purposes before CCS and Methane Capture | hard coal if | chemicals 20 |  |  | 0 | 0 | 0 | 0 | 0 | 0 | 0 | 0 | 0 | 0 | 0 | 0 | 0 | 0 | 0 | 0 | 0 | 0 | 0 | 0 | 0 | 0 | 0 | 0 | 0 | 0 | 0 | 0 | 0 | 0 | 0
Industrial Fuel Use for Energy Purposes before CCS and Methane Capture[hard coal if,rubber and plastic products 22] | Industrial Fuel Use for Energy Purposes before CCS and Methane Capture | hard coal if | rubber and plastic products 22 |  |  | 0 | 0 | 0 | 0 | 0 | 0 | 0 | 0 | 0 | 0 | 0 | 0 | 0 | 0 | 0 | 0 | 0 | 0 | 0 | 0 | 0 | 0 | 0 | 0 | 0 | 0 | 0 | 0 | 0 | 0 | 0
Industrial Fuel Use for Energy Purposes before CCS and Methane Capture[hard coal if,glass and glass products 231] | Industrial Fuel Use for Energy Purposes before CCS and Methane Capture | hard coal if | glass and glass products 231 |  |  | 0 | 0 | 0 | 0 | 0 | 0 | 0 | 0 | 0 | 0 | 0 | 0 | 0 | 0 | 0 | 0 | 0 | 0 | 0 | 0 | 0 | 0 | 0 | 0 | 0 | 0 | 0 | 0 | 0 | 0 | 0
Industrial Fuel Use for Energy Purposes before CCS and Methane Capture[hard coal if,cement and other nonmetallic minerals 239] | Industrial Fuel Use for Energy Purposes before CCS and Methane Capture | hard coal if | cement and other nonmetallic minerals 239 |  |  | 35775800000000 | 34877000000000 | 33978200000000 | 33079400000000 | 32180600000000 | 31281800000000 | 30383000000000 | 29484200000000 | 28585400000000 | 27686600000000 | 26787800000000 | 25888900000000 | 24990100000000 | 24091300000000 | 23192500000000 | 22293700000000 | 22293700000000 | 22293700000000 | 22293700000000 | 22293700000000 | 22293700000000 | 22293700000000 | 22293700000000 | 22293700000000 | 22293700000000 | 22293700000000 | 22293700000000 | 22293700000000 | 22293700000000 | 22293700000000 | 22293700000000
Industrial Fuel Use for Energy Purposes before CCS and Methane Capture[hard coal if,iron and steel 241] | Industrial Fuel Use for Energy Purposes before CCS and Methane Capture | hard coal if | iron and steel 241 |  |  | 0 | 0 | 0 | 0 | 0 | 0 | 0 | 0 | 0 | 0 | 0 | 0 | 0 | 0 | 0 | 0 | 0 | 0 | 0 | 0 | 0 | 0 | 0 | 0 | 0 | 0 | 0 | 0 | 0 | 0 | 0
Industrial Fuel Use for Energy Purposes before CCS and Methane Capture[hard coal if,other metals 242] | Industrial Fuel Use for Energy Purposes before CCS and Methane Capture | hard coal if | other metals 242 |  |  | 0 | 0 | 0 | 0 | 0 | 0 | 0 | 0 | 0 | 0 | 0 | 0 | 0 | 0 | 0 | 0 | 0 | 0 | 0 | 0 | 0 | 0 | 0 | 0 | 0 | 0 | 0 | 0 | 0 | 0 | 0
Industrial Fuel Use for Energy Purposes before CCS and Methane Capture[hard coal if,metal products except machinery and vehicles 25] | Industrial Fuel Use for Energy Purposes before CCS and Methane Capture | hard coal if | metal products except machinery and vehicles 25 |  |  | 0 | 0 | 0 | 0 | 0 | 0 | 0 | 0 | 0 | 0 | 0 | 0 | 0 | 0 | 0 | 0 | 0 | 0 | 0 | 0 | 0 | 0 | 0 | 0 | 0 | 0 | 0 | 0 | 0 | 0 | 0
Industrial Fuel Use for Energy Purposes before CCS and Methane Capture[hard coal if,computers and electronics 26] | Industrial Fuel Use for Energy Purposes before CCS and Methane Capture | hard coal if | computers and electronics 26 |  |  | 0 | 0 | 0 | 0 | 0 | 0 | 0 | 0 | 0 | 0 | 0 | 0 | 0 | 0 | 0 | 0 | 0 | 0 | 0 | 0 | 0 | 0 | 0 | 0 | 0 | 0 | 0 | 0 | 0 | 0 | 0
Industrial Fuel Use for Energy Purposes before CCS and Methane Capture[hard coal if,appliances and electrical equipment 27] | Industrial Fuel Use for Energy Purposes before CCS and Methane Capture | hard coal if | appliances and electrical equipment 27 |  |  | 0 | 0 | 0 | 0 | 0 | 0 | 0 | 0 | 0 | 0 | 0 | 0 | 0 | 0 | 0 | 0 | 0 | 0 | 0 | 0 | 0 | 0 | 0 | 0 | 0 | 0 | 0 | 0 | 0 | 0 | 0
Industrial Fuel Use for Energy Purposes before CCS and Methane Capture[hard coal if,other machinery 28] | Industrial Fuel Use for Energy Purposes before CCS and Methane Capture | hard coal if | other machinery 28 |  |  | 0 | 0 | 0 | 0 | 0 | 0 | 0 | 0 | 0 | 0 | 0 | 0 | 0 | 0 | 0 | 0 | 0 | 0 | 0 | 0 | 0 | 0 | 0 | 0 | 0 | 0 | 0 | 0 | 0 | 0 | 0
Industrial Fuel Use for Energy Purposes before CCS and Methane Capture[hard coal if,road vehicles 29] | Industrial Fuel Use for Energy Purposes before CCS and Methane Capture | hard coal if | road vehicles 29 |  |  | 0 | 0 | 0 | 0 | 0 | 0 | 0 | 0 | 0 | 0 | 0 | 0 | 0 | 0 | 0 | 0 | 0 | 0 | 0 | 0 | 0 | 0 | 0 | 0 | 0 | 0 | 0 | 0 | 0 | 0 | 0
Industrial Fuel Use for Energy Purposes before CCS and Methane Capture[hard coal if,nonroad vehicles 30] | Industrial Fuel Use for Energy Purposes before CCS and Methane Capture | hard coal if | nonroad vehicles 30 |  |  | 0 | 0 | 0 | 0 | 0 | 0 | 0 | 0 | 0 | 0 | 0 | 0 | 0 | 0 | 0 | 0 | 0 | 0 | 0 | 0 | 0 | 0 | 0 | 0 | 0 | 0 | 0 | 0 | 0 | 0 | 0
Industrial Fuel Use for Energy Purposes before CCS and Methane Capture[hard coal if,other manufacturing 31T33] | Industrial Fuel Use for Energy Purposes before CCS and Methane Capture | hard coal if | other manufacturing 31T33 |  |  | 383136000000 | 351694000000 | 344022000000 | 332647000000 | 314093000000 | 296381000000 | 277667000000 | 259536000000 | 240175000000 | 221868000000 | 205241000000 | 191316000000 | 176278000000 | 162393000000 | 145737000000 | 146922000000 | 142256000000 | 137272000000 | 133276000000 | 129648000000 | 126739000000 | 124271000000 | 121757000000 | 119596000000 | 117689000000 | 430043000000 | 364914000000 | 425662000000 | 486410000000 | 547157000000 | 607905000000
Industrial Fuel Use for Energy Purposes before CCS and Methane Capture[hard coal if,energy pipelines and gas processing 352T353] | Industrial Fuel Use for Energy Purposes before CCS and Methane Capture | hard coal if | energy pipelines and gas processing 352T353 |  |  | 0 | 0 | 0 | 0 | 0 | 0 | 0 | 0 | 0 | 0 | 0 | 0 | 0 | 0 | 0 | 0 | 0 | 0 | 0 | 0 | 0 | 0 | 0 | 0 | 0 | 0 | 0 | 0 | 0 | 0 | 0
Industrial Fuel Use for Energy Purposes before CCS and Methane Capture[hard coal if,water and waste 36T39] | Industrial Fuel Use for Energy Purposes before CCS and Methane Capture | hard coal if | water and waste 36T39 |  |  | 0 | 0 | 0 | 0 | 0 | 0 | 0 | 0 | 0 | 0 | 0 | 0 | 0 | 0 | 0 | 0 | 0 | 0 | 0 | 0 | 0 | 0 | 0 | 0 | 0 | 0 | 0 | 0 | 0 | 0 | 0
Industrial Fuel Use for Energy Purposes before CCS and Methane Capture[hard coal if,construction 41T43] | Industrial Fuel Use for Energy Purposes before CCS and Methane Capture | hard coal if | construction 41T43 |  |  | 0 | 0 | 0 | 0 | 0 | 0 | 0 | 0 | 0 | 0 | 0 | 0 | 0 | 0 | 0 | 0 | 0 | 0 | 0 | 0 | 0 | 0 | 0 | 0 | 0 | 0 | 0 | 0 | 0 | 0 | 0
Industrial Fuel Use for Energy Purposes before CCS and Methane Capture[natural gas if,agriculture and forestry 01T03] | Industrial Fuel Use for Energy Purposes before CCS and Methane Capture | natural gas if | agriculture and forestry 01T03 |  |  | 12353600000000 | 11933800000000 | 11513900000000 | 11094000000000 | 10674200000000 | 10254300000000 | 9834450000000 | 9414590000000 | 8994720000000 | 8574860000000 | 8155000000000 | 7735140000000 | 7315280000000 | 6895420000000 | 6475560000000 | 6055690000000 | 5635830000000 | 5215970000000 | 4796110000000 | 4376250000000 | 3956390000000 | 3536520000000 | 3116660000000 | 2696800000000 | 2279430000000 | 1886950000000 | 1462360000000 | 1048720000000 | 635084000000 | 221446000000 | 0
Industrial Fuel Use for Energy Purposes before CCS and Methane Capture[natural gas if,coal mining 05] | Industrial Fuel Use for Energy Purposes before CCS and Methane Capture | natural gas if | coal mining 05 |  |  | 29800000 | 29800000 | 30200000 | 30900000 | 31500000 | 32100000 | 32400000 | 32500000 | 32500000 | 32600000 | 32700000 | 32800000 | 32800000 | 32900000 | 33100000 | 33300000 | 33500000 | 33700000 | 34000000 | 34200000 | 34300000 | 34600000 | 35000000 | 35500000 | 35800000 | 36100000 | 36500000 | 36900000 | 37300000 | 37700000 | 38000000
Industrial Fuel Use for Energy Purposes before CCS and Methane Capture[natural gas if,oil and gas extraction 06] | Industrial Fuel Use for Energy Purposes before CCS and Methane Capture | natural gas if | oil and gas extraction 06 |  |  | 240190000000000 | 220126000000000 | 229683000000000 | 240315000000000 | 245567000000000 | 253855000000000 | 256086000000000 | 256082000000000 | 258524000000000 | 256149000000000 | 252666000000000 | 252375000000000 | 250471000000000 | 252669000000000 | 255062000000000 | 254376000000000 | 252806000000000 | 253897000000000 | 255628000000000 | 256563000000000 | 254413000000000 | 251626000000000 | 250268000000000 | 250372000000000 | 251742000000000 | 252703000000000 | 252431000000000 | 252794000000000 | 253157000000000 | 253519000000000 | 253882000000000
Industrial Fuel Use for Energy Purposes before CCS and Methane Capture[natural gas if,other mining and quarrying 07T08] | Industrial Fuel Use for Energy Purposes before CCS and Methane Capture | natural gas if | other mining and quarrying 07T08 |  |  | 5642730000000 | 5633260000000 | 5724440000000 | 5845810000000 | 5964320000000 | 6067190000000 | 6123270000000 | 6151510000000 | 6158020000000 | 6163900000000 | 6180320000000 | 6203220000000 | 6210050000000 | 6225420000000 | 6259020000000 | 6305880000000 | 6339370000000 | 6376520000000 | 6427990000000 | 6469240000000 | 6498560000000 | 6547270000000 | 6628280000000 | 6711850000000 | 6773360000000 | 6831370000000 | 6912410000000 | 6983740000000 | 7055060000000 | 7126390000000 | 7197720000000
Industrial Fuel Use for Energy Purposes before CCS and Methane Capture[natural gas if,food beverage and tobacco 10T12] | Industrial Fuel Use for Energy Purposes before CCS and Methane Capture | natural gas if | food beverage and tobacco 10T12 |  |  | 59764800000000 | 59664500000000 | 60630300000000 | 61915800000000 | 63170900000000 | 64260400000000 | 64854500000000 | 65153500000000 | 65222500000000 | 65284800000000 | 65458700000000 | 65701300000000 | 65773600000000 | 65936300000000 | 66292300000000 | 66788600000000 | 67143200000000 | 67536700000000 | 68081900000000 | 68518800000000 | 68829300000000 | 69345200000000 | 70203300000000 | 71088400000000 | 71739800000000 | 72354200000000 | 73212600000000 | 73968100000000 | 74723500000000 | 75479000000000 | 76234400000000
Industrial Fuel Use for Energy Purposes before CCS and Methane Capture[natural gas if,textiles apparel and leather 13T15] | Industrial Fuel Use for Energy Purposes before CCS and Methane Capture | natural gas if | textiles apparel and leather 13T15 |  |  | 3123100000000 | 3117860000000 | 3168330000000 | 3235500000000 | 3301090000000 | 3358030000000 | 3389070000000 | 3404690000000 | 3408300000000 | 3411550000000 | 3420640000000 | 3433320000000 | 3437100000000 | 3445600000000 | 3464200000000 | 3490140000000 | 3508670000000 | 3529230000000 | 3557720000000 | 3580550000000 | 3596780000000 | 3623740000000 | 3668580000000 | 3714830000000 | 3748870000000 | 3780980000000 | 3825830000000 | 3865310000000 | 3904790000000 | 3944270000000 | 3983740000000
Industrial Fuel Use for Energy Purposes before CCS and Methane Capture[natural gas if,wood products 16] | Industrial Fuel Use for Energy Purposes before CCS and Methane Capture | natural gas if | wood products 16 |  |  | 7255680000000 | 7243510000000 | 7360750000000 | 7516820000000 | 7669200000000 | 7801470000000 | 7873590000000 | 7909890000000 | 7918270000000 | 7925830000000 | 7946940000000 | 7976390000000 | 7985170000000 | 8004930000000 | 8048140000000 | 8108390000000 | 8151450000000 | 8199220000000 | 8265400000000 | 8318450000000 | 8356140000000 | 8418780000000 | 8522950000000 | 8630410000000 | 8709500000000 | 8784090000000 | 8888300000000 | 8980010000000 | 9071730000000 | 9163450000000 | 9255160000000
Industrial Fuel Use for Energy Purposes before CCS and Methane Capture[natural gas if,pulp paper and printing 17T18] | Industrial Fuel Use for Energy Purposes before CCS and Methane Capture | natural gas if | pulp paper and printing 17T18 |  |  | 12535400000000 | 12514400000000 | 12717000000000 | 12986600000000 | 13249900000000 | 13478400000000 | 13603000000000 | 13665700000000 | 13680200000000 | 13693200000000 | 13729700000000 | 13780600000000 | 13795800000000 | 13829900000000 | 13904500000000 | 14008600000000 | 14083000000000 | 14165600000000 | 14279900000000 | 14371500000000 | 14436700000000 | 14544900000000 | 14724900000000 | 14910500000000 | 15047200000000 | 15176000000000 | 15356100000000 | 15514500000000 | 15673000000000 | 15831400000000 | 15989900000000
Industrial Fuel Use for Energy Purposes before CCS and Methane Capture[natural gas if,refined petroleum and coke 19] | Industrial Fuel Use for Energy Purposes before CCS and Methane Capture | natural gas if | refined petroleum and coke 19 |  |  | 115758000000000 | 123747000000000 | 115786000000000 | 118000000000000 | 116959000000000 | 115761000000000 | 113193000000000 | 112474000000000 | 107948000000000 | 105530000000000 | 103159000000000 | 101398000000000 | 98704800000000 | 98107500000000 | 94963900000000 | 93103800000000 | 93427900000000 | 90888800000000 | 89693300000000 | 89442400000000 | 89143000000000 | 87875000000000 | 87282800000000 | 86877800000000 | 86595900000000 | 85955900000000 | 85559900000000 | 85107500000000 | 84654900000000 | 84202400000000 | 83749900000000
Industrial Fuel Use for Energy Purposes before CCS and Methane Capture[natural gas if,chemicals 20] | Industrial Fuel Use for Energy Purposes before CCS and Methane Capture | natural gas if | chemicals 20 |  |  | 136589000000000 | 136359000000000 | 138567000000000 | 141505000000000 | 144373000000000 | 146863000000000 | 148221000000000 | 148904000000000 | 149062000000000 | 149204000000000 | 149602000000000 | 150156000000000 | 150321000000000 | 150693000000000 | 151507000000000 | 152641000000000 | 153451000000000 | 154351000000000 | 155597000000000 | 156595000000000 | 157305000000000 | 158484000000000 | 160445000000000 | 162468000000000 | 163957000000000 | 165361000000000 | 167323000000000 | 169049000000000 | 170776000000000 | 172502000000000 | 174229000000000
Industrial Fuel Use for Energy Purposes before CCS and Methane Capture[natural gas if,rubber and plastic products 22] | Industrial Fuel Use for Energy Purposes before CCS and Methane Capture | natural gas if | rubber and plastic products 22 |  |  | 1638690000000 | 1635940000000 | 1662420000000 | 1697670000000 | 1732080000000 | 1761960000000 | 1778240000000 | 1786440000000 | 1788330000000 | 1790040000000 | 1794810000000 | 1801460000000 | 1803440000000 | 1807910000000 | 1817670000000 | 1831270000000 | 1841000000000 | 1851790000000 | 1866730000000 | 1878710000000 | 1887230000000 | 1901370000000 | 1924900000000 | 1949170000000 | 1967030000000 | 1983880000000 | 2007410000000 | 2028130000000 | 2048840000000 | 2069560000000 | 2090270000000
Industrial Fuel Use for Energy Purposes before CCS and Methane Capture[natural gas if,glass and glass products 231] | Industrial Fuel Use for Energy Purposes before CCS and Methane Capture | natural gas if | glass and glass products 231 |  |  | 13693700000000 | 13670700000000 | 13892000000000 | 14186600000000 | 14474200000000 | 14723800000000 | 14859900000000 | 14928400000000 | 14944200000000 | 14958500000000 | 14998300000000 | 15053900000000 | 15070500000000 | 15107800000000 | 15189300000000 | 15303100000000 | 15384300000000 | 15474500000000 | 15599400000000 | 15699500000000 | 15770600000000 | 15888800000000 | 16085500000000 | 16288300000000 | 16437500000000 | 16578300000000 | 16775000000000 | 16948100000000 | 17121200000000 | 17294300000000 | 17467400000000
Industrial Fuel Use for Energy Purposes before CCS and Methane Capture[natural gas if,cement and other nonmetallic minerals 239] | Industrial Fuel Use for Energy Purposes before CCS and Methane Capture | natural gas if | cement and other nonmetallic minerals 239 |  |  | 4658520000000 | 4556690000000 | 4454860000000 | 4353040000000 | 4251210000000 | 4149390000000 | 4047560000000 | 3945730000000 | 3843910000000 | 3742080000000 | 3640260000000 | 3538430000000 | 3436600000000 | 3334780000000 | 3232950000000 | 3131130000000 | 3131130000000 | 3131130000000 | 3131130000000 | 3131130000000 | 3131130000000 | 3131130000000 | 3131130000000 | 3131130000000 | 3131130000000 | 3131130000000 | 3131130000000 | 3131130000000 | 3131130000000 | 3131130000000 | 3131130000000
Industrial Fuel Use for Energy Purposes before CCS and Methane Capture[natural gas if,iron and steel 241] | Industrial Fuel Use for Energy Purposes before CCS and Methane Capture | natural gas if | iron and steel 241 |  |  | 0 | 0 | 0 | 0 | 0 | 0 | 0 | 0 | 0 | 0 | 0 | 0 | 0 | 0 | 0 | 0 | 0 | 0 | 0 | 0 | 0 | 0 | 0 | 0 | 0 | 0 | 0 | 0 | 0 | 0 | 0
Industrial Fuel Use for Energy Purposes before CCS and Methane Capture[natural gas if,other metals 242] | Industrial Fuel Use for Energy Purposes before CCS and Methane Capture | natural gas if | other metals 242 |  |  | 0 | 0 | 0 | 0 | 0 | 0 | 0 | 0 | 0 | 0 | 0 | 0 | 0 | 0 | 0 | 0 | 0 | 0 | 0 | 0 | 0 | 0 | 0 | 0 | 0 | 0 | 0 | 0 | 0 | 0 | 0
Industrial Fuel Use for Energy Purposes before CCS and Methane Capture[natural gas if,metal products except machinery and vehicles 25] | Industrial Fuel Use for Energy Purposes before CCS and Methane Capture | natural gas if | metal products except machinery and vehicles 25 |  |  | 7754210000000 | 7741200000000 | 7866500000000 | 8033290000000 | 8196140000000 | 8337500000000 | 8414580000000 | 8453370000000 | 8462330000000 | 8470400000000 | 8492970000000 | 8524440000000 | 8533820000000 | 8554940000000 | 8601120000000 | 8665510000000 | 8711530000000 | 8762580000000 | 8833310000000 | 8890000000000 | 8930280000000 | 8997220000000 | 9108560000000 | 9223400000000 | 9307920000000 | 9387630000000 | 9499000000000 | 9597020000000 | 9695040000000 | 9793050000000 | 9891070000000
Industrial Fuel Use for Energy Purposes before CCS and Methane Capture[natural gas if,computers and electronics 26] | Industrial Fuel Use for Energy Purposes before CCS and Methane Capture | natural gas if | computers and electronics 26 |  |  | 400066000000 | 399395000000 | 405859000000 | 414464000000 | 422866000000 | 430160000000 | 434136000000 | 436138000000 | 436600000000 | 437016000000 | 438181000000 | 439805000000 | 440289000000 | 441378000000 | 443761000000 | 447083000000 | 449457000000 | 452091000000 | 455740000000 | 458665000000 | 460743000000 | 464197000000 | 469941000000 | 475866000000 | 480227000000 | 484339000000 | 490085000000 | 495142000000 | 500199000000 | 505257000000 | 510314000000
Industrial Fuel Use for Energy Purposes before CCS and Methane Capture[natural gas if,appliances and electrical equipment 27] | Industrial Fuel Use for Energy Purposes before CCS and Methane Capture | natural gas if | appliances and electrical equipment 27 |  |  | 0 | 0 | 0 | 0 | 0 | 0 | 0 | 0 | 0 | 0 | 0 | 0 | 0 | 0 | 0 | 0 | 0 | 0 | 0 | 0 | 0 | 0 | 0 | 0 | 0 | 0 | 0 | 0 | 0 | 0 | 0
Industrial Fuel Use for Energy Purposes before CCS and Methane Capture[natural gas if,other machinery 28] | Industrial Fuel Use for Energy Purposes before CCS and Methane Capture | natural gas if | other machinery 28 |  |  | 1556070000000 | 1553460000000 | 1578600000000 | 1612070000000 | 1644750000000 | 1673120000000 | 1688590000000 | 1696370000000 | 1698170000000 | 1699790000000 | 1704320000000 | 1710630000000 | 1712520000000 | 1716750000000 | 1726020000000 | 1738940000000 | 1748180000000 | 1758420000000 | 1772610000000 | 1783990000000 | 1792070000000 | 1805510000000 | 1827850000000 | 1850890000000 | 1867860000000 | 1883850000000 | 1906200000000 | 1925870000000 | 1945540000000 | 1965210000000 | 1984880000000
Industrial Fuel Use for Energy Purposes before CCS and Methane Capture[natural gas if,road vehicles 29] | Industrial Fuel Use for Energy Purposes before CCS and Methane Capture | natural gas if | road vehicles 29 |  |  | 180665000000 | 180362000000 | 183281000000 | 187167000000 | 190961000000 | 194255000000 | 196050000000 | 196954000000 | 197163000000 | 197351000000 | 197877000000 | 198610000000 | 198829000000 | 199321000000 | 200397000000 | 201897000000 | 202969000000 | 204159000000 | 205806000000 | 207127000000 | 208066000000 | 209625000000 | 212219000000 | 214895000000 | 216864000000 | 218722000000 | 221316000000 | 223600000000 | 225884000000 | 228167000000 | 230451000000
Industrial Fuel Use for Energy Purposes before CCS and Methane Capture[natural gas if,nonroad vehicles 30] | Industrial Fuel Use for Energy Purposes before CCS and Methane Capture | natural gas if | nonroad vehicles 30 |  |  | 3368390000000 | 3362740000000 | 3417170000000 | 3489630000000 | 3560370000000 | 3621770000000 | 3655250000000 | 3672110000000 | 3676000000000 | 3679500000000 | 3689310000000 | 3702980000000 | 3707050000000 | 3716230000000 | 3736290000000 | 3764260000000 | 3784250000000 | 3806430000000 | 3837150000000 | 3861780000000 | 3879270000000 | 3908350000000 | 3956710000000 | 4006600000000 | 4043320000000 | 4077940000000 | 4126320000000 | 4168900000000 | 4211480000000 | 4254060000000 | 4296640000000
Industrial Fuel Use for Energy Purposes before CCS and Methane Capture[natural gas if,other manufacturing 31T33] | Industrial Fuel Use for Energy Purposes before CCS and Methane Capture | natural gas if | other manufacturing 31T33 |  |  | 29336700000000 | 29287500000000 | 29761500000000 | 30392600000000 | 31008700000000 | 31543500000000 | 31835100000000 | 31981900000000 | 32015700000000 | 32046300000000 | 32131700000000 | 32250700000000 | 32286200000000 | 32366100000000 | 32540800000000 | 32784500000000 | 32958500000000 | 33151700000000 | 33419300000000 | 33633800000000 | 33786200000000 | 34039400000000 | 34460600000000 | 34895100000000 | 35214900000000 | 35516500000000 | 35937800000000 | 36308600000000 | 36679500000000 | 37050300000000 | 37421200000000
Industrial Fuel Use for Energy Purposes before CCS and Methane Capture[natural gas if,energy pipelines and gas processing 352T353] | Industrial Fuel Use for Energy Purposes before CCS and Methane Capture | natural gas if | energy pipelines and gas processing 352T353 |  |  | 20028800000000 | 19995200000000 | 20318900000000 | 20749700000000 | 21170300000000 | 21535500000000 | 21734500000000 | 21834800000000 | 21857900000000 | 21878700000000 | 21937000000000 | 22018300000000 | 22042600000000 | 22097100000000 | 22216400000000 | 22382700000000 | 22501600000000 | 22633400000000 | 22816100000000 | 22962500000000 | 23066600000000 | 23239500000000 | 23527100000000 | 23823700000000 | 24042000000000 | 24247900000000 | 24535600000000 | 24788700000000 | 25041900000000 | 25295100000000 | 25548300000000
Industrial Fuel Use for Energy Purposes before CCS and Methane Capture[natural gas if,water and waste 36T39] | Industrial Fuel Use for Energy Purposes before CCS and Methane Capture | natural gas if | water and waste 36T39 |  |  | 0 | 0 | 0 | 0 | 0 | 0 | 0 | 0 | 0 | 0 | 0 | 0 | 0 | 0 | 0 | 0 | 0 | 0 | 0 | 0 | 0 | 0 | 0 | 0 | 0 | 0 | 0 | 0 | 0 | 0 | 0
Industrial Fuel Use for Energy Purposes before CCS and Methane Capture[natural gas if,construction 41T43] | Industrial Fuel Use for Energy Purposes before CCS and Methane Capture | natural gas if | construction 41T43 |  |  | 1781270000000 | 1778280000000 | 1807060000000 | 1845380000000 | 1882790000000 | 1915260000000 | 1932970000000 | 1941880000000 | 1943930000000 | 1945790000000 | 1950970000000 | 1958200000000 | 1960360000000 | 1965210000000 | 1975820000000 | 1990610000000 | 2001180000000 | 2012910000000 | 2029160000000 | 2042180000000 | 2051430000000 | 2066810000000 | 2092380000000 | 2118770000000 | 2138180000000 | 2156490000000 | 2182080000000 | 2204590000000 | 2227110000000 | 2249620000000 | 2272140000000
Industrial Fuel Use for Energy Purposes before CCS and Methane Capture[biomass if,agriculture and forestry 01T03] | Industrial Fuel Use for Energy Purposes before CCS and Methane Capture | biomass if | agriculture and forestry 01T03 |  |  | 0 | 0 | 0 | 0 | 0 | 0 | 0 | 0 | 0 | 0 | 0 | 0 | 0 | 0 | 0 | 0 | 0 | 0 | 0 | 0 | 0 | 0 | 0 | 0 | 0 | 0 | 0 | 0 | 0 | 0 | 0
Industrial Fuel Use for Energy Purposes before CCS and Methane Capture[biomass if,coal mining 05] | Industrial Fuel Use for Energy Purposes before CCS and Methane Capture | biomass if | coal mining 05 |  |  | 0 | 0 | 0 | 0 | 0 | 0 | 0 | 0 | 0 | 0 | 0 | 0 | 0 | 0 | 0 | 0 | 0 | 0 | 0 | 0 | 0 | 0 | 0 | 0 | 0 | 0 | 0 | 0 | 0 | 0 | 0
Industrial Fuel Use for Energy Purposes before CCS and Methane Capture[biomass if,oil and gas extraction 06] | Industrial Fuel Use for Energy Purposes before CCS and Methane Capture | biomass if | oil and gas extraction 06 |  |  | 0 | 0 | 0 | 0 | 0 | 0 | 0 | 0 | 0 | 0 | 0 | 0 | 0 | 0 | 0 | 0 | 0 | 0 | 0 | 0 | 0 | 0 | 0 | 0 | 0 | 0 | 0 | 0 | 0 | 0 | 0
Industrial Fuel Use for Energy Purposes before CCS and Methane Capture[biomass if,other mining and quarrying 07T08] | Industrial Fuel Use for Energy Purposes before CCS and Methane Capture | biomass if | other mining and quarrying 07T08 |  |  | 0 | 0 | 0 | 0 | 0 | 0 | 0 | 0 | 0 | 0 | 0 | 0 | 0 | 0 | 0 | 0 | 0 | 0 | 0 | 0 | 0 | 0 | 0 | 0 | 0 | 0 | 0 | 0 | 0 | 0 | 0
Industrial Fuel Use for Energy Purposes before CCS and Methane Capture[biomass if,food beverage and tobacco 10T12] | Industrial Fuel Use for Energy Purposes before CCS and Methane Capture | biomass if | food beverage and tobacco 10T12 |  |  | 0 | 0 | 0 | 0 | 0 | 0 | 0 | 0 | 0 | 0 | 0 | 0 | 0 | 0 | 0 | 0 | 0 | 0 | 0 | 0 | 0 | 0 | 0 | 0 | 0 | 0 | 0 | 0 | 0 | 0 | 0
Industrial Fuel Use for Energy Purposes before CCS and Methane Capture[biomass if,textiles apparel and leather 13T15] | Industrial Fuel Use for Energy Purposes before CCS and Methane Capture | biomass if | textiles apparel and leather 13T15 |  |  | 0 | 0 | 0 | 0 | 0 | 0 | 0 | 0 | 0 | 0 | 0 | 0 | 0 | 0 | 0 | 0 | 0 | 0 | 0 | 0 | 0 | 0 | 0 | 0 | 0 | 0 | 0 | 0 | 0 | 0 | 0
Industrial Fuel Use for Energy Purposes before CCS and Methane Capture[biomass if,wood products 16] | Industrial Fuel Use for Energy Purposes before CCS and Methane Capture | biomass if | wood products 16 |  |  | 6016440000000 | 6016440000000 | 6016440000000 | 6016440000000 | 6016440000000 | 6016440000000 | 6016440000000 | 6016440000000 | 6016440000000 | 6016440000000 | 6016440000000 | 6016440000000 | 6016440000000 | 6016440000000 | 6016440000000 | 6016440000000 | 6016440000000 | 6016440000000 | 6016440000000 | 6016440000000 | 6016440000000 | 6016440000000 | 6016440000000 | 6016440000000 | 6016440000000 | 6016440000000 | 6016440000000 | 6016440000000 | 6016440000000 | 6016440000000 | 6016440000000
Industrial Fuel Use for Energy Purposes before CCS and Methane Capture[biomass if,pulp paper and printing 17T18] | Industrial Fuel Use for Energy Purposes before CCS and Methane Capture | biomass if | pulp paper and printing 17T18 |  |  | 5098060000000 | 5098060000000 | 5098060000000 | 5098060000000 | 5098060000000 | 5098060000000 | 5098060000000 | 5098060000000 | 5098060000000 | 5098060000000 | 5098060000000 | 5098060000000 | 5098060000000 | 5098060000000 | 5098060000000 | 5098060000000 | 5098060000000 | 5098060000000 | 5098060000000 | 5098060000000 | 5098060000000 | 5098060000000 | 5098060000000 | 5098060000000 | 5098060000000 | 5098060000000 | 5098060000000 | 5098060000000 | 5098060000000 | 5098060000000 | 5098060000000
Industrial Fuel Use for Energy Purposes before CCS and Methane Capture[biomass if,refined petroleum and coke 19] | Industrial Fuel Use for Energy Purposes before CCS and Methane Capture | biomass if | refined petroleum and coke 19 |  |  | 0 | 0 | 0 | 0 | 0 | 0 | 0 | 0 | 0 | 0 | 0 | 0 | 0 | 0 | 0 | 0 | 0 | 0 | 0 | 0 | 0 | 0 | 0 | 0 | 0 | 0 | 0 | 0 | 0 | 0 | 0
Industrial Fuel Use for Energy Purposes before CCS and Methane Capture[biomass if,chemicals 20] | Industrial Fuel Use for Energy Purposes before CCS and Methane Capture | biomass if | chemicals 20 |  |  | 0 | 0 | 0 | 0 | 0 | 0 | 0 | 0 | 0 | 0 | 0 | 0 | 0 | 0 | 0 | 0 | 0 | 0 | 0 | 0 | 0 | 0 | 0 | 0 | 0 | 0 | 0 | 0 | 0 | 0 | 0
Industrial Fuel Use for Energy Purposes before CCS and Methane Capture[biomass if,rubber and plastic products 22] | Industrial Fuel Use for Energy Purposes before CCS and Methane Capture | biomass if | rubber and plastic products 22 |  |  | 0 | 0 | 0 | 0 | 0 | 0 | 0 | 0 | 0 | 0 | 0 | 0 | 0 | 0 | 0 | 0 | 0 | 0 | 0 | 0 | 0 | 0 | 0 | 0 | 0 | 0 | 0 | 0 | 0 | 0 | 0
Industrial Fuel Use for Energy Purposes before CCS and Methane Capture[biomass if,glass and glass products 231] | Industrial Fuel Use for Energy Purposes before CCS and Methane Capture | biomass if | glass and glass products 231 |  |  | 0 | 0 | 0 | 0 | 0 | 0 | 0 | 0 | 0 | 0 | 0 | 0 | 0 | 0 | 0 | 0 | 0 | 0 | 0 | 0 | 0 | 0 | 0 | 0 | 0 | 0 | 0 | 0 | 0 | 0 | 0
Industrial Fuel Use for Energy Purposes before CCS and Methane Capture[biomass if,cement and other nonmetallic minerals 239] | Industrial Fuel Use for Energy Purposes before CCS and Methane Capture | biomass if | cement and other nonmetallic minerals 239 |  |  | 1504830000000 | 1464700000000 | 1424570000000 | 1384440000000 | 1344310000000 | 1304180000000 | 1264050000000 | 1223930000000 | 1183800000000 | 1143670000000 | 1103540000000 | 1063410000000 | 1023280000000 | 983153000000 | 943024000000 | 902896000000 | 902896000000 | 902896000000 | 902896000000 | 902896000000 | 902896000000 | 902896000000 | 902896000000 | 902896000000 | 902896000000 | 902896000000 | 902896000000 | 902896000000 | 902896000000 | 902896000000 | 902896000000
Industrial Fuel Use for Energy Purposes before CCS and Methane Capture[biomass if,iron and steel 241] | Industrial Fuel Use for Energy Purposes before CCS and Methane Capture | biomass if | iron and steel 241 |  |  | 0 | 0 | 0 | 0 | 0 | 0 | 0 | 0 | 0 | 0 | 0 | 0 | 0 | 0 | 0 | 0 | 0 | 0 | 0 | 0 | 0 | 0 | 0 | 0 | 0 | 0 | 0 | 0 | 0 | 0 | 0
Industrial Fuel Use for Energy Purposes before CCS and Methane Capture[biomass if,other metals 242] | Industrial Fuel Use for Energy Purposes before CCS and Methane Capture | biomass if | other metals 242 |  |  | 0 | 0 | 0 | 0 | 0 | 0 | 0 | 0 | 0 | 0 | 0 | 0 | 0 | 0 | 0 | 0 | 0 | 0 | 0 | 0 | 0 | 0 | 0 | 0 | 0 | 0 | 0 | 0 | 0 | 0 | 0
Industrial Fuel Use for Energy Purposes before CCS and Methane Capture[biomass if,metal products except machinery and vehicles 25] | Industrial Fuel Use for Energy Purposes before CCS and Methane Capture | biomass if | metal products except machinery and vehicles 25 |  |  | 0 | 0 | 0 | 0 | 0 | 0 | 0 | 0 | 0 | 0 | 0 | 0 | 0 | 0 | 0 | 0 | 0 | 0 | 0 | 0 | 0 | 0 | 0 | 0 | 0 | 0 | 0 | 0 | 0 | 0 | 0
Industrial Fuel Use for Energy Purposes before CCS and Methane Capture[biomass if,computers and electronics 26] | Industrial Fuel Use for Energy Purposes before CCS and Methane Capture | biomass if | computers and electronics 26 |  |  | 0 | 0 | 0 | 0 | 0 | 0 | 0 | 0 | 0 | 0 | 0 | 0 | 0 | 0 | 0 | 0 | 0 | 0 | 0 | 0 | 0 | 0 | 0 | 0 | 0 | 0 | 0 | 0 | 0 | 0 | 0
Industrial Fuel Use for Energy Purposes before CCS and Methane Capture[biomass if,appliances and electrical equipment 27] | Industrial Fuel Use for Energy Purposes before CCS and Methane Capture | biomass if | appliances and electrical equipment 27 |  |  | 0 | 0 | 0 | 0 | 0 | 0 | 0 | 0 | 0 | 0 | 0 | 0 | 0 | 0 | 0 | 0 | 0 | 0 | 0 | 0 | 0 | 0 | 0 | 0 | 0 | 0 | 0 | 0 | 0 | 0 | 0
Industrial Fuel Use for Energy Purposes before CCS and Methane Capture[biomass if,other machinery 28] | Industrial Fuel Use for Energy Purposes before CCS and Methane Capture | biomass if | other machinery 28 |  |  | 0 | 0 | 0 | 0 | 0 | 0 | 0 | 0 | 0 | 0 | 0 | 0 | 0 | 0 | 0 | 0 | 0 | 0 | 0 | 0 | 0 | 0 | 0 | 0 | 0 | 0 | 0 | 0 | 0 | 0 | 0
Industrial Fuel Use for Energy Purposes before CCS and Methane Capture[biomass if,road vehicles 29] | Industrial Fuel Use for Energy Purposes before CCS and Methane Capture | biomass if | road vehicles 29 |  |  | 0 | 0 | 0 | 0 | 0 | 0 | 0 | 0 | 0 | 0 | 0 | 0 | 0 | 0 | 0 | 0 | 0 | 0 | 0 | 0 | 0 | 0 | 0 | 0 | 0 | 0 | 0 | 0 | 0 | 0 | 0
Industrial Fuel Use for Energy Purposes before CCS and Methane Capture[biomass if,nonroad vehicles 30] | Industrial Fuel Use for Energy Purposes before CCS and Methane Capture | biomass if | nonroad vehicles 30 |  |  | 0 | 0 | 0 | 0 | 0 | 0 | 0 | 0 | 0 | 0 | 0 | 0 | 0 | 0 | 0 | 0 | 0 | 0 | 0 | 0 | 0 | 0 | 0 | 0 | 0 | 0 | 0 | 0 | 0 | 0 | 0
Industrial Fuel Use for Energy Purposes before CCS and Methane Capture[biomass if,other manufacturing 31T33] | Industrial Fuel Use for Energy Purposes before CCS and Methane Capture | biomass if | other manufacturing 31T33 |  |  | 0 | 0 | 0 | 0 | 0 | 0 | 0 | 0 | 0 | 0 | 0 | 0 | 0 | 0 | 0 | 0 | 0 | 0 | 0 | 0 | 0 | 0 | 0 | 0 | 0 | 0 | 0 | 0 | 0 | 0 | 0
Industrial Fuel Use for Energy Purposes before CCS and Methane Capture[biomass if,energy pipelines and gas processing 352T353] | Industrial Fuel Use for Energy Purposes before CCS and Methane Capture | biomass if | energy pipelines and gas processing 352T353 |  |  | 0 | 0 | 0 | 0 | 0 | 0 | 0 | 0 | 0 | 0 | 0 | 0 | 0 | 0 | 0 | 0 | 0 | 0 | 0 | 0 | 0 | 0 | 0 | 0 | 0 | 0 | 0 | 0 | 0 | 0 | 0
Industrial Fuel Use for Energy Purposes before CCS and Methane Capture[biomass if,water and waste 36T39] | Industrial Fuel Use for Energy Purposes before CCS and Methane Capture | biomass if | water and waste 36T39 |  |  | 0 | 0 | 0 | 0 | 0 | 0 | 0 | 0 | 0 | 0 | 0 | 0 | 0 | 0 | 0 | 0 | 0 | 0 | 0 | 0 | 0 | 0 | 0 | 0 | 0 | 0 | 0 | 0 | 0 | 0 | 0
Industrial Fuel Use for Energy Purposes before CCS and Methane Capture[biomass if,construction 41T43] | Industrial Fuel Use for Energy Purposes before CCS and Methane Capture | biomass if | construction 41T43 |  |  | 0 | 0 | 0 | 0 | 0 | 0 | 0 | 0 | 0 | 0 | 0 | 0 | 0 | 0 | 0 | 0 | 0 | 0 | 0 | 0 | 0 | 0 | 0 | 0 | 0 | 0 | 0 | 0 | 0 | 0 | 0
Industrial Fuel Use for Energy Purposes before CCS and Methane Capture[petroleum diesel if,agriculture and forestry 01T03] | Industrial Fuel Use for Energy Purposes before CCS and Methane Capture | petroleum diesel if | agriculture and forestry 01T03 |  |  | 24793600000000 | 24524800000000 | 24256000000000 | 23987200000000 | 23718400000000 | 23449700000000 | 23180900000000 | 22912100000000 | 22643300000000 | 22374600000000 | 22105800000000 | 21837000000000 | 21568200000000 | 21299400000000 | 21030700000000 | 20761900000000 | 20493100000000 | 20224300000000 | 19955600000000 | 19686800000000 | 19418000000000 | 19149200000000 | 18880400000000 | 18611700000000 | 18342900000000 | 18074100000000 | 17805300000000 | 17536500000000 | 17267800000000 | 16999000000000 | 16730200000000
Industrial Fuel Use for Energy Purposes before CCS and Methane Capture[petroleum diesel if,coal mining 05] | Industrial Fuel Use for Energy Purposes before CCS and Methane Capture | petroleum diesel if | coal mining 05 |  |  | 0 | 0 | 0 | 0 | 0 | 0 | 0 | 0 | 0 | 0 | 0 | 0 | 0 | 0 | 0 | 0 | 0 | 0 | 0 | 0 | 0 | 0 | 0 | 0 | 0 | 0 | 0 | 0 | 0 | 0 | 0
Industrial Fuel Use for Energy Purposes before CCS and Methane Capture[petroleum diesel if,oil and gas extraction 06] | Industrial Fuel Use for Energy Purposes before CCS and Methane Capture | petroleum diesel if | oil and gas extraction 06 |  |  | 1725150000000 | 1578370000000 | 1568900000000 | 1615160000000 | 1624370000000 | 1653060000000 | 1642040000000 | 1617230000000 | 1608380000000 | 1570260000000 | 1526540000000 | 1503080000000 | 1470810000000 | 1463180000000 | 1456880000000 | 1433400000000 | 1405620000000 | 1393170000000 | 1384520000000 | 1371820000000 | 1343170000000 | 1311900000000 | 1288770000000 | 1273630000000 | 1265210000000 | 1254970000000 | 1237670000000 | 1223930000000 | 1210190000000 | 1196450000000 | 1182710000000
Industrial Fuel Use for Energy Purposes before CCS and Methane Capture[petroleum diesel if,other mining and quarrying 07T08] | Industrial Fuel Use for Energy Purposes before CCS and Methane Capture | petroleum diesel if | other mining and quarrying 07T08 |  |  | 0 | 0 | 0 | 0 | 0 | 0 | 0 | 0 | 0 | 0 | 0 | 0 | 0 | 0 | 0 | 0 | 0 | 0 | 0 | 0 | 0 | 0 | 0 | 0 | 0 | 0 | 0 | 0 | 0 | 0 | 0
Industrial Fuel Use for Energy Purposes before CCS and Methane Capture[petroleum diesel if,food beverage and tobacco 10T12] | Industrial Fuel Use for Energy Purposes before CCS and Methane Capture | petroleum diesel if | food beverage and tobacco 10T12 |  |  | 0 | 0 | 0 | 0 | 0 | 0 | 0 | 0 | 0 | 0 | 0 | 0 | 0 | 0 | 0 | 0 | 0 | 0 | 0 | 0 | 0 | 0 | 0 | 0 | 0 | 0 | 0 | 0 | 0 | 0 | 0
Industrial Fuel Use for Energy Purposes before CCS and Methane Capture[petroleum diesel if,textiles apparel and leather 13T15] | Industrial Fuel Use for Energy Purposes before CCS and Methane Capture | petroleum diesel if | textiles apparel and leather 13T15 |  |  | 0 | 0 | 0 | 0 | 0 | 0 | 0 | 0 | 0 | 0 | 0 | 0 | 0 | 0 | 0 | 0 | 0 | 0 | 0 | 0 | 0 | 0 | 0 | 0 | 0 | 0 | 0 | 0 | 0 | 0 | 0
Industrial Fuel Use for Energy Purposes before CCS and Methane Capture[petroleum diesel if,wood products 16] | Industrial Fuel Use for Energy Purposes before CCS and Methane Capture | petroleum diesel if | wood products 16 |  |  | 0 | 0 | 0 | 0 | 0 | 0 | 0 | 0 | 0 | 0 | 0 | 0 | 0 | 0 | 0 | 0 | 0 | 0 | 0 | 0 | 0 | 0 | 0 | 0 | 0 | 0 | 0 | 0 | 0 | 0 | 0
Industrial Fuel Use for Energy Purposes before CCS and Methane Capture[petroleum diesel if,pulp paper and printing 17T18] | Industrial Fuel Use for Energy Purposes before CCS and Methane Capture | petroleum diesel if | pulp paper and printing 17T18 |  |  | 0 | 0 | 0 | 0 | 0 | 0 | 0 | 0 | 0 | 0 | 0 | 0 | 0 | 0 | 0 | 0 | 0 | 0 | 0 | 0 | 0 | 0 | 0 | 0 | 0 | 0 | 0 | 0 | 0 | 0 | 0
Industrial Fuel Use for Energy Purposes before CCS and Methane Capture[petroleum diesel if,refined petroleum and coke 19] | Industrial Fuel Use for Energy Purposes before CCS and Methane Capture | petroleum diesel if | refined petroleum and coke 19 |  |  | 82148400000 | 88070800000 | 82621200000 | 84412400000 | 83877800000 | 83226500000 | 81582700000 | 81265700000 | 78188700000 | 76626100000 | 75088300000 | 73987300000 | 72198200000 | 71936000000 | 69800000000 | 68598800000 | 69003700000 | 67289900000 | 66564100000 | 66536600000 | 66472000000 | 65682200000 | 65394100000 | 65244400000 | 65185800000 | 64856000000 | 64714300000 | 64528300000 | 64342200000 | 64156100000 | 63970100000
Industrial Fuel Use for Energy Purposes before CCS and Methane Capture[petroleum diesel if,chemicals 20] | Industrial Fuel Use for Energy Purposes before CCS and Methane Capture | petroleum diesel if | chemicals 20 |  |  | 0 | 0 | 0 | 0 | 0 | 0 | 0 | 0 | 0 | 0 | 0 | 0 | 0 | 0 | 0 | 0 | 0 | 0 | 0 | 0 | 0 | 0 | 0 | 0 | 0 | 0 | 0 | 0 | 0 | 0 | 0
Industrial Fuel Use for Energy Purposes before CCS and Methane Capture[petroleum diesel if,rubber and plastic products 22] | Industrial Fuel Use for Energy Purposes before CCS and Methane Capture | petroleum diesel if | rubber and plastic products 22 |  |  | 0 | 0 | 0 | 0 | 0 | 0 | 0 | 0 | 0 | 0 | 0 | 0 | 0 | 0 | 0 | 0 | 0 | 0 | 0 | 0 | 0 | 0 | 0 | 0 | 0 | 0 | 0 | 0 | 0 | 0 | 0
Industrial Fuel Use for Energy Purposes before CCS and Methane Capture[petroleum diesel if,glass and glass products 231] | Industrial Fuel Use for Energy Purposes before CCS and Methane Capture | petroleum diesel if | glass and glass products 231 |  |  | 0 | 0 | 0 | 0 | 0 | 0 | 0 | 0 | 0 | 0 | 0 | 0 | 0 | 0 | 0 | 0 | 0 | 0 | 0 | 0 | 0 | 0 | 0 | 0 | 0 | 0 | 0 | 0 | 0 | 0 | 0
Industrial Fuel Use for Energy Purposes before CCS and Methane Capture[petroleum diesel if,cement and other nonmetallic minerals 239] | Industrial Fuel Use for Energy Purposes before CCS and Methane Capture | petroleum diesel if | cement and other nonmetallic minerals 239 |  |  | 1732270000000 | 1698400000000 | 1664530000000 | 1630660000000 | 1596790000000 | 1562920000000 | 1529050000000 | 1495180000000 | 1461310000000 | 1427440000000 | 1393570000000 | 1359700000000 | 1325830000000 | 1291960000000 | 1258090000000 | 1224220000000 | 1224220000000 | 1224220000000 | 1224220000000 | 1224220000000 | 1224220000000 | 1224220000000 | 1224220000000 | 1224220000000 | 1224220000000 | 1224220000000 | 1224220000000 | 1224220000000 | 1224220000000 | 1224220000000 | 1224220000000
Industrial Fuel Use for Energy Purposes before CCS and Methane Capture[petroleum diesel if,iron and steel 241] | Industrial Fuel Use for Energy Purposes before CCS and Methane Capture | petroleum diesel if | iron and steel 241 |  |  | 0 | 0 | 0 | 0 | 0 | 0 | 0 | 0 | 0 | 0 | 0 | 0 | 0 | 0 | 0 | 0 | 0 | 0 | 0 | 0 | 0 | 0 | 0 | 0 | 0 | 0 | 0 | 0 | 0 | 0 | 0
Industrial Fuel Use for Energy Purposes before CCS and Methane Capture[petroleum diesel if,other metals 242] | Industrial Fuel Use for Energy Purposes before CCS and Methane Capture | petroleum diesel if | other metals 242 |  |  | 0 | 0 | 0 | 0 | 0 | 0 | 0 | 0 | 0 | 0 | 0 | 0 | 0 | 0 | 0 | 0 | 0 | 0 | 0 | 0 | 0 | 0 | 0 | 0 | 0 | 0 | 0 | 0 | 0 | 0 | 0
Industrial Fuel Use for Energy Purposes before CCS and Methane Capture[petroleum diesel if,metal products except machinery and vehicles 25] | Industrial Fuel Use for Energy Purposes before CCS and Methane Capture | petroleum diesel if | metal products except machinery and vehicles 25 |  |  | 0 | 0 | 0 | 0 | 0 | 0 | 0 | 0 | 0 | 0 | 0 | 0 | 0 | 0 | 0 | 0 | 0 | 0 | 0 | 0 | 0 | 0 | 0 | 0 | 0 | 0 | 0 | 0 | 0 | 0 | 0
Industrial Fuel Use for Energy Purposes before CCS and Methane Capture[petroleum diesel if,computers and electronics 26] | Industrial Fuel Use for Energy Purposes before CCS and Methane Capture | petroleum diesel if | computers and electronics 26 |  |  | 0 | 0 | 0 | 0 | 0 | 0 | 0 | 0 | 0 | 0 | 0 | 0 | 0 | 0 | 0 | 0 | 0 | 0 | 0 | 0 | 0 | 0 | 0 | 0 | 0 | 0 | 0 | 0 | 0 | 0 | 0
Industrial Fuel Use for Energy Purposes before CCS and Methane Capture[petroleum diesel if,appliances and electrical equipment 27] | Industrial Fuel Use for Energy Purposes before CCS and Methane Capture | petroleum diesel if | appliances and electrical equipment 27 |  |  | 0 | 0 | 0 | 0 | 0 | 0 | 0 | 0 | 0 | 0 | 0 | 0 | 0 | 0 | 0 | 0 | 0 | 0 | 0 | 0 | 0 | 0 | 0 | 0 | 0 | 0 | 0 | 0 | 0 | 0 | 0
Industrial Fuel Use for Energy Purposes before CCS and Methane Capture[petroleum diesel if,other machinery 28] | Industrial Fuel Use for Energy Purposes before CCS and Methane Capture | petroleum diesel if | other machinery 28 |  |  | 0 | 0 | 0 | 0 | 0 | 0 | 0 | 0 | 0 | 0 | 0 | 0 | 0 | 0 | 0 | 0 | 0 | 0 | 0 | 0 | 0 | 0 | 0 | 0 | 0 | 0 | 0 | 0 | 0 | 0 | 0
Industrial Fuel Use for Energy Purposes before CCS and Methane Capture[petroleum diesel if,road vehicles 29] | Industrial Fuel Use for Energy Purposes before CCS and Methane Capture | petroleum diesel if | road vehicles 29 |  |  | 0 | 0 | 0 | 0 | 0 | 0 | 0 | 0 | 0 | 0 | 0 | 0 | 0 | 0 | 0 | 0 | 0 | 0 | 0 | 0 | 0 | 0 | 0 | 0 | 0 | 0 | 0 | 0 | 0 | 0 | 0
Industrial Fuel Use for Energy Purposes before CCS and Methane Capture[petroleum diesel if,nonroad vehicles 30] | Industrial Fuel Use for Energy Purposes before CCS and Methane Capture | petroleum diesel if | nonroad vehicles 30 |  |  | 0 | 0 | 0 | 0 | 0 | 0 | 0 | 0 | 0 | 0 | 0 | 0 | 0 | 0 | 0 | 0 | 0 | 0 | 0 | 0 | 0 | 0 | 0 | 0 | 0 | 0 | 0 | 0 | 0 | 0 | 0
Industrial Fuel Use for Energy Purposes before CCS and Methane Capture[petroleum diesel if,other manufacturing 31T33] | Industrial Fuel Use for Energy Purposes before CCS and Methane Capture | petroleum diesel if | other manufacturing 31T33 |  |  | 9762100000000 | 9166860000000 | 9482550000000 | 9850650000000 | 10027900000000 | 10280000000000 | 10433400000000 | 10528400000000 | 10608200000000 | 10702300000000 | 10844900000000 | 10972500000000 | 11081900000000 | 11245400000000 | 11371100000000 | 11438400000000 | 11480500000000 | 11571500000000 | 11672400000000 | 11786100000000 | 11864700000000 | 11993300000000 | 12184000000000 | 12439600000000 | 12648600000000 | 12785100000000 | 13024600000000 | 13229400000000 | 13434200000000 | 13639000000000 | 13843800000000
Industrial Fuel Use for Energy Purposes before CCS and Methane Capture[petroleum diesel if,energy pipelines and gas processing 352T353] | Industrial Fuel Use for Energy Purposes before CCS and Methane Capture | petroleum diesel if | energy pipelines and gas processing 352T353 |  |  | 0 | 0 | 0 | 0 | 0 | 0 | 0 | 0 | 0 | 0 | 0 | 0 | 0 | 0 | 0 | 0 | 0 | 0 | 0 | 0 | 0 | 0 | 0 | 0 | 0 | 0 | 0 | 0 | 0 | 0 | 0
Industrial Fuel Use for Energy Purposes before CCS and Methane Capture[petroleum diesel if,water and waste 36T39] | Industrial Fuel Use for Energy Purposes before CCS and Methane Capture | petroleum diesel if | water and waste 36T39 |  |  | 0 | 0 | 0 | 0 | 0 | 0 | 0 | 0 | 0 | 0 | 0 | 0 | 0 | 0 | 0 | 0 | 0 | 0 | 0 | 0 | 0 | 0 | 0 | 0 | 0 | 0 | 0 | 0 | 0 | 0 | 0
Industrial Fuel Use for Energy Purposes before CCS and Methane Capture[petroleum diesel if,construction 41T43] | Industrial Fuel Use for Energy Purposes before CCS and Methane Capture | petroleum diesel if | construction 41T43 |  |  | 29707700000000 | 27896300000000 | 28857000000000 | 29977200000000 | 30516500000000 | 31283700000000 | 31750500000000 | 32039800000000 | 32282600000000 | 32568900000000 | 33002700000000 | 33391000000000 | 33724000000000 | 34221700000000 | 34604200000000 | 34809100000000 | 34937000000000 | 35214000000000 | 35520900000000 | 35867000000000 | 36106400000000 | 36497600000000 | 37077900000000 | 37855700000000 | 38491800000000 | 38907100000000 | 39635900000000 | 40259200000000 | 40882500000000 | 41505800000000 | 42129100000000
Industrial Fuel Use for Energy Purposes before CCS and Methane Capture[heat if,agriculture and forestry 01T03] | Industrial Fuel Use for Energy Purposes before CCS and Methane Capture | heat if | agriculture and forestry 01T03 |  |  | 0 | 0 | 0 | 0 | 0 | 0 | 0 | 0 | 0 | 0 | 0 | 0 | 0 | 0 | 0 | 0 | 0 | 0 | 0 | 0 | 0 | 0 | 0 | 0 | 0 | 0 | 0 | 0 | 0 | 0 | 0
Industrial Fuel Use for Energy Purposes before CCS and Methane Capture[heat if,coal mining 05] | Industrial Fuel Use for Energy Purposes before CCS and Methane Capture | heat if | coal mining 05 |  |  | 0 | 0 | 0 | 0 | 0 | 0 | 0 | 0 | 0 | 0 | 0 | 0 | 0 | 0 | 0 | 0 | 0 | 0 | 0 | 0 | 0 | 0 | 0 | 0 | 0 | 0 | 0 | 0 | 0 | 0 | 0
Industrial Fuel Use for Energy Purposes before CCS and Methane Capture[heat if,oil and gas extraction 06] | Industrial Fuel Use for Energy Purposes before CCS and Methane Capture | heat if | oil and gas extraction 06 |  |  | 0 | 0 | 0 | 0 | 0 | 0 | 0 | 0 | 0 | 0 | 0 | 0 | 0 | 0 | 0 | 0 | 0 | 0 | 0 | 0 | 0 | 0 | 0 | 0 | 0 | 0 | 0 | 0 | 0 | 0 | 0
Industrial Fuel Use for Energy Purposes before CCS and Methane Capture[heat if,other mining and quarrying 07T08] | Industrial Fuel Use for Energy Purposes before CCS and Methane Capture | heat if | other mining and quarrying 07T08 |  |  | 0 | 0 | 0 | 0 | 0 | 0 | 0 | 0 | 0 | 0 | 0 | 0 | 0 | 0 | 0 | 0 | 0 | 0 | 0 | 0 | 0 | 0 | 0 | 0 | 0 | 0 | 0 | 0 | 0 | 0 | 0
Industrial Fuel Use for Energy Purposes before CCS and Methane Capture[heat if,food beverage and tobacco 10T12] | Industrial Fuel Use for Energy Purposes before CCS and Methane Capture | heat if | food beverage and tobacco 10T12 |  |  | 0 | 0 | 0 | 0 | 0 | 0 | 0 | 0 | 0 | 0 | 0 | 0 | 0 | 0 | 0 | 0 | 0 | 0 | 0 | 0 | 0 | 0 | 0 | 0 | 0 | 0 | 0 | 0 | 0 | 0 | 0
Industrial Fuel Use for Energy Purposes before CCS and Methane Capture[heat if,textiles apparel and leather 13T15] | Industrial Fuel Use for Energy Purposes before CCS and Methane Capture | heat if | textiles apparel and leather 13T15 |  |  | 0 | 0 | 0 | 0 | 0 | 0 | 0 | 0 | 0 | 0 | 0 | 0 | 0 | 0 | 0 | 0 | 0 | 0 | 0 | 0 | 0 | 0 | 0 | 0 | 0 | 0 | 0 | 0 | 0 | 0 | 0
Industrial Fuel Use for Energy Purposes before CCS and Methane Capture[heat if,wood products 16] | Industrial Fuel Use for Energy Purposes before CCS and Methane Capture | heat if | wood products 16 |  |  | 0 | 0 | 0 | 0 | 0 | 0 | 0 | 0 | 0 | 0 | 0 | 0 | 0 | 0 | 0 | 0 | 0 | 0 | 0 | 0 | 0 | 0 | 0 | 0 | 0 | 0 | 0 | 0 | 0 | 0 | 0
Industrial Fuel Use for Energy Purposes before CCS and Methane Capture[heat if,pulp paper and printing 17T18] | Industrial Fuel Use for Energy Purposes before CCS and Methane Capture | heat if | pulp paper and printing 17T18 |  |  | 0 | 0 | 0 | 0 | 0 | 0 | 0 | 0 | 0 | 0 | 0 | 0 | 0 | 0 | 0 | 0 | 0 | 0 | 0 | 0 | 0 | 0 | 0 | 0 | 0 | 0 | 0 | 0 | 0 | 0 | 0
Industrial Fuel Use for Energy Purposes before CCS and Methane Capture[heat if,refined petroleum and coke 19] | Industrial Fuel Use for Energy Purposes before CCS and Methane Capture | heat if | refined petroleum and coke 19 |  |  | 0 | 0 | 0 | 0 | 0 | 0 | 0 | 0 | 0 | 0 | 0 | 0 | 0 | 0 | 0 | 0 | 0 | 0 | 0 | 0 | 0 | 0 | 0 | 0 | 0 | 0 | 0 | 0 | 0 | 0 | 0
Industrial Fuel Use for Energy Purposes before CCS and Methane Capture[heat if,chemicals 20] | Industrial Fuel Use for Energy Purposes before CCS and Methane Capture | heat if | chemicals 20 |  |  | 0 | 0 | 0 | 0 | 0 | 0 | 0 | 0 | 0 | 0 | 0 | 0 | 0 | 0 | 0 | 0 | 0 | 0 | 0 | 0 | 0 | 0 | 0 | 0 | 0 | 0 | 0 | 0 | 0 | 0 | 0
Industrial Fuel Use for Energy Purposes before CCS and Methane Capture[heat if,rubber and plastic products 22] | Industrial Fuel Use for Energy Purposes before CCS and Methane Capture | heat if | rubber and plastic products 22 |  |  | 0 | 0 | 0 | 0 | 0 | 0 | 0 | 0 | 0 | 0 | 0 | 0 | 0 | 0 | 0 | 0 | 0 | 0 | 0 | 0 | 0 | 0 | 0 | 0 | 0 | 0 | 0 | 0 | 0 | 0 | 0
Industrial Fuel Use for Energy Purposes before CCS and Methane Capture[heat if,glass and glass products 231] | Industrial Fuel Use for Energy Purposes before CCS and Methane Capture | heat if | glass and glass products 231 |  |  | 0 | 0 | 0 | 0 | 0 | 0 | 0 | 0 | 0 | 0 | 0 | 0 | 0 | 0 | 0 | 0 | 0 | 0 | 0 | 0 | 0 | 0 | 0 | 0 | 0 | 0 | 0 | 0 | 0 | 0 | 0
Industrial Fuel Use for Energy Purposes before CCS and Methane Capture[heat if,cement and other nonmetallic minerals 239] | Industrial Fuel Use for Energy Purposes before CCS and Methane Capture | heat if | cement and other nonmetallic minerals 239 |  |  | 0 | 0 | 0 | 0 | 0 | 0 | 0 | 0 | 0 | 0 | 0 | 0 | 0 | 0 | 0 | 0 | 0 | 0 | 0 | 0 | 0 | 0 | 0 | 0 | 0 | 0 | 0 | 0 | 0 | 0 | 0
Industrial Fuel Use for Energy Purposes before CCS and Methane Capture[heat if,iron and steel 241] | Industrial Fuel Use for Energy Purposes before CCS and Methane Capture | heat if | iron and steel 241 |  |  | 0 | 0 | 0 | 0 | 0 | 0 | 0 | 0 | 0 | 0 | 0 | 0 | 0 | 0 | 0 | 0 | 0 | 0 | 0 | 0 | 0 | 0 | 0 | 0 | 0 | 0 | 0 | 0 | 0 | 0 | 0
Industrial Fuel Use for Energy Purposes before CCS and Methane Capture[heat if,other metals 242] | Industrial Fuel Use for Energy Purposes before CCS and Methane Capture | heat if | other metals 242 |  |  | 0 | 0 | 0 | 0 | 0 | 0 | 0 | 0 | 0 | 0 | 0 | 0 | 0 | 0 | 0 | 0 | 0 | 0 | 0 | 0 | 0 | 0 | 0 | 0 | 0 | 0 | 0 | 0 | 0 | 0 | 0
Industrial Fuel Use for Energy Purposes before CCS and Methane Capture[heat if,metal products except machinery and vehicles 25] | Industrial Fuel Use for Energy Purposes before CCS and Methane Capture | heat if | metal products except machinery and vehicles 25 |  |  | 0 | 0 | 0 | 0 | 0 | 0 | 0 | 0 | 0 | 0 | 0 | 0 | 0 | 0 | 0 | 0 | 0 | 0 | 0 | 0 | 0 | 0 | 0 | 0 | 0 | 0 | 0 | 0 | 0 | 0 | 0
Industrial Fuel Use for Energy Purposes before CCS and Methane Capture[heat if,computers and electronics 26] | Industrial Fuel Use for Energy Purposes before CCS and Methane Capture | heat if | computers and electronics 26 |  |  | 0 | 0 | 0 | 0 | 0 | 0 | 0 | 0 | 0 | 0 | 0 | 0 | 0 | 0 | 0 | 0 | 0 | 0 | 0 | 0 | 0 | 0 | 0 | 0 | 0 | 0 | 0 | 0 | 0 | 0 | 0
Industrial Fuel Use for Energy Purposes before CCS and Methane Capture[heat if,appliances and electrical equipment 27] | Industrial Fuel Use for Energy Purposes before CCS and Methane Capture | heat if | appliances and electrical equipment 27 |  |  | 0 | 0 | 0 | 0 | 0 | 0 | 0 | 0 | 0 | 0 | 0 | 0 | 0 | 0 | 0 | 0 | 0 | 0 | 0 | 0 | 0 | 0 | 0 | 0 | 0 | 0 | 0 | 0 | 0 | 0 | 0
Industrial Fuel Use for Energy Purposes before CCS and Methane Capture[heat if,other machinery 28] | Industrial Fuel Use for Energy Purposes before CCS and Methane Capture | heat if | other machinery 28 |  |  | 0 | 0 | 0 | 0 | 0 | 0 | 0 | 0 | 0 | 0 | 0 | 0 | 0 | 0 | 0 | 0 | 0 | 0 | 0 | 0 | 0 | 0 | 0 | 0 | 0 | 0 | 0 | 0 | 0 | 0 | 0
Industrial Fuel Use for Energy Purposes before CCS and Methane Capture[heat if,road vehicles 29] | Industrial Fuel Use for Energy Purposes before CCS and Methane Capture | heat if | road vehicles 29 |  |  | 0 | 0 | 0 | 0 | 0 | 0 | 0 | 0 | 0 | 0 | 0 | 0 | 0 | 0 | 0 | 0 | 0 | 0 | 0 | 0 | 0 | 0 | 0 | 0 | 0 | 0 | 0 | 0 | 0 | 0 | 0
Industrial Fuel Use for Energy Purposes before CCS and Methane Capture[heat if,nonroad vehicles 30] | Industrial Fuel Use for Energy Purposes before CCS and Methane Capture | heat if | nonroad vehicles 30 |  |  | 0 | 0 | 0 | 0 | 0 | 0 | 0 | 0 | 0 | 0 | 0 | 0 | 0 | 0 | 0 | 0 | 0 | 0 | 0 | 0 | 0 | 0 | 0 | 0 | 0 | 0 | 0 | 0 | 0 | 0 | 0
Industrial Fuel Use for Energy Purposes before CCS and Methane Capture[heat if,other manufacturing 31T33] | Industrial Fuel Use for Energy Purposes before CCS and Methane Capture | heat if | other manufacturing 31T33 |  |  | 0 | 0 | 0 | 0 | 0 | 0 | 0 | 0 | 0 | 0 | 0 | 0 | 0 | 0 | 0 | 0 | 0 | 0 | 0 | 0 | 0 | 0 | 0 | 0 | 0 | 0 | 0 | 0 | 0 | 0 | 0
Industrial Fuel Use for Energy Purposes before CCS and Methane Capture[heat if,energy pipelines and gas processing 352T353] | Industrial Fuel Use for Energy Purposes before CCS and Methane Capture | heat if | energy pipelines and gas processing 352T353 |  |  | 0 | 0 | 0 | 0 | 0 | 0 | 0 | 0 | 0 | 0 | 0 | 0 | 0 | 0 | 0 | 0 | 0 | 0 | 0 | 0 | 0 | 0 | 0 | 0 | 0 | 0 | 0 | 0 | 0 | 0 | 0
Industrial Fuel Use for Energy Purposes before CCS and Methane Capture[heat if,water and waste 36T39] | Industrial Fuel Use for Energy Purposes before CCS and Methane Capture | heat if | water and waste 36T39 |  |  | 0 | 0 | 0 | 0 | 0 | 0 | 0 | 0 | 0 | 0 | 0 | 0 | 0 | 0 | 0 | 0 | 0 | 0 | 0 | 0 | 0 | 0 | 0 | 0 | 0 | 0 | 0 | 0 | 0 | 0 | 0
Industrial Fuel Use for Energy Purposes before CCS and Methane Capture[heat if,construction 41T43] | Industrial Fuel Use for Energy Purposes before CCS and Methane Capture | heat if | construction 41T43 |  |  | 0 | 0 | 0 | 0 | 0 | 0 | 0 | 0 | 0 | 0 | 0 | 0 | 0 | 0 | 0 | 0 | 0 | 0 | 0 | 0 | 0 | 0 | 0 | 0 | 0 | 0 | 0 | 0 | 0 | 0 | 0
Industrial Fuel Use for Energy Purposes before CCS and Methane Capture[crude oil if,agriculture and forestry 01T03] | Industrial Fuel Use for Energy Purposes before CCS and Methane Capture | crude oil if | agriculture and forestry 01T03 |  |  | 0 | 0 | 0 | 0 | 0 | 0 | 0 | 0 | 0 | 0 | 0 | 0 | 0 | 0 | 0 | 0 | 0 | 0 | 0 | 0 | 0 | 0 | 0 | 0 | 0 | 0 | 0 | 0 | 0 | 0 | 0
Industrial Fuel Use for Energy Purposes before CCS and Methane Capture[crude oil if,coal mining 05] | Industrial Fuel Use for Energy Purposes before CCS and Methane Capture | crude oil if | coal mining 05 |  |  | 0 | 0 | 0 | 0 | 0 | 0 | 0 | 0 | 0 | 0 | 0 | 0 | 0 | 0 | 0 | 0 | 0 | 0 | 0 | 0 | 0 | 0 | 0 | 0 | 0 | 0 | 0 | 0 | 0 | 0 | 0
Industrial Fuel Use for Energy Purposes before CCS and Methane Capture[crude oil if,oil and gas extraction 06] | Industrial Fuel Use for Energy Purposes before CCS and Methane Capture | crude oil if | oil and gas extraction 06 |  |  | 0 | 0 | 0 | 0 | 0 | 0 | 0 | 0 | 0 | 0 | 0 | 0 | 0 | 0 | 0 | 0 | 0 | 0 | 0 | 0 | 0 | 0 | 0 | 0 | 0 | 0 | 0 | 0 | 0 | 0 | 0
Industrial Fuel Use for Energy Purposes before CCS and Methane Capture[crude oil if,other mining and quarrying 07T08] | Industrial Fuel Use for Energy Purposes before CCS and Methane Capture | crude oil if | other mining and quarrying 07T08 |  |  | 0 | 0 | 0 | 0 | 0 | 0 | 0 | 0 | 0 | 0 | 0 | 0 | 0 | 0 | 0 | 0 | 0 | 0 | 0 | 0 | 0 | 0 | 0 | 0 | 0 | 0 | 0 | 0 | 0 | 0 | 0
Industrial Fuel Use for Energy Purposes before CCS and Methane Capture[crude oil if,food beverage and tobacco 10T12] | Industrial Fuel Use for Energy Purposes before CCS and Methane Capture | crude oil if | food beverage and tobacco 10T12 |  |  | 0 | 0 | 0 | 0 | 0 | 0 | 0 | 0 | 0 | 0 | 0 | 0 | 0 | 0 | 0 | 0 | 0 | 0 | 0 | 0 | 0 | 0 | 0 | 0 | 0 | 0 | 0 | 0 | 0 | 0 | 0
Industrial Fuel Use for Energy Purposes before CCS and Methane Capture[crude oil if,textiles apparel and leather 13T15] | Industrial Fuel Use for Energy Purposes before CCS and Methane Capture | crude oil if | textiles apparel and leather 13T15 |  |  | 0 | 0 | 0 | 0 | 0 | 0 | 0 | 0 | 0 | 0 | 0 | 0 | 0 | 0 | 0 | 0 | 0 | 0 | 0 | 0 | 0 | 0 | 0 | 0 | 0 | 0 | 0 | 0 | 0 | 0 | 0
Industrial Fuel Use for Energy Purposes before CCS and Methane Capture[crude oil if,wood products 16] | Industrial Fuel Use for Energy Purposes before CCS and Methane Capture | crude oil if | wood products 16 |  |  | 0 | 0 | 0 | 0 | 0 | 0 | 0 | 0 | 0 | 0 | 0 | 0 | 0 | 0 | 0 | 0 | 0 | 0 | 0 | 0 | 0 | 0 | 0 | 0 | 0 | 0 | 0 | 0 | 0 | 0 | 0
Industrial Fuel Use for Energy Purposes before CCS and Methane Capture[crude oil if,pulp paper and printing 17T18] | Industrial Fuel Use for Energy Purposes before CCS and Methane Capture | crude oil if | pulp paper and printing 17T18 |  |  | 0 | 0 | 0 | 0 | 0 | 0 | 0 | 0 | 0 | 0 | 0 | 0 | 0 | 0 | 0 | 0 | 0 | 0 | 0 | 0 | 0 | 0 | 0 | 0 | 0 | 0 | 0 | 0 | 0 | 0 | 0
Industrial Fuel Use for Energy Purposes before CCS and Methane Capture[crude oil if,refined petroleum and coke 19] | Industrial Fuel Use for Energy Purposes before CCS and Methane Capture | crude oil if | refined petroleum and coke 19 |  |  | 329908000000000 | 419771000000000 | 419771000000000 | 419771000000000 | 419771000000000 | 419771000000000 | 419771000000000 | 419771000000000 | 419771000000000 | 419771000000000 | 419771000000000 | 419771000000000 | 419771000000000 | 419771000000000 | 419771000000000 | 419771000000000 | 419771000000000 | 419771000000000 | 419771000000000 | 419771000000000 | 419771000000000 | 419771000000000 | 419771000000000 | 419771000000000 | 419771000000000 | 419771000000000 | 419771000000000 | 419771000000000 | 419771000000000 | 419771000000000 | 419771000000000
Industrial Fuel Use for Energy Purposes before CCS and Methane Capture[crude oil if,chemicals 20] | Industrial Fuel Use for Energy Purposes before CCS and Methane Capture | crude oil if | chemicals 20 |  |  | 0 | 0 | 0 | 0 | 0 | 0 | 0 | 0 | 0 | 0 | 0 | 0 | 0 | 0 | 0 | 0 | 0 | 0 | 0 | 0 | 0 | 0 | 0 | 0 | 0 | 0 | 0 | 0 | 0 | 0 | 0
Industrial Fuel Use for Energy Purposes before CCS and Methane Capture[crude oil if,rubber and plastic products 22] | Industrial Fuel Use for Energy Purposes before CCS and Methane Capture | crude oil if | rubber and plastic products 22 |  |  | 0 | 0 | 0 | 0 | 0 | 0 | 0 | 0 | 0 | 0 | 0 | 0 | 0 | 0 | 0 | 0 | 0 | 0 | 0 | 0 | 0 | 0 | 0 | 0 | 0 | 0 | 0 | 0 | 0 | 0 | 0
Industrial Fuel Use for Energy Purposes before CCS and Methane Capture[crude oil if,glass and glass products 231] | Industrial Fuel Use for Energy Purposes before CCS and Methane Capture | crude oil if | glass and glass products 231 |  |  | 0 | 0 | 0 | 0 | 0 | 0 | 0 | 0 | 0 | 0 | 0 | 0 | 0 | 0 | 0 | 0 | 0 | 0 | 0 | 0 | 0 | 0 | 0 | 0 | 0 | 0 | 0 | 0 | 0 | 0 | 0
Industrial Fuel Use for Energy Purposes before CCS and Methane Capture[crude oil if,cement and other nonmetallic minerals 239] | Industrial Fuel Use for Energy Purposes before CCS and Methane Capture | crude oil if | cement and other nonmetallic minerals 239 |  |  | 0 | 0 | 0 | 0 | 0 | 0 | 0 | 0 | 0 | 0 | 0 | 0 | 0 | 0 | 0 | 0 | 0 | 0 | 0 | 0 | 0 | 0 | 0 | 0 | 0 | 0 | 0 | 0 | 0 | 0 | 0
Industrial Fuel Use for Energy Purposes before CCS and Methane Capture[crude oil if,iron and steel 241] | Industrial Fuel Use for Energy Purposes before CCS and Methane Capture | crude oil if | iron and steel 241 |  |  | 0 | 0 | 0 | 0 | 0 | 0 | 0 | 0 | 0 | 0 | 0 | 0 | 0 | 0 | 0 | 0 | 0 | 0 | 0 | 0 | 0 | 0 | 0 | 0 | 0 | 0 | 0 | 0 | 0 | 0 | 0
Industrial Fuel Use for Energy Purposes before CCS and Methane Capture[crude oil if,other metals 242] | Industrial Fuel Use for Energy Purposes before CCS and Methane Capture | crude oil if | other metals 242 |  |  | 0 | 0 | 0 | 0 | 0 | 0 | 0 | 0 | 0 | 0 | 0 | 0 | 0 | 0 | 0 | 0 | 0 | 0 | 0 | 0 | 0 | 0 | 0 | 0 | 0 | 0 | 0 | 0 | 0 | 0 | 0
Industrial Fuel Use for Energy Purposes before CCS and Methane Capture[crude oil if,metal products except machinery and vehicles 25] | Industrial Fuel Use for Energy Purposes before CCS and Methane Capture | crude oil if | metal products except machinery and vehicles 25 |  |  | 0 | 0 | 0 | 0 | 0 | 0 | 0 | 0 | 0 | 0 | 0 | 0 | 0 | 0 | 0 | 0 | 0 | 0 | 0 | 0 | 0 | 0 | 0 | 0 | 0 | 0 | 0 | 0 | 0 | 0 | 0
Industrial Fuel Use for Energy Purposes before CCS and Methane Capture[crude oil if,computers and electronics 26] | Industrial Fuel Use for Energy Purposes before CCS and Methane Capture | crude oil if | computers and electronics 26 |  |  | 0 | 0 | 0 | 0 | 0 | 0 | 0 | 0 | 0 | 0 | 0 | 0 | 0 | 0 | 0 | 0 | 0 | 0 | 0 | 0 | 0 | 0 | 0 | 0 | 0 | 0 | 0 | 0 | 0 | 0 | 0
Industrial Fuel Use for Energy Purposes before CCS and Methane Capture[crude oil if,appliances and electrical equipment 27] | Industrial Fuel Use for Energy Purposes before CCS and Methane Capture | crude oil if | appliances and electrical equipment 27 |  |  | 0 | 0 | 0 | 0 | 0 | 0 | 0 | 0 | 0 | 0 | 0 | 0 | 0 | 0 | 0 | 0 | 0 | 0 | 0 | 0 | 0 | 0 | 0 | 0 | 0 | 0 | 0 | 0 | 0 | 0 | 0
Industrial Fuel Use for Energy Purposes before CCS and Methane Capture[crude oil if,other machinery 28] | Industrial Fuel Use for Energy Purposes before CCS and Methane Capture | crude oil if | other machinery 28 |  |  | 0 | 0 | 0 | 0 | 0 | 0 | 0 | 0 | 0 | 0 | 0 | 0 | 0 | 0 | 0 | 0 | 0 | 0 | 0 | 0 | 0 | 0 | 0 | 0 | 0 | 0 | 0 | 0 | 0 | 0 | 0
Industrial Fuel Use for Energy Purposes before CCS and Methane Capture[crude oil if,road vehicles 29] | Industrial Fuel Use for Energy Purposes before CCS and Methane Capture | crude oil if | road vehicles 29 |  |  | 0 | 0 | 0 | 0 | 0 | 0 | 0 | 0 | 0 | 0 | 0 | 0 | 0 | 0 | 0 | 0 | 0 | 0 | 0 | 0 | 0 | 0 | 0 | 0 | 0 | 0 | 0 | 0 | 0 | 0 | 0
Industrial Fuel Use for Energy Purposes before CCS and Methane Capture[crude oil if,nonroad vehicles 30] | Industrial Fuel Use for Energy Purposes before CCS and Methane Capture | crude oil if | nonroad vehicles 30 |  |  | 0 | 0 | 0 | 0 | 0 | 0 | 0 | 0 | 0 | 0 | 0 | 0 | 0 | 0 | 0 | 0 | 0 | 0 | 0 | 0 | 0 | 0 | 0 | 0 | 0 | 0 | 0 | 0 | 0 | 0 | 0
Industrial Fuel Use for Energy Purposes before CCS and Methane Capture[crude oil if,other manufacturing 31T33] | Industrial Fuel Use for Energy Purposes before CCS and Methane Capture | crude oil if | other manufacturing 31T33 |  |  | 0 | 0 | 0 | 0 | 0 | 0 | 0 | 0 | 0 | 0 | 0 | 0 | 0 | 0 | 0 | 0 | 0 | 0 | 0 | 0 | 0 | 0 | 0 | 0 | 0 | 0 | 0 | 0 | 0 | 0 | 0
Industrial Fuel Use for Energy Purposes before CCS and Methane Capture[crude oil if,energy pipelines and gas processing 352T353] | Industrial Fuel Use for Energy Purposes before CCS and Methane Capture | crude oil if | energy pipelines and gas processing 352T353 |  |  | 0 | 0 | 0 | 0 | 0 | 0 | 0 | 0 | 0 | 0 | 0 | 0 | 0 | 0 | 0 | 0 | 0 | 0 | 0 | 0 | 0 | 0 | 0 | 0 | 0 | 0 | 0 | 0 | 0 | 0 | 0
Industrial Fuel Use for Energy Purposes before CCS and Methane Capture[crude oil if,water and waste 36T39] | Industrial Fuel Use for Energy Purposes before CCS and Methane Capture | crude oil if | water and waste 36T39 |  |  | 0 | 0 | 0 | 0 | 0 | 0 | 0 | 0 | 0 | 0 | 0 | 0 | 0 | 0 | 0 | 0 | 0 | 0 | 0 | 0 | 0 | 0 | 0 | 0 | 0 | 0 | 0 | 0 | 0 | 0 | 0
Industrial Fuel Use for Energy Purposes before CCS and Methane Capture[crude oil if,construction 41T43] | Industrial Fuel Use for Energy Purposes before CCS and Methane Capture | crude oil if | construction 41T43 |  |  | 0 | 0 | 0 | 0 | 0 | 0 | 0 | 0 | 0 | 0 | 0 | 0 | 0 | 0 | 0 | 0 | 0 | 0 | 0 | 0 | 0 | 0 | 0 | 0 | 0 | 0 | 0 | 0 | 0 | 0 | 0
Industrial Fuel Use for Energy Purposes before CCS and Methane Capture[heavy or residual fuel oil if,agriculture and forestry 01T03] | Industrial Fuel Use for Energy Purposes before CCS and Methane Capture | heavy or residual fuel oil if | agriculture and forestry 01T03 |  |  | 0 | 0 | 0 | 0 | 0 | 0 | 0 | 0 | 0 | 0 | 0 | 0 | 0 | 0 | 0 | 0 | 0 | 0 | 0 | 0 | 0 | 0 | 0 | 0 | 0 | 0 | 0 | 0 | 0 | 0 | 0
Industrial Fuel Use for Energy Purposes before CCS and Methane Capture[heavy or residual fuel oil if,coal mining 05] | Industrial Fuel Use for Energy Purposes before CCS and Methane Capture | heavy or residual fuel oil if | coal mining 05 |  |  | 0 | 0 | 0 | 0 | 0 | 0 | 0 | 0 | 0 | 0 | 0 | 0 | 0 | 0 | 0 | 0 | 0 | 0 | 0 | 0 | 0 | 0 | 0 | 0 | 0 | 0 | 0 | 0 | 0 | 0 | 0
Industrial Fuel Use for Energy Purposes before CCS and Methane Capture[heavy or residual fuel oil if,oil and gas extraction 06] | Industrial Fuel Use for Energy Purposes before CCS and Methane Capture | heavy or residual fuel oil if | oil and gas extraction 06 |  |  | 0 | 0 | 0 | 0 | 0 | 0 | 0 | 0 | 0 | 0 | 0 | 0 | 0 | 0 | 0 | 0 | 0 | 0 | 0 | 0 | 0 | 0 | 0 | 0 | 0 | 0 | 0 | 0 | 0 | 0 | 0
Industrial Fuel Use for Energy Purposes before CCS and Methane Capture[heavy or residual fuel oil if,other mining and quarrying 07T08] | Industrial Fuel Use for Energy Purposes before CCS and Methane Capture | heavy or residual fuel oil if | other mining and quarrying 07T08 |  |  | 0 | 0 | 0 | 0 | 0 | 0 | 0 | 0 | 0 | 0 | 0 | 0 | 0 | 0 | 0 | 0 | 0 | 0 | 0 | 0 | 0 | 0 | 0 | 0 | 0 | 0 | 0 | 0 | 0 | 0 | 0
Industrial Fuel Use for Energy Purposes before CCS and Methane Capture[heavy or residual fuel oil if,food beverage and tobacco 10T12] | Industrial Fuel Use for Energy Purposes before CCS and Methane Capture | heavy or residual fuel oil if | food beverage and tobacco 10T12 |  |  | 0 | 0 | 0 | 0 | 0 | 0 | 0 | 0 | 0 | 0 | 0 | 0 | 0 | 0 | 0 | 0 | 0 | 0 | 0 | 0 | 0 | 0 | 0 | 0 | 0 | 0 | 0 | 0 | 0 | 0 | 0
Industrial Fuel Use for Energy Purposes before CCS and Methane Capture[heavy or residual fuel oil if,textiles apparel and leather 13T15] | Industrial Fuel Use for Energy Purposes before CCS and Methane Capture | heavy or residual fuel oil if | textiles apparel and leather 13T15 |  |  | 0 | 0 | 0 | 0 | 0 | 0 | 0 | 0 | 0 | 0 | 0 | 0 | 0 | 0 | 0 | 0 | 0 | 0 | 0 | 0 | 0 | 0 | 0 | 0 | 0 | 0 | 0 | 0 | 0 | 0 | 0
Industrial Fuel Use for Energy Purposes before CCS and Methane Capture[heavy or residual fuel oil if,wood products 16] | Industrial Fuel Use for Energy Purposes before CCS and Methane Capture | heavy or residual fuel oil if | wood products 16 |  |  | 0 | 0 | 0 | 0 | 0 | 0 | 0 | 0 | 0 | 0 | 0 | 0 | 0 | 0 | 0 | 0 | 0 | 0 | 0 | 0 | 0 | 0 | 0 | 0 | 0 | 0 | 0 | 0 | 0 | 0 | 0
Industrial Fuel Use for Energy Purposes before CCS and Methane Capture[heavy or residual fuel oil if,pulp paper and printing 17T18] | Industrial Fuel Use for Energy Purposes before CCS and Methane Capture | heavy or residual fuel oil if | pulp paper and printing 17T18 |  |  | 0 | 0 | 0 | 0 | 0 | 0 | 0 | 0 | 0 | 0 | 0 | 0 | 0 | 0 | 0 | 0 | 0 | 0 | 0 | 0 | 0 | 0 | 0 | 0 | 0 | 0 | 0 | 0 | 0 | 0 | 0
Industrial Fuel Use for Energy Purposes before CCS and Methane Capture[heavy or residual fuel oil if,refined petroleum and coke 19] | Industrial Fuel Use for Energy Purposes before CCS and Methane Capture | heavy or residual fuel oil if | refined petroleum and coke 19 |  |  | 2858100000000 | 3064150000000 | 2874550000000 | 2936870000000 | 2918270000000 | 2895610000000 | 2838420000000 | 2827390000000 | 2720330000000 | 2665970000000 | 2612460000000 | 2574160000000 | 2511910000000 | 2502790000000 | 2428480000000 | 2386680000000 | 2400770000000 | 2341140000000 | 2315890000000 | 2314940000000 | 2312690000000 | 2285210000000 | 2275180000000 | 2269980000000 | 2267940000000 | 2256460000000 | 2251540000000 | 2245060000000 | 2238590000000 | 2232110000000 | 2225640000000
Industrial Fuel Use for Energy Purposes before CCS and Methane Capture[heavy or residual fuel oil if,chemicals 20] | Industrial Fuel Use for Energy Purposes before CCS and Methane Capture | heavy or residual fuel oil if | chemicals 20 |  |  | 0 | 0 | 0 | 0 | 0 | 0 | 0 | 0 | 0 | 0 | 0 | 0 | 0 | 0 | 0 | 0 | 0 | 0 | 0 | 0 | 0 | 0 | 0 | 0 | 0 | 0 | 0 | 0 | 0 | 0 | 0
Industrial Fuel Use for Energy Purposes before CCS and Methane Capture[heavy or residual fuel oil if,rubber and plastic products 22] | Industrial Fuel Use for Energy Purposes before CCS and Methane Capture | heavy or residual fuel oil if | rubber and plastic products 22 |  |  | 0 | 0 | 0 | 0 | 0 | 0 | 0 | 0 | 0 | 0 | 0 | 0 | 0 | 0 | 0 | 0 | 0 | 0 | 0 | 0 | 0 | 0 | 0 | 0 | 0 | 0 | 0 | 0 | 0 | 0 | 0
Industrial Fuel Use for Energy Purposes before CCS and Methane Capture[heavy or residual fuel oil if,glass and glass products 231] | Industrial Fuel Use for Energy Purposes before CCS and Methane Capture | heavy or residual fuel oil if | glass and glass products 231 |  |  | 0 | 0 | 0 | 0 | 0 | 0 | 0 | 0 | 0 | 0 | 0 | 0 | 0 | 0 | 0 | 0 | 0 | 0 | 0 | 0 | 0 | 0 | 0 | 0 | 0 | 0 | 0 | 0 | 0 | 0 | 0
Industrial Fuel Use for Energy Purposes before CCS and Methane Capture[heavy or residual fuel oil if,cement and other nonmetallic minerals 239] | Industrial Fuel Use for Energy Purposes before CCS and Methane Capture | heavy or residual fuel oil if | cement and other nonmetallic minerals 239 |  |  | 0 | 0 | 0 | 0 | 0 | 0 | 0 | 0 | 0 | 0 | 0 | 0 | 0 | 0 | 0 | 0 | 0 | 0 | 0 | 0 | 0 | 0 | 0 | 0 | 0 | 0 | 0 | 0 | 0 | 0 | 0
Industrial Fuel Use for Energy Purposes before CCS and Methane Capture[heavy or residual fuel oil if,iron and steel 241] | Industrial Fuel Use for Energy Purposes before CCS and Methane Capture | heavy or residual fuel oil if | iron and steel 241 |  |  | 0 | 0 | 0 | 0 | 0 | 0 | 0 | 0 | 0 | 0 | 0 | 0 | 0 | 0 | 0 | 0 | 0 | 0 | 0 | 0 | 0 | 0 | 0 | 0 | 0 | 0 | 0 | 0 | 0 | 0 | 0
Industrial Fuel Use for Energy Purposes before CCS and Methane Capture[heavy or residual fuel oil if,other metals 242] | Industrial Fuel Use for Energy Purposes before CCS and Methane Capture | heavy or residual fuel oil if | other metals 242 |  |  | 0 | 0 | 0 | 0 | 0 | 0 | 0 | 0 | 0 | 0 | 0 | 0 | 0 | 0 | 0 | 0 | 0 | 0 | 0 | 0 | 0 | 0 | 0 | 0 | 0 | 0 | 0 | 0 | 0 | 0 | 0
Industrial Fuel Use for Energy Purposes before CCS and Methane Capture[heavy or residual fuel oil if,metal products except machinery and vehicles 25] | Industrial Fuel Use for Energy Purposes before CCS and Methane Capture | heavy or residual fuel oil if | metal products except machinery and vehicles 25 |  |  | 0 | 0 | 0 | 0 | 0 | 0 | 0 | 0 | 0 | 0 | 0 | 0 | 0 | 0 | 0 | 0 | 0 | 0 | 0 | 0 | 0 | 0 | 0 | 0 | 0 | 0 | 0 | 0 | 0 | 0 | 0
Industrial Fuel Use for Energy Purposes before CCS and Methane Capture[heavy or residual fuel oil if,computers and electronics 26] | Industrial Fuel Use for Energy Purposes before CCS and Methane Capture | heavy or residual fuel oil if | computers and electronics 26 |  |  | 0 | 0 | 0 | 0 | 0 | 0 | 0 | 0 | 0 | 0 | 0 | 0 | 0 | 0 | 0 | 0 | 0 | 0 | 0 | 0 | 0 | 0 | 0 | 0 | 0 | 0 | 0 | 0 | 0 | 0 | 0
Industrial Fuel Use for Energy Purposes before CCS and Methane Capture[heavy or residual fuel oil if,appliances and electrical equipment 27] | Industrial Fuel Use for Energy Purposes before CCS and Methane Capture | heavy or residual fuel oil if | appliances and electrical equipment 27 |  |  | 0 | 0 | 0 | 0 | 0 | 0 | 0 | 0 | 0 | 0 | 0 | 0 | 0 | 0 | 0 | 0 | 0 | 0 | 0 | 0 | 0 | 0 | 0 | 0 | 0 | 0 | 0 | 0 | 0 | 0 | 0
Industrial Fuel Use for Energy Purposes before CCS and Methane Capture[heavy or residual fuel oil if,other machinery 28] | Industrial Fuel Use for Energy Purposes before CCS and Methane Capture | heavy or residual fuel oil if | other machinery 28 |  |  | 0 | 0 | 0 | 0 | 0 | 0 | 0 | 0 | 0 | 0 | 0 | 0 | 0 | 0 | 0 | 0 | 0 | 0 | 0 | 0 | 0 | 0 | 0 | 0 | 0 | 0 | 0 | 0 | 0 | 0 | 0
Industrial Fuel Use for Energy Purposes before CCS and Methane Capture[heavy or residual fuel oil if,road vehicles 29] | Industrial Fuel Use for Energy Purposes before CCS and Methane Capture | heavy or residual fuel oil if | road vehicles 29 |  |  | 0 | 0 | 0 | 0 | 0 | 0 | 0 | 0 | 0 | 0 | 0 | 0 | 0 | 0 | 0 | 0 | 0 | 0 | 0 | 0 | 0 | 0 | 0 | 0 | 0 | 0 | 0 | 0 | 0 | 0 | 0
Industrial Fuel Use for Energy Purposes before CCS and Methane Capture[heavy or residual fuel oil if,nonroad vehicles 30] | Industrial Fuel Use for Energy Purposes before CCS and Methane Capture | heavy or residual fuel oil if | nonroad vehicles 30 |  |  | 0 | 0 | 0 | 0 | 0 | 0 | 0 | 0 | 0 | 0 | 0 | 0 | 0 | 0 | 0 | 0 | 0 | 0 | 0 | 0 | 0 | 0 | 0 | 0 | 0 | 0 | 0 | 0 | 0 | 0 | 0
Industrial Fuel Use for Energy Purposes before CCS and Methane Capture[heavy or residual fuel oil if,other manufacturing 31T33] | Industrial Fuel Use for Energy Purposes before CCS and Methane Capture | heavy or residual fuel oil if | other manufacturing 31T33 |  |  | 57944000000 | 54410800000 | 56284700000 | 58469600000 | 59521600000 | 61018000000 | 61928400000 | 62492700000 | 62966200000 | 63524700000 | 64370800000 | 65128200000 | 65777600000 | 66748400000 | 67494500000 | 67894000000 | 68143500000 | 68683900000 | 69282500000 | 69957600000 | 70424500000 | 71187400000 | 72319400000 | 73836400000 | 75077100000 | 75887200000 | 77308700000 | 78524400000 | 79740100000 | 80955900000 | 82171600000
Industrial Fuel Use for Energy Purposes before CCS and Methane Capture[heavy or residual fuel oil if,energy pipelines and gas processing 352T353] | Industrial Fuel Use for Energy Purposes before CCS and Methane Capture | heavy or residual fuel oil if | energy pipelines and gas processing 352T353 |  |  | 0 | 0 | 0 | 0 | 0 | 0 | 0 | 0 | 0 | 0 | 0 | 0 | 0 | 0 | 0 | 0 | 0 | 0 | 0 | 0 | 0 | 0 | 0 | 0 | 0 | 0 | 0 | 0 | 0 | 0 | 0
Industrial Fuel Use for Energy Purposes before CCS and Methane Capture[heavy or residual fuel oil if,water and waste 36T39] | Industrial Fuel Use for Energy Purposes before CCS and Methane Capture | heavy or residual fuel oil if | water and waste 36T39 |  |  | 0 | 0 | 0 | 0 | 0 | 0 | 0 | 0 | 0 | 0 | 0 | 0 | 0 | 0 | 0 | 0 | 0 | 0 | 0 | 0 | 0 | 0 | 0 | 0 | 0 | 0 | 0 | 0 | 0 | 0 | 0
Industrial Fuel Use for Energy Purposes before CCS and Methane Capture[heavy or residual fuel oil if,construction 41T43] | Industrial Fuel Use for Energy Purposes before CCS and Methane Capture | heavy or residual fuel oil if | construction 41T43 |  |  | 0 | 0 | 0 | 0 | 0 | 0 | 0 | 0 | 0 | 0 | 0 | 0 | 0 | 0 | 0 | 0 | 0 | 0 | 0 | 0 | 0 | 0 | 0 | 0 | 0 | 0 | 0 | 0 | 0 | 0 | 0
Industrial Fuel Use for Energy Purposes before CCS and Methane Capture[LPG propane or butane if,agriculture and forestry 01T03] | Industrial Fuel Use for Energy Purposes before CCS and Methane Capture | LPG propane or butane if | agriculture and forestry 01T03 |  |  | 0 | 0 | 0 | 0 | 0 | 0 | 0 | 0 | 0 | 0 | 0 | 0 | 0 | 0 | 0 | 0 | 0 | 0 | 0 | 0 | 0 | 0 | 0 | 0 | 0 | 0 | 0 | 0 | 0 | 0 | 0
Industrial Fuel Use for Energy Purposes before CCS and Methane Capture[LPG propane or butane if,coal mining 05] | Industrial Fuel Use for Energy Purposes before CCS and Methane Capture | LPG propane or butane if | coal mining 05 |  |  | 0 | 0 | 0 | 0 | 0 | 0 | 0 | 0 | 0 | 0 | 0 | 0 | 0 | 0 | 0 | 0 | 0 | 0 | 0 | 0 | 0 | 0 | 0 | 0 | 0 | 0 | 0 | 0 | 0 | 0 | 0
Industrial Fuel Use for Energy Purposes before CCS and Methane Capture[LPG propane or butane if,oil and gas extraction 06] | Industrial Fuel Use for Energy Purposes before CCS and Methane Capture | LPG propane or butane if | oil and gas extraction 06 |  |  | 0 | 0 | 0 | 0 | 0 | 0 | 0 | 0 | 0 | 0 | 0 | 0 | 0 | 0 | 0 | 0 | 0 | 0 | 0 | 0 | 0 | 0 | 0 | 0 | 0 | 0 | 0 | 0 | 0 | 0 | 0
Industrial Fuel Use for Energy Purposes before CCS and Methane Capture[LPG propane or butane if,other mining and quarrying 07T08] | Industrial Fuel Use for Energy Purposes before CCS and Methane Capture | LPG propane or butane if | other mining and quarrying 07T08 |  |  | 0 | 0 | 0 | 0 | 0 | 0 | 0 | 0 | 0 | 0 | 0 | 0 | 0 | 0 | 0 | 0 | 0 | 0 | 0 | 0 | 0 | 0 | 0 | 0 | 0 | 0 | 0 | 0 | 0 | 0 | 0
Industrial Fuel Use for Energy Purposes before CCS and Methane Capture[LPG propane or butane if,food beverage and tobacco 10T12] | Industrial Fuel Use for Energy Purposes before CCS and Methane Capture | LPG propane or butane if | food beverage and tobacco 10T12 |  |  | 0 | 0 | 0 | 0 | 0 | 0 | 0 | 0 | 0 | 0 | 0 | 0 | 0 | 0 | 0 | 0 | 0 | 0 | 0 | 0 | 0 | 0 | 0 | 0 | 0 | 0 | 0 | 0 | 0 | 0 | 0
Industrial Fuel Use for Energy Purposes before CCS and Methane Capture[LPG propane or butane if,textiles apparel and leather 13T15] | Industrial Fuel Use for Energy Purposes before CCS and Methane Capture | LPG propane or butane if | textiles apparel and leather 13T15 |  |  | 0 | 0 | 0 | 0 | 0 | 0 | 0 | 0 | 0 | 0 | 0 | 0 | 0 | 0 | 0 | 0 | 0 | 0 | 0 | 0 | 0 | 0 | 0 | 0 | 0 | 0 | 0 | 0 | 0 | 0 | 0
Industrial Fuel Use for Energy Purposes before CCS and Methane Capture[LPG propane or butane if,wood products 16] | Industrial Fuel Use for Energy Purposes before CCS and Methane Capture | LPG propane or butane if | wood products 16 |  |  | 0 | 0 | 0 | 0 | 0 | 0 | 0 | 0 | 0 | 0 | 0 | 0 | 0 | 0 | 0 | 0 | 0 | 0 | 0 | 0 | 0 | 0 | 0 | 0 | 0 | 0 | 0 | 0 | 0 | 0 | 0
Industrial Fuel Use for Energy Purposes before CCS and Methane Capture[LPG propane or butane if,pulp paper and printing 17T18] | Industrial Fuel Use for Energy Purposes before CCS and Methane Capture | LPG propane or butane if | pulp paper and printing 17T18 |  |  | 0 | 0 | 0 | 0 | 0 | 0 | 0 | 0 | 0 | 0 | 0 | 0 | 0 | 0 | 0 | 0 | 0 | 0 | 0 | 0 | 0 | 0 | 0 | 0 | 0 | 0 | 0 | 0 | 0 | 0 | 0
Industrial Fuel Use for Energy Purposes before CCS and Methane Capture[LPG propane or butane if,refined petroleum and coke 19] | Industrial Fuel Use for Energy Purposes before CCS and Methane Capture | LPG propane or butane if | refined petroleum and coke 19 |  |  | 35652500000 | 38222800000 | 35857700000 | 36635100000 | 36403100000 | 36120400000 | 35407000000 | 35269400000 | 33934000000 | 33255800000 | 32588400000 | 32110600000 | 31334100000 | 31220300000 | 30293300000 | 29772000000 | 29947700000 | 29203900000 | 28888900000 | 28877000000 | 28848900000 | 28506100000 | 28381100000 | 28316200000 | 28290700000 | 28147600000 | 28086100000 | 28005300000 | 27924600000 | 27843800000 | 27763100000
Industrial Fuel Use for Energy Purposes before CCS and Methane Capture[LPG propane or butane if,chemicals 20] | Industrial Fuel Use for Energy Purposes before CCS and Methane Capture | LPG propane or butane if | chemicals 20 |  |  | 0 | 0 | 0 | 0 | 0 | 0 | 0 | 0 | 0 | 0 | 0 | 0 | 0 | 0 | 0 | 0 | 0 | 0 | 0 | 0 | 0 | 0 | 0 | 0 | 0 | 0 | 0 | 0 | 0 | 0 | 0
Industrial Fuel Use for Energy Purposes before CCS and Methane Capture[LPG propane or butane if,rubber and plastic products 22] | Industrial Fuel Use for Energy Purposes before CCS and Methane Capture | LPG propane or butane if | rubber and plastic products 22 |  |  | 0 | 0 | 0 | 0 | 0 | 0 | 0 | 0 | 0 | 0 | 0 | 0 | 0 | 0 | 0 | 0 | 0 | 0 | 0 | 0 | 0 | 0 | 0 | 0 | 0 | 0 | 0 | 0 | 0 | 0 | 0
Industrial Fuel Use for Energy Purposes before CCS and Methane Capture[LPG propane or butane if,glass and glass products 231] | Industrial Fuel Use for Energy Purposes before CCS and Methane Capture | LPG propane or butane if | glass and glass products 231 |  |  | 0 | 0 | 0 | 0 | 0 | 0 | 0 | 0 | 0 | 0 | 0 | 0 | 0 | 0 | 0 | 0 | 0 | 0 | 0 | 0 | 0 | 0 | 0 | 0 | 0 | 0 | 0 | 0 | 0 | 0 | 0
Industrial Fuel Use for Energy Purposes before CCS and Methane Capture[LPG propane or butane if,cement and other nonmetallic minerals 239] | Industrial Fuel Use for Energy Purposes before CCS and Methane Capture | LPG propane or butane if | cement and other nonmetallic minerals 239 |  |  | 491459000 | 481214000 | 470970000 | 460726000 | 450481000 | 440237000 | 429992000 | 419748000 | 409504000 | 399259000 | 389015000 | 378770000 | 368526000 | 358282000 | 348037000 | 337793000 | 337793000 | 337793000 | 337793000 | 337793000 | 337793000 | 337793000 | 337793000 | 337793000 | 337793000 | 337793000 | 337793000 | 337793000 | 337793000 | 337793000 | 337793000
Industrial Fuel Use for Energy Purposes before CCS and Methane Capture[LPG propane or butane if,iron and steel 241] | Industrial Fuel Use for Energy Purposes before CCS and Methane Capture | LPG propane or butane if | iron and steel 241 |  |  | 0 | 0 | 0 | 0 | 0 | 0 | 0 | 0 | 0 | 0 | 0 | 0 | 0 | 0 | 0 | 0 | 0 | 0 | 0 | 0 | 0 | 0 | 0 | 0 | 0 | 0 | 0 | 0 | 0 | 0 | 0
Industrial Fuel Use for Energy Purposes before CCS and Methane Capture[LPG propane or butane if,other metals 242] | Industrial Fuel Use for Energy Purposes before CCS and Methane Capture | LPG propane or butane if | other metals 242 |  |  | 0 | 0 | 0 | 0 | 0 | 0 | 0 | 0 | 0 | 0 | 0 | 0 | 0 | 0 | 0 | 0 | 0 | 0 | 0 | 0 | 0 | 0 | 0 | 0 | 0 | 0 | 0 | 0 | 0 | 0 | 0
Industrial Fuel Use for Energy Purposes before CCS and Methane Capture[LPG propane or butane if,metal products except machinery and vehicles 25] | Industrial Fuel Use for Energy Purposes before CCS and Methane Capture | LPG propane or butane if | metal products except machinery and vehicles 25 |  |  | 0 | 0 | 0 | 0 | 0 | 0 | 0 | 0 | 0 | 0 | 0 | 0 | 0 | 0 | 0 | 0 | 0 | 0 | 0 | 0 | 0 | 0 | 0 | 0 | 0 | 0 | 0 | 0 | 0 | 0 | 0
Industrial Fuel Use for Energy Purposes before CCS and Methane Capture[LPG propane or butane if,computers and electronics 26] | Industrial Fuel Use for Energy Purposes before CCS and Methane Capture | LPG propane or butane if | computers and electronics 26 |  |  | 0 | 0 | 0 | 0 | 0 | 0 | 0 | 0 | 0 | 0 | 0 | 0 | 0 | 0 | 0 | 0 | 0 | 0 | 0 | 0 | 0 | 0 | 0 | 0 | 0 | 0 | 0 | 0 | 0 | 0 | 0
Industrial Fuel Use for Energy Purposes before CCS and Methane Capture[LPG propane or butane if,appliances and electrical equipment 27] | Industrial Fuel Use for Energy Purposes before CCS and Methane Capture | LPG propane or butane if | appliances and electrical equipment 27 |  |  | 0 | 0 | 0 | 0 | 0 | 0 | 0 | 0 | 0 | 0 | 0 | 0 | 0 | 0 | 0 | 0 | 0 | 0 | 0 | 0 | 0 | 0 | 0 | 0 | 0 | 0 | 0 | 0 | 0 | 0 | 0
Industrial Fuel Use for Energy Purposes before CCS and Methane Capture[LPG propane or butane if,other machinery 28] | Industrial Fuel Use for Energy Purposes before CCS and Methane Capture | LPG propane or butane if | other machinery 28 |  |  | 0 | 0 | 0 | 0 | 0 | 0 | 0 | 0 | 0 | 0 | 0 | 0 | 0 | 0 | 0 | 0 | 0 | 0 | 0 | 0 | 0 | 0 | 0 | 0 | 0 | 0 | 0 | 0 | 0 | 0 | 0
Industrial Fuel Use for Energy Purposes before CCS and Methane Capture[LPG propane or butane if,road vehicles 29] | Industrial Fuel Use for Energy Purposes before CCS and Methane Capture | LPG propane or butane if | road vehicles 29 |  |  | 0 | 0 | 0 | 0 | 0 | 0 | 0 | 0 | 0 | 0 | 0 | 0 | 0 | 0 | 0 | 0 | 0 | 0 | 0 | 0 | 0 | 0 | 0 | 0 | 0 | 0 | 0 | 0 | 0 | 0 | 0
Industrial Fuel Use for Energy Purposes before CCS and Methane Capture[LPG propane or butane if,nonroad vehicles 30] | Industrial Fuel Use for Energy Purposes before CCS and Methane Capture | LPG propane or butane if | nonroad vehicles 30 |  |  | 0 | 0 | 0 | 0 | 0 | 0 | 0 | 0 | 0 | 0 | 0 | 0 | 0 | 0 | 0 | 0 | 0 | 0 | 0 | 0 | 0 | 0 | 0 | 0 | 0 | 0 | 0 | 0 | 0 | 0 | 0
Industrial Fuel Use for Energy Purposes before CCS and Methane Capture[LPG propane or butane if,other manufacturing 31T33] | Industrial Fuel Use for Energy Purposes before CCS and Methane Capture | LPG propane or butane if | other manufacturing 31T33 |  |  | 19249400000000 | 19063400000000 | 18185100000000 | 18891000000000 | 19230900000000 | 19714400000000 | 20008600000000 | 20190900000000 | 20343900000000 | 20524300000000 | 20797700000000 | 21042400000000 | 21252200000000 | 21565900000000 | 21806900000000 | 21936000000000 | 22016600000000 | 22191200000000 | 22384600000000 | 22602700000000 | 22753600000000 | 23000100000000 | 23365800000000 | 23855900000000 | 24256800000000 | 24518500000000 | 24977800000000 | 25370600000000 | 25763400000000 | 26156200000000 | 26549000000000
Industrial Fuel Use for Energy Purposes before CCS and Methane Capture[LPG propane or butane if,energy pipelines and gas processing 352T353] | Industrial Fuel Use for Energy Purposes before CCS and Methane Capture | LPG propane or butane if | energy pipelines and gas processing 352T353 |  |  | 0 | 0 | 0 | 0 | 0 | 0 | 0 | 0 | 0 | 0 | 0 | 0 | 0 | 0 | 0 | 0 | 0 | 0 | 0 | 0 | 0 | 0 | 0 | 0 | 0 | 0 | 0 | 0 | 0 | 0 | 0
Industrial Fuel Use for Energy Purposes before CCS and Methane Capture[LPG propane or butane if,water and waste 36T39] | Industrial Fuel Use for Energy Purposes before CCS and Methane Capture | LPG propane or butane if | water and waste 36T39 |  |  | 0 | 0 | 0 | 0 | 0 | 0 | 0 | 0 | 0 | 0 | 0 | 0 | 0 | 0 | 0 | 0 | 0 | 0 | 0 | 0 | 0 | 0 | 0 | 0 | 0 | 0 | 0 | 0 | 0 | 0 | 0
Industrial Fuel Use for Energy Purposes before CCS and Methane Capture[LPG propane or butane if,construction 41T43] | Industrial Fuel Use for Energy Purposes before CCS and Methane Capture | LPG propane or butane if | construction 41T43 |  |  | 0 | 0 | 0 | 0 | 0 | 0 | 0 | 0 | 0 | 0 | 0 | 0 | 0 | 0 | 0 | 0 | 0 | 0 | 0 | 0 | 0 | 0 | 0 | 0 | 0 | 0 | 0 | 0 | 0 | 0 | 0
Industrial Fuel Use for Energy Purposes before CCS and Methane Capture[hydrogen if,agriculture and forestry 01T03] | Industrial Fuel Use for Energy Purposes before CCS and Methane Capture | hydrogen if | agriculture and forestry 01T03 |  |  | 0 | 0 | 0 | 0 | 0 | 0 | 0 | 0 | 0 | 0 | 0 | 0 | 0 | 0 | 0 | 0 | 0 | 0 | 0 | 0 | 0 | 0 | 0 | 0 | 0 | 0 | 0 | 0 | 0 | 0 | 0
Industrial Fuel Use for Energy Purposes before CCS and Methane Capture[hydrogen if,coal mining 05] | Industrial Fuel Use for Energy Purposes before CCS and Methane Capture | hydrogen if | coal mining 05 |  |  | 0 | 0 | 0 | 0 | 0 | 0 | 0 | 0 | 0 | 0 | 0 | 0 | 0 | 0 | 0 | 0 | 0 | 0 | 0 | 0 | 0 | 0 | 0 | 0 | 0 | 0 | 0 | 0 | 0 | 0 | 0
Industrial Fuel Use for Energy Purposes before CCS and Methane Capture[hydrogen if,oil and gas extraction 06] | Industrial Fuel Use for Energy Purposes before CCS and Methane Capture | hydrogen if | oil and gas extraction 06 |  |  | 0 | 0 | 0 | 0 | 0 | 0 | 0 | 0 | 0 | 0 | 0 | 0 | 0 | 0 | 0 | 0 | 0 | 0 | 0 | 0 | 0 | 0 | 0 | 0 | 0 | 0 | 0 | 0 | 0 | 0 | 0
Industrial Fuel Use for Energy Purposes before CCS and Methane Capture[hydrogen if,other mining and quarrying 07T08] | Industrial Fuel Use for Energy Purposes before CCS and Methane Capture | hydrogen if | other mining and quarrying 07T08 |  |  | 0 | 0 | 0 | 0 | 0 | 0 | 0 | 0 | 0 | 0 | 0 | 0 | 0 | 0 | 0 | 0 | 0 | 0 | 0 | 0 | 0 | 0 | 0 | 0 | 0 | 0 | 0 | 0 | 0 | 0 | 0
Industrial Fuel Use for Energy Purposes before CCS and Methane Capture[hydrogen if,food beverage and tobacco 10T12] | Industrial Fuel Use for Energy Purposes before CCS and Methane Capture | hydrogen if | food beverage and tobacco 10T12 |  |  | 0 | 0 | 0 | 0 | 0 | 0 | 0 | 0 | 0 | 0 | 0 | 0 | 0 | 0 | 0 | 0 | 0 | 0 | 0 | 0 | 0 | 0 | 0 | 0 | 0 | 0 | 0 | 0 | 0 | 0 | 0
Industrial Fuel Use for Energy Purposes before CCS and Methane Capture[hydrogen if,textiles apparel and leather 13T15] | Industrial Fuel Use for Energy Purposes before CCS and Methane Capture | hydrogen if | textiles apparel and leather 13T15 |  |  | 0 | 0 | 0 | 0 | 0 | 0 | 0 | 0 | 0 | 0 | 0 | 0 | 0 | 0 | 0 | 0 | 0 | 0 | 0 | 0 | 0 | 0 | 0 | 0 | 0 | 0 | 0 | 0 | 0 | 0 | 0
Industrial Fuel Use for Energy Purposes before CCS and Methane Capture[hydrogen if,wood products 16] | Industrial Fuel Use for Energy Purposes before CCS and Methane Capture | hydrogen if | wood products 16 |  |  | 0 | 0 | 0 | 0 | 0 | 0 | 0 | 0 | 0 | 0 | 0 | 0 | 0 | 0 | 0 | 0 | 0 | 0 | 0 | 0 | 0 | 0 | 0 | 0 | 0 | 0 | 0 | 0 | 0 | 0 | 0
Industrial Fuel Use for Energy Purposes before CCS and Methane Capture[hydrogen if,pulp paper and printing 17T18] | Industrial Fuel Use for Energy Purposes before CCS and Methane Capture | hydrogen if | pulp paper and printing 17T18 |  |  | 0 | 0 | 0 | 0 | 0 | 0 | 0 | 0 | 0 | 0 | 0 | 0 | 0 | 0 | 0 | 0 | 0 | 0 | 0 | 0 | 0 | 0 | 0 | 0 | 0 | 0 | 0 | 0 | 0 | 0 | 0
Industrial Fuel Use for Energy Purposes before CCS and Methane Capture[hydrogen if,refined petroleum and coke 19] | Industrial Fuel Use for Energy Purposes before CCS and Methane Capture | hydrogen if | refined petroleum and coke 19 |  |  | 0 | 0 | 0 | 0 | 0 | 0 | 0 | 0 | 0 | 0 | 0 | 0 | 0 | 0 | 0 | 0 | 0 | 0 | 0 | 0 | 0 | 0 | 0 | 0 | 0 | 0 | 0 | 0 | 0 | 0 | 0
Industrial Fuel Use for Energy Purposes before CCS and Methane Capture[hydrogen if,chemicals 20] | Industrial Fuel Use for Energy Purposes before CCS and Methane Capture | hydrogen if | chemicals 20 |  |  | 0 | 0 | 0 | 0 | 0 | 0 | 0 | 0 | 0 | 0 | 0 | 0 | 0 | 0 | 0 | 0 | 0 | 0 | 0 | 0 | 0 | 0 | 0 | 0 | 0 | 0 | 0 | 0 | 0 | 0 | 0
Industrial Fuel Use for Energy Purposes before CCS and Methane Capture[hydrogen if,rubber and plastic products 22] | Industrial Fuel Use for Energy Purposes before CCS and Methane Capture | hydrogen if | rubber and plastic products 22 |  |  | 0 | 0 | 0 | 0 | 0 | 0 | 0 | 0 | 0 | 0 | 0 | 0 | 0 | 0 | 0 | 0 | 0 | 0 | 0 | 0 | 0 | 0 | 0 | 0 | 0 | 0 | 0 | 0 | 0 | 0 | 0
Industrial Fuel Use for Energy Purposes before CCS and Methane Capture[hydrogen if,glass and glass products 231] | Industrial Fuel Use for Energy Purposes before CCS and Methane Capture | hydrogen if | glass and glass products 231 |  |  | 0 | 0 | 0 | 0 | 0 | 0 | 0 | 0 | 0 | 0 | 0 | 0 | 0 | 0 | 0 | 0 | 0 | 0 | 0 | 0 | 0 | 0 | 0 | 0 | 0 | 0 | 0 | 0 | 0 | 0 | 0
Industrial Fuel Use for Energy Purposes before CCS and Methane Capture[hydrogen if,cement and other nonmetallic minerals 239] | Industrial Fuel Use for Energy Purposes before CCS and Methane Capture | hydrogen if | cement and other nonmetallic minerals 239 |  |  | 0 | 0 | 0 | 0 | 0 | 0 | 0 | 0 | 0 | 0 | 0 | 0 | 0 | 0 | 0 | 0 | 0 | 0 | 0 | 0 | 0 | 0 | 0 | 0 | 0 | 0 | 0 | 0 | 0 | 0 | 0
Industrial Fuel Use for Energy Purposes before CCS and Methane Capture[hydrogen if,iron and steel 241] | Industrial Fuel Use for Energy Purposes before CCS and Methane Capture | hydrogen if | iron and steel 241 |  |  | 0 | 0 | 0 | 0 | 0 | 0 | 0 | 0 | 0 | 0 | 0 | 0 | 0 | 0 | 0 | 0 | 0 | 0 | 0 | 0 | 0 | 0 | 0 | 0 | 0 | 0 | 0 | 0 | 0 | 0 | 0
Industrial Fuel Use for Energy Purposes before CCS and Methane Capture[hydrogen if,other metals 242] | Industrial Fuel Use for Energy Purposes before CCS and Methane Capture | hydrogen if | other metals 242 |  |  | 0 | 0 | 0 | 0 | 0 | 0 | 0 | 0 | 0 | 0 | 0 | 0 | 0 | 0 | 0 | 0 | 0 | 0 | 0 | 0 | 0 | 0 | 0 | 0 | 0 | 0 | 0 | 0 | 0 | 0 | 0
Industrial Fuel Use for Energy Purposes before CCS and Methane Capture[hydrogen if,metal products except machinery and vehicles 25] | Industrial Fuel Use for Energy Purposes before CCS and Methane Capture | hydrogen if | metal products except machinery and vehicles 25 |  |  | 0 | 0 | 0 | 0 | 0 | 0 | 0 | 0 | 0 | 0 | 0 | 0 | 0 | 0 | 0 | 0 | 0 | 0 | 0 | 0 | 0 | 0 | 0 | 0 | 0 | 0 | 0 | 0 | 0 | 0 | 0
Industrial Fuel Use for Energy Purposes before CCS and Methane Capture[hydrogen if,computers and electronics 26] | Industrial Fuel Use for Energy Purposes before CCS and Methane Capture | hydrogen if | computers and electronics 26 |  |  | 0 | 0 | 0 | 0 | 0 | 0 | 0 | 0 | 0 | 0 | 0 | 0 | 0 | 0 | 0 | 0 | 0 | 0 | 0 | 0 | 0 | 0 | 0 | 0 | 0 | 0 | 0 | 0 | 0 | 0 | 0
Industrial Fuel Use for Energy Purposes before CCS and Methane Capture[hydrogen if,appliances and electrical equipment 27] | Industrial Fuel Use for Energy Purposes before CCS and Methane Capture | hydrogen if | appliances and electrical equipment 27 |  |  | 0 | 0 | 0 | 0 | 0 | 0 | 0 | 0 | 0 | 0 | 0 | 0 | 0 | 0 | 0 | 0 | 0 | 0 | 0 | 0 | 0 | 0 | 0 | 0 | 0 | 0 | 0 | 0 | 0 | 0 | 0
Industrial Fuel Use for Energy Purposes before CCS and Methane Capture[hydrogen if,other machinery 28] | Industrial Fuel Use for Energy Purposes before CCS and Methane Capture | hydrogen if | other machinery 28 |  |  | 0 | 0 | 0 | 0 | 0 | 0 | 0 | 0 | 0 | 0 | 0 | 0 | 0 | 0 | 0 | 0 | 0 | 0 | 0 | 0 | 0 | 0 | 0 | 0 | 0 | 0 | 0 | 0 | 0 | 0 | 0
Industrial Fuel Use for Energy Purposes before CCS and Methane Capture[hydrogen if,road vehicles 29] | Industrial Fuel Use for Energy Purposes before CCS and Methane Capture | hydrogen if | road vehicles 29 |  |  | 0 | 0 | 0 | 0 | 0 | 0 | 0 | 0 | 0 | 0 | 0 | 0 | 0 | 0 | 0 | 0 | 0 | 0 | 0 | 0 | 0 | 0 | 0 | 0 | 0 | 0 | 0 | 0 | 0 | 0 | 0
Industrial Fuel Use for Energy Purposes before CCS and Methane Capture[hydrogen if,nonroad vehicles 30] | Industrial Fuel Use for Energy Purposes before CCS and Methane Capture | hydrogen if | nonroad vehicles 30 |  |  | 0 | 0 | 0 | 0 | 0 | 0 | 0 | 0 | 0 | 0 | 0 | 0 | 0 | 0 | 0 | 0 | 0 | 0 | 0 | 0 | 0 | 0 | 0 | 0 | 0 | 0 | 0 | 0 | 0 | 0 | 0
Industrial Fuel Use for Energy Purposes before CCS and Methane Capture[hydrogen if,other manufacturing 31T33] | Industrial Fuel Use for Energy Purposes before CCS and Methane Capture | hydrogen if | other manufacturing 31T33 |  |  | 0 | 0 | 0 | 0 | 0 | 0 | 0 | 0 | 0 | 0 | 0 | 0 | 0 | 0 | 0 | 0 | 0 | 0 | 0 | 0 | 0 | 0 | 0 | 0 | 0 | 0 | 0 | 0 | 0 | 0 | 0
Industrial Fuel Use for Energy Purposes before CCS and Methane Capture[hydrogen if,energy pipelines and gas processing 352T353] | Industrial Fuel Use for Energy Purposes before CCS and Methane Capture | hydrogen if | energy pipelines and gas processing 352T353 |  |  | 0 | 0 | 0 | 0 | 0 | 0 | 0 | 0 | 0 | 0 | 0 | 0 | 0 | 0 | 0 | 0 | 0 | 0 | 0 | 0 | 0 | 0 | 0 | 0 | 0 | 0 | 0 | 0 | 0 | 0 | 0
Industrial Fuel Use for Energy Purposes before CCS and Methane Capture[hydrogen if,water and waste 36T39] | Industrial Fuel Use for Energy Purposes before CCS and Methane Capture | hydrogen if | water and waste 36T39 |  |  | 0 | 0 | 0 | 0 | 0 | 0 | 0 | 0 | 0 | 0 | 0 | 0 | 0 | 0 | 0 | 0 | 0 | 0 | 0 | 0 | 0 | 0 | 0 | 0 | 0 | 0 | 0 | 0 | 0 | 0 | 0
Industrial Fuel Use for Energy Purposes before CCS and Methane Capture[hydrogen if,construction 41T43] | Industrial Fuel Use for Energy Purposes before CCS and Methane Capture | hydrogen if | construction 41T43 |  |  | 0 | 0 | 0 | 0 | 0 | 0 | 0 | 0 | 0 | 0 | 0 | 0 | 0 | 0 | 0 | 0 | 0 | 0 | 0 | 0 | 0 | 0 | 0 | 0 | 0 | 0 | 0 | 0 | 0 | 0 | 0
Transportation Sector Fuel Used[LDVs,passenger,battery electric vehicle,electricity tf] | Transportation Sector Fuel Used | LDVs | passenger | battery electric vehicle | electricity tf | 6392580000000 | 10528000000000 | 15496100000000 | 21063100000000 | 26400800000000 | 31374500000000 | 36707200000000 | 42866700000000 | 49963000000000 | 58859100000000 | 69553700000000 | 80937900000000 | 94142400000000 | 106300000000000 | 119387000000000 | 132560000000000 | 146817000000000 | 162749000000000 | 180197000000000 | 198356000000000 | 216789000000000 | 235200000000000 | 252719000000000 | 269158000000000 | 285129000000000 | 299572000000000 | 312489000000000 | 323938000000000 | 334023000000000 | 342847000000000 | 350497000000000
Transportation Sector Fuel Used[LDVs,passenger,battery electric vehicle,natural gas tf] | Transportation Sector Fuel Used | LDVs | passenger | battery electric vehicle | natural gas tf | 0 | 0 | 0 | 0 | 0 | 0 | 0 | 0 | 0 | 0 | 0 | 0 | 0 | 0 | 0 | 0 | 0 | 0 | 0 | 0 | 0 | 0 | 0 | 0 | 0 | 0 | 0 | 0 | 0 | 0 | 0
Transportation Sector Fuel Used[LDVs,passenger,battery electric vehicle,petroleum gasoline tf] | Transportation Sector Fuel Used | LDVs | passenger | battery electric vehicle | petroleum gasoline tf | 0 | 0 | 0 | 0 | 0 | 0 | 0 | 0 | 0 | 0 | 0 | 0 | 0 | 0 | 0 | 0 | 0 | 0 | 0 | 0 | 0 | 0 | 0 | 0 | 0 | 0 | 0 | 0 | 0 | 0 | 0
Transportation Sector Fuel Used[LDVs,passenger,battery electric vehicle,petroleum diesel tf] | Transportation Sector Fuel Used | LDVs | passenger | battery electric vehicle | petroleum diesel tf | 0 | 0 | 0 | 0 | 0 | 0 | 0 | 0 | 0 | 0 | 0 | 0 | 0 | 0 | 0 | 0 | 0 | 0 | 0 | 0 | 0 | 0 | 0 | 0 | 0 | 0 | 0 | 0 | 0 | 0 | 0
Transportation Sector Fuel Used[LDVs,passenger,battery electric vehicle,biofuel gasoline tf] | Transportation Sector Fuel Used | LDVs | passenger | battery electric vehicle | biofuel gasoline tf | 0 | 0 | 0 | 0 | 0 | 0 | 0 | 0 | 0 | 0 | 0 | 0 | 0 | 0 | 0 | 0 | 0 | 0 | 0 | 0 | 0 | 0 | 0 | 0 | 0 | 0 | 0 | 0 | 0 | 0 | 0
Transportation Sector Fuel Used[LDVs,passenger,battery electric vehicle,biofuel diesel tf] | Transportation Sector Fuel Used | LDVs | passenger | battery electric vehicle | biofuel diesel tf | 0 | 0 | 0 | 0 | 0 | 0 | 0 | 0 | 0 | 0 | 0 | 0 | 0 | 0 | 0 | 0 | 0 | 0 | 0 | 0 | 0 | 0 | 0 | 0 | 0 | 0 | 0 | 0 | 0 | 0 | 0
Transportation Sector Fuel Used[LDVs,passenger,battery electric vehicle,jet fuel tf] | Transportation Sector Fuel Used | LDVs | passenger | battery electric vehicle | jet fuel tf | 0 | 0 | 0 | 0 | 0 | 0 | 0 | 0 | 0 | 0 | 0 | 0 | 0 | 0 | 0 | 0 | 0 | 0 | 0 | 0 | 0 | 0 | 0 | 0 | 0 | 0 | 0 | 0 | 0 | 0 | 0
Transportation Sector Fuel Used[LDVs,passenger,battery electric vehicle,heavy or residual fuel oil tf] | Transportation Sector Fuel Used | LDVs | passenger | battery electric vehicle | heavy or residual fuel oil tf | 0 | 0 | 0 | 0 | 0 | 0 | 0 | 0 | 0 | 0 | 0 | 0 | 0 | 0 | 0 | 0 | 0 | 0 | 0 | 0 | 0 | 0 | 0 | 0 | 0 | 0 | 0 | 0 | 0 | 0 | 0
Transportation Sector Fuel Used[LDVs,passenger,battery electric vehicle,LPG propane or butane tf] | Transportation Sector Fuel Used | LDVs | passenger | battery electric vehicle | LPG propane or butane tf | 0 | 0 | 0 | 0 | 0 | 0 | 0 | 0 | 0 | 0 | 0 | 0 | 0 | 0 | 0 | 0 | 0 | 0 | 0 | 0 | 0 | 0 | 0 | 0 | 0 | 0 | 0 | 0 | 0 | 0 | 0
Transportation Sector Fuel Used[LDVs,passenger,battery electric vehicle,hydrogen tf] | Transportation Sector Fuel Used | LDVs | passenger | battery electric vehicle | hydrogen tf | 0 | 0 | 0 | 0 | 0 | 0 | 0 | 0 | 0 | 0 | 0 | 0 | 0 | 0 | 0 | 0 | 0 | 0 | 0 | 0 | 0 | 0 | 0 | 0 | 0 | 0 | 0 | 0 | 0 | 0 | 0
Transportation Sector Fuel Used[LDVs,passenger,natural gas vehicle,electricity tf] | Transportation Sector Fuel Used | LDVs | passenger | natural gas vehicle | electricity tf | 0 | 0 | 0 | 0 | 0 | 0 | 0 | 0 | 0 | 0 | 0 | 0 | 0 | 0 | 0 | 0 | 0 | 0 | 0 | 0 | 0 | 0 | 0 | 0 | 0 | 0 | 0 | 0 | 0 | 0 | 0
Transportation Sector Fuel Used[LDVs,passenger,natural gas vehicle,natural gas tf] | Transportation Sector Fuel Used | LDVs | passenger | natural gas vehicle | natural gas tf | 465849000000 | 456164000000 | 384739000000 | 316503000000 | 252563000000 | 194279000000 | 142990000000 | 99610800000 | 63906600000 | 36010800000 | 16023000000 | 4007750000 | 0 | 0 | 0 | 0 | 0 | 0 | 0 | 0 | 0 | 0 | 0 | 0 | 0 | 0 | 0 | 0 | 0 | 0 | 0
Transportation Sector Fuel Used[LDVs,passenger,natural gas vehicle,petroleum gasoline tf] | Transportation Sector Fuel Used | LDVs | passenger | natural gas vehicle | petroleum gasoline tf | 0 | 0 | 0 | 0 | 0 | 0 | 0 | 0 | 0 | 0 | 0 | 0 | 0 | 0 | 0 | 0 | 0 | 0 | 0 | 0 | 0 | 0 | 0 | 0 | 0 | 0 | 0 | 0 | 0 | 0 | 0
Transportation Sector Fuel Used[LDVs,passenger,natural gas vehicle,petroleum diesel tf] | Transportation Sector Fuel Used | LDVs | passenger | natural gas vehicle | petroleum diesel tf | 0 | 0 | 0 | 0 | 0 | 0 | 0 | 0 | 0 | 0 | 0 | 0 | 0 | 0 | 0 | 0 | 0 | 0 | 0 | 0 | 0 | 0 | 0 | 0 | 0 | 0 | 0 | 0 | 0 | 0 | 0
Transportation Sector Fuel Used[LDVs,passenger,natural gas vehicle,biofuel gasoline tf] | Transportation Sector Fuel Used | LDVs | passenger | natural gas vehicle | biofuel gasoline tf | 0 | 0 | 0 | 0 | 0 | 0 | 0 | 0 | 0 | 0 | 0 | 0 | 0 | 0 | 0 | 0 | 0 | 0 | 0 | 0 | 0 | 0 | 0 | 0 | 0 | 0 | 0 | 0 | 0 | 0 | 0
Transportation Sector Fuel Used[LDVs,passenger,natural gas vehicle,biofuel diesel tf] | Transportation Sector Fuel Used | LDVs | passenger | natural gas vehicle | biofuel diesel tf | 0 | 0 | 0 | 0 | 0 | 0 | 0 | 0 | 0 | 0 | 0 | 0 | 0 | 0 | 0 | 0 | 0 | 0 | 0 | 0 | 0 | 0 | 0 | 0 | 0 | 0 | 0 | 0 | 0 | 0 | 0
Transportation Sector Fuel Used[LDVs,passenger,natural gas vehicle,jet fuel tf] | Transportation Sector Fuel Used | LDVs | passenger | natural gas vehicle | jet fuel tf | 0 | 0 | 0 | 0 | 0 | 0 | 0 | 0 | 0 | 0 | 0 | 0 | 0 | 0 | 0 | 0 | 0 | 0 | 0 | 0 | 0 | 0 | 0 | 0 | 0 | 0 | 0 | 0 | 0 | 0 | 0
Transportation Sector Fuel Used[LDVs,passenger,natural gas vehicle,heavy or residual fuel oil tf] | Transportation Sector Fuel Used | LDVs | passenger | natural gas vehicle | heavy or residual fuel oil tf | 0 | 0 | 0 | 0 | 0 | 0 | 0 | 0 | 0 | 0 | 0 | 0 | 0 | 0 | 0 | 0 | 0 | 0 | 0 | 0 | 0 | 0 | 0 | 0 | 0 | 0 | 0 | 0 | 0 | 0 | 0
Transportation Sector Fuel Used[LDVs,passenger,natural gas vehicle,LPG propane or butane tf] | Transportation Sector Fuel Used | LDVs | passenger | natural gas vehicle | LPG propane or butane tf | 0 | 0 | 0 | 0 | 0 | 0 | 0 | 0 | 0 | 0 | 0 | 0 | 0 | 0 | 0 | 0 | 0 | 0 | 0 | 0 | 0 | 0 | 0 | 0 | 0 | 0 | 0 | 0 | 0 | 0 | 0
Transportation Sector Fuel Used[LDVs,passenger,natural gas vehicle,hydrogen tf] | Transportation Sector Fuel Used | LDVs | passenger | natural gas vehicle | hydrogen tf | 0 | 0 | 0 | 0 | 0 | 0 | 0 | 0 | 0 | 0 | 0 | 0 | 0 | 0 | 0 | 0 | 0 | 0 | 0 | 0 | 0 | 0 | 0 | 0 | 0 | 0 | 0 | 0 | 0 | 0 | 0
Transportation Sector Fuel Used[LDVs,passenger,gasoline vehicle,electricity tf] | Transportation Sector Fuel Used | LDVs | passenger | gasoline vehicle | electricity tf | 0 | 0 | 0 | 0 | 0 | 0 | 0 | 0 | 0 | 0 | 0 | 0 | 0 | 0 | 0 | 0 | 0 | 0 | 0 | 0 | 0 | 0 | 0 | 0 | 0 | 0 | 0 | 0 | 0 | 0 | 0
Transportation Sector Fuel Used[LDVs,passenger,gasoline vehicle,natural gas tf] | Transportation Sector Fuel Used | LDVs | passenger | gasoline vehicle | natural gas tf | 0 | 0 | 0 | 0 | 0 | 0 | 0 | 0 | 0 | 0 | 0 | 0 | 0 | 0 | 0 | 0 | 0 | 0 | 0 | 0 | 0 | 0 | 0 | 0 | 0 | 0 | 0 | 0 | 0 | 0 | 0
Transportation Sector Fuel Used[LDVs,passenger,gasoline vehicle,petroleum gasoline tf] | Transportation Sector Fuel Used | LDVs | passenger | gasoline vehicle | petroleum gasoline tf | 1369600000000000 | 1546770000000000 | 1533520000000000 | 1517790000000000 | 1489030000000000 | 1458110000000000 | 1423640000000000 | 1388300000000000 | 1352780000000000 | 1314080000000000 | 1269100000000000 | 1221340000000000 | 1171710000000000 | 1129020000000000 | 1086330000000000 | 1046180000000000 | 1004670000000000 | 959615000000000 | 910246000000000 | 858427000000000 | 806601000000000 | 755295000000000 | 706986000000000 | 662079000000000 | 618446000000000 | 579108000000000 | 544015000000000 | 512968000000000 | 485723000000000 | 461942000000000 | 441379000000000
Transportation Sector Fuel Used[LDVs,passenger,gasoline vehicle,petroleum diesel tf] | Transportation Sector Fuel Used | LDVs | passenger | gasoline vehicle | petroleum diesel tf | 0 | 0 | 0 | 0 | 0 | 0 | 0 | 0 | 0 | 0 | 0 | 0 | 0 | 0 | 0 | 0 | 0 | 0 | 0 | 0 | 0 | 0 | 0 | 0 | 0 | 0 | 0 | 0 | 0 | 0 | 0
Transportation Sector Fuel Used[LDVs,passenger,gasoline vehicle,biofuel gasoline tf] | Transportation Sector Fuel Used | LDVs | passenger | gasoline vehicle | biofuel gasoline tf | 105626000000000 | 119649000000000 | 118980000000000 | 118112000000000 | 116220000000000 | 114146000000000 | 111778000000000 | 109327000000000 | 106845000000000 | 103941000000000 | 100679000000000 | 96890000000000 | 92952400000000 | 89566100000000 | 86179300000000 | 82994200000000 | 79701400000000 | 76127100000000 | 72210500000000 | 68099700000000 | 63988300000000 | 59918200000000 | 56085800000000 | 52523300000000 | 49061800000000 | 45941100000000 | 43157100000000 | 40694100000000 | 38532800000000 | 36646200000000 | 35014900000000
Transportation Sector Fuel Used[LDVs,passenger,gasoline vehicle,biofuel diesel tf] | Transportation Sector Fuel Used | LDVs | passenger | gasoline vehicle | biofuel diesel tf | 0 | 0 | 0 | 0 | 0 | 0 | 0 | 0 | 0 | 0 | 0 | 0 | 0 | 0 | 0 | 0 | 0 | 0 | 0 | 0 | 0 | 0 | 0 | 0 | 0 | 0 | 0 | 0 | 0 | 0 | 0
Transportation Sector Fuel Used[LDVs,passenger,gasoline vehicle,jet fuel tf] | Transportation Sector Fuel Used | LDVs | passenger | gasoline vehicle | jet fuel tf | 0 | 0 | 0 | 0 | 0 | 0 | 0 | 0 | 0 | 0 | 0 | 0 | 0 | 0 | 0 | 0 | 0 | 0 | 0 | 0 | 0 | 0 | 0 | 0 | 0 | 0 | 0 | 0 | 0 | 0 | 0
Transportation Sector Fuel Used[LDVs,passenger,gasoline vehicle,heavy or residual fuel oil tf] | Transportation Sector Fuel Used | LDVs | passenger | gasoline vehicle | heavy or residual fuel oil tf | 0 | 0 | 0 | 0 | 0 | 0 | 0 | 0 | 0 | 0 | 0 | 0 | 0 | 0 | 0 | 0 | 0 | 0 | 0 | 0 | 0 | 0 | 0 | 0 | 0 | 0 | 0 | 0 | 0 | 0 | 0
Transportation Sector Fuel Used[LDVs,passenger,gasoline vehicle,LPG propane or butane tf] | Transportation Sector Fuel Used | LDVs | passenger | gasoline vehicle | LPG propane or butane tf | 0 | 0 | 0 | 0 | 0 | 0 | 0 | 0 | 0 | 0 | 0 | 0 | 0 | 0 | 0 | 0 | 0 | 0 | 0 | 0 | 0 | 0 | 0 | 0 | 0 | 0 | 0 | 0 | 0 | 0 | 0
Transportation Sector Fuel Used[LDVs,passenger,gasoline vehicle,hydrogen tf] | Transportation Sector Fuel Used | LDVs | passenger | gasoline vehicle | hydrogen tf | 0 | 0 | 0 | 0 | 0 | 0 | 0 | 0 | 0 | 0 | 0 | 0 | 0 | 0 | 0 | 0 | 0 | 0 | 0 | 0 | 0 | 0 | 0 | 0 | 0 | 0 | 0 | 0 | 0 | 0 | 0
Transportation Sector Fuel Used[LDVs,passenger,diesel vehicle,electricity tf] | Transportation Sector Fuel Used | LDVs | passenger | diesel vehicle | electricity tf | 0 | 0 | 0 | 0 | 0 | 0 | 0 | 0 | 0 | 0 | 0 | 0 | 0 | 0 | 0 | 0 | 0 | 0 | 0 | 0 | 0 | 0 | 0 | 0 | 0 | 0 | 0 | 0 | 0 | 0 | 0
Transportation Sector Fuel Used[LDVs,passenger,diesel vehicle,natural gas tf] | Transportation Sector Fuel Used | LDVs | passenger | diesel vehicle | natural gas tf | 0 | 0 | 0 | 0 | 0 | 0 | 0 | 0 | 0 | 0 | 0 | 0 | 0 | 0 | 0 | 0 | 0 | 0 | 0 | 0 | 0 | 0 | 0 | 0 | 0 | 0 | 0 | 0 | 0 | 0 | 0
Transportation Sector Fuel Used[LDVs,passenger,diesel vehicle,petroleum gasoline tf] | Transportation Sector Fuel Used | LDVs | passenger | diesel vehicle | petroleum gasoline tf | 0 | 0 | 0 | 0 | 0 | 0 | 0 | 0 | 0 | 0 | 0 | 0 | 0 | 0 | 0 | 0 | 0 | 0 | 0 | 0 | 0 | 0 | 0 | 0 | 0 | 0 | 0 | 0 | 0 | 0 | 0
Transportation Sector Fuel Used[LDVs,passenger,diesel vehicle,petroleum diesel tf] | Transportation Sector Fuel Used | LDVs | passenger | diesel vehicle | petroleum diesel tf | 5428540000000 | 5549260000000 | 4943800000000 | 4350790000000 | 3735830000000 | 3147040000000 | 2586300000000 | 2052110000000 | 1552730000000 | 1086910000000 | 650035000000 | 263616000000 | 0 | 0 | 0 | 0 | 0 | 0 | 0 | 0 | 0 | 0 | 0 | 0 | 0 | 0 | 0 | 0 | 0 | 0 | 0
Transportation Sector Fuel Used[LDVs,passenger,diesel vehicle,biofuel gasoline tf] | Transportation Sector Fuel Used | LDVs | passenger | diesel vehicle | biofuel gasoline tf | 0 | 0 | 0 | 0 | 0 | 0 | 0 | 0 | 0 | 0 | 0 | 0 | 0 | 0 | 0 | 0 | 0 | 0 | 0 | 0 | 0 | 0 | 0 | 0 | 0 | 0 | 0 | 0 | 0 | 0 | 0
Transportation Sector Fuel Used[LDVs,passenger,diesel vehicle,biofuel diesel tf] | Transportation Sector Fuel Used | LDVs | passenger | diesel vehicle | biofuel diesel tf | 1337180000000 | 1536310000000 | 1527190000000 | 1490670000000 | 1412570000000 | 1307700000000 | 1176880000000 | 1019540000000 | 840142000000 | 639121000000 | 414665000000 | 168164000000 | 0 | 0 | 0 | 0 | 0 | 0 | 0 | 0 | 0 | 0 | 0 | 0 | 0 | 0 | 0 | 0 | 0 | 0 | 0
Transportation Sector Fuel Used[LDVs,passenger,diesel vehicle,jet fuel tf] | Transportation Sector Fuel Used | LDVs | passenger | diesel vehicle | jet fuel tf | 0 | 0 | 0 | 0 | 0 | 0 | 0 | 0 | 0 | 0 | 0 | 0 | 0 | 0 | 0 | 0 | 0 | 0 | 0 | 0 | 0 | 0 | 0 | 0 | 0 | 0 | 0 | 0 | 0 | 0 | 0
Transportation Sector Fuel Used[LDVs,passenger,diesel vehicle,heavy or residual fuel oil tf] | Transportation Sector Fuel Used | LDVs | passenger | diesel vehicle | heavy or residual fuel oil tf | 0 | 0 | 0 | 0 | 0 | 0 | 0 | 0 | 0 | 0 | 0 | 0 | 0 | 0 | 0 | 0 | 0 | 0 | 0 | 0 | 0 | 0 | 0 | 0 | 0 | 0 | 0 | 0 | 0 | 0 | 0
Transportation Sector Fuel Used[LDVs,passenger,diesel vehicle,LPG propane or butane tf] | Transportation Sector Fuel Used | LDVs | passenger | diesel vehicle | LPG propane or butane tf | 0 | 0 | 0 | 0 | 0 | 0 | 0 | 0 | 0 | 0 | 0 | 0 | 0 | 0 | 0 | 0 | 0 | 0 | 0 | 0 | 0 | 0 | 0 | 0 | 0 | 0 | 0 | 0 | 0 | 0 | 0
Transportation Sector Fuel Used[LDVs,passenger,diesel vehicle,hydrogen tf] | Transportation Sector Fuel Used | LDVs | passenger | diesel vehicle | hydrogen tf | 0 | 0 | 0 | 0 | 0 | 0 | 0 | 0 | 0 | 0 | 0 | 0 | 0 | 0 | 0 | 0 | 0 | 0 | 0 | 0 | 0 | 0 | 0 | 0 | 0 | 0 | 0 | 0 | 0 | 0 | 0
Transportation Sector Fuel Used[LDVs,passenger,plugin hybrid vehicle,electricity tf] | Transportation Sector Fuel Used | LDVs | passenger | plugin hybrid vehicle | electricity tf | 3073600000000 | 3862260000000 | 4316320000000 | 4747670000000 | 5127140000000 | 5478120000000 | 5686660000000 | 6064500000000 | 6537190000000 | 7071540000000 | 7653110000000 | 8222120000000 | 8745290000000 | 8942360000000 | 9011410000000 | 8955750000000 | 8893770000000 | 8821650000000 | 8730230000000 | 8742620000000 | 8567930000000 | 8278830000000 | 7908650000000 | 7469490000000 | 7032790000000 | 6635380000000 | 6277880000000 | 5959490000000 | 5678070000000 | 5430870000000 | 5214030000000
Transportation Sector Fuel Used[LDVs,passenger,plugin hybrid vehicle,natural gas tf] | Transportation Sector Fuel Used | LDVs | passenger | plugin hybrid vehicle | natural gas tf | 0 | 0 | 0 | 0 | 0 | 0 | 0 | 0 | 0 | 0 | 0 | 0 | 0 | 0 | 0 | 0 | 0 | 0 | 0 | 0 | 0 | 0 | 0 | 0 | 0 | 0 | 0 | 0 | 0 | 0 | 0
Transportation Sector Fuel Used[LDVs,passenger,plugin hybrid vehicle,petroleum gasoline tf] | Transportation Sector Fuel Used | LDVs | passenger | plugin hybrid vehicle | petroleum gasoline tf | 2334820000000 | 2933210000000 | 3277270000000 | 3603910000000 | 3891030000000 | 4156400000000 | 4313590000000 | 4600200000000 | 4957570000000 | 5361510000000 | 5801060000000 | 6232370000000 | 6628930000000 | 6778310000000 | 6830650000000 | 6788460000000 | 6741480000000 | 6686810000000 | 6617510000000 | 6626910000000 | 6494490000000 | 6275350000000 | 5994760000000 | 5661880000000 | 5330850000000 | 5029620000000 | 4758640000000 | 4517290000000 | 4303980000000 | 4116600000000 | 3952240000000
Transportation Sector Fuel Used[LDVs,passenger,plugin hybrid vehicle,petroleum diesel tf] | Transportation Sector Fuel Used | LDVs | passenger | plugin hybrid vehicle | petroleum diesel tf | 0 | 0 | 0 | 0 | 0 | 0 | 0 | 0 | 0 | 0 | 0 | 0 | 0 | 0 | 0 | 0 | 0 | 0 | 0 | 0 | 0 | 0 | 0 | 0 | 0 | 0 | 0 | 0 | 0 | 0 | 0
Transportation Sector Fuel Used[LDVs,passenger,plugin hybrid vehicle,biofuel gasoline tf] | Transportation Sector Fuel Used | LDVs | passenger | plugin hybrid vehicle | biofuel gasoline tf | 179945000000 | 226820000000 | 254271000000 | 280544000000 | 303900000000 | 325699000000 | 339132000000 | 361665000000 | 391043000000 | 424292000000 | 460578000000 | 494822000000 | 526308000000 | 538168000000 | 542323000000 | 538974000000 | 535243000000 | 530903000000 | 525401000000 | 526147000000 | 515634000000 | 498235000000 | 475957000000 | 449528000000 | 423246000000 | 399329000000 | 377814000000 | 358653000000 | 341717000000 | 326839000000 | 313790000000
Transportation Sector Fuel Used[LDVs,passenger,plugin hybrid vehicle,biofuel diesel tf] | Transportation Sector Fuel Used | LDVs | passenger | plugin hybrid vehicle | biofuel diesel tf | 0 | 0 | 0 | 0 | 0 | 0 | 0 | 0 | 0 | 0 | 0 | 0 | 0 | 0 | 0 | 0 | 0 | 0 | 0 | 0 | 0 | 0 | 0 | 0 | 0 | 0 | 0 | 0 | 0 | 0 | 0
Transportation Sector Fuel Used[LDVs,passenger,plugin hybrid vehicle,jet fuel tf] | Transportation Sector Fuel Used | LDVs | passenger | plugin hybrid vehicle | jet fuel tf | 0 | 0 | 0 | 0 | 0 | 0 | 0 | 0 | 0 | 0 | 0 | 0 | 0 | 0 | 0 | 0 | 0 | 0 | 0 | 0 | 0 | 0 | 0 | 0 | 0 | 0 | 0 | 0 | 0 | 0 | 0
Transportation Sector Fuel Used[LDVs,passenger,plugin hybrid vehicle,heavy or residual fuel oil tf] | Transportation Sector Fuel Used | LDVs | passenger | plugin hybrid vehicle | heavy or residual fuel oil tf | 0 | 0 | 0 | 0 | 0 | 0 | 0 | 0 | 0 | 0 | 0 | 0 | 0 | 0 | 0 | 0 | 0 | 0 | 0 | 0 | 0 | 0 | 0 | 0 | 0 | 0 | 0 | 0 | 0 | 0 | 0
Transportation Sector Fuel Used[LDVs,passenger,plugin hybrid vehicle,LPG propane or butane tf] | Transportation Sector Fuel Used | LDVs | passenger | plugin hybrid vehicle | LPG propane or butane tf | 0 | 0 | 0 | 0 | 0 | 0 | 0 | 0 | 0 | 0 | 0 | 0 | 0 | 0 | 0 | 0 | 0 | 0 | 0 | 0 | 0 | 0 | 0 | 0 | 0 | 0 | 0 | 0 | 0 | 0 | 0
Transportation Sector Fuel Used[LDVs,passenger,plugin hybrid vehicle,hydrogen tf] | Transportation Sector Fuel Used | LDVs | passenger | plugin hybrid vehicle | hydrogen tf | 0 | 0 | 0 | 0 | 0 | 0 | 0 | 0 | 0 | 0 | 0 | 0 | 0 | 0 | 0 | 0 | 0 | 0 | 0 | 0 | 0 | 0 | 0 | 0 | 0 | 0 | 0 | 0 | 0 | 0 | 0
Transportation Sector Fuel Used[LDVs,passenger,LPG vehicle,electricity tf] | Transportation Sector Fuel Used | LDVs | passenger | LPG vehicle | electricity tf | 0 | 0 | 0 | 0 | 0 | 0 | 0 | 0 | 0 | 0 | 0 | 0 | 0 | 0 | 0 | 0 | 0 | 0 | 0 | 0 | 0 | 0 | 0 | 0 | 0 | 0 | 0 | 0 | 0 | 0 | 0
Transportation Sector Fuel Used[LDVs,passenger,LPG vehicle,natural gas tf] | Transportation Sector Fuel Used | LDVs | passenger | LPG vehicle | natural gas tf | 0 | 0 | 0 | 0 | 0 | 0 | 0 | 0 | 0 | 0 | 0 | 0 | 0 | 0 | 0 | 0 | 0 | 0 | 0 | 0 | 0 | 0 | 0 | 0 | 0 | 0 | 0 | 0 | 0 | 0 | 0
Transportation Sector Fuel Used[LDVs,passenger,LPG vehicle,petroleum gasoline tf] | Transportation Sector Fuel Used | LDVs | passenger | LPG vehicle | petroleum gasoline tf | 0 | 0 | 0 | 0 | 0 | 0 | 0 | 0 | 0 | 0 | 0 | 0 | 0 | 0 | 0 | 0 | 0 | 0 | 0 | 0 | 0 | 0 | 0 | 0 | 0 | 0 | 0 | 0 | 0 | 0 | 0
Transportation Sector Fuel Used[LDVs,passenger,LPG vehicle,petroleum diesel tf] | Transportation Sector Fuel Used | LDVs | passenger | LPG vehicle | petroleum diesel tf | 0 | 0 | 0 | 0 | 0 | 0 | 0 | 0 | 0 | 0 | 0 | 0 | 0 | 0 | 0 | 0 | 0 | 0 | 0 | 0 | 0 | 0 | 0 | 0 | 0 | 0 | 0 | 0 | 0 | 0 | 0
Transportation Sector Fuel Used[LDVs,passenger,LPG vehicle,biofuel gasoline tf] | Transportation Sector Fuel Used | LDVs | passenger | LPG vehicle | biofuel gasoline tf | 0 | 0 | 0 | 0 | 0 | 0 | 0 | 0 | 0 | 0 | 0 | 0 | 0 | 0 | 0 | 0 | 0 | 0 | 0 | 0 | 0 | 0 | 0 | 0 | 0 | 0 | 0 | 0 | 0 | 0 | 0
Transportation Sector Fuel Used[LDVs,passenger,LPG vehicle,biofuel diesel tf] | Transportation Sector Fuel Used | LDVs | passenger | LPG vehicle | biofuel diesel tf | 0 | 0 | 0 | 0 | 0 | 0 | 0 | 0 | 0 | 0 | 0 | 0 | 0 | 0 | 0 | 0 | 0 | 0 | 0 | 0 | 0 | 0 | 0 | 0 | 0 | 0 | 0 | 0 | 0 | 0 | 0
Transportation Sector Fuel Used[LDVs,passenger,LPG vehicle,jet fuel tf] | Transportation Sector Fuel Used | LDVs | passenger | LPG vehicle | jet fuel tf | 0 | 0 | 0 | 0 | 0 | 0 | 0 | 0 | 0 | 0 | 0 | 0 | 0 | 0 | 0 | 0 | 0 | 0 | 0 | 0 | 0 | 0 | 0 | 0 | 0 | 0 | 0 | 0 | 0 | 0 | 0
Transportation Sector Fuel Used[LDVs,passenger,LPG vehicle,heavy or residual fuel oil tf] | Transportation Sector Fuel Used | LDVs | passenger | LPG vehicle | heavy or residual fuel oil tf | 0 | 0 | 0 | 0 | 0 | 0 | 0 | 0 | 0 | 0 | 0 | 0 | 0 | 0 | 0 | 0 | 0 | 0 | 0 | 0 | 0 | 0 | 0 | 0 | 0 | 0 | 0 | 0 | 0 | 0 | 0
Transportation Sector Fuel Used[LDVs,passenger,LPG vehicle,LPG propane or butane tf] | Transportation Sector Fuel Used | LDVs | passenger | LPG vehicle | LPG propane or butane tf | 0 | 0 | 0 | 0 | 0 | 0 | 0 | 0 | 0 | 0 | 0 | 0 | 0 | 0 | 0 | 0 | 0 | 0 | 0 | 0 | 0 | 0 | 0 | 0 | 0 | 0 | 0 | 0 | 0 | 0 | 0
Transportation Sector Fuel Used[LDVs,passenger,LPG vehicle,hydrogen tf] | Transportation Sector Fuel Used | LDVs | passenger | LPG vehicle | hydrogen tf | 0 | 0 | 0 | 0 | 0 | 0 | 0 | 0 | 0 | 0 | 0 | 0 | 0 | 0 | 0 | 0 | 0 | 0 | 0 | 0 | 0 | 0 | 0 | 0 | 0 | 0 | 0 | 0 | 0 | 0 | 0
Transportation Sector Fuel Used[LDVs,passenger,hydrogen vehicle,electricity tf] | Transportation Sector Fuel Used | LDVs | passenger | hydrogen vehicle | electricity tf | 0 | 0 | 0 | 0 | 0 | 0 | 0 | 0 | 0 | 0 | 0 | 0 | 0 | 0 | 0 | 0 | 0 | 0 | 0 | 0 | 0 | 0 | 0 | 0 | 0 | 0 | 0 | 0 | 0 | 0 | 0
Transportation Sector Fuel Used[LDVs,passenger,hydrogen vehicle,natural gas tf] | Transportation Sector Fuel Used | LDVs | passenger | hydrogen vehicle | natural gas tf | 0 | 0 | 0 | 0 | 0 | 0 | 0 | 0 | 0 | 0 | 0 | 0 | 0 | 0 | 0 | 0 | 0 | 0 | 0 | 0 | 0 | 0 | 0 | 0 | 0 | 0 | 0 | 0 | 0 | 0 | 0
Transportation Sector Fuel Used[LDVs,passenger,hydrogen vehicle,petroleum gasoline tf] | Transportation Sector Fuel Used | LDVs | passenger | hydrogen vehicle | petroleum gasoline tf | 0 | 0 | 0 | 0 | 0 | 0 | 0 | 0 | 0 | 0 | 0 | 0 | 0 | 0 | 0 | 0 | 0 | 0 | 0 | 0 | 0 | 0 | 0 | 0 | 0 | 0 | 0 | 0 | 0 | 0 | 0
Transportation Sector Fuel Used[LDVs,passenger,hydrogen vehicle,petroleum diesel tf] | Transportation Sector Fuel Used | LDVs | passenger | hydrogen vehicle | petroleum diesel tf | 0 | 0 | 0 | 0 | 0 | 0 | 0 | 0 | 0 | 0 | 0 | 0 | 0 | 0 | 0 | 0 | 0 | 0 | 0 | 0 | 0 | 0 | 0 | 0 | 0 | 0 | 0 | 0 | 0 | 0 | 0
Transportation Sector Fuel Used[LDVs,passenger,hydrogen vehicle,biofuel gasoline tf] | Transportation Sector Fuel Used | LDVs | passenger | hydrogen vehicle | biofuel gasoline tf | 0 | 0 | 0 | 0 | 0 | 0 | 0 | 0 | 0 | 0 | 0 | 0 | 0 | 0 | 0 | 0 | 0 | 0 | 0 | 0 | 0 | 0 | 0 | 0 | 0 | 0 | 0 | 0 | 0 | 0 | 0
Transportation Sector Fuel Used[LDVs,passenger,hydrogen vehicle,biofuel diesel tf] | Transportation Sector Fuel Used | LDVs | passenger | hydrogen vehicle | biofuel diesel tf | 0 | 0 | 0 | 0 | 0 | 0 | 0 | 0 | 0 | 0 | 0 | 0 | 0 | 0 | 0 | 0 | 0 | 0 | 0 | 0 | 0 | 0 | 0 | 0 | 0 | 0 | 0 | 0 | 0 | 0 | 0
Transportation Sector Fuel Used[LDVs,passenger,hydrogen vehicle,jet fuel tf] | Transportation Sector Fuel Used | LDVs | passenger | hydrogen vehicle | jet fuel tf | 0 | 0 | 0 | 0 | 0 | 0 | 0 | 0 | 0 | 0 | 0 | 0 | 0 | 0 | 0 | 0 | 0 | 0 | 0 | 0 | 0 | 0 | 0 | 0 | 0 | 0 | 0 | 0 | 0 | 0 | 0
Transportation Sector Fuel Used[LDVs,passenger,hydrogen vehicle,heavy or residual fuel oil tf] | Transportation Sector Fuel Used | LDVs | passenger | hydrogen vehicle | heavy or residual fuel oil tf | 0 | 0 | 0 | 0 | 0 | 0 | 0 | 0 | 0 | 0 | 0 | 0 | 0 | 0 | 0 | 0 | 0 | 0 | 0 | 0 | 0 | 0 | 0 | 0 | 0 | 0 | 0 | 0 | 0 | 0 | 0
Transportation Sector Fuel Used[LDVs,passenger,hydrogen vehicle,LPG propane or butane tf] | Transportation Sector Fuel Used | LDVs | passenger | hydrogen vehicle | LPG propane or butane tf | 0 | 0 | 0 | 0 | 0 | 0 | 0 | 0 | 0 | 0 | 0 | 0 | 0 | 0 | 0 | 0 | 0 | 0 | 0 | 0 | 0 | 0 | 0 | 0 | 0 | 0 | 0 | 0 | 0 | 0 | 0
Transportation Sector Fuel Used[LDVs,passenger,hydrogen vehicle,hydrogen tf] | Transportation Sector Fuel Used | LDVs | passenger | hydrogen vehicle | hydrogen tf | 144140000000 | 153697000000 | 142336000000 | 129864000000 | 116367000000 | 102109000000 | 87510600000 | 73011500000 | 58431700000 | 43802900000 | 29156900000 | 14559500000 | 0 | 0 | 0 | 0 | 0 | 0 | 0 | 0 | 0 | 0 | 0 | 0 | 0 | 0 | 0 | 0 | 0 | 0 | 0
Transportation Sector Fuel Used[LDVs,freight,battery electric vehicle,electricity tf] | Transportation Sector Fuel Used | LDVs | freight | battery electric vehicle | electricity tf | 0 | 0 | 0 | 0 | 0 | 0 | 0 | 0 | 0 | 0 | 0 | 0 | 0 | 0 | 0 | 0 | 0 | 0 | 0 | 0 | 0 | 0 | 0 | 0 | 0 | 0 | 0 | 0 | 0 | 0 | 0
Transportation Sector Fuel Used[LDVs,freight,battery electric vehicle,natural gas tf] | Transportation Sector Fuel Used | LDVs | freight | battery electric vehicle | natural gas tf | 0 | 0 | 0 | 0 | 0 | 0 | 0 | 0 | 0 | 0 | 0 | 0 | 0 | 0 | 0 | 0 | 0 | 0 | 0 | 0 | 0 | 0 | 0 | 0 | 0 | 0 | 0 | 0 | 0 | 0 | 0
Transportation Sector Fuel Used[LDVs,freight,battery electric vehicle,petroleum gasoline tf] | Transportation Sector Fuel Used | LDVs | freight | battery electric vehicle | petroleum gasoline tf | 0 | 0 | 0 | 0 | 0 | 0 | 0 | 0 | 0 | 0 | 0 | 0 | 0 | 0 | 0 | 0 | 0 | 0 | 0 | 0 | 0 | 0 | 0 | 0 | 0 | 0 | 0 | 0 | 0 | 0 | 0
Transportation Sector Fuel Used[LDVs,freight,battery electric vehicle,petroleum diesel tf] | Transportation Sector Fuel Used | LDVs | freight | battery electric vehicle | petroleum diesel tf | 0 | 0 | 0 | 0 | 0 | 0 | 0 | 0 | 0 | 0 | 0 | 0 | 0 | 0 | 0 | 0 | 0 | 0 | 0 | 0 | 0 | 0 | 0 | 0 | 0 | 0 | 0 | 0 | 0 | 0 | 0
Transportation Sector Fuel Used[LDVs,freight,battery electric vehicle,biofuel gasoline tf] | Transportation Sector Fuel Used | LDVs | freight | battery electric vehicle | biofuel gasoline tf | 0 | 0 | 0 | 0 | 0 | 0 | 0 | 0 | 0 | 0 | 0 | 0 | 0 | 0 | 0 | 0 | 0 | 0 | 0 | 0 | 0 | 0 | 0 | 0 | 0 | 0 | 0 | 0 | 0 | 0 | 0
Transportation Sector Fuel Used[LDVs,freight,battery electric vehicle,biofuel diesel tf] | Transportation Sector Fuel Used | LDVs | freight | battery electric vehicle | biofuel diesel tf | 0 | 0 | 0 | 0 | 0 | 0 | 0 | 0 | 0 | 0 | 0 | 0 | 0 | 0 | 0 | 0 | 0 | 0 | 0 | 0 | 0 | 0 | 0 | 0 | 0 | 0 | 0 | 0 | 0 | 0 | 0
Transportation Sector Fuel Used[LDVs,freight,battery electric vehicle,jet fuel tf] | Transportation Sector Fuel Used | LDVs | freight | battery electric vehicle | jet fuel tf | 0 | 0 | 0 | 0 | 0 | 0 | 0 | 0 | 0 | 0 | 0 | 0 | 0 | 0 | 0 | 0 | 0 | 0 | 0 | 0 | 0 | 0 | 0 | 0 | 0 | 0 | 0 | 0 | 0 | 0 | 0
Transportation Sector Fuel Used[LDVs,freight,battery electric vehicle,heavy or residual fuel oil tf] | Transportation Sector Fuel Used | LDVs | freight | battery electric vehicle | heavy or residual fuel oil tf | 0 | 0 | 0 | 0 | 0 | 0 | 0 | 0 | 0 | 0 | 0 | 0 | 0 | 0 | 0 | 0 | 0 | 0 | 0 | 0 | 0 | 0 | 0 | 0 | 0 | 0 | 0 | 0 | 0 | 0 | 0
Transportation Sector Fuel Used[LDVs,freight,battery electric vehicle,LPG propane or butane tf] | Transportation Sector Fuel Used | LDVs | freight | battery electric vehicle | LPG propane or butane tf | 0 | 0 | 0 | 0 | 0 | 0 | 0 | 0 | 0 | 0 | 0 | 0 | 0 | 0 | 0 | 0 | 0 | 0 | 0 | 0 | 0 | 0 | 0 | 0 | 0 | 0 | 0 | 0 | 0 | 0 | 0
Transportation Sector Fuel Used[LDVs,freight,battery electric vehicle,hydrogen tf] | Transportation Sector Fuel Used | LDVs | freight | battery electric vehicle | hydrogen tf | 0 | 0 | 0 | 0 | 0 | 0 | 0 | 0 | 0 | 0 | 0 | 0 | 0 | 0 | 0 | 0 | 0 | 0 | 0 | 0 | 0 | 0 | 0 | 0 | 0 | 0 | 0 | 0 | 0 | 0 | 0
Transportation Sector Fuel Used[LDVs,freight,natural gas vehicle,electricity tf] | Transportation Sector Fuel Used | LDVs | freight | natural gas vehicle | electricity tf | 0 | 0 | 0 | 0 | 0 | 0 | 0 | 0 | 0 | 0 | 0 | 0 | 0 | 0 | 0 | 0 | 0 | 0 | 0 | 0 | 0 | 0 | 0 | 0 | 0 | 0 | 0 | 0 | 0 | 0 | 0
Transportation Sector Fuel Used[LDVs,freight,natural gas vehicle,natural gas tf] | Transportation Sector Fuel Used | LDVs | freight | natural gas vehicle | natural gas tf | 331677000000 | 326772000000 | 294322000000 | 261145000000 | 227260000000 | 193950000000 | 162617000000 | 133699000000 | 106915000000 | 82425900000 | 60442300000 | 41745800000 | 25938600000 | 13606200000 | 12165300000 | 10202700000 | 7752550000 | 5981050000 | 4779300000 | 3919150000 | 3238080000 | 2612600000 | 2045340000 | 1620080000 | 1311420000 | 1032500000 | 843469000 | 619080000 | 472160000 | 344135000 | 269579000
Transportation Sector Fuel Used[LDVs,freight,natural gas vehicle,petroleum gasoline tf] | Transportation Sector Fuel Used | LDVs | freight | natural gas vehicle | petroleum gasoline tf | 0 | 0 | 0 | 0 | 0 | 0 | 0 | 0 | 0 | 0 | 0 | 0 | 0 | 0 | 0 | 0 | 0 | 0 | 0 | 0 | 0 | 0 | 0 | 0 | 0 | 0 | 0 | 0 | 0 | 0 | 0
Transportation Sector Fuel Used[LDVs,freight,natural gas vehicle,petroleum diesel tf] | Transportation Sector Fuel Used | LDVs | freight | natural gas vehicle | petroleum diesel tf | 0 | 0 | 0 | 0 | 0 | 0 | 0 | 0 | 0 | 0 | 0 | 0 | 0 | 0 | 0 | 0 | 0 | 0 | 0 | 0 | 0 | 0 | 0 | 0 | 0 | 0 | 0 | 0 | 0 | 0 | 0
Transportation Sector Fuel Used[LDVs,freight,natural gas vehicle,biofuel gasoline tf] | Transportation Sector Fuel Used | LDVs | freight | natural gas vehicle | biofuel gasoline tf | 0 | 0 | 0 | 0 | 0 | 0 | 0 | 0 | 0 | 0 | 0 | 0 | 0 | 0 | 0 | 0 | 0 | 0 | 0 | 0 | 0 | 0 | 0 | 0 | 0 | 0 | 0 | 0 | 0 | 0 | 0
Transportation Sector Fuel Used[LDVs,freight,natural gas vehicle,biofuel diesel tf] | Transportation Sector Fuel Used | LDVs | freight | natural gas vehicle | biofuel diesel tf | 0 | 0 | 0 | 0 | 0 | 0 | 0 | 0 | 0 | 0 | 0 | 0 | 0 | 0 | 0 | 0 | 0 | 0 | 0 | 0 | 0 | 0 | 0 | 0 | 0 | 0 | 0 | 0 | 0 | 0 | 0
Transportation Sector Fuel Used[LDVs,freight,natural gas vehicle,jet fuel tf] | Transportation Sector Fuel Used | LDVs | freight | natural gas vehicle | jet fuel tf | 0 | 0 | 0 | 0 | 0 | 0 | 0 | 0 | 0 | 0 | 0 | 0 | 0 | 0 | 0 | 0 | 0 | 0 | 0 | 0 | 0 | 0 | 0 | 0 | 0 | 0 | 0 | 0 | 0 | 0 | 0
Transportation Sector Fuel Used[LDVs,freight,natural gas vehicle,heavy or residual fuel oil tf] | Transportation Sector Fuel Used | LDVs | freight | natural gas vehicle | heavy or residual fuel oil tf | 0 | 0 | 0 | 0 | 0 | 0 | 0 | 0 | 0 | 0 | 0 | 0 | 0 | 0 | 0 | 0 | 0 | 0 | 0 | 0 | 0 | 0 | 0 | 0 | 0 | 0 | 0 | 0 | 0 | 0 | 0
Transportation Sector Fuel Used[LDVs,freight,natural gas vehicle,LPG propane or butane tf] | Transportation Sector Fuel Used | LDVs | freight | natural gas vehicle | LPG propane or butane tf | 0 | 0 | 0 | 0 | 0 | 0 | 0 | 0 | 0 | 0 | 0 | 0 | 0 | 0 | 0 | 0 | 0 | 0 | 0 | 0 | 0 | 0 | 0 | 0 | 0 | 0 | 0 | 0 | 0 | 0 | 0
Transportation Sector Fuel Used[LDVs,freight,natural gas vehicle,hydrogen tf] | Transportation Sector Fuel Used | LDVs | freight | natural gas vehicle | hydrogen tf | 0 | 0 | 0 | 0 | 0 | 0 | 0 | 0 | 0 | 0 | 0 | 0 | 0 | 0 | 0 | 0 | 0 | 0 | 0 | 0 | 0 | 0 | 0 | 0 | 0 | 0 | 0 | 0 | 0 | 0 | 0
Transportation Sector Fuel Used[LDVs,freight,gasoline vehicle,electricity tf] | Transportation Sector Fuel Used | LDVs | freight | gasoline vehicle | electricity tf | 0 | 0 | 0 | 0 | 0 | 0 | 0 | 0 | 0 | 0 | 0 | 0 | 0 | 0 | 0 | 0 | 0 | 0 | 0 | 0 | 0 | 0 | 0 | 0 | 0 | 0 | 0 | 0 | 0 | 0 | 0
Transportation Sector Fuel Used[LDVs,freight,gasoline vehicle,natural gas tf] | Transportation Sector Fuel Used | LDVs | freight | gasoline vehicle | natural gas tf | 0 | 0 | 0 | 0 | 0 | 0 | 0 | 0 | 0 | 0 | 0 | 0 | 0 | 0 | 0 | 0 | 0 | 0 | 0 | 0 | 0 | 0 | 0 | 0 | 0 | 0 | 0 | 0 | 0 | 0 | 0
Transportation Sector Fuel Used[LDVs,freight,gasoline vehicle,petroleum gasoline tf] | Transportation Sector Fuel Used | LDVs | freight | gasoline vehicle | petroleum gasoline tf | 100431000000000 | 109317000000000 | 109017000000000 | 108775000000000 | 108223000000000 | 107475000000000 | 106828000000000 | 105840000000000 | 104650000000000 | 103288000000000 | 101524000000000 | 100018000000000 | 98248100000000 | 96687000000000 | 92119300000000 | 88281800000000 | 84591900000000 | 80687900000000 | 77019800000000 | 73222500000000 | 69750500000000 | 66781200000000 | 64286900000000 | 62368900000000 | 61027400000000 | 60030900000000 | 59470000000000 | 59338300000000 | 59608700000000 | 60316400000000 | 61045100000000
Transportation Sector Fuel Used[LDVs,freight,gasoline vehicle,petroleum diesel tf] | Transportation Sector Fuel Used | LDVs | freight | gasoline vehicle | petroleum diesel tf | 0 | 0 | 0 | 0 | 0 | 0 | 0 | 0 | 0 | 0 | 0 | 0 | 0 | 0 | 0 | 0 | 0 | 0 | 0 | 0 | 0 | 0 | 0 | 0 | 0 | 0 | 0 | 0 | 0 | 0 | 0
Transportation Sector Fuel Used[LDVs,freight,gasoline vehicle,biofuel gasoline tf] | Transportation Sector Fuel Used | LDVs | freight | gasoline vehicle | biofuel gasoline tf | 7745450000000 | 8456130000000 | 8458250000000 | 8464710000000 | 8446880000000 | 8413510000000 | 8387670000000 | 8334750000000 | 8265410000000 | 8169880000000 | 8054020000000 | 7934480000000 | 7794100000000 | 7670260000000 | 7307900000000 | 7003470000000 | 6710740000000 | 6401030000000 | 6110050000000 | 5808800000000 | 5533360000000 | 5297810000000 | 5099930000000 | 4947770000000 | 4841360000000 | 4762300000000 | 4717800000000 | 4707360000000 | 4728810000000 | 4784950000000 | 4842760000000
Transportation Sector Fuel Used[LDVs,freight,gasoline vehicle,biofuel diesel tf] | Transportation Sector Fuel Used | LDVs | freight | gasoline vehicle | biofuel diesel tf | 0 | 0 | 0 | 0 | 0 | 0 | 0 | 0 | 0 | 0 | 0 | 0 | 0 | 0 | 0 | 0 | 0 | 0 | 0 | 0 | 0 | 0 | 0 | 0 | 0 | 0 | 0 | 0 | 0 | 0 | 0
Transportation Sector Fuel Used[LDVs,freight,gasoline vehicle,jet fuel tf] | Transportation Sector Fuel Used | LDVs | freight | gasoline vehicle | jet fuel tf | 0 | 0 | 0 | 0 | 0 | 0 | 0 | 0 | 0 | 0 | 0 | 0 | 0 | 0 | 0 | 0 | 0 | 0 | 0 | 0 | 0 | 0 | 0 | 0 | 0 | 0 | 0 | 0 | 0 | 0 | 0
Transportation Sector Fuel Used[LDVs,freight,gasoline vehicle,heavy or residual fuel oil tf] | Transportation Sector Fuel Used | LDVs | freight | gasoline vehicle | heavy or residual fuel oil tf | 0 | 0 | 0 | 0 | 0 | 0 | 0 | 0 | 0 | 0 | 0 | 0 | 0 | 0 | 0 | 0 | 0 | 0 | 0 | 0 | 0 | 0 | 0 | 0 | 0 | 0 | 0 | 0 | 0 | 0 | 0
Transportation Sector Fuel Used[LDVs,freight,gasoline vehicle,LPG propane or butane tf] | Transportation Sector Fuel Used | LDVs | freight | gasoline vehicle | LPG propane or butane tf | 0 | 0 | 0 | 0 | 0 | 0 | 0 | 0 | 0 | 0 | 0 | 0 | 0 | 0 | 0 | 0 | 0 | 0 | 0 | 0 | 0 | 0 | 0 | 0 | 0 | 0 | 0 | 0 | 0 | 0 | 0
Transportation Sector Fuel Used[LDVs,freight,gasoline vehicle,hydrogen tf] | Transportation Sector Fuel Used | LDVs | freight | gasoline vehicle | hydrogen tf | 0 | 0 | 0 | 0 | 0 | 0 | 0 | 0 | 0 | 0 | 0 | 0 | 0 | 0 | 0 | 0 | 0 | 0 | 0 | 0 | 0 | 0 | 0 | 0 | 0 | 0 | 0 | 0 | 0 | 0 | 0
Transportation Sector Fuel Used[LDVs,freight,diesel vehicle,electricity tf] | Transportation Sector Fuel Used | LDVs | freight | diesel vehicle | electricity tf | 0 | 0 | 0 | 0 | 0 | 0 | 0 | 0 | 0 | 0 | 0 | 0 | 0 | 0 | 0 | 0 | 0 | 0 | 0 | 0 | 0 | 0 | 0 | 0 | 0 | 0 | 0 | 0 | 0 | 0 | 0
Transportation Sector Fuel Used[LDVs,freight,diesel vehicle,natural gas tf] | Transportation Sector Fuel Used | LDVs | freight | diesel vehicle | natural gas tf | 0 | 0 | 0 | 0 | 0 | 0 | 0 | 0 | 0 | 0 | 0 | 0 | 0 | 0 | 0 | 0 | 0 | 0 | 0 | 0 | 0 | 0 | 0 | 0 | 0 | 0 | 0 | 0 | 0 | 0 | 0
Transportation Sector Fuel Used[LDVs,freight,diesel vehicle,petroleum gasoline tf] | Transportation Sector Fuel Used | LDVs | freight | diesel vehicle | petroleum gasoline tf | 0 | 0 | 0 | 0 | 0 | 0 | 0 | 0 | 0 | 0 | 0 | 0 | 0 | 0 | 0 | 0 | 0 | 0 | 0 | 0 | 0 | 0 | 0 | 0 | 0 | 0 | 0 | 0 | 0 | 0 | 0
Transportation Sector Fuel Used[LDVs,freight,diesel vehicle,petroleum diesel tf] | Transportation Sector Fuel Used | LDVs | freight | diesel vehicle | petroleum diesel tf | 98032000000000 | 102391000000000 | 97651200000000 | 92961700000000 | 87911000000000 | 82473900000000 | 77458400000000 | 72438200000000 | 67548400000000 | 62748000000000 | 58000500000000 | 55188700000000 | 52269400000000 | 49220200000000 | 47161000000000 | 44721500000000 | 42325300000000 | 40107500000000 | 38059400000000 | 36323600000000 | 34602800000000 | 33059200000000 | 31774100000000 | 30700900000000 | 29789600000000 | 29134600000000 | 28660800000000 | 28396200000000 | 28349800000000 | 28555300000000 | 28781400000000
Transportation Sector Fuel Used[LDVs,freight,diesel vehicle,biofuel gasoline tf] | Transportation Sector Fuel Used | LDVs | freight | diesel vehicle | biofuel gasoline tf | 0 | 0 | 0 | 0 | 0 | 0 | 0 | 0 | 0 | 0 | 0 | 0 | 0 | 0 | 0 | 0 | 0 | 0 | 0 | 0 | 0 | 0 | 0 | 0 | 0 | 0 | 0 | 0 | 0 | 0 | 0
Transportation Sector Fuel Used[LDVs,freight,diesel vehicle,biofuel diesel tf] | Transportation Sector Fuel Used | LDVs | freight | diesel vehicle | biofuel diesel tf | 24147600000000 | 28347000000000 | 30165400000000 | 31850600000000 | 33240400000000 | 34270800000000 | 35247100000000 | 35989000000000 | 36548600000000 | 36896900000000 | 36999200000000 | 35205500000000 | 33343300000000 | 31398200000000 | 30084500000000 | 28528300000000 | 26999800000000 | 25585100000000 | 24278500000000 | 23171200000000 | 22073600000000 | 21088900000000 | 20269100000000 | 19584500000000 | 19003200000000 | 18585300000000 | 18283100000000 | 18114300000000 | 18084700000000 | 18215800000000 | 18360000000000
Transportation Sector Fuel Used[LDVs,freight,diesel vehicle,jet fuel tf] | Transportation Sector Fuel Used | LDVs | freight | diesel vehicle | jet fuel tf | 0 | 0 | 0 | 0 | 0 | 0 | 0 | 0 | 0 | 0 | 0 | 0 | 0 | 0 | 0 | 0 | 0 | 0 | 0 | 0 | 0 | 0 | 0 | 0 | 0 | 0 | 0 | 0 | 0 | 0 | 0
Transportation Sector Fuel Used[LDVs,freight,diesel vehicle,heavy or residual fuel oil tf] | Transportation Sector Fuel Used | LDVs | freight | diesel vehicle | heavy or residual fuel oil tf | 0 | 0 | 0 | 0 | 0 | 0 | 0 | 0 | 0 | 0 | 0 | 0 | 0 | 0 | 0 | 0 | 0 | 0 | 0 | 0 | 0 | 0 | 0 | 0 | 0 | 0 | 0 | 0 | 0 | 0 | 0
Transportation Sector Fuel Used[LDVs,freight,diesel vehicle,LPG propane or butane tf] | Transportation Sector Fuel Used | LDVs | freight | diesel vehicle | LPG propane or butane tf | 0 | 0 | 0 | 0 | 0 | 0 | 0 | 0 | 0 | 0 | 0 | 0 | 0 | 0 | 0 | 0 | 0 | 0 | 0 | 0 | 0 | 0 | 0 | 0 | 0 | 0 | 0 | 0 | 0 | 0 | 0
Transportation Sector Fuel Used[LDVs,freight,diesel vehicle,hydrogen tf] | Transportation Sector Fuel Used | LDVs | freight | diesel vehicle | hydrogen tf | 0 | 0 | 0 | 0 | 0 | 0 | 0 | 0 | 0 | 0 | 0 | 0 | 0 | 0 | 0 | 0 | 0 | 0 | 0 | 0 | 0 | 0 | 0 | 0 | 0 | 0 | 0 | 0 | 0 | 0 | 0
Transportation Sector Fuel Used[LDVs,freight,plugin hybrid vehicle,electricity tf] | Transportation Sector Fuel Used | LDVs | freight | plugin hybrid vehicle | electricity tf | 0 | 0 | 0 | 0 | 0 | 0 | 0 | 0 | 0 | 0 | 0 | 0 | 0 | 0 | 0 | 0 | 0 | 0 | 0 | 0 | 0 | 0 | 0 | 0 | 0 | 0 | 0 | 0 | 0 | 0 | 0
Transportation Sector Fuel Used[LDVs,freight,plugin hybrid vehicle,natural gas tf] | Transportation Sector Fuel Used | LDVs | freight | plugin hybrid vehicle | natural gas tf | 0 | 0 | 0 | 0 | 0 | 0 | 0 | 0 | 0 | 0 | 0 | 0 | 0 | 0 | 0 | 0 | 0 | 0 | 0 | 0 | 0 | 0 | 0 | 0 | 0 | 0 | 0 | 0 | 0 | 0 | 0
Transportation Sector Fuel Used[LDVs,freight,plugin hybrid vehicle,petroleum gasoline tf] | Transportation Sector Fuel Used | LDVs | freight | plugin hybrid vehicle | petroleum gasoline tf | 0 | 0 | 0 | 0 | 0 | 0 | 0 | 0 | 0 | 0 | 0 | 0 | 0 | 0 | 0 | 0 | 0 | 0 | 0 | 0 | 0 | 0 | 0 | 0 | 0 | 0 | 0 | 0 | 0 | 0 | 0
Transportation Sector Fuel Used[LDVs,freight,plugin hybrid vehicle,petroleum diesel tf] | Transportation Sector Fuel Used | LDVs | freight | plugin hybrid vehicle | petroleum diesel tf | 0 | 0 | 0 | 0 | 0 | 0 | 0 | 0 | 0 | 0 | 0 | 0 | 0 | 0 | 0 | 0 | 0 | 0 | 0 | 0 | 0 | 0 | 0 | 0 | 0 | 0 | 0 | 0 | 0 | 0 | 0
Transportation Sector Fuel Used[LDVs,freight,plugin hybrid vehicle,biofuel gasoline tf] | Transportation Sector Fuel Used | LDVs | freight | plugin hybrid vehicle | biofuel gasoline tf | 0 | 0 | 0 | 0 | 0 | 0 | 0 | 0 | 0 | 0 | 0 | 0 | 0 | 0 | 0 | 0 | 0 | 0 | 0 | 0 | 0 | 0 | 0 | 0 | 0 | 0 | 0 | 0 | 0 | 0 | 0
Transportation Sector Fuel Used[LDVs,freight,plugin hybrid vehicle,biofuel diesel tf] | Transportation Sector Fuel Used | LDVs | freight | plugin hybrid vehicle | biofuel diesel tf | 0 | 0 | 0 | 0 | 0 | 0 | 0 | 0 | 0 | 0 | 0 | 0 | 0 | 0 | 0 | 0 | 0 | 0 | 0 | 0 | 0 | 0 | 0 | 0 | 0 | 0 | 0 | 0 | 0 | 0 | 0
Transportation Sector Fuel Used[LDVs,freight,plugin hybrid vehicle,jet fuel tf] | Transportation Sector Fuel Used | LDVs | freight | plugin hybrid vehicle | jet fuel tf | 0 | 0 | 0 | 0 | 0 | 0 | 0 | 0 | 0 | 0 | 0 | 0 | 0 | 0 | 0 | 0 | 0 | 0 | 0 | 0 | 0 | 0 | 0 | 0 | 0 | 0 | 0 | 0 | 0 | 0 | 0
Transportation Sector Fuel Used[LDVs,freight,plugin hybrid vehicle,heavy or residual fuel oil tf] | Transportation Sector Fuel Used | LDVs | freight | plugin hybrid vehicle | heavy or residual fuel oil tf | 0 | 0 | 0 | 0 | 0 | 0 | 0 | 0 | 0 | 0 | 0 | 0 | 0 | 0 | 0 | 0 | 0 | 0 | 0 | 0 | 0 | 0 | 0 | 0 | 0 | 0 | 0 | 0 | 0 | 0 | 0
Transportation Sector Fuel Used[LDVs,freight,plugin hybrid vehicle,LPG propane or butane tf] | Transportation Sector Fuel Used | LDVs | freight | plugin hybrid vehicle | LPG propane or butane tf | 0 | 0 | 0 | 0 | 0 | 0 | 0 | 0 | 0 | 0 | 0 | 0 | 0 | 0 | 0 | 0 | 0 | 0 | 0 | 0 | 0 | 0 | 0 | 0 | 0 | 0 | 0 | 0 | 0 | 0 | 0
Transportation Sector Fuel Used[LDVs,freight,plugin hybrid vehicle,hydrogen tf] | Transportation Sector Fuel Used | LDVs | freight | plugin hybrid vehicle | hydrogen tf | 0 | 0 | 0 | 0 | 0 | 0 | 0 | 0 | 0 | 0 | 0 | 0 | 0 | 0 | 0 | 0 | 0 | 0 | 0 | 0 | 0 | 0 | 0 | 0 | 0 | 0 | 0 | 0 | 0 | 0 | 0
Transportation Sector Fuel Used[LDVs,freight,LPG vehicle,electricity tf] | Transportation Sector Fuel Used | LDVs | freight | LPG vehicle | electricity tf | 0 | 0 | 0 | 0 | 0 | 0 | 0 | 0 | 0 | 0 | 0 | 0 | 0 | 0 | 0 | 0 | 0 | 0 | 0 | 0 | 0 | 0 | 0 | 0 | 0 | 0 | 0 | 0 | 0 | 0 | 0
Transportation Sector Fuel Used[LDVs,freight,LPG vehicle,natural gas tf] | Transportation Sector Fuel Used | LDVs | freight | LPG vehicle | natural gas tf | 0 | 0 | 0 | 0 | 0 | 0 | 0 | 0 | 0 | 0 | 0 | 0 | 0 | 0 | 0 | 0 | 0 | 0 | 0 | 0 | 0 | 0 | 0 | 0 | 0 | 0 | 0 | 0 | 0 | 0 | 0
Transportation Sector Fuel Used[LDVs,freight,LPG vehicle,petroleum gasoline tf] | Transportation Sector Fuel Used | LDVs | freight | LPG vehicle | petroleum gasoline tf | 0 | 0 | 0 | 0 | 0 | 0 | 0 | 0 | 0 | 0 | 0 | 0 | 0 | 0 | 0 | 0 | 0 | 0 | 0 | 0 | 0 | 0 | 0 | 0 | 0 | 0 | 0 | 0 | 0 | 0 | 0
Transportation Sector Fuel Used[LDVs,freight,LPG vehicle,petroleum diesel tf] | Transportation Sector Fuel Used | LDVs | freight | LPG vehicle | petroleum diesel tf | 0 | 0 | 0 | 0 | 0 | 0 | 0 | 0 | 0 | 0 | 0 | 0 | 0 | 0 | 0 | 0 | 0 | 0 | 0 | 0 | 0 | 0 | 0 | 0 | 0 | 0 | 0 | 0 | 0 | 0 | 0
Transportation Sector Fuel Used[LDVs,freight,LPG vehicle,biofuel gasoline tf] | Transportation Sector Fuel Used | LDVs | freight | LPG vehicle | biofuel gasoline tf | 0 | 0 | 0 | 0 | 0 | 0 | 0 | 0 | 0 | 0 | 0 | 0 | 0 | 0 | 0 | 0 | 0 | 0 | 0 | 0 | 0 | 0 | 0 | 0 | 0 | 0 | 0 | 0 | 0 | 0 | 0
Transportation Sector Fuel Used[LDVs,freight,LPG vehicle,biofuel diesel tf] | Transportation Sector Fuel Used | LDVs | freight | LPG vehicle | biofuel diesel tf | 0 | 0 | 0 | 0 | 0 | 0 | 0 | 0 | 0 | 0 | 0 | 0 | 0 | 0 | 0 | 0 | 0 | 0 | 0 | 0 | 0 | 0 | 0 | 0 | 0 | 0 | 0 | 0 | 0 | 0 | 0
Transportation Sector Fuel Used[LDVs,freight,LPG vehicle,jet fuel tf] | Transportation Sector Fuel Used | LDVs | freight | LPG vehicle | jet fuel tf | 0 | 0 | 0 | 0 | 0 | 0 | 0 | 0 | 0 | 0 | 0 | 0 | 0 | 0 | 0 | 0 | 0 | 0 | 0 | 0 | 0 | 0 | 0 | 0 | 0 | 0 | 0 | 0 | 0 | 0 | 0
Transportation Sector Fuel Used[LDVs,freight,LPG vehicle,heavy or residual fuel oil tf] | Transportation Sector Fuel Used | LDVs | freight | LPG vehicle | heavy or residual fuel oil tf | 0 | 0 | 0 | 0 | 0 | 0 | 0 | 0 | 0 | 0 | 0 | 0 | 0 | 0 | 0 | 0 | 0 | 0 | 0 | 0 | 0 | 0 | 0 | 0 | 0 | 0 | 0 | 0 | 0 | 0 | 0
Transportation Sector Fuel Used[LDVs,freight,LPG vehicle,LPG propane or butane tf] | Transportation Sector Fuel Used | LDVs | freight | LPG vehicle | LPG propane or butane tf | 0 | 0 | 0 | 0 | 0 | 0 | 0 | 0 | 0 | 0 | 0 | 0 | 0 | 0 | 0 | 0 | 0 | 0 | 0 | 0 | 0 | 0 | 0 | 0 | 0 | 0 | 0 | 0 | 0 | 0 | 0
Transportation Sector Fuel Used[LDVs,freight,LPG vehicle,hydrogen tf] | Transportation Sector Fuel Used | LDVs | freight | LPG vehicle | hydrogen tf | 0 | 0 | 0 | 0 | 0 | 0 | 0 | 0 | 0 | 0 | 0 | 0 | 0 | 0 | 0 | 0 | 0 | 0 | 0 | 0 | 0 | 0 | 0 | 0 | 0 | 0 | 0 | 0 | 0 | 0 | 0
Transportation Sector Fuel Used[LDVs,freight,hydrogen vehicle,electricity tf] | Transportation Sector Fuel Used | LDVs | freight | hydrogen vehicle | electricity tf | 0 | 0 | 0 | 0 | 0 | 0 | 0 | 0 | 0 | 0 | 0 | 0 | 0 | 0 | 0 | 0 | 0 | 0 | 0 | 0 | 0 | 0 | 0 | 0 | 0 | 0 | 0 | 0 | 0 | 0 | 0
Transportation Sector Fuel Used[LDVs,freight,hydrogen vehicle,natural gas tf] | Transportation Sector Fuel Used | LDVs | freight | hydrogen vehicle | natural gas tf | 0 | 0 | 0 | 0 | 0 | 0 | 0 | 0 | 0 | 0 | 0 | 0 | 0 | 0 | 0 | 0 | 0 | 0 | 0 | 0 | 0 | 0 | 0 | 0 | 0 | 0 | 0 | 0 | 0 | 0 | 0
Transportation Sector Fuel Used[LDVs,freight,hydrogen vehicle,petroleum gasoline tf] | Transportation Sector Fuel Used | LDVs | freight | hydrogen vehicle | petroleum gasoline tf | 0 | 0 | 0 | 0 | 0 | 0 | 0 | 0 | 0 | 0 | 0 | 0 | 0 | 0 | 0 | 0 | 0 | 0 | 0 | 0 | 0 | 0 | 0 | 0 | 0 | 0 | 0 | 0 | 0 | 0 | 0
Transportation Sector Fuel Used[LDVs,freight,hydrogen vehicle,petroleum diesel tf] | Transportation Sector Fuel Used | LDVs | freight | hydrogen vehicle | petroleum diesel tf | 0 | 0 | 0 | 0 | 0 | 0 | 0 | 0 | 0 | 0 | 0 | 0 | 0 | 0 | 0 | 0 | 0 | 0 | 0 | 0 | 0 | 0 | 0 | 0 | 0 | 0 | 0 | 0 | 0 | 0 | 0
Transportation Sector Fuel Used[LDVs,freight,hydrogen vehicle,biofuel gasoline tf] | Transportation Sector Fuel Used | LDVs | freight | hydrogen vehicle | biofuel gasoline tf | 0 | 0 | 0 | 0 | 0 | 0 | 0 | 0 | 0 | 0 | 0 | 0 | 0 | 0 | 0 | 0 | 0 | 0 | 0 | 0 | 0 | 0 | 0 | 0 | 0 | 0 | 0 | 0 | 0 | 0 | 0
Transportation Sector Fuel Used[LDVs,freight,hydrogen vehicle,biofuel diesel tf] | Transportation Sector Fuel Used | LDVs | freight | hydrogen vehicle | biofuel diesel tf | 0 | 0 | 0 | 0 | 0 | 0 | 0 | 0 | 0 | 0 | 0 | 0 | 0 | 0 | 0 | 0 | 0 | 0 | 0 | 0 | 0 | 0 | 0 | 0 | 0 | 0 | 0 | 0 | 0 | 0 | 0
Transportation Sector Fuel Used[LDVs,freight,hydrogen vehicle,jet fuel tf] | Transportation Sector Fuel Used | LDVs | freight | hydrogen vehicle | jet fuel tf | 0 | 0 | 0 | 0 | 0 | 0 | 0 | 0 | 0 | 0 | 0 | 0 | 0 | 0 | 0 | 0 | 0 | 0 | 0 | 0 | 0 | 0 | 0 | 0 | 0 | 0 | 0 | 0 | 0 | 0 | 0
Transportation Sector Fuel Used[LDVs,freight,hydrogen vehicle,heavy or residual fuel oil tf] | Transportation Sector Fuel Used | LDVs | freight | hydrogen vehicle | heavy or residual fuel oil tf | 0 | 0 | 0 | 0 | 0 | 0 | 0 | 0 | 0 | 0 | 0 | 0 | 0 | 0 | 0 | 0 | 0 | 0 | 0 | 0 | 0 | 0 | 0 | 0 | 0 | 0 | 0 | 0 | 0 | 0 | 0
Transportation Sector Fuel Used[LDVs,freight,hydrogen vehicle,LPG propane or butane tf] | Transportation Sector Fuel Used | LDVs | freight | hydrogen vehicle | LPG propane or butane tf | 0 | 0 | 0 | 0 | 0 | 0 | 0 | 0 | 0 | 0 | 0 | 0 | 0 | 0 | 0 | 0 | 0 | 0 | 0 | 0 | 0 | 0 | 0 | 0 | 0 | 0 | 0 | 0 | 0 | 0 | 0
Transportation Sector Fuel Used[LDVs,freight,hydrogen vehicle,hydrogen tf] | Transportation Sector Fuel Used | LDVs | freight | hydrogen vehicle | hydrogen tf | 0 | 0 | 0 | 0 | 0 | 0 | 0 | 0 | 0 | 0 | 0 | 0 | 0 | 0 | 0 | 0 | 0 | 0 | 0 | 0 | 0 | 0 | 0 | 0 | 0 | 0 | 0 | 0 | 0 | 0 | 0
Transportation Sector Fuel Used[HDVs,passenger,battery electric vehicle,electricity tf] | Transportation Sector Fuel Used | HDVs | passenger | battery electric vehicle | electricity tf | 208992000000 | 226619000000 | 246863000000 | 286748000000 | 365073000000 | 450121000000 | 566031000000 | 739913000000 | 959409000000 | 1321370000000 | 1733920000000 | 2183400000000 | 2590350000000 | 3020510000000 | 3401090000000 | 3917600000000 | 4463300000000 | 5044850000000 | 5616070000000 | 6202060000000 | 6788690000000 | 7353040000000 | 7958940000000 | 8597280000000 | 9257570000000 | 9905830000000 | 10554600000000 | 11093100000000 | 11609300000000 | 12035800000000 | 12518300000000
Transportation Sector Fuel Used[HDVs,passenger,battery electric vehicle,natural gas tf] | Transportation Sector Fuel Used | HDVs | passenger | battery electric vehicle | natural gas tf | 0 | 0 | 0 | 0 | 0 | 0 | 0 | 0 | 0 | 0 | 0 | 0 | 0 | 0 | 0 | 0 | 0 | 0 | 0 | 0 | 0 | 0 | 0 | 0 | 0 | 0 | 0 | 0 | 0 | 0 | 0
Transportation Sector Fuel Used[HDVs,passenger,battery electric vehicle,petroleum gasoline tf] | Transportation Sector Fuel Used | HDVs | passenger | battery electric vehicle | petroleum gasoline tf | 0 | 0 | 0 | 0 | 0 | 0 | 0 | 0 | 0 | 0 | 0 | 0 | 0 | 0 | 0 | 0 | 0 | 0 | 0 | 0 | 0 | 0 | 0 | 0 | 0 | 0 | 0 | 0 | 0 | 0 | 0
Transportation Sector Fuel Used[HDVs,passenger,battery electric vehicle,petroleum diesel tf] | Transportation Sector Fuel Used | HDVs | passenger | battery electric vehicle | petroleum diesel tf | 0 | 0 | 0 | 0 | 0 | 0 | 0 | 0 | 0 | 0 | 0 | 0 | 0 | 0 | 0 | 0 | 0 | 0 | 0 | 0 | 0 | 0 | 0 | 0 | 0 | 0 | 0 | 0 | 0 | 0 | 0
Transportation Sector Fuel Used[HDVs,passenger,battery electric vehicle,biofuel gasoline tf] | Transportation Sector Fuel Used | HDVs | passenger | battery electric vehicle | biofuel gasoline tf | 0 | 0 | 0 | 0 | 0 | 0 | 0 | 0 | 0 | 0 | 0 | 0 | 0 | 0 | 0 | 0 | 0 | 0 | 0 | 0 | 0 | 0 | 0 | 0 | 0 | 0 | 0 | 0 | 0 | 0 | 0
Transportation Sector Fuel Used[HDVs,passenger,battery electric vehicle,biofuel diesel tf] | Transportation Sector Fuel Used | HDVs | passenger | battery electric vehicle | biofuel diesel tf | 0 | 0 | 0 | 0 | 0 | 0 | 0 | 0 | 0 | 0 | 0 | 0 | 0 | 0 | 0 | 0 | 0 | 0 | 0 | 0 | 0 | 0 | 0 | 0 | 0 | 0 | 0 | 0 | 0 | 0 | 0
Transportation Sector Fuel Used[HDVs,passenger,battery electric vehicle,jet fuel tf] | Transportation Sector Fuel Used | HDVs | passenger | battery electric vehicle | jet fuel tf | 0 | 0 | 0 | 0 | 0 | 0 | 0 | 0 | 0 | 0 | 0 | 0 | 0 | 0 | 0 | 0 | 0 | 0 | 0 | 0 | 0 | 0 | 0 | 0 | 0 | 0 | 0 | 0 | 0 | 0 | 0
Transportation Sector Fuel Used[HDVs,passenger,battery electric vehicle,heavy or residual fuel oil tf] | Transportation Sector Fuel Used | HDVs | passenger | battery electric vehicle | heavy or residual fuel oil tf | 0 | 0 | 0 | 0 | 0 | 0 | 0 | 0 | 0 | 0 | 0 | 0 | 0 | 0 | 0 | 0 | 0 | 0 | 0 | 0 | 0 | 0 | 0 | 0 | 0 | 0 | 0 | 0 | 0 | 0 | 0
Transportation Sector Fuel Used[HDVs,passenger,battery electric vehicle,LPG propane or butane tf] | Transportation Sector Fuel Used | HDVs | passenger | battery electric vehicle | LPG propane or butane tf | 0 | 0 | 0 | 0 | 0 | 0 | 0 | 0 | 0 | 0 | 0 | 0 | 0 | 0 | 0 | 0 | 0 | 0 | 0 | 0 | 0 | 0 | 0 | 0 | 0 | 0 | 0 | 0 | 0 | 0 | 0
Transportation Sector Fuel Used[HDVs,passenger,battery electric vehicle,hydrogen tf] | Transportation Sector Fuel Used | HDVs | passenger | battery electric vehicle | hydrogen tf | 0 | 0 | 0 | 0 | 0 | 0 | 0 | 0 | 0 | 0 | 0 | 0 | 0 | 0 | 0 | 0 | 0 | 0 | 0 | 0 | 0 | 0 | 0 | 0 | 0 | 0 | 0 | 0 | 0 | 0 | 0
Transportation Sector Fuel Used[HDVs,passenger,natural gas vehicle,electricity tf] | Transportation Sector Fuel Used | HDVs | passenger | natural gas vehicle | electricity tf | 0 | 0 | 0 | 0 | 0 | 0 | 0 | 0 | 0 | 0 | 0 | 0 | 0 | 0 | 0 | 0 | 0 | 0 | 0 | 0 | 0 | 0 | 0 | 0 | 0 | 0 | 0 | 0 | 0 | 0 | 0
Transportation Sector Fuel Used[HDVs,passenger,natural gas vehicle,natural gas tf] | Transportation Sector Fuel Used | HDVs | passenger | natural gas vehicle | natural gas tf | 10545800000000 | 10274800000000 | 9700560000000 | 9133140000000 | 8544730000000 | 7971410000000 | 7410650000000 | 6884420000000 | 6383140000000 | 5848600000000 | 5323390000000 | 4820920000000 | 4346340000000 | 3892420000000 | 3462070000000 | 3050650000000 | 2691670000000 | 2352470000000 | 2035070000000 | 1739050000000 | 1466940000000 | 1217900000000 | 992242000000 | 880913000000 | 774124000000 | 660603000000 | 543037000000 | 452638000000 | 373485000000 | 305888000000 | 257863000000
Transportation Sector Fuel Used[HDVs,passenger,natural gas vehicle,petroleum gasoline tf] | Transportation Sector Fuel Used | HDVs | passenger | natural gas vehicle | petroleum gasoline tf | 0 | 0 | 0 | 0 | 0 | 0 | 0 | 0 | 0 | 0 | 0 | 0 | 0 | 0 | 0 | 0 | 0 | 0 | 0 | 0 | 0 | 0 | 0 | 0 | 0 | 0 | 0 | 0 | 0 | 0 | 0
Transportation Sector Fuel Used[HDVs,passenger,natural gas vehicle,petroleum diesel tf] | Transportation Sector Fuel Used | HDVs | passenger | natural gas vehicle | petroleum diesel tf | 0 | 0 | 0 | 0 | 0 | 0 | 0 | 0 | 0 | 0 | 0 | 0 | 0 | 0 | 0 | 0 | 0 | 0 | 0 | 0 | 0 | 0 | 0 | 0 | 0 | 0 | 0 | 0 | 0 | 0 | 0
Transportation Sector Fuel Used[HDVs,passenger,natural gas vehicle,biofuel gasoline tf] | Transportation Sector Fuel Used | HDVs | passenger | natural gas vehicle | biofuel gasoline tf | 0 | 0 | 0 | 0 | 0 | 0 | 0 | 0 | 0 | 0 | 0 | 0 | 0 | 0 | 0 | 0 | 0 | 0 | 0 | 0 | 0 | 0 | 0 | 0 | 0 | 0 | 0 | 0 | 0 | 0 | 0
Transportation Sector Fuel Used[HDVs,passenger,natural gas vehicle,biofuel diesel tf] | Transportation Sector Fuel Used | HDVs | passenger | natural gas vehicle | biofuel diesel tf | 0 | 0 | 0 | 0 | 0 | 0 | 0 | 0 | 0 | 0 | 0 | 0 | 0 | 0 | 0 | 0 | 0 | 0 | 0 | 0 | 0 | 0 | 0 | 0 | 0 | 0 | 0 | 0 | 0 | 0 | 0
Transportation Sector Fuel Used[HDVs,passenger,natural gas vehicle,jet fuel tf] | Transportation Sector Fuel Used | HDVs | passenger | natural gas vehicle | jet fuel tf | 0 | 0 | 0 | 0 | 0 | 0 | 0 | 0 | 0 | 0 | 0 | 0 | 0 | 0 | 0 | 0 | 0 | 0 | 0 | 0 | 0 | 0 | 0 | 0 | 0 | 0 | 0 | 0 | 0 | 0 | 0
Transportation Sector Fuel Used[HDVs,passenger,natural gas vehicle,heavy or residual fuel oil tf] | Transportation Sector Fuel Used | HDVs | passenger | natural gas vehicle | heavy or residual fuel oil tf | 0 | 0 | 0 | 0 | 0 | 0 | 0 | 0 | 0 | 0 | 0 | 0 | 0 | 0 | 0 | 0 | 0 | 0 | 0 | 0 | 0 | 0 | 0 | 0 | 0 | 0 | 0 | 0 | 0 | 0 | 0
Transportation Sector Fuel Used[HDVs,passenger,natural gas vehicle,LPG propane or butane tf] | Transportation Sector Fuel Used | HDVs | passenger | natural gas vehicle | LPG propane or butane tf | 0 | 0 | 0 | 0 | 0 | 0 | 0 | 0 | 0 | 0 | 0 | 0 | 0 | 0 | 0 | 0 | 0 | 0 | 0 | 0 | 0 | 0 | 0 | 0 | 0 | 0 | 0 | 0 | 0 | 0 | 0
Transportation Sector Fuel Used[HDVs,passenger,natural gas vehicle,hydrogen tf] | Transportation Sector Fuel Used | HDVs | passenger | natural gas vehicle | hydrogen tf | 0 | 0 | 0 | 0 | 0 | 0 | 0 | 0 | 0 | 0 | 0 | 0 | 0 | 0 | 0 | 0 | 0 | 0 | 0 | 0 | 0 | 0 | 0 | 0 | 0 | 0 | 0 | 0 | 0 | 0 | 0
Transportation Sector Fuel Used[HDVs,passenger,gasoline vehicle,electricity tf] | Transportation Sector Fuel Used | HDVs | passenger | gasoline vehicle | electricity tf | 0 | 0 | 0 | 0 | 0 | 0 | 0 | 0 | 0 | 0 | 0 | 0 | 0 | 0 | 0 | 0 | 0 | 0 | 0 | 0 | 0 | 0 | 0 | 0 | 0 | 0 | 0 | 0 | 0 | 0 | 0
Transportation Sector Fuel Used[HDVs,passenger,gasoline vehicle,natural gas tf] | Transportation Sector Fuel Used | HDVs | passenger | gasoline vehicle | natural gas tf | 0 | 0 | 0 | 0 | 0 | 0 | 0 | 0 | 0 | 0 | 0 | 0 | 0 | 0 | 0 | 0 | 0 | 0 | 0 | 0 | 0 | 0 | 0 | 0 | 0 | 0 | 0 | 0 | 0 | 0 | 0
Transportation Sector Fuel Used[HDVs,passenger,gasoline vehicle,petroleum gasoline tf] | Transportation Sector Fuel Used | HDVs | passenger | gasoline vehicle | petroleum gasoline tf | 16603500000000 | 16534200000000 | 15817400000000 | 15107700000000 | 14401900000000 | 13714700000000 | 13036400000000 | 12351000000000 | 11698800000000 | 11016100000000 | 10322600000000 | 9626770000000 | 8935700000000 | 8241020000000 | 7544830000000 | 6833560000000 | 6185590000000 | 5524930000000 | 4839730000000 | 4168340000000 | 3488310000000 | 2806610000000 | 2121690000000 | 1981000000000 | 1869180000000 | 1773290000000 | 1655850000000 | 1525480000000 | 1382370000000 | 1257050000000 | 1126640000000
Transportation Sector Fuel Used[HDVs,passenger,gasoline vehicle,petroleum diesel tf] | Transportation Sector Fuel Used | HDVs | passenger | gasoline vehicle | petroleum diesel tf | 0 | 0 | 0 | 0 | 0 | 0 | 0 | 0 | 0 | 0 | 0 | 0 | 0 | 0 | 0 | 0 | 0 | 0 | 0 | 0 | 0 | 0 | 0 | 0 | 0 | 0 | 0 | 0 | 0 | 0 | 0
Transportation Sector Fuel Used[HDVs,passenger,gasoline vehicle,biofuel gasoline tf] | Transportation Sector Fuel Used | HDVs | passenger | gasoline vehicle | biofuel gasoline tf | 1281110000000 | 1279610000000 | 1228050000000 | 1176220000000 | 1124100000000 | 1073480000000 | 1023340000000 | 972347000000 | 923388000000 | 871610000000 | 818523000000 | 763347000000 | 708550000000 | 653465000000 | 598262000000 | 541862000000 | 490481000000 | 438095000000 | 383762000000 | 330525000000 | 276602000000 | 222548000000 | 168237000000 | 157082000000 | 148215000000 | 140612000000 | 131299000000 | 120962000000 | 109614000000 | 99676700000 | 89335700000
Transportation Sector Fuel Used[HDVs,passenger,gasoline vehicle,biofuel diesel tf] | Transportation Sector Fuel Used | HDVs | passenger | gasoline vehicle | biofuel diesel tf | 0 | 0 | 0 | 0 | 0 | 0 | 0 | 0 | 0 | 0 | 0 | 0 | 0 | 0 | 0 | 0 | 0 | 0 | 0 | 0 | 0 | 0 | 0 | 0 | 0 | 0 | 0 | 0 | 0 | 0 | 0
Transportation Sector Fuel Used[HDVs,passenger,gasoline vehicle,jet fuel tf] | Transportation Sector Fuel Used | HDVs | passenger | gasoline vehicle | jet fuel tf | 0 | 0 | 0 | 0 | 0 | 0 | 0 | 0 | 0 | 0 | 0 | 0 | 0 | 0 | 0 | 0 | 0 | 0 | 0 | 0 | 0 | 0 | 0 | 0 | 0 | 0 | 0 | 0 | 0 | 0 | 0
Transportation Sector Fuel Used[HDVs,passenger,gasoline vehicle,heavy or residual fuel oil tf] | Transportation Sector Fuel Used | HDVs | passenger | gasoline vehicle | heavy or residual fuel oil tf | 0 | 0 | 0 | 0 | 0 | 0 | 0 | 0 | 0 | 0 | 0 | 0 | 0 | 0 | 0 | 0 | 0 | 0 | 0 | 0 | 0 | 0 | 0 | 0 | 0 | 0 | 0 | 0 | 0 | 0 | 0
Transportation Sector Fuel Used[HDVs,passenger,gasoline vehicle,LPG propane or butane tf] | Transportation Sector Fuel Used | HDVs | passenger | gasoline vehicle | LPG propane or butane tf | 0 | 0 | 0 | 0 | 0 | 0 | 0 | 0 | 0 | 0 | 0 | 0 | 0 | 0 | 0 | 0 | 0 | 0 | 0 | 0 | 0 | 0 | 0 | 0 | 0 | 0 | 0 | 0 | 0 | 0 | 0
Transportation Sector Fuel Used[HDVs,passenger,gasoline vehicle,hydrogen tf] | Transportation Sector Fuel Used | HDVs | passenger | gasoline vehicle | hydrogen tf | 0 | 0 | 0 | 0 | 0 | 0 | 0 | 0 | 0 | 0 | 0 | 0 | 0 | 0 | 0 | 0 | 0 | 0 | 0 | 0 | 0 | 0 | 0 | 0 | 0 | 0 | 0 | 0 | 0 | 0 | 0
Transportation Sector Fuel Used[HDVs,passenger,diesel vehicle,electricity tf] | Transportation Sector Fuel Used | HDVs | passenger | diesel vehicle | electricity tf | 0 | 0 | 0 | 0 | 0 | 0 | 0 | 0 | 0 | 0 | 0 | 0 | 0 | 0 | 0 | 0 | 0 | 0 | 0 | 0 | 0 | 0 | 0 | 0 | 0 | 0 | 0 | 0 | 0 | 0 | 0
Transportation Sector Fuel Used[HDVs,passenger,diesel vehicle,natural gas tf] | Transportation Sector Fuel Used | HDVs | passenger | diesel vehicle | natural gas tf | 0 | 0 | 0 | 0 | 0 | 0 | 0 | 0 | 0 | 0 | 0 | 0 | 0 | 0 | 0 | 0 | 0 | 0 | 0 | 0 | 0 | 0 | 0 | 0 | 0 | 0 | 0 | 0 | 0 | 0 | 0
Transportation Sector Fuel Used[HDVs,passenger,diesel vehicle,petroleum gasoline tf] | Transportation Sector Fuel Used | HDVs | passenger | diesel vehicle | petroleum gasoline tf | 0 | 0 | 0 | 0 | 0 | 0 | 0 | 0 | 0 | 0 | 0 | 0 | 0 | 0 | 0 | 0 | 0 | 0 | 0 | 0 | 0 | 0 | 0 | 0 | 0 | 0 | 0 | 0 | 0 | 0 | 0
Transportation Sector Fuel Used[HDVs,passenger,diesel vehicle,petroleum diesel tf] | Transportation Sector Fuel Used | HDVs | passenger | diesel vehicle | petroleum diesel tf | 17204100000000 | 17554000000000 | 17253100000000 | 16942300000000 | 16511100000000 | 16075400000000 | 15584800000000 | 15054600000000 | 14495700000000 | 13777500000000 | 12993000000000 | 12580400000000 | 12185400000000 | 11740500000000 | 11333100000000 | 10908000000000 | 10551400000000 | 10184300000000 | 9779860000000 | 9434250000000 | 9109220000000 | 8749280000000 | 8407640000000 | 7749160000000 | 7151410000000 | 6531840000000 | 5922800000000 | 5385940000000 | 4842540000000 | 4377900000000 | 3969880000000
Transportation Sector Fuel Used[HDVs,passenger,diesel vehicle,biofuel gasoline tf] | Transportation Sector Fuel Used | HDVs | passenger | diesel vehicle | biofuel gasoline tf | 0 | 0 | 0 | 0 | 0 | 0 | 0 | 0 | 0 | 0 | 0 | 0 | 0 | 0 | 0 | 0 | 0 | 0 | 0 | 0 | 0 | 0 | 0 | 0 | 0 | 0 | 0 | 0 | 0 | 0 | 0
Transportation Sector Fuel Used[HDVs,passenger,diesel vehicle,biofuel diesel tf] | Transportation Sector Fuel Used | HDVs | passenger | diesel vehicle | biofuel diesel tf | 4237760000000 | 4859820000000 | 5329640000000 | 5804790000000 | 6243070000000 | 6679890000000 | 7091800000000 | 7479490000000 | 7843210000000 | 8101420000000 | 8288370000000 | 8025180000000 | 7773190000000 | 7489410000000 | 7229550000000 | 6958320000000 | 6730870000000 | 6496690000000 | 6238690000000 | 6018220000000 | 5810880000000 | 5581270000000 | 5363330000000 | 4943280000000 | 4561970000000 | 4166740000000 | 3778220000000 | 3435760000000 | 3089110000000 | 2792710000000 | 2532430000000
Transportation Sector Fuel Used[HDVs,passenger,diesel vehicle,jet fuel tf] | Transportation Sector Fuel Used | HDVs | passenger | diesel vehicle | jet fuel tf | 0 | 0 | 0 | 0 | 0 | 0 | 0 | 0 | 0 | 0 | 0 | 0 | 0 | 0 | 0 | 0 | 0 | 0 | 0 | 0 | 0 | 0 | 0 | 0 | 0 | 0 | 0 | 0 | 0 | 0 | 0
Transportation Sector Fuel Used[HDVs,passenger,diesel vehicle,heavy or residual fuel oil tf] | Transportation Sector Fuel Used | HDVs | passenger | diesel vehicle | heavy or residual fuel oil tf | 0 | 0 | 0 | 0 | 0 | 0 | 0 | 0 | 0 | 0 | 0 | 0 | 0 | 0 | 0 | 0 | 0 | 0 | 0 | 0 | 0 | 0 | 0 | 0 | 0 | 0 | 0 | 0 | 0 | 0 | 0
Transportation Sector Fuel Used[HDVs,passenger,diesel vehicle,LPG propane or butane tf] | Transportation Sector Fuel Used | HDVs | passenger | diesel vehicle | LPG propane or butane tf | 0 | 0 | 0 | 0 | 0 | 0 | 0 | 0 | 0 | 0 | 0 | 0 | 0 | 0 | 0 | 0 | 0 | 0 | 0 | 0 | 0 | 0 | 0 | 0 | 0 | 0 | 0 | 0 | 0 | 0 | 0
Transportation Sector Fuel Used[HDVs,passenger,diesel vehicle,hydrogen tf] | Transportation Sector Fuel Used | HDVs | passenger | diesel vehicle | hydrogen tf | 0 | 0 | 0 | 0 | 0 | 0 | 0 | 0 | 0 | 0 | 0 | 0 | 0 | 0 | 0 | 0 | 0 | 0 | 0 | 0 | 0 | 0 | 0 | 0 | 0 | 0 | 0 | 0 | 0 | 0 | 0
Transportation Sector Fuel Used[HDVs,passenger,plugin hybrid vehicle,electricity tf] | Transportation Sector Fuel Used | HDVs | passenger | plugin hybrid vehicle | electricity tf | 0 | 0 | 0 | 0 | 0 | 0 | 0 | 0 | 0 | 0 | 0 | 0 | 0 | 0 | 0 | 0 | 0 | 0 | 0 | 0 | 0 | 0 | 0 | 0 | 0 | 0 | 0 | 0 | 0 | 0 | 0
Transportation Sector Fuel Used[HDVs,passenger,plugin hybrid vehicle,natural gas tf] | Transportation Sector Fuel Used | HDVs | passenger | plugin hybrid vehicle | natural gas tf | 0 | 0 | 0 | 0 | 0 | 0 | 0 | 0 | 0 | 0 | 0 | 0 | 0 | 0 | 0 | 0 | 0 | 0 | 0 | 0 | 0 | 0 | 0 | 0 | 0 | 0 | 0 | 0 | 0 | 0 | 0
Transportation Sector Fuel Used[HDVs,passenger,plugin hybrid vehicle,petroleum gasoline tf] | Transportation Sector Fuel Used | HDVs | passenger | plugin hybrid vehicle | petroleum gasoline tf | 0 | 0 | 0 | 0 | 0 | 0 | 0 | 0 | 0 | 0 | 0 | 0 | 0 | 0 | 0 | 0 | 0 | 0 | 0 | 0 | 0 | 0 | 0 | 0 | 0 | 0 | 0 | 0 | 0 | 0 | 0
Transportation Sector Fuel Used[HDVs,passenger,plugin hybrid vehicle,petroleum diesel tf] | Transportation Sector Fuel Used | HDVs | passenger | plugin hybrid vehicle | petroleum diesel tf | 0 | 0 | 0 | 0 | 0 | 0 | 0 | 0 | 0 | 0 | 0 | 0 | 0 | 0 | 0 | 0 | 0 | 0 | 0 | 0 | 0 | 0 | 0 | 0 | 0 | 0 | 0 | 0 | 0 | 0 | 0
Transportation Sector Fuel Used[HDVs,passenger,plugin hybrid vehicle,biofuel gasoline tf] | Transportation Sector Fuel Used | HDVs | passenger | plugin hybrid vehicle | biofuel gasoline tf | 0 | 0 | 0 | 0 | 0 | 0 | 0 | 0 | 0 | 0 | 0 | 0 | 0 | 0 | 0 | 0 | 0 | 0 | 0 | 0 | 0 | 0 | 0 | 0 | 0 | 0 | 0 | 0 | 0 | 0 | 0
Transportation Sector Fuel Used[HDVs,passenger,plugin hybrid vehicle,biofuel diesel tf] | Transportation Sector Fuel Used | HDVs | passenger | plugin hybrid vehicle | biofuel diesel tf | 0 | 0 | 0 | 0 | 0 | 0 | 0 | 0 | 0 | 0 | 0 | 0 | 0 | 0 | 0 | 0 | 0 | 0 | 0 | 0 | 0 | 0 | 0 | 0 | 0 | 0 | 0 | 0 | 0 | 0 | 0
Transportation Sector Fuel Used[HDVs,passenger,plugin hybrid vehicle,jet fuel tf] | Transportation Sector Fuel Used | HDVs | passenger | plugin hybrid vehicle | jet fuel tf | 0 | 0 | 0 | 0 | 0 | 0 | 0 | 0 | 0 | 0 | 0 | 0 | 0 | 0 | 0 | 0 | 0 | 0 | 0 | 0 | 0 | 0 | 0 | 0 | 0 | 0 | 0 | 0 | 0 | 0 | 0
Transportation Sector Fuel Used[HDVs,passenger,plugin hybrid vehicle,heavy or residual fuel oil tf] | Transportation Sector Fuel Used | HDVs | passenger | plugin hybrid vehicle | heavy or residual fuel oil tf | 0 | 0 | 0 | 0 | 0 | 0 | 0 | 0 | 0 | 0 | 0 | 0 | 0 | 0 | 0 | 0 | 0 | 0 | 0 | 0 | 0 | 0 | 0 | 0 | 0 | 0 | 0 | 0 | 0 | 0 | 0
Transportation Sector Fuel Used[HDVs,passenger,plugin hybrid vehicle,LPG propane or butane tf] | Transportation Sector Fuel Used | HDVs | passenger | plugin hybrid vehicle | LPG propane or butane tf | 0 | 0 | 0 | 0 | 0 | 0 | 0 | 0 | 0 | 0 | 0 | 0 | 0 | 0 | 0 | 0 | 0 | 0 | 0 | 0 | 0 | 0 | 0 | 0 | 0 | 0 | 0 | 0 | 0 | 0 | 0
Transportation Sector Fuel Used[HDVs,passenger,plugin hybrid vehicle,hydrogen tf] | Transportation Sector Fuel Used | HDVs | passenger | plugin hybrid vehicle | hydrogen tf | 0 | 0 | 0 | 0 | 0 | 0 | 0 | 0 | 0 | 0 | 0 | 0 | 0 | 0 | 0 | 0 | 0 | 0 | 0 | 0 | 0 | 0 | 0 | 0 | 0 | 0 | 0 | 0 | 0 | 0 | 0
Transportation Sector Fuel Used[HDVs,passenger,LPG vehicle,electricity tf] | Transportation Sector Fuel Used | HDVs | passenger | LPG vehicle | electricity tf | 0 | 0 | 0 | 0 | 0 | 0 | 0 | 0 | 0 | 0 | 0 | 0 | 0 | 0 | 0 | 0 | 0 | 0 | 0 | 0 | 0 | 0 | 0 | 0 | 0 | 0 | 0 | 0 | 0 | 0 | 0
Transportation Sector Fuel Used[HDVs,passenger,LPG vehicle,natural gas tf] | Transportation Sector Fuel Used | HDVs | passenger | LPG vehicle | natural gas tf | 0 | 0 | 0 | 0 | 0 | 0 | 0 | 0 | 0 | 0 | 0 | 0 | 0 | 0 | 0 | 0 | 0 | 0 | 0 | 0 | 0 | 0 | 0 | 0 | 0 | 0 | 0 | 0 | 0 | 0 | 0
Transportation Sector Fuel Used[HDVs,passenger,LPG vehicle,petroleum gasoline tf] | Transportation Sector Fuel Used | HDVs | passenger | LPG vehicle | petroleum gasoline tf | 0 | 0 | 0 | 0 | 0 | 0 | 0 | 0 | 0 | 0 | 0 | 0 | 0 | 0 | 0 | 0 | 0 | 0 | 0 | 0 | 0 | 0 | 0 | 0 | 0 | 0 | 0 | 0 | 0 | 0 | 0
Transportation Sector Fuel Used[HDVs,passenger,LPG vehicle,petroleum diesel tf] | Transportation Sector Fuel Used | HDVs | passenger | LPG vehicle | petroleum diesel tf | 0 | 0 | 0 | 0 | 0 | 0 | 0 | 0 | 0 | 0 | 0 | 0 | 0 | 0 | 0 | 0 | 0 | 0 | 0 | 0 | 0 | 0 | 0 | 0 | 0 | 0 | 0 | 0 | 0 | 0 | 0
Transportation Sector Fuel Used[HDVs,passenger,LPG vehicle,biofuel gasoline tf] | Transportation Sector Fuel Used | HDVs | passenger | LPG vehicle | biofuel gasoline tf | 0 | 0 | 0 | 0 | 0 | 0 | 0 | 0 | 0 | 0 | 0 | 0 | 0 | 0 | 0 | 0 | 0 | 0 | 0 | 0 | 0 | 0 | 0 | 0 | 0 | 0 | 0 | 0 | 0 | 0 | 0
Transportation Sector Fuel Used[HDVs,passenger,LPG vehicle,biofuel diesel tf] | Transportation Sector Fuel Used | HDVs | passenger | LPG vehicle | biofuel diesel tf | 0 | 0 | 0 | 0 | 0 | 0 | 0 | 0 | 0 | 0 | 0 | 0 | 0 | 0 | 0 | 0 | 0 | 0 | 0 | 0 | 0 | 0 | 0 | 0 | 0 | 0 | 0 | 0 | 0 | 0 | 0
Transportation Sector Fuel Used[HDVs,passenger,LPG vehicle,jet fuel tf] | Transportation Sector Fuel Used | HDVs | passenger | LPG vehicle | jet fuel tf | 0 | 0 | 0 | 0 | 0 | 0 | 0 | 0 | 0 | 0 | 0 | 0 | 0 | 0 | 0 | 0 | 0 | 0 | 0 | 0 | 0 | 0 | 0 | 0 | 0 | 0 | 0 | 0 | 0 | 0 | 0
Transportation Sector Fuel Used[HDVs,passenger,LPG vehicle,heavy or residual fuel oil tf] | Transportation Sector Fuel Used | HDVs | passenger | LPG vehicle | heavy or residual fuel oil tf | 0 | 0 | 0 | 0 | 0 | 0 | 0 | 0 | 0 | 0 | 0 | 0 | 0 | 0 | 0 | 0 | 0 | 0 | 0 | 0 | 0 | 0 | 0 | 0 | 0 | 0 | 0 | 0 | 0 | 0 | 0
Transportation Sector Fuel Used[HDVs,passenger,LPG vehicle,LPG propane or butane tf] | Transportation Sector Fuel Used | HDVs | passenger | LPG vehicle | LPG propane or butane tf | 0 | 0 | 0 | 0 | 0 | 0 | 0 | 0 | 0 | 0 | 0 | 0 | 0 | 0 | 0 | 0 | 0 | 0 | 0 | 0 | 0 | 0 | 0 | 0 | 0 | 0 | 0 | 0 | 0 | 0 | 0
Transportation Sector Fuel Used[HDVs,passenger,LPG vehicle,hydrogen tf] | Transportation Sector Fuel Used | HDVs | passenger | LPG vehicle | hydrogen tf | 0 | 0 | 0 | 0 | 0 | 0 | 0 | 0 | 0 | 0 | 0 | 0 | 0 | 0 | 0 | 0 | 0 | 0 | 0 | 0 | 0 | 0 | 0 | 0 | 0 | 0 | 0 | 0 | 0 | 0 | 0
Transportation Sector Fuel Used[HDVs,passenger,hydrogen vehicle,electricity tf] | Transportation Sector Fuel Used | HDVs | passenger | hydrogen vehicle | electricity tf | 0 | 0 | 0 | 0 | 0 | 0 | 0 | 0 | 0 | 0 | 0 | 0 | 0 | 0 | 0 | 0 | 0 | 0 | 0 | 0 | 0 | 0 | 0 | 0 | 0 | 0 | 0 | 0 | 0 | 0 | 0
Transportation Sector Fuel Used[HDVs,passenger,hydrogen vehicle,natural gas tf] | Transportation Sector Fuel Used | HDVs | passenger | hydrogen vehicle | natural gas tf | 0 | 0 | 0 | 0 | 0 | 0 | 0 | 0 | 0 | 0 | 0 | 0 | 0 | 0 | 0 | 0 | 0 | 0 | 0 | 0 | 0 | 0 | 0 | 0 | 0 | 0 | 0 | 0 | 0 | 0 | 0
Transportation Sector Fuel Used[HDVs,passenger,hydrogen vehicle,petroleum gasoline tf] | Transportation Sector Fuel Used | HDVs | passenger | hydrogen vehicle | petroleum gasoline tf | 0 | 0 | 0 | 0 | 0 | 0 | 0 | 0 | 0 | 0 | 0 | 0 | 0 | 0 | 0 | 0 | 0 | 0 | 0 | 0 | 0 | 0 | 0 | 0 | 0 | 0 | 0 | 0 | 0 | 0 | 0
Transportation Sector Fuel Used[HDVs,passenger,hydrogen vehicle,petroleum diesel tf] | Transportation Sector Fuel Used | HDVs | passenger | hydrogen vehicle | petroleum diesel tf | 0 | 0 | 0 | 0 | 0 | 0 | 0 | 0 | 0 | 0 | 0 | 0 | 0 | 0 | 0 | 0 | 0 | 0 | 0 | 0 | 0 | 0 | 0 | 0 | 0 | 0 | 0 | 0 | 0 | 0 | 0
Transportation Sector Fuel Used[HDVs,passenger,hydrogen vehicle,biofuel gasoline tf] | Transportation Sector Fuel Used | HDVs | passenger | hydrogen vehicle | biofuel gasoline tf | 0 | 0 | 0 | 0 | 0 | 0 | 0 | 0 | 0 | 0 | 0 | 0 | 0 | 0 | 0 | 0 | 0 | 0 | 0 | 0 | 0 | 0 | 0 | 0 | 0 | 0 | 0 | 0 | 0 | 0 | 0
Transportation Sector Fuel Used[HDVs,passenger,hydrogen vehicle,biofuel diesel tf] | Transportation Sector Fuel Used | HDVs | passenger | hydrogen vehicle | biofuel diesel tf | 0 | 0 | 0 | 0 | 0 | 0 | 0 | 0 | 0 | 0 | 0 | 0 | 0 | 0 | 0 | 0 | 0 | 0 | 0 | 0 | 0 | 0 | 0 | 0 | 0 | 0 | 0 | 0 | 0 | 0 | 0
Transportation Sector Fuel Used[HDVs,passenger,hydrogen vehicle,jet fuel tf] | Transportation Sector Fuel Used | HDVs | passenger | hydrogen vehicle | jet fuel tf | 0 | 0 | 0 | 0 | 0 | 0 | 0 | 0 | 0 | 0 | 0 | 0 | 0 | 0 | 0 | 0 | 0 | 0 | 0 | 0 | 0 | 0 | 0 | 0 | 0 | 0 | 0 | 0 | 0 | 0 | 0
Transportation Sector Fuel Used[HDVs,passenger,hydrogen vehicle,heavy or residual fuel oil tf] | Transportation Sector Fuel Used | HDVs | passenger | hydrogen vehicle | heavy or residual fuel oil tf | 0 | 0 | 0 | 0 | 0 | 0 | 0 | 0 | 0 | 0 | 0 | 0 | 0 | 0 | 0 | 0 | 0 | 0 | 0 | 0 | 0 | 0 | 0 | 0 | 0 | 0 | 0 | 0 | 0 | 0 | 0
Transportation Sector Fuel Used[HDVs,passenger,hydrogen vehicle,LPG propane or butane tf] | Transportation Sector Fuel Used | HDVs | passenger | hydrogen vehicle | LPG propane or butane tf | 0 | 0 | 0 | 0 | 0 | 0 | 0 | 0 | 0 | 0 | 0 | 0 | 0 | 0 | 0 | 0 | 0 | 0 | 0 | 0 | 0 | 0 | 0 | 0 | 0 | 0 | 0 | 0 | 0 | 0 | 0
Transportation Sector Fuel Used[HDVs,passenger,hydrogen vehicle,hydrogen tf] | Transportation Sector Fuel Used | HDVs | passenger | hydrogen vehicle | hydrogen tf | 0 | 0 | 0 | 0 | 0 | 0 | 0 | 0 | 0 | 0 | 0 | 0 | 0 | 0 | 0 | 0 | 0 | 0 | 0 | 0 | 0 | 0 | 0 | 0 | 0 | 0 | 0 | 0 | 0 | 0 | 0
Transportation Sector Fuel Used[HDVs,freight,battery electric vehicle,electricity tf] | Transportation Sector Fuel Used | HDVs | freight | battery electric vehicle | electricity tf | 23412900000 | 23539100000 | 25900300000 | 29922400000 | 77894800000 | 149151000000 | 256413000000 | 424324000000 | 658467000000 | 964692000000 | 1348190000000 | 1834660000000 | 2424130000000 | 3053980000000 | 3723770000000 | 4432830000000 | 5182000000000 | 5969270000000 | 6795340000000 | 7658340000000 | 8557900000000 | 9492110000000 | 10460000000000 | 11460800000000 | 12493000000000 | 13506500000000 | 14551300000000 | 15624800000000 | 16728200000000 | 17801800000000 | 18877900000000
Transportation Sector Fuel Used[HDVs,freight,battery electric vehicle,natural gas tf] | Transportation Sector Fuel Used | HDVs | freight | battery electric vehicle | natural gas tf | 0 | 0 | 0 | 0 | 0 | 0 | 0 | 0 | 0 | 0 | 0 | 0 | 0 | 0 | 0 | 0 | 0 | 0 | 0 | 0 | 0 | 0 | 0 | 0 | 0 | 0 | 0 | 0 | 0 | 0 | 0
Transportation Sector Fuel Used[HDVs,freight,battery electric vehicle,petroleum gasoline tf] | Transportation Sector Fuel Used | HDVs | freight | battery electric vehicle | petroleum gasoline tf | 0 | 0 | 0 | 0 | 0 | 0 | 0 | 0 | 0 | 0 | 0 | 0 | 0 | 0 | 0 | 0 | 0 | 0 | 0 | 0 | 0 | 0 | 0 | 0 | 0 | 0 | 0 | 0 | 0 | 0 | 0
Transportation Sector Fuel Used[HDVs,freight,battery electric vehicle,petroleum diesel tf] | Transportation Sector Fuel Used | HDVs | freight | battery electric vehicle | petroleum diesel tf | 0 | 0 | 0 | 0 | 0 | 0 | 0 | 0 | 0 | 0 | 0 | 0 | 0 | 0 | 0 | 0 | 0 | 0 | 0 | 0 | 0 | 0 | 0 | 0 | 0 | 0 | 0 | 0 | 0 | 0 | 0
Transportation Sector Fuel Used[HDVs,freight,battery electric vehicle,biofuel gasoline tf] | Transportation Sector Fuel Used | HDVs | freight | battery electric vehicle | biofuel gasoline tf | 0 | 0 | 0 | 0 | 0 | 0 | 0 | 0 | 0 | 0 | 0 | 0 | 0 | 0 | 0 | 0 | 0 | 0 | 0 | 0 | 0 | 0 | 0 | 0 | 0 | 0 | 0 | 0 | 0 | 0 | 0
Transportation Sector Fuel Used[HDVs,freight,battery electric vehicle,biofuel diesel tf] | Transportation Sector Fuel Used | HDVs | freight | battery electric vehicle | biofuel diesel tf | 0 | 0 | 0 | 0 | 0 | 0 | 0 | 0 | 0 | 0 | 0 | 0 | 0 | 0 | 0 | 0 | 0 | 0 | 0 | 0 | 0 | 0 | 0 | 0 | 0 | 0 | 0 | 0 | 0 | 0 | 0
Transportation Sector Fuel Used[HDVs,freight,battery electric vehicle,jet fuel tf] | Transportation Sector Fuel Used | HDVs | freight | battery electric vehicle | jet fuel tf | 0 | 0 | 0 | 0 | 0 | 0 | 0 | 0 | 0 | 0 | 0 | 0 | 0 | 0 | 0 | 0 | 0 | 0 | 0 | 0 | 0 | 0 | 0 | 0 | 0 | 0 | 0 | 0 | 0 | 0 | 0
Transportation Sector Fuel Used[HDVs,freight,battery electric vehicle,heavy or residual fuel oil tf] | Transportation Sector Fuel Used | HDVs | freight | battery electric vehicle | heavy or residual fuel oil tf | 0 | 0 | 0 | 0 | 0 | 0 | 0 | 0 | 0 | 0 | 0 | 0 | 0 | 0 | 0 | 0 | 0 | 0 | 0 | 0 | 0 | 0 | 0 | 0 | 0 | 0 | 0 | 0 | 0 | 0 | 0
Transportation Sector Fuel Used[HDVs,freight,battery electric vehicle,LPG propane or butane tf] | Transportation Sector Fuel Used | HDVs | freight | battery electric vehicle | LPG propane or butane tf | 0 | 0 | 0 | 0 | 0 | 0 | 0 | 0 | 0 | 0 | 0 | 0 | 0 | 0 | 0 | 0 | 0 | 0 | 0 | 0 | 0 | 0 | 0 | 0 | 0 | 0 | 0 | 0 | 0 | 0 | 0
Transportation Sector Fuel Used[HDVs,freight,battery electric vehicle,hydrogen tf] | Transportation Sector Fuel Used | HDVs | freight | battery electric vehicle | hydrogen tf | 0 | 0 | 0 | 0 | 0 | 0 | 0 | 0 | 0 | 0 | 0 | 0 | 0 | 0 | 0 | 0 | 0 | 0 | 0 | 0 | 0 | 0 | 0 | 0 | 0 | 0 | 0 | 0 | 0 | 0 | 0
Transportation Sector Fuel Used[HDVs,freight,natural gas vehicle,electricity tf] | Transportation Sector Fuel Used | HDVs | freight | natural gas vehicle | electricity tf | 0 | 0 | 0 | 0 | 0 | 0 | 0 | 0 | 0 | 0 | 0 | 0 | 0 | 0 | 0 | 0 | 0 | 0 | 0 | 0 | 0 | 0 | 0 | 0 | 0 | 0 | 0 | 0 | 0 | 0 | 0
Transportation Sector Fuel Used[HDVs,freight,natural gas vehicle,natural gas tf] | Transportation Sector Fuel Used | HDVs | freight | natural gas vehicle | natural gas tf | 1870990000000 | 1775170000000 | 1690440000000 | 1600950000000 | 1506130000000 | 1409350000000 | 1313600000000 | 1219180000000 | 1126430000000 | 1038400000000 | 952554000000 | 879908000000 | 812214000000 | 748312000000 | 691080000000 | 640507000000 | 599019000000 | 563765000000 | 534506000000 | 513405000000 | 497647000000 | 487011000000 | 481280000000 | 480281000000 | 483875000000 | 557150000000 | 636328000000 | 710465000000 | 797634000000 | 895920000000 | 1002660000000
Transportation Sector Fuel Used[HDVs,freight,natural gas vehicle,petroleum gasoline tf] | Transportation Sector Fuel Used | HDVs | freight | natural gas vehicle | petroleum gasoline tf | 0 | 0 | 0 | 0 | 0 | 0 | 0 | 0 | 0 | 0 | 0 | 0 | 0 | 0 | 0 | 0 | 0 | 0 | 0 | 0 | 0 | 0 | 0 | 0 | 0 | 0 | 0 | 0 | 0 | 0 | 0
Transportation Sector Fuel Used[HDVs,freight,natural gas vehicle,petroleum diesel tf] | Transportation Sector Fuel Used | HDVs | freight | natural gas vehicle | petroleum diesel tf | 0 | 0 | 0 | 0 | 0 | 0 | 0 | 0 | 0 | 0 | 0 | 0 | 0 | 0 | 0 | 0 | 0 | 0 | 0 | 0 | 0 | 0 | 0 | 0 | 0 | 0 | 0 | 0 | 0 | 0 | 0
Transportation Sector Fuel Used[HDVs,freight,natural gas vehicle,biofuel gasoline tf] | Transportation Sector Fuel Used | HDVs | freight | natural gas vehicle | biofuel gasoline tf | 0 | 0 | 0 | 0 | 0 | 0 | 0 | 0 | 0 | 0 | 0 | 0 | 0 | 0 | 0 | 0 | 0 | 0 | 0 | 0 | 0 | 0 | 0 | 0 | 0 | 0 | 0 | 0 | 0 | 0 | 0
Transportation Sector Fuel Used[HDVs,freight,natural gas vehicle,biofuel diesel tf] | Transportation Sector Fuel Used | HDVs | freight | natural gas vehicle | biofuel diesel tf | 0 | 0 | 0 | 0 | 0 | 0 | 0 | 0 | 0 | 0 | 0 | 0 | 0 | 0 | 0 | 0 | 0 | 0 | 0 | 0 | 0 | 0 | 0 | 0 | 0 | 0 | 0 | 0 | 0 | 0 | 0
Transportation Sector Fuel Used[HDVs,freight,natural gas vehicle,jet fuel tf] | Transportation Sector Fuel Used | HDVs | freight | natural gas vehicle | jet fuel tf | 0 | 0 | 0 | 0 | 0 | 0 | 0 | 0 | 0 | 0 | 0 | 0 | 0 | 0 | 0 | 0 | 0 | 0 | 0 | 0 | 0 | 0 | 0 | 0 | 0 | 0 | 0 | 0 | 0 | 0 | 0
Transportation Sector Fuel Used[HDVs,freight,natural gas vehicle,heavy or residual fuel oil tf] | Transportation Sector Fuel Used | HDVs | freight | natural gas vehicle | heavy or residual fuel oil tf | 0 | 0 | 0 | 0 | 0 | 0 | 0 | 0 | 0 | 0 | 0 | 0 | 0 | 0 | 0 | 0 | 0 | 0 | 0 | 0 | 0 | 0 | 0 | 0 | 0 | 0 | 0 | 0 | 0 | 0 | 0
Transportation Sector Fuel Used[HDVs,freight,natural gas vehicle,LPG propane or butane tf] | Transportation Sector Fuel Used | HDVs | freight | natural gas vehicle | LPG propane or butane tf | 0 | 0 | 0 | 0 | 0 | 0 | 0 | 0 | 0 | 0 | 0 | 0 | 0 | 0 | 0 | 0 | 0 | 0 | 0 | 0 | 0 | 0 | 0 | 0 | 0 | 0 | 0 | 0 | 0 | 0 | 0
Transportation Sector Fuel Used[HDVs,freight,natural gas vehicle,hydrogen tf] | Transportation Sector Fuel Used | HDVs | freight | natural gas vehicle | hydrogen tf | 0 | 0 | 0 | 0 | 0 | 0 | 0 | 0 | 0 | 0 | 0 | 0 | 0 | 0 | 0 | 0 | 0 | 0 | 0 | 0 | 0 | 0 | 0 | 0 | 0 | 0 | 0 | 0 | 0 | 0 | 0
Transportation Sector Fuel Used[HDVs,freight,gasoline vehicle,electricity tf] | Transportation Sector Fuel Used | HDVs | freight | gasoline vehicle | electricity tf | 0 | 0 | 0 | 0 | 0 | 0 | 0 | 0 | 0 | 0 | 0 | 0 | 0 | 0 | 0 | 0 | 0 | 0 | 0 | 0 | 0 | 0 | 0 | 0 | 0 | 0 | 0 | 0 | 0 | 0 | 0
Transportation Sector Fuel Used[HDVs,freight,gasoline vehicle,natural gas tf] | Transportation Sector Fuel Used | HDVs | freight | gasoline vehicle | natural gas tf | 0 | 0 | 0 | 0 | 0 | 0 | 0 | 0 | 0 | 0 | 0 | 0 | 0 | 0 | 0 | 0 | 0 | 0 | 0 | 0 | 0 | 0 | 0 | 0 | 0 | 0 | 0 | 0 | 0 | 0 | 0
Transportation Sector Fuel Used[HDVs,freight,gasoline vehicle,petroleum gasoline tf] | Transportation Sector Fuel Used | HDVs | freight | gasoline vehicle | petroleum gasoline tf | 0 | 0 | 0 | 0 | 0 | 0 | 0 | 0 | 0 | 0 | 0 | 0 | 0 | 0 | 0 | 0 | 0 | 0 | 0 | 0 | 0 | 0 | 0 | 0 | 0 | 0 | 0 | 0 | 0 | 0 | 0
Transportation Sector Fuel Used[HDVs,freight,gasoline vehicle,petroleum diesel tf] | Transportation Sector Fuel Used | HDVs | freight | gasoline vehicle | petroleum diesel tf | 0 | 0 | 0 | 0 | 0 | 0 | 0 | 0 | 0 | 0 | 0 | 0 | 0 | 0 | 0 | 0 | 0 | 0 | 0 | 0 | 0 | 0 | 0 | 0 | 0 | 0 | 0 | 0 | 0 | 0 | 0
Transportation Sector Fuel Used[HDVs,freight,gasoline vehicle,biofuel gasoline tf] | Transportation Sector Fuel Used | HDVs | freight | gasoline vehicle | biofuel gasoline tf | 0 | 0 | 0 | 0 | 0 | 0 | 0 | 0 | 0 | 0 | 0 | 0 | 0 | 0 | 0 | 0 | 0 | 0 | 0 | 0 | 0 | 0 | 0 | 0 | 0 | 0 | 0 | 0 | 0 | 0 | 0
Transportation Sector Fuel Used[HDVs,freight,gasoline vehicle,biofuel diesel tf] | Transportation Sector Fuel Used | HDVs | freight | gasoline vehicle | biofuel diesel tf | 0 | 0 | 0 | 0 | 0 | 0 | 0 | 0 | 0 | 0 | 0 | 0 | 0 | 0 | 0 | 0 | 0 | 0 | 0 | 0 | 0 | 0 | 0 | 0 | 0 | 0 | 0 | 0 | 0 | 0 | 0
Transportation Sector Fuel Used[HDVs,freight,gasoline vehicle,jet fuel tf] | Transportation Sector Fuel Used | HDVs | freight | gasoline vehicle | jet fuel tf | 0 | 0 | 0 | 0 | 0 | 0 | 0 | 0 | 0 | 0 | 0 | 0 | 0 | 0 | 0 | 0 | 0 | 0 | 0 | 0 | 0 | 0 | 0 | 0 | 0 | 0 | 0 | 0 | 0 | 0 | 0
Transportation Sector Fuel Used[HDVs,freight,gasoline vehicle,heavy or residual fuel oil tf] | Transportation Sector Fuel Used | HDVs | freight | gasoline vehicle | heavy or residual fuel oil tf | 0 | 0 | 0 | 0 | 0 | 0 | 0 | 0 | 0 | 0 | 0 | 0 | 0 | 0 | 0 | 0 | 0 | 0 | 0 | 0 | 0 | 0 | 0 | 0 | 0 | 0 | 0 | 0 | 0 | 0 | 0
Transportation Sector Fuel Used[HDVs,freight,gasoline vehicle,LPG propane or butane tf] | Transportation Sector Fuel Used | HDVs | freight | gasoline vehicle | LPG propane or butane tf | 0 | 0 | 0 | 0 | 0 | 0 | 0 | 0 | 0 | 0 | 0 | 0 | 0 | 0 | 0 | 0 | 0 | 0 | 0 | 0 | 0 | 0 | 0 | 0 | 0 | 0 | 0 | 0 | 0 | 0 | 0
Transportation Sector Fuel Used[HDVs,freight,gasoline vehicle,hydrogen tf] | Transportation Sector Fuel Used | HDVs | freight | gasoline vehicle | hydrogen tf | 0 | 0 | 0 | 0 | 0 | 0 | 0 | 0 | 0 | 0 | 0 | 0 | 0 | 0 | 0 | 0 | 0 | 0 | 0 | 0 | 0 | 0 | 0 | 0 | 0 | 0 | 0 | 0 | 0 | 0 | 0
Transportation Sector Fuel Used[HDVs,freight,diesel vehicle,electricity tf] | Transportation Sector Fuel Used | HDVs | freight | diesel vehicle | electricity tf | 0 | 0 | 0 | 0 | 0 | 0 | 0 | 0 | 0 | 0 | 0 | 0 | 0 | 0 | 0 | 0 | 0 | 0 | 0 | 0 | 0 | 0 | 0 | 0 | 0 | 0 | 0 | 0 | 0 | 0 | 0
Transportation Sector Fuel Used[HDVs,freight,diesel vehicle,natural gas tf] | Transportation Sector Fuel Used | HDVs | freight | diesel vehicle | natural gas tf | 0 | 0 | 0 | 0 | 0 | 0 | 0 | 0 | 0 | 0 | 0 | 0 | 0 | 0 | 0 | 0 | 0 | 0 | 0 | 0 | 0 | 0 | 0 | 0 | 0 | 0 | 0 | 0 | 0 | 0 | 0
Transportation Sector Fuel Used[HDVs,freight,diesel vehicle,petroleum gasoline tf] | Transportation Sector Fuel Used | HDVs | freight | diesel vehicle | petroleum gasoline tf | 0 | 0 | 0 | 0 | 0 | 0 | 0 | 0 | 0 | 0 | 0 | 0 | 0 | 0 | 0 | 0 | 0 | 0 | 0 | 0 | 0 | 0 | 0 | 0 | 0 | 0 | 0 | 0 | 0 | 0 | 0
Transportation Sector Fuel Used[HDVs,freight,diesel vehicle,petroleum diesel tf] | Transportation Sector Fuel Used | HDVs | freight | diesel vehicle | petroleum diesel tf | 68876600000000 | 68238700000000 | 67563700000000 | 66864200000000 | 65824600000000 | 64728200000000 | 63548800000000 | 62121400000000 | 60575300000000 | 58889700000000 | 57066900000000 | 57430100000000 | 57653900000000 | 57825500000000 | 57952600000000 | 58035700000000 | 58033900000000 | 57819500000000 | 57574500000000 | 57317300000000 | 57151400000000 | 56963700000000 | 56910400000000 | 56654900000000 | 56414600000000 | 56262000000000 | 56428200000000 | 56625800000000 | 56836600000000 | 57353500000000 | 57944300000000
Transportation Sector Fuel Used[HDVs,freight,diesel vehicle,biofuel gasoline tf] | Transportation Sector Fuel Used | HDVs | freight | diesel vehicle | biofuel gasoline tf | 0 | 0 | 0 | 0 | 0 | 0 | 0 | 0 | 0 | 0 | 0 | 0 | 0 | 0 | 0 | 0 | 0 | 0 | 0 | 0 | 0 | 0 | 0 | 0 | 0 | 0 | 0 | 0 | 0 | 0 | 0
Transportation Sector Fuel Used[HDVs,freight,diesel vehicle,biofuel diesel tf] | Transportation Sector Fuel Used | HDVs | freight | diesel vehicle | biofuel diesel tf | 16965900000000 | 18891900000000 | 20871100000000 | 22909100000000 | 24889200000000 | 26896800000000 | 28917600000000 | 30863400000000 | 32775600000000 | 34628100000000 | 36403600000000 | 36635300000000 | 36778100000000 | 36887600000000 | 36968600000000 | 37021600000000 | 37020500000000 | 36883800000000 | 36727500000000 | 36563400000000 | 36457600000000 | 36337800000000 | 36303800000000 | 36140800000000 | 35987500000000 | 35890200000000 | 35996200000000 | 36122300000000 | 36256800000000 | 36586500000000 | 36963300000000
Transportation Sector Fuel Used[HDVs,freight,diesel vehicle,jet fuel tf] | Transportation Sector Fuel Used | HDVs | freight | diesel vehicle | jet fuel tf | 0 | 0 | 0 | 0 | 0 | 0 | 0 | 0 | 0 | 0 | 0 | 0 | 0 | 0 | 0 | 0 | 0 | 0 | 0 | 0 | 0 | 0 | 0 | 0 | 0 | 0 | 0 | 0 | 0 | 0 | 0
Transportation Sector Fuel Used[HDVs,freight,diesel vehicle,heavy or residual fuel oil tf] | Transportation Sector Fuel Used | HDVs | freight | diesel vehicle | heavy or residual fuel oil tf | 0 | 0 | 0 | 0 | 0 | 0 | 0 | 0 | 0 | 0 | 0 | 0 | 0 | 0 | 0 | 0 | 0 | 0 | 0 | 0 | 0 | 0 | 0 | 0 | 0 | 0 | 0 | 0 | 0 | 0 | 0
Transportation Sector Fuel Used[HDVs,freight,diesel vehicle,LPG propane or butane tf] | Transportation Sector Fuel Used | HDVs | freight | diesel vehicle | LPG propane or butane tf | 0 | 0 | 0 | 0 | 0 | 0 | 0 | 0 | 0 | 0 | 0 | 0 | 0 | 0 | 0 | 0 | 0 | 0 | 0 | 0 | 0 | 0 | 0 | 0 | 0 | 0 | 0 | 0 | 0 | 0 | 0
Transportation Sector Fuel Used[HDVs,freight,diesel vehicle,hydrogen tf] | Transportation Sector Fuel Used | HDVs | freight | diesel vehicle | hydrogen tf | 0 | 0 | 0 | 0 | 0 | 0 | 0 | 0 | 0 | 0 | 0 | 0 | 0 | 0 | 0 | 0 | 0 | 0 | 0 | 0 | 0 | 0 | 0 | 0 | 0 | 0 | 0 | 0 | 0 | 0 | 0
Transportation Sector Fuel Used[HDVs,freight,plugin hybrid vehicle,electricity tf] | Transportation Sector Fuel Used | HDVs | freight | plugin hybrid vehicle | electricity tf | 0 | 0 | 0 | 0 | 0 | 0 | 0 | 0 | 0 | 0 | 0 | 0 | 0 | 0 | 0 | 0 | 0 | 0 | 0 | 0 | 0 | 0 | 0 | 0 | 0 | 0 | 0 | 0 | 0 | 0 | 0
Transportation Sector Fuel Used[HDVs,freight,plugin hybrid vehicle,natural gas tf] | Transportation Sector Fuel Used | HDVs | freight | plugin hybrid vehicle | natural gas tf | 0 | 0 | 0 | 0 | 0 | 0 | 0 | 0 | 0 | 0 | 0 | 0 | 0 | 0 | 0 | 0 | 0 | 0 | 0 | 0 | 0 | 0 | 0 | 0 | 0 | 0 | 0 | 0 | 0 | 0 | 0
Transportation Sector Fuel Used[HDVs,freight,plugin hybrid vehicle,petroleum gasoline tf] | Transportation Sector Fuel Used | HDVs | freight | plugin hybrid vehicle | petroleum gasoline tf | 0 | 0 | 0 | 0 | 0 | 0 | 0 | 0 | 0 | 0 | 0 | 0 | 0 | 0 | 0 | 0 | 0 | 0 | 0 | 0 | 0 | 0 | 0 | 0 | 0 | 0 | 0 | 0 | 0 | 0 | 0
Transportation Sector Fuel Used[HDVs,freight,plugin hybrid vehicle,petroleum diesel tf] | Transportation Sector Fuel Used | HDVs | freight | plugin hybrid vehicle | petroleum diesel tf | 0 | 0 | 0 | 0 | 0 | 0 | 0 | 0 | 0 | 0 | 0 | 0 | 0 | 0 | 0 | 0 | 0 | 0 | 0 | 0 | 0 | 0 | 0 | 0 | 0 | 0 | 0 | 0 | 0 | 0 | 0
Transportation Sector Fuel Used[HDVs,freight,plugin hybrid vehicle,biofuel gasoline tf] | Transportation Sector Fuel Used | HDVs | freight | plugin hybrid vehicle | biofuel gasoline tf | 0 | 0 | 0 | 0 | 0 | 0 | 0 | 0 | 0 | 0 | 0 | 0 | 0 | 0 | 0 | 0 | 0 | 0 | 0 | 0 | 0 | 0 | 0 | 0 | 0 | 0 | 0 | 0 | 0 | 0 | 0
Transportation Sector Fuel Used[HDVs,freight,plugin hybrid vehicle,biofuel diesel tf] | Transportation Sector Fuel Used | HDVs | freight | plugin hybrid vehicle | biofuel diesel tf | 0 | 0 | 0 | 0 | 0 | 0 | 0 | 0 | 0 | 0 | 0 | 0 | 0 | 0 | 0 | 0 | 0 | 0 | 0 | 0 | 0 | 0 | 0 | 0 | 0 | 0 | 0 | 0 | 0 | 0 | 0
Transportation Sector Fuel Used[HDVs,freight,plugin hybrid vehicle,jet fuel tf] | Transportation Sector Fuel Used | HDVs | freight | plugin hybrid vehicle | jet fuel tf | 0 | 0 | 0 | 0 | 0 | 0 | 0 | 0 | 0 | 0 | 0 | 0 | 0 | 0 | 0 | 0 | 0 | 0 | 0 | 0 | 0 | 0 | 0 | 0 | 0 | 0 | 0 | 0 | 0 | 0 | 0
Transportation Sector Fuel Used[HDVs,freight,plugin hybrid vehicle,heavy or residual fuel oil tf] | Transportation Sector Fuel Used | HDVs | freight | plugin hybrid vehicle | heavy or residual fuel oil tf | 0 | 0 | 0 | 0 | 0 | 0 | 0 | 0 | 0 | 0 | 0 | 0 | 0 | 0 | 0 | 0 | 0 | 0 | 0 | 0 | 0 | 0 | 0 | 0 | 0 | 0 | 0 | 0 | 0 | 0 | 0
Transportation Sector Fuel Used[HDVs,freight,plugin hybrid vehicle,LPG propane or butane tf] | Transportation Sector Fuel Used | HDVs | freight | plugin hybrid vehicle | LPG propane or butane tf | 0 | 0 | 0 | 0 | 0 | 0 | 0 | 0 | 0 | 0 | 0 | 0 | 0 | 0 | 0 | 0 | 0 | 0 | 0 | 0 | 0 | 0 | 0 | 0 | 0 | 0 | 0 | 0 | 0 | 0 | 0
Transportation Sector Fuel Used[HDVs,freight,plugin hybrid vehicle,hydrogen tf] | Transportation Sector Fuel Used | HDVs | freight | plugin hybrid vehicle | hydrogen tf | 0 | 0 | 0 | 0 | 0 | 0 | 0 | 0 | 0 | 0 | 0 | 0 | 0 | 0 | 0 | 0 | 0 | 0 | 0 | 0 | 0 | 0 | 0 | 0 | 0 | 0 | 0 | 0 | 0 | 0 | 0
Transportation Sector Fuel Used[HDVs,freight,LPG vehicle,electricity tf] | Transportation Sector Fuel Used | HDVs | freight | LPG vehicle | electricity tf | 0 | 0 | 0 | 0 | 0 | 0 | 0 | 0 | 0 | 0 | 0 | 0 | 0 | 0 | 0 | 0 | 0 | 0 | 0 | 0 | 0 | 0 | 0 | 0 | 0 | 0 | 0 | 0 | 0 | 0 | 0
Transportation Sector Fuel Used[HDVs,freight,LPG vehicle,natural gas tf] | Transportation Sector Fuel Used | HDVs | freight | LPG vehicle | natural gas tf | 0 | 0 | 0 | 0 | 0 | 0 | 0 | 0 | 0 | 0 | 0 | 0 | 0 | 0 | 0 | 0 | 0 | 0 | 0 | 0 | 0 | 0 | 0 | 0 | 0 | 0 | 0 | 0 | 0 | 0 | 0
Transportation Sector Fuel Used[HDVs,freight,LPG vehicle,petroleum gasoline tf] | Transportation Sector Fuel Used | HDVs | freight | LPG vehicle | petroleum gasoline tf | 0 | 0 | 0 | 0 | 0 | 0 | 0 | 0 | 0 | 0 | 0 | 0 | 0 | 0 | 0 | 0 | 0 | 0 | 0 | 0 | 0 | 0 | 0 | 0 | 0 | 0 | 0 | 0 | 0 | 0 | 0
Transportation Sector Fuel Used[HDVs,freight,LPG vehicle,petroleum diesel tf] | Transportation Sector Fuel Used | HDVs | freight | LPG vehicle | petroleum diesel tf | 0 | 0 | 0 | 0 | 0 | 0 | 0 | 0 | 0 | 0 | 0 | 0 | 0 | 0 | 0 | 0 | 0 | 0 | 0 | 0 | 0 | 0 | 0 | 0 | 0 | 0 | 0 | 0 | 0 | 0 | 0
Transportation Sector Fuel Used[HDVs,freight,LPG vehicle,biofuel gasoline tf] | Transportation Sector Fuel Used | HDVs | freight | LPG vehicle | biofuel gasoline tf | 0 | 0 | 0 | 0 | 0 | 0 | 0 | 0 | 0 | 0 | 0 | 0 | 0 | 0 | 0 | 0 | 0 | 0 | 0 | 0 | 0 | 0 | 0 | 0 | 0 | 0 | 0 | 0 | 0 | 0 | 0
Transportation Sector Fuel Used[HDVs,freight,LPG vehicle,biofuel diesel tf] | Transportation Sector Fuel Used | HDVs | freight | LPG vehicle | biofuel diesel tf | 0 | 0 | 0 | 0 | 0 | 0 | 0 | 0 | 0 | 0 | 0 | 0 | 0 | 0 | 0 | 0 | 0 | 0 | 0 | 0 | 0 | 0 | 0 | 0 | 0 | 0 | 0 | 0 | 0 | 0 | 0
Transportation Sector Fuel Used[HDVs,freight,LPG vehicle,jet fuel tf] | Transportation Sector Fuel Used | HDVs | freight | LPG vehicle | jet fuel tf | 0 | 0 | 0 | 0 | 0 | 0 | 0 | 0 | 0 | 0 | 0 | 0 | 0 | 0 | 0 | 0 | 0 | 0 | 0 | 0 | 0 | 0 | 0 | 0 | 0 | 0 | 0 | 0 | 0 | 0 | 0
Transportation Sector Fuel Used[HDVs,freight,LPG vehicle,heavy or residual fuel oil tf] | Transportation Sector Fuel Used | HDVs | freight | LPG vehicle | heavy or residual fuel oil tf | 0 | 0 | 0 | 0 | 0 | 0 | 0 | 0 | 0 | 0 | 0 | 0 | 0 | 0 | 0 | 0 | 0 | 0 | 0 | 0 | 0 | 0 | 0 | 0 | 0 | 0 | 0 | 0 | 0 | 0 | 0
Transportation Sector Fuel Used[HDVs,freight,LPG vehicle,LPG propane or butane tf] | Transportation Sector Fuel Used | HDVs | freight | LPG vehicle | LPG propane or butane tf | 0 | 0 | 0 | 0 | 0 | 0 | 0 | 0 | 0 | 0 | 0 | 0 | 0 | 0 | 0 | 0 | 0 | 0 | 0 | 0 | 0 | 0 | 0 | 0 | 0 | 0 | 0 | 0 | 0 | 0 | 0
Transportation Sector Fuel Used[HDVs,freight,LPG vehicle,hydrogen tf] | Transportation Sector Fuel Used | HDVs | freight | LPG vehicle | hydrogen tf | 0 | 0 | 0 | 0 | 0 | 0 | 0 | 0 | 0 | 0 | 0 | 0 | 0 | 0 | 0 | 0 | 0 | 0 | 0 | 0 | 0 | 0 | 0 | 0 | 0 | 0 | 0 | 0 | 0 | 0 | 0
Transportation Sector Fuel Used[HDVs,freight,hydrogen vehicle,electricity tf] | Transportation Sector Fuel Used | HDVs | freight | hydrogen vehicle | electricity tf | 0 | 0 | 0 | 0 | 0 | 0 | 0 | 0 | 0 | 0 | 0 | 0 | 0 | 0 | 0 | 0 | 0 | 0 | 0 | 0 | 0 | 0 | 0 | 0 | 0 | 0 | 0 | 0 | 0 | 0 | 0
Transportation Sector Fuel Used[HDVs,freight,hydrogen vehicle,natural gas tf] | Transportation Sector Fuel Used | HDVs | freight | hydrogen vehicle | natural gas tf | 0 | 0 | 0 | 0 | 0 | 0 | 0 | 0 | 0 | 0 | 0 | 0 | 0 | 0 | 0 | 0 | 0 | 0 | 0 | 0 | 0 | 0 | 0 | 0 | 0 | 0 | 0 | 0 | 0 | 0 | 0
Transportation Sector Fuel Used[HDVs,freight,hydrogen vehicle,petroleum gasoline tf] | Transportation Sector Fuel Used | HDVs | freight | hydrogen vehicle | petroleum gasoline tf | 0 | 0 | 0 | 0 | 0 | 0 | 0 | 0 | 0 | 0 | 0 | 0 | 0 | 0 | 0 | 0 | 0 | 0 | 0 | 0 | 0 | 0 | 0 | 0 | 0 | 0 | 0 | 0 | 0 | 0 | 0
Transportation Sector Fuel Used[HDVs,freight,hydrogen vehicle,petroleum diesel tf] | Transportation Sector Fuel Used | HDVs | freight | hydrogen vehicle | petroleum diesel tf | 0 | 0 | 0 | 0 | 0 | 0 | 0 | 0 | 0 | 0 | 0 | 0 | 0 | 0 | 0 | 0 | 0 | 0 | 0 | 0 | 0 | 0 | 0 | 0 | 0 | 0 | 0 | 0 | 0 | 0 | 0
Transportation Sector Fuel Used[HDVs,freight,hydrogen vehicle,biofuel gasoline tf] | Transportation Sector Fuel Used | HDVs | freight | hydrogen vehicle | biofuel gasoline tf | 0 | 0 | 0 | 0 | 0 | 0 | 0 | 0 | 0 | 0 | 0 | 0 | 0 | 0 | 0 | 0 | 0 | 0 | 0 | 0 | 0 | 0 | 0 | 0 | 0 | 0 | 0 | 0 | 0 | 0 | 0
Transportation Sector Fuel Used[HDVs,freight,hydrogen vehicle,biofuel diesel tf] | Transportation Sector Fuel Used | HDVs | freight | hydrogen vehicle | biofuel diesel tf | 0 | 0 | 0 | 0 | 0 | 0 | 0 | 0 | 0 | 0 | 0 | 0 | 0 | 0 | 0 | 0 | 0 | 0 | 0 | 0 | 0 | 0 | 0 | 0 | 0 | 0 | 0 | 0 | 0 | 0 | 0
Transportation Sector Fuel Used[HDVs,freight,hydrogen vehicle,jet fuel tf] | Transportation Sector Fuel Used | HDVs | freight | hydrogen vehicle | jet fuel tf | 0 | 0 | 0 | 0 | 0 | 0 | 0 | 0 | 0 | 0 | 0 | 0 | 0 | 0 | 0 | 0 | 0 | 0 | 0 | 0 | 0 | 0 | 0 | 0 | 0 | 0 | 0 | 0 | 0 | 0 | 0
Transportation Sector Fuel Used[HDVs,freight,hydrogen vehicle,heavy or residual fuel oil tf] | Transportation Sector Fuel Used | HDVs | freight | hydrogen vehicle | heavy or residual fuel oil tf | 0 | 0 | 0 | 0 | 0 | 0 | 0 | 0 | 0 | 0 | 0 | 0 | 0 | 0 | 0 | 0 | 0 | 0 | 0 | 0 | 0 | 0 | 0 | 0 | 0 | 0 | 0 | 0 | 0 | 0 | 0
Transportation Sector Fuel Used[HDVs,freight,hydrogen vehicle,LPG propane or butane tf] | Transportation Sector Fuel Used | HDVs | freight | hydrogen vehicle | LPG propane or butane tf | 0 | 0 | 0 | 0 | 0 | 0 | 0 | 0 | 0 | 0 | 0 | 0 | 0 | 0 | 0 | 0 | 0 | 0 | 0 | 0 | 0 | 0 | 0 | 0 | 0 | 0 | 0 | 0 | 0 | 0 | 0
Transportation Sector Fuel Used[HDVs,freight,hydrogen vehicle,hydrogen tf] | Transportation Sector Fuel Used | HDVs | freight | hydrogen vehicle | hydrogen tf | 0 | 0 | 0 | 0 | 0 | 0 | 0 | 0 | 0 | 0 | 0 | 0 | 0 | 0 | 0 | 0 | 0 | 0 | 0 | 0 | 0 | 0 | 0 | 0 | 0 | 0 | 0 | 0 | 0 | 0 | 24432600000
Transportation Sector Fuel Used[aircraft,passenger,battery electric vehicle,electricity tf] | Transportation Sector Fuel Used | aircraft | passenger | battery electric vehicle | electricity tf | 0 | 0 | 0 | 0 | 0 | 0 | 0 | 0 | 0 | 0 | 0 | 0 | 0 | 0 | 0 | 0 | 0 | 0 | 0 | 0 | 0 | 0 | 0 | 0 | 0 | 0 | 0 | 0 | 0 | 0 | 0
Transportation Sector Fuel Used[aircraft,passenger,battery electric vehicle,natural gas tf] | Transportation Sector Fuel Used | aircraft | passenger | battery electric vehicle | natural gas tf | 0 | 0 | 0 | 0 | 0 | 0 | 0 | 0 | 0 | 0 | 0 | 0 | 0 | 0 | 0 | 0 | 0 | 0 | 0 | 0 | 0 | 0 | 0 | 0 | 0 | 0 | 0 | 0 | 0 | 0 | 0
Transportation Sector Fuel Used[aircraft,passenger,battery electric vehicle,petroleum gasoline tf] | Transportation Sector Fuel Used | aircraft | passenger | battery electric vehicle | petroleum gasoline tf | 0 | 0 | 0 | 0 | 0 | 0 | 0 | 0 | 0 | 0 | 0 | 0 | 0 | 0 | 0 | 0 | 0 | 0 | 0 | 0 | 0 | 0 | 0 | 0 | 0 | 0 | 0 | 0 | 0 | 0 | 0
Transportation Sector Fuel Used[aircraft,passenger,battery electric vehicle,petroleum diesel tf] | Transportation Sector Fuel Used | aircraft | passenger | battery electric vehicle | petroleum diesel tf | 0 | 0 | 0 | 0 | 0 | 0 | 0 | 0 | 0 | 0 | 0 | 0 | 0 | 0 | 0 | 0 | 0 | 0 | 0 | 0 | 0 | 0 | 0 | 0 | 0 | 0 | 0 | 0 | 0 | 0 | 0
Transportation Sector Fuel Used[aircraft,passenger,battery electric vehicle,biofuel gasoline tf] | Transportation Sector Fuel Used | aircraft | passenger | battery electric vehicle | biofuel gasoline tf | 0 | 0 | 0 | 0 | 0 | 0 | 0 | 0 | 0 | 0 | 0 | 0 | 0 | 0 | 0 | 0 | 0 | 0 | 0 | 0 | 0 | 0 | 0 | 0 | 0 | 0 | 0 | 0 | 0 | 0 | 0
Transportation Sector Fuel Used[aircraft,passenger,battery electric vehicle,biofuel diesel tf] | Transportation Sector Fuel Used | aircraft | passenger | battery electric vehicle | biofuel diesel tf | 0 | 0 | 0 | 0 | 0 | 0 | 0 | 0 | 0 | 0 | 0 | 0 | 0 | 0 | 0 | 0 | 0 | 0 | 0 | 0 | 0 | 0 | 0 | 0 | 0 | 0 | 0 | 0 | 0 | 0 | 0
Transportation Sector Fuel Used[aircraft,passenger,battery electric vehicle,jet fuel tf] | Transportation Sector Fuel Used | aircraft | passenger | battery electric vehicle | jet fuel tf | 0 | 0 | 0 | 0 | 0 | 0 | 0 | 0 | 0 | 0 | 0 | 0 | 0 | 0 | 0 | 0 | 0 | 0 | 0 | 0 | 0 | 0 | 0 | 0 | 0 | 0 | 0 | 0 | 0 | 0 | 0
Transportation Sector Fuel Used[aircraft,passenger,battery electric vehicle,heavy or residual fuel oil tf] | Transportation Sector Fuel Used | aircraft | passenger | battery electric vehicle | heavy or residual fuel oil tf | 0 | 0 | 0 | 0 | 0 | 0 | 0 | 0 | 0 | 0 | 0 | 0 | 0 | 0 | 0 | 0 | 0 | 0 | 0 | 0 | 0 | 0 | 0 | 0 | 0 | 0 | 0 | 0 | 0 | 0 | 0
Transportation Sector Fuel Used[aircraft,passenger,battery electric vehicle,LPG propane or butane tf] | Transportation Sector Fuel Used | aircraft | passenger | battery electric vehicle | LPG propane or butane tf | 0 | 0 | 0 | 0 | 0 | 0 | 0 | 0 | 0 | 0 | 0 | 0 | 0 | 0 | 0 | 0 | 0 | 0 | 0 | 0 | 0 | 0 | 0 | 0 | 0 | 0 | 0 | 0 | 0 | 0 | 0
Transportation Sector Fuel Used[aircraft,passenger,battery electric vehicle,hydrogen tf] | Transportation Sector Fuel Used | aircraft | passenger | battery electric vehicle | hydrogen tf | 0 | 0 | 0 | 0 | 0 | 0 | 0 | 0 | 0 | 0 | 0 | 0 | 0 | 0 | 0 | 0 | 0 | 0 | 0 | 0 | 0 | 0 | 0 | 0 | 0 | 0 | 0 | 0 | 0 | 0 | 0
Transportation Sector Fuel Used[aircraft,passenger,natural gas vehicle,electricity tf] | Transportation Sector Fuel Used | aircraft | passenger | natural gas vehicle | electricity tf | 0 | 0 | 0 | 0 | 0 | 0 | 0 | 0 | 0 | 0 | 0 | 0 | 0 | 0 | 0 | 0 | 0 | 0 | 0 | 0 | 0 | 0 | 0 | 0 | 0 | 0 | 0 | 0 | 0 | 0 | 0
Transportation Sector Fuel Used[aircraft,passenger,natural gas vehicle,natural gas tf] | Transportation Sector Fuel Used | aircraft | passenger | natural gas vehicle | natural gas tf | 0 | 0 | 0 | 0 | 0 | 0 | 0 | 0 | 0 | 0 | 0 | 0 | 0 | 0 | 0 | 0 | 0 | 0 | 0 | 0 | 0 | 0 | 0 | 0 | 0 | 0 | 0 | 0 | 0 | 0 | 0
Transportation Sector Fuel Used[aircraft,passenger,natural gas vehicle,petroleum gasoline tf] | Transportation Sector Fuel Used | aircraft | passenger | natural gas vehicle | petroleum gasoline tf | 0 | 0 | 0 | 0 | 0 | 0 | 0 | 0 | 0 | 0 | 0 | 0 | 0 | 0 | 0 | 0 | 0 | 0 | 0 | 0 | 0 | 0 | 0 | 0 | 0 | 0 | 0 | 0 | 0 | 0 | 0
Transportation Sector Fuel Used[aircraft,passenger,natural gas vehicle,petroleum diesel tf] | Transportation Sector Fuel Used | aircraft | passenger | natural gas vehicle | petroleum diesel tf | 0 | 0 | 0 | 0 | 0 | 0 | 0 | 0 | 0 | 0 | 0 | 0 | 0 | 0 | 0 | 0 | 0 | 0 | 0 | 0 | 0 | 0 | 0 | 0 | 0 | 0 | 0 | 0 | 0 | 0 | 0
Transportation Sector Fuel Used[aircraft,passenger,natural gas vehicle,biofuel gasoline tf] | Transportation Sector Fuel Used | aircraft | passenger | natural gas vehicle | biofuel gasoline tf | 0 | 0 | 0 | 0 | 0 | 0 | 0 | 0 | 0 | 0 | 0 | 0 | 0 | 0 | 0 | 0 | 0 | 0 | 0 | 0 | 0 | 0 | 0 | 0 | 0 | 0 | 0 | 0 | 0 | 0 | 0
Transportation Sector Fuel Used[aircraft,passenger,natural gas vehicle,biofuel diesel tf] | Transportation Sector Fuel Used | aircraft | passenger | natural gas vehicle | biofuel diesel tf | 0 | 0 | 0 | 0 | 0 | 0 | 0 | 0 | 0 | 0 | 0 | 0 | 0 | 0 | 0 | 0 | 0 | 0 | 0 | 0 | 0 | 0 | 0 | 0 | 0 | 0 | 0 | 0 | 0 | 0 | 0
Transportation Sector Fuel Used[aircraft,passenger,natural gas vehicle,jet fuel tf] | Transportation Sector Fuel Used | aircraft | passenger | natural gas vehicle | jet fuel tf | 0 | 0 | 0 | 0 | 0 | 0 | 0 | 0 | 0 | 0 | 0 | 0 | 0 | 0 | 0 | 0 | 0 | 0 | 0 | 0 | 0 | 0 | 0 | 0 | 0 | 0 | 0 | 0 | 0 | 0 | 0
Transportation Sector Fuel Used[aircraft,passenger,natural gas vehicle,heavy or residual fuel oil tf] | Transportation Sector Fuel Used | aircraft | passenger | natural gas vehicle | heavy or residual fuel oil tf | 0 | 0 | 0 | 0 | 0 | 0 | 0 | 0 | 0 | 0 | 0 | 0 | 0 | 0 | 0 | 0 | 0 | 0 | 0 | 0 | 0 | 0 | 0 | 0 | 0 | 0 | 0 | 0 | 0 | 0 | 0
Transportation Sector Fuel Used[aircraft,passenger,natural gas vehicle,LPG propane or butane tf] | Transportation Sector Fuel Used | aircraft | passenger | natural gas vehicle | LPG propane or butane tf | 0 | 0 | 0 | 0 | 0 | 0 | 0 | 0 | 0 | 0 | 0 | 0 | 0 | 0 | 0 | 0 | 0 | 0 | 0 | 0 | 0 | 0 | 0 | 0 | 0 | 0 | 0 | 0 | 0 | 0 | 0
Transportation Sector Fuel Used[aircraft,passenger,natural gas vehicle,hydrogen tf] | Transportation Sector Fuel Used | aircraft | passenger | natural gas vehicle | hydrogen tf | 0 | 0 | 0 | 0 | 0 | 0 | 0 | 0 | 0 | 0 | 0 | 0 | 0 | 0 | 0 | 0 | 0 | 0 | 0 | 0 | 0 | 0 | 0 | 0 | 0 | 0 | 0 | 0 | 0 | 0 | 0
Transportation Sector Fuel Used[aircraft,passenger,gasoline vehicle,electricity tf] | Transportation Sector Fuel Used | aircraft | passenger | gasoline vehicle | electricity tf | 0 | 0 | 0 | 0 | 0 | 0 | 0 | 0 | 0 | 0 | 0 | 0 | 0 | 0 | 0 | 0 | 0 | 0 | 0 | 0 | 0 | 0 | 0 | 0 | 0 | 0 | 0 | 0 | 0 | 0 | 0
Transportation Sector Fuel Used[aircraft,passenger,gasoline vehicle,natural gas tf] | Transportation Sector Fuel Used | aircraft | passenger | gasoline vehicle | natural gas tf | 0 | 0 | 0 | 0 | 0 | 0 | 0 | 0 | 0 | 0 | 0 | 0 | 0 | 0 | 0 | 0 | 0 | 0 | 0 | 0 | 0 | 0 | 0 | 0 | 0 | 0 | 0 | 0 | 0 | 0 | 0
Transportation Sector Fuel Used[aircraft,passenger,gasoline vehicle,petroleum gasoline tf] | Transportation Sector Fuel Used | aircraft | passenger | gasoline vehicle | petroleum gasoline tf | 0 | 0 | 0 | 0 | 0 | 0 | 0 | 0 | 0 | 0 | 0 | 0 | 0 | 0 | 0 | 0 | 0 | 0 | 0 | 0 | 0 | 0 | 0 | 0 | 0 | 0 | 0 | 0 | 0 | 0 | 0
Transportation Sector Fuel Used[aircraft,passenger,gasoline vehicle,petroleum diesel tf] | Transportation Sector Fuel Used | aircraft | passenger | gasoline vehicle | petroleum diesel tf | 0 | 0 | 0 | 0 | 0 | 0 | 0 | 0 | 0 | 0 | 0 | 0 | 0 | 0 | 0 | 0 | 0 | 0 | 0 | 0 | 0 | 0 | 0 | 0 | 0 | 0 | 0 | 0 | 0 | 0 | 0
Transportation Sector Fuel Used[aircraft,passenger,gasoline vehicle,biofuel gasoline tf] | Transportation Sector Fuel Used | aircraft | passenger | gasoline vehicle | biofuel gasoline tf | 0 | 0 | 0 | 0 | 0 | 0 | 0 | 0 | 0 | 0 | 0 | 0 | 0 | 0 | 0 | 0 | 0 | 0 | 0 | 0 | 0 | 0 | 0 | 0 | 0 | 0 | 0 | 0 | 0 | 0 | 0
Transportation Sector Fuel Used[aircraft,passenger,gasoline vehicle,biofuel diesel tf] | Transportation Sector Fuel Used | aircraft | passenger | gasoline vehicle | biofuel diesel tf | 0 | 0 | 0 | 0 | 0 | 0 | 0 | 0 | 0 | 0 | 0 | 0 | 0 | 0 | 0 | 0 | 0 | 0 | 0 | 0 | 0 | 0 | 0 | 0 | 0 | 0 | 0 | 0 | 0 | 0 | 0
Transportation Sector Fuel Used[aircraft,passenger,gasoline vehicle,jet fuel tf] | Transportation Sector Fuel Used | aircraft | passenger | gasoline vehicle | jet fuel tf | 0 | 0 | 0 | 0 | 0 | 0 | 0 | 0 | 0 | 0 | 0 | 0 | 0 | 0 | 0 | 0 | 0 | 0 | 0 | 0 | 0 | 0 | 0 | 0 | 0 | 0 | 0 | 0 | 0 | 0 | 0
Transportation Sector Fuel Used[aircraft,passenger,gasoline vehicle,heavy or residual fuel oil tf] | Transportation Sector Fuel Used | aircraft | passenger | gasoline vehicle | heavy or residual fuel oil tf | 0 | 0 | 0 | 0 | 0 | 0 | 0 | 0 | 0 | 0 | 0 | 0 | 0 | 0 | 0 | 0 | 0 | 0 | 0 | 0 | 0 | 0 | 0 | 0 | 0 | 0 | 0 | 0 | 0 | 0 | 0
Transportation Sector Fuel Used[aircraft,passenger,gasoline vehicle,LPG propane or butane tf] | Transportation Sector Fuel Used | aircraft | passenger | gasoline vehicle | LPG propane or butane tf | 0 | 0 | 0 | 0 | 0 | 0 | 0 | 0 | 0 | 0 | 0 | 0 | 0 | 0 | 0 | 0 | 0 | 0 | 0 | 0 | 0 | 0 | 0 | 0 | 0 | 0 | 0 | 0 | 0 | 0 | 0
Transportation Sector Fuel Used[aircraft,passenger,gasoline vehicle,hydrogen tf] | Transportation Sector Fuel Used | aircraft | passenger | gasoline vehicle | hydrogen tf | 0 | 0 | 0 | 0 | 0 | 0 | 0 | 0 | 0 | 0 | 0 | 0 | 0 | 0 | 0 | 0 | 0 | 0 | 0 | 0 | 0 | 0 | 0 | 0 | 0 | 0 | 0 | 0 | 0 | 0 | 0
Transportation Sector Fuel Used[aircraft,passenger,diesel vehicle,electricity tf] | Transportation Sector Fuel Used | aircraft | passenger | diesel vehicle | electricity tf | 0 | 0 | 0 | 0 | 0 | 0 | 0 | 0 | 0 | 0 | 0 | 0 | 0 | 0 | 0 | 0 | 0 | 0 | 0 | 0 | 0 | 0 | 0 | 0 | 0 | 0 | 0 | 0 | 0 | 0 | 0
Transportation Sector Fuel Used[aircraft,passenger,diesel vehicle,natural gas tf] | Transportation Sector Fuel Used | aircraft | passenger | diesel vehicle | natural gas tf | 0 | 0 | 0 | 0 | 0 | 0 | 0 | 0 | 0 | 0 | 0 | 0 | 0 | 0 | 0 | 0 | 0 | 0 | 0 | 0 | 0 | 0 | 0 | 0 | 0 | 0 | 0 | 0 | 0 | 0 | 0
Transportation Sector Fuel Used[aircraft,passenger,diesel vehicle,petroleum gasoline tf] | Transportation Sector Fuel Used | aircraft | passenger | diesel vehicle | petroleum gasoline tf | 0 | 0 | 0 | 0 | 0 | 0 | 0 | 0 | 0 | 0 | 0 | 0 | 0 | 0 | 0 | 0 | 0 | 0 | 0 | 0 | 0 | 0 | 0 | 0 | 0 | 0 | 0 | 0 | 0 | 0 | 0
Transportation Sector Fuel Used[aircraft,passenger,diesel vehicle,petroleum diesel tf] | Transportation Sector Fuel Used | aircraft | passenger | diesel vehicle | petroleum diesel tf | 0 | 0 | 0 | 0 | 0 | 0 | 0 | 0 | 0 | 0 | 0 | 0 | 0 | 0 | 0 | 0 | 0 | 0 | 0 | 0 | 0 | 0 | 0 | 0 | 0 | 0 | 0 | 0 | 0 | 0 | 0
Transportation Sector Fuel Used[aircraft,passenger,diesel vehicle,biofuel gasoline tf] | Transportation Sector Fuel Used | aircraft | passenger | diesel vehicle | biofuel gasoline tf | 0 | 0 | 0 | 0 | 0 | 0 | 0 | 0 | 0 | 0 | 0 | 0 | 0 | 0 | 0 | 0 | 0 | 0 | 0 | 0 | 0 | 0 | 0 | 0 | 0 | 0 | 0 | 0 | 0 | 0 | 0
Transportation Sector Fuel Used[aircraft,passenger,diesel vehicle,biofuel diesel tf] | Transportation Sector Fuel Used | aircraft | passenger | diesel vehicle | biofuel diesel tf | 0 | 0 | 0 | 0 | 0 | 0 | 0 | 0 | 0 | 0 | 0 | 0 | 0 | 0 | 0 | 0 | 0 | 0 | 0 | 0 | 0 | 0 | 0 | 0 | 0 | 0 | 0 | 0 | 0 | 0 | 0
Transportation Sector Fuel Used[aircraft,passenger,diesel vehicle,jet fuel tf] | Transportation Sector Fuel Used | aircraft | passenger | diesel vehicle | jet fuel tf | 36423900000000 | 49111800000000 | 54323200000000 | 56373200000000 | 57172000000000 | 57798500000000 | 57665000000000 | 57474000000000 | 57478400000000 | 57361800000000 | 57445800000000 | 57677700000000 | 58069700000000 | 58493600000000 | 58932200000000 | 59384300000000 | 59650600000000 | 59835300000000 | 60097200000000 | 60386600000000 | 60795900000000 | 61196300000000 | 61711300000000 | 62270500000000 | 62867400000000 | 63380300000000 | 63845300000000 | 64224600000000 | 64551700000000 | 64822400000000 | 65126500000000
Transportation Sector Fuel Used[aircraft,passenger,diesel vehicle,heavy or residual fuel oil tf] | Transportation Sector Fuel Used | aircraft | passenger | diesel vehicle | heavy or residual fuel oil tf | 0 | 0 | 0 | 0 | 0 | 0 | 0 | 0 | 0 | 0 | 0 | 0 | 0 | 0 | 0 | 0 | 0 | 0 | 0 | 0 | 0 | 0 | 0 | 0 | 0 | 0 | 0 | 0 | 0 | 0 | 0
Transportation Sector Fuel Used[aircraft,passenger,diesel vehicle,LPG propane or butane tf] | Transportation Sector Fuel Used | aircraft | passenger | diesel vehicle | LPG propane or butane tf | 0 | 0 | 0 | 0 | 0 | 0 | 0 | 0 | 0 | 0 | 0 | 0 | 0 | 0 | 0 | 0 | 0 | 0 | 0 | 0 | 0 | 0 | 0 | 0 | 0 | 0 | 0 | 0 | 0 | 0 | 0
Transportation Sector Fuel Used[aircraft,passenger,diesel vehicle,hydrogen tf] | Transportation Sector Fuel Used | aircraft | passenger | diesel vehicle | hydrogen tf | 0 | 0 | 0 | 0 | 0 | 0 | 0 | 0 | 0 | 0 | 0 | 0 | 0 | 0 | 0 | 0 | 0 | 0 | 0 | 0 | 0 | 0 | 0 | 0 | 0 | 0 | 0 | 0 | 0 | 0 | 0
Transportation Sector Fuel Used[aircraft,passenger,plugin hybrid vehicle,electricity tf] | Transportation Sector Fuel Used | aircraft | passenger | plugin hybrid vehicle | electricity tf | 0 | 0 | 0 | 0 | 0 | 0 | 0 | 0 | 0 | 0 | 0 | 0 | 0 | 0 | 0 | 0 | 0 | 0 | 0 | 0 | 0 | 0 | 0 | 0 | 0 | 0 | 0 | 0 | 0 | 0 | 0
Transportation Sector Fuel Used[aircraft,passenger,plugin hybrid vehicle,natural gas tf] | Transportation Sector Fuel Used | aircraft | passenger | plugin hybrid vehicle | natural gas tf | 0 | 0 | 0 | 0 | 0 | 0 | 0 | 0 | 0 | 0 | 0 | 0 | 0 | 0 | 0 | 0 | 0 | 0 | 0 | 0 | 0 | 0 | 0 | 0 | 0 | 0 | 0 | 0 | 0 | 0 | 0
Transportation Sector Fuel Used[aircraft,passenger,plugin hybrid vehicle,petroleum gasoline tf] | Transportation Sector Fuel Used | aircraft | passenger | plugin hybrid vehicle | petroleum gasoline tf | 0 | 0 | 0 | 0 | 0 | 0 | 0 | 0 | 0 | 0 | 0 | 0 | 0 | 0 | 0 | 0 | 0 | 0 | 0 | 0 | 0 | 0 | 0 | 0 | 0 | 0 | 0 | 0 | 0 | 0 | 0
Transportation Sector Fuel Used[aircraft,passenger,plugin hybrid vehicle,petroleum diesel tf] | Transportation Sector Fuel Used | aircraft | passenger | plugin hybrid vehicle | petroleum diesel tf | 0 | 0 | 0 | 0 | 0 | 0 | 0 | 0 | 0 | 0 | 0 | 0 | 0 | 0 | 0 | 0 | 0 | 0 | 0 | 0 | 0 | 0 | 0 | 0 | 0 | 0 | 0 | 0 | 0 | 0 | 0
Transportation Sector Fuel Used[aircraft,passenger,plugin hybrid vehicle,biofuel gasoline tf] | Transportation Sector Fuel Used | aircraft | passenger | plugin hybrid vehicle | biofuel gasoline tf | 0 | 0 | 0 | 0 | 0 | 0 | 0 | 0 | 0 | 0 | 0 | 0 | 0 | 0 | 0 | 0 | 0 | 0 | 0 | 0 | 0 | 0 | 0 | 0 | 0 | 0 | 0 | 0 | 0 | 0 | 0
Transportation Sector Fuel Used[aircraft,passenger,plugin hybrid vehicle,biofuel diesel tf] | Transportation Sector Fuel Used | aircraft | passenger | plugin hybrid vehicle | biofuel diesel tf | 0 | 0 | 0 | 0 | 0 | 0 | 0 | 0 | 0 | 0 | 0 | 0 | 0 | 0 | 0 | 0 | 0 | 0 | 0 | 0 | 0 | 0 | 0 | 0 | 0 | 0 | 0 | 0 | 0 | 0 | 0
Transportation Sector Fuel Used[aircraft,passenger,plugin hybrid vehicle,jet fuel tf] | Transportation Sector Fuel Used | aircraft | passenger | plugin hybrid vehicle | jet fuel tf | 0 | 0 | 0 | 0 | 0 | 0 | 0 | 0 | 0 | 0 | 0 | 0 | 0 | 0 | 0 | 0 | 0 | 0 | 0 | 0 | 0 | 0 | 0 | 0 | 0 | 0 | 0 | 0 | 0 | 0 | 0
Transportation Sector Fuel Used[aircraft,passenger,plugin hybrid vehicle,heavy or residual fuel oil tf] | Transportation Sector Fuel Used | aircraft | passenger | plugin hybrid vehicle | heavy or residual fuel oil tf | 0 | 0 | 0 | 0 | 0 | 0 | 0 | 0 | 0 | 0 | 0 | 0 | 0 | 0 | 0 | 0 | 0 | 0 | 0 | 0 | 0 | 0 | 0 | 0 | 0 | 0 | 0 | 0 | 0 | 0 | 0
Transportation Sector Fuel Used[aircraft,passenger,plugin hybrid vehicle,LPG propane or butane tf] | Transportation Sector Fuel Used | aircraft | passenger | plugin hybrid vehicle | LPG propane or butane tf | 0 | 0 | 0 | 0 | 0 | 0 | 0 | 0 | 0 | 0 | 0 | 0 | 0 | 0 | 0 | 0 | 0 | 0 | 0 | 0 | 0 | 0 | 0 | 0 | 0 | 0 | 0 | 0 | 0 | 0 | 0
Transportation Sector Fuel Used[aircraft,passenger,plugin hybrid vehicle,hydrogen tf] | Transportation Sector Fuel Used | aircraft | passenger | plugin hybrid vehicle | hydrogen tf | 0 | 0 | 0 | 0 | 0 | 0 | 0 | 0 | 0 | 0 | 0 | 0 | 0 | 0 | 0 | 0 | 0 | 0 | 0 | 0 | 0 | 0 | 0 | 0 | 0 | 0 | 0 | 0 | 0 | 0 | 0
Transportation Sector Fuel Used[aircraft,passenger,LPG vehicle,electricity tf] | Transportation Sector Fuel Used | aircraft | passenger | LPG vehicle | electricity tf | 0 | 0 | 0 | 0 | 0 | 0 | 0 | 0 | 0 | 0 | 0 | 0 | 0 | 0 | 0 | 0 | 0 | 0 | 0 | 0 | 0 | 0 | 0 | 0 | 0 | 0 | 0 | 0 | 0 | 0 | 0
Transportation Sector Fuel Used[aircraft,passenger,LPG vehicle,natural gas tf] | Transportation Sector Fuel Used | aircraft | passenger | LPG vehicle | natural gas tf | 0 | 0 | 0 | 0 | 0 | 0 | 0 | 0 | 0 | 0 | 0 | 0 | 0 | 0 | 0 | 0 | 0 | 0 | 0 | 0 | 0 | 0 | 0 | 0 | 0 | 0 | 0 | 0 | 0 | 0 | 0
Transportation Sector Fuel Used[aircraft,passenger,LPG vehicle,petroleum gasoline tf] | Transportation Sector Fuel Used | aircraft | passenger | LPG vehicle | petroleum gasoline tf | 0 | 0 | 0 | 0 | 0 | 0 | 0 | 0 | 0 | 0 | 0 | 0 | 0 | 0 | 0 | 0 | 0 | 0 | 0 | 0 | 0 | 0 | 0 | 0 | 0 | 0 | 0 | 0 | 0 | 0 | 0
Transportation Sector Fuel Used[aircraft,passenger,LPG vehicle,petroleum diesel tf] | Transportation Sector Fuel Used | aircraft | passenger | LPG vehicle | petroleum diesel tf | 0 | 0 | 0 | 0 | 0 | 0 | 0 | 0 | 0 | 0 | 0 | 0 | 0 | 0 | 0 | 0 | 0 | 0 | 0 | 0 | 0 | 0 | 0 | 0 | 0 | 0 | 0 | 0 | 0 | 0 | 0
Transportation Sector Fuel Used[aircraft,passenger,LPG vehicle,biofuel gasoline tf] | Transportation Sector Fuel Used | aircraft | passenger | LPG vehicle | biofuel gasoline tf | 0 | 0 | 0 | 0 | 0 | 0 | 0 | 0 | 0 | 0 | 0 | 0 | 0 | 0 | 0 | 0 | 0 | 0 | 0 | 0 | 0 | 0 | 0 | 0 | 0 | 0 | 0 | 0 | 0 | 0 | 0
Transportation Sector Fuel Used[aircraft,passenger,LPG vehicle,biofuel diesel tf] | Transportation Sector Fuel Used | aircraft | passenger | LPG vehicle | biofuel diesel tf | 0 | 0 | 0 | 0 | 0 | 0 | 0 | 0 | 0 | 0 | 0 | 0 | 0 | 0 | 0 | 0 | 0 | 0 | 0 | 0 | 0 | 0 | 0 | 0 | 0 | 0 | 0 | 0 | 0 | 0 | 0
Transportation Sector Fuel Used[aircraft,passenger,LPG vehicle,jet fuel tf] | Transportation Sector Fuel Used | aircraft | passenger | LPG vehicle | jet fuel tf | 0 | 0 | 0 | 0 | 0 | 0 | 0 | 0 | 0 | 0 | 0 | 0 | 0 | 0 | 0 | 0 | 0 | 0 | 0 | 0 | 0 | 0 | 0 | 0 | 0 | 0 | 0 | 0 | 0 | 0 | 0
Transportation Sector Fuel Used[aircraft,passenger,LPG vehicle,heavy or residual fuel oil tf] | Transportation Sector Fuel Used | aircraft | passenger | LPG vehicle | heavy or residual fuel oil tf | 0 | 0 | 0 | 0 | 0 | 0 | 0 | 0 | 0 | 0 | 0 | 0 | 0 | 0 | 0 | 0 | 0 | 0 | 0 | 0 | 0 | 0 | 0 | 0 | 0 | 0 | 0 | 0 | 0 | 0 | 0
Transportation Sector Fuel Used[aircraft,passenger,LPG vehicle,LPG propane or butane tf] | Transportation Sector Fuel Used | aircraft | passenger | LPG vehicle | LPG propane or butane tf | 0 | 0 | 0 | 0 | 0 | 0 | 0 | 0 | 0 | 0 | 0 | 0 | 0 | 0 | 0 | 0 | 0 | 0 | 0 | 0 | 0 | 0 | 0 | 0 | 0 | 0 | 0 | 0 | 0 | 0 | 0
Transportation Sector Fuel Used[aircraft,passenger,LPG vehicle,hydrogen tf] | Transportation Sector Fuel Used | aircraft | passenger | LPG vehicle | hydrogen tf | 0 | 0 | 0 | 0 | 0 | 0 | 0 | 0 | 0 | 0 | 0 | 0 | 0 | 0 | 0 | 0 | 0 | 0 | 0 | 0 | 0 | 0 | 0 | 0 | 0 | 0 | 0 | 0 | 0 | 0 | 0
Transportation Sector Fuel Used[aircraft,passenger,hydrogen vehicle,electricity tf] | Transportation Sector Fuel Used | aircraft | passenger | hydrogen vehicle | electricity tf | 0 | 0 | 0 | 0 | 0 | 0 | 0 | 0 | 0 | 0 | 0 | 0 | 0 | 0 | 0 | 0 | 0 | 0 | 0 | 0 | 0 | 0 | 0 | 0 | 0 | 0 | 0 | 0 | 0 | 0 | 0
Transportation Sector Fuel Used[aircraft,passenger,hydrogen vehicle,natural gas tf] | Transportation Sector Fuel Used | aircraft | passenger | hydrogen vehicle | natural gas tf | 0 | 0 | 0 | 0 | 0 | 0 | 0 | 0 | 0 | 0 | 0 | 0 | 0 | 0 | 0 | 0 | 0 | 0 | 0 | 0 | 0 | 0 | 0 | 0 | 0 | 0 | 0 | 0 | 0 | 0 | 0
Transportation Sector Fuel Used[aircraft,passenger,hydrogen vehicle,petroleum gasoline tf] | Transportation Sector Fuel Used | aircraft | passenger | hydrogen vehicle | petroleum gasoline tf | 0 | 0 | 0 | 0 | 0 | 0 | 0 | 0 | 0 | 0 | 0 | 0 | 0 | 0 | 0 | 0 | 0 | 0 | 0 | 0 | 0 | 0 | 0 | 0 | 0 | 0 | 0 | 0 | 0 | 0 | 0
Transportation Sector Fuel Used[aircraft,passenger,hydrogen vehicle,petroleum diesel tf] | Transportation Sector Fuel Used | aircraft | passenger | hydrogen vehicle | petroleum diesel tf | 0 | 0 | 0 | 0 | 0 | 0 | 0 | 0 | 0 | 0 | 0 | 0 | 0 | 0 | 0 | 0 | 0 | 0 | 0 | 0 | 0 | 0 | 0 | 0 | 0 | 0 | 0 | 0 | 0 | 0 | 0
Transportation Sector Fuel Used[aircraft,passenger,hydrogen vehicle,biofuel gasoline tf] | Transportation Sector Fuel Used | aircraft | passenger | hydrogen vehicle | biofuel gasoline tf | 0 | 0 | 0 | 0 | 0 | 0 | 0 | 0 | 0 | 0 | 0 | 0 | 0 | 0 | 0 | 0 | 0 | 0 | 0 | 0 | 0 | 0 | 0 | 0 | 0 | 0 | 0 | 0 | 0 | 0 | 0
Transportation Sector Fuel Used[aircraft,passenger,hydrogen vehicle,biofuel diesel tf] | Transportation Sector Fuel Used | aircraft | passenger | hydrogen vehicle | biofuel diesel tf | 0 | 0 | 0 | 0 | 0 | 0 | 0 | 0 | 0 | 0 | 0 | 0 | 0 | 0 | 0 | 0 | 0 | 0 | 0 | 0 | 0 | 0 | 0 | 0 | 0 | 0 | 0 | 0 | 0 | 0 | 0
Transportation Sector Fuel Used[aircraft,passenger,hydrogen vehicle,jet fuel tf] | Transportation Sector Fuel Used | aircraft | passenger | hydrogen vehicle | jet fuel tf | 0 | 0 | 0 | 0 | 0 | 0 | 0 | 0 | 0 | 0 | 0 | 0 | 0 | 0 | 0 | 0 | 0 | 0 | 0 | 0 | 0 | 0 | 0 | 0 | 0 | 0 | 0 | 0 | 0 | 0 | 0
Transportation Sector Fuel Used[aircraft,passenger,hydrogen vehicle,heavy or residual fuel oil tf] | Transportation Sector Fuel Used | aircraft | passenger | hydrogen vehicle | heavy or residual fuel oil tf | 0 | 0 | 0 | 0 | 0 | 0 | 0 | 0 | 0 | 0 | 0 | 0 | 0 | 0 | 0 | 0 | 0 | 0 | 0 | 0 | 0 | 0 | 0 | 0 | 0 | 0 | 0 | 0 | 0 | 0 | 0
Transportation Sector Fuel Used[aircraft,passenger,hydrogen vehicle,LPG propane or butane tf] | Transportation Sector Fuel Used | aircraft | passenger | hydrogen vehicle | LPG propane or butane tf | 0 | 0 | 0 | 0 | 0 | 0 | 0 | 0 | 0 | 0 | 0 | 0 | 0 | 0 | 0 | 0 | 0 | 0 | 0 | 0 | 0 | 0 | 0 | 0 | 0 | 0 | 0 | 0 | 0 | 0 | 0
Transportation Sector Fuel Used[aircraft,passenger,hydrogen vehicle,hydrogen tf] | Transportation Sector Fuel Used | aircraft | passenger | hydrogen vehicle | hydrogen tf | 0 | 0 | 0 | 0 | 0 | 0 | 0 | 0 | 0 | 0 | 0 | 0 | 0 | 0 | 0 | 0 | 0 | 0 | 0 | 0 | 0 | 0 | 0 | 0 | 0 | 0 | 0 | 0 | 0 | 0 | 0
Transportation Sector Fuel Used[aircraft,freight,battery electric vehicle,electricity tf] | Transportation Sector Fuel Used | aircraft | freight | battery electric vehicle | electricity tf | 0 | 0 | 0 | 0 | 0 | 0 | 0 | 0 | 0 | 0 | 0 | 0 | 0 | 0 | 0 | 0 | 0 | 0 | 0 | 0 | 0 | 0 | 0 | 0 | 0 | 0 | 0 | 0 | 0 | 0 | 0
Transportation Sector Fuel Used[aircraft,freight,battery electric vehicle,natural gas tf] | Transportation Sector Fuel Used | aircraft | freight | battery electric vehicle | natural gas tf | 0 | 0 | 0 | 0 | 0 | 0 | 0 | 0 | 0 | 0 | 0 | 0 | 0 | 0 | 0 | 0 | 0 | 0 | 0 | 0 | 0 | 0 | 0 | 0 | 0 | 0 | 0 | 0 | 0 | 0 | 0
Transportation Sector Fuel Used[aircraft,freight,battery electric vehicle,petroleum gasoline tf] | Transportation Sector Fuel Used | aircraft | freight | battery electric vehicle | petroleum gasoline tf | 0 | 0 | 0 | 0 | 0 | 0 | 0 | 0 | 0 | 0 | 0 | 0 | 0 | 0 | 0 | 0 | 0 | 0 | 0 | 0 | 0 | 0 | 0 | 0 | 0 | 0 | 0 | 0 | 0 | 0 | 0
Transportation Sector Fuel Used[aircraft,freight,battery electric vehicle,petroleum diesel tf] | Transportation Sector Fuel Used | aircraft | freight | battery electric vehicle | petroleum diesel tf | 0 | 0 | 0 | 0 | 0 | 0 | 0 | 0 | 0 | 0 | 0 | 0 | 0 | 0 | 0 | 0 | 0 | 0 | 0 | 0 | 0 | 0 | 0 | 0 | 0 | 0 | 0 | 0 | 0 | 0 | 0
Transportation Sector Fuel Used[aircraft,freight,battery electric vehicle,biofuel gasoline tf] | Transportation Sector Fuel Used | aircraft | freight | battery electric vehicle | biofuel gasoline tf | 0 | 0 | 0 | 0 | 0 | 0 | 0 | 0 | 0 | 0 | 0 | 0 | 0 | 0 | 0 | 0 | 0 | 0 | 0 | 0 | 0 | 0 | 0 | 0 | 0 | 0 | 0 | 0 | 0 | 0 | 0
Transportation Sector Fuel Used[aircraft,freight,battery electric vehicle,biofuel diesel tf] | Transportation Sector Fuel Used | aircraft | freight | battery electric vehicle | biofuel diesel tf | 0 | 0 | 0 | 0 | 0 | 0 | 0 | 0 | 0 | 0 | 0 | 0 | 0 | 0 | 0 | 0 | 0 | 0 | 0 | 0 | 0 | 0 | 0 | 0 | 0 | 0 | 0 | 0 | 0 | 0 | 0
Transportation Sector Fuel Used[aircraft,freight,battery electric vehicle,jet fuel tf] | Transportation Sector Fuel Used | aircraft | freight | battery electric vehicle | jet fuel tf | 0 | 0 | 0 | 0 | 0 | 0 | 0 | 0 | 0 | 0 | 0 | 0 | 0 | 0 | 0 | 0 | 0 | 0 | 0 | 0 | 0 | 0 | 0 | 0 | 0 | 0 | 0 | 0 | 0 | 0 | 0
Transportation Sector Fuel Used[aircraft,freight,battery electric vehicle,heavy or residual fuel oil tf] | Transportation Sector Fuel Used | aircraft | freight | battery electric vehicle | heavy or residual fuel oil tf | 0 | 0 | 0 | 0 | 0 | 0 | 0 | 0 | 0 | 0 | 0 | 0 | 0 | 0 | 0 | 0 | 0 | 0 | 0 | 0 | 0 | 0 | 0 | 0 | 0 | 0 | 0 | 0 | 0 | 0 | 0
Transportation Sector Fuel Used[aircraft,freight,battery electric vehicle,LPG propane or butane tf] | Transportation Sector Fuel Used | aircraft | freight | battery electric vehicle | LPG propane or butane tf | 0 | 0 | 0 | 0 | 0 | 0 | 0 | 0 | 0 | 0 | 0 | 0 | 0 | 0 | 0 | 0 | 0 | 0 | 0 | 0 | 0 | 0 | 0 | 0 | 0 | 0 | 0 | 0 | 0 | 0 | 0
Transportation Sector Fuel Used[aircraft,freight,battery electric vehicle,hydrogen tf] | Transportation Sector Fuel Used | aircraft | freight | battery electric vehicle | hydrogen tf | 0 | 0 | 0 | 0 | 0 | 0 | 0 | 0 | 0 | 0 | 0 | 0 | 0 | 0 | 0 | 0 | 0 | 0 | 0 | 0 | 0 | 0 | 0 | 0 | 0 | 0 | 0 | 0 | 0 | 0 | 0
Transportation Sector Fuel Used[aircraft,freight,natural gas vehicle,electricity tf] | Transportation Sector Fuel Used | aircraft | freight | natural gas vehicle | electricity tf | 0 | 0 | 0 | 0 | 0 | 0 | 0 | 0 | 0 | 0 | 0 | 0 | 0 | 0 | 0 | 0 | 0 | 0 | 0 | 0 | 0 | 0 | 0 | 0 | 0 | 0 | 0 | 0 | 0 | 0 | 0
Transportation Sector Fuel Used[aircraft,freight,natural gas vehicle,natural gas tf] | Transportation Sector Fuel Used | aircraft | freight | natural gas vehicle | natural gas tf | 0 | 0 | 0 | 0 | 0 | 0 | 0 | 0 | 0 | 0 | 0 | 0 | 0 | 0 | 0 | 0 | 0 | 0 | 0 | 0 | 0 | 0 | 0 | 0 | 0 | 0 | 0 | 0 | 0 | 0 | 0
Transportation Sector Fuel Used[aircraft,freight,natural gas vehicle,petroleum gasoline tf] | Transportation Sector Fuel Used | aircraft | freight | natural gas vehicle | petroleum gasoline tf | 0 | 0 | 0 | 0 | 0 | 0 | 0 | 0 | 0 | 0 | 0 | 0 | 0 | 0 | 0 | 0 | 0 | 0 | 0 | 0 | 0 | 0 | 0 | 0 | 0 | 0 | 0 | 0 | 0 | 0 | 0
Transportation Sector Fuel Used[aircraft,freight,natural gas vehicle,petroleum diesel tf] | Transportation Sector Fuel Used | aircraft | freight | natural gas vehicle | petroleum diesel tf | 0 | 0 | 0 | 0 | 0 | 0 | 0 | 0 | 0 | 0 | 0 | 0 | 0 | 0 | 0 | 0 | 0 | 0 | 0 | 0 | 0 | 0 | 0 | 0 | 0 | 0 | 0 | 0 | 0 | 0 | 0
Transportation Sector Fuel Used[aircraft,freight,natural gas vehicle,biofuel gasoline tf] | Transportation Sector Fuel Used | aircraft | freight | natural gas vehicle | biofuel gasoline tf | 0 | 0 | 0 | 0 | 0 | 0 | 0 | 0 | 0 | 0 | 0 | 0 | 0 | 0 | 0 | 0 | 0 | 0 | 0 | 0 | 0 | 0 | 0 | 0 | 0 | 0 | 0 | 0 | 0 | 0 | 0
Transportation Sector Fuel Used[aircraft,freight,natural gas vehicle,biofuel diesel tf] | Transportation Sector Fuel Used | aircraft | freight | natural gas vehicle | biofuel diesel tf | 0 | 0 | 0 | 0 | 0 | 0 | 0 | 0 | 0 | 0 | 0 | 0 | 0 | 0 | 0 | 0 | 0 | 0 | 0 | 0 | 0 | 0 | 0 | 0 | 0 | 0 | 0 | 0 | 0 | 0 | 0
Transportation Sector Fuel Used[aircraft,freight,natural gas vehicle,jet fuel tf] | Transportation Sector Fuel Used | aircraft | freight | natural gas vehicle | jet fuel tf | 0 | 0 | 0 | 0 | 0 | 0 | 0 | 0 | 0 | 0 | 0 | 0 | 0 | 0 | 0 | 0 | 0 | 0 | 0 | 0 | 0 | 0 | 0 | 0 | 0 | 0 | 0 | 0 | 0 | 0 | 0
Transportation Sector Fuel Used[aircraft,freight,natural gas vehicle,heavy or residual fuel oil tf] | Transportation Sector Fuel Used | aircraft | freight | natural gas vehicle | heavy or residual fuel oil tf | 0 | 0 | 0 | 0 | 0 | 0 | 0 | 0 | 0 | 0 | 0 | 0 | 0 | 0 | 0 | 0 | 0 | 0 | 0 | 0 | 0 | 0 | 0 | 0 | 0 | 0 | 0 | 0 | 0 | 0 | 0
Transportation Sector Fuel Used[aircraft,freight,natural gas vehicle,LPG propane or butane tf] | Transportation Sector Fuel Used | aircraft | freight | natural gas vehicle | LPG propane or butane tf | 0 | 0 | 0 | 0 | 0 | 0 | 0 | 0 | 0 | 0 | 0 | 0 | 0 | 0 | 0 | 0 | 0 | 0 | 0 | 0 | 0 | 0 | 0 | 0 | 0 | 0 | 0 | 0 | 0 | 0 | 0
Transportation Sector Fuel Used[aircraft,freight,natural gas vehicle,hydrogen tf] | Transportation Sector Fuel Used | aircraft | freight | natural gas vehicle | hydrogen tf | 0 | 0 | 0 | 0 | 0 | 0 | 0 | 0 | 0 | 0 | 0 | 0 | 0 | 0 | 0 | 0 | 0 | 0 | 0 | 0 | 0 | 0 | 0 | 0 | 0 | 0 | 0 | 0 | 0 | 0 | 0
Transportation Sector Fuel Used[aircraft,freight,gasoline vehicle,electricity tf] | Transportation Sector Fuel Used | aircraft | freight | gasoline vehicle | electricity tf | 0 | 0 | 0 | 0 | 0 | 0 | 0 | 0 | 0 | 0 | 0 | 0 | 0 | 0 | 0 | 0 | 0 | 0 | 0 | 0 | 0 | 0 | 0 | 0 | 0 | 0 | 0 | 0 | 0 | 0 | 0
Transportation Sector Fuel Used[aircraft,freight,gasoline vehicle,natural gas tf] | Transportation Sector Fuel Used | aircraft | freight | gasoline vehicle | natural gas tf | 0 | 0 | 0 | 0 | 0 | 0 | 0 | 0 | 0 | 0 | 0 | 0 | 0 | 0 | 0 | 0 | 0 | 0 | 0 | 0 | 0 | 0 | 0 | 0 | 0 | 0 | 0 | 0 | 0 | 0 | 0
Transportation Sector Fuel Used[aircraft,freight,gasoline vehicle,petroleum gasoline tf] | Transportation Sector Fuel Used | aircraft | freight | gasoline vehicle | petroleum gasoline tf | 0 | 0 | 0 | 0 | 0 | 0 | 0 | 0 | 0 | 0 | 0 | 0 | 0 | 0 | 0 | 0 | 0 | 0 | 0 | 0 | 0 | 0 | 0 | 0 | 0 | 0 | 0 | 0 | 0 | 0 | 0
Transportation Sector Fuel Used[aircraft,freight,gasoline vehicle,petroleum diesel tf] | Transportation Sector Fuel Used | aircraft | freight | gasoline vehicle | petroleum diesel tf | 0 | 0 | 0 | 0 | 0 | 0 | 0 | 0 | 0 | 0 | 0 | 0 | 0 | 0 | 0 | 0 | 0 | 0 | 0 | 0 | 0 | 0 | 0 | 0 | 0 | 0 | 0 | 0 | 0 | 0 | 0
Transportation Sector Fuel Used[aircraft,freight,gasoline vehicle,biofuel gasoline tf] | Transportation Sector Fuel Used | aircraft | freight | gasoline vehicle | biofuel gasoline tf | 0 | 0 | 0 | 0 | 0 | 0 | 0 | 0 | 0 | 0 | 0 | 0 | 0 | 0 | 0 | 0 | 0 | 0 | 0 | 0 | 0 | 0 | 0 | 0 | 0 | 0 | 0 | 0 | 0 | 0 | 0
Transportation Sector Fuel Used[aircraft,freight,gasoline vehicle,biofuel diesel tf] | Transportation Sector Fuel Used | aircraft | freight | gasoline vehicle | biofuel diesel tf | 0 | 0 | 0 | 0 | 0 | 0 | 0 | 0 | 0 | 0 | 0 | 0 | 0 | 0 | 0 | 0 | 0 | 0 | 0 | 0 | 0 | 0 | 0 | 0 | 0 | 0 | 0 | 0 | 0 | 0 | 0
Transportation Sector Fuel Used[aircraft,freight,gasoline vehicle,jet fuel tf] | Transportation Sector Fuel Used | aircraft | freight | gasoline vehicle | jet fuel tf | 0 | 0 | 0 | 0 | 0 | 0 | 0 | 0 | 0 | 0 | 0 | 0 | 0 | 0 | 0 | 0 | 0 | 0 | 0 | 0 | 0 | 0 | 0 | 0 | 0 | 0 | 0 | 0 | 0 | 0 | 0
Transportation Sector Fuel Used[aircraft,freight,gasoline vehicle,heavy or residual fuel oil tf] | Transportation Sector Fuel Used | aircraft | freight | gasoline vehicle | heavy or residual fuel oil tf | 0 | 0 | 0 | 0 | 0 | 0 | 0 | 0 | 0 | 0 | 0 | 0 | 0 | 0 | 0 | 0 | 0 | 0 | 0 | 0 | 0 | 0 | 0 | 0 | 0 | 0 | 0 | 0 | 0 | 0 | 0
Transportation Sector Fuel Used[aircraft,freight,gasoline vehicle,LPG propane or butane tf] | Transportation Sector Fuel Used | aircraft | freight | gasoline vehicle | LPG propane or butane tf | 0 | 0 | 0 | 0 | 0 | 0 | 0 | 0 | 0 | 0 | 0 | 0 | 0 | 0 | 0 | 0 | 0 | 0 | 0 | 0 | 0 | 0 | 0 | 0 | 0 | 0 | 0 | 0 | 0 | 0 | 0
Transportation Sector Fuel Used[aircraft,freight,gasoline vehicle,hydrogen tf] | Transportation Sector Fuel Used | aircraft | freight | gasoline vehicle | hydrogen tf | 0 | 0 | 0 | 0 | 0 | 0 | 0 | 0 | 0 | 0 | 0 | 0 | 0 | 0 | 0 | 0 | 0 | 0 | 0 | 0 | 0 | 0 | 0 | 0 | 0 | 0 | 0 | 0 | 0 | 0 | 0
Transportation Sector Fuel Used[aircraft,freight,diesel vehicle,electricity tf] | Transportation Sector Fuel Used | aircraft | freight | diesel vehicle | electricity tf | 0 | 0 | 0 | 0 | 0 | 0 | 0 | 0 | 0 | 0 | 0 | 0 | 0 | 0 | 0 | 0 | 0 | 0 | 0 | 0 | 0 | 0 | 0 | 0 | 0 | 0 | 0 | 0 | 0 | 0 | 0
Transportation Sector Fuel Used[aircraft,freight,diesel vehicle,natural gas tf] | Transportation Sector Fuel Used | aircraft | freight | diesel vehicle | natural gas tf | 0 | 0 | 0 | 0 | 0 | 0 | 0 | 0 | 0 | 0 | 0 | 0 | 0 | 0 | 0 | 0 | 0 | 0 | 0 | 0 | 0 | 0 | 0 | 0 | 0 | 0 | 0 | 0 | 0 | 0 | 0
Transportation Sector Fuel Used[aircraft,freight,diesel vehicle,petroleum gasoline tf] | Transportation Sector Fuel Used | aircraft | freight | diesel vehicle | petroleum gasoline tf | 0 | 0 | 0 | 0 | 0 | 0 | 0 | 0 | 0 | 0 | 0 | 0 | 0 | 0 | 0 | 0 | 0 | 0 | 0 | 0 | 0 | 0 | 0 | 0 | 0 | 0 | 0 | 0 | 0 | 0 | 0
Transportation Sector Fuel Used[aircraft,freight,diesel vehicle,petroleum diesel tf] | Transportation Sector Fuel Used | aircraft | freight | diesel vehicle | petroleum diesel tf | 0 | 0 | 0 | 0 | 0 | 0 | 0 | 0 | 0 | 0 | 0 | 0 | 0 | 0 | 0 | 0 | 0 | 0 | 0 | 0 | 0 | 0 | 0 | 0 | 0 | 0 | 0 | 0 | 0 | 0 | 0
Transportation Sector Fuel Used[aircraft,freight,diesel vehicle,biofuel gasoline tf] | Transportation Sector Fuel Used | aircraft | freight | diesel vehicle | biofuel gasoline tf | 0 | 0 | 0 | 0 | 0 | 0 | 0 | 0 | 0 | 0 | 0 | 0 | 0 | 0 | 0 | 0 | 0 | 0 | 0 | 0 | 0 | 0 | 0 | 0 | 0 | 0 | 0 | 0 | 0 | 0 | 0
Transportation Sector Fuel Used[aircraft,freight,diesel vehicle,biofuel diesel tf] | Transportation Sector Fuel Used | aircraft | freight | diesel vehicle | biofuel diesel tf | 0 | 0 | 0 | 0 | 0 | 0 | 0 | 0 | 0 | 0 | 0 | 0 | 0 | 0 | 0 | 0 | 0 | 0 | 0 | 0 | 0 | 0 | 0 | 0 | 0 | 0 | 0 | 0 | 0 | 0 | 0
Transportation Sector Fuel Used[aircraft,freight,diesel vehicle,jet fuel tf] | Transportation Sector Fuel Used | aircraft | freight | diesel vehicle | jet fuel tf | 5422620000000 | 7289250000000 | 8043000000000 | 8333570000000 | 8436530000000 | 8509870000000 | 8476260000000 | 8441820000000 | 8438860000000 | 8424740000000 | 8435840000000 | 8466990000000 | 8527970000000 | 8595040000000 | 8662680000000 | 8728860000000 | 8768330000000 | 8797070000000 | 8837500000000 | 8881430000000 | 8943480000000 | 9003610000000 | 9078390000000 | 9157670000000 | 9244870000000 | 9314440000000 | 9374710000000 | 9417720000000 | 9455140000000 | 9483580000000 | 9516210000000
Transportation Sector Fuel Used[aircraft,freight,diesel vehicle,heavy or residual fuel oil tf] | Transportation Sector Fuel Used | aircraft | freight | diesel vehicle | heavy or residual fuel oil tf | 0 | 0 | 0 | 0 | 0 | 0 | 0 | 0 | 0 | 0 | 0 | 0 | 0 | 0 | 0 | 0 | 0 | 0 | 0 | 0 | 0 | 0 | 0 | 0 | 0 | 0 | 0 | 0 | 0 | 0 | 0
Transportation Sector Fuel Used[aircraft,freight,diesel vehicle,LPG propane or butane tf] | Transportation Sector Fuel Used | aircraft | freight | diesel vehicle | LPG propane or butane tf | 0 | 0 | 0 | 0 | 0 | 0 | 0 | 0 | 0 | 0 | 0 | 0 | 0 | 0 | 0 | 0 | 0 | 0 | 0 | 0 | 0 | 0 | 0 | 0 | 0 | 0 | 0 | 0 | 0 | 0 | 0
Transportation Sector Fuel Used[aircraft,freight,diesel vehicle,hydrogen tf] | Transportation Sector Fuel Used | aircraft | freight | diesel vehicle | hydrogen tf | 0 | 0 | 0 | 0 | 0 | 0 | 0 | 0 | 0 | 0 | 0 | 0 | 0 | 0 | 0 | 0 | 0 | 0 | 0 | 0 | 0 | 0 | 0 | 0 | 0 | 0 | 0 | 0 | 0 | 0 | 0
Transportation Sector Fuel Used[aircraft,freight,plugin hybrid vehicle,electricity tf] | Transportation Sector Fuel Used | aircraft | freight | plugin hybrid vehicle | electricity tf | 0 | 0 | 0 | 0 | 0 | 0 | 0 | 0 | 0 | 0 | 0 | 0 | 0 | 0 | 0 | 0 | 0 | 0 | 0 | 0 | 0 | 0 | 0 | 0 | 0 | 0 | 0 | 0 | 0 | 0 | 0
Transportation Sector Fuel Used[aircraft,freight,plugin hybrid vehicle,natural gas tf] | Transportation Sector Fuel Used | aircraft | freight | plugin hybrid vehicle | natural gas tf | 0 | 0 | 0 | 0 | 0 | 0 | 0 | 0 | 0 | 0 | 0 | 0 | 0 | 0 | 0 | 0 | 0 | 0 | 0 | 0 | 0 | 0 | 0 | 0 | 0 | 0 | 0 | 0 | 0 | 0 | 0
Transportation Sector Fuel Used[aircraft,freight,plugin hybrid vehicle,petroleum gasoline tf] | Transportation Sector Fuel Used | aircraft | freight | plugin hybrid vehicle | petroleum gasoline tf | 0 | 0 | 0 | 0 | 0 | 0 | 0 | 0 | 0 | 0 | 0 | 0 | 0 | 0 | 0 | 0 | 0 | 0 | 0 | 0 | 0 | 0 | 0 | 0 | 0 | 0 | 0 | 0 | 0 | 0 | 0
Transportation Sector Fuel Used[aircraft,freight,plugin hybrid vehicle,petroleum diesel tf] | Transportation Sector Fuel Used | aircraft | freight | plugin hybrid vehicle | petroleum diesel tf | 0 | 0 | 0 | 0 | 0 | 0 | 0 | 0 | 0 | 0 | 0 | 0 | 0 | 0 | 0 | 0 | 0 | 0 | 0 | 0 | 0 | 0 | 0 | 0 | 0 | 0 | 0 | 0 | 0 | 0 | 0
Transportation Sector Fuel Used[aircraft,freight,plugin hybrid vehicle,biofuel gasoline tf] | Transportation Sector Fuel Used | aircraft | freight | plugin hybrid vehicle | biofuel gasoline tf | 0 | 0 | 0 | 0 | 0 | 0 | 0 | 0 | 0 | 0 | 0 | 0 | 0 | 0 | 0 | 0 | 0 | 0 | 0 | 0 | 0 | 0 | 0 | 0 | 0 | 0 | 0 | 0 | 0 | 0 | 0
Transportation Sector Fuel Used[aircraft,freight,plugin hybrid vehicle,biofuel diesel tf] | Transportation Sector Fuel Used | aircraft | freight | plugin hybrid vehicle | biofuel diesel tf | 0 | 0 | 0 | 0 | 0 | 0 | 0 | 0 | 0 | 0 | 0 | 0 | 0 | 0 | 0 | 0 | 0 | 0 | 0 | 0 | 0 | 0 | 0 | 0 | 0 | 0 | 0 | 0 | 0 | 0 | 0
Transportation Sector Fuel Used[aircraft,freight,plugin hybrid vehicle,jet fuel tf] | Transportation Sector Fuel Used | aircraft | freight | plugin hybrid vehicle | jet fuel tf | 0 | 0 | 0 | 0 | 0 | 0 | 0 | 0 | 0 | 0 | 0 | 0 | 0 | 0 | 0 | 0 | 0 | 0 | 0 | 0 | 0 | 0 | 0 | 0 | 0 | 0 | 0 | 0 | 0 | 0 | 0
Transportation Sector Fuel Used[aircraft,freight,plugin hybrid vehicle,heavy or residual fuel oil tf] | Transportation Sector Fuel Used | aircraft | freight | plugin hybrid vehicle | heavy or residual fuel oil tf | 0 | 0 | 0 | 0 | 0 | 0 | 0 | 0 | 0 | 0 | 0 | 0 | 0 | 0 | 0 | 0 | 0 | 0 | 0 | 0 | 0 | 0 | 0 | 0 | 0 | 0 | 0 | 0 | 0 | 0 | 0
Transportation Sector Fuel Used[aircraft,freight,plugin hybrid vehicle,LPG propane or butane tf] | Transportation Sector Fuel Used | aircraft | freight | plugin hybrid vehicle | LPG propane or butane tf | 0 | 0 | 0 | 0 | 0 | 0 | 0 | 0 | 0 | 0 | 0 | 0 | 0 | 0 | 0 | 0 | 0 | 0 | 0 | 0 | 0 | 0 | 0 | 0 | 0 | 0 | 0 | 0 | 0 | 0 | 0
Transportation Sector Fuel Used[aircraft,freight,plugin hybrid vehicle,hydrogen tf] | Transportation Sector Fuel Used | aircraft | freight | plugin hybrid vehicle | hydrogen tf | 0 | 0 | 0 | 0 | 0 | 0 | 0 | 0 | 0 | 0 | 0 | 0 | 0 | 0 | 0 | 0 | 0 | 0 | 0 | 0 | 0 | 0 | 0 | 0 | 0 | 0 | 0 | 0 | 0 | 0 | 0
Transportation Sector Fuel Used[aircraft,freight,LPG vehicle,electricity tf] | Transportation Sector Fuel Used | aircraft | freight | LPG vehicle | electricity tf | 0 | 0 | 0 | 0 | 0 | 0 | 0 | 0 | 0 | 0 | 0 | 0 | 0 | 0 | 0 | 0 | 0 | 0 | 0 | 0 | 0 | 0 | 0 | 0 | 0 | 0 | 0 | 0 | 0 | 0 | 0
Transportation Sector Fuel Used[aircraft,freight,LPG vehicle,natural gas tf] | Transportation Sector Fuel Used | aircraft | freight | LPG vehicle | natural gas tf | 0 | 0 | 0 | 0 | 0 | 0 | 0 | 0 | 0 | 0 | 0 | 0 | 0 | 0 | 0 | 0 | 0 | 0 | 0 | 0 | 0 | 0 | 0 | 0 | 0 | 0 | 0 | 0 | 0 | 0 | 0
Transportation Sector Fuel Used[aircraft,freight,LPG vehicle,petroleum gasoline tf] | Transportation Sector Fuel Used | aircraft | freight | LPG vehicle | petroleum gasoline tf | 0 | 0 | 0 | 0 | 0 | 0 | 0 | 0 | 0 | 0 | 0 | 0 | 0 | 0 | 0 | 0 | 0 | 0 | 0 | 0 | 0 | 0 | 0 | 0 | 0 | 0 | 0 | 0 | 0 | 0 | 0
Transportation Sector Fuel Used[aircraft,freight,LPG vehicle,petroleum diesel tf] | Transportation Sector Fuel Used | aircraft | freight | LPG vehicle | petroleum diesel tf | 0 | 0 | 0 | 0 | 0 | 0 | 0 | 0 | 0 | 0 | 0 | 0 | 0 | 0 | 0 | 0 | 0 | 0 | 0 | 0 | 0 | 0 | 0 | 0 | 0 | 0 | 0 | 0 | 0 | 0 | 0
Transportation Sector Fuel Used[aircraft,freight,LPG vehicle,biofuel gasoline tf] | Transportation Sector Fuel Used | aircraft | freight | LPG vehicle | biofuel gasoline tf | 0 | 0 | 0 | 0 | 0 | 0 | 0 | 0 | 0 | 0 | 0 | 0 | 0 | 0 | 0 | 0 | 0 | 0 | 0 | 0 | 0 | 0 | 0 | 0 | 0 | 0 | 0 | 0 | 0 | 0 | 0
Transportation Sector Fuel Used[aircraft,freight,LPG vehicle,biofuel diesel tf] | Transportation Sector Fuel Used | aircraft | freight | LPG vehicle | biofuel diesel tf | 0 | 0 | 0 | 0 | 0 | 0 | 0 | 0 | 0 | 0 | 0 | 0 | 0 | 0 | 0 | 0 | 0 | 0 | 0 | 0 | 0 | 0 | 0 | 0 | 0 | 0 | 0 | 0 | 0 | 0 | 0
Transportation Sector Fuel Used[aircraft,freight,LPG vehicle,jet fuel tf] | Transportation Sector Fuel Used | aircraft | freight | LPG vehicle | jet fuel tf | 0 | 0 | 0 | 0 | 0 | 0 | 0 | 0 | 0 | 0 | 0 | 0 | 0 | 0 | 0 | 0 | 0 | 0 | 0 | 0 | 0 | 0 | 0 | 0 | 0 | 0 | 0 | 0 | 0 | 0 | 0
Transportation Sector Fuel Used[aircraft,freight,LPG vehicle,heavy or residual fuel oil tf] | Transportation Sector Fuel Used | aircraft | freight | LPG vehicle | heavy or residual fuel oil tf | 0 | 0 | 0 | 0 | 0 | 0 | 0 | 0 | 0 | 0 | 0 | 0 | 0 | 0 | 0 | 0 | 0 | 0 | 0 | 0 | 0 | 0 | 0 | 0 | 0 | 0 | 0 | 0 | 0 | 0 | 0
Transportation Sector Fuel Used[aircraft,freight,LPG vehicle,LPG propane or butane tf] | Transportation Sector Fuel Used | aircraft | freight | LPG vehicle | LPG propane or butane tf | 0 | 0 | 0 | 0 | 0 | 0 | 0 | 0 | 0 | 0 | 0 | 0 | 0 | 0 | 0 | 0 | 0 | 0 | 0 | 0 | 0 | 0 | 0 | 0 | 0 | 0 | 0 | 0 | 0 | 0 | 0
Transportation Sector Fuel Used[aircraft,freight,LPG vehicle,hydrogen tf] | Transportation Sector Fuel Used | aircraft | freight | LPG vehicle | hydrogen tf | 0 | 0 | 0 | 0 | 0 | 0 | 0 | 0 | 0 | 0 | 0 | 0 | 0 | 0 | 0 | 0 | 0 | 0 | 0 | 0 | 0 | 0 | 0 | 0 | 0 | 0 | 0 | 0 | 0 | 0 | 0
Transportation Sector Fuel Used[aircraft,freight,hydrogen vehicle,electricity tf] | Transportation Sector Fuel Used | aircraft | freight | hydrogen vehicle | electricity tf | 0 | 0 | 0 | 0 | 0 | 0 | 0 | 0 | 0 | 0 | 0 | 0 | 0 | 0 | 0 | 0 | 0 | 0 | 0 | 0 | 0 | 0 | 0 | 0 | 0 | 0 | 0 | 0 | 0 | 0 | 0
Transportation Sector Fuel Used[aircraft,freight,hydrogen vehicle,natural gas tf] | Transportation Sector Fuel Used | aircraft | freight | hydrogen vehicle | natural gas tf | 0 | 0 | 0 | 0 | 0 | 0 | 0 | 0 | 0 | 0 | 0 | 0 | 0 | 0 | 0 | 0 | 0 | 0 | 0 | 0 | 0 | 0 | 0 | 0 | 0 | 0 | 0 | 0 | 0 | 0 | 0
Transportation Sector Fuel Used[aircraft,freight,hydrogen vehicle,petroleum gasoline tf] | Transportation Sector Fuel Used | aircraft | freight | hydrogen vehicle | petroleum gasoline tf | 0 | 0 | 0 | 0 | 0 | 0 | 0 | 0 | 0 | 0 | 0 | 0 | 0 | 0 | 0 | 0 | 0 | 0 | 0 | 0 | 0 | 0 | 0 | 0 | 0 | 0 | 0 | 0 | 0 | 0 | 0
Transportation Sector Fuel Used[aircraft,freight,hydrogen vehicle,petroleum diesel tf] | Transportation Sector Fuel Used | aircraft | freight | hydrogen vehicle | petroleum diesel tf | 0 | 0 | 0 | 0 | 0 | 0 | 0 | 0 | 0 | 0 | 0 | 0 | 0 | 0 | 0 | 0 | 0 | 0 | 0 | 0 | 0 | 0 | 0 | 0 | 0 | 0 | 0 | 0 | 0 | 0 | 0
Transportation Sector Fuel Used[aircraft,freight,hydrogen vehicle,biofuel gasoline tf] | Transportation Sector Fuel Used | aircraft | freight | hydrogen vehicle | biofuel gasoline tf | 0 | 0 | 0 | 0 | 0 | 0 | 0 | 0 | 0 | 0 | 0 | 0 | 0 | 0 | 0 | 0 | 0 | 0 | 0 | 0 | 0 | 0 | 0 | 0 | 0 | 0 | 0 | 0 | 0 | 0 | 0
Transportation Sector Fuel Used[aircraft,freight,hydrogen vehicle,biofuel diesel tf] | Transportation Sector Fuel Used | aircraft | freight | hydrogen vehicle | biofuel diesel tf | 0 | 0 | 0 | 0 | 0 | 0 | 0 | 0 | 0 | 0 | 0 | 0 | 0 | 0 | 0 | 0 | 0 | 0 | 0 | 0 | 0 | 0 | 0 | 0 | 0 | 0 | 0 | 0 | 0 | 0 | 0
Transportation Sector Fuel Used[aircraft,freight,hydrogen vehicle,jet fuel tf] | Transportation Sector Fuel Used | aircraft | freight | hydrogen vehicle | jet fuel tf | 0 | 0 | 0 | 0 | 0 | 0 | 0 | 0 | 0 | 0 | 0 | 0 | 0 | 0 | 0 | 0 | 0 | 0 | 0 | 0 | 0 | 0 | 0 | 0 | 0 | 0 | 0 | 0 | 0 | 0 | 0
Transportation Sector Fuel Used[aircraft,freight,hydrogen vehicle,heavy or residual fuel oil tf] | Transportation Sector Fuel Used | aircraft | freight | hydrogen vehicle | heavy or residual fuel oil tf | 0 | 0 | 0 | 0 | 0 | 0 | 0 | 0 | 0 | 0 | 0 | 0 | 0 | 0 | 0 | 0 | 0 | 0 | 0 | 0 | 0 | 0 | 0 | 0 | 0 | 0 | 0 | 0 | 0 | 0 | 0
Transportation Sector Fuel Used[aircraft,freight,hydrogen vehicle,LPG propane or butane tf] | Transportation Sector Fuel Used | aircraft | freight | hydrogen vehicle | LPG propane or butane tf | 0 | 0 | 0 | 0 | 0 | 0 | 0 | 0 | 0 | 0 | 0 | 0 | 0 | 0 | 0 | 0 | 0 | 0 | 0 | 0 | 0 | 0 | 0 | 0 | 0 | 0 | 0 | 0 | 0 | 0 | 0
Transportation Sector Fuel Used[aircraft,freight,hydrogen vehicle,hydrogen tf] | Transportation Sector Fuel Used | aircraft | freight | hydrogen vehicle | hydrogen tf | 0 | 0 | 0 | 0 | 0 | 0 | 0 | 0 | 0 | 0 | 0 | 0 | 0 | 0 | 0 | 0 | 0 | 0 | 0 | 0 | 0 | 0 | 0 | 0 | 0 | 0 | 0 | 0 | 0 | 0 | 0
Transportation Sector Fuel Used[rail,passenger,battery electric vehicle,electricity tf] | Transportation Sector Fuel Used | rail | passenger | battery electric vehicle | electricity tf | 686040000000 | 671007000000 | 657808000000 | 644329000000 | 631399000000 | 618832000000 | 607565000000 | 595917000000 | 584813000000 | 574316000000 | 564285000000 | 554782000000 | 545771000000 | 537416000000 | 529658000000 | 521668000000 | 514128000000 | 507014000000 | 500183000000 | 493710000000 | 487566000000 | 481661000000 | 476266000000 | 471277000000 | 466070000000 | 461171000000 | 456628000000 | 452421000000 | 448475000000 | 444838000000 | 441140000000
Transportation Sector Fuel Used[rail,passenger,battery electric vehicle,natural gas tf] | Transportation Sector Fuel Used | rail | passenger | battery electric vehicle | natural gas tf | 0 | 0 | 0 | 0 | 0 | 0 | 0 | 0 | 0 | 0 | 0 | 0 | 0 | 0 | 0 | 0 | 0 | 0 | 0 | 0 | 0 | 0 | 0 | 0 | 0 | 0 | 0 | 0 | 0 | 0 | 0
Transportation Sector Fuel Used[rail,passenger,battery electric vehicle,petroleum gasoline tf] | Transportation Sector Fuel Used | rail | passenger | battery electric vehicle | petroleum gasoline tf | 0 | 0 | 0 | 0 | 0 | 0 | 0 | 0 | 0 | 0 | 0 | 0 | 0 | 0 | 0 | 0 | 0 | 0 | 0 | 0 | 0 | 0 | 0 | 0 | 0 | 0 | 0 | 0 | 0 | 0 | 0
Transportation Sector Fuel Used[rail,passenger,battery electric vehicle,petroleum diesel tf] | Transportation Sector Fuel Used | rail | passenger | battery electric vehicle | petroleum diesel tf | 0 | 0 | 0 | 0 | 0 | 0 | 0 | 0 | 0 | 0 | 0 | 0 | 0 | 0 | 0 | 0 | 0 | 0 | 0 | 0 | 0 | 0 | 0 | 0 | 0 | 0 | 0 | 0 | 0 | 0 | 0
Transportation Sector Fuel Used[rail,passenger,battery electric vehicle,biofuel gasoline tf] | Transportation Sector Fuel Used | rail | passenger | battery electric vehicle | biofuel gasoline tf | 0 | 0 | 0 | 0 | 0 | 0 | 0 | 0 | 0 | 0 | 0 | 0 | 0 | 0 | 0 | 0 | 0 | 0 | 0 | 0 | 0 | 0 | 0 | 0 | 0 | 0 | 0 | 0 | 0 | 0 | 0
Transportation Sector Fuel Used[rail,passenger,battery electric vehicle,biofuel diesel tf] | Transportation Sector Fuel Used | rail | passenger | battery electric vehicle | biofuel diesel tf | 0 | 0 | 0 | 0 | 0 | 0 | 0 | 0 | 0 | 0 | 0 | 0 | 0 | 0 | 0 | 0 | 0 | 0 | 0 | 0 | 0 | 0 | 0 | 0 | 0 | 0 | 0 | 0 | 0 | 0 | 0
Transportation Sector Fuel Used[rail,passenger,battery electric vehicle,jet fuel tf] | Transportation Sector Fuel Used | rail | passenger | battery electric vehicle | jet fuel tf | 0 | 0 | 0 | 0 | 0 | 0 | 0 | 0 | 0 | 0 | 0 | 0 | 0 | 0 | 0 | 0 | 0 | 0 | 0 | 0 | 0 | 0 | 0 | 0 | 0 | 0 | 0 | 0 | 0 | 0 | 0
Transportation Sector Fuel Used[rail,passenger,battery electric vehicle,heavy or residual fuel oil tf] | Transportation Sector Fuel Used | rail | passenger | battery electric vehicle | heavy or residual fuel oil tf | 0 | 0 | 0 | 0 | 0 | 0 | 0 | 0 | 0 | 0 | 0 | 0 | 0 | 0 | 0 | 0 | 0 | 0 | 0 | 0 | 0 | 0 | 0 | 0 | 0 | 0 | 0 | 0 | 0 | 0 | 0
Transportation Sector Fuel Used[rail,passenger,battery electric vehicle,LPG propane or butane tf] | Transportation Sector Fuel Used | rail | passenger | battery electric vehicle | LPG propane or butane tf | 0 | 0 | 0 | 0 | 0 | 0 | 0 | 0 | 0 | 0 | 0 | 0 | 0 | 0 | 0 | 0 | 0 | 0 | 0 | 0 | 0 | 0 | 0 | 0 | 0 | 0 | 0 | 0 | 0 | 0 | 0
Transportation Sector Fuel Used[rail,passenger,battery electric vehicle,hydrogen tf] | Transportation Sector Fuel Used | rail | passenger | battery electric vehicle | hydrogen tf | 0 | 0 | 0 | 0 | 0 | 0 | 0 | 0 | 0 | 0 | 0 | 0 | 0 | 0 | 0 | 0 | 0 | 0 | 0 | 0 | 0 | 0 | 0 | 0 | 0 | 0 | 0 | 0 | 0 | 0 | 0
Transportation Sector Fuel Used[rail,passenger,natural gas vehicle,electricity tf] | Transportation Sector Fuel Used | rail | passenger | natural gas vehicle | electricity tf | 0 | 0 | 0 | 0 | 0 | 0 | 0 | 0 | 0 | 0 | 0 | 0 | 0 | 0 | 0 | 0 | 0 | 0 | 0 | 0 | 0 | 0 | 0 | 0 | 0 | 0 | 0 | 0 | 0 | 0 | 0
Transportation Sector Fuel Used[rail,passenger,natural gas vehicle,natural gas tf] | Transportation Sector Fuel Used | rail | passenger | natural gas vehicle | natural gas tf | 0 | 0 | 0 | 0 | 0 | 0 | 0 | 0 | 0 | 0 | 0 | 0 | 0 | 0 | 0 | 0 | 0 | 0 | 0 | 0 | 0 | 0 | 0 | 0 | 0 | 0 | 0 | 0 | 0 | 0 | 0
Transportation Sector Fuel Used[rail,passenger,natural gas vehicle,petroleum gasoline tf] | Transportation Sector Fuel Used | rail | passenger | natural gas vehicle | petroleum gasoline tf | 0 | 0 | 0 | 0 | 0 | 0 | 0 | 0 | 0 | 0 | 0 | 0 | 0 | 0 | 0 | 0 | 0 | 0 | 0 | 0 | 0 | 0 | 0 | 0 | 0 | 0 | 0 | 0 | 0 | 0 | 0
Transportation Sector Fuel Used[rail,passenger,natural gas vehicle,petroleum diesel tf] | Transportation Sector Fuel Used | rail | passenger | natural gas vehicle | petroleum diesel tf | 0 | 0 | 0 | 0 | 0 | 0 | 0 | 0 | 0 | 0 | 0 | 0 | 0 | 0 | 0 | 0 | 0 | 0 | 0 | 0 | 0 | 0 | 0 | 0 | 0 | 0 | 0 | 0 | 0 | 0 | 0
Transportation Sector Fuel Used[rail,passenger,natural gas vehicle,biofuel gasoline tf] | Transportation Sector Fuel Used | rail | passenger | natural gas vehicle | biofuel gasoline tf | 0 | 0 | 0 | 0 | 0 | 0 | 0 | 0 | 0 | 0 | 0 | 0 | 0 | 0 | 0 | 0 | 0 | 0 | 0 | 0 | 0 | 0 | 0 | 0 | 0 | 0 | 0 | 0 | 0 | 0 | 0
Transportation Sector Fuel Used[rail,passenger,natural gas vehicle,biofuel diesel tf] | Transportation Sector Fuel Used | rail | passenger | natural gas vehicle | biofuel diesel tf | 0 | 0 | 0 | 0 | 0 | 0 | 0 | 0 | 0 | 0 | 0 | 0 | 0 | 0 | 0 | 0 | 0 | 0 | 0 | 0 | 0 | 0 | 0 | 0 | 0 | 0 | 0 | 0 | 0 | 0 | 0
Transportation Sector Fuel Used[rail,passenger,natural gas vehicle,jet fuel tf] | Transportation Sector Fuel Used | rail | passenger | natural gas vehicle | jet fuel tf | 0 | 0 | 0 | 0 | 0 | 0 | 0 | 0 | 0 | 0 | 0 | 0 | 0 | 0 | 0 | 0 | 0 | 0 | 0 | 0 | 0 | 0 | 0 | 0 | 0 | 0 | 0 | 0 | 0 | 0 | 0
Transportation Sector Fuel Used[rail,passenger,natural gas vehicle,heavy or residual fuel oil tf] | Transportation Sector Fuel Used | rail | passenger | natural gas vehicle | heavy or residual fuel oil tf | 0 | 0 | 0 | 0 | 0 | 0 | 0 | 0 | 0 | 0 | 0 | 0 | 0 | 0 | 0 | 0 | 0 | 0 | 0 | 0 | 0 | 0 | 0 | 0 | 0 | 0 | 0 | 0 | 0 | 0 | 0
Transportation Sector Fuel Used[rail,passenger,natural gas vehicle,LPG propane or butane tf] | Transportation Sector Fuel Used | rail | passenger | natural gas vehicle | LPG propane or butane tf | 0 | 0 | 0 | 0 | 0 | 0 | 0 | 0 | 0 | 0 | 0 | 0 | 0 | 0 | 0 | 0 | 0 | 0 | 0 | 0 | 0 | 0 | 0 | 0 | 0 | 0 | 0 | 0 | 0 | 0 | 0
Transportation Sector Fuel Used[rail,passenger,natural gas vehicle,hydrogen tf] | Transportation Sector Fuel Used | rail | passenger | natural gas vehicle | hydrogen tf | 0 | 0 | 0 | 0 | 0 | 0 | 0 | 0 | 0 | 0 | 0 | 0 | 0 | 0 | 0 | 0 | 0 | 0 | 0 | 0 | 0 | 0 | 0 | 0 | 0 | 0 | 0 | 0 | 0 | 0 | 0
Transportation Sector Fuel Used[rail,passenger,gasoline vehicle,electricity tf] | Transportation Sector Fuel Used | rail | passenger | gasoline vehicle | electricity tf | 0 | 0 | 0 | 0 | 0 | 0 | 0 | 0 | 0 | 0 | 0 | 0 | 0 | 0 | 0 | 0 | 0 | 0 | 0 | 0 | 0 | 0 | 0 | 0 | 0 | 0 | 0 | 0 | 0 | 0 | 0
Transportation Sector Fuel Used[rail,passenger,gasoline vehicle,natural gas tf] | Transportation Sector Fuel Used | rail | passenger | gasoline vehicle | natural gas tf | 0 | 0 | 0 | 0 | 0 | 0 | 0 | 0 | 0 | 0 | 0 | 0 | 0 | 0 | 0 | 0 | 0 | 0 | 0 | 0 | 0 | 0 | 0 | 0 | 0 | 0 | 0 | 0 | 0 | 0 | 0
Transportation Sector Fuel Used[rail,passenger,gasoline vehicle,petroleum gasoline tf] | Transportation Sector Fuel Used | rail | passenger | gasoline vehicle | petroleum gasoline tf | 0 | 0 | 0 | 0 | 0 | 0 | 0 | 0 | 0 | 0 | 0 | 0 | 0 | 0 | 0 | 0 | 0 | 0 | 0 | 0 | 0 | 0 | 0 | 0 | 0 | 0 | 0 | 0 | 0 | 0 | 0
Transportation Sector Fuel Used[rail,passenger,gasoline vehicle,petroleum diesel tf] | Transportation Sector Fuel Used | rail | passenger | gasoline vehicle | petroleum diesel tf | 0 | 0 | 0 | 0 | 0 | 0 | 0 | 0 | 0 | 0 | 0 | 0 | 0 | 0 | 0 | 0 | 0 | 0 | 0 | 0 | 0 | 0 | 0 | 0 | 0 | 0 | 0 | 0 | 0 | 0 | 0
Transportation Sector Fuel Used[rail,passenger,gasoline vehicle,biofuel gasoline tf] | Transportation Sector Fuel Used | rail | passenger | gasoline vehicle | biofuel gasoline tf | 0 | 0 | 0 | 0 | 0 | 0 | 0 | 0 | 0 | 0 | 0 | 0 | 0 | 0 | 0 | 0 | 0 | 0 | 0 | 0 | 0 | 0 | 0 | 0 | 0 | 0 | 0 | 0 | 0 | 0 | 0
Transportation Sector Fuel Used[rail,passenger,gasoline vehicle,biofuel diesel tf] | Transportation Sector Fuel Used | rail | passenger | gasoline vehicle | biofuel diesel tf | 0 | 0 | 0 | 0 | 0 | 0 | 0 | 0 | 0 | 0 | 0 | 0 | 0 | 0 | 0 | 0 | 0 | 0 | 0 | 0 | 0 | 0 | 0 | 0 | 0 | 0 | 0 | 0 | 0 | 0 | 0
Transportation Sector Fuel Used[rail,passenger,gasoline vehicle,jet fuel tf] | Transportation Sector Fuel Used | rail | passenger | gasoline vehicle | jet fuel tf | 0 | 0 | 0 | 0 | 0 | 0 | 0 | 0 | 0 | 0 | 0 | 0 | 0 | 0 | 0 | 0 | 0 | 0 | 0 | 0 | 0 | 0 | 0 | 0 | 0 | 0 | 0 | 0 | 0 | 0 | 0
Transportation Sector Fuel Used[rail,passenger,gasoline vehicle,heavy or residual fuel oil tf] | Transportation Sector Fuel Used | rail | passenger | gasoline vehicle | heavy or residual fuel oil tf | 0 | 0 | 0 | 0 | 0 | 0 | 0 | 0 | 0 | 0 | 0 | 0 | 0 | 0 | 0 | 0 | 0 | 0 | 0 | 0 | 0 | 0 | 0 | 0 | 0 | 0 | 0 | 0 | 0 | 0 | 0
Transportation Sector Fuel Used[rail,passenger,gasoline vehicle,LPG propane or butane tf] | Transportation Sector Fuel Used | rail | passenger | gasoline vehicle | LPG propane or butane tf | 0 | 0 | 0 | 0 | 0 | 0 | 0 | 0 | 0 | 0 | 0 | 0 | 0 | 0 | 0 | 0 | 0 | 0 | 0 | 0 | 0 | 0 | 0 | 0 | 0 | 0 | 0 | 0 | 0 | 0 | 0
Transportation Sector Fuel Used[rail,passenger,gasoline vehicle,hydrogen tf] | Transportation Sector Fuel Used | rail | passenger | gasoline vehicle | hydrogen tf | 0 | 0 | 0 | 0 | 0 | 0 | 0 | 0 | 0 | 0 | 0 | 0 | 0 | 0 | 0 | 0 | 0 | 0 | 0 | 0 | 0 | 0 | 0 | 0 | 0 | 0 | 0 | 0 | 0 | 0 | 0
Transportation Sector Fuel Used[rail,passenger,diesel vehicle,electricity tf] | Transportation Sector Fuel Used | rail | passenger | diesel vehicle | electricity tf | 0 | 0 | 0 | 0 | 0 | 0 | 0 | 0 | 0 | 0 | 0 | 0 | 0 | 0 | 0 | 0 | 0 | 0 | 0 | 0 | 0 | 0 | 0 | 0 | 0 | 0 | 0 | 0 | 0 | 0 | 0
Transportation Sector Fuel Used[rail,passenger,diesel vehicle,natural gas tf] | Transportation Sector Fuel Used | rail | passenger | diesel vehicle | natural gas tf | 0 | 0 | 0 | 0 | 0 | 0 | 0 | 0 | 0 | 0 | 0 | 0 | 0 | 0 | 0 | 0 | 0 | 0 | 0 | 0 | 0 | 0 | 0 | 0 | 0 | 0 | 0 | 0 | 0 | 0 | 0
Transportation Sector Fuel Used[rail,passenger,diesel vehicle,petroleum gasoline tf] | Transportation Sector Fuel Used | rail | passenger | diesel vehicle | petroleum gasoline tf | 0 | 0 | 0 | 0 | 0 | 0 | 0 | 0 | 0 | 0 | 0 | 0 | 0 | 0 | 0 | 0 | 0 | 0 | 0 | 0 | 0 | 0 | 0 | 0 | 0 | 0 | 0 | 0 | 0 | 0 | 0
Transportation Sector Fuel Used[rail,passenger,diesel vehicle,petroleum diesel tf] | Transportation Sector Fuel Used | rail | passenger | diesel vehicle | petroleum diesel tf | 640524000000 | 629818000000 | 616862000000 | 605821000000 | 594538000000 | 583726000000 | 571795000000 | 561288000000 | 550784000000 | 540198000000 | 529607000000 | 518989000000 | 508474000000 | 498129000000 | 487958000000 | 480624000000 | 473405000000 | 466271000000 | 459866000000 | 453526000000 | 447276000000 | 441063000000 | 435114000000 | 429419000000 | 425866000000 | 422461000000 | 419170000000 | 416164000000 | 413345000000 | 410791000000 | 407932000000
Transportation Sector Fuel Used[rail,passenger,diesel vehicle,biofuel gasoline tf] | Transportation Sector Fuel Used | rail | passenger | diesel vehicle | biofuel gasoline tf | 0 | 0 | 0 | 0 | 0 | 0 | 0 | 0 | 0 | 0 | 0 | 0 | 0 | 0 | 0 | 0 | 0 | 0 | 0 | 0 | 0 | 0 | 0 | 0 | 0 | 0 | 0 | 0 | 0 | 0 | 0
Transportation Sector Fuel Used[rail,passenger,diesel vehicle,biofuel diesel tf] | Transportation Sector Fuel Used | rail | passenger | diesel vehicle | biofuel diesel tf | 0 | 0 | 0 | 0 | 0 | 0 | 0 | 0 | 0 | 0 | 0 | 0 | 0 | 0 | 0 | 0 | 0 | 0 | 0 | 0 | 0 | 0 | 0 | 0 | 0 | 0 | 0 | 0 | 0 | 0 | 0
Transportation Sector Fuel Used[rail,passenger,diesel vehicle,jet fuel tf] | Transportation Sector Fuel Used | rail | passenger | diesel vehicle | jet fuel tf | 0 | 0 | 0 | 0 | 0 | 0 | 0 | 0 | 0 | 0 | 0 | 0 | 0 | 0 | 0 | 0 | 0 | 0 | 0 | 0 | 0 | 0 | 0 | 0 | 0 | 0 | 0 | 0 | 0 | 0 | 0
Transportation Sector Fuel Used[rail,passenger,diesel vehicle,heavy or residual fuel oil tf] | Transportation Sector Fuel Used | rail | passenger | diesel vehicle | heavy or residual fuel oil tf | 0 | 0 | 0 | 0 | 0 | 0 | 0 | 0 | 0 | 0 | 0 | 0 | 0 | 0 | 0 | 0 | 0 | 0 | 0 | 0 | 0 | 0 | 0 | 0 | 0 | 0 | 0 | 0 | 0 | 0 | 0
Transportation Sector Fuel Used[rail,passenger,diesel vehicle,LPG propane or butane tf] | Transportation Sector Fuel Used | rail | passenger | diesel vehicle | LPG propane or butane tf | 0 | 0 | 0 | 0 | 0 | 0 | 0 | 0 | 0 | 0 | 0 | 0 | 0 | 0 | 0 | 0 | 0 | 0 | 0 | 0 | 0 | 0 | 0 | 0 | 0 | 0 | 0 | 0 | 0 | 0 | 0
Transportation Sector Fuel Used[rail,passenger,diesel vehicle,hydrogen tf] | Transportation Sector Fuel Used | rail | passenger | diesel vehicle | hydrogen tf | 0 | 0 | 0 | 0 | 0 | 0 | 0 | 0 | 0 | 0 | 0 | 0 | 0 | 0 | 0 | 0 | 0 | 0 | 0 | 0 | 0 | 0 | 0 | 0 | 0 | 0 | 0 | 0 | 0 | 0 | 0
Transportation Sector Fuel Used[rail,passenger,plugin hybrid vehicle,electricity tf] | Transportation Sector Fuel Used | rail | passenger | plugin hybrid vehicle | electricity tf | 0 | 0 | 0 | 0 | 0 | 0 | 0 | 0 | 0 | 0 | 0 | 0 | 0 | 0 | 0 | 0 | 0 | 0 | 0 | 0 | 0 | 0 | 0 | 0 | 0 | 0 | 0 | 0 | 0 | 0 | 0
Transportation Sector Fuel Used[rail,passenger,plugin hybrid vehicle,natural gas tf] | Transportation Sector Fuel Used | rail | passenger | plugin hybrid vehicle | natural gas tf | 0 | 0 | 0 | 0 | 0 | 0 | 0 | 0 | 0 | 0 | 0 | 0 | 0 | 0 | 0 | 0 | 0 | 0 | 0 | 0 | 0 | 0 | 0 | 0 | 0 | 0 | 0 | 0 | 0 | 0 | 0
Transportation Sector Fuel Used[rail,passenger,plugin hybrid vehicle,petroleum gasoline tf] | Transportation Sector Fuel Used | rail | passenger | plugin hybrid vehicle | petroleum gasoline tf | 0 | 0 | 0 | 0 | 0 | 0 | 0 | 0 | 0 | 0 | 0 | 0 | 0 | 0 | 0 | 0 | 0 | 0 | 0 | 0 | 0 | 0 | 0 | 0 | 0 | 0 | 0 | 0 | 0 | 0 | 0
Transportation Sector Fuel Used[rail,passenger,plugin hybrid vehicle,petroleum diesel tf] | Transportation Sector Fuel Used | rail | passenger | plugin hybrid vehicle | petroleum diesel tf | 0 | 0 | 0 | 0 | 0 | 0 | 0 | 0 | 0 | 0 | 0 | 0 | 0 | 0 | 0 | 0 | 0 | 0 | 0 | 0 | 0 | 0 | 0 | 0 | 0 | 0 | 0 | 0 | 0 | 0 | 0
Transportation Sector Fuel Used[rail,passenger,plugin hybrid vehicle,biofuel gasoline tf] | Transportation Sector Fuel Used | rail | passenger | plugin hybrid vehicle | biofuel gasoline tf | 0 | 0 | 0 | 0 | 0 | 0 | 0 | 0 | 0 | 0 | 0 | 0 | 0 | 0 | 0 | 0 | 0 | 0 | 0 | 0 | 0 | 0 | 0 | 0 | 0 | 0 | 0 | 0 | 0 | 0 | 0
Transportation Sector Fuel Used[rail,passenger,plugin hybrid vehicle,biofuel diesel tf] | Transportation Sector Fuel Used | rail | passenger | plugin hybrid vehicle | biofuel diesel tf | 0 | 0 | 0 | 0 | 0 | 0 | 0 | 0 | 0 | 0 | 0 | 0 | 0 | 0 | 0 | 0 | 0 | 0 | 0 | 0 | 0 | 0 | 0 | 0 | 0 | 0 | 0 | 0 | 0 | 0 | 0
Transportation Sector Fuel Used[rail,passenger,plugin hybrid vehicle,jet fuel tf] | Transportation Sector Fuel Used | rail | passenger | plugin hybrid vehicle | jet fuel tf | 0 | 0 | 0 | 0 | 0 | 0 | 0 | 0 | 0 | 0 | 0 | 0 | 0 | 0 | 0 | 0 | 0 | 0 | 0 | 0 | 0 | 0 | 0 | 0 | 0 | 0 | 0 | 0 | 0 | 0 | 0
Transportation Sector Fuel Used[rail,passenger,plugin hybrid vehicle,heavy or residual fuel oil tf] | Transportation Sector Fuel Used | rail | passenger | plugin hybrid vehicle | heavy or residual fuel oil tf | 0 | 0 | 0 | 0 | 0 | 0 | 0 | 0 | 0 | 0 | 0 | 0 | 0 | 0 | 0 | 0 | 0 | 0 | 0 | 0 | 0 | 0 | 0 | 0 | 0 | 0 | 0 | 0 | 0 | 0 | 0
Transportation Sector Fuel Used[rail,passenger,plugin hybrid vehicle,LPG propane or butane tf] | Transportation Sector Fuel Used | rail | passenger | plugin hybrid vehicle | LPG propane or butane tf | 0 | 0 | 0 | 0 | 0 | 0 | 0 | 0 | 0 | 0 | 0 | 0 | 0 | 0 | 0 | 0 | 0 | 0 | 0 | 0 | 0 | 0 | 0 | 0 | 0 | 0 | 0 | 0 | 0 | 0 | 0
Transportation Sector Fuel Used[rail,passenger,plugin hybrid vehicle,hydrogen tf] | Transportation Sector Fuel Used | rail | passenger | plugin hybrid vehicle | hydrogen tf | 0 | 0 | 0 | 0 | 0 | 0 | 0 | 0 | 0 | 0 | 0 | 0 | 0 | 0 | 0 | 0 | 0 | 0 | 0 | 0 | 0 | 0 | 0 | 0 | 0 | 0 | 0 | 0 | 0 | 0 | 0
Transportation Sector Fuel Used[rail,passenger,LPG vehicle,electricity tf] | Transportation Sector Fuel Used | rail | passenger | LPG vehicle | electricity tf | 0 | 0 | 0 | 0 | 0 | 0 | 0 | 0 | 0 | 0 | 0 | 0 | 0 | 0 | 0 | 0 | 0 | 0 | 0 | 0 | 0 | 0 | 0 | 0 | 0 | 0 | 0 | 0 | 0 | 0 | 0
Transportation Sector Fuel Used[rail,passenger,LPG vehicle,natural gas tf] | Transportation Sector Fuel Used | rail | passenger | LPG vehicle | natural gas tf | 0 | 0 | 0 | 0 | 0 | 0 | 0 | 0 | 0 | 0 | 0 | 0 | 0 | 0 | 0 | 0 | 0 | 0 | 0 | 0 | 0 | 0 | 0 | 0 | 0 | 0 | 0 | 0 | 0 | 0 | 0
Transportation Sector Fuel Used[rail,passenger,LPG vehicle,petroleum gasoline tf] | Transportation Sector Fuel Used | rail | passenger | LPG vehicle | petroleum gasoline tf | 0 | 0 | 0 | 0 | 0 | 0 | 0 | 0 | 0 | 0 | 0 | 0 | 0 | 0 | 0 | 0 | 0 | 0 | 0 | 0 | 0 | 0 | 0 | 0 | 0 | 0 | 0 | 0 | 0 | 0 | 0
Transportation Sector Fuel Used[rail,passenger,LPG vehicle,petroleum diesel tf] | Transportation Sector Fuel Used | rail | passenger | LPG vehicle | petroleum diesel tf | 0 | 0 | 0 | 0 | 0 | 0 | 0 | 0 | 0 | 0 | 0 | 0 | 0 | 0 | 0 | 0 | 0 | 0 | 0 | 0 | 0 | 0 | 0 | 0 | 0 | 0 | 0 | 0 | 0 | 0 | 0
Transportation Sector Fuel Used[rail,passenger,LPG vehicle,biofuel gasoline tf] | Transportation Sector Fuel Used | rail | passenger | LPG vehicle | biofuel gasoline tf | 0 | 0 | 0 | 0 | 0 | 0 | 0 | 0 | 0 | 0 | 0 | 0 | 0 | 0 | 0 | 0 | 0 | 0 | 0 | 0 | 0 | 0 | 0 | 0 | 0 | 0 | 0 | 0 | 0 | 0 | 0
Transportation Sector Fuel Used[rail,passenger,LPG vehicle,biofuel diesel tf] | Transportation Sector Fuel Used | rail | passenger | LPG vehicle | biofuel diesel tf | 0 | 0 | 0 | 0 | 0 | 0 | 0 | 0 | 0 | 0 | 0 | 0 | 0 | 0 | 0 | 0 | 0 | 0 | 0 | 0 | 0 | 0 | 0 | 0 | 0 | 0 | 0 | 0 | 0 | 0 | 0
Transportation Sector Fuel Used[rail,passenger,LPG vehicle,jet fuel tf] | Transportation Sector Fuel Used | rail | passenger | LPG vehicle | jet fuel tf | 0 | 0 | 0 | 0 | 0 | 0 | 0 | 0 | 0 | 0 | 0 | 0 | 0 | 0 | 0 | 0 | 0 | 0 | 0 | 0 | 0 | 0 | 0 | 0 | 0 | 0 | 0 | 0 | 0 | 0 | 0
Transportation Sector Fuel Used[rail,passenger,LPG vehicle,heavy or residual fuel oil tf] | Transportation Sector Fuel Used | rail | passenger | LPG vehicle | heavy or residual fuel oil tf | 0 | 0 | 0 | 0 | 0 | 0 | 0 | 0 | 0 | 0 | 0 | 0 | 0 | 0 | 0 | 0 | 0 | 0 | 0 | 0 | 0 | 0 | 0 | 0 | 0 | 0 | 0 | 0 | 0 | 0 | 0
Transportation Sector Fuel Used[rail,passenger,LPG vehicle,LPG propane or butane tf] | Transportation Sector Fuel Used | rail | passenger | LPG vehicle | LPG propane or butane tf | 0 | 0 | 0 | 0 | 0 | 0 | 0 | 0 | 0 | 0 | 0 | 0 | 0 | 0 | 0 | 0 | 0 | 0 | 0 | 0 | 0 | 0 | 0 | 0 | 0 | 0 | 0 | 0 | 0 | 0 | 0
Transportation Sector Fuel Used[rail,passenger,LPG vehicle,hydrogen tf] | Transportation Sector Fuel Used | rail | passenger | LPG vehicle | hydrogen tf | 0 | 0 | 0 | 0 | 0 | 0 | 0 | 0 | 0 | 0 | 0 | 0 | 0 | 0 | 0 | 0 | 0 | 0 | 0 | 0 | 0 | 0 | 0 | 0 | 0 | 0 | 0 | 0 | 0 | 0 | 0
Transportation Sector Fuel Used[rail,passenger,hydrogen vehicle,electricity tf] | Transportation Sector Fuel Used | rail | passenger | hydrogen vehicle | electricity tf | 0 | 0 | 0 | 0 | 0 | 0 | 0 | 0 | 0 | 0 | 0 | 0 | 0 | 0 | 0 | 0 | 0 | 0 | 0 | 0 | 0 | 0 | 0 | 0 | 0 | 0 | 0 | 0 | 0 | 0 | 0
Transportation Sector Fuel Used[rail,passenger,hydrogen vehicle,natural gas tf] | Transportation Sector Fuel Used | rail | passenger | hydrogen vehicle | natural gas tf | 0 | 0 | 0 | 0 | 0 | 0 | 0 | 0 | 0 | 0 | 0 | 0 | 0 | 0 | 0 | 0 | 0 | 0 | 0 | 0 | 0 | 0 | 0 | 0 | 0 | 0 | 0 | 0 | 0 | 0 | 0
Transportation Sector Fuel Used[rail,passenger,hydrogen vehicle,petroleum gasoline tf] | Transportation Sector Fuel Used | rail | passenger | hydrogen vehicle | petroleum gasoline tf | 0 | 0 | 0 | 0 | 0 | 0 | 0 | 0 | 0 | 0 | 0 | 0 | 0 | 0 | 0 | 0 | 0 | 0 | 0 | 0 | 0 | 0 | 0 | 0 | 0 | 0 | 0 | 0 | 0 | 0 | 0
Transportation Sector Fuel Used[rail,passenger,hydrogen vehicle,petroleum diesel tf] | Transportation Sector Fuel Used | rail | passenger | hydrogen vehicle | petroleum diesel tf | 0 | 0 | 0 | 0 | 0 | 0 | 0 | 0 | 0 | 0 | 0 | 0 | 0 | 0 | 0 | 0 | 0 | 0 | 0 | 0 | 0 | 0 | 0 | 0 | 0 | 0 | 0 | 0 | 0 | 0 | 0
Transportation Sector Fuel Used[rail,passenger,hydrogen vehicle,biofuel gasoline tf] | Transportation Sector Fuel Used | rail | passenger | hydrogen vehicle | biofuel gasoline tf | 0 | 0 | 0 | 0 | 0 | 0 | 0 | 0 | 0 | 0 | 0 | 0 | 0 | 0 | 0 | 0 | 0 | 0 | 0 | 0 | 0 | 0 | 0 | 0 | 0 | 0 | 0 | 0 | 0 | 0 | 0
Transportation Sector Fuel Used[rail,passenger,hydrogen vehicle,biofuel diesel tf] | Transportation Sector Fuel Used | rail | passenger | hydrogen vehicle | biofuel diesel tf | 0 | 0 | 0 | 0 | 0 | 0 | 0 | 0 | 0 | 0 | 0 | 0 | 0 | 0 | 0 | 0 | 0 | 0 | 0 | 0 | 0 | 0 | 0 | 0 | 0 | 0 | 0 | 0 | 0 | 0 | 0
Transportation Sector Fuel Used[rail,passenger,hydrogen vehicle,jet fuel tf] | Transportation Sector Fuel Used | rail | passenger | hydrogen vehicle | jet fuel tf | 0 | 0 | 0 | 0 | 0 | 0 | 0 | 0 | 0 | 0 | 0 | 0 | 0 | 0 | 0 | 0 | 0 | 0 | 0 | 0 | 0 | 0 | 0 | 0 | 0 | 0 | 0 | 0 | 0 | 0 | 0
Transportation Sector Fuel Used[rail,passenger,hydrogen vehicle,heavy or residual fuel oil tf] | Transportation Sector Fuel Used | rail | passenger | hydrogen vehicle | heavy or residual fuel oil tf | 0 | 0 | 0 | 0 | 0 | 0 | 0 | 0 | 0 | 0 | 0 | 0 | 0 | 0 | 0 | 0 | 0 | 0 | 0 | 0 | 0 | 0 | 0 | 0 | 0 | 0 | 0 | 0 | 0 | 0 | 0
Transportation Sector Fuel Used[rail,passenger,hydrogen vehicle,LPG propane or butane tf] | Transportation Sector Fuel Used | rail | passenger | hydrogen vehicle | LPG propane or butane tf | 0 | 0 | 0 | 0 | 0 | 0 | 0 | 0 | 0 | 0 | 0 | 0 | 0 | 0 | 0 | 0 | 0 | 0 | 0 | 0 | 0 | 0 | 0 | 0 | 0 | 0 | 0 | 0 | 0 | 0 | 0
Transportation Sector Fuel Used[rail,passenger,hydrogen vehicle,hydrogen tf] | Transportation Sector Fuel Used | rail | passenger | hydrogen vehicle | hydrogen tf | 0 | 0 | 0 | 0 | 0 | 0 | 0 | 0 | 0 | 0 | 0 | 0 | 0 | 0 | 0 | 0 | 0 | 0 | 0 | 0 | 0 | 0 | 0 | 0 | 0 | 0 | 0 | 0 | 0 | 0 | 0
Transportation Sector Fuel Used[rail,freight,battery electric vehicle,electricity tf] | Transportation Sector Fuel Used | rail | freight | battery electric vehicle | electricity tf | 0 | 0 | 0 | 0 | 0 | 0 | 0 | 0 | 0 | 0 | 0 | 0 | 0 | 0 | 0 | 0 | 0 | 0 | 0 | 0 | 0 | 0 | 0 | 0 | 0 | 0 | 0 | 0 | 0 | 0 | 0
Transportation Sector Fuel Used[rail,freight,battery electric vehicle,natural gas tf] | Transportation Sector Fuel Used | rail | freight | battery electric vehicle | natural gas tf | 0 | 0 | 0 | 0 | 0 | 0 | 0 | 0 | 0 | 0 | 0 | 0 | 0 | 0 | 0 | 0 | 0 | 0 | 0 | 0 | 0 | 0 | 0 | 0 | 0 | 0 | 0 | 0 | 0 | 0 | 0
Transportation Sector Fuel Used[rail,freight,battery electric vehicle,petroleum gasoline tf] | Transportation Sector Fuel Used | rail | freight | battery electric vehicle | petroleum gasoline tf | 0 | 0 | 0 | 0 | 0 | 0 | 0 | 0 | 0 | 0 | 0 | 0 | 0 | 0 | 0 | 0 | 0 | 0 | 0 | 0 | 0 | 0 | 0 | 0 | 0 | 0 | 0 | 0 | 0 | 0 | 0
Transportation Sector Fuel Used[rail,freight,battery electric vehicle,petroleum diesel tf] | Transportation Sector Fuel Used | rail | freight | battery electric vehicle | petroleum diesel tf | 0 | 0 | 0 | 0 | 0 | 0 | 0 | 0 | 0 | 0 | 0 | 0 | 0 | 0 | 0 | 0 | 0 | 0 | 0 | 0 | 0 | 0 | 0 | 0 | 0 | 0 | 0 | 0 | 0 | 0 | 0
Transportation Sector Fuel Used[rail,freight,battery electric vehicle,biofuel gasoline tf] | Transportation Sector Fuel Used | rail | freight | battery electric vehicle | biofuel gasoline tf | 0 | 0 | 0 | 0 | 0 | 0 | 0 | 0 | 0 | 0 | 0 | 0 | 0 | 0 | 0 | 0 | 0 | 0 | 0 | 0 | 0 | 0 | 0 | 0 | 0 | 0 | 0 | 0 | 0 | 0 | 0
Transportation Sector Fuel Used[rail,freight,battery electric vehicle,biofuel diesel tf] | Transportation Sector Fuel Used | rail | freight | battery electric vehicle | biofuel diesel tf | 0 | 0 | 0 | 0 | 0 | 0 | 0 | 0 | 0 | 0 | 0 | 0 | 0 | 0 | 0 | 0 | 0 | 0 | 0 | 0 | 0 | 0 | 0 | 0 | 0 | 0 | 0 | 0 | 0 | 0 | 0
Transportation Sector Fuel Used[rail,freight,battery electric vehicle,jet fuel tf] | Transportation Sector Fuel Used | rail | freight | battery electric vehicle | jet fuel tf | 0 | 0 | 0 | 0 | 0 | 0 | 0 | 0 | 0 | 0 | 0 | 0 | 0 | 0 | 0 | 0 | 0 | 0 | 0 | 0 | 0 | 0 | 0 | 0 | 0 | 0 | 0 | 0 | 0 | 0 | 0
Transportation Sector Fuel Used[rail,freight,battery electric vehicle,heavy or residual fuel oil tf] | Transportation Sector Fuel Used | rail | freight | battery electric vehicle | heavy or residual fuel oil tf | 0 | 0 | 0 | 0 | 0 | 0 | 0 | 0 | 0 | 0 | 0 | 0 | 0 | 0 | 0 | 0 | 0 | 0 | 0 | 0 | 0 | 0 | 0 | 0 | 0 | 0 | 0 | 0 | 0 | 0 | 0
Transportation Sector Fuel Used[rail,freight,battery electric vehicle,LPG propane or butane tf] | Transportation Sector Fuel Used | rail | freight | battery electric vehicle | LPG propane or butane tf | 0 | 0 | 0 | 0 | 0 | 0 | 0 | 0 | 0 | 0 | 0 | 0 | 0 | 0 | 0 | 0 | 0 | 0 | 0 | 0 | 0 | 0 | 0 | 0 | 0 | 0 | 0 | 0 | 0 | 0 | 0
Transportation Sector Fuel Used[rail,freight,battery electric vehicle,hydrogen tf] | Transportation Sector Fuel Used | rail | freight | battery electric vehicle | hydrogen tf | 0 | 0 | 0 | 0 | 0 | 0 | 0 | 0 | 0 | 0 | 0 | 0 | 0 | 0 | 0 | 0 | 0 | 0 | 0 | 0 | 0 | 0 | 0 | 0 | 0 | 0 | 0 | 0 | 0 | 0 | 0
Transportation Sector Fuel Used[rail,freight,natural gas vehicle,electricity tf] | Transportation Sector Fuel Used | rail | freight | natural gas vehicle | electricity tf | 0 | 0 | 0 | 0 | 0 | 0 | 0 | 0 | 0 | 0 | 0 | 0 | 0 | 0 | 0 | 0 | 0 | 0 | 0 | 0 | 0 | 0 | 0 | 0 | 0 | 0 | 0 | 0 | 0 | 0 | 0
Transportation Sector Fuel Used[rail,freight,natural gas vehicle,natural gas tf] | Transportation Sector Fuel Used | rail | freight | natural gas vehicle | natural gas tf | 0 | 0 | 0 | 0 | 0 | 0 | 0 | 0 | 0 | 0 | 0 | 0 | 0 | 0 | 0 | 0 | 0 | 0 | 0 | 0 | 0 | 0 | 0 | 0 | 0 | 0 | 0 | 0 | 0 | 0 | 0
Transportation Sector Fuel Used[rail,freight,natural gas vehicle,petroleum gasoline tf] | Transportation Sector Fuel Used | rail | freight | natural gas vehicle | petroleum gasoline tf | 0 | 0 | 0 | 0 | 0 | 0 | 0 | 0 | 0 | 0 | 0 | 0 | 0 | 0 | 0 | 0 | 0 | 0 | 0 | 0 | 0 | 0 | 0 | 0 | 0 | 0 | 0 | 0 | 0 | 0 | 0
Transportation Sector Fuel Used[rail,freight,natural gas vehicle,petroleum diesel tf] | Transportation Sector Fuel Used | rail | freight | natural gas vehicle | petroleum diesel tf | 0 | 0 | 0 | 0 | 0 | 0 | 0 | 0 | 0 | 0 | 0 | 0 | 0 | 0 | 0 | 0 | 0 | 0 | 0 | 0 | 0 | 0 | 0 | 0 | 0 | 0 | 0 | 0 | 0 | 0 | 0
Transportation Sector Fuel Used[rail,freight,natural gas vehicle,biofuel gasoline tf] | Transportation Sector Fuel Used | rail | freight | natural gas vehicle | biofuel gasoline tf | 0 | 0 | 0 | 0 | 0 | 0 | 0 | 0 | 0 | 0 | 0 | 0 | 0 | 0 | 0 | 0 | 0 | 0 | 0 | 0 | 0 | 0 | 0 | 0 | 0 | 0 | 0 | 0 | 0 | 0 | 0
Transportation Sector Fuel Used[rail,freight,natural gas vehicle,biofuel diesel tf] | Transportation Sector Fuel Used | rail | freight | natural gas vehicle | biofuel diesel tf | 0 | 0 | 0 | 0 | 0 | 0 | 0 | 0 | 0 | 0 | 0 | 0 | 0 | 0 | 0 | 0 | 0 | 0 | 0 | 0 | 0 | 0 | 0 | 0 | 0 | 0 | 0 | 0 | 0 | 0 | 0
Transportation Sector Fuel Used[rail,freight,natural gas vehicle,jet fuel tf] | Transportation Sector Fuel Used | rail | freight | natural gas vehicle | jet fuel tf | 0 | 0 | 0 | 0 | 0 | 0 | 0 | 0 | 0 | 0 | 0 | 0 | 0 | 0 | 0 | 0 | 0 | 0 | 0 | 0 | 0 | 0 | 0 | 0 | 0 | 0 | 0 | 0 | 0 | 0 | 0
Transportation Sector Fuel Used[rail,freight,natural gas vehicle,heavy or residual fuel oil tf] | Transportation Sector Fuel Used | rail | freight | natural gas vehicle | heavy or residual fuel oil tf | 0 | 0 | 0 | 0 | 0 | 0 | 0 | 0 | 0 | 0 | 0 | 0 | 0 | 0 | 0 | 0 | 0 | 0 | 0 | 0 | 0 | 0 | 0 | 0 | 0 | 0 | 0 | 0 | 0 | 0 | 0
Transportation Sector Fuel Used[rail,freight,natural gas vehicle,LPG propane or butane tf] | Transportation Sector Fuel Used | rail | freight | natural gas vehicle | LPG propane or butane tf | 0 | 0 | 0 | 0 | 0 | 0 | 0 | 0 | 0 | 0 | 0 | 0 | 0 | 0 | 0 | 0 | 0 | 0 | 0 | 0 | 0 | 0 | 0 | 0 | 0 | 0 | 0 | 0 | 0 | 0 | 0
Transportation Sector Fuel Used[rail,freight,natural gas vehicle,hydrogen tf] | Transportation Sector Fuel Used | rail | freight | natural gas vehicle | hydrogen tf | 0 | 0 | 0 | 0 | 0 | 0 | 0 | 0 | 0 | 0 | 0 | 0 | 0 | 0 | 0 | 0 | 0 | 0 | 0 | 0 | 0 | 0 | 0 | 0 | 0 | 0 | 0 | 0 | 0 | 0 | 0
Transportation Sector Fuel Used[rail,freight,gasoline vehicle,electricity tf] | Transportation Sector Fuel Used | rail | freight | gasoline vehicle | electricity tf | 0 | 0 | 0 | 0 | 0 | 0 | 0 | 0 | 0 | 0 | 0 | 0 | 0 | 0 | 0 | 0 | 0 | 0 | 0 | 0 | 0 | 0 | 0 | 0 | 0 | 0 | 0 | 0 | 0 | 0 | 0
Transportation Sector Fuel Used[rail,freight,gasoline vehicle,natural gas tf] | Transportation Sector Fuel Used | rail | freight | gasoline vehicle | natural gas tf | 0 | 0 | 0 | 0 | 0 | 0 | 0 | 0 | 0 | 0 | 0 | 0 | 0 | 0 | 0 | 0 | 0 | 0 | 0 | 0 | 0 | 0 | 0 | 0 | 0 | 0 | 0 | 0 | 0 | 0 | 0
Transportation Sector Fuel Used[rail,freight,gasoline vehicle,petroleum gasoline tf] | Transportation Sector Fuel Used | rail | freight | gasoline vehicle | petroleum gasoline tf | 0 | 0 | 0 | 0 | 0 | 0 | 0 | 0 | 0 | 0 | 0 | 0 | 0 | 0 | 0 | 0 | 0 | 0 | 0 | 0 | 0 | 0 | 0 | 0 | 0 | 0 | 0 | 0 | 0 | 0 | 0
Transportation Sector Fuel Used[rail,freight,gasoline vehicle,petroleum diesel tf] | Transportation Sector Fuel Used | rail | freight | gasoline vehicle | petroleum diesel tf | 0 | 0 | 0 | 0 | 0 | 0 | 0 | 0 | 0 | 0 | 0 | 0 | 0 | 0 | 0 | 0 | 0 | 0 | 0 | 0 | 0 | 0 | 0 | 0 | 0 | 0 | 0 | 0 | 0 | 0 | 0
Transportation Sector Fuel Used[rail,freight,gasoline vehicle,biofuel gasoline tf] | Transportation Sector Fuel Used | rail | freight | gasoline vehicle | biofuel gasoline tf | 0 | 0 | 0 | 0 | 0 | 0 | 0 | 0 | 0 | 0 | 0 | 0 | 0 | 0 | 0 | 0 | 0 | 0 | 0 | 0 | 0 | 0 | 0 | 0 | 0 | 0 | 0 | 0 | 0 | 0 | 0
Transportation Sector Fuel Used[rail,freight,gasoline vehicle,biofuel diesel tf] | Transportation Sector Fuel Used | rail | freight | gasoline vehicle | biofuel diesel tf | 0 | 0 | 0 | 0 | 0 | 0 | 0 | 0 | 0 | 0 | 0 | 0 | 0 | 0 | 0 | 0 | 0 | 0 | 0 | 0 | 0 | 0 | 0 | 0 | 0 | 0 | 0 | 0 | 0 | 0 | 0
Transportation Sector Fuel Used[rail,freight,gasoline vehicle,jet fuel tf] | Transportation Sector Fuel Used | rail | freight | gasoline vehicle | jet fuel tf | 0 | 0 | 0 | 0 | 0 | 0 | 0 | 0 | 0 | 0 | 0 | 0 | 0 | 0 | 0 | 0 | 0 | 0 | 0 | 0 | 0 | 0 | 0 | 0 | 0 | 0 | 0 | 0 | 0 | 0 | 0
Transportation Sector Fuel Used[rail,freight,gasoline vehicle,heavy or residual fuel oil tf] | Transportation Sector Fuel Used | rail | freight | gasoline vehicle | heavy or residual fuel oil tf | 0 | 0 | 0 | 0 | 0 | 0 | 0 | 0 | 0 | 0 | 0 | 0 | 0 | 0 | 0 | 0 | 0 | 0 | 0 | 0 | 0 | 0 | 0 | 0 | 0 | 0 | 0 | 0 | 0 | 0 | 0
Transportation Sector Fuel Used[rail,freight,gasoline vehicle,LPG propane or butane tf] | Transportation Sector Fuel Used | rail | freight | gasoline vehicle | LPG propane or butane tf | 0 | 0 | 0 | 0 | 0 | 0 | 0 | 0 | 0 | 0 | 0 | 0 | 0 | 0 | 0 | 0 | 0 | 0 | 0 | 0 | 0 | 0 | 0 | 0 | 0 | 0 | 0 | 0 | 0 | 0 | 0
Transportation Sector Fuel Used[rail,freight,gasoline vehicle,hydrogen tf] | Transportation Sector Fuel Used | rail | freight | gasoline vehicle | hydrogen tf | 0 | 0 | 0 | 0 | 0 | 0 | 0 | 0 | 0 | 0 | 0 | 0 | 0 | 0 | 0 | 0 | 0 | 0 | 0 | 0 | 0 | 0 | 0 | 0 | 0 | 0 | 0 | 0 | 0 | 0 | 0
Transportation Sector Fuel Used[rail,freight,diesel vehicle,electricity tf] | Transportation Sector Fuel Used | rail | freight | diesel vehicle | electricity tf | 0 | 0 | 0 | 0 | 0 | 0 | 0 | 0 | 0 | 0 | 0 | 0 | 0 | 0 | 0 | 0 | 0 | 0 | 0 | 0 | 0 | 0 | 0 | 0 | 0 | 0 | 0 | 0 | 0 | 0 | 0
Transportation Sector Fuel Used[rail,freight,diesel vehicle,natural gas tf] | Transportation Sector Fuel Used | rail | freight | diesel vehicle | natural gas tf | 0 | 0 | 0 | 0 | 0 | 0 | 0 | 0 | 0 | 0 | 0 | 0 | 0 | 0 | 0 | 0 | 0 | 0 | 0 | 0 | 0 | 0 | 0 | 0 | 0 | 0 | 0 | 0 | 0 | 0 | 0
Transportation Sector Fuel Used[rail,freight,diesel vehicle,petroleum gasoline tf] | Transportation Sector Fuel Used | rail | freight | diesel vehicle | petroleum gasoline tf | 0 | 0 | 0 | 0 | 0 | 0 | 0 | 0 | 0 | 0 | 0 | 0 | 0 | 0 | 0 | 0 | 0 | 0 | 0 | 0 | 0 | 0 | 0 | 0 | 0 | 0 | 0 | 0 | 0 | 0 | 0
Transportation Sector Fuel Used[rail,freight,diesel vehicle,petroleum diesel tf] | Transportation Sector Fuel Used | rail | freight | diesel vehicle | petroleum diesel tf | 21269400000000 | 21566100000000 | 22079200000000 | 22393800000000 | 22703700000000 | 23214100000000 | 23513200000000 | 24005800000000 | 24499300000000 | 24788900000000 | 25273100000000 | 25757900000000 | 26246000000000 | 26538400000000 | 27033000000000 | 27534300000000 | 28240200000000 | 28755300000000 | 29290500000000 | 29833300000000 | 30583800000000 | 31145200000000 | 31907700000000 | 32484600000000 | 33262400000000 | 34047900000000 | 34645200000000 | 35443400000000 | 36244900000000 | 37247400000000 | 37876400000000
Transportation Sector Fuel Used[rail,freight,diesel vehicle,biofuel gasoline tf] | Transportation Sector Fuel Used | rail | freight | diesel vehicle | biofuel gasoline tf | 0 | 0 | 0 | 0 | 0 | 0 | 0 | 0 | 0 | 0 | 0 | 0 | 0 | 0 | 0 | 0 | 0 | 0 | 0 | 0 | 0 | 0 | 0 | 0 | 0 | 0 | 0 | 0 | 0 | 0 | 0
Transportation Sector Fuel Used[rail,freight,diesel vehicle,biofuel diesel tf] | Transportation Sector Fuel Used | rail | freight | diesel vehicle | biofuel diesel tf | 0 | 0 | 0 | 0 | 0 | 0 | 0 | 0 | 0 | 0 | 0 | 0 | 0 | 0 | 0 | 0 | 0 | 0 | 0 | 0 | 0 | 0 | 0 | 0 | 0 | 0 | 0 | 0 | 0 | 0 | 0
Transportation Sector Fuel Used[rail,freight,diesel vehicle,jet fuel tf] | Transportation Sector Fuel Used | rail | freight | diesel vehicle | jet fuel tf | 0 | 0 | 0 | 0 | 0 | 0 | 0 | 0 | 0 | 0 | 0 | 0 | 0 | 0 | 0 | 0 | 0 | 0 | 0 | 0 | 0 | 0 | 0 | 0 | 0 | 0 | 0 | 0 | 0 | 0 | 0
Transportation Sector Fuel Used[rail,freight,diesel vehicle,heavy or residual fuel oil tf] | Transportation Sector Fuel Used | rail | freight | diesel vehicle | heavy or residual fuel oil tf | 0 | 0 | 0 | 0 | 0 | 0 | 0 | 0 | 0 | 0 | 0 | 0 | 0 | 0 | 0 | 0 | 0 | 0 | 0 | 0 | 0 | 0 | 0 | 0 | 0 | 0 | 0 | 0 | 0 | 0 | 0
Transportation Sector Fuel Used[rail,freight,diesel vehicle,LPG propane or butane tf] | Transportation Sector Fuel Used | rail | freight | diesel vehicle | LPG propane or butane tf | 0 | 0 | 0 | 0 | 0 | 0 | 0 | 0 | 0 | 0 | 0 | 0 | 0 | 0 | 0 | 0 | 0 | 0 | 0 | 0 | 0 | 0 | 0 | 0 | 0 | 0 | 0 | 0 | 0 | 0 | 0
Transportation Sector Fuel Used[rail,freight,diesel vehicle,hydrogen tf] | Transportation Sector Fuel Used | rail | freight | diesel vehicle | hydrogen tf | 0 | 0 | 0 | 0 | 0 | 0 | 0 | 0 | 0 | 0 | 0 | 0 | 0 | 0 | 0 | 0 | 0 | 0 | 0 | 0 | 0 | 0 | 0 | 0 | 0 | 0 | 0 | 0 | 0 | 0 | 0
Transportation Sector Fuel Used[rail,freight,plugin hybrid vehicle,electricity tf] | Transportation Sector Fuel Used | rail | freight | plugin hybrid vehicle | electricity tf | 0 | 0 | 0 | 0 | 0 | 0 | 0 | 0 | 0 | 0 | 0 | 0 | 0 | 0 | 0 | 0 | 0 | 0 | 0 | 0 | 0 | 0 | 0 | 0 | 0 | 0 | 0 | 0 | 0 | 0 | 0
Transportation Sector Fuel Used[rail,freight,plugin hybrid vehicle,natural gas tf] | Transportation Sector Fuel Used | rail | freight | plugin hybrid vehicle | natural gas tf | 0 | 0 | 0 | 0 | 0 | 0 | 0 | 0 | 0 | 0 | 0 | 0 | 0 | 0 | 0 | 0 | 0 | 0 | 0 | 0 | 0 | 0 | 0 | 0 | 0 | 0 | 0 | 0 | 0 | 0 | 0
Transportation Sector Fuel Used[rail,freight,plugin hybrid vehicle,petroleum gasoline tf] | Transportation Sector Fuel Used | rail | freight | plugin hybrid vehicle | petroleum gasoline tf | 0 | 0 | 0 | 0 | 0 | 0 | 0 | 0 | 0 | 0 | 0 | 0 | 0 | 0 | 0 | 0 | 0 | 0 | 0 | 0 | 0 | 0 | 0 | 0 | 0 | 0 | 0 | 0 | 0 | 0 | 0
Transportation Sector Fuel Used[rail,freight,plugin hybrid vehicle,petroleum diesel tf] | Transportation Sector Fuel Used | rail | freight | plugin hybrid vehicle | petroleum diesel tf | 0 | 0 | 0 | 0 | 0 | 0 | 0 | 0 | 0 | 0 | 0 | 0 | 0 | 0 | 0 | 0 | 0 | 0 | 0 | 0 | 0 | 0 | 0 | 0 | 0 | 0 | 0 | 0 | 0 | 0 | 0
Transportation Sector Fuel Used[rail,freight,plugin hybrid vehicle,biofuel gasoline tf] | Transportation Sector Fuel Used | rail | freight | plugin hybrid vehicle | biofuel gasoline tf | 0 | 0 | 0 | 0 | 0 | 0 | 0 | 0 | 0 | 0 | 0 | 0 | 0 | 0 | 0 | 0 | 0 | 0 | 0 | 0 | 0 | 0 | 0 | 0 | 0 | 0 | 0 | 0 | 0 | 0 | 0
Transportation Sector Fuel Used[rail,freight,plugin hybrid vehicle,biofuel diesel tf] | Transportation Sector Fuel Used | rail | freight | plugin hybrid vehicle | biofuel diesel tf | 0 | 0 | 0 | 0 | 0 | 0 | 0 | 0 | 0 | 0 | 0 | 0 | 0 | 0 | 0 | 0 | 0 | 0 | 0 | 0 | 0 | 0 | 0 | 0 | 0 | 0 | 0 | 0 | 0 | 0 | 0
Transportation Sector Fuel Used[rail,freight,plugin hybrid vehicle,jet fuel tf] | Transportation Sector Fuel Used | rail | freight | plugin hybrid vehicle | jet fuel tf | 0 | 0 | 0 | 0 | 0 | 0 | 0 | 0 | 0 | 0 | 0 | 0 | 0 | 0 | 0 | 0 | 0 | 0 | 0 | 0 | 0 | 0 | 0 | 0 | 0 | 0 | 0 | 0 | 0 | 0 | 0
Transportation Sector Fuel Used[rail,freight,plugin hybrid vehicle,heavy or residual fuel oil tf] | Transportation Sector Fuel Used | rail | freight | plugin hybrid vehicle | heavy or residual fuel oil tf | 0 | 0 | 0 | 0 | 0 | 0 | 0 | 0 | 0 | 0 | 0 | 0 | 0 | 0 | 0 | 0 | 0 | 0 | 0 | 0 | 0 | 0 | 0 | 0 | 0 | 0 | 0 | 0 | 0 | 0 | 0
Transportation Sector Fuel Used[rail,freight,plugin hybrid vehicle,LPG propane or butane tf] | Transportation Sector Fuel Used | rail | freight | plugin hybrid vehicle | LPG propane or butane tf | 0 | 0 | 0 | 0 | 0 | 0 | 0 | 0 | 0 | 0 | 0 | 0 | 0 | 0 | 0 | 0 | 0 | 0 | 0 | 0 | 0 | 0 | 0 | 0 | 0 | 0 | 0 | 0 | 0 | 0 | 0
Transportation Sector Fuel Used[rail,freight,plugin hybrid vehicle,hydrogen tf] | Transportation Sector Fuel Used | rail | freight | plugin hybrid vehicle | hydrogen tf | 0 | 0 | 0 | 0 | 0 | 0 | 0 | 0 | 0 | 0 | 0 | 0 | 0 | 0 | 0 | 0 | 0 | 0 | 0 | 0 | 0 | 0 | 0 | 0 | 0 | 0 | 0 | 0 | 0 | 0 | 0
Transportation Sector Fuel Used[rail,freight,LPG vehicle,electricity tf] | Transportation Sector Fuel Used | rail | freight | LPG vehicle | electricity tf | 0 | 0 | 0 | 0 | 0 | 0 | 0 | 0 | 0 | 0 | 0 | 0 | 0 | 0 | 0 | 0 | 0 | 0 | 0 | 0 | 0 | 0 | 0 | 0 | 0 | 0 | 0 | 0 | 0 | 0 | 0
Transportation Sector Fuel Used[rail,freight,LPG vehicle,natural gas tf] | Transportation Sector Fuel Used | rail | freight | LPG vehicle | natural gas tf | 0 | 0 | 0 | 0 | 0 | 0 | 0 | 0 | 0 | 0 | 0 | 0 | 0 | 0 | 0 | 0 | 0 | 0 | 0 | 0 | 0 | 0 | 0 | 0 | 0 | 0 | 0 | 0 | 0 | 0 | 0
Transportation Sector Fuel Used[rail,freight,LPG vehicle,petroleum gasoline tf] | Transportation Sector Fuel Used | rail | freight | LPG vehicle | petroleum gasoline tf | 0 | 0 | 0 | 0 | 0 | 0 | 0 | 0 | 0 | 0 | 0 | 0 | 0 | 0 | 0 | 0 | 0 | 0 | 0 | 0 | 0 | 0 | 0 | 0 | 0 | 0 | 0 | 0 | 0 | 0 | 0
Transportation Sector Fuel Used[rail,freight,LPG vehicle,petroleum diesel tf] | Transportation Sector Fuel Used | rail | freight | LPG vehicle | petroleum diesel tf | 0 | 0 | 0 | 0 | 0 | 0 | 0 | 0 | 0 | 0 | 0 | 0 | 0 | 0 | 0 | 0 | 0 | 0 | 0 | 0 | 0 | 0 | 0 | 0 | 0 | 0 | 0 | 0 | 0 | 0 | 0
Transportation Sector Fuel Used[rail,freight,LPG vehicle,biofuel gasoline tf] | Transportation Sector Fuel Used | rail | freight | LPG vehicle | biofuel gasoline tf | 0 | 0 | 0 | 0 | 0 | 0 | 0 | 0 | 0 | 0 | 0 | 0 | 0 | 0 | 0 | 0 | 0 | 0 | 0 | 0 | 0 | 0 | 0 | 0 | 0 | 0 | 0 | 0 | 0 | 0 | 0
Transportation Sector Fuel Used[rail,freight,LPG vehicle,biofuel diesel tf] | Transportation Sector Fuel Used | rail | freight | LPG vehicle | biofuel diesel tf | 0 | 0 | 0 | 0 | 0 | 0 | 0 | 0 | 0 | 0 | 0 | 0 | 0 | 0 | 0 | 0 | 0 | 0 | 0 | 0 | 0 | 0 | 0 | 0 | 0 | 0 | 0 | 0 | 0 | 0 | 0
Transportation Sector Fuel Used[rail,freight,LPG vehicle,jet fuel tf] | Transportation Sector Fuel Used | rail | freight | LPG vehicle | jet fuel tf | 0 | 0 | 0 | 0 | 0 | 0 | 0 | 0 | 0 | 0 | 0 | 0 | 0 | 0 | 0 | 0 | 0 | 0 | 0 | 0 | 0 | 0 | 0 | 0 | 0 | 0 | 0 | 0 | 0 | 0 | 0
Transportation Sector Fuel Used[rail,freight,LPG vehicle,heavy or residual fuel oil tf] | Transportation Sector Fuel Used | rail | freight | LPG vehicle | heavy or residual fuel oil tf | 0 | 0 | 0 | 0 | 0 | 0 | 0 | 0 | 0 | 0 | 0 | 0 | 0 | 0 | 0 | 0 | 0 | 0 | 0 | 0 | 0 | 0 | 0 | 0 | 0 | 0 | 0 | 0 | 0 | 0 | 0
Transportation Sector Fuel Used[rail,freight,LPG vehicle,LPG propane or butane tf] | Transportation Sector Fuel Used | rail | freight | LPG vehicle | LPG propane or butane tf | 0 | 0 | 0 | 0 | 0 | 0 | 0 | 0 | 0 | 0 | 0 | 0 | 0 | 0 | 0 | 0 | 0 | 0 | 0 | 0 | 0 | 0 | 0 | 0 | 0 | 0 | 0 | 0 | 0 | 0 | 0
Transportation Sector Fuel Used[rail,freight,LPG vehicle,hydrogen tf] | Transportation Sector Fuel Used | rail | freight | LPG vehicle | hydrogen tf | 0 | 0 | 0 | 0 | 0 | 0 | 0 | 0 | 0 | 0 | 0 | 0 | 0 | 0 | 0 | 0 | 0 | 0 | 0 | 0 | 0 | 0 | 0 | 0 | 0 | 0 | 0 | 0 | 0 | 0 | 0
Transportation Sector Fuel Used[rail,freight,hydrogen vehicle,electricity tf] | Transportation Sector Fuel Used | rail | freight | hydrogen vehicle | electricity tf | 0 | 0 | 0 | 0 | 0 | 0 | 0 | 0 | 0 | 0 | 0 | 0 | 0 | 0 | 0 | 0 | 0 | 0 | 0 | 0 | 0 | 0 | 0 | 0 | 0 | 0 | 0 | 0 | 0 | 0 | 0
Transportation Sector Fuel Used[rail,freight,hydrogen vehicle,natural gas tf] | Transportation Sector Fuel Used | rail | freight | hydrogen vehicle | natural gas tf | 0 | 0 | 0 | 0 | 0 | 0 | 0 | 0 | 0 | 0 | 0 | 0 | 0 | 0 | 0 | 0 | 0 | 0 | 0 | 0 | 0 | 0 | 0 | 0 | 0 | 0 | 0 | 0 | 0 | 0 | 0
Transportation Sector Fuel Used[rail,freight,hydrogen vehicle,petroleum gasoline tf] | Transportation Sector Fuel Used | rail | freight | hydrogen vehicle | petroleum gasoline tf | 0 | 0 | 0 | 0 | 0 | 0 | 0 | 0 | 0 | 0 | 0 | 0 | 0 | 0 | 0 | 0 | 0 | 0 | 0 | 0 | 0 | 0 | 0 | 0 | 0 | 0 | 0 | 0 | 0 | 0 | 0
Transportation Sector Fuel Used[rail,freight,hydrogen vehicle,petroleum diesel tf] | Transportation Sector Fuel Used | rail | freight | hydrogen vehicle | petroleum diesel tf | 0 | 0 | 0 | 0 | 0 | 0 | 0 | 0 | 0 | 0 | 0 | 0 | 0 | 0 | 0 | 0 | 0 | 0 | 0 | 0 | 0 | 0 | 0 | 0 | 0 | 0 | 0 | 0 | 0 | 0 | 0
Transportation Sector Fuel Used[rail,freight,hydrogen vehicle,biofuel gasoline tf] | Transportation Sector Fuel Used | rail | freight | hydrogen vehicle | biofuel gasoline tf | 0 | 0 | 0 | 0 | 0 | 0 | 0 | 0 | 0 | 0 | 0 | 0 | 0 | 0 | 0 | 0 | 0 | 0 | 0 | 0 | 0 | 0 | 0 | 0 | 0 | 0 | 0 | 0 | 0 | 0 | 0
Transportation Sector Fuel Used[rail,freight,hydrogen vehicle,biofuel diesel tf] | Transportation Sector Fuel Used | rail | freight | hydrogen vehicle | biofuel diesel tf | 0 | 0 | 0 | 0 | 0 | 0 | 0 | 0 | 0 | 0 | 0 | 0 | 0 | 0 | 0 | 0 | 0 | 0 | 0 | 0 | 0 | 0 | 0 | 0 | 0 | 0 | 0 | 0 | 0 | 0 | 0
Transportation Sector Fuel Used[rail,freight,hydrogen vehicle,jet fuel tf] | Transportation Sector Fuel Used | rail | freight | hydrogen vehicle | jet fuel tf | 0 | 0 | 0 | 0 | 0 | 0 | 0 | 0 | 0 | 0 | 0 | 0 | 0 | 0 | 0 | 0 | 0 | 0 | 0 | 0 | 0 | 0 | 0 | 0 | 0 | 0 | 0 | 0 | 0 | 0 | 0
Transportation Sector Fuel Used[rail,freight,hydrogen vehicle,heavy or residual fuel oil tf] | Transportation Sector Fuel Used | rail | freight | hydrogen vehicle | heavy or residual fuel oil tf | 0 | 0 | 0 | 0 | 0 | 0 | 0 | 0 | 0 | 0 | 0 | 0 | 0 | 0 | 0 | 0 | 0 | 0 | 0 | 0 | 0 | 0 | 0 | 0 | 0 | 0 | 0 | 0 | 0 | 0 | 0
Transportation Sector Fuel Used[rail,freight,hydrogen vehicle,LPG propane or butane tf] | Transportation Sector Fuel Used | rail | freight | hydrogen vehicle | LPG propane or butane tf | 0 | 0 | 0 | 0 | 0 | 0 | 0 | 0 | 0 | 0 | 0 | 0 | 0 | 0 | 0 | 0 | 0 | 0 | 0 | 0 | 0 | 0 | 0 | 0 | 0 | 0 | 0 | 0 | 0 | 0 | 0
Transportation Sector Fuel Used[rail,freight,hydrogen vehicle,hydrogen tf] | Transportation Sector Fuel Used | rail | freight | hydrogen vehicle | hydrogen tf | 0 | 0 | 0 | 0 | 0 | 0 | 0 | 0 | 0 | 0 | 0 | 0 | 0 | 0 | 0 | 0 | 0 | 0 | 0 | 0 | 0 | 0 | 0 | 0 | 0 | 0 | 0 | 0 | 0 | 0 | 0
Transportation Sector Fuel Used[ships,passenger,battery electric vehicle,electricity tf] | Transportation Sector Fuel Used | ships | passenger | battery electric vehicle | electricity tf | 0 | 0 | 0 | 0 | 0 | 0 | 0 | 0 | 0 | 0 | 0 | 0 | 0 | 0 | 0 | 0 | 0 | 0 | 0 | 0 | 0 | 0 | 0 | 0 | 0 | 0 | 0 | 0 | 0 | 0 | 0
Transportation Sector Fuel Used[ships,passenger,battery electric vehicle,natural gas tf] | Transportation Sector Fuel Used | ships | passenger | battery electric vehicle | natural gas tf | 0 | 0 | 0 | 0 | 0 | 0 | 0 | 0 | 0 | 0 | 0 | 0 | 0 | 0 | 0 | 0 | 0 | 0 | 0 | 0 | 0 | 0 | 0 | 0 | 0 | 0 | 0 | 0 | 0 | 0 | 0
Transportation Sector Fuel Used[ships,passenger,battery electric vehicle,petroleum gasoline tf] | Transportation Sector Fuel Used | ships | passenger | battery electric vehicle | petroleum gasoline tf | 0 | 0 | 0 | 0 | 0 | 0 | 0 | 0 | 0 | 0 | 0 | 0 | 0 | 0 | 0 | 0 | 0 | 0 | 0 | 0 | 0 | 0 | 0 | 0 | 0 | 0 | 0 | 0 | 0 | 0 | 0
Transportation Sector Fuel Used[ships,passenger,battery electric vehicle,petroleum diesel tf] | Transportation Sector Fuel Used | ships | passenger | battery electric vehicle | petroleum diesel tf | 0 | 0 | 0 | 0 | 0 | 0 | 0 | 0 | 0 | 0 | 0 | 0 | 0 | 0 | 0 | 0 | 0 | 0 | 0 | 0 | 0 | 0 | 0 | 0 | 0 | 0 | 0 | 0 | 0 | 0 | 0
Transportation Sector Fuel Used[ships,passenger,battery electric vehicle,biofuel gasoline tf] | Transportation Sector Fuel Used | ships | passenger | battery electric vehicle | biofuel gasoline tf | 0 | 0 | 0 | 0 | 0 | 0 | 0 | 0 | 0 | 0 | 0 | 0 | 0 | 0 | 0 | 0 | 0 | 0 | 0 | 0 | 0 | 0 | 0 | 0 | 0 | 0 | 0 | 0 | 0 | 0 | 0
Transportation Sector Fuel Used[ships,passenger,battery electric vehicle,biofuel diesel tf] | Transportation Sector Fuel Used | ships | passenger | battery electric vehicle | biofuel diesel tf | 0 | 0 | 0 | 0 | 0 | 0 | 0 | 0 | 0 | 0 | 0 | 0 | 0 | 0 | 0 | 0 | 0 | 0 | 0 | 0 | 0 | 0 | 0 | 0 | 0 | 0 | 0 | 0 | 0 | 0 | 0
Transportation Sector Fuel Used[ships,passenger,battery electric vehicle,jet fuel tf] | Transportation Sector Fuel Used | ships | passenger | battery electric vehicle | jet fuel tf | 0 | 0 | 0 | 0 | 0 | 0 | 0 | 0 | 0 | 0 | 0 | 0 | 0 | 0 | 0 | 0 | 0 | 0 | 0 | 0 | 0 | 0 | 0 | 0 | 0 | 0 | 0 | 0 | 0 | 0 | 0
Transportation Sector Fuel Used[ships,passenger,battery electric vehicle,heavy or residual fuel oil tf] | Transportation Sector Fuel Used | ships | passenger | battery electric vehicle | heavy or residual fuel oil tf | 0 | 0 | 0 | 0 | 0 | 0 | 0 | 0 | 0 | 0 | 0 | 0 | 0 | 0 | 0 | 0 | 0 | 0 | 0 | 0 | 0 | 0 | 0 | 0 | 0 | 0 | 0 | 0 | 0 | 0 | 0
Transportation Sector Fuel Used[ships,passenger,battery electric vehicle,LPG propane or butane tf] | Transportation Sector Fuel Used | ships | passenger | battery electric vehicle | LPG propane or butane tf | 0 | 0 | 0 | 0 | 0 | 0 | 0 | 0 | 0 | 0 | 0 | 0 | 0 | 0 | 0 | 0 | 0 | 0 | 0 | 0 | 0 | 0 | 0 | 0 | 0 | 0 | 0 | 0 | 0 | 0 | 0
Transportation Sector Fuel Used[ships,passenger,battery electric vehicle,hydrogen tf] | Transportation Sector Fuel Used | ships | passenger | battery electric vehicle | hydrogen tf | 0 | 0 | 0 | 0 | 0 | 0 | 0 | 0 | 0 | 0 | 0 | 0 | 0 | 0 | 0 | 0 | 0 | 0 | 0 | 0 | 0 | 0 | 0 | 0 | 0 | 0 | 0 | 0 | 0 | 0 | 0
Transportation Sector Fuel Used[ships,passenger,natural gas vehicle,electricity tf] | Transportation Sector Fuel Used | ships | passenger | natural gas vehicle | electricity tf | 0 | 0 | 0 | 0 | 0 | 0 | 0 | 0 | 0 | 0 | 0 | 0 | 0 | 0 | 0 | 0 | 0 | 0 | 0 | 0 | 0 | 0 | 0 | 0 | 0 | 0 | 0 | 0 | 0 | 0 | 0
Transportation Sector Fuel Used[ships,passenger,natural gas vehicle,natural gas tf] | Transportation Sector Fuel Used | ships | passenger | natural gas vehicle | natural gas tf | 0 | 0 | 0 | 0 | 0 | 0 | 0 | 0 | 0 | 0 | 0 | 0 | 0 | 0 | 0 | 0 | 0 | 0 | 0 | 0 | 0 | 0 | 0 | 0 | 0 | 0 | 0 | 0 | 0 | 0 | 0
Transportation Sector Fuel Used[ships,passenger,natural gas vehicle,petroleum gasoline tf] | Transportation Sector Fuel Used | ships | passenger | natural gas vehicle | petroleum gasoline tf | 0 | 0 | 0 | 0 | 0 | 0 | 0 | 0 | 0 | 0 | 0 | 0 | 0 | 0 | 0 | 0 | 0 | 0 | 0 | 0 | 0 | 0 | 0 | 0 | 0 | 0 | 0 | 0 | 0 | 0 | 0
Transportation Sector Fuel Used[ships,passenger,natural gas vehicle,petroleum diesel tf] | Transportation Sector Fuel Used | ships | passenger | natural gas vehicle | petroleum diesel tf | 0 | 0 | 0 | 0 | 0 | 0 | 0 | 0 | 0 | 0 | 0 | 0 | 0 | 0 | 0 | 0 | 0 | 0 | 0 | 0 | 0 | 0 | 0 | 0 | 0 | 0 | 0 | 0 | 0 | 0 | 0
Transportation Sector Fuel Used[ships,passenger,natural gas vehicle,biofuel gasoline tf] | Transportation Sector Fuel Used | ships | passenger | natural gas vehicle | biofuel gasoline tf | 0 | 0 | 0 | 0 | 0 | 0 | 0 | 0 | 0 | 0 | 0 | 0 | 0 | 0 | 0 | 0 | 0 | 0 | 0 | 0 | 0 | 0 | 0 | 0 | 0 | 0 | 0 | 0 | 0 | 0 | 0
Transportation Sector Fuel Used[ships,passenger,natural gas vehicle,biofuel diesel tf] | Transportation Sector Fuel Used | ships | passenger | natural gas vehicle | biofuel diesel tf | 0 | 0 | 0 | 0 | 0 | 0 | 0 | 0 | 0 | 0 | 0 | 0 | 0 | 0 | 0 | 0 | 0 | 0 | 0 | 0 | 0 | 0 | 0 | 0 | 0 | 0 | 0 | 0 | 0 | 0 | 0
Transportation Sector Fuel Used[ships,passenger,natural gas vehicle,jet fuel tf] | Transportation Sector Fuel Used | ships | passenger | natural gas vehicle | jet fuel tf | 0 | 0 | 0 | 0 | 0 | 0 | 0 | 0 | 0 | 0 | 0 | 0 | 0 | 0 | 0 | 0 | 0 | 0 | 0 | 0 | 0 | 0 | 0 | 0 | 0 | 0 | 0 | 0 | 0 | 0 | 0
Transportation Sector Fuel Used[ships,passenger,natural gas vehicle,heavy or residual fuel oil tf] | Transportation Sector Fuel Used | ships | passenger | natural gas vehicle | heavy or residual fuel oil tf | 0 | 0 | 0 | 0 | 0 | 0 | 0 | 0 | 0 | 0 | 0 | 0 | 0 | 0 | 0 | 0 | 0 | 0 | 0 | 0 | 0 | 0 | 0 | 0 | 0 | 0 | 0 | 0 | 0 | 0 | 0
Transportation Sector Fuel Used[ships,passenger,natural gas vehicle,LPG propane or butane tf] | Transportation Sector Fuel Used | ships | passenger | natural gas vehicle | LPG propane or butane tf | 0 | 0 | 0 | 0 | 0 | 0 | 0 | 0 | 0 | 0 | 0 | 0 | 0 | 0 | 0 | 0 | 0 | 0 | 0 | 0 | 0 | 0 | 0 | 0 | 0 | 0 | 0 | 0 | 0 | 0 | 0
Transportation Sector Fuel Used[ships,passenger,natural gas vehicle,hydrogen tf] | Transportation Sector Fuel Used | ships | passenger | natural gas vehicle | hydrogen tf | 0 | 0 | 0 | 0 | 0 | 0 | 0 | 0 | 0 | 0 | 0 | 0 | 0 | 0 | 0 | 0 | 0 | 0 | 0 | 0 | 0 | 0 | 0 | 0 | 0 | 0 | 0 | 0 | 0 | 0 | 0
Transportation Sector Fuel Used[ships,passenger,gasoline vehicle,electricity tf] | Transportation Sector Fuel Used | ships | passenger | gasoline vehicle | electricity tf | 0 | 0 | 0 | 0 | 0 | 0 | 0 | 0 | 0 | 0 | 0 | 0 | 0 | 0 | 0 | 0 | 0 | 0 | 0 | 0 | 0 | 0 | 0 | 0 | 0 | 0 | 0 | 0 | 0 | 0 | 0
Transportation Sector Fuel Used[ships,passenger,gasoline vehicle,natural gas tf] | Transportation Sector Fuel Used | ships | passenger | gasoline vehicle | natural gas tf | 0 | 0 | 0 | 0 | 0 | 0 | 0 | 0 | 0 | 0 | 0 | 0 | 0 | 0 | 0 | 0 | 0 | 0 | 0 | 0 | 0 | 0 | 0 | 0 | 0 | 0 | 0 | 0 | 0 | 0 | 0
Transportation Sector Fuel Used[ships,passenger,gasoline vehicle,petroleum gasoline tf] | Transportation Sector Fuel Used | ships | passenger | gasoline vehicle | petroleum gasoline tf | 0 | 0 | 0 | 0 | 0 | 0 | 0 | 0 | 0 | 0 | 0 | 0 | 0 | 0 | 0 | 0 | 0 | 0 | 0 | 0 | 0 | 0 | 0 | 0 | 0 | 0 | 0 | 0 | 0 | 0 | 0
Transportation Sector Fuel Used[ships,passenger,gasoline vehicle,petroleum diesel tf] | Transportation Sector Fuel Used | ships | passenger | gasoline vehicle | petroleum diesel tf | 0 | 0 | 0 | 0 | 0 | 0 | 0 | 0 | 0 | 0 | 0 | 0 | 0 | 0 | 0 | 0 | 0 | 0 | 0 | 0 | 0 | 0 | 0 | 0 | 0 | 0 | 0 | 0 | 0 | 0 | 0
Transportation Sector Fuel Used[ships,passenger,gasoline vehicle,biofuel gasoline tf] | Transportation Sector Fuel Used | ships | passenger | gasoline vehicle | biofuel gasoline tf | 0 | 0 | 0 | 0 | 0 | 0 | 0 | 0 | 0 | 0 | 0 | 0 | 0 | 0 | 0 | 0 | 0 | 0 | 0 | 0 | 0 | 0 | 0 | 0 | 0 | 0 | 0 | 0 | 0 | 0 | 0
Transportation Sector Fuel Used[ships,passenger,gasoline vehicle,biofuel diesel tf] | Transportation Sector Fuel Used | ships | passenger | gasoline vehicle | biofuel diesel tf | 0 | 0 | 0 | 0 | 0 | 0 | 0 | 0 | 0 | 0 | 0 | 0 | 0 | 0 | 0 | 0 | 0 | 0 | 0 | 0 | 0 | 0 | 0 | 0 | 0 | 0 | 0 | 0 | 0 | 0 | 0
Transportation Sector Fuel Used[ships,passenger,gasoline vehicle,jet fuel tf] | Transportation Sector Fuel Used | ships | passenger | gasoline vehicle | jet fuel tf | 0 | 0 | 0 | 0 | 0 | 0 | 0 | 0 | 0 | 0 | 0 | 0 | 0 | 0 | 0 | 0 | 0 | 0 | 0 | 0 | 0 | 0 | 0 | 0 | 0 | 0 | 0 | 0 | 0 | 0 | 0
Transportation Sector Fuel Used[ships,passenger,gasoline vehicle,heavy or residual fuel oil tf] | Transportation Sector Fuel Used | ships | passenger | gasoline vehicle | heavy or residual fuel oil tf | 0 | 0 | 0 | 0 | 0 | 0 | 0 | 0 | 0 | 0 | 0 | 0 | 0 | 0 | 0 | 0 | 0 | 0 | 0 | 0 | 0 | 0 | 0 | 0 | 0 | 0 | 0 | 0 | 0 | 0 | 0
Transportation Sector Fuel Used[ships,passenger,gasoline vehicle,LPG propane or butane tf] | Transportation Sector Fuel Used | ships | passenger | gasoline vehicle | LPG propane or butane tf | 0 | 0 | 0 | 0 | 0 | 0 | 0 | 0 | 0 | 0 | 0 | 0 | 0 | 0 | 0 | 0 | 0 | 0 | 0 | 0 | 0 | 0 | 0 | 0 | 0 | 0 | 0 | 0 | 0 | 0 | 0
Transportation Sector Fuel Used[ships,passenger,gasoline vehicle,hydrogen tf] | Transportation Sector Fuel Used | ships | passenger | gasoline vehicle | hydrogen tf | 0 | 0 | 0 | 0 | 0 | 0 | 0 | 0 | 0 | 0 | 0 | 0 | 0 | 0 | 0 | 0 | 0 | 0 | 0 | 0 | 0 | 0 | 0 | 0 | 0 | 0 | 0 | 0 | 0 | 0 | 0
Transportation Sector Fuel Used[ships,passenger,diesel vehicle,electricity tf] | Transportation Sector Fuel Used | ships | passenger | diesel vehicle | electricity tf | 0 | 0 | 0 | 0 | 0 | 0 | 0 | 0 | 0 | 0 | 0 | 0 | 0 | 0 | 0 | 0 | 0 | 0 | 0 | 0 | 0 | 0 | 0 | 0 | 0 | 0 | 0 | 0 | 0 | 0 | 0
Transportation Sector Fuel Used[ships,passenger,diesel vehicle,natural gas tf] | Transportation Sector Fuel Used | ships | passenger | diesel vehicle | natural gas tf | 0 | 0 | 0 | 0 | 0 | 0 | 0 | 0 | 0 | 0 | 0 | 0 | 0 | 0 | 0 | 0 | 0 | 0 | 0 | 0 | 0 | 0 | 0 | 0 | 0 | 0 | 0 | 0 | 0 | 0 | 0
Transportation Sector Fuel Used[ships,passenger,diesel vehicle,petroleum gasoline tf] | Transportation Sector Fuel Used | ships | passenger | diesel vehicle | petroleum gasoline tf | 0 | 0 | 0 | 0 | 0 | 0 | 0 | 0 | 0 | 0 | 0 | 0 | 0 | 0 | 0 | 0 | 0 | 0 | 0 | 0 | 0 | 0 | 0 | 0 | 0 | 0 | 0 | 0 | 0 | 0 | 0
Transportation Sector Fuel Used[ships,passenger,diesel vehicle,petroleum diesel tf] | Transportation Sector Fuel Used | ships | passenger | diesel vehicle | petroleum diesel tf | 16714800000000 | 16772300000000 | 16830700000000 | 16890500000000 | 17121400000000 | 17186100000000 | 17423300000000 | 17493000000000 | 17563200000000 | 17633900000000 | 17705100000000 | 17776300000000 | 17847900000000 | 17920000000000 | 18170400000000 | 18247400000000 | 18324900000000 | 18402400000000 | 18479800000000 | 18376100000000 | 18450700000000 | 18525800000000 | 18600800000000 | 18676300000000 | 18752300000000 | 18828300000000 | 18904200000000 | 18980600000000 | 19057600000000 | 19134400000000 | 19113700000000
Transportation Sector Fuel Used[ships,passenger,diesel vehicle,biofuel gasoline tf] | Transportation Sector Fuel Used | ships | passenger | diesel vehicle | biofuel gasoline tf | 0 | 0 | 0 | 0 | 0 | 0 | 0 | 0 | 0 | 0 | 0 | 0 | 0 | 0 | 0 | 0 | 0 | 0 | 0 | 0 | 0 | 0 | 0 | 0 | 0 | 0 | 0 | 0 | 0 | 0 | 0
Transportation Sector Fuel Used[ships,passenger,diesel vehicle,biofuel diesel tf] | Transportation Sector Fuel Used | ships | passenger | diesel vehicle | biofuel diesel tf | 0 | 0 | 0 | 0 | 0 | 0 | 0 | 0 | 0 | 0 | 0 | 0 | 0 | 0 | 0 | 0 | 0 | 0 | 0 | 0 | 0 | 0 | 0 | 0 | 0 | 0 | 0 | 0 | 0 | 0 | 0
Transportation Sector Fuel Used[ships,passenger,diesel vehicle,jet fuel tf] | Transportation Sector Fuel Used | ships | passenger | diesel vehicle | jet fuel tf | 0 | 0 | 0 | 0 | 0 | 0 | 0 | 0 | 0 | 0 | 0 | 0 | 0 | 0 | 0 | 0 | 0 | 0 | 0 | 0 | 0 | 0 | 0 | 0 | 0 | 0 | 0 | 0 | 0 | 0 | 0
Transportation Sector Fuel Used[ships,passenger,diesel vehicle,heavy or residual fuel oil tf] | Transportation Sector Fuel Used | ships | passenger | diesel vehicle | heavy or residual fuel oil tf | 0 | 0 | 0 | 0 | 0 | 0 | 0 | 0 | 0 | 0 | 0 | 0 | 0 | 0 | 0 | 0 | 0 | 0 | 0 | 0 | 0 | 0 | 0 | 0 | 0 | 0 | 0 | 0 | 0 | 0 | 0
Transportation Sector Fuel Used[ships,passenger,diesel vehicle,LPG propane or butane tf] | Transportation Sector Fuel Used | ships | passenger | diesel vehicle | LPG propane or butane tf | 0 | 0 | 0 | 0 | 0 | 0 | 0 | 0 | 0 | 0 | 0 | 0 | 0 | 0 | 0 | 0 | 0 | 0 | 0 | 0 | 0 | 0 | 0 | 0 | 0 | 0 | 0 | 0 | 0 | 0 | 0
Transportation Sector Fuel Used[ships,passenger,diesel vehicle,hydrogen tf] | Transportation Sector Fuel Used | ships | passenger | diesel vehicle | hydrogen tf | 0 | 0 | 0 | 0 | 0 | 0 | 0 | 0 | 0 | 0 | 0 | 0 | 0 | 0 | 0 | 0 | 0 | 0 | 0 | 0 | 0 | 0 | 0 | 0 | 0 | 0 | 0 | 0 | 0 | 0 | 0
Transportation Sector Fuel Used[ships,passenger,plugin hybrid vehicle,electricity tf] | Transportation Sector Fuel Used | ships | passenger | plugin hybrid vehicle | electricity tf | 0 | 0 | 0 | 0 | 0 | 0 | 0 | 0 | 0 | 0 | 0 | 0 | 0 | 0 | 0 | 0 | 0 | 0 | 0 | 0 | 0 | 0 | 0 | 0 | 0 | 0 | 0 | 0 | 0 | 0 | 0
Transportation Sector Fuel Used[ships,passenger,plugin hybrid vehicle,natural gas tf] | Transportation Sector Fuel Used | ships | passenger | plugin hybrid vehicle | natural gas tf | 0 | 0 | 0 | 0 | 0 | 0 | 0 | 0 | 0 | 0 | 0 | 0 | 0 | 0 | 0 | 0 | 0 | 0 | 0 | 0 | 0 | 0 | 0 | 0 | 0 | 0 | 0 | 0 | 0 | 0 | 0
Transportation Sector Fuel Used[ships,passenger,plugin hybrid vehicle,petroleum gasoline tf] | Transportation Sector Fuel Used | ships | passenger | plugin hybrid vehicle | petroleum gasoline tf | 0 | 0 | 0 | 0 | 0 | 0 | 0 | 0 | 0 | 0 | 0 | 0 | 0 | 0 | 0 | 0 | 0 | 0 | 0 | 0 | 0 | 0 | 0 | 0 | 0 | 0 | 0 | 0 | 0 | 0 | 0
Transportation Sector Fuel Used[ships,passenger,plugin hybrid vehicle,petroleum diesel tf] | Transportation Sector Fuel Used | ships | passenger | plugin hybrid vehicle | petroleum diesel tf | 0 | 0 | 0 | 0 | 0 | 0 | 0 | 0 | 0 | 0 | 0 | 0 | 0 | 0 | 0 | 0 | 0 | 0 | 0 | 0 | 0 | 0 | 0 | 0 | 0 | 0 | 0 | 0 | 0 | 0 | 0
Transportation Sector Fuel Used[ships,passenger,plugin hybrid vehicle,biofuel gasoline tf] | Transportation Sector Fuel Used | ships | passenger | plugin hybrid vehicle | biofuel gasoline tf | 0 | 0 | 0 | 0 | 0 | 0 | 0 | 0 | 0 | 0 | 0 | 0 | 0 | 0 | 0 | 0 | 0 | 0 | 0 | 0 | 0 | 0 | 0 | 0 | 0 | 0 | 0 | 0 | 0 | 0 | 0
Transportation Sector Fuel Used[ships,passenger,plugin hybrid vehicle,biofuel diesel tf] | Transportation Sector Fuel Used | ships | passenger | plugin hybrid vehicle | biofuel diesel tf | 0 | 0 | 0 | 0 | 0 | 0 | 0 | 0 | 0 | 0 | 0 | 0 | 0 | 0 | 0 | 0 | 0 | 0 | 0 | 0 | 0 | 0 | 0 | 0 | 0 | 0 | 0 | 0 | 0 | 0 | 0
Transportation Sector Fuel Used[ships,passenger,plugin hybrid vehicle,jet fuel tf] | Transportation Sector Fuel Used | ships | passenger | plugin hybrid vehicle | jet fuel tf | 0 | 0 | 0 | 0 | 0 | 0 | 0 | 0 | 0 | 0 | 0 | 0 | 0 | 0 | 0 | 0 | 0 | 0 | 0 | 0 | 0 | 0 | 0 | 0 | 0 | 0 | 0 | 0 | 0 | 0 | 0
Transportation Sector Fuel Used[ships,passenger,plugin hybrid vehicle,heavy or residual fuel oil tf] | Transportation Sector Fuel Used | ships | passenger | plugin hybrid vehicle | heavy or residual fuel oil tf | 0 | 0 | 0 | 0 | 0 | 0 | 0 | 0 | 0 | 0 | 0 | 0 | 0 | 0 | 0 | 0 | 0 | 0 | 0 | 0 | 0 | 0 | 0 | 0 | 0 | 0 | 0 | 0 | 0 | 0 | 0
Transportation Sector Fuel Used[ships,passenger,plugin hybrid vehicle,LPG propane or butane tf] | Transportation Sector Fuel Used | ships | passenger | plugin hybrid vehicle | LPG propane or butane tf | 0 | 0 | 0 | 0 | 0 | 0 | 0 | 0 | 0 | 0 | 0 | 0 | 0 | 0 | 0 | 0 | 0 | 0 | 0 | 0 | 0 | 0 | 0 | 0 | 0 | 0 | 0 | 0 | 0 | 0 | 0
Transportation Sector Fuel Used[ships,passenger,plugin hybrid vehicle,hydrogen tf] | Transportation Sector Fuel Used | ships | passenger | plugin hybrid vehicle | hydrogen tf | 0 | 0 | 0 | 0 | 0 | 0 | 0 | 0 | 0 | 0 | 0 | 0 | 0 | 0 | 0 | 0 | 0 | 0 | 0 | 0 | 0 | 0 | 0 | 0 | 0 | 0 | 0 | 0 | 0 | 0 | 0
Transportation Sector Fuel Used[ships,passenger,LPG vehicle,electricity tf] | Transportation Sector Fuel Used | ships | passenger | LPG vehicle | electricity tf | 0 | 0 | 0 | 0 | 0 | 0 | 0 | 0 | 0 | 0 | 0 | 0 | 0 | 0 | 0 | 0 | 0 | 0 | 0 | 0 | 0 | 0 | 0 | 0 | 0 | 0 | 0 | 0 | 0 | 0 | 0
Transportation Sector Fuel Used[ships,passenger,LPG vehicle,natural gas tf] | Transportation Sector Fuel Used | ships | passenger | LPG vehicle | natural gas tf | 0 | 0 | 0 | 0 | 0 | 0 | 0 | 0 | 0 | 0 | 0 | 0 | 0 | 0 | 0 | 0 | 0 | 0 | 0 | 0 | 0 | 0 | 0 | 0 | 0 | 0 | 0 | 0 | 0 | 0 | 0
Transportation Sector Fuel Used[ships,passenger,LPG vehicle,petroleum gasoline tf] | Transportation Sector Fuel Used | ships | passenger | LPG vehicle | petroleum gasoline tf | 0 | 0 | 0 | 0 | 0 | 0 | 0 | 0 | 0 | 0 | 0 | 0 | 0 | 0 | 0 | 0 | 0 | 0 | 0 | 0 | 0 | 0 | 0 | 0 | 0 | 0 | 0 | 0 | 0 | 0 | 0
Transportation Sector Fuel Used[ships,passenger,LPG vehicle,petroleum diesel tf] | Transportation Sector Fuel Used | ships | passenger | LPG vehicle | petroleum diesel tf | 0 | 0 | 0 | 0 | 0 | 0 | 0 | 0 | 0 | 0 | 0 | 0 | 0 | 0 | 0 | 0 | 0 | 0 | 0 | 0 | 0 | 0 | 0 | 0 | 0 | 0 | 0 | 0 | 0 | 0 | 0
Transportation Sector Fuel Used[ships,passenger,LPG vehicle,biofuel gasoline tf] | Transportation Sector Fuel Used | ships | passenger | LPG vehicle | biofuel gasoline tf | 0 | 0 | 0 | 0 | 0 | 0 | 0 | 0 | 0 | 0 | 0 | 0 | 0 | 0 | 0 | 0 | 0 | 0 | 0 | 0 | 0 | 0 | 0 | 0 | 0 | 0 | 0 | 0 | 0 | 0 | 0
Transportation Sector Fuel Used[ships,passenger,LPG vehicle,biofuel diesel tf] | Transportation Sector Fuel Used | ships | passenger | LPG vehicle | biofuel diesel tf | 0 | 0 | 0 | 0 | 0 | 0 | 0 | 0 | 0 | 0 | 0 | 0 | 0 | 0 | 0 | 0 | 0 | 0 | 0 | 0 | 0 | 0 | 0 | 0 | 0 | 0 | 0 | 0 | 0 | 0 | 0
Transportation Sector Fuel Used[ships,passenger,LPG vehicle,jet fuel tf] | Transportation Sector Fuel Used | ships | passenger | LPG vehicle | jet fuel tf | 0 | 0 | 0 | 0 | 0 | 0 | 0 | 0 | 0 | 0 | 0 | 0 | 0 | 0 | 0 | 0 | 0 | 0 | 0 | 0 | 0 | 0 | 0 | 0 | 0 | 0 | 0 | 0 | 0 | 0 | 0
Transportation Sector Fuel Used[ships,passenger,LPG vehicle,heavy or residual fuel oil tf] | Transportation Sector Fuel Used | ships | passenger | LPG vehicle | heavy or residual fuel oil tf | 0 | 0 | 0 | 0 | 0 | 0 | 0 | 0 | 0 | 0 | 0 | 0 | 0 | 0 | 0 | 0 | 0 | 0 | 0 | 0 | 0 | 0 | 0 | 0 | 0 | 0 | 0 | 0 | 0 | 0 | 0
Transportation Sector Fuel Used[ships,passenger,LPG vehicle,LPG propane or butane tf] | Transportation Sector Fuel Used | ships | passenger | LPG vehicle | LPG propane or butane tf | 0 | 0 | 0 | 0 | 0 | 0 | 0 | 0 | 0 | 0 | 0 | 0 | 0 | 0 | 0 | 0 | 0 | 0 | 0 | 0 | 0 | 0 | 0 | 0 | 0 | 0 | 0 | 0 | 0 | 0 | 0
Transportation Sector Fuel Used[ships,passenger,LPG vehicle,hydrogen tf] | Transportation Sector Fuel Used | ships | passenger | LPG vehicle | hydrogen tf | 0 | 0 | 0 | 0 | 0 | 0 | 0 | 0 | 0 | 0 | 0 | 0 | 0 | 0 | 0 | 0 | 0 | 0 | 0 | 0 | 0 | 0 | 0 | 0 | 0 | 0 | 0 | 0 | 0 | 0 | 0
Transportation Sector Fuel Used[ships,passenger,hydrogen vehicle,electricity tf] | Transportation Sector Fuel Used | ships | passenger | hydrogen vehicle | electricity tf | 0 | 0 | 0 | 0 | 0 | 0 | 0 | 0 | 0 | 0 | 0 | 0 | 0 | 0 | 0 | 0 | 0 | 0 | 0 | 0 | 0 | 0 | 0 | 0 | 0 | 0 | 0 | 0 | 0 | 0 | 0
Transportation Sector Fuel Used[ships,passenger,hydrogen vehicle,natural gas tf] | Transportation Sector Fuel Used | ships | passenger | hydrogen vehicle | natural gas tf | 0 | 0 | 0 | 0 | 0 | 0 | 0 | 0 | 0 | 0 | 0 | 0 | 0 | 0 | 0 | 0 | 0 | 0 | 0 | 0 | 0 | 0 | 0 | 0 | 0 | 0 | 0 | 0 | 0 | 0 | 0
Transportation Sector Fuel Used[ships,passenger,hydrogen vehicle,petroleum gasoline tf] | Transportation Sector Fuel Used | ships | passenger | hydrogen vehicle | petroleum gasoline tf | 0 | 0 | 0 | 0 | 0 | 0 | 0 | 0 | 0 | 0 | 0 | 0 | 0 | 0 | 0 | 0 | 0 | 0 | 0 | 0 | 0 | 0 | 0 | 0 | 0 | 0 | 0 | 0 | 0 | 0 | 0
Transportation Sector Fuel Used[ships,passenger,hydrogen vehicle,petroleum diesel tf] | Transportation Sector Fuel Used | ships | passenger | hydrogen vehicle | petroleum diesel tf | 0 | 0 | 0 | 0 | 0 | 0 | 0 | 0 | 0 | 0 | 0 | 0 | 0 | 0 | 0 | 0 | 0 | 0 | 0 | 0 | 0 | 0 | 0 | 0 | 0 | 0 | 0 | 0 | 0 | 0 | 0
Transportation Sector Fuel Used[ships,passenger,hydrogen vehicle,biofuel gasoline tf] | Transportation Sector Fuel Used | ships | passenger | hydrogen vehicle | biofuel gasoline tf | 0 | 0 | 0 | 0 | 0 | 0 | 0 | 0 | 0 | 0 | 0 | 0 | 0 | 0 | 0 | 0 | 0 | 0 | 0 | 0 | 0 | 0 | 0 | 0 | 0 | 0 | 0 | 0 | 0 | 0 | 0
Transportation Sector Fuel Used[ships,passenger,hydrogen vehicle,biofuel diesel tf] | Transportation Sector Fuel Used | ships | passenger | hydrogen vehicle | biofuel diesel tf | 0 | 0 | 0 | 0 | 0 | 0 | 0 | 0 | 0 | 0 | 0 | 0 | 0 | 0 | 0 | 0 | 0 | 0 | 0 | 0 | 0 | 0 | 0 | 0 | 0 | 0 | 0 | 0 | 0 | 0 | 0
Transportation Sector Fuel Used[ships,passenger,hydrogen vehicle,jet fuel tf] | Transportation Sector Fuel Used | ships | passenger | hydrogen vehicle | jet fuel tf | 0 | 0 | 0 | 0 | 0 | 0 | 0 | 0 | 0 | 0 | 0 | 0 | 0 | 0 | 0 | 0 | 0 | 0 | 0 | 0 | 0 | 0 | 0 | 0 | 0 | 0 | 0 | 0 | 0 | 0 | 0
Transportation Sector Fuel Used[ships,passenger,hydrogen vehicle,heavy or residual fuel oil tf] | Transportation Sector Fuel Used | ships | passenger | hydrogen vehicle | heavy or residual fuel oil tf | 0 | 0 | 0 | 0 | 0 | 0 | 0 | 0 | 0 | 0 | 0 | 0 | 0 | 0 | 0 | 0 | 0 | 0 | 0 | 0 | 0 | 0 | 0 | 0 | 0 | 0 | 0 | 0 | 0 | 0 | 0
Transportation Sector Fuel Used[ships,passenger,hydrogen vehicle,LPG propane or butane tf] | Transportation Sector Fuel Used | ships | passenger | hydrogen vehicle | LPG propane or butane tf | 0 | 0 | 0 | 0 | 0 | 0 | 0 | 0 | 0 | 0 | 0 | 0 | 0 | 0 | 0 | 0 | 0 | 0 | 0 | 0 | 0 | 0 | 0 | 0 | 0 | 0 | 0 | 0 | 0 | 0 | 0
Transportation Sector Fuel Used[ships,passenger,hydrogen vehicle,hydrogen tf] | Transportation Sector Fuel Used | ships | passenger | hydrogen vehicle | hydrogen tf | 0 | 0 | 0 | 0 | 0 | 0 | 0 | 0 | 0 | 0 | 0 | 0 | 0 | 0 | 0 | 0 | 0 | 0 | 0 | 0 | 0 | 0 | 0 | 0 | 0 | 0 | 0 | 0 | 0 | 0 | 0
Transportation Sector Fuel Used[ships,freight,battery electric vehicle,electricity tf] | Transportation Sector Fuel Used | ships | freight | battery electric vehicle | electricity tf | 0 | 0 | 0 | 0 | 0 | 0 | 0 | 0 | 0 | 0 | 0 | 0 | 0 | 0 | 0 | 0 | 0 | 0 | 0 | 0 | 0 | 0 | 0 | 0 | 0 | 0 | 0 | 0 | 0 | 0 | 0
Transportation Sector Fuel Used[ships,freight,battery electric vehicle,natural gas tf] | Transportation Sector Fuel Used | ships | freight | battery electric vehicle | natural gas tf | 0 | 0 | 0 | 0 | 0 | 0 | 0 | 0 | 0 | 0 | 0 | 0 | 0 | 0 | 0 | 0 | 0 | 0 | 0 | 0 | 0 | 0 | 0 | 0 | 0 | 0 | 0 | 0 | 0 | 0 | 0
Transportation Sector Fuel Used[ships,freight,battery electric vehicle,petroleum gasoline tf] | Transportation Sector Fuel Used | ships | freight | battery electric vehicle | petroleum gasoline tf | 0 | 0 | 0 | 0 | 0 | 0 | 0 | 0 | 0 | 0 | 0 | 0 | 0 | 0 | 0 | 0 | 0 | 0 | 0 | 0 | 0 | 0 | 0 | 0 | 0 | 0 | 0 | 0 | 0 | 0 | 0
Transportation Sector Fuel Used[ships,freight,battery electric vehicle,petroleum diesel tf] | Transportation Sector Fuel Used | ships | freight | battery electric vehicle | petroleum diesel tf | 0 | 0 | 0 | 0 | 0 | 0 | 0 | 0 | 0 | 0 | 0 | 0 | 0 | 0 | 0 | 0 | 0 | 0 | 0 | 0 | 0 | 0 | 0 | 0 | 0 | 0 | 0 | 0 | 0 | 0 | 0
Transportation Sector Fuel Used[ships,freight,battery electric vehicle,biofuel gasoline tf] | Transportation Sector Fuel Used | ships | freight | battery electric vehicle | biofuel gasoline tf | 0 | 0 | 0 | 0 | 0 | 0 | 0 | 0 | 0 | 0 | 0 | 0 | 0 | 0 | 0 | 0 | 0 | 0 | 0 | 0 | 0 | 0 | 0 | 0 | 0 | 0 | 0 | 0 | 0 | 0 | 0
Transportation Sector Fuel Used[ships,freight,battery electric vehicle,biofuel diesel tf] | Transportation Sector Fuel Used | ships | freight | battery electric vehicle | biofuel diesel tf | 0 | 0 | 0 | 0 | 0 | 0 | 0 | 0 | 0 | 0 | 0 | 0 | 0 | 0 | 0 | 0 | 0 | 0 | 0 | 0 | 0 | 0 | 0 | 0 | 0 | 0 | 0 | 0 | 0 | 0 | 0
Transportation Sector Fuel Used[ships,freight,battery electric vehicle,jet fuel tf] | Transportation Sector Fuel Used | ships | freight | battery electric vehicle | jet fuel tf | 0 | 0 | 0 | 0 | 0 | 0 | 0 | 0 | 0 | 0 | 0 | 0 | 0 | 0 | 0 | 0 | 0 | 0 | 0 | 0 | 0 | 0 | 0 | 0 | 0 | 0 | 0 | 0 | 0 | 0 | 0
Transportation Sector Fuel Used[ships,freight,battery electric vehicle,heavy or residual fuel oil tf] | Transportation Sector Fuel Used | ships | freight | battery electric vehicle | heavy or residual fuel oil tf | 0 | 0 | 0 | 0 | 0 | 0 | 0 | 0 | 0 | 0 | 0 | 0 | 0 | 0 | 0 | 0 | 0 | 0 | 0 | 0 | 0 | 0 | 0 | 0 | 0 | 0 | 0 | 0 | 0 | 0 | 0
Transportation Sector Fuel Used[ships,freight,battery electric vehicle,LPG propane or butane tf] | Transportation Sector Fuel Used | ships | freight | battery electric vehicle | LPG propane or butane tf | 0 | 0 | 0 | 0 | 0 | 0 | 0 | 0 | 0 | 0 | 0 | 0 | 0 | 0 | 0 | 0 | 0 | 0 | 0 | 0 | 0 | 0 | 0 | 0 | 0 | 0 | 0 | 0 | 0 | 0 | 0
Transportation Sector Fuel Used[ships,freight,battery electric vehicle,hydrogen tf] | Transportation Sector Fuel Used | ships | freight | battery electric vehicle | hydrogen tf | 0 | 0 | 0 | 0 | 0 | 0 | 0 | 0 | 0 | 0 | 0 | 0 | 0 | 0 | 0 | 0 | 0 | 0 | 0 | 0 | 0 | 0 | 0 | 0 | 0 | 0 | 0 | 0 | 0 | 0 | 0
Transportation Sector Fuel Used[ships,freight,natural gas vehicle,electricity tf] | Transportation Sector Fuel Used | ships | freight | natural gas vehicle | electricity tf | 0 | 0 | 0 | 0 | 0 | 0 | 0 | 0 | 0 | 0 | 0 | 0 | 0 | 0 | 0 | 0 | 0 | 0 | 0 | 0 | 0 | 0 | 0 | 0 | 0 | 0 | 0 | 0 | 0 | 0 | 0
Transportation Sector Fuel Used[ships,freight,natural gas vehicle,natural gas tf] | Transportation Sector Fuel Used | ships | freight | natural gas vehicle | natural gas tf | 0 | 0 | 0 | 0 | 0 | 0 | 0 | 0 | 0 | 0 | 0 | 0 | 0 | 0 | 0 | 0 | 0 | 0 | 0 | 0 | 0 | 0 | 0 | 0 | 0 | 0 | 0 | 0 | 0 | 0 | 0
Transportation Sector Fuel Used[ships,freight,natural gas vehicle,petroleum gasoline tf] | Transportation Sector Fuel Used | ships | freight | natural gas vehicle | petroleum gasoline tf | 0 | 0 | 0 | 0 | 0 | 0 | 0 | 0 | 0 | 0 | 0 | 0 | 0 | 0 | 0 | 0 | 0 | 0 | 0 | 0 | 0 | 0 | 0 | 0 | 0 | 0 | 0 | 0 | 0 | 0 | 0
Transportation Sector Fuel Used[ships,freight,natural gas vehicle,petroleum diesel tf] | Transportation Sector Fuel Used | ships | freight | natural gas vehicle | petroleum diesel tf | 0 | 0 | 0 | 0 | 0 | 0 | 0 | 0 | 0 | 0 | 0 | 0 | 0 | 0 | 0 | 0 | 0 | 0 | 0 | 0 | 0 | 0 | 0 | 0 | 0 | 0 | 0 | 0 | 0 | 0 | 0
Transportation Sector Fuel Used[ships,freight,natural gas vehicle,biofuel gasoline tf] | Transportation Sector Fuel Used | ships | freight | natural gas vehicle | biofuel gasoline tf | 0 | 0 | 0 | 0 | 0 | 0 | 0 | 0 | 0 | 0 | 0 | 0 | 0 | 0 | 0 | 0 | 0 | 0 | 0 | 0 | 0 | 0 | 0 | 0 | 0 | 0 | 0 | 0 | 0 | 0 | 0
Transportation Sector Fuel Used[ships,freight,natural gas vehicle,biofuel diesel tf] | Transportation Sector Fuel Used | ships | freight | natural gas vehicle | biofuel diesel tf | 0 | 0 | 0 | 0 | 0 | 0 | 0 | 0 | 0 | 0 | 0 | 0 | 0 | 0 | 0 | 0 | 0 | 0 | 0 | 0 | 0 | 0 | 0 | 0 | 0 | 0 | 0 | 0 | 0 | 0 | 0
Transportation Sector Fuel Used[ships,freight,natural gas vehicle,jet fuel tf] | Transportation Sector Fuel Used | ships | freight | natural gas vehicle | jet fuel tf | 0 | 0 | 0 | 0 | 0 | 0 | 0 | 0 | 0 | 0 | 0 | 0 | 0 | 0 | 0 | 0 | 0 | 0 | 0 | 0 | 0 | 0 | 0 | 0 | 0 | 0 | 0 | 0 | 0 | 0 | 0
Transportation Sector Fuel Used[ships,freight,natural gas vehicle,heavy or residual fuel oil tf] | Transportation Sector Fuel Used | ships | freight | natural gas vehicle | heavy or residual fuel oil tf | 0 | 0 | 0 | 0 | 0 | 0 | 0 | 0 | 0 | 0 | 0 | 0 | 0 | 0 | 0 | 0 | 0 | 0 | 0 | 0 | 0 | 0 | 0 | 0 | 0 | 0 | 0 | 0 | 0 | 0 | 0
Transportation Sector Fuel Used[ships,freight,natural gas vehicle,LPG propane or butane tf] | Transportation Sector Fuel Used | ships | freight | natural gas vehicle | LPG propane or butane tf | 0 | 0 | 0 | 0 | 0 | 0 | 0 | 0 | 0 | 0 | 0 | 0 | 0 | 0 | 0 | 0 | 0 | 0 | 0 | 0 | 0 | 0 | 0 | 0 | 0 | 0 | 0 | 0 | 0 | 0 | 0
Transportation Sector Fuel Used[ships,freight,natural gas vehicle,hydrogen tf] | Transportation Sector Fuel Used | ships | freight | natural gas vehicle | hydrogen tf | 0 | 0 | 0 | 0 | 0 | 0 | 0 | 0 | 0 | 0 | 0 | 0 | 0 | 0 | 0 | 0 | 0 | 0 | 0 | 0 | 0 | 0 | 0 | 0 | 0 | 0 | 0 | 0 | 0 | 0 | 0
Transportation Sector Fuel Used[ships,freight,gasoline vehicle,electricity tf] | Transportation Sector Fuel Used | ships | freight | gasoline vehicle | electricity tf | 0 | 0 | 0 | 0 | 0 | 0 | 0 | 0 | 0 | 0 | 0 | 0 | 0 | 0 | 0 | 0 | 0 | 0 | 0 | 0 | 0 | 0 | 0 | 0 | 0 | 0 | 0 | 0 | 0 | 0 | 0
Transportation Sector Fuel Used[ships,freight,gasoline vehicle,natural gas tf] | Transportation Sector Fuel Used | ships | freight | gasoline vehicle | natural gas tf | 0 | 0 | 0 | 0 | 0 | 0 | 0 | 0 | 0 | 0 | 0 | 0 | 0 | 0 | 0 | 0 | 0 | 0 | 0 | 0 | 0 | 0 | 0 | 0 | 0 | 0 | 0 | 0 | 0 | 0 | 0
Transportation Sector Fuel Used[ships,freight,gasoline vehicle,petroleum gasoline tf] | Transportation Sector Fuel Used | ships | freight | gasoline vehicle | petroleum gasoline tf | 0 | 0 | 0 | 0 | 0 | 0 | 0 | 0 | 0 | 0 | 0 | 0 | 0 | 0 | 0 | 0 | 0 | 0 | 0 | 0 | 0 | 0 | 0 | 0 | 0 | 0 | 0 | 0 | 0 | 0 | 0
Transportation Sector Fuel Used[ships,freight,gasoline vehicle,petroleum diesel tf] | Transportation Sector Fuel Used | ships | freight | gasoline vehicle | petroleum diesel tf | 0 | 0 | 0 | 0 | 0 | 0 | 0 | 0 | 0 | 0 | 0 | 0 | 0 | 0 | 0 | 0 | 0 | 0 | 0 | 0 | 0 | 0 | 0 | 0 | 0 | 0 | 0 | 0 | 0 | 0 | 0
Transportation Sector Fuel Used[ships,freight,gasoline vehicle,biofuel gasoline tf] | Transportation Sector Fuel Used | ships | freight | gasoline vehicle | biofuel gasoline tf | 0 | 0 | 0 | 0 | 0 | 0 | 0 | 0 | 0 | 0 | 0 | 0 | 0 | 0 | 0 | 0 | 0 | 0 | 0 | 0 | 0 | 0 | 0 | 0 | 0 | 0 | 0 | 0 | 0 | 0 | 0
Transportation Sector Fuel Used[ships,freight,gasoline vehicle,biofuel diesel tf] | Transportation Sector Fuel Used | ships | freight | gasoline vehicle | biofuel diesel tf | 0 | 0 | 0 | 0 | 0 | 0 | 0 | 0 | 0 | 0 | 0 | 0 | 0 | 0 | 0 | 0 | 0 | 0 | 0 | 0 | 0 | 0 | 0 | 0 | 0 | 0 | 0 | 0 | 0 | 0 | 0
Transportation Sector Fuel Used[ships,freight,gasoline vehicle,jet fuel tf] | Transportation Sector Fuel Used | ships | freight | gasoline vehicle | jet fuel tf | 0 | 0 | 0 | 0 | 0 | 0 | 0 | 0 | 0 | 0 | 0 | 0 | 0 | 0 | 0 | 0 | 0 | 0 | 0 | 0 | 0 | 0 | 0 | 0 | 0 | 0 | 0 | 0 | 0 | 0 | 0
Transportation Sector Fuel Used[ships,freight,gasoline vehicle,heavy or residual fuel oil tf] | Transportation Sector Fuel Used | ships | freight | gasoline vehicle | heavy or residual fuel oil tf | 0 | 0 | 0 | 0 | 0 | 0 | 0 | 0 | 0 | 0 | 0 | 0 | 0 | 0 | 0 | 0 | 0 | 0 | 0 | 0 | 0 | 0 | 0 | 0 | 0 | 0 | 0 | 0 | 0 | 0 | 0
Transportation Sector Fuel Used[ships,freight,gasoline vehicle,LPG propane or butane tf] | Transportation Sector Fuel Used | ships | freight | gasoline vehicle | LPG propane or butane tf | 0 | 0 | 0 | 0 | 0 | 0 | 0 | 0 | 0 | 0 | 0 | 0 | 0 | 0 | 0 | 0 | 0 | 0 | 0 | 0 | 0 | 0 | 0 | 0 | 0 | 0 | 0 | 0 | 0 | 0 | 0
Transportation Sector Fuel Used[ships,freight,gasoline vehicle,hydrogen tf] | Transportation Sector Fuel Used | ships | freight | gasoline vehicle | hydrogen tf | 0 | 0 | 0 | 0 | 0 | 0 | 0 | 0 | 0 | 0 | 0 | 0 | 0 | 0 | 0 | 0 | 0 | 0 | 0 | 0 | 0 | 0 | 0 | 0 | 0 | 0 | 0 | 0 | 0 | 0 | 0
Transportation Sector Fuel Used[ships,freight,diesel vehicle,electricity tf] | Transportation Sector Fuel Used | ships | freight | diesel vehicle | electricity tf | 0 | 0 | 0 | 0 | 0 | 0 | 0 | 0 | 0 | 0 | 0 | 0 | 0 | 0 | 0 | 0 | 0 | 0 | 0 | 0 | 0 | 0 | 0 | 0 | 0 | 0 | 0 | 0 | 0 | 0 | 0
Transportation Sector Fuel Used[ships,freight,diesel vehicle,natural gas tf] | Transportation Sector Fuel Used | ships | freight | diesel vehicle | natural gas tf | 0 | 0 | 0 | 0 | 0 | 0 | 0 | 0 | 0 | 0 | 0 | 0 | 0 | 0 | 0 | 0 | 0 | 0 | 0 | 0 | 0 | 0 | 0 | 0 | 0 | 0 | 0 | 0 | 0 | 0 | 0
Transportation Sector Fuel Used[ships,freight,diesel vehicle,petroleum gasoline tf] | Transportation Sector Fuel Used | ships | freight | diesel vehicle | petroleum gasoline tf | 0 | 0 | 0 | 0 | 0 | 0 | 0 | 0 | 0 | 0 | 0 | 0 | 0 | 0 | 0 | 0 | 0 | 0 | 0 | 0 | 0 | 0 | 0 | 0 | 0 | 0 | 0 | 0 | 0 | 0 | 0
Transportation Sector Fuel Used[ships,freight,diesel vehicle,petroleum diesel tf] | Transportation Sector Fuel Used | ships | freight | diesel vehicle | petroleum diesel tf | 19498200000000 | 17938500000000 | 19671400000000 | 15977200000000 | 15983400000000 | 16242800000000 | 18025200000000 | 19180500000000 | 21779900000000 | 22656200000000 | 21538900000000 | 22279500000000 | 23124300000000 | 24140900000000 | 24947700000000 | 26061900000000 | 29272800000000 | 30581500000000 | 32306000000000 | 33801000000000 | 35539800000000 | 35774800000000 | 38564900000000 | 39908300000000 | 42585900000000 | 42512700000000 | 45885900000000 | 47622200000000 | 49189300000000 | 51163500000000 | 52799600000000
Transportation Sector Fuel Used[ships,freight,diesel vehicle,biofuel gasoline tf] | Transportation Sector Fuel Used | ships | freight | diesel vehicle | biofuel gasoline tf | 0 | 0 | 0 | 0 | 0 | 0 | 0 | 0 | 0 | 0 | 0 | 0 | 0 | 0 | 0 | 0 | 0 | 0 | 0 | 0 | 0 | 0 | 0 | 0 | 0 | 0 | 0 | 0 | 0 | 0 | 0
Transportation Sector Fuel Used[ships,freight,diesel vehicle,biofuel diesel tf] | Transportation Sector Fuel Used | ships | freight | diesel vehicle | biofuel diesel tf | 0 | 0 | 0 | 0 | 0 | 0 | 0 | 0 | 0 | 0 | 0 | 0 | 0 | 0 | 0 | 0 | 0 | 0 | 0 | 0 | 0 | 0 | 0 | 0 | 0 | 0 | 0 | 0 | 0 | 0 | 0
Transportation Sector Fuel Used[ships,freight,diesel vehicle,jet fuel tf] | Transportation Sector Fuel Used | ships | freight | diesel vehicle | jet fuel tf | 0 | 0 | 0 | 0 | 0 | 0 | 0 | 0 | 0 | 0 | 0 | 0 | 0 | 0 | 0 | 0 | 0 | 0 | 0 | 0 | 0 | 0 | 0 | 0 | 0 | 0 | 0 | 0 | 0 | 0 | 0
Transportation Sector Fuel Used[ships,freight,diesel vehicle,heavy or residual fuel oil tf] | Transportation Sector Fuel Used | ships | freight | diesel vehicle | heavy or residual fuel oil tf | 16976000000000 | 20062200000000 | 20242900000000 | 25527500000000 | 27149600000000 | 28542300000000 | 28799500000000 | 29729000000000 | 29254300000000 | 30563000000000 | 33910300000000 | 35033200000000 | 36469600000000 | 37775100000000 | 38962300000000 | 40272200000000 | 39536800000000 | 41184500000000 | 42067600000000 | 43641500000000 | 44615800000000 | 47142700000000 | 47536000000000 | 49043300000000 | 49673000000000 | 52700900000000 | 52740100000000 | 54057300000000 | 55583400000000 | 57182300000000 | 58373100000000
Transportation Sector Fuel Used[ships,freight,diesel vehicle,LPG propane or butane tf] | Transportation Sector Fuel Used | ships | freight | diesel vehicle | LPG propane or butane tf | 0 | 0 | 0 | 0 | 0 | 0 | 0 | 0 | 0 | 0 | 0 | 0 | 0 | 0 | 0 | 0 | 0 | 0 | 0 | 0 | 0 | 0 | 0 | 0 | 0 | 0 | 0 | 0 | 0 | 0 | 0
Transportation Sector Fuel Used[ships,freight,diesel vehicle,hydrogen tf] | Transportation Sector Fuel Used | ships | freight | diesel vehicle | hydrogen tf | 0 | 0 | 0 | 0 | 0 | 0 | 0 | 0 | 0 | 0 | 0 | 0 | 0 | 0 | 0 | 0 | 0 | 0 | 0 | 0 | 0 | 0 | 0 | 0 | 0 | 0 | 0 | 0 | 0 | 0 | 0
Transportation Sector Fuel Used[ships,freight,plugin hybrid vehicle,electricity tf] | Transportation Sector Fuel Used | ships | freight | plugin hybrid vehicle | electricity tf | 0 | 0 | 0 | 0 | 0 | 0 | 0 | 0 | 0 | 0 | 0 | 0 | 0 | 0 | 0 | 0 | 0 | 0 | 0 | 0 | 0 | 0 | 0 | 0 | 0 | 0 | 0 | 0 | 0 | 0 | 0
Transportation Sector Fuel Used[ships,freight,plugin hybrid vehicle,natural gas tf] | Transportation Sector Fuel Used | ships | freight | plugin hybrid vehicle | natural gas tf | 0 | 0 | 0 | 0 | 0 | 0 | 0 | 0 | 0 | 0 | 0 | 0 | 0 | 0 | 0 | 0 | 0 | 0 | 0 | 0 | 0 | 0 | 0 | 0 | 0 | 0 | 0 | 0 | 0 | 0 | 0
Transportation Sector Fuel Used[ships,freight,plugin hybrid vehicle,petroleum gasoline tf] | Transportation Sector Fuel Used | ships | freight | plugin hybrid vehicle | petroleum gasoline tf | 0 | 0 | 0 | 0 | 0 | 0 | 0 | 0 | 0 | 0 | 0 | 0 | 0 | 0 | 0 | 0 | 0 | 0 | 0 | 0 | 0 | 0 | 0 | 0 | 0 | 0 | 0 | 0 | 0 | 0 | 0
Transportation Sector Fuel Used[ships,freight,plugin hybrid vehicle,petroleum diesel tf] | Transportation Sector Fuel Used | ships | freight | plugin hybrid vehicle | petroleum diesel tf | 0 | 0 | 0 | 0 | 0 | 0 | 0 | 0 | 0 | 0 | 0 | 0 | 0 | 0 | 0 | 0 | 0 | 0 | 0 | 0 | 0 | 0 | 0 | 0 | 0 | 0 | 0 | 0 | 0 | 0 | 0
Transportation Sector Fuel Used[ships,freight,plugin hybrid vehicle,biofuel gasoline tf] | Transportation Sector Fuel Used | ships | freight | plugin hybrid vehicle | biofuel gasoline tf | 0 | 0 | 0 | 0 | 0 | 0 | 0 | 0 | 0 | 0 | 0 | 0 | 0 | 0 | 0 | 0 | 0 | 0 | 0 | 0 | 0 | 0 | 0 | 0 | 0 | 0 | 0 | 0 | 0 | 0 | 0
Transportation Sector Fuel Used[ships,freight,plugin hybrid vehicle,biofuel diesel tf] | Transportation Sector Fuel Used | ships | freight | plugin hybrid vehicle | biofuel diesel tf | 0 | 0 | 0 | 0 | 0 | 0 | 0 | 0 | 0 | 0 | 0 | 0 | 0 | 0 | 0 | 0 | 0 | 0 | 0 | 0 | 0 | 0 | 0 | 0 | 0 | 0 | 0 | 0 | 0 | 0 | 0
Transportation Sector Fuel Used[ships,freight,plugin hybrid vehicle,jet fuel tf] | Transportation Sector Fuel Used | ships | freight | plugin hybrid vehicle | jet fuel tf | 0 | 0 | 0 | 0 | 0 | 0 | 0 | 0 | 0 | 0 | 0 | 0 | 0 | 0 | 0 | 0 | 0 | 0 | 0 | 0 | 0 | 0 | 0 | 0 | 0 | 0 | 0 | 0 | 0 | 0 | 0
Transportation Sector Fuel Used[ships,freight,plugin hybrid vehicle,heavy or residual fuel oil tf] | Transportation Sector Fuel Used | ships | freight | plugin hybrid vehicle | heavy or residual fuel oil tf | 0 | 0 | 0 | 0 | 0 | 0 | 0 | 0 | 0 | 0 | 0 | 0 | 0 | 0 | 0 | 0 | 0 | 0 | 0 | 0 | 0 | 0 | 0 | 0 | 0 | 0 | 0 | 0 | 0 | 0 | 0
Transportation Sector Fuel Used[ships,freight,plugin hybrid vehicle,LPG propane or butane tf] | Transportation Sector Fuel Used | ships | freight | plugin hybrid vehicle | LPG propane or butane tf | 0 | 0 | 0 | 0 | 0 | 0 | 0 | 0 | 0 | 0 | 0 | 0 | 0 | 0 | 0 | 0 | 0 | 0 | 0 | 0 | 0 | 0 | 0 | 0 | 0 | 0 | 0 | 0 | 0 | 0 | 0
Transportation Sector Fuel Used[ships,freight,plugin hybrid vehicle,hydrogen tf] | Transportation Sector Fuel Used | ships | freight | plugin hybrid vehicle | hydrogen tf | 0 | 0 | 0 | 0 | 0 | 0 | 0 | 0 | 0 | 0 | 0 | 0 | 0 | 0 | 0 | 0 | 0 | 0 | 0 | 0 | 0 | 0 | 0 | 0 | 0 | 0 | 0 | 0 | 0 | 0 | 0
Transportation Sector Fuel Used[ships,freight,LPG vehicle,electricity tf] | Transportation Sector Fuel Used | ships | freight | LPG vehicle | electricity tf | 0 | 0 | 0 | 0 | 0 | 0 | 0 | 0 | 0 | 0 | 0 | 0 | 0 | 0 | 0 | 0 | 0 | 0 | 0 | 0 | 0 | 0 | 0 | 0 | 0 | 0 | 0 | 0 | 0 | 0 | 0
Transportation Sector Fuel Used[ships,freight,LPG vehicle,natural gas tf] | Transportation Sector Fuel Used | ships | freight | LPG vehicle | natural gas tf | 0 | 0 | 0 | 0 | 0 | 0 | 0 | 0 | 0 | 0 | 0 | 0 | 0 | 0 | 0 | 0 | 0 | 0 | 0 | 0 | 0 | 0 | 0 | 0 | 0 | 0 | 0 | 0 | 0 | 0 | 0
Transportation Sector Fuel Used[ships,freight,LPG vehicle,petroleum gasoline tf] | Transportation Sector Fuel Used | ships | freight | LPG vehicle | petroleum gasoline tf | 0 | 0 | 0 | 0 | 0 | 0 | 0 | 0 | 0 | 0 | 0 | 0 | 0 | 0 | 0 | 0 | 0 | 0 | 0 | 0 | 0 | 0 | 0 | 0 | 0 | 0 | 0 | 0 | 0 | 0 | 0
Transportation Sector Fuel Used[ships,freight,LPG vehicle,petroleum diesel tf] | Transportation Sector Fuel Used | ships | freight | LPG vehicle | petroleum diesel tf | 0 | 0 | 0 | 0 | 0 | 0 | 0 | 0 | 0 | 0 | 0 | 0 | 0 | 0 | 0 | 0 | 0 | 0 | 0 | 0 | 0 | 0 | 0 | 0 | 0 | 0 | 0 | 0 | 0 | 0 | 0
Transportation Sector Fuel Used[ships,freight,LPG vehicle,biofuel gasoline tf] | Transportation Sector Fuel Used | ships | freight | LPG vehicle | biofuel gasoline tf | 0 | 0 | 0 | 0 | 0 | 0 | 0 | 0 | 0 | 0 | 0 | 0 | 0 | 0 | 0 | 0 | 0 | 0 | 0 | 0 | 0 | 0 | 0 | 0 | 0 | 0 | 0 | 0 | 0 | 0 | 0
Transportation Sector Fuel Used[ships,freight,LPG vehicle,biofuel diesel tf] | Transportation Sector Fuel Used | ships | freight | LPG vehicle | biofuel diesel tf | 0 | 0 | 0 | 0 | 0 | 0 | 0 | 0 | 0 | 0 | 0 | 0 | 0 | 0 | 0 | 0 | 0 | 0 | 0 | 0 | 0 | 0 | 0 | 0 | 0 | 0 | 0 | 0 | 0 | 0 | 0
Transportation Sector Fuel Used[ships,freight,LPG vehicle,jet fuel tf] | Transportation Sector Fuel Used | ships | freight | LPG vehicle | jet fuel tf | 0 | 0 | 0 | 0 | 0 | 0 | 0 | 0 | 0 | 0 | 0 | 0 | 0 | 0 | 0 | 0 | 0 | 0 | 0 | 0 | 0 | 0 | 0 | 0 | 0 | 0 | 0 | 0 | 0 | 0 | 0
Transportation Sector Fuel Used[ships,freight,LPG vehicle,heavy or residual fuel oil tf] | Transportation Sector Fuel Used | ships | freight | LPG vehicle | heavy or residual fuel oil tf | 0 | 0 | 0 | 0 | 0 | 0 | 0 | 0 | 0 | 0 | 0 | 0 | 0 | 0 | 0 | 0 | 0 | 0 | 0 | 0 | 0 | 0 | 0 | 0 | 0 | 0 | 0 | 0 | 0 | 0 | 0
Transportation Sector Fuel Used[ships,freight,LPG vehicle,LPG propane or butane tf] | Transportation Sector Fuel Used | ships | freight | LPG vehicle | LPG propane or butane tf | 0 | 0 | 0 | 0 | 0 | 0 | 0 | 0 | 0 | 0 | 0 | 0 | 0 | 0 | 0 | 0 | 0 | 0 | 0 | 0 | 0 | 0 | 0 | 0 | 0 | 0 | 0 | 0 | 0 | 0 | 0
Transportation Sector Fuel Used[ships,freight,LPG vehicle,hydrogen tf] | Transportation Sector Fuel Used | ships | freight | LPG vehicle | hydrogen tf | 0 | 0 | 0 | 0 | 0 | 0 | 0 | 0 | 0 | 0 | 0 | 0 | 0 | 0 | 0 | 0 | 0 | 0 | 0 | 0 | 0 | 0 | 0 | 0 | 0 | 0 | 0 | 0 | 0 | 0 | 0
Transportation Sector Fuel Used[ships,freight,hydrogen vehicle,electricity tf] | Transportation Sector Fuel Used | ships | freight | hydrogen vehicle | electricity tf | 0 | 0 | 0 | 0 | 0 | 0 | 0 | 0 | 0 | 0 | 0 | 0 | 0 | 0 | 0 | 0 | 0 | 0 | 0 | 0 | 0 | 0 | 0 | 0 | 0 | 0 | 0 | 0 | 0 | 0 | 0
Transportation Sector Fuel Used[ships,freight,hydrogen vehicle,natural gas tf] | Transportation Sector Fuel Used | ships | freight | hydrogen vehicle | natural gas tf | 0 | 0 | 0 | 0 | 0 | 0 | 0 | 0 | 0 | 0 | 0 | 0 | 0 | 0 | 0 | 0 | 0 | 0 | 0 | 0 | 0 | 0 | 0 | 0 | 0 | 0 | 0 | 0 | 0 | 0 | 0
Transportation Sector Fuel Used[ships,freight,hydrogen vehicle,petroleum gasoline tf] | Transportation Sector Fuel Used | ships | freight | hydrogen vehicle | petroleum gasoline tf | 0 | 0 | 0 | 0 | 0 | 0 | 0 | 0 | 0 | 0 | 0 | 0 | 0 | 0 | 0 | 0 | 0 | 0 | 0 | 0 | 0 | 0 | 0 | 0 | 0 | 0 | 0 | 0 | 0 | 0 | 0
Transportation Sector Fuel Used[ships,freight,hydrogen vehicle,petroleum diesel tf] | Transportation Sector Fuel Used | ships | freight | hydrogen vehicle | petroleum diesel tf | 0 | 0 | 0 | 0 | 0 | 0 | 0 | 0 | 0 | 0 | 0 | 0 | 0 | 0 | 0 | 0 | 0 | 0 | 0 | 0 | 0 | 0 | 0 | 0 | 0 | 0 | 0 | 0 | 0 | 0 | 0
Transportation Sector Fuel Used[ships,freight,hydrogen vehicle,biofuel gasoline tf] | Transportation Sector Fuel Used | ships | freight | hydrogen vehicle | biofuel gasoline tf | 0 | 0 | 0 | 0 | 0 | 0 | 0 | 0 | 0 | 0 | 0 | 0 | 0 | 0 | 0 | 0 | 0 | 0 | 0 | 0 | 0 | 0 | 0 | 0 | 0 | 0 | 0 | 0 | 0 | 0 | 0
Transportation Sector Fuel Used[ships,freight,hydrogen vehicle,biofuel diesel tf] | Transportation Sector Fuel Used | ships | freight | hydrogen vehicle | biofuel diesel tf | 0 | 0 | 0 | 0 | 0 | 0 | 0 | 0 | 0 | 0 | 0 | 0 | 0 | 0 | 0 | 0 | 0 | 0 | 0 | 0 | 0 | 0 | 0 | 0 | 0 | 0 | 0 | 0 | 0 | 0 | 0
Transportation Sector Fuel Used[ships,freight,hydrogen vehicle,jet fuel tf] | Transportation Sector Fuel Used | ships | freight | hydrogen vehicle | jet fuel tf | 0 | 0 | 0 | 0 | 0 | 0 | 0 | 0 | 0 | 0 | 0 | 0 | 0 | 0 | 0 | 0 | 0 | 0 | 0 | 0 | 0 | 0 | 0 | 0 | 0 | 0 | 0 | 0 | 0 | 0 | 0
Transportation Sector Fuel Used[ships,freight,hydrogen vehicle,heavy or residual fuel oil tf] | Transportation Sector Fuel Used | ships | freight | hydrogen vehicle | heavy or residual fuel oil tf | 0 | 0 | 0 | 0 | 0 | 0 | 0 | 0 | 0 | 0 | 0 | 0 | 0 | 0 | 0 | 0 | 0 | 0 | 0 | 0 | 0 | 0 | 0 | 0 | 0 | 0 | 0 | 0 | 0 | 0 | 0
Transportation Sector Fuel Used[ships,freight,hydrogen vehicle,LPG propane or butane tf] | Transportation Sector Fuel Used | ships | freight | hydrogen vehicle | LPG propane or butane tf | 0 | 0 | 0 | 0 | 0 | 0 | 0 | 0 | 0 | 0 | 0 | 0 | 0 | 0 | 0 | 0 | 0 | 0 | 0 | 0 | 0 | 0 | 0 | 0 | 0 | 0 | 0 | 0 | 0 | 0 | 0
Transportation Sector Fuel Used[ships,freight,hydrogen vehicle,hydrogen tf] | Transportation Sector Fuel Used | ships | freight | hydrogen vehicle | hydrogen tf | 0 | 0 | 0 | 0 | 0 | 0 | 0 | 0 | 0 | 0 | 0 | 0 | 0 | 0 | 0 | 0 | 0 | 0 | 0 | 0 | 0 | 0 | 0 | 0 | 0 | 0 | 0 | 0 | 0 | 0 | 0
Transportation Sector Fuel Used[motorbikes,passenger,battery electric vehicle,electricity tf] | Transportation Sector Fuel Used | motorbikes | passenger | battery electric vehicle | electricity tf | 672158000 | 4811810000 | 14158700000 | 29516200000 | 50688600000 | 75937900000 | 104328000000 | 134398000000 | 165135000000 | 196085000000 | 226938000000 | 257496000000 | 287758000000 | 317747000000 | 347332000000 | 376561000000 | 405347000000 | 434643000000 | 462748000000 | 487208000000 | 507047000000 | 521823000000 | 532604000000 | 540088000000 | 545350000000 | 549176000000 | 552000000000 | 554051000000 | 555626000000 | 557120000000 | 558098000000
Transportation Sector Fuel Used[motorbikes,passenger,battery electric vehicle,natural gas tf] | Transportation Sector Fuel Used | motorbikes | passenger | battery electric vehicle | natural gas tf | 0 | 0 | 0 | 0 | 0 | 0 | 0 | 0 | 0 | 0 | 0 | 0 | 0 | 0 | 0 | 0 | 0 | 0 | 0 | 0 | 0 | 0 | 0 | 0 | 0 | 0 | 0 | 0 | 0 | 0 | 0
Transportation Sector Fuel Used[motorbikes,passenger,battery electric vehicle,petroleum gasoline tf] | Transportation Sector Fuel Used | motorbikes | passenger | battery electric vehicle | petroleum gasoline tf | 0 | 0 | 0 | 0 | 0 | 0 | 0 | 0 | 0 | 0 | 0 | 0 | 0 | 0 | 0 | 0 | 0 | 0 | 0 | 0 | 0 | 0 | 0 | 0 | 0 | 0 | 0 | 0 | 0 | 0 | 0
Transportation Sector Fuel Used[motorbikes,passenger,battery electric vehicle,petroleum diesel tf] | Transportation Sector Fuel Used | motorbikes | passenger | battery electric vehicle | petroleum diesel tf | 0 | 0 | 0 | 0 | 0 | 0 | 0 | 0 | 0 | 0 | 0 | 0 | 0 | 0 | 0 | 0 | 0 | 0 | 0 | 0 | 0 | 0 | 0 | 0 | 0 | 0 | 0 | 0 | 0 | 0 | 0
Transportation Sector Fuel Used[motorbikes,passenger,battery electric vehicle,biofuel gasoline tf] | Transportation Sector Fuel Used | motorbikes | passenger | battery electric vehicle | biofuel gasoline tf | 0 | 0 | 0 | 0 | 0 | 0 | 0 | 0 | 0 | 0 | 0 | 0 | 0 | 0 | 0 | 0 | 0 | 0 | 0 | 0 | 0 | 0 | 0 | 0 | 0 | 0 | 0 | 0 | 0 | 0 | 0
Transportation Sector Fuel Used[motorbikes,passenger,battery electric vehicle,biofuel diesel tf] | Transportation Sector Fuel Used | motorbikes | passenger | battery electric vehicle | biofuel diesel tf | 0 | 0 | 0 | 0 | 0 | 0 | 0 | 0 | 0 | 0 | 0 | 0 | 0 | 0 | 0 | 0 | 0 | 0 | 0 | 0 | 0 | 0 | 0 | 0 | 0 | 0 | 0 | 0 | 0 | 0 | 0
Transportation Sector Fuel Used[motorbikes,passenger,battery electric vehicle,jet fuel tf] | Transportation Sector Fuel Used | motorbikes | passenger | battery electric vehicle | jet fuel tf | 0 | 0 | 0 | 0 | 0 | 0 | 0 | 0 | 0 | 0 | 0 | 0 | 0 | 0 | 0 | 0 | 0 | 0 | 0 | 0 | 0 | 0 | 0 | 0 | 0 | 0 | 0 | 0 | 0 | 0 | 0
Transportation Sector Fuel Used[motorbikes,passenger,battery electric vehicle,heavy or residual fuel oil tf] | Transportation Sector Fuel Used | motorbikes | passenger | battery electric vehicle | heavy or residual fuel oil tf | 0 | 0 | 0 | 0 | 0 | 0 | 0 | 0 | 0 | 0 | 0 | 0 | 0 | 0 | 0 | 0 | 0 | 0 | 0 | 0 | 0 | 0 | 0 | 0 | 0 | 0 | 0 | 0 | 0 | 0 | 0
Transportation Sector Fuel Used[motorbikes,passenger,battery electric vehicle,LPG propane or butane tf] | Transportation Sector Fuel Used | motorbikes | passenger | battery electric vehicle | LPG propane or butane tf | 0 | 0 | 0 | 0 | 0 | 0 | 0 | 0 | 0 | 0 | 0 | 0 | 0 | 0 | 0 | 0 | 0 | 0 | 0 | 0 | 0 | 0 | 0 | 0 | 0 | 0 | 0 | 0 | 0 | 0 | 0
Transportation Sector Fuel Used[motorbikes,passenger,battery electric vehicle,hydrogen tf] | Transportation Sector Fuel Used | motorbikes | passenger | battery electric vehicle | hydrogen tf | 0 | 0 | 0 | 0 | 0 | 0 | 0 | 0 | 0 | 0 | 0 | 0 | 0 | 0 | 0 | 0 | 0 | 0 | 0 | 0 | 0 | 0 | 0 | 0 | 0 | 0 | 0 | 0 | 0 | 0 | 0
Transportation Sector Fuel Used[motorbikes,passenger,natural gas vehicle,electricity tf] | Transportation Sector Fuel Used | motorbikes | passenger | natural gas vehicle | electricity tf | 0 | 0 | 0 | 0 | 0 | 0 | 0 | 0 | 0 | 0 | 0 | 0 | 0 | 0 | 0 | 0 | 0 | 0 | 0 | 0 | 0 | 0 | 0 | 0 | 0 | 0 | 0 | 0 | 0 | 0 | 0
Transportation Sector Fuel Used[motorbikes,passenger,natural gas vehicle,natural gas tf] | Transportation Sector Fuel Used | motorbikes | passenger | natural gas vehicle | natural gas tf | 50994200 | 51090200 | 44601100 | 38205700 | 32014100 | 26328700 | 21159100 | 16496300 | 12358200 | 8764600 | 5737200 | 3306560 | 1509160 | 856358 | 384291 | 97105.9 | 0 | 0 | 0 | 0 | 0 | 0 | 0 | 0 | 0 | 0 | 0 | 0 | 0 | 0 | 0
Transportation Sector Fuel Used[motorbikes,passenger,natural gas vehicle,petroleum gasoline tf] | Transportation Sector Fuel Used | motorbikes | passenger | natural gas vehicle | petroleum gasoline tf | 0 | 0 | 0 | 0 | 0 | 0 | 0 | 0 | 0 | 0 | 0 | 0 | 0 | 0 | 0 | 0 | 0 | 0 | 0 | 0 | 0 | 0 | 0 | 0 | 0 | 0 | 0 | 0 | 0 | 0 | 0
Transportation Sector Fuel Used[motorbikes,passenger,natural gas vehicle,petroleum diesel tf] | Transportation Sector Fuel Used | motorbikes | passenger | natural gas vehicle | petroleum diesel tf | 0 | 0 | 0 | 0 | 0 | 0 | 0 | 0 | 0 | 0 | 0 | 0 | 0 | 0 | 0 | 0 | 0 | 0 | 0 | 0 | 0 | 0 | 0 | 0 | 0 | 0 | 0 | 0 | 0 | 0 | 0
Transportation Sector Fuel Used[motorbikes,passenger,natural gas vehicle,biofuel gasoline tf] | Transportation Sector Fuel Used | motorbikes | passenger | natural gas vehicle | biofuel gasoline tf | 0 | 0 | 0 | 0 | 0 | 0 | 0 | 0 | 0 | 0 | 0 | 0 | 0 | 0 | 0 | 0 | 0 | 0 | 0 | 0 | 0 | 0 | 0 | 0 | 0 | 0 | 0 | 0 | 0 | 0 | 0
Transportation Sector Fuel Used[motorbikes,passenger,natural gas vehicle,biofuel diesel tf] | Transportation Sector Fuel Used | motorbikes | passenger | natural gas vehicle | biofuel diesel tf | 0 | 0 | 0 | 0 | 0 | 0 | 0 | 0 | 0 | 0 | 0 | 0 | 0 | 0 | 0 | 0 | 0 | 0 | 0 | 0 | 0 | 0 | 0 | 0 | 0 | 0 | 0 | 0 | 0 | 0 | 0
Transportation Sector Fuel Used[motorbikes,passenger,natural gas vehicle,jet fuel tf] | Transportation Sector Fuel Used | motorbikes | passenger | natural gas vehicle | jet fuel tf | 0 | 0 | 0 | 0 | 0 | 0 | 0 | 0 | 0 | 0 | 0 | 0 | 0 | 0 | 0 | 0 | 0 | 0 | 0 | 0 | 0 | 0 | 0 | 0 | 0 | 0 | 0 | 0 | 0 | 0 | 0
Transportation Sector Fuel Used[motorbikes,passenger,natural gas vehicle,heavy or residual fuel oil tf] | Transportation Sector Fuel Used | motorbikes | passenger | natural gas vehicle | heavy or residual fuel oil tf | 0 | 0 | 0 | 0 | 0 | 0 | 0 | 0 | 0 | 0 | 0 | 0 | 0 | 0 | 0 | 0 | 0 | 0 | 0 | 0 | 0 | 0 | 0 | 0 | 0 | 0 | 0 | 0 | 0 | 0 | 0
Transportation Sector Fuel Used[motorbikes,passenger,natural gas vehicle,LPG propane or butane tf] | Transportation Sector Fuel Used | motorbikes | passenger | natural gas vehicle | LPG propane or butane tf | 0 | 0 | 0 | 0 | 0 | 0 | 0 | 0 | 0 | 0 | 0 | 0 | 0 | 0 | 0 | 0 | 0 | 0 | 0 | 0 | 0 | 0 | 0 | 0 | 0 | 0 | 0 | 0 | 0 | 0 | 0
Transportation Sector Fuel Used[motorbikes,passenger,natural gas vehicle,hydrogen tf] | Transportation Sector Fuel Used | motorbikes | passenger | natural gas vehicle | hydrogen tf | 0 | 0 | 0 | 0 | 0 | 0 | 0 | 0 | 0 | 0 | 0 | 0 | 0 | 0 | 0 | 0 | 0 | 0 | 0 | 0 | 0 | 0 | 0 | 0 | 0 | 0 | 0 | 0 | 0 | 0 | 0
Transportation Sector Fuel Used[motorbikes,passenger,gasoline vehicle,electricity tf] | Transportation Sector Fuel Used | motorbikes | passenger | gasoline vehicle | electricity tf | 0 | 0 | 0 | 0 | 0 | 0 | 0 | 0 | 0 | 0 | 0 | 0 | 0 | 0 | 0 | 0 | 0 | 0 | 0 | 0 | 0 | 0 | 0 | 0 | 0 | 0 | 0 | 0 | 0 | 0 | 0
Transportation Sector Fuel Used[motorbikes,passenger,gasoline vehicle,natural gas tf] | Transportation Sector Fuel Used | motorbikes | passenger | gasoline vehicle | natural gas tf | 0 | 0 | 0 | 0 | 0 | 0 | 0 | 0 | 0 | 0 | 0 | 0 | 0 | 0 | 0 | 0 | 0 | 0 | 0 | 0 | 0 | 0 | 0 | 0 | 0 | 0 | 0 | 0 | 0 | 0 | 0
Transportation Sector Fuel Used[motorbikes,passenger,gasoline vehicle,petroleum gasoline tf] | Transportation Sector Fuel Used | motorbikes | passenger | gasoline vehicle | petroleum gasoline tf | 3427440000000 | 3846570000000 | 3797610000000 | 3716480000000 | 3599940000000 | 3495210000000 | 3385280000000 | 3272260000000 | 3158600000000 | 3046750000000 | 2936400000000 | 2829610000000 | 2727160000000 | 2628940000000 | 2534960000000 | 2445670000000 | 2358660000000 | 2270710000000 | 2186110000000 | 2112580000000 | 2053000000000 | 2008200000000 | 1975990000000 | 1953320000000 | 1936750000000 | 1923310000000 | 1911900000000 | 1901940000000 | 1892910000000 | 1885440000000 | 1877740000000
Transportation Sector Fuel Used[motorbikes,passenger,gasoline vehicle,petroleum diesel tf] | Transportation Sector Fuel Used | motorbikes | passenger | gasoline vehicle | petroleum diesel tf | 0 | 0 | 0 | 0 | 0 | 0 | 0 | 0 | 0 | 0 | 0 | 0 | 0 | 0 | 0 | 0 | 0 | 0 | 0 | 0 | 0 | 0 | 0 | 0 | 0 | 0 | 0 | 0 | 0 | 0 | 0
Transportation Sector Fuel Used[motorbikes,passenger,gasoline vehicle,biofuel gasoline tf] | Transportation Sector Fuel Used | motorbikes | passenger | gasoline vehicle | biofuel gasoline tf | 264331000000 | 297548000000 | 294642000000 | 289211000000 | 280978000000 | 273617000000 | 265799000000 | 257686000000 | 249471000000 | 240992000000 | 232947000000 | 224475000000 | 216348000000 | 208556000000 | 201101000000 | 194017000000 | 187115000000 | 180137000000 | 173426000000 | 167592000000 | 162866000000 | 159312000000 | 156757000000 | 154958000000 | 153644000000 | 152578000000 | 151673000000 | 150882000000 | 150166000000 | 149573000000 | 148963000000
Transportation Sector Fuel Used[motorbikes,passenger,gasoline vehicle,biofuel diesel tf] | Transportation Sector Fuel Used | motorbikes | passenger | gasoline vehicle | biofuel diesel tf | 0 | 0 | 0 | 0 | 0 | 0 | 0 | 0 | 0 | 0 | 0 | 0 | 0 | 0 | 0 | 0 | 0 | 0 | 0 | 0 | 0 | 0 | 0 | 0 | 0 | 0 | 0 | 0 | 0 | 0 | 0
Transportation Sector Fuel Used[motorbikes,passenger,gasoline vehicle,jet fuel tf] | Transportation Sector Fuel Used | motorbikes | passenger | gasoline vehicle | jet fuel tf | 0 | 0 | 0 | 0 | 0 | 0 | 0 | 0 | 0 | 0 | 0 | 0 | 0 | 0 | 0 | 0 | 0 | 0 | 0 | 0 | 0 | 0 | 0 | 0 | 0 | 0 | 0 | 0 | 0 | 0 | 0
Transportation Sector Fuel Used[motorbikes,passenger,gasoline vehicle,heavy or residual fuel oil tf] | Transportation Sector Fuel Used | motorbikes | passenger | gasoline vehicle | heavy or residual fuel oil tf | 0 | 0 | 0 | 0 | 0 | 0 | 0 | 0 | 0 | 0 | 0 | 0 | 0 | 0 | 0 | 0 | 0 | 0 | 0 | 0 | 0 | 0 | 0 | 0 | 0 | 0 | 0 | 0 | 0 | 0 | 0
Transportation Sector Fuel Used[motorbikes,passenger,gasoline vehicle,LPG propane or butane tf] | Transportation Sector Fuel Used | motorbikes | passenger | gasoline vehicle | LPG propane or butane tf | 0 | 0 | 0 | 0 | 0 | 0 | 0 | 0 | 0 | 0 | 0 | 0 | 0 | 0 | 0 | 0 | 0 | 0 | 0 | 0 | 0 | 0 | 0 | 0 | 0 | 0 | 0 | 0 | 0 | 0 | 0
Transportation Sector Fuel Used[motorbikes,passenger,gasoline vehicle,hydrogen tf] | Transportation Sector Fuel Used | motorbikes | passenger | gasoline vehicle | hydrogen tf | 0 | 0 | 0 | 0 | 0 | 0 | 0 | 0 | 0 | 0 | 0 | 0 | 0 | 0 | 0 | 0 | 0 | 0 | 0 | 0 | 0 | 0 | 0 | 0 | 0 | 0 | 0 | 0 | 0 | 0 | 0
Transportation Sector Fuel Used[motorbikes,passenger,diesel vehicle,electricity tf] | Transportation Sector Fuel Used | motorbikes | passenger | diesel vehicle | electricity tf | 0 | 0 | 0 | 0 | 0 | 0 | 0 | 0 | 0 | 0 | 0 | 0 | 0 | 0 | 0 | 0 | 0 | 0 | 0 | 0 | 0 | 0 | 0 | 0 | 0 | 0 | 0 | 0 | 0 | 0 | 0
Transportation Sector Fuel Used[motorbikes,passenger,diesel vehicle,natural gas tf] | Transportation Sector Fuel Used | motorbikes | passenger | diesel vehicle | natural gas tf | 0 | 0 | 0 | 0 | 0 | 0 | 0 | 0 | 0 | 0 | 0 | 0 | 0 | 0 | 0 | 0 | 0 | 0 | 0 | 0 | 0 | 0 | 0 | 0 | 0 | 0 | 0 | 0 | 0 | 0 | 0
Transportation Sector Fuel Used[motorbikes,passenger,diesel vehicle,petroleum gasoline tf] | Transportation Sector Fuel Used | motorbikes | passenger | diesel vehicle | petroleum gasoline tf | 0 | 0 | 0 | 0 | 0 | 0 | 0 | 0 | 0 | 0 | 0 | 0 | 0 | 0 | 0 | 0 | 0 | 0 | 0 | 0 | 0 | 0 | 0 | 0 | 0 | 0 | 0 | 0 | 0 | 0 | 0
Transportation Sector Fuel Used[motorbikes,passenger,diesel vehicle,petroleum diesel tf] | Transportation Sector Fuel Used | motorbikes | passenger | diesel vehicle | petroleum diesel tf | 324685000 | 322342000 | 279400000 | 238264000 | 199461000 | 164559000 | 133549000 | 106146000 | 82215400 | 61621500 | 44212400 | 30835900 | 19706000 | 10917900 | 4961540 | 1270790 | 0 | 0 | 0 | 0 | 0 | 0 | 0 | 0 | 0 | 0 | 0 | 0 | 0 | 0 | 0
Transportation Sector Fuel Used[motorbikes,passenger,diesel vehicle,biofuel gasoline tf] | Transportation Sector Fuel Used | motorbikes | passenger | diesel vehicle | biofuel gasoline tf | 0 | 0 | 0 | 0 | 0 | 0 | 0 | 0 | 0 | 0 | 0 | 0 | 0 | 0 | 0 | 0 | 0 | 0 | 0 | 0 | 0 | 0 | 0 | 0 | 0 | 0 | 0 | 0 | 0 | 0 | 0
Transportation Sector Fuel Used[motorbikes,passenger,diesel vehicle,biofuel diesel tf] | Transportation Sector Fuel Used | motorbikes | passenger | diesel vehicle | biofuel diesel tf | 79977600 | 89240500 | 86309400 | 81634100 | 75419000 | 68380000 | 60770900 | 52735700 | 44484500 | 36234500 | 28203600 | 19670600 | 12570700 | 6964630 | 3165020 | 810651 | 0 | 0 | 0 | 0 | 0 | 0 | 0 | 0 | 0 | 0 | 0 | 0 | 0 | 0 | 0
Transportation Sector Fuel Used[motorbikes,passenger,diesel vehicle,jet fuel tf] | Transportation Sector Fuel Used | motorbikes | passenger | diesel vehicle | jet fuel tf | 0 | 0 | 0 | 0 | 0 | 0 | 0 | 0 | 0 | 0 | 0 | 0 | 0 | 0 | 0 | 0 | 0 | 0 | 0 | 0 | 0 | 0 | 0 | 0 | 0 | 0 | 0 | 0 | 0 | 0 | 0
Transportation Sector Fuel Used[motorbikes,passenger,diesel vehicle,heavy or residual fuel oil tf] | Transportation Sector Fuel Used | motorbikes | passenger | diesel vehicle | heavy or residual fuel oil tf | 0 | 0 | 0 | 0 | 0 | 0 | 0 | 0 | 0 | 0 | 0 | 0 | 0 | 0 | 0 | 0 | 0 | 0 | 0 | 0 | 0 | 0 | 0 | 0 | 0 | 0 | 0 | 0 | 0 | 0 | 0
Transportation Sector Fuel Used[motorbikes,passenger,diesel vehicle,LPG propane or butane tf] | Transportation Sector Fuel Used | motorbikes | passenger | diesel vehicle | LPG propane or butane tf | 0 | 0 | 0 | 0 | 0 | 0 | 0 | 0 | 0 | 0 | 0 | 0 | 0 | 0 | 0 | 0 | 0 | 0 | 0 | 0 | 0 | 0 | 0 | 0 | 0 | 0 | 0 | 0 | 0 | 0 | 0
Transportation Sector Fuel Used[motorbikes,passenger,diesel vehicle,hydrogen tf] | Transportation Sector Fuel Used | motorbikes | passenger | diesel vehicle | hydrogen tf | 0 | 0 | 0 | 0 | 0 | 0 | 0 | 0 | 0 | 0 | 0 | 0 | 0 | 0 | 0 | 0 | 0 | 0 | 0 | 0 | 0 | 0 | 0 | 0 | 0 | 0 | 0 | 0 | 0 | 0 | 0
Transportation Sector Fuel Used[motorbikes,passenger,plugin hybrid vehicle,electricity tf] | Transportation Sector Fuel Used | motorbikes | passenger | plugin hybrid vehicle | electricity tf | 0 | 0 | 0 | 0 | 0 | 0 | 0 | 0 | 0 | 0 | 0 | 0 | 0 | 0 | 0 | 0 | 0 | 0 | 0 | 0 | 0 | 0 | 0 | 0 | 0 | 0 | 0 | 0 | 0 | 0 | 0
Transportation Sector Fuel Used[motorbikes,passenger,plugin hybrid vehicle,natural gas tf] | Transportation Sector Fuel Used | motorbikes | passenger | plugin hybrid vehicle | natural gas tf | 0 | 0 | 0 | 0 | 0 | 0 | 0 | 0 | 0 | 0 | 0 | 0 | 0 | 0 | 0 | 0 | 0 | 0 | 0 | 0 | 0 | 0 | 0 | 0 | 0 | 0 | 0 | 0 | 0 | 0 | 0
Transportation Sector Fuel Used[motorbikes,passenger,plugin hybrid vehicle,petroleum gasoline tf] | Transportation Sector Fuel Used | motorbikes | passenger | plugin hybrid vehicle | petroleum gasoline tf | 0 | 0 | 0 | 0 | 0 | 0 | 0 | 0 | 0 | 0 | 0 | 0 | 0 | 0 | 0 | 0 | 0 | 0 | 0 | 0 | 0 | 0 | 0 | 0 | 0 | 0 | 0 | 0 | 0 | 0 | 0
Transportation Sector Fuel Used[motorbikes,passenger,plugin hybrid vehicle,petroleum diesel tf] | Transportation Sector Fuel Used | motorbikes | passenger | plugin hybrid vehicle | petroleum diesel tf | 0 | 0 | 0 | 0 | 0 | 0 | 0 | 0 | 0 | 0 | 0 | 0 | 0 | 0 | 0 | 0 | 0 | 0 | 0 | 0 | 0 | 0 | 0 | 0 | 0 | 0 | 0 | 0 | 0 | 0 | 0
Transportation Sector Fuel Used[motorbikes,passenger,plugin hybrid vehicle,biofuel gasoline tf] | Transportation Sector Fuel Used | motorbikes | passenger | plugin hybrid vehicle | biofuel gasoline tf | 0 | 0 | 0 | 0 | 0 | 0 | 0 | 0 | 0 | 0 | 0 | 0 | 0 | 0 | 0 | 0 | 0 | 0 | 0 | 0 | 0 | 0 | 0 | 0 | 0 | 0 | 0 | 0 | 0 | 0 | 0
Transportation Sector Fuel Used[motorbikes,passenger,plugin hybrid vehicle,biofuel diesel tf] | Transportation Sector Fuel Used | motorbikes | passenger | plugin hybrid vehicle | biofuel diesel tf | 0 | 0 | 0 | 0 | 0 | 0 | 0 | 0 | 0 | 0 | 0 | 0 | 0 | 0 | 0 | 0 | 0 | 0 | 0 | 0 | 0 | 0 | 0 | 0 | 0 | 0 | 0 | 0 | 0 | 0 | 0
Transportation Sector Fuel Used[motorbikes,passenger,plugin hybrid vehicle,jet fuel tf] | Transportation Sector Fuel Used | motorbikes | passenger | plugin hybrid vehicle | jet fuel tf | 0 | 0 | 0 | 0 | 0 | 0 | 0 | 0 | 0 | 0 | 0 | 0 | 0 | 0 | 0 | 0 | 0 | 0 | 0 | 0 | 0 | 0 | 0 | 0 | 0 | 0 | 0 | 0 | 0 | 0 | 0
Transportation Sector Fuel Used[motorbikes,passenger,plugin hybrid vehicle,heavy or residual fuel oil tf] | Transportation Sector Fuel Used | motorbikes | passenger | plugin hybrid vehicle | heavy or residual fuel oil tf | 0 | 0 | 0 | 0 | 0 | 0 | 0 | 0 | 0 | 0 | 0 | 0 | 0 | 0 | 0 | 0 | 0 | 0 | 0 | 0 | 0 | 0 | 0 | 0 | 0 | 0 | 0 | 0 | 0 | 0 | 0
Transportation Sector Fuel Used[motorbikes,passenger,plugin hybrid vehicle,LPG propane or butane tf] | Transportation Sector Fuel Used | motorbikes | passenger | plugin hybrid vehicle | LPG propane or butane tf | 0 | 0 | 0 | 0 | 0 | 0 | 0 | 0 | 0 | 0 | 0 | 0 | 0 | 0 | 0 | 0 | 0 | 0 | 0 | 0 | 0 | 0 | 0 | 0 | 0 | 0 | 0 | 0 | 0 | 0 | 0
Transportation Sector Fuel Used[motorbikes,passenger,plugin hybrid vehicle,hydrogen tf] | Transportation Sector Fuel Used | motorbikes | passenger | plugin hybrid vehicle | hydrogen tf | 0 | 0 | 0 | 0 | 0 | 0 | 0 | 0 | 0 | 0 | 0 | 0 | 0 | 0 | 0 | 0 | 0 | 0 | 0 | 0 | 0 | 0 | 0 | 0 | 0 | 0 | 0 | 0 | 0 | 0 | 0
Transportation Sector Fuel Used[motorbikes,passenger,LPG vehicle,electricity tf] | Transportation Sector Fuel Used | motorbikes | passenger | LPG vehicle | electricity tf | 0 | 0 | 0 | 0 | 0 | 0 | 0 | 0 | 0 | 0 | 0 | 0 | 0 | 0 | 0 | 0 | 0 | 0 | 0 | 0 | 0 | 0 | 0 | 0 | 0 | 0 | 0 | 0 | 0 | 0 | 0
Transportation Sector Fuel Used[motorbikes,passenger,LPG vehicle,natural gas tf] | Transportation Sector Fuel Used | motorbikes | passenger | LPG vehicle | natural gas tf | 0 | 0 | 0 | 0 | 0 | 0 | 0 | 0 | 0 | 0 | 0 | 0 | 0 | 0 | 0 | 0 | 0 | 0 | 0 | 0 | 0 | 0 | 0 | 0 | 0 | 0 | 0 | 0 | 0 | 0 | 0
Transportation Sector Fuel Used[motorbikes,passenger,LPG vehicle,petroleum gasoline tf] | Transportation Sector Fuel Used | motorbikes | passenger | LPG vehicle | petroleum gasoline tf | 0 | 0 | 0 | 0 | 0 | 0 | 0 | 0 | 0 | 0 | 0 | 0 | 0 | 0 | 0 | 0 | 0 | 0 | 0 | 0 | 0 | 0 | 0 | 0 | 0 | 0 | 0 | 0 | 0 | 0 | 0
Transportation Sector Fuel Used[motorbikes,passenger,LPG vehicle,petroleum diesel tf] | Transportation Sector Fuel Used | motorbikes | passenger | LPG vehicle | petroleum diesel tf | 0 | 0 | 0 | 0 | 0 | 0 | 0 | 0 | 0 | 0 | 0 | 0 | 0 | 0 | 0 | 0 | 0 | 0 | 0 | 0 | 0 | 0 | 0 | 0 | 0 | 0 | 0 | 0 | 0 | 0 | 0
Transportation Sector Fuel Used[motorbikes,passenger,LPG vehicle,biofuel gasoline tf] | Transportation Sector Fuel Used | motorbikes | passenger | LPG vehicle | biofuel gasoline tf | 0 | 0 | 0 | 0 | 0 | 0 | 0 | 0 | 0 | 0 | 0 | 0 | 0 | 0 | 0 | 0 | 0 | 0 | 0 | 0 | 0 | 0 | 0 | 0 | 0 | 0 | 0 | 0 | 0 | 0 | 0
Transportation Sector Fuel Used[motorbikes,passenger,LPG vehicle,biofuel diesel tf] | Transportation Sector Fuel Used | motorbikes | passenger | LPG vehicle | biofuel diesel tf | 0 | 0 | 0 | 0 | 0 | 0 | 0 | 0 | 0 | 0 | 0 | 0 | 0 | 0 | 0 | 0 | 0 | 0 | 0 | 0 | 0 | 0 | 0 | 0 | 0 | 0 | 0 | 0 | 0 | 0 | 0
Transportation Sector Fuel Used[motorbikes,passenger,LPG vehicle,jet fuel tf] | Transportation Sector Fuel Used | motorbikes | passenger | LPG vehicle | jet fuel tf | 0 | 0 | 0 | 0 | 0 | 0 | 0 | 0 | 0 | 0 | 0 | 0 | 0 | 0 | 0 | 0 | 0 | 0 | 0 | 0 | 0 | 0 | 0 | 0 | 0 | 0 | 0 | 0 | 0 | 0 | 0
Transportation Sector Fuel Used[motorbikes,passenger,LPG vehicle,heavy or residual fuel oil tf] | Transportation Sector Fuel Used | motorbikes | passenger | LPG vehicle | heavy or residual fuel oil tf | 0 | 0 | 0 | 0 | 0 | 0 | 0 | 0 | 0 | 0 | 0 | 0 | 0 | 0 | 0 | 0 | 0 | 0 | 0 | 0 | 0 | 0 | 0 | 0 | 0 | 0 | 0 | 0 | 0 | 0 | 0
Transportation Sector Fuel Used[motorbikes,passenger,LPG vehicle,LPG propane or butane tf] | Transportation Sector Fuel Used | motorbikes | passenger | LPG vehicle | LPG propane or butane tf | 0 | 0 | 0 | 0 | 0 | 0 | 0 | 0 | 0 | 0 | 0 | 0 | 0 | 0 | 0 | 0 | 0 | 0 | 0 | 0 | 0 | 0 | 0 | 0 | 0 | 0 | 0 | 0 | 0 | 0 | 0
Transportation Sector Fuel Used[motorbikes,passenger,LPG vehicle,hydrogen tf] | Transportation Sector Fuel Used | motorbikes | passenger | LPG vehicle | hydrogen tf | 0 | 0 | 0 | 0 | 0 | 0 | 0 | 0 | 0 | 0 | 0 | 0 | 0 | 0 | 0 | 0 | 0 | 0 | 0 | 0 | 0 | 0 | 0 | 0 | 0 | 0 | 0 | 0 | 0 | 0 | 0
Transportation Sector Fuel Used[motorbikes,passenger,hydrogen vehicle,electricity tf] | Transportation Sector Fuel Used | motorbikes | passenger | hydrogen vehicle | electricity tf | 0 | 0 | 0 | 0 | 0 | 0 | 0 | 0 | 0 | 0 | 0 | 0 | 0 | 0 | 0 | 0 | 0 | 0 | 0 | 0 | 0 | 0 | 0 | 0 | 0 | 0 | 0 | 0 | 0 | 0 | 0
Transportation Sector Fuel Used[motorbikes,passenger,hydrogen vehicle,natural gas tf] | Transportation Sector Fuel Used | motorbikes | passenger | hydrogen vehicle | natural gas tf | 0 | 0 | 0 | 0 | 0 | 0 | 0 | 0 | 0 | 0 | 0 | 0 | 0 | 0 | 0 | 0 | 0 | 0 | 0 | 0 | 0 | 0 | 0 | 0 | 0 | 0 | 0 | 0 | 0 | 0 | 0
Transportation Sector Fuel Used[motorbikes,passenger,hydrogen vehicle,petroleum gasoline tf] | Transportation Sector Fuel Used | motorbikes | passenger | hydrogen vehicle | petroleum gasoline tf | 0 | 0 | 0 | 0 | 0 | 0 | 0 | 0 | 0 | 0 | 0 | 0 | 0 | 0 | 0 | 0 | 0 | 0 | 0 | 0 | 0 | 0 | 0 | 0 | 0 | 0 | 0 | 0 | 0 | 0 | 0
Transportation Sector Fuel Used[motorbikes,passenger,hydrogen vehicle,petroleum diesel tf] | Transportation Sector Fuel Used | motorbikes | passenger | hydrogen vehicle | petroleum diesel tf | 0 | 0 | 0 | 0 | 0 | 0 | 0 | 0 | 0 | 0 | 0 | 0 | 0 | 0 | 0 | 0 | 0 | 0 | 0 | 0 | 0 | 0 | 0 | 0 | 0 | 0 | 0 | 0 | 0 | 0 | 0
Transportation Sector Fuel Used[motorbikes,passenger,hydrogen vehicle,biofuel gasoline tf] | Transportation Sector Fuel Used | motorbikes | passenger | hydrogen vehicle | biofuel gasoline tf | 0 | 0 | 0 | 0 | 0 | 0 | 0 | 0 | 0 | 0 | 0 | 0 | 0 | 0 | 0 | 0 | 0 | 0 | 0 | 0 | 0 | 0 | 0 | 0 | 0 | 0 | 0 | 0 | 0 | 0 | 0
Transportation Sector Fuel Used[motorbikes,passenger,hydrogen vehicle,biofuel diesel tf] | Transportation Sector Fuel Used | motorbikes | passenger | hydrogen vehicle | biofuel diesel tf | 0 | 0 | 0 | 0 | 0 | 0 | 0 | 0 | 0 | 0 | 0 | 0 | 0 | 0 | 0 | 0 | 0 | 0 | 0 | 0 | 0 | 0 | 0 | 0 | 0 | 0 | 0 | 0 | 0 | 0 | 0
Transportation Sector Fuel Used[motorbikes,passenger,hydrogen vehicle,jet fuel tf] | Transportation Sector Fuel Used | motorbikes | passenger | hydrogen vehicle | jet fuel tf | 0 | 0 | 0 | 0 | 0 | 0 | 0 | 0 | 0 | 0 | 0 | 0 | 0 | 0 | 0 | 0 | 0 | 0 | 0 | 0 | 0 | 0 | 0 | 0 | 0 | 0 | 0 | 0 | 0 | 0 | 0
Transportation Sector Fuel Used[motorbikes,passenger,hydrogen vehicle,heavy or residual fuel oil tf] | Transportation Sector Fuel Used | motorbikes | passenger | hydrogen vehicle | heavy or residual fuel oil tf | 0 | 0 | 0 | 0 | 0 | 0 | 0 | 0 | 0 | 0 | 0 | 0 | 0 | 0 | 0 | 0 | 0 | 0 | 0 | 0 | 0 | 0 | 0 | 0 | 0 | 0 | 0 | 0 | 0 | 0 | 0
Transportation Sector Fuel Used[motorbikes,passenger,hydrogen vehicle,LPG propane or butane tf] | Transportation Sector Fuel Used | motorbikes | passenger | hydrogen vehicle | LPG propane or butane tf | 0 | 0 | 0 | 0 | 0 | 0 | 0 | 0 | 0 | 0 | 0 | 0 | 0 | 0 | 0 | 0 | 0 | 0 | 0 | 0 | 0 | 0 | 0 | 0 | 0 | 0 | 0 | 0 | 0 | 0 | 0
Transportation Sector Fuel Used[motorbikes,passenger,hydrogen vehicle,hydrogen tf] | Transportation Sector Fuel Used | motorbikes | passenger | hydrogen vehicle | hydrogen tf | 0 | 0 | 0 | 0 | 0 | 0 | 0 | 0 | 0 | 0 | 0 | 0 | 0 | 0 | 0 | 0 | 0 | 0 | 0 | 0 | 0 | 0 | 0 | 0 | 0 | 0 | 0 | 0 | 0 | 0 | 0
Transportation Sector Fuel Used[motorbikes,freight,battery electric vehicle,electricity tf] | Transportation Sector Fuel Used | motorbikes | freight | battery electric vehicle | electricity tf | 4321780000 | 10321700000 | 33182000000 | 61668000000 | 170069000000 | 329486000000 | 567174000000 | 938857000000 | 1456180000000 | 2130760000000 | 2973940000000 | 4044370000000 | 5339480000000 | 6723000000000 | 8194100000000 | 9753240000000 | 11398400000000 | 13128900000000 | 14943700000000 | 16839300000000 | 18815900000000 | 20869900000000 | 22996800000000 | 25195800000000 | 27462700000000 | 29681100000000 | 31966100000000 | 34296100000000 | 36690200000000 | 39043700000000 | 41403800000000
Transportation Sector Fuel Used[motorbikes,freight,battery electric vehicle,natural gas tf] | Transportation Sector Fuel Used | motorbikes | freight | battery electric vehicle | natural gas tf | 0 | 0 | 0 | 0 | 0 | 0 | 0 | 0 | 0 | 0 | 0 | 0 | 0 | 0 | 0 | 0 | 0 | 0 | 0 | 0 | 0 | 0 | 0 | 0 | 0 | 0 | 0 | 0 | 0 | 0 | 0
Transportation Sector Fuel Used[motorbikes,freight,battery electric vehicle,petroleum gasoline tf] | Transportation Sector Fuel Used | motorbikes | freight | battery electric vehicle | petroleum gasoline tf | 0 | 0 | 0 | 0 | 0 | 0 | 0 | 0 | 0 | 0 | 0 | 0 | 0 | 0 | 0 | 0 | 0 | 0 | 0 | 0 | 0 | 0 | 0 | 0 | 0 | 0 | 0 | 0 | 0 | 0 | 0
Transportation Sector Fuel Used[motorbikes,freight,battery electric vehicle,petroleum diesel tf] | Transportation Sector Fuel Used | motorbikes | freight | battery electric vehicle | petroleum diesel tf | 0 | 0 | 0 | 0 | 0 | 0 | 0 | 0 | 0 | 0 | 0 | 0 | 0 | 0 | 0 | 0 | 0 | 0 | 0 | 0 | 0 | 0 | 0 | 0 | 0 | 0 | 0 | 0 | 0 | 0 | 0
Transportation Sector Fuel Used[motorbikes,freight,battery electric vehicle,biofuel gasoline tf] | Transportation Sector Fuel Used | motorbikes | freight | battery electric vehicle | biofuel gasoline tf | 0 | 0 | 0 | 0 | 0 | 0 | 0 | 0 | 0 | 0 | 0 | 0 | 0 | 0 | 0 | 0 | 0 | 0 | 0 | 0 | 0 | 0 | 0 | 0 | 0 | 0 | 0 | 0 | 0 | 0 | 0
Transportation Sector Fuel Used[motorbikes,freight,battery electric vehicle,biofuel diesel tf] | Transportation Sector Fuel Used | motorbikes | freight | battery electric vehicle | biofuel diesel tf | 0 | 0 | 0 | 0 | 0 | 0 | 0 | 0 | 0 | 0 | 0 | 0 | 0 | 0 | 0 | 0 | 0 | 0 | 0 | 0 | 0 | 0 | 0 | 0 | 0 | 0 | 0 | 0 | 0 | 0 | 0
Transportation Sector Fuel Used[motorbikes,freight,battery electric vehicle,jet fuel tf] | Transportation Sector Fuel Used | motorbikes | freight | battery electric vehicle | jet fuel tf | 0 | 0 | 0 | 0 | 0 | 0 | 0 | 0 | 0 | 0 | 0 | 0 | 0 | 0 | 0 | 0 | 0 | 0 | 0 | 0 | 0 | 0 | 0 | 0 | 0 | 0 | 0 | 0 | 0 | 0 | 0
Transportation Sector Fuel Used[motorbikes,freight,battery electric vehicle,heavy or residual fuel oil tf] | Transportation Sector Fuel Used | motorbikes | freight | battery electric vehicle | heavy or residual fuel oil tf | 0 | 0 | 0 | 0 | 0 | 0 | 0 | 0 | 0 | 0 | 0 | 0 | 0 | 0 | 0 | 0 | 0 | 0 | 0 | 0 | 0 | 0 | 0 | 0 | 0 | 0 | 0 | 0 | 0 | 0 | 0
Transportation Sector Fuel Used[motorbikes,freight,battery electric vehicle,LPG propane or butane tf] | Transportation Sector Fuel Used | motorbikes | freight | battery electric vehicle | LPG propane or butane tf | 0 | 0 | 0 | 0 | 0 | 0 | 0 | 0 | 0 | 0 | 0 | 0 | 0 | 0 | 0 | 0 | 0 | 0 | 0 | 0 | 0 | 0 | 0 | 0 | 0 | 0 | 0 | 0 | 0 | 0 | 0
Transportation Sector Fuel Used[motorbikes,freight,battery electric vehicle,hydrogen tf] | Transportation Sector Fuel Used | motorbikes | freight | battery electric vehicle | hydrogen tf | 0 | 0 | 0 | 0 | 0 | 0 | 0 | 0 | 0 | 0 | 0 | 0 | 0 | 0 | 0 | 0 | 0 | 0 | 0 | 0 | 0 | 0 | 0 | 0 | 0 | 0 | 0 | 0 | 0 | 0 | 0
Transportation Sector Fuel Used[motorbikes,freight,natural gas vehicle,electricity tf] | Transportation Sector Fuel Used | motorbikes | freight | natural gas vehicle | electricity tf | 0 | 0 | 0 | 0 | 0 | 0 | 0 | 0 | 0 | 0 | 0 | 0 | 0 | 0 | 0 | 0 | 0 | 0 | 0 | 0 | 0 | 0 | 0 | 0 | 0 | 0 | 0 | 0 | 0 | 0 | 0
Transportation Sector Fuel Used[motorbikes,freight,natural gas vehicle,natural gas tf] | Transportation Sector Fuel Used | motorbikes | freight | natural gas vehicle | natural gas tf | 149615000000 | 204733000000 | 316962000000 | 412158000000 | 475624000000 | 530190000000 | 590211000000 | 646069000000 | 703316000000 | 767868000000 | 839886000000 | 934224000000 | 1037800000000 | 1163770000000 | 1313050000000 | 1486630000000 | 1698780000000 | 1943920000000 | 2223030000000 | 2536270000000 | 2883500000000 | 3265190000000 | 3673700000000 | 4123590000000 | 4607610000000 | 5029180000000 | 5466650000000 | 5848090000000 | 6277140000000 | 6772270000000 | 7305950000000
Transportation Sector Fuel Used[motorbikes,freight,natural gas vehicle,petroleum gasoline tf] | Transportation Sector Fuel Used | motorbikes | freight | natural gas vehicle | petroleum gasoline tf | 0 | 0 | 0 | 0 | 0 | 0 | 0 | 0 | 0 | 0 | 0 | 0 | 0 | 0 | 0 | 0 | 0 | 0 | 0 | 0 | 0 | 0 | 0 | 0 | 0 | 0 | 0 | 0 | 0 | 0 | 0
Transportation Sector Fuel Used[motorbikes,freight,natural gas vehicle,petroleum diesel tf] | Transportation Sector Fuel Used | motorbikes | freight | natural gas vehicle | petroleum diesel tf | 0 | 0 | 0 | 0 | 0 | 0 | 0 | 0 | 0 | 0 | 0 | 0 | 0 | 0 | 0 | 0 | 0 | 0 | 0 | 0 | 0 | 0 | 0 | 0 | 0 | 0 | 0 | 0 | 0 | 0 | 0
Transportation Sector Fuel Used[motorbikes,freight,natural gas vehicle,biofuel gasoline tf] | Transportation Sector Fuel Used | motorbikes | freight | natural gas vehicle | biofuel gasoline tf | 0 | 0 | 0 | 0 | 0 | 0 | 0 | 0 | 0 | 0 | 0 | 0 | 0 | 0 | 0 | 0 | 0 | 0 | 0 | 0 | 0 | 0 | 0 | 0 | 0 | 0 | 0 | 0 | 0 | 0 | 0
Transportation Sector Fuel Used[motorbikes,freight,natural gas vehicle,biofuel diesel tf] | Transportation Sector Fuel Used | motorbikes | freight | natural gas vehicle | biofuel diesel tf | 0 | 0 | 0 | 0 | 0 | 0 | 0 | 0 | 0 | 0 | 0 | 0 | 0 | 0 | 0 | 0 | 0 | 0 | 0 | 0 | 0 | 0 | 0 | 0 | 0 | 0 | 0 | 0 | 0 | 0 | 0
Transportation Sector Fuel Used[motorbikes,freight,natural gas vehicle,jet fuel tf] | Transportation Sector Fuel Used | motorbikes | freight | natural gas vehicle | jet fuel tf | 0 | 0 | 0 | 0 | 0 | 0 | 0 | 0 | 0 | 0 | 0 | 0 | 0 | 0 | 0 | 0 | 0 | 0 | 0 | 0 | 0 | 0 | 0 | 0 | 0 | 0 | 0 | 0 | 0 | 0 | 0
Transportation Sector Fuel Used[motorbikes,freight,natural gas vehicle,heavy or residual fuel oil tf] | Transportation Sector Fuel Used | motorbikes | freight | natural gas vehicle | heavy or residual fuel oil tf | 0 | 0 | 0 | 0 | 0 | 0 | 0 | 0 | 0 | 0 | 0 | 0 | 0 | 0 | 0 | 0 | 0 | 0 | 0 | 0 | 0 | 0 | 0 | 0 | 0 | 0 | 0 | 0 | 0 | 0 | 0
Transportation Sector Fuel Used[motorbikes,freight,natural gas vehicle,LPG propane or butane tf] | Transportation Sector Fuel Used | motorbikes | freight | natural gas vehicle | LPG propane or butane tf | 0 | 0 | 0 | 0 | 0 | 0 | 0 | 0 | 0 | 0 | 0 | 0 | 0 | 0 | 0 | 0 | 0 | 0 | 0 | 0 | 0 | 0 | 0 | 0 | 0 | 0 | 0 | 0 | 0 | 0 | 0
Transportation Sector Fuel Used[motorbikes,freight,natural gas vehicle,hydrogen tf] | Transportation Sector Fuel Used | motorbikes | freight | natural gas vehicle | hydrogen tf | 0 | 0 | 0 | 0 | 0 | 0 | 0 | 0 | 0 | 0 | 0 | 0 | 0 | 0 | 0 | 0 | 0 | 0 | 0 | 0 | 0 | 0 | 0 | 0 | 0 | 0 | 0 | 0 | 0 | 0 | 0
Transportation Sector Fuel Used[motorbikes,freight,gasoline vehicle,electricity tf] | Transportation Sector Fuel Used | motorbikes | freight | gasoline vehicle | electricity tf | 0 | 0 | 0 | 0 | 0 | 0 | 0 | 0 | 0 | 0 | 0 | 0 | 0 | 0 | 0 | 0 | 0 | 0 | 0 | 0 | 0 | 0 | 0 | 0 | 0 | 0 | 0 | 0 | 0 | 0 | 0
Transportation Sector Fuel Used[motorbikes,freight,gasoline vehicle,natural gas tf] | Transportation Sector Fuel Used | motorbikes | freight | gasoline vehicle | natural gas tf | 0 | 0 | 0 | 0 | 0 | 0 | 0 | 0 | 0 | 0 | 0 | 0 | 0 | 0 | 0 | 0 | 0 | 0 | 0 | 0 | 0 | 0 | 0 | 0 | 0 | 0 | 0 | 0 | 0 | 0 | 0
Transportation Sector Fuel Used[motorbikes,freight,gasoline vehicle,petroleum gasoline tf] | Transportation Sector Fuel Used | motorbikes | freight | gasoline vehicle | petroleum gasoline tf | 0 | 0 | 0 | 0 | 0 | 0 | 0 | 0 | 0 | 0 | 0 | 0 | 0 | 0 | 0 | 0 | 0 | 0 | 0 | 0 | 0 | 0 | 0 | 0 | 0 | 0 | 0 | 0 | 0 | 0 | 0
Transportation Sector Fuel Used[motorbikes,freight,gasoline vehicle,petroleum diesel tf] | Transportation Sector Fuel Used | motorbikes | freight | gasoline vehicle | petroleum diesel tf | 0 | 0 | 0 | 0 | 0 | 0 | 0 | 0 | 0 | 0 | 0 | 0 | 0 | 0 | 0 | 0 | 0 | 0 | 0 | 0 | 0 | 0 | 0 | 0 | 0 | 0 | 0 | 0 | 0 | 0 | 0
Transportation Sector Fuel Used[motorbikes,freight,gasoline vehicle,biofuel gasoline tf] | Transportation Sector Fuel Used | motorbikes | freight | gasoline vehicle | biofuel gasoline tf | 0 | 0 | 0 | 0 | 0 | 0 | 0 | 0 | 0 | 0 | 0 | 0 | 0 | 0 | 0 | 0 | 0 | 0 | 0 | 0 | 0 | 0 | 0 | 0 | 0 | 0 | 0 | 0 | 0 | 0 | 0
Transportation Sector Fuel Used[motorbikes,freight,gasoline vehicle,biofuel diesel tf] | Transportation Sector Fuel Used | motorbikes | freight | gasoline vehicle | biofuel diesel tf | 0 | 0 | 0 | 0 | 0 | 0 | 0 | 0 | 0 | 0 | 0 | 0 | 0 | 0 | 0 | 0 | 0 | 0 | 0 | 0 | 0 | 0 | 0 | 0 | 0 | 0 | 0 | 0 | 0 | 0 | 0
Transportation Sector Fuel Used[motorbikes,freight,gasoline vehicle,jet fuel tf] | Transportation Sector Fuel Used | motorbikes | freight | gasoline vehicle | jet fuel tf | 0 | 0 | 0 | 0 | 0 | 0 | 0 | 0 | 0 | 0 | 0 | 0 | 0 | 0 | 0 | 0 | 0 | 0 | 0 | 0 | 0 | 0 | 0 | 0 | 0 | 0 | 0 | 0 | 0 | 0 | 0
Transportation Sector Fuel Used[motorbikes,freight,gasoline vehicle,heavy or residual fuel oil tf] | Transportation Sector Fuel Used | motorbikes | freight | gasoline vehicle | heavy or residual fuel oil tf | 0 | 0 | 0 | 0 | 0 | 0 | 0 | 0 | 0 | 0 | 0 | 0 | 0 | 0 | 0 | 0 | 0 | 0 | 0 | 0 | 0 | 0 | 0 | 0 | 0 | 0 | 0 | 0 | 0 | 0 | 0
Transportation Sector Fuel Used[motorbikes,freight,gasoline vehicle,LPG propane or butane tf] | Transportation Sector Fuel Used | motorbikes | freight | gasoline vehicle | LPG propane or butane tf | 0 | 0 | 0 | 0 | 0 | 0 | 0 | 0 | 0 | 0 | 0 | 0 | 0 | 0 | 0 | 0 | 0 | 0 | 0 | 0 | 0 | 0 | 0 | 0 | 0 | 0 | 0 | 0 | 0 | 0 | 0
Transportation Sector Fuel Used[motorbikes,freight,gasoline vehicle,hydrogen tf] | Transportation Sector Fuel Used | motorbikes | freight | gasoline vehicle | hydrogen tf | 0 | 0 | 0 | 0 | 0 | 0 | 0 | 0 | 0 | 0 | 0 | 0 | 0 | 0 | 0 | 0 | 0 | 0 | 0 | 0 | 0 | 0 | 0 | 0 | 0 | 0 | 0 | 0 | 0 | 0 | 0
Transportation Sector Fuel Used[motorbikes,freight,diesel vehicle,electricity tf] | Transportation Sector Fuel Used | motorbikes | freight | diesel vehicle | electricity tf | 0 | 0 | 0 | 0 | 0 | 0 | 0 | 0 | 0 | 0 | 0 | 0 | 0 | 0 | 0 | 0 | 0 | 0 | 0 | 0 | 0 | 0 | 0 | 0 | 0 | 0 | 0 | 0 | 0 | 0 | 0
Transportation Sector Fuel Used[motorbikes,freight,diesel vehicle,natural gas tf] | Transportation Sector Fuel Used | motorbikes | freight | diesel vehicle | natural gas tf | 0 | 0 | 0 | 0 | 0 | 0 | 0 | 0 | 0 | 0 | 0 | 0 | 0 | 0 | 0 | 0 | 0 | 0 | 0 | 0 | 0 | 0 | 0 | 0 | 0 | 0 | 0 | 0 | 0 | 0 | 0
Transportation Sector Fuel Used[motorbikes,freight,diesel vehicle,petroleum gasoline tf] | Transportation Sector Fuel Used | motorbikes | freight | diesel vehicle | petroleum gasoline tf | 0 | 0 | 0 | 0 | 0 | 0 | 0 | 0 | 0 | 0 | 0 | 0 | 0 | 0 | 0 | 0 | 0 | 0 | 0 | 0 | 0 | 0 | 0 | 0 | 0 | 0 | 0 | 0 | 0 | 0 | 0
Transportation Sector Fuel Used[motorbikes,freight,diesel vehicle,petroleum diesel tf] | Transportation Sector Fuel Used | motorbikes | freight | diesel vehicle | petroleum diesel tf | 154282000000000 | 152713000000000 | 151010000000000 | 149254000000000 | 146806000000000 | 144235000000000 | 141481000000000 | 138186000000000 | 134628000000000 | 130774000000000 | 126618000000000 | 127308000000000 | 127691000000000 | 127945000000000 | 128092000000000 | 128130000000000 | 127970000000000 | 127319000000000 | 126589000000000 | 125826000000000 | 125255000000000 | 124621000000000 | 124285000000000 | 123480000000000 | 122702000000000 | 122295000000000 | 122590000000000 | 123008000000000 | 123450000000000 | 124492000000000 | 125687000000000
Transportation Sector Fuel Used[motorbikes,freight,diesel vehicle,biofuel gasoline tf] | Transportation Sector Fuel Used | motorbikes | freight | diesel vehicle | biofuel gasoline tf | 0 | 0 | 0 | 0 | 0 | 0 | 0 | 0 | 0 | 0 | 0 | 0 | 0 | 0 | 0 | 0 | 0 | 0 | 0 | 0 | 0 | 0 | 0 | 0 | 0 | 0 | 0 | 0 | 0 | 0 | 0
Transportation Sector Fuel Used[motorbikes,freight,diesel vehicle,biofuel diesel tf] | Transportation Sector Fuel Used | motorbikes | freight | diesel vehicle | biofuel diesel tf | 38003200000000 | 42278600000000 | 46648500000000 | 51137400000000 | 55509500000000 | 59934600000000 | 64380300000000 | 68653800000000 | 72843700000000 | 76897400000000 | 80771200000000 | 81211300000000 | 81455500000000 | 81617800000000 | 81711500000000 | 81735400000000 | 81633800000000 | 81218300000000 | 80752600000000 | 80265800000000 | 79901400000000 | 79497500000000 | 79282900000000 | 78769400000000 | 78273000000000 | 78013500000000 | 78201900000000 | 78468500000000 | 78750500000000 | 79415000000000 | 80177400000000
Transportation Sector Fuel Used[motorbikes,freight,diesel vehicle,jet fuel tf] | Transportation Sector Fuel Used | motorbikes | freight | diesel vehicle | jet fuel tf | 0 | 0 | 0 | 0 | 0 | 0 | 0 | 0 | 0 | 0 | 0 | 0 | 0 | 0 | 0 | 0 | 0 | 0 | 0 | 0 | 0 | 0 | 0 | 0 | 0 | 0 | 0 | 0 | 0 | 0 | 0
Transportation Sector Fuel Used[motorbikes,freight,diesel vehicle,heavy or residual fuel oil tf] | Transportation Sector Fuel Used | motorbikes | freight | diesel vehicle | heavy or residual fuel oil tf | 0 | 0 | 0 | 0 | 0 | 0 | 0 | 0 | 0 | 0 | 0 | 0 | 0 | 0 | 0 | 0 | 0 | 0 | 0 | 0 | 0 | 0 | 0 | 0 | 0 | 0 | 0 | 0 | 0 | 0 | 0
Transportation Sector Fuel Used[motorbikes,freight,diesel vehicle,LPG propane or butane tf] | Transportation Sector Fuel Used | motorbikes | freight | diesel vehicle | LPG propane or butane tf | 0 | 0 | 0 | 0 | 0 | 0 | 0 | 0 | 0 | 0 | 0 | 0 | 0 | 0 | 0 | 0 | 0 | 0 | 0 | 0 | 0 | 0 | 0 | 0 | 0 | 0 | 0 | 0 | 0 | 0 | 0
Transportation Sector Fuel Used[motorbikes,freight,diesel vehicle,hydrogen tf] | Transportation Sector Fuel Used | motorbikes | freight | diesel vehicle | hydrogen tf | 0 | 0 | 0 | 0 | 0 | 0 | 0 | 0 | 0 | 0 | 0 | 0 | 0 | 0 | 0 | 0 | 0 | 0 | 0 | 0 | 0 | 0 | 0 | 0 | 0 | 0 | 0 | 0 | 0 | 0 | 0
Transportation Sector Fuel Used[motorbikes,freight,plugin hybrid vehicle,electricity tf] | Transportation Sector Fuel Used | motorbikes | freight | plugin hybrid vehicle | electricity tf | 0 | 0 | 0 | 0 | 0 | 0 | 0 | 0 | 0 | 0 | 0 | 0 | 0 | 0 | 0 | 0 | 0 | 0 | 0 | 0 | 0 | 0 | 0 | 0 | 0 | 0 | 0 | 0 | 0 | 0 | 0
Transportation Sector Fuel Used[motorbikes,freight,plugin hybrid vehicle,natural gas tf] | Transportation Sector Fuel Used | motorbikes | freight | plugin hybrid vehicle | natural gas tf | 0 | 0 | 0 | 0 | 0 | 0 | 0 | 0 | 0 | 0 | 0 | 0 | 0 | 0 | 0 | 0 | 0 | 0 | 0 | 0 | 0 | 0 | 0 | 0 | 0 | 0 | 0 | 0 | 0 | 0 | 0
Transportation Sector Fuel Used[motorbikes,freight,plugin hybrid vehicle,petroleum gasoline tf] | Transportation Sector Fuel Used | motorbikes | freight | plugin hybrid vehicle | petroleum gasoline tf | 0 | 0 | 0 | 0 | 0 | 0 | 0 | 0 | 0 | 0 | 0 | 0 | 0 | 0 | 0 | 0 | 0 | 0 | 0 | 0 | 0 | 0 | 0 | 0 | 0 | 0 | 0 | 0 | 0 | 0 | 0
Transportation Sector Fuel Used[motorbikes,freight,plugin hybrid vehicle,petroleum diesel tf] | Transportation Sector Fuel Used | motorbikes | freight | plugin hybrid vehicle | petroleum diesel tf | 0 | 0 | 0 | 0 | 0 | 0 | 0 | 0 | 0 | 0 | 0 | 0 | 0 | 0 | 0 | 0 | 0 | 0 | 0 | 0 | 0 | 0 | 0 | 0 | 0 | 0 | 0 | 0 | 0 | 0 | 0
Transportation Sector Fuel Used[motorbikes,freight,plugin hybrid vehicle,biofuel gasoline tf] | Transportation Sector Fuel Used | motorbikes | freight | plugin hybrid vehicle | biofuel gasoline tf | 0 | 0 | 0 | 0 | 0 | 0 | 0 | 0 | 0 | 0 | 0 | 0 | 0 | 0 | 0 | 0 | 0 | 0 | 0 | 0 | 0 | 0 | 0 | 0 | 0 | 0 | 0 | 0 | 0 | 0 | 0
Transportation Sector Fuel Used[motorbikes,freight,plugin hybrid vehicle,biofuel diesel tf] | Transportation Sector Fuel Used | motorbikes | freight | plugin hybrid vehicle | biofuel diesel tf | 0 | 0 | 0 | 0 | 0 | 0 | 0 | 0 | 0 | 0 | 0 | 0 | 0 | 0 | 0 | 0 | 0 | 0 | 0 | 0 | 0 | 0 | 0 | 0 | 0 | 0 | 0 | 0 | 0 | 0 | 0
Transportation Sector Fuel Used[motorbikes,freight,plugin hybrid vehicle,jet fuel tf] | Transportation Sector Fuel Used | motorbikes | freight | plugin hybrid vehicle | jet fuel tf | 0 | 0 | 0 | 0 | 0 | 0 | 0 | 0 | 0 | 0 | 0 | 0 | 0 | 0 | 0 | 0 | 0 | 0 | 0 | 0 | 0 | 0 | 0 | 0 | 0 | 0 | 0 | 0 | 0 | 0 | 0
Transportation Sector Fuel Used[motorbikes,freight,plugin hybrid vehicle,heavy or residual fuel oil tf] | Transportation Sector Fuel Used | motorbikes | freight | plugin hybrid vehicle | heavy or residual fuel oil tf | 0 | 0 | 0 | 0 | 0 | 0 | 0 | 0 | 0 | 0 | 0 | 0 | 0 | 0 | 0 | 0 | 0 | 0 | 0 | 0 | 0 | 0 | 0 | 0 | 0 | 0 | 0 | 0 | 0 | 0 | 0
Transportation Sector Fuel Used[motorbikes,freight,plugin hybrid vehicle,LPG propane or butane tf] | Transportation Sector Fuel Used | motorbikes | freight | plugin hybrid vehicle | LPG propane or butane tf | 0 | 0 | 0 | 0 | 0 | 0 | 0 | 0 | 0 | 0 | 0 | 0 | 0 | 0 | 0 | 0 | 0 | 0 | 0 | 0 | 0 | 0 | 0 | 0 | 0 | 0 | 0 | 0 | 0 | 0 | 0
Transportation Sector Fuel Used[motorbikes,freight,plugin hybrid vehicle,hydrogen tf] | Transportation Sector Fuel Used | motorbikes | freight | plugin hybrid vehicle | hydrogen tf | 0 | 0 | 0 | 0 | 0 | 0 | 0 | 0 | 0 | 0 | 0 | 0 | 0 | 0 | 0 | 0 | 0 | 0 | 0 | 0 | 0 | 0 | 0 | 0 | 0 | 0 | 0 | 0 | 0 | 0 | 0
Transportation Sector Fuel Used[motorbikes,freight,LPG vehicle,electricity tf] | Transportation Sector Fuel Used | motorbikes | freight | LPG vehicle | electricity tf | 0 | 0 | 0 | 0 | 0 | 0 | 0 | 0 | 0 | 0 | 0 | 0 | 0 | 0 | 0 | 0 | 0 | 0 | 0 | 0 | 0 | 0 | 0 | 0 | 0 | 0 | 0 | 0 | 0 | 0 | 0
Transportation Sector Fuel Used[motorbikes,freight,LPG vehicle,natural gas tf] | Transportation Sector Fuel Used | motorbikes | freight | LPG vehicle | natural gas tf | 0 | 0 | 0 | 0 | 0 | 0 | 0 | 0 | 0 | 0 | 0 | 0 | 0 | 0 | 0 | 0 | 0 | 0 | 0 | 0 | 0 | 0 | 0 | 0 | 0 | 0 | 0 | 0 | 0 | 0 | 0
Transportation Sector Fuel Used[motorbikes,freight,LPG vehicle,petroleum gasoline tf] | Transportation Sector Fuel Used | motorbikes | freight | LPG vehicle | petroleum gasoline tf | 0 | 0 | 0 | 0 | 0 | 0 | 0 | 0 | 0 | 0 | 0 | 0 | 0 | 0 | 0 | 0 | 0 | 0 | 0 | 0 | 0 | 0 | 0 | 0 | 0 | 0 | 0 | 0 | 0 | 0 | 0
Transportation Sector Fuel Used[motorbikes,freight,LPG vehicle,petroleum diesel tf] | Transportation Sector Fuel Used | motorbikes | freight | LPG vehicle | petroleum diesel tf | 0 | 0 | 0 | 0 | 0 | 0 | 0 | 0 | 0 | 0 | 0 | 0 | 0 | 0 | 0 | 0 | 0 | 0 | 0 | 0 | 0 | 0 | 0 | 0 | 0 | 0 | 0 | 0 | 0 | 0 | 0
Transportation Sector Fuel Used[motorbikes,freight,LPG vehicle,biofuel gasoline tf] | Transportation Sector Fuel Used | motorbikes | freight | LPG vehicle | biofuel gasoline tf | 0 | 0 | 0 | 0 | 0 | 0 | 0 | 0 | 0 | 0 | 0 | 0 | 0 | 0 | 0 | 0 | 0 | 0 | 0 | 0 | 0 | 0 | 0 | 0 | 0 | 0 | 0 | 0 | 0 | 0 | 0
Transportation Sector Fuel Used[motorbikes,freight,LPG vehicle,biofuel diesel tf] | Transportation Sector Fuel Used | motorbikes | freight | LPG vehicle | biofuel diesel tf | 0 | 0 | 0 | 0 | 0 | 0 | 0 | 0 | 0 | 0 | 0 | 0 | 0 | 0 | 0 | 0 | 0 | 0 | 0 | 0 | 0 | 0 | 0 | 0 | 0 | 0 | 0 | 0 | 0 | 0 | 0
Transportation Sector Fuel Used[motorbikes,freight,LPG vehicle,jet fuel tf] | Transportation Sector Fuel Used | motorbikes | freight | LPG vehicle | jet fuel tf | 0 | 0 | 0 | 0 | 0 | 0 | 0 | 0 | 0 | 0 | 0 | 0 | 0 | 0 | 0 | 0 | 0 | 0 | 0 | 0 | 0 | 0 | 0 | 0 | 0 | 0 | 0 | 0 | 0 | 0 | 0
Transportation Sector Fuel Used[motorbikes,freight,LPG vehicle,heavy or residual fuel oil tf] | Transportation Sector Fuel Used | motorbikes | freight | LPG vehicle | heavy or residual fuel oil tf | 0 | 0 | 0 | 0 | 0 | 0 | 0 | 0 | 0 | 0 | 0 | 0 | 0 | 0 | 0 | 0 | 0 | 0 | 0 | 0 | 0 | 0 | 0 | 0 | 0 | 0 | 0 | 0 | 0 | 0 | 0
Transportation Sector Fuel Used[motorbikes,freight,LPG vehicle,LPG propane or butane tf] | Transportation Sector Fuel Used | motorbikes | freight | LPG vehicle | LPG propane or butane tf | 0 | 0 | 0 | 0 | 0 | 0 | 0 | 0 | 0 | 0 | 0 | 0 | 0 | 0 | 0 | 0 | 0 | 0 | 0 | 0 | 0 | 0 | 0 | 0 | 0 | 0 | 0 | 0 | 0 | 0 | 0
Transportation Sector Fuel Used[motorbikes,freight,LPG vehicle,hydrogen tf] | Transportation Sector Fuel Used | motorbikes | freight | LPG vehicle | hydrogen tf | 0 | 0 | 0 | 0 | 0 | 0 | 0 | 0 | 0 | 0 | 0 | 0 | 0 | 0 | 0 | 0 | 0 | 0 | 0 | 0 | 0 | 0 | 0 | 0 | 0 | 0 | 0 | 0 | 0 | 0 | 0
Transportation Sector Fuel Used[motorbikes,freight,hydrogen vehicle,electricity tf] | Transportation Sector Fuel Used | motorbikes | freight | hydrogen vehicle | electricity tf | 0 | 0 | 0 | 0 | 0 | 0 | 0 | 0 | 0 | 0 | 0 | 0 | 0 | 0 | 0 | 0 | 0 | 0 | 0 | 0 | 0 | 0 | 0 | 0 | 0 | 0 | 0 | 0 | 0 | 0 | 0
Transportation Sector Fuel Used[motorbikes,freight,hydrogen vehicle,natural gas tf] | Transportation Sector Fuel Used | motorbikes | freight | hydrogen vehicle | natural gas tf | 0 | 0 | 0 | 0 | 0 | 0 | 0 | 0 | 0 | 0 | 0 | 0 | 0 | 0 | 0 | 0 | 0 | 0 | 0 | 0 | 0 | 0 | 0 | 0 | 0 | 0 | 0 | 0 | 0 | 0 | 0
Transportation Sector Fuel Used[motorbikes,freight,hydrogen vehicle,petroleum gasoline tf] | Transportation Sector Fuel Used | motorbikes | freight | hydrogen vehicle | petroleum gasoline tf | 0 | 0 | 0 | 0 | 0 | 0 | 0 | 0 | 0 | 0 | 0 | 0 | 0 | 0 | 0 | 0 | 0 | 0 | 0 | 0 | 0 | 0 | 0 | 0 | 0 | 0 | 0 | 0 | 0 | 0 | 0
Transportation Sector Fuel Used[motorbikes,freight,hydrogen vehicle,petroleum diesel tf] | Transportation Sector Fuel Used | motorbikes | freight | hydrogen vehicle | petroleum diesel tf | 0 | 0 | 0 | 0 | 0 | 0 | 0 | 0 | 0 | 0 | 0 | 0 | 0 | 0 | 0 | 0 | 0 | 0 | 0 | 0 | 0 | 0 | 0 | 0 | 0 | 0 | 0 | 0 | 0 | 0 | 0
Transportation Sector Fuel Used[motorbikes,freight,hydrogen vehicle,biofuel gasoline tf] | Transportation Sector Fuel Used | motorbikes | freight | hydrogen vehicle | biofuel gasoline tf | 0 | 0 | 0 | 0 | 0 | 0 | 0 | 0 | 0 | 0 | 0 | 0 | 0 | 0 | 0 | 0 | 0 | 0 | 0 | 0 | 0 | 0 | 0 | 0 | 0 | 0 | 0 | 0 | 0 | 0 | 0
Transportation Sector Fuel Used[motorbikes,freight,hydrogen vehicle,biofuel diesel tf] | Transportation Sector Fuel Used | motorbikes | freight | hydrogen vehicle | biofuel diesel tf | 0 | 0 | 0 | 0 | 0 | 0 | 0 | 0 | 0 | 0 | 0 | 0 | 0 | 0 | 0 | 0 | 0 | 0 | 0 | 0 | 0 | 0 | 0 | 0 | 0 | 0 | 0 | 0 | 0 | 0 | 0
Transportation Sector Fuel Used[motorbikes,freight,hydrogen vehicle,jet fuel tf] | Transportation Sector Fuel Used | motorbikes | freight | hydrogen vehicle | jet fuel tf | 0 | 0 | 0 | 0 | 0 | 0 | 0 | 0 | 0 | 0 | 0 | 0 | 0 | 0 | 0 | 0 | 0 | 0 | 0 | 0 | 0 | 0 | 0 | 0 | 0 | 0 | 0 | 0 | 0 | 0 | 0
Transportation Sector Fuel Used[motorbikes,freight,hydrogen vehicle,heavy or residual fuel oil tf] | Transportation Sector Fuel Used | motorbikes | freight | hydrogen vehicle | heavy or residual fuel oil tf | 0 | 0 | 0 | 0 | 0 | 0 | 0 | 0 | 0 | 0 | 0 | 0 | 0 | 0 | 0 | 0 | 0 | 0 | 0 | 0 | 0 | 0 | 0 | 0 | 0 | 0 | 0 | 0 | 0 | 0 | 0
Transportation Sector Fuel Used[motorbikes,freight,hydrogen vehicle,LPG propane or butane tf] | Transportation Sector Fuel Used | motorbikes | freight | hydrogen vehicle | LPG propane or butane tf | 0 | 0 | 0 | 0 | 0 | 0 | 0 | 0 | 0 | 0 | 0 | 0 | 0 | 0 | 0 | 0 | 0 | 0 | 0 | 0 | 0 | 0 | 0 | 0 | 0 | 0 | 0 | 0 | 0 | 0 | 0
Transportation Sector Fuel Used[motorbikes,freight,hydrogen vehicle,hydrogen tf] | Transportation Sector Fuel Used | motorbikes | freight | hydrogen vehicle | hydrogen tf | 0 | 0 | 0 | 0 | 0 | 0 | 0 | 0 | 0 | 0 | 0 | 0 | 0 | 0 | 0 | 0 | 0 | 0 | 0 | 0 | 0 | 0 | 0 | 0 | 0 | 0 | 0 | 0 | 0 | 0 | 0
Total Electricity Demand | Total Electricity Demand |  |  |  |  | 246696000 | 241835000 | 246082000 | 250052000 | 253397000 | 256973000 | 260399000 | 264289000 | 268831000 | 273458000 | 278724000 | 284588000 | 290608000 | 296749000 | 302472000 | 308347000 | 315282000 | 322449000 | 330591000 | 337931000 | 345885000 | 353498000 | 361341000 | 368473000 | 375562000 | 381806000 | 387971000 | 393441000 | 398848000 | 403646000 | 407986000
Electricity Generation Capacity by Type Including Distributed Generation[hard coal es] | Electricity Generation Capacity by Type Including Distributed Generation | hard coal es |  |  |  | 0 | 0 | 0 | 0 | 0 | 0 | 0 | 0 | 0 | 0 | 0 | 0 | 0 | 0 | 0 | 0 | 0 | 0 | 0 | 0 | 0 | 0 | 0 | 0 | 0 | 0 | 0 | 0 | 0 | 0 | 0
Electricity Generation Capacity by Type Including Distributed Generation[natural gas nonpeaker es] | Electricity Generation Capacity by Type Including Distributed Generation | natural gas nonpeaker es |  |  |  | 23428.7 | 23436.9 | 23443.8 | 23474.9 | 20622.4 | 20634 | 20650.4 | 20657.5 | 20676.1 | 20689.7 | 20714.3 | 20727.7 | 20468.4 | 20478.4 | 20501.2 | 19930.4 | 19934.2 | 19948.2 | 19960.8 | 19972.8 | 19116.5 | 19124.1 | 19128.5 | 19151.5 | 19160 | 19171 | 19177.6 | 19183.4 | 19194.2 | 19213.8 | 19232.5
Electricity Generation Capacity by Type Including Distributed Generation[nuclear es] | Electricity Generation Capacity by Type Including Distributed Generation | nuclear es |  |  |  | 2240 | 2240 | 2240 | 2240 | 1120 | 0 | 0 | 0 | 0 | 0 | 0 | 0 | 0 | 0 | 0 | 0 | 0 | 0 | 0 | 0 | 0 | 0 | 0 | 0 | 0 | 0 | 0 | 0 | 0 | 0 | 0
Electricity Generation Capacity by Type Including Distributed Generation[hydro es] | Electricity Generation Capacity by Type Including Distributed Generation | hydro es |  |  |  | 10216 | 10216 | 10216 | 10216 | 10216 | 10216 | 10216 | 10216 | 10216 | 10216 | 10215 | 10215 | 10215 | 10215 | 10215 | 10215 | 10215 | 10215 | 10215 | 10215 | 10215 | 10215 | 10215 | 10215 | 10215 | 10215 | 10215 | 10215 | 10215 | 10215 | 10215
Electricity Generation Capacity by Type Including Distributed Generation[onshore wind es] | Electricity Generation Capacity by Type Including Distributed Generation | onshore wind es |  |  |  | 6356.44 | 6546.68 | 6756.88 | 6908.74 | 7205.47 | 7605.99 | 7746.78 | 7921.94 | 7947.87 | 8193.47 | 8489.8 | 8925.33 | 9081.87 | 9282.18 | 9528.31 | 9863.28 | 10413.2 | 10938.7 | 11324.2 | 11704.6 | 12099.7 | 12504.8 | 13044.7 | 13595.7 | 14195.9 | 14706.1 | 15401.2 | 15706.1 | 16051.4 | 16282.1 | 16502.8
Electricity Generation Capacity by Type Including Distributed Generation[solar PV es] | Electricity Generation Capacity by Type Including Distributed Generation | solar PV es |  |  |  | 21535 | 24666.2 | 27477 | 30048.5 | 33980.4 | 39423.7 | 41940.9 | 44954.5 | 46511 | 50348.5 | 54937.1 | 61034.6 | 63987.1 | 67442.7 | 71383.2 | 76257.8 | 83407.3 | 90185.9 | 95423.4 | 100544 | 105813 | 111146 | 117772 | 124391 | 131427 | 137511 | 145233 | 149266 | 153669 | 156993 | 160244
Electricity Generation Capacity by Type Including Distributed Generation[solar thermal es] | Electricity Generation Capacity by Type Including Distributed Generation | solar thermal es |  |  |  | 1322 | 62 | 105 | 135 | 195 | 285 | 311 | 344 | 349 | 394 | 449 | 531 | 561 | 600 | 649 | 716 | 827 | 933 | 1010 | 1085 | 1163 | 1242 | 1346 | 1450 | 1562 | 1656 | 1781 | 1835 | 1895 | 1934 | 1979
Electricity Generation Capacity by Type Including Distributed Generation[biomass es] | Electricity Generation Capacity by Type Including Distributed Generation | biomass es |  |  |  | 715 | 741 | 767 | 784 | 815 | 862 | 877 | 895 | 897 | 919 | 942 | 978 | 990 | 1006 | 1025 | 1050 | 1091 | 1129 | 1156 | 1182 | 1208 | 1234 | 1269 | 1303 | 1340 | 1371 | 1412 | 1429 | 1448 | 1460 | 1472
Electricity Generation Capacity by Type Including Distributed Generation[geothermal es] | Electricity Generation Capacity by Type Including Distributed Generation | geothermal es |  |  |  | 1856 | 1626 | 1656 | 1766 | 1796 | 1836 | 1916 | 1926 | 2896 | 2916 | 2946 | 2986 | 2996 | 3006 | 3026 | 3056 | 3106 | 3146 | 3176 | 3206 | 3236 | 3266 | 3306 | 3346 | 3386 | 3786 | 3836 | 3856 | 3876 | 3886 | 3896
Electricity Generation Capacity by Type Including Distributed Generation[petroleum es] | Electricity Generation Capacity by Type Including Distributed Generation | petroleum es |  |  |  | 0.1423 | 0.1425 | 0.1434 | 0.152 | 0.1599 | 1.1618 | 1.1654 | 1.1656 | 1.1697 | 1.1724 | 1.1785 | 1.1807 | 1.1879 | 1.1883 | 1.1933 | 1.193 | 1.1925 | 1.1949 | 1.197 | 1.1988 | 1.1994 | 1.1997 | 1.1989 | 1.2035 | 1.2039 | 1.2052 | 1.2053 | 1.2049 | 1.206 | 1.2094 | 1.2125
Electricity Generation Capacity by Type Including Distributed Generation[natural gas peaker es] | Electricity Generation Capacity by Type Including Distributed Generation | natural gas peaker es |  |  |  | 8459 | 8459 | 8459 | 8459 | 8459 | 8209 | 8159 | 8159 | 8159 | 8159 | 8159 | 8159 | 8159 | 8159 | 8159 | 8159 | 8159 | 8159 | 8159 | 8159 | 8159 | 8159 | 8159 | 8159 | 8159 | 8159 | 8159 | 8159 | 8159 | 8159 | 8159
Electricity Generation Capacity by Type Including Distributed Generation[lignite es] | Electricity Generation Capacity by Type Including Distributed Generation | lignite es |  |  |  | 0 | 0 | 0 | 0 | 0 | 0 | 0 | 0 | 0 | 0 | 0 | 0 | 0 | 0 | 0 | 0 | 0 | 0 | 0 | 0 | 0 | 0 | 0 | 0 | 0 | 0 | 0 | 0 | 0 | 0 | 0
Electricity Generation Capacity by Type Including Distributed Generation[offshore wind es] | Electricity Generation Capacity by Type Including Distributed Generation | offshore wind es |  |  |  | 70 | 167 | 276 | 729 | 1260 | 1890 | 2359 | 2853 | 3248 | 3731 | 4237 | 4901 | 5441 | 6004 | 6591 | 7223 | 7968 | 8683 | 9352 | 9976 | 10555 | 11089 | 11578 | 12045 | 12512 | 12979 | 12979 | 12979 | 12979 | 12979 | 12979
Electricity Generation Capacity by Type Including Distributed Generation[crude oil es] | Electricity Generation Capacity by Type Including Distributed Generation | crude oil es |  |  |  | 0 | 0 | 0 | 0 | 0 | 0 | 0 | 0 | 0 | 0 | 0 | 0 | 0 | 0 | 0 | 0 | 0 | 0 | 0 | 0 | 0 | 0 | 0 | 0 | 0 | 0 | 0 | 0 | 0 | 0 | 0
Electricity Generation Capacity by Type Including Distributed Generation[heavy or residual fuel oil es] | Electricity Generation Capacity by Type Including Distributed Generation | heavy or residual fuel oil es |  |  |  | 0 | 0 | 0 | 0 | 0 | 0 | 0 | 0 | 0 | 0 | 0 | 0 | 0 | 0 | 0 | 0 | 0 | 0 | 0 | 0 | 0 | 0 | 0 | 0 | 0 | 0 | 0 | 0 | 0 | 0 | 0
Electricity Generation Capacity by Type Including Distributed Generation[municipal solid waste es] | Electricity Generation Capacity by Type Including Distributed Generation | municipal solid waste es |  |  |  | 0 | 0 | 0 | 0 | 0 | 0 | 0 | 0 | 0 | 0 | 0 | 0 | 0 | 0 | 0 | 0 | 0 | 0 | 0 | 0 | 0 | 0 | 0 | 0 | 0 | 0 | 0 | 0 | 0 | 0 | 0
Electricity Generation by Type Including Distributed Generation[hard coal es] | Electricity Generation by Type Including Distributed Generation | hard coal es |  |  |  | 0.45997 | 0 | 0 | 0 | 0 | 0 | 0 | 0 | 0 | 0 | 0 | 0 | 0 | 0 | 0 | 0 | 0 | 0 | 0 | 0 | 0 | 0 | 0 | 0 | 0 | 0 | 0 | 0 | 0 | 0 | 0
Electricity Generation by Type Including Distributed Generation[natural gas nonpeaker es] | Electricity Generation by Type Including Distributed Generation | natural gas nonpeaker es |  |  |  | 75213800 | 71224800 | 72687900 | 73500400 | 77795000 | 78341800 | 77447200 | 75748800 | 73851200 | 70479200 | 65849100 | 57857400 | 59411400 | 58767800 | 56414800 | 51793200 | 41903000 | 34375100 | 31918400 | 28557600 | 25622400 | 22365000 | 16319700 | 10326100 | 6724740 | 6939890 | 7114020 | 7308160 | 7509300 | 7732430 | 7928570
Electricity Generation by Type Including Distributed Generation[nuclear es] | Electricity Generation by Type Including Distributed Generation | nuclear es |  |  |  | 16208100 | 16208100 | 16208100 | 16208100 | 8104050 | 0 | 0 | 0 | 0 | 0 | 0 | 0 | 0 | 0 | 0 | 0 | 0 | 0 | 0 | 0 | 0 | 0 | 0 | 0 | 0 | 0 | 0 | 0 | 0 | 0 | 0
Electricity Generation by Type Including Distributed Generation[hydro es] | Electricity Generation by Type Including Distributed Generation | hydro es |  |  |  | 21209600 | 21209600 | 21209600 | 21209600 | 21209600 | 21209600 | 21209600 | 21209600 | 21209600 | 21209600 | 21207600 | 21207600 | 21207600 | 21207600 | 21207600 | 21207600 | 21207600 | 21207600 | 21207600 | 21207600 | 21207600 | 21207600 | 21207600 | 21207600 | 20571000 | 19260500 | 17775800 | 17995200 | 17682400 | 17774900 | 17704700
Electricity Generation by Type Including Distributed Generation[onshore wind es] | Electricity Generation by Type Including Distributed Generation | onshore wind es |  |  |  | 13505400 | 13981400 | 14513400 | 14901300 | 15656100 | 16670300 | 17031600 | 17481300 | 17554500 | 18180500 | 18931300 | 20037300 | 20440300 | 20955000 | 21582400 | 22438300 | 23829200 | 25161200 | 26139300 | 27106700 | 28111200 | 29141100 | 30508800 | 31901500 | 33418800 | 34710500 | 36465000 | 37239600 | 38115200 | 38702900 | 39263800
Electricity Generation by Type Including Distributed Generation[solar PV es] | Electricity Generation by Type Including Distributed Generation | solar PV es |  |  |  | 40356300 | 46595400 | 52959900 | 57932600 | 66244400 | 77664800 | 81887200 | 87524700 | 89893000 | 97794700 | 107289000 | 119472000 | 124108000 | 130785000 | 138371000 | 147719000 | 162077000 | 174574000 | 183825000 | 193390000 | 203268000 | 213324000 | 225950000 | 237902000 | 250550000 | 260885000 | 274870000 | 280321000 | 288534000 | 294271000 | 300472000
Electricity Generation by Type Including Distributed Generation[solar thermal es] | Electricity Generation by Type Including Distributed Generation | solar thermal es |  |  |  | 2440920 | 332389 | 562918 | 723751 | 1045420 | 1527920 | 1667310 | 1844230 | 1871030 | 2112280 | 2407140 | 2846750 | 3007590 | 3216670 | 3479370 | 3838560 | 4433650 | 5001920 | 5414730 | 5816820 | 6234980 | 6658510 | 7216070 | 7773620 | 8122720 | 8062910 | 8003100 | 8347530 | 8470610 | 8690150 | 8857230
Electricity Generation by Type Including Distributed Generation[biomass es] | Electricity Generation by Type Including Distributed Generation | biomass es |  |  |  | 5637060 | 5842040 | 6047030 | 6181060 | 6425460 | 6796010 | 6914270 | 7056180 | 7071950 | 7245400 | 7426730 | 7710550 | 7805160 | 7931300 | 8081100 | 8278200 | 8601440 | 8901040 | 9113900 | 9318890 | 9523870 | 9728860 | 10004800 | 10272900 | 10247500 | 9816580 | 9330830 | 9559720 | 9518430 | 9647500 | 9688380
Electricity Generation by Type Including Distributed Generation[geothermal es] | Electricity Generation by Type Including Distributed Generation | geothermal es |  |  |  | 11190800 | 9791170 | 9955160 | 10556400 | 10720400 | 10939100 | 11376400 | 11431000 | 16733300 | 16842600 | 17006600 | 17225300 | 17279900 | 17334600 | 17443900 | 17607900 | 17881200 | 18099900 | 18263800 | 18427800 | 18591800 | 18755800 | 18974500 | 19193100 | 18829100 | 19615300 | 18332400 | 18651400 | 18418300 | 18560500 | 18532800
Electricity Generation by Type Including Distributed Generation[petroleum es] | Electricity Generation by Type Including Distributed Generation | petroleum es |  |  |  | 30010 | 29560 | 30340 | 32470 | 35030 | 37623.6 | 39253.6 | 40973.6 | 43013.6 | 44973.6 | 46663.6 | 49083.6 | 51653.6 | 53883.6 | 56083.6 | 58753.6 | 60323.6 | 62673.6 | 64463.6 | 66613.6 | 68823.6 | 70783.6 | 72683.6 | 74593.6 | 76243.6 | 78063.6 | 79393.6 | 80873.6 | 82453.6 | 84263.6 | 85733.6
Electricity Generation by Type Including Distributed Generation[natural gas peaker es] | Electricity Generation by Type Including Distributed Generation | natural gas peaker es |  |  |  | 9633110 | 9633110 | 9633110 | 9633110 | 9633110 | 9348410 | 9291470 | 9291470 | 9291470 | 9291470 | 9291470 | 9291470 | 9291470 | 9291470 | 9291470 | 9291470 | 9291470 | 9291470 | 9291470 | 9291470 | 9291470 | 9291470 | 9291470 | 9291470 | 9291470 | 9291470 | 9291470 | 9291470 | 9291470 | 9291470 | 9291470
Electricity Generation by Type Including Distributed Generation[lignite es] | Electricity Generation by Type Including Distributed Generation | lignite es |  |  |  | 0 | 0 | 0 | 0 | 0 | 0 | 0 | 0 | 0 | 0 | 0 | 0 | 0 | 0 | 0 | 0 | 0 | 0 | 0 | 0 | 0 | 0 | 0 | 0 | 0 | 0 | 0 | 0 | 0 | 0 | 0
Electricity Generation by Type Including Distributed Generation[offshore wind es] | Electricity Generation by Type Including Distributed Generation | offshore wind es |  |  |  | 291883 | 696350 | 1150850 | 3039760 | 5253900 | 7880850 | 9836460 | 11896300 | 13543400 | 15557400 | 17667300 | 20436000 | 22687700 | 25035200 | 27482900 | 30118200 | 33224600 | 36206000 | 38995600 | 41597500 | 44011800 | 46238500 | 48277500 | 50224800 | 50606100 | 49150500 | 45361900 | 45921800 | 45123400 | 45359400 | 45180300
Electricity Generation by Type Including Distributed Generation[crude oil es] | Electricity Generation by Type Including Distributed Generation | crude oil es |  |  |  | 0 | 0 | 0 | 0 | 0 | 0 | 0 | 0 | 0 | 0 | 0 | 0 | 0 | 0 | 0 | 0 | 0 | 0 | 0 | 0 | 0 | 0 | 0 | 0 | 0 | 0 | 0 | 0 | 0 | 0 | 0
Electricity Generation by Type Including Distributed Generation[heavy or residual fuel oil es] | Electricity Generation by Type Including Distributed Generation | heavy or residual fuel oil es |  |  |  | 0 | 0 | 0 | 0 | 0 | 0 | 0 | 0 | 0 | 0 | 0 | 0 | 0 | 0 | 0 | 0 | 0 | 0 | 0 | 0 | 0 | 0 | 0 | 0 | 0 | 0 | 0 | 0 | 0 | 0 | 0
Electricity Generation by Type Including Distributed Generation[municipal solid waste es] | Electricity Generation by Type Including Distributed Generation | municipal solid waste es |  |  |  | 0 | 0 | 0 | 0 | 0 | 0 | 0 | 0 | 0 | 0 | 0 | 0 | 0 | 0 | 0 | 0 | 0 | 0 | 0 | 0 | 0 | 0 | 0 | 0 | 0 | 0 | 0 | 0 | 0 | 0 | 0
Electricity Generation by Type[hard coal es,preexisting retiring] | Electricity Generation by Type | hard coal es | preexisting retiring |  |  | 0 | 0 | 0 | 0 | 0 | 0 | 0 | 0 | 0 | 0 | 0 | 0 | 0 | 0 | 0 | 0 | 0 | 0 | 0 | 0 | 0 | 0 | 0 | 0 | 0 | 0 | 0 | 0 | 0 | 0 | 0
Electricity Generation by Type[hard coal es,preexisting nonretiring] | Electricity Generation by Type | hard coal es | preexisting nonretiring |  |  | 0 | 0 | 0 | 0 | 0 | 0 | 0 | 0 | 0 | 0 | 0 | 0 | 0 | 0 | 0 | 0 | 0 | 0 | 0 | 0 | 0 | 0 | 0 | 0 | 0 | 0 | 0 | 0 | 0 | 0 | 0
Electricity Generation by Type[hard coal es,newly built] | Electricity Generation by Type | hard coal es | newly built |  |  | 0 | 0 | 0 | 0 | 0 | 0 | 0 | 0 | 0 | 0 | 0 | 0 | 0 | 0 | 0 | 0 | 0 | 0 | 0 | 0 | 0 | 0 | 0 | 0 | 0 | 0 | 0 | 0 | 0 | 0 | 0
Electricity Generation by Type[natural gas nonpeaker es,preexisting retiring] | Electricity Generation by Type | natural gas nonpeaker es | preexisting retiring |  |  | 6334530 | 6107550 | 6089090 | 6096210 | 254.104 | 253.7 | 253.339 | 252.993 | 252.512 | 252.219 | 251.785 | 251.902 | 0 | 0 | 0 | 0 | 0 | 0 | 0 | 0 | 0 | 0 | 0 | 0 | 0 | 0 | 0 | 0 | 0 | 0 | 0
Electricity Generation by Type[natural gas nonpeaker es,preexisting nonretiring] | Electricity Generation by Type | natural gas nonpeaker es | preexisting nonretiring |  |  | 66806300 | 63032300 | 64420800 | 65038200 | 75207800 | 75597600 | 74541000 | 72678500 | 70594900 | 67040000 | 62241800 | 54022200 | 55335400 | 54466800 | 51894800 | 47015200 | 36954000 | 29190000 | 26529400 | 22941500 | 19773200 | 16293600 | 10019200 | 3809520 | 0 | 0 | 0 | 0 | 0 | 0 | 0
Electricity Generation by Type[natural gas nonpeaker es,newly built] | Electricity Generation by Type | natural gas nonpeaker es | newly built |  |  | 0 | 0 | 0 | 0 | 0 | 0 | 0 | 0 | 0 | 0 | 0 | 0 | 0 | 0 | 0 | 0 | 0 | 0 | 0 | 0 | 0 | 0 | 0 | 0 | 0 | 0 | 0 | 0 | 0 | 0 | 0
Electricity Generation by Type[nuclear es,preexisting retiring] | Electricity Generation by Type | nuclear es | preexisting retiring |  |  | 16208100 | 16208100 | 16208100 | 16208100 | 8104050 | 0 | 0 | 0 | 0 | 0 | 0 | 0 | 0 | 0 | 0 | 0 | 0 | 0 | 0 | 0 | 0 | 0 | 0 | 0 | 0 | 0 | 0 | 0 | 0 | 0 | 0
Electricity Generation by Type[nuclear es,preexisting nonretiring] | Electricity Generation by Type | nuclear es | preexisting nonretiring |  |  | 0 | 0 | 0 | 0 | 0 | 0 | 0 | 0 | 0 | 0 | 0 | 0 | 0 | 0 | 0 | 0 | 0 | 0 | 0 | 0 | 0 | 0 | 0 | 0 | 0 | 0 | 0 | 0 | 0 | 0 | 0
Electricity Generation by Type[nuclear es,newly built] | Electricity Generation by Type | nuclear es | newly built |  |  | 0 | 0 | 0 | 0 | 0 | 0 | 0 | 0 | 0 | 0 | 0 | 0 | 0 | 0 | 0 | 0 | 0 | 0 | 0 | 0 | 0 | 0 | 0 | 0 | 0 | 0 | 0 | 0 | 0 | 0 | 0
Electricity Generation by Type[hydro es,preexisting retiring] | Electricity Generation by Type | hydro es | preexisting retiring |  |  | 21209600 | 21209600 | 21209600 | 21209600 | 21209600 | 21209600 | 21209600 | 21209600 | 21209600 | 21209600 | 21207600 | 21207600 | 21207600 | 21207600 | 21207600 | 21207600 | 21207600 | 21207600 | 21207600 | 21207600 | 21207600 | 21207600 | 21207600 | 21207600 | 20571000 | 19260500 | 17775800 | 17995200 | 17682400 | 17774900 | 17704700
Electricity Generation by Type[hydro es,preexisting nonretiring] | Electricity Generation by Type | hydro es | preexisting nonretiring |  |  | 0 | 0 | 0 | 0 | 0 | 0 | 0 | 0 | 0 | 0 | 0 | 0 | 0 | 0 | 0 | 0 | 0 | 0 | 0 | 0 | 0 | 0 | 0 | 0 | 0 | 0 | 0 | 0 | 0 | 0 | 0
Electricity Generation by Type[hydro es,newly built] | Electricity Generation by Type | hydro es | newly built |  |  | 0 | 0 | 0 | 0 | 0 | 0 | 0 | 0 | 0 | 0 | 0 | 0 | 0 | 0 | 0 | 0 | 0 | 0 | 0 | 0 | 0 | 0 | 0 | 0 | 0 | 0 | 0 | 0 | 0 | 0 | 0
Electricity Generation by Type[onshore wind es,preexisting retiring] | Electricity Generation by Type | onshore wind es | preexisting retiring |  |  | 12868100 | 12868100 | 12868100 | 12868100 | 12868100 | 12868100 | 12868100 | 12868100 | 12868100 | 12868100 | 12868100 | 12868100 | 12868100 | 12868100 | 12868100 | 12868100 | 12868100 | 12868100 | 12868100 | 12868100 | 12868100 | 12868100 | 12868100 | 12868100 | 12868100 | 12868100 | 12868100 | 12868100 | 12868100 | 12868100 | 12868100
Electricity Generation by Type[onshore wind es,preexisting nonretiring] | Electricity Generation by Type | onshore wind es | preexisting nonretiring |  |  | 0 | 0 | 0 | 0 | 0 | 0 | 0 | 0 | 0 | 0 | 0 | 0 | 0 | 0 | 0 | 0 | 0 | 0 | 0 | 0 | 0 | 0 | 0 | 0 | 0 | 0 | 0 | 0 | 0 | 0 | 0
Electricity Generation by Type[onshore wind es,newly built] | Electricity Generation by Type | onshore wind es | newly built |  |  | 477683 | 955366 | 1483330 | 1860450 | 2602110 | 3607760 | 3959740 | 4399710 | 4462560 | 5078520 | 5820190 | 6913830 | 7303520 | 7806340 | 8422300 | 9264530 | 10647300 | 11967200 | 12935100 | 13890500 | 14883600 | 15901800 | 17259400 | 18642200 | 20150700 | 21432900 | 23180200 | 23947000 | 24814400 | 25392600 | 25945700
Electricity Generation by Type[solar PV es,preexisting retiring] | Electricity Generation by Type | solar PV es | preexisting retiring |  |  | 20635800 | 20491500 | 20391600 | 20274000 | 20285800 | 20114400 | 19792900 | 19662900 | 19523600 | 19474100 | 19387500 | 19171300 | 18872200 | 18812700 | 18728000 | 18618300 | 18500000 | 18265900 | 18072400 | 17977400 | 17897700 | 17828200 | 17753500 | 17616500 | 17483700 | 17331400 | 17220600 | 17033700 | 17019500 | 16981100 | 16989000
Electricity Generation by Type[solar PV es,preexisting nonretiring] | Electricity Generation by Type | solar PV es | preexisting nonretiring |  |  | 0 | 0 | 0 | 0 | 0 | 0 | 0 | 0 | 0 | 0 | 0 | 0 | 0 | 0 | 0 | 0 | 0 | 0 | 0 | 0 | 0 | 0 | 0 | 0 | 0 | 0 | 0 | 0 | 0 | 0 | 0
Electricity Generation by Type[solar PV es,newly built] | Electricity Generation by Type | solar PV es | newly built |  |  | 3767570 | 7607950 | 11702200 | 14686600 | 20998600 | 30677400 | 33213300 | 36904700 | 37319400 | 43133600 | 50537300 | 60822000 | 63656600 | 68290900 | 73869000 | 81313900 | 93579700 | 104221000 | 111555000 | 119117000 | 126992000 | 135004000 | 145609000 | 155583000 | 166256000 | 174631000 | 186574000 | 190067000 | 196162000 | 199845000 | 203896000
Electricity Generation by Type[solar thermal es,preexisting retiring] | Electricity Generation by Type | solar thermal es | preexisting retiring |  |  | 2237200 | 0 | 0 | 0 | 0 | 0 | 0 | 0 | 0 | 0 | 0 | 0 | 0 | 0 | 0 | 0 | 0 | 0 | 0 | 0 | 0 | 0 | 0 | 0 | 0 | 0 | 0 | 0 | 0 | 0 | 0
Electricity Generation by Type[solar thermal es,preexisting nonretiring] | Electricity Generation by Type | solar thermal es | preexisting nonretiring |  |  | 0 | 0 | 0 | 0 | 0 | 0 | 0 | 0 | 0 | 0 | 0 | 0 | 0 | 0 | 0 | 0 | 0 | 0 | 0 | 0 | 0 | 0 | 0 | 0 | 0 | 0 | 0 | 0 | 0 | 0 | 0
Electricity Generation by Type[solar thermal es,newly built] | Electricity Generation by Type | solar thermal es | newly built |  |  | 203723 | 332389 | 562918 | 723751 | 1045420 | 1527920 | 1667310 | 1844230 | 1871030 | 2112280 | 2407140 | 2846750 | 3007590 | 3216670 | 3479370 | 3838560 | 4433650 | 5001920 | 5414730 | 5816820 | 6234980 | 6658510 | 7216070 | 7773620 | 8122720 | 8062910 | 8003100 | 8347530 | 8470610 | 8690150 | 8857230
Electricity Generation by Type[biomass es,preexisting retiring] | Electricity Generation by Type | biomass es | preexisting retiring |  |  | 5416310 | 5416310 | 5416310 | 5416310 | 5416310 | 5416310 | 5416310 | 5416310 | 5416310 | 5416310 | 5400540 | 5400540 | 5400540 | 5400540 | 5400540 | 5400540 | 5400540 | 5400540 | 5400540 | 5400540 | 5400540 | 5400540 | 5400540 | 5400540 | 5238440 | 4904710 | 4526640 | 4582510 | 4502850 | 4526390 | 4508520
Electricity Generation by Type[biomass es,preexisting nonretiring] | Electricity Generation by Type | biomass es | preexisting nonretiring |  |  | 0 | 0 | 0 | 0 | 0 | 0 | 0 | 0 | 0 | 0 | 0 | 0 | 0 | 0 | 0 | 0 | 0 | 0 | 0 | 0 | 0 | 0 | 0 | 0 | 0 | 0 | 0 | 0 | 0 | 0 | 0
Electricity Generation by Type[biomass es,newly built] | Electricity Generation by Type | biomass es | newly built |  |  | 220752 | 425736 | 630720 | 764748 | 1009150 | 1379700 | 1497960 | 1639870 | 1655640 | 1829090 | 2026190 | 2310010 | 2404620 | 2530760 | 2680560 | 2877660 | 3200900 | 3500500 | 3713360 | 3918350 | 4123330 | 4328320 | 4604260 | 4872310 | 5009020 | 4911870 | 4804190 | 4977210 | 5015580 | 5121100 | 5179860
Electricity Generation by Type[geothermal es,preexisting retiring] | Electricity Generation by Type | geothermal es | preexisting retiring |  |  | 11081400 | 9572530 | 9572530 | 9572530 | 9572530 | 9572530 | 9572530 | 9572530 | 9572530 | 9572530 | 9572530 | 9572530 | 9572530 | 9572530 | 9572530 | 9572530 | 9572530 | 9572530 | 9572530 | 9572530 | 9572530 | 9572530 | 9572530 | 9572530 | 9285200 | 8693660 | 8023530 | 8122560 | 7981350 | 8023090 | 7991400
Electricity Generation by Type[geothermal es,preexisting nonretiring] | Electricity Generation by Type | geothermal es | preexisting nonretiring |  |  | 0 | 0 | 0 | 0 | 0 | 0 | 0 | 0 | 0 | 0 | 0 | 0 | 0 | 0 | 0 | 0 | 0 | 0 | 0 | 0 | 0 | 0 | 0 | 0 | 0 | 0 | 0 | 0 | 0 | 0 | 0
Electricity Generation by Type[geothermal es,newly built] | Electricity Generation by Type | geothermal es | newly built |  |  | 109325 | 218650 | 382637 | 983923 | 1147910 | 1366560 | 1803860 | 1858520 | 7160770 | 7270100 | 7434090 | 7652740 | 7707400 | 7762060 | 7871390 | 8035370 | 8308680 | 8527330 | 8691320 | 8855310 | 9019300 | 9183280 | 9401930 | 9620580 | 9543900 | 10921600 | 10308900 | 10528800 | 10437000 | 10537400 | 10541400
Electricity Generation by Type[petroleum es,preexisting retiring] | Electricity Generation by Type | petroleum es | preexisting retiring |  |  | 0 | 0 | 0 | 0 | 0 | 0 | 0 | 0 | 0 | 0 | 0 | 0 | 0 | 0 | 0 | 0 | 0 | 0 | 0 | 0 | 0 | 0 | 0 | 0 | 0 | 0 | 0 | 0 | 0 | 0 | 0
Electricity Generation by Type[petroleum es,preexisting nonretiring] | Electricity Generation by Type | petroleum es | preexisting nonretiring |  |  | 0 | 0 | 0 | 0 | 0 | 0 | 0 | 0 | 0 | 0 | 0 | 0 | 0 | 0 | 0 | 0 | 0 | 0 | 0 | 0 | 0 | 0 | 0 | 0 | 0 | 0 | 0 | 0 | 0 | 0 | 0
Electricity Generation by Type[petroleum es,newly built] | Electricity Generation by Type | petroleum es | newly built |  |  | 0 | 0 | 0 | 0 | 0 | 963.6 | 963.6 | 963.6 | 963.6 | 963.6 | 963.6 | 963.6 | 963.6 | 963.6 | 963.6 | 963.6 | 963.6 | 963.6 | 963.6 | 963.6 | 963.6 | 963.6 | 963.6 | 963.6 | 963.6 | 963.6 | 963.6 | 963.6 | 963.6 | 963.6 | 963.6
Electricity Generation by Type[natural gas peaker es,preexisting retiring] | Electricity Generation by Type | natural gas peaker es | preexisting retiring |  |  | 9633110 | 9633110 | 9633110 | 9633110 | 9633110 | 9348410 | 9291470 | 9291470 | 9291470 | 9291470 | 9291470 | 9291470 | 9291470 | 9291470 | 9291470 | 9291470 | 9291470 | 9291470 | 9291470 | 9291470 | 9291470 | 9291470 | 9291470 | 9291470 | 9291470 | 9291470 | 9291470 | 9291470 | 9291470 | 9291470 | 9291470
Electricity Generation by Type[natural gas peaker es,preexisting nonretiring] | Electricity Generation by Type | natural gas peaker es | preexisting nonretiring |  |  | 0 | 0 | 0 | 0 | 0 | 0 | 0 | 0 | 0 | 0 | 0 | 0 | 0 | 0 | 0 | 0 | 0 | 0 | 0 | 0 | 0 | 0 | 0 | 0 | 0 | 0 | 0 | 0 | 0 | 0 | 0
Electricity Generation by Type[natural gas peaker es,newly built] | Electricity Generation by Type | natural gas peaker es | newly built |  |  | 0 | 0 | 0 | 0 | 0 | 0 | 0 | 0 | 0 | 0 | 0 | 0 | 0 | 0 | 0 | 0 | 0 | 0 | 0 | 0 | 0 | 0 | 0 | 0 | 0 | 0 | 0 | 0 | 0 | 0 | 0
Electricity Generation by Type[lignite es,preexisting retiring] | Electricity Generation by Type | lignite es | preexisting retiring |  |  | 0 | 0 | 0 | 0 | 0 | 0 | 0 | 0 | 0 | 0 | 0 | 0 | 0 | 0 | 0 | 0 | 0 | 0 | 0 | 0 | 0 | 0 | 0 | 0 | 0 | 0 | 0 | 0 | 0 | 0 | 0
Electricity Generation by Type[lignite es,preexisting nonretiring] | Electricity Generation by Type | lignite es | preexisting nonretiring |  |  | 0 | 0 | 0 | 0 | 0 | 0 | 0 | 0 | 0 | 0 | 0 | 0 | 0 | 0 | 0 | 0 | 0 | 0 | 0 | 0 | 0 | 0 | 0 | 0 | 0 | 0 | 0 | 0 | 0 | 0 | 0
Electricity Generation by Type[lignite es,newly built] | Electricity Generation by Type | lignite es | newly built |  |  | 0 | 0 | 0 | 0 | 0 | 0 | 0 | 0 | 0 | 0 | 0 | 0 | 0 | 0 | 0 | 0 | 0 | 0 | 0 | 0 | 0 | 0 | 0 | 0 | 0 | 0 | 0 | 0 | 0 | 0 | 0
Electricity Generation by Type[offshore wind es,preexisting retiring] | Electricity Generation by Type | offshore wind es | preexisting retiring |  |  | 0 | 0 | 0 | 0 | 0 | 0 | 0 | 0 | 0 | 0 | 0 | 0 | 0 | 0 | 0 | 0 | 0 | 0 | 0 | 0 | 0 | 0 | 0 | 0 | 0 | 0 | 0 | 0 | 0 | 0 | 0
Electricity Generation by Type[offshore wind es,preexisting nonretiring] | Electricity Generation by Type | offshore wind es | preexisting nonretiring |  |  | 0 | 0 | 0 | 0 | 0 | 0 | 0 | 0 | 0 | 0 | 0 | 0 | 0 | 0 | 0 | 0 | 0 | 0 | 0 | 0 | 0 | 0 | 0 | 0 | 0 | 0 | 0 | 0 | 0 | 0 | 0
Electricity Generation by Type[offshore wind es,newly built] | Electricity Generation by Type | offshore wind es | newly built |  |  | 291883 | 696350 | 1150850 | 3039760 | 5253900 | 7880850 | 9836460 | 11896300 | 13543400 | 15557400 | 17667300 | 20436000 | 22687700 | 25035200 | 27482900 | 30118200 | 33224600 | 36206000 | 38995600 | 41597500 | 44011800 | 46238500 | 48277500 | 50224800 | 50606100 | 49150500 | 45361900 | 45921800 | 45123400 | 45359400 | 45180300
Electricity Generation by Type[crude oil es,preexisting retiring] | Electricity Generation by Type | crude oil es | preexisting retiring |  |  | 0 | 0 | 0 | 0 | 0 | 0 | 0 | 0 | 0 | 0 | 0 | 0 | 0 | 0 | 0 | 0 | 0 | 0 | 0 | 0 | 0 | 0 | 0 | 0 | 0 | 0 | 0 | 0 | 0 | 0 | 0
Electricity Generation by Type[crude oil es,preexisting nonretiring] | Electricity Generation by Type | crude oil es | preexisting nonretiring |  |  | 0 | 0 | 0 | 0 | 0 | 0 | 0 | 0 | 0 | 0 | 0 | 0 | 0 | 0 | 0 | 0 | 0 | 0 | 0 | 0 | 0 | 0 | 0 | 0 | 0 | 0 | 0 | 0 | 0 | 0 | 0
Electricity Generation by Type[crude oil es,newly built] | Electricity Generation by Type | crude oil es | newly built |  |  | 0 | 0 | 0 | 0 | 0 | 0 | 0 | 0 | 0 | 0 | 0 | 0 | 0 | 0 | 0 | 0 | 0 | 0 | 0 | 0 | 0 | 0 | 0 | 0 | 0 | 0 | 0 | 0 | 0 | 0 | 0
Electricity Generation by Type[heavy or residual fuel oil es,preexisting retiring] | Electricity Generation by Type | heavy or residual fuel oil es | preexisting retiring |  |  | 0 | 0 | 0 | 0 | 0 | 0 | 0 | 0 | 0 | 0 | 0 | 0 | 0 | 0 | 0 | 0 | 0 | 0 | 0 | 0 | 0 | 0 | 0 | 0 | 0 | 0 | 0 | 0 | 0 | 0 | 0
Electricity Generation by Type[heavy or residual fuel oil es,preexisting nonretiring] | Electricity Generation by Type | heavy or residual fuel oil es | preexisting nonretiring |  |  | 0 | 0 | 0 | 0 | 0 | 0 | 0 | 0 | 0 | 0 | 0 | 0 | 0 | 0 | 0 | 0 | 0 | 0 | 0 | 0 | 0 | 0 | 0 | 0 | 0 | 0 | 0 | 0 | 0 | 0 | 0
Electricity Generation by Type[heavy or residual fuel oil es,newly built] | Electricity Generation by Type | heavy or residual fuel oil es | newly built |  |  | 0 | 0 | 0 | 0 | 0 | 0 | 0 | 0 | 0 | 0 | 0 | 0 | 0 | 0 | 0 | 0 | 0 | 0 | 0 | 0 | 0 | 0 | 0 | 0 | 0 | 0 | 0 | 0 | 0 | 0 | 0
Electricity Generation by Type[municipal solid waste es,preexisting retiring] | Electricity Generation by Type | municipal solid waste es | preexisting retiring |  |  | 0 | 0 | 0 | 0 | 0 | 0 | 0 | 0 | 0 | 0 | 0 | 0 | 0 | 0 | 0 | 0 | 0 | 0 | 0 | 0 | 0 | 0 | 0 | 0 | 0 | 0 | 0 | 0 | 0 | 0 | 0
Electricity Generation by Type[municipal solid waste es,preexisting nonretiring] | Electricity Generation by Type | municipal solid waste es | preexisting nonretiring |  |  | 0 | 0 | 0 | 0 | 0 | 0 | 0 | 0 | 0 | 0 | 0 | 0 | 0 | 0 | 0 | 0 | 0 | 0 | 0 | 0 | 0 | 0 | 0 | 0 | 0 | 0 | 0 | 0 | 0 | 0 | 0
Electricity Generation by Type[municipal solid waste es,newly built] | Electricity Generation by Type | municipal solid waste es | newly built |  |  | 0 | 0 | 0 | 0 | 0 | 0 | 0 | 0 | 0 | 0 | 0 | 0 | 0 | 0 | 0 | 0 | 0 | 0 | 0 | 0 | 0 | 0 | 0 | 0 | 0 | 0 | 0 | 0 | 0 | 0 | 0
Electricity Generation Capacity[hard coal es,preexisting retiring] | Electricity Generation Capacity | hard coal es | preexisting retiring |  |  | 0 | 0 | 0 | 0 | 0 | 0 | 0 | 0 | 0 | 0 | 0 | 0 | 0 | 0 | 0 | 0 | 0 | 0 | 0 | 0 | 0 | 0 | 0 | 0 | 0 | 0 | 0 | 0 | 0 | 0 | 0
Electricity Generation Capacity[hard coal es,preexisting nonretiring] | Electricity Generation Capacity | hard coal es | preexisting nonretiring |  |  | 0 | 0 | 0 | 0 | 0 | 0 | 0 | 0 | 0 | 0 | 0 | 0 | 0 | 0 | 0 | 0 | 0 | 0 | 0 | 0 | 0 | 0 | 0 | 0 | 0 | 0 | 0 | 0 | 0 | 0 | 0
Electricity Generation Capacity[hard coal es,newly built] | Electricity Generation Capacity | hard coal es | newly built |  |  | 0 | 0 | 0 | 0 | 0 | 0 | 0 | 0 | 0 | 0 | 0 | 0 | 0 | 0 | 0 | 0 | 0 | 0 | 0 | 0 | 0 | 0 | 0 | 0 | 0 | 0 | 0 | 0 | 0 | 0 | 0
Electricity Generation Capacity[natural gas nonpeaker es,preexisting retiring] | Electricity Generation Capacity | natural gas nonpeaker es | preexisting retiring |  |  | 2883 | 2883 | 2883 | 2883 | 0.11 | 0.11 | 0.11 | 0.11 | 0.11 | 0.11 | 0.11 | 0.11 | 0 | 0 | 0 | 0 | 0 | 0 | 0 | 0 | 0 | 0 | 0 | 0 | 0 | 0 | 0 | 0 | 0 | 0 | 0
Electricity Generation Capacity[natural gas nonpeaker es,preexisting nonretiring] | Electricity Generation Capacity | natural gas nonpeaker es | preexisting nonretiring |  |  | 20133 | 20133 | 20133 | 20133 | 20133 | 20133 | 20133 | 20133 | 20133 | 20133 | 20133 | 20133 | 19844.8 | 19844.8 | 19844.8 | 19268.2 | 19268.2 | 19268.2 | 19268.2 | 19268.2 | 18403.4 | 18403.4 | 18403.4 | 18403.4 | 18403.4 | 18403.4 | 18403.4 | 18403.4 | 18403.4 | 18403.4 | 18403.4
Electricity Generation Capacity[natural gas nonpeaker es,newly built] | Electricity Generation Capacity | natural gas nonpeaker es | newly built |  |  | 0 | 0 | 0 | 0 | 0 | 0 | 0 | 0 | 0 | 0 | 0 | 0 | 0 | 0 | 0 | 0 | 0 | 0 | 0 | 0 | 0 | 0 | 0 | 0 | 0 | 0 | 0 | 0 | 0 | 0 | 0
Electricity Generation Capacity[nuclear es,preexisting retiring] | Electricity Generation Capacity | nuclear es | preexisting retiring |  |  | 2240 | 2240 | 2240 | 2240 | 1120 | 0 | 0 | 0 | 0 | 0 | 0 | 0 | 0 | 0 | 0 | 0 | 0 | 0 | 0 | 0 | 0 | 0 | 0 | 0 | 0 | 0 | 0 | 0 | 0 | 0 | 0
Electricity Generation Capacity[nuclear es,preexisting nonretiring] | Electricity Generation Capacity | nuclear es | preexisting nonretiring |  |  | 0 | 0 | 0 | 0 | 0 | 0 | 0 | 0 | 0 | 0 | 0 | 0 | 0 | 0 | 0 | 0 | 0 | 0 | 0 | 0 | 0 | 0 | 0 | 0 | 0 | 0 | 0 | 0 | 0 | 0 | 0
Electricity Generation Capacity[nuclear es,newly built] | Electricity Generation Capacity | nuclear es | newly built |  |  | 0 | 0 | 0 | 0 | 0 | 0 | 0 | 0 | 0 | 0 | 0 | 0 | 0 | 0 | 0 | 0 | 0 | 0 | 0 | 0 | 0 | 0 | 0 | 0 | 0 | 0 | 0 | 0 | 0 | 0 | 0
Electricity Generation Capacity[hydro es,preexisting retiring] | Electricity Generation Capacity | hydro es | preexisting retiring |  |  | 10216 | 10216 | 10216 | 10216 | 10216 | 10216 | 10216 | 10216 | 10216 | 10216 | 10215 | 10215 | 10215 | 10215 | 10215 | 10215 | 10215 | 10215 | 10215 | 10215 | 10215 | 10215 | 10215 | 10215 | 10215 | 10215 | 10215 | 10215 | 10215 | 10215 | 10215
Electricity Generation Capacity[hydro es,preexisting nonretiring] | Electricity Generation Capacity | hydro es | preexisting nonretiring |  |  | 0 | 0 | 0 | 0 | 0 | 0 | 0 | 0 | 0 | 0 | 0 | 0 | 0 | 0 | 0 | 0 | 0 | 0 | 0 | 0 | 0 | 0 | 0 | 0 | 0 | 0 | 0 | 0 | 0 | 0 | 0
Electricity Generation Capacity[hydro es,newly built] | Electricity Generation Capacity | hydro es | newly built |  |  | 0 | 0 | 0 | 0 | 0 | 0 | 0 | 0 | 0 | 0 | 0 | 0 | 0 | 0 | 0 | 0 | 0 | 0 | 0 | 0 | 0 | 0 | 0 | 0 | 0 | 0 | 0 | 0 | 0 | 0 | 0
Electricity Generation Capacity[onshore wind es,preexisting retiring] | Electricity Generation Capacity | onshore wind es | preexisting retiring |  |  | 6136 | 6136 | 6136 | 6136 | 6136 | 6136 | 6136 | 6136 | 6136 | 6136 | 6136 | 6136 | 6136 | 6136 | 6136 | 6136 | 6136 | 6136 | 6136 | 6136 | 6136 | 6136 | 6136 | 6136 | 6136 | 6136 | 6136 | 6136 | 6136 | 6136 | 6136
Electricity Generation Capacity[onshore wind es,preexisting nonretiring] | Electricity Generation Capacity | onshore wind es | preexisting nonretiring |  |  | 0 | 0 | 0 | 0 | 0 | 0 | 0 | 0 | 0 | 0 | 0 | 0 | 0 | 0 | 0 | 0 | 0 | 0 | 0 | 0 | 0 | 0 | 0 | 0 | 0 | 0 | 0 | 0 | 0 | 0 | 0
Electricity Generation Capacity[onshore wind es,newly built] | Electricity Generation Capacity | onshore wind es | newly built |  |  | 190 | 380 | 590 | 740 | 1035 | 1435 | 1575 | 1750 | 1775 | 2020 | 2315 | 2750 | 2905 | 3105 | 3350 | 3685 | 4235 | 4760 | 5145 | 5525 | 5920 | 6325 | 6865 | 7415 | 8015 | 8525 | 9220 | 9525 | 9870 | 10100 | 10320
Electricity Generation Capacity[solar PV es,preexisting retiring] | Electricity Generation Capacity | solar PV es | preexisting retiring |  |  | 11259 | 11259 | 11259 | 11259 | 11259 | 11259 | 11259 | 11259 | 11259 | 11259 | 11259 | 11259 | 11259 | 11259 | 11259 | 11259 | 11259 | 11259 | 11259 | 11259 | 11259 | 11259 | 11259 | 11259 | 11259 | 11259 | 11259 | 11259 | 11259 | 11259 | 11259
Electricity Generation Capacity[solar PV es,preexisting nonretiring] | Electricity Generation Capacity | solar PV es | preexisting nonretiring |  |  | 0 | 0 | 0 | 0 | 0 | 0 | 0 | 0 | 0 | 0 | 0 | 0 | 0 | 0 | 0 | 0 | 0 | 0 | 0 | 0 | 0 | 0 | 0 | 0 | 0 | 0 | 0 | 0 | 0 | 0 | 0
Electricity Generation Capacity[solar PV es,newly built] | Electricity Generation Capacity | solar PV es | newly built |  |  | 1550 | 3152 | 4872 | 6150 | 8788 | 12948 | 14246 | 15934 | 16228 | 18804 | 22130 | 26934 | 28636 | 30818 | 33486 | 37078 | 42944 | 48440 | 52404 | 56252 | 60238 | 64288 | 69630 | 74978 | 80730 | 85542 | 91980 | 94730 | 97850 | 99912 | 101890
Electricity Generation Capacity[solar thermal es,preexisting retiring] | Electricity Generation Capacity | solar thermal es | preexisting retiring |  |  | 1284 | 0 | 0 | 0 | 0 | 0 | 0 | 0 | 0 | 0 | 0 | 0 | 0 | 0 | 0 | 0 | 0 | 0 | 0 | 0 | 0 | 0 | 0 | 0 | 0 | 0 | 0 | 0 | 0 | 0 | 0
Electricity Generation Capacity[solar thermal es,preexisting nonretiring] | Electricity Generation Capacity | solar thermal es | preexisting nonretiring |  |  | 0 | 0 | 0 | 0 | 0 | 0 | 0 | 0 | 0 | 0 | 0 | 0 | 0 | 0 | 0 | 0 | 0 | 0 | 0 | 0 | 0 | 0 | 0 | 0 | 0 | 0 | 0 | 0 | 0 | 0 | 0
Electricity Generation Capacity[solar thermal es,newly built] | Electricity Generation Capacity | solar thermal es | newly built |  |  | 38 | 62 | 105 | 135 | 195 | 285 | 311 | 344 | 349 | 394 | 449 | 531 | 561 | 600 | 649 | 716 | 827 | 933 | 1010 | 1085 | 1163 | 1242 | 1346 | 1450 | 1562 | 1656 | 1781 | 1835 | 1895 | 1934 | 1979
Electricity Generation Capacity[biomass es,preexisting retiring] | Electricity Generation Capacity | biomass es | preexisting retiring |  |  | 687 | 687 | 687 | 687 | 687 | 687 | 687 | 687 | 687 | 687 | 685 | 685 | 685 | 685 | 685 | 685 | 685 | 685 | 685 | 685 | 685 | 685 | 685 | 685 | 685 | 685 | 685 | 685 | 685 | 685 | 685
Electricity Generation Capacity[biomass es,preexisting nonretiring] | Electricity Generation Capacity | biomass es | preexisting nonretiring |  |  | 0 | 0 | 0 | 0 | 0 | 0 | 0 | 0 | 0 | 0 | 0 | 0 | 0 | 0 | 0 | 0 | 0 | 0 | 0 | 0 | 0 | 0 | 0 | 0 | 0 | 0 | 0 | 0 | 0 | 0 | 0
Electricity Generation Capacity[biomass es,newly built] | Electricity Generation Capacity | biomass es | newly built |  |  | 28 | 54 | 80 | 97 | 128 | 175 | 190 | 208 | 210 | 232 | 257 | 293 | 305 | 321 | 340 | 365 | 406 | 444 | 471 | 497 | 523 | 549 | 584 | 618 | 655 | 686 | 727 | 744 | 763 | 775 | 787
Electricity Generation Capacity[geothermal es,preexisting retiring] | Electricity Generation Capacity | geothermal es | preexisting retiring |  |  | 1836 | 1586 | 1586 | 1586 | 1586 | 1586 | 1586 | 1586 | 1586 | 1586 | 1586 | 1586 | 1586 | 1586 | 1586 | 1586 | 1586 | 1586 | 1586 | 1586 | 1586 | 1586 | 1586 | 1586 | 1586 | 1586 | 1586 | 1586 | 1586 | 1586 | 1586
Electricity Generation Capacity[geothermal es,preexisting nonretiring] | Electricity Generation Capacity | geothermal es | preexisting nonretiring |  |  | 0 | 0 | 0 | 0 | 0 | 0 | 0 | 0 | 0 | 0 | 0 | 0 | 0 | 0 | 0 | 0 | 0 | 0 | 0 | 0 | 0 | 0 | 0 | 0 | 0 | 0 | 0 | 0 | 0 | 0 | 0
Electricity Generation Capacity[geothermal es,newly built] | Electricity Generation Capacity | geothermal es | newly built |  |  | 20 | 40 | 70 | 180 | 210 | 250 | 330 | 340 | 1310 | 1330 | 1360 | 1400 | 1410 | 1420 | 1440 | 1470 | 1520 | 1560 | 1590 | 1620 | 1650 | 1680 | 1720 | 1760 | 1800 | 2200 | 2250 | 2270 | 2290 | 2300 | 2310
Electricity Generation Capacity[petroleum es,preexisting retiring] | Electricity Generation Capacity | petroleum es | preexisting retiring |  |  | 0 | 0 | 0 | 0 | 0 | 0 | 0 | 0 | 0 | 0 | 0 | 0 | 0 | 0 | 0 | 0 | 0 | 0 | 0 | 0 | 0 | 0 | 0 | 0 | 0 | 0 | 0 | 0 | 0 | 0 | 0
Electricity Generation Capacity[petroleum es,preexisting nonretiring] | Electricity Generation Capacity | petroleum es | preexisting nonretiring |  |  | 0 | 0 | 0 | 0 | 0 | 0 | 0 | 0 | 0 | 0 | 0 | 0 | 0 | 0 | 0 | 0 | 0 | 0 | 0 | 0 | 0 | 0 | 0 | 0 | 0 | 0 | 0 | 0 | 0 | 0 | 0
Electricity Generation Capacity[petroleum es,newly built] | Electricity Generation Capacity | petroleum es | newly built |  |  | 0 | 0 | 0 | 0 | 0 | 1 | 1 | 1 | 1 | 1 | 1 | 1 | 1 | 1 | 1 | 1 | 1 | 1 | 1 | 1 | 1 | 1 | 1 | 1 | 1 | 1 | 1 | 1 | 1 | 1 | 1
Electricity Generation Capacity[natural gas peaker es,preexisting retiring] | Electricity Generation Capacity | natural gas peaker es | preexisting retiring |  |  | 8459 | 8459 | 8459 | 8459 | 8459 | 8209 | 8159 | 8159 | 8159 | 8159 | 8159 | 8159 | 8159 | 8159 | 8159 | 8159 | 8159 | 8159 | 8159 | 8159 | 8159 | 8159 | 8159 | 8159 | 8159 | 8159 | 8159 | 8159 | 8159 | 8159 | 8159
Electricity Generation Capacity[natural gas peaker es,preexisting nonretiring] | Electricity Generation Capacity | natural gas peaker es | preexisting nonretiring |  |  | 0 | 0 | 0 | 0 | 0 | 0 | 0 | 0 | 0 | 0 | 0 | 0 | 0 | 0 | 0 | 0 | 0 | 0 | 0 | 0 | 0 | 0 | 0 | 0 | 0 | 0 | 0 | 0 | 0 | 0 | 0
Electricity Generation Capacity[natural gas peaker es,newly built] | Electricity Generation Capacity | natural gas peaker es | newly built |  |  | 0 | 0 | 0 | 0 | 0 | 0 | 0 | 0 | 0 | 0 | 0 | 0 | 0 | 0 | 0 | 0 | 0 | 0 | 0 | 0 | 0 | 0 | 0 | 0 | 0 | 0 | 0 | 0 | 0 | 0 | 0
Electricity Generation Capacity[lignite es,preexisting retiring] | Electricity Generation Capacity | lignite es | preexisting retiring |  |  | 0 | 0 | 0 | 0 | 0 | 0 | 0 | 0 | 0 | 0 | 0 | 0 | 0 | 0 | 0 | 0 | 0 | 0 | 0 | 0 | 0 | 0 | 0 | 0 | 0 | 0 | 0 | 0 | 0 | 0 | 0
Electricity Generation Capacity[lignite es,preexisting nonretiring] | Electricity Generation Capacity | lignite es | preexisting nonretiring |  |  | 0 | 0 | 0 | 0 | 0 | 0 | 0 | 0 | 0 | 0 | 0 | 0 | 0 | 0 | 0 | 0 | 0 | 0 | 0 | 0 | 0 | 0 | 0 | 0 | 0 | 0 | 0 | 0 | 0 | 0 | 0
Electricity Generation Capacity[lignite es,newly built] | Electricity Generation Capacity | lignite es | newly built |  |  | 0 | 0 | 0 | 0 | 0 | 0 | 0 | 0 | 0 | 0 | 0 | 0 | 0 | 0 | 0 | 0 | 0 | 0 | 0 | 0 | 0 | 0 | 0 | 0 | 0 | 0 | 0 | 0 | 0 | 0 | 0
Electricity Generation Capacity[offshore wind es,preexisting retiring] | Electricity Generation Capacity | offshore wind es | preexisting retiring |  |  | 0 | 0 | 0 | 0 | 0 | 0 | 0 | 0 | 0 | 0 | 0 | 0 | 0 | 0 | 0 | 0 | 0 | 0 | 0 | 0 | 0 | 0 | 0 | 0 | 0 | 0 | 0 | 0 | 0 | 0 | 0
Electricity Generation Capacity[offshore wind es,preexisting nonretiring] | Electricity Generation Capacity | offshore wind es | preexisting nonretiring |  |  | 0 | 0 | 0 | 0 | 0 | 0 | 0 | 0 | 0 | 0 | 0 | 0 | 0 | 0 | 0 | 0 | 0 | 0 | 0 | 0 | 0 | 0 | 0 | 0 | 0 | 0 | 0 | 0 | 0 | 0 | 0
Electricity Generation Capacity[offshore wind es,newly built] | Electricity Generation Capacity | offshore wind es | newly built |  |  | 70 | 167 | 276 | 729 | 1260 | 1890 | 2359 | 2853 | 3248 | 3731 | 4237 | 4901 | 5441 | 6004 | 6591 | 7223 | 7968 | 8683 | 9352 | 9976 | 10555 | 11089 | 11578 | 12045 | 12512 | 12979 | 12979 | 12979 | 12979 | 12979 | 12979
Electricity Generation Capacity[crude oil es,preexisting retiring] | Electricity Generation Capacity | crude oil es | preexisting retiring |  |  | 0 | 0 | 0 | 0 | 0 | 0 | 0 | 0 | 0 | 0 | 0 | 0 | 0 | 0 | 0 | 0 | 0 | 0 | 0 | 0 | 0 | 0 | 0 | 0 | 0 | 0 | 0 | 0 | 0 | 0 | 0
Electricity Generation Capacity[crude oil es,preexisting nonretiring] | Electricity Generation Capacity | crude oil es | preexisting nonretiring |  |  | 0 | 0 | 0 | 0 | 0 | 0 | 0 | 0 | 0 | 0 | 0 | 0 | 0 | 0 | 0 | 0 | 0 | 0 | 0 | 0 | 0 | 0 | 0 | 0 | 0 | 0 | 0 | 0 | 0 | 0 | 0
Electricity Generation Capacity[crude oil es,newly built] | Electricity Generation Capacity | crude oil es | newly built |  |  | 0 | 0 | 0 | 0 | 0 | 0 | 0 | 0 | 0 | 0 | 0 | 0 | 0 | 0 | 0 | 0 | 0 | 0 | 0 | 0 | 0 | 0 | 0 | 0 | 0 | 0 | 0 | 0 | 0 | 0 | 0
Electricity Generation Capacity[heavy or residual fuel oil es,preexisting retiring] | Electricity Generation Capacity | heavy or residual fuel oil es | preexisting retiring |  |  | 0 | 0 | 0 | 0 | 0 | 0 | 0 | 0 | 0 | 0 | 0 | 0 | 0 | 0 | 0 | 0 | 0 | 0 | 0 | 0 | 0 | 0 | 0 | 0 | 0 | 0 | 0 | 0 | 0 | 0 | 0
Electricity Generation Capacity[heavy or residual fuel oil es,preexisting nonretiring] | Electricity Generation Capacity | heavy or residual fuel oil es | preexisting nonretiring |  |  | 0 | 0 | 0 | 0 | 0 | 0 | 0 | 0 | 0 | 0 | 0 | 0 | 0 | 0 | 0 | 0 | 0 | 0 | 0 | 0 | 0 | 0 | 0 | 0 | 0 | 0 | 0 | 0 | 0 | 0 | 0
Electricity Generation Capacity[heavy or residual fuel oil es,newly built] | Electricity Generation Capacity | heavy or residual fuel oil es | newly built |  |  | 0 | 0 | 0 | 0 | 0 | 0 | 0 | 0 | 0 | 0 | 0 | 0 | 0 | 0 | 0 | 0 | 0 | 0 | 0 | 0 | 0 | 0 | 0 | 0 | 0 | 0 | 0 | 0 | 0 | 0 | 0
Electricity Generation Capacity[municipal solid waste es,preexisting retiring] | Electricity Generation Capacity | municipal solid waste es | preexisting retiring |  |  | 0 | 0 | 0 | 0 | 0 | 0 | 0 | 0 | 0 | 0 | 0 | 0 | 0 | 0 | 0 | 0 | 0 | 0 | 0 | 0 | 0 | 0 | 0 | 0 | 0 | 0 | 0 | 0 | 0 | 0 | 0
Electricity Generation Capacity[municipal solid waste es,preexisting nonretiring] | Electricity Generation Capacity | municipal solid waste es | preexisting nonretiring |  |  | 0 | 0 | 0 | 0 | 0 | 0 | 0 | 0 | 0 | 0 | 0 | 0 | 0 | 0 | 0 | 0 | 0 | 0 | 0 | 0 | 0 | 0 | 0 | 0 | 0 | 0 | 0 | 0 | 0 | 0 | 0
Electricity Generation Capacity[municipal solid waste es,newly built] | Electricity Generation Capacity | municipal solid waste es | newly built |  |  | 0 | 0 | 0 | 0 | 0 | 0 | 0 | 0 | 0 | 0 | 0 | 0 | 0 | 0 | 0 | 0 | 0 | 0 | 0 | 0 | 0 | 0 | 0 | 0 | 0 | 0 | 0 | 0 | 0 | 0 | 0
BAU Cargo Dist Transported[LDVs,passenger] | BAU Cargo Dist Transported | LDVs | passenger |  |  | 483683000000 | 562435000000 | 573626000000 | 582957000000 | 589669000000 | 593685000000 | 596174000000 | 599769000000 | 603228000000 | 606546000000 | 609742000000 | 612785000000 | 615714000000 | 618513000000 | 621182000000 | 623732000000 | 626143000000 | 628434000000 | 630573000000 | 632588000000 | 634474000000 | 636225000000 | 637858000000 | 639349000000 | 640718000000 | 641980000000 | 643129000000 | 644160000000 | 645107000000 | 645955000000 | 646711000000
BAU Cargo Dist Transported[LDVs,freight] | BAU Cargo Dist Transported | LDVs | freight |  |  | 16424700000 | 18126300000 | 18375100000 | 18569500000 | 18696800000 | 18759500000 | 18834200000 | 18915900000 | 19007100000 | 19105100000 | 19210000000 | 19373800000 | 19550600000 | 19732600000 | 19920700000 | 20110700000 | 20309000000 | 20508200000 | 20708400000 | 20914300000 | 21120300000 | 21333000000 | 21549300000 | 21777300000 | 22002300000 | 22232400000 | 22464800000 | 22704000000 | 22943900000 | 23190000000 | 23443400000
BAU Cargo Dist Transported[HDVs,passenger] | BAU Cargo Dist Transported | HDVs | passenger |  |  | 50045300000 | 51864500000 | 51733200000 | 51568500000 | 51390600000 | 51181900000 | 51033000000 | 50925300000 | 50876700000 | 50864700000 | 50874600000 | 50904800000 | 50943600000 | 50986900000 | 51044300000 | 51121000000 | 51639800000 | 52150500000 | 52647000000 | 53136600000 | 53600500000 | 54030200000 | 54544500000 | 55138900000 | 55697200000 | 56251200000 | 56784500000 | 57222100000 | 57548800000 | 57878000000 | 58321700000
BAU Cargo Dist Transported[HDVs,freight] | BAU Cargo Dist Transported | HDVs | freight |  |  | 59888100000 | 61067500000 | 62272400000 | 63503400000 | 64761000000 | 66045900000 | 67358800000 | 68700200000 | 70071000000 | 71471700000 | 72903200000 | 75079400000 | 77324200000 | 79639800000 | 82028500000 | 84492800000 | 87034900000 | 89657800000 | 92363900000 | 95155900000 | 98036600000 | 101009000000 | 104076000000 | 107241000000 | 110507000000 | 113878000000 | 117356000000 | 120946000000 | 124651000000 | 128475000000 | 132422000000
BAU Cargo Dist Transported[aircraft,passenger] | BAU Cargo Dist Transported | aircraft | passenger |  |  | 16193500000 | 22028400000 | 24594000000 | 25763600000 | 26373000000 | 26886900000 | 27055700000 | 27198500000 | 27438800000 | 27634800000 | 27906500000 | 28239300000 | 28645000000 | 29069000000 | 29495900000 | 29915800000 | 30241700000 | 30527600000 | 30851700000 | 31188900000 | 31588000000 | 31979100000 | 32421400000 | 32879600000 | 33363700000 | 33815300000 | 34245300000 | 34632800000 | 34990500000 | 35318200000 | 35648400000
BAU Cargo Dist Transported[aircraft,freight] | BAU Cargo Dist Transported | aircraft | freight |  |  | 623011000 | 847496000 | 946201000 | 991200000 | 1014640000 | 1034410000 | 1040910000 | 1046400000 | 1055650000 | 1063190000 | 1073640000 | 1086440000 | 1102050000 | 1118370000 | 1134790000 | 1150940000 | 1163480000 | 1174480000 | 1186950000 | 1199930000 | 1215280000 | 1230320000 | 1247340000 | 1264970000 | 1283600000 | 1300970000 | 1317510000 | 1332420000 | 1346180000 | 1358790000 | 1371490000
BAU Cargo Dist Transported[rail,passenger] | BAU Cargo Dist Transported | rail | passenger |  |  | 1146790000 | 1146790000 | 1146790000 | 1146790000 | 1146790000 | 1146790000 | 1146790000 | 1146790000 | 1146790000 | 1146790000 | 1146790000 | 1146790000 | 1146790000 | 1146790000 | 1146790000 | 1146790000 | 1146790000 | 1146790000 | 1146790000 | 1146790000 | 1146790000 | 1146790000 | 1146790000 | 1146790000 | 1146790000 | 1146790000 | 1146790000 | 1146790000 | 1146790000 | 1146790000 | 1146790000
BAU Cargo Dist Transported[rail,freight] | BAU Cargo Dist Transported | rail | freight |  |  | 74152000000 | 75605900000 | 77786900000 | 79240800000 | 80694800000 | 82875700000 | 84329700000 | 86510600000 | 88691600000 | 90145500000 | 92326500000 | 94507400000 | 96688300000 | 98142300000 | 100323000000 | 102504000000 | 105412000000 | 107593000000 | 109774000000 | 111955000000 | 114863000000 | 117044000000 | 119952000000 | 122133000000 | 125041000000 | 127948000000 | 130129000000 | 133037000000 | 135945000000 | 139580000000 | 142488000000
BAU Cargo Dist Transported[ships,passenger] | BAU Cargo Dist Transported | ships | passenger |  |  | 167419000 | 167419000 | 167419000 | 167419000 | 169077000 | 169077000 | 170734000 | 170734000 | 170734000 | 170734000 | 170734000 | 170734000 | 170734000 | 170734000 | 172392000 | 172392000 | 172392000 | 172392000 | 172392000 | 170734000 | 170734000 | 170734000 | 170734000 | 170734000 | 170734000 | 170734000 | 170734000 | 170734000 | 170734000 | 170734000 | 170734000
BAU Cargo Dist Transported[ships,freight] | BAU Cargo Dist Transported | ships | freight |  |  | 174899000000 | 181691000000 | 190182000000 | 196974000000 | 203766000000 | 210558000000 | 219049000000 | 227539000000 | 236029000000 | 244519000000 | 253010000000 | 259802000000 | 268292000000 | 276782000000 | 283574000000 | 292065000000 | 300555000000 | 310743000000 | 319234000000 | 329422000000 | 337912000000 | 346402000000 | 356591000000 | 365081000000 | 375269000000 | 383759000000 | 393948000000 | 402438000000 | 410928000000 | 421117000000 | 429607000000
BAU Cargo Dist Transported[motorbikes,passenger] | BAU Cargo Dist Transported | motorbikes | passenger |  |  | 1525360000 | 1756090000 | 1783210000 | 1801650000 | 1809550000 | 1807720000 | 1806920000 | 1805780000 | 1804650000 | 1803800000 | 1802790000 | 1801930000 | 1801790000 | 1802480000 | 1803400000 | 1804720000 | 1806010000 | 1807510000 | 1808810000 | 1810030000 | 1811170000 | 1812110000 | 1813260000 | 1814140000 | 1814660000 | 1814530000 | 1813840000 | 1812650000 | 1811170000 | 1810310000 | 1808500000
BAU Cargo Dist Transported[motorbikes,freight] | BAU Cargo Dist Transported | motorbikes | freight |  |  | 131363000000 | 133950000000 | 136592000000 | 139292000000 | 142051000000 | 144869000000 | 147749000000 | 150692000000 | 153698000000 | 156771000000 | 159911000000 | 164684000000 | 169608000000 | 174687000000 | 179927000000 | 185332000000 | 190908000000 | 196661000000 | 202597000000 | 208721000000 | 215040000000 | 221560000000 | 228288000000 | 235230000000 | 242394000000 | 249787000000 | 257417000000 | 265291000000 | 273418000000 | 281806000000 | 290464000000
Output Total CO2e Emissions | Output Total CO2e Emissions |  |  |  |  | 497.134 | 468.295 | 451.601 | 436.433 | 421.762 | 407.889 | 397.818 | 387.639 | 377.429 | 366.413 | 354.498 | 346.132 | 341.344 | 336.642 | 330.867 | 324.24 | 315.637 | 307.773 | 301.916 | 295.686 | 289.269 | 282.835 | 275.883 | 269.295 | 264.062 | 259.06 | 257.501 | 255.618 | 254.132 | 253.128 | 252.253
Output Total CO2 Emissions | Output Total CO2 Emissions |  |  |  |  | 426.976 | 399.399 | 383.54 | 372.781 | 362.487 | 352.924 | 345.083 | 337.139 | 329.153 | 320.365 | 310.668 | 302.642 | 298.2 | 293.815 | 288.376 | 282.103 | 273.835 | 266.3 | 260.755 | 254.847 | 248.756 | 242.748 | 236.227 | 230.042 | 225.236 | 220.669 | 218.925 | 216.869 | 215.204 | 214.021 | 212.987
LULUCF Anthropogenic Pollutant Emissions[CO2] | LULUCF Anthropogenic Pollutant Emissions | CO2 |  |  |  | 107000000000000 | 63700000000000 | 50100000000000 | 42200000000000 | 36600000000000 | 32200000000000 | 28700000000000 | 25700000000000 | 23100000000000 | 20800000000000 | 18700000000000 | 18700000000000 | 18700000000000 | 18700000000000 | 18700000000000 | 18700000000000 | 18700000000000 | 18700000000000 | 18700000000000 | 18700000000000 | 18700000000000 | 18700000000000 | 18700000000000 | 18700000000000 | 18700000000000 | 18700000000000 | 18700000000000 | 18700000000000 | 18700000000000 | 18700000000000 | 18700000000000
LULUCF Anthropogenic Pollutant Emissions[VOC] | LULUCF Anthropogenic Pollutant Emissions | VOC |  |  |  | 0 | 0 | 0 | 0 | 0 | 0 | 0 | 0 | 0 | 0 | 0 | 0 | 0 | 0 | 0 | 0 | 0 | 0 | 0 | 0 | 0 | 0 | 0 | 0 | 0 | 0 | 0 | 0 | 0 | 0 | 0
LULUCF Anthropogenic Pollutant Emissions[CO] | LULUCF Anthropogenic Pollutant Emissions | CO |  |  |  | 0 | 0 | 0 | 0 | 0 | 0 | 0 | 0 | 0 | 0 | 0 | 0 | 0 | 0 | 0 | 0 | 0 | 0 | 0 | 0 | 0 | 0 | 0 | 0 | 0 | 0 | 0 | 0 | 0 | 0 | 0
LULUCF Anthropogenic Pollutant Emissions[NOx] | LULUCF Anthropogenic Pollutant Emissions | NOx |  |  |  | 0 | 0 | 0 | 0 | 0 | 0 | 0 | 0 | 0 | 0 | 0 | 0 | 0 | 0 | 0 | 0 | 0 | 0 | 0 | 0 | 0 | 0 | 0 | 0 | 0 | 0 | 0 | 0 | 0 | 0 | 0
LULUCF Anthropogenic Pollutant Emissions[PM10] | LULUCF Anthropogenic Pollutant Emissions | PM10 |  |  |  | 0 | 0 | 0 | 0 | 0 | 0 | 0 | 0 | 0 | 0 | 0 | 0 | 0 | 0 | 0 | 0 | 0 | 0 | 0 | 0 | 0 | 0 | 0 | 0 | 0 | 0 | 0 | 0 | 0 | 0 | 0
LULUCF Anthropogenic Pollutant Emissions[PM25] | LULUCF Anthropogenic Pollutant Emissions | PM25 |  |  |  | 0 | 0 | 0 | 0 | 0 | 0 | 0 | 0 | 0 | 0 | 0 | 0 | 0 | 0 | 0 | 0 | 0 | 0 | 0 | 0 | 0 | 0 | 0 | 0 | 0 | 0 | 0 | 0 | 0 | 0 | 0
LULUCF Anthropogenic Pollutant Emissions[SOx] | LULUCF Anthropogenic Pollutant Emissions | SOx |  |  |  | 0 | 0 | 0 | 0 | 0 | 0 | 0 | 0 | 0 | 0 | 0 | 0 | 0 | 0 | 0 | 0 | 0 | 0 | 0 | 0 | 0 | 0 | 0 | 0 | 0 | 0 | 0 | 0 | 0 | 0 | 0
LULUCF Anthropogenic Pollutant Emissions[BC] | LULUCF Anthropogenic Pollutant Emissions | BC |  |  |  | 0 | 0 | 0 | 0 | 0 | 0 | 0 | 0 | 0 | 0 | 0 | 0 | 0 | 0 | 0 | 0 | 0 | 0 | 0 | 0 | 0 | 0 | 0 | 0 | 0 | 0 | 0 | 0 | 0 | 0 | 0
LULUCF Anthropogenic Pollutant Emissions[OC] | LULUCF Anthropogenic Pollutant Emissions | OC |  |  |  | 0 | 0 | 0 | 0 | 0 | 0 | 0 | 0 | 0 | 0 | 0 | 0 | 0 | 0 | 0 | 0 | 0 | 0 | 0 | 0 | 0 | 0 | 0 | 0 | 0 | 0 | 0 | 0 | 0 | 0 | 0
LULUCF Anthropogenic Pollutant Emissions[CH4] | LULUCF Anthropogenic Pollutant Emissions | CH4 |  |  |  | 70900000000 | 42300000000 | 21200000000 | 15500000000 | 12300000000 | 9950000000 | 8140000000 | 6670000000 | 5420000000 | 4340000000 | 3390000000 | 3390000000 | 3390000000 | 3390000000 | 3390000000 | 3390000000 | 3390000000 | 3390000000 | 3390000000 | 3390000000 | 3390000000 | 3390000000 | 3390000000 | 3390000000 | 3390000000 | 3390000000 | 3390000000 | 3390000000 | 3390000000 | 3390000000 | 3390000000
LULUCF Anthropogenic Pollutant Emissions[N2O] | LULUCF Anthropogenic Pollutant Emissions | N2O |  |  |  | 4110000000 | 2450000000 | 1230000000 | 902000000 | 712000000 | 577000000 | 472000000 | 387000000 | 315000000 | 252000000 | 196000000 | 196000000 | 196000000 | 196000000 | 196000000 | 196000000 | 196000000 | 196000000 | 196000000 | 196000000 | 196000000 | 196000000 | 196000000 | 196000000 | 196000000 | 196000000 | 196000000 | 196000000 | 196000000 | 196000000 | 196000000
LULUCF Anthropogenic Pollutant Emissions[F gases] | LULUCF Anthropogenic Pollutant Emissions | F gases |  |  |  | 0 | 0 | 0 | 0 | 0 | 0 | 0 | 0 | 0 | 0 | 0 | 0 | 0 | 0 | 0 | 0 | 0 | 0 | 0 | 0 | 0 | 0 | 0 | 0 | 0 | 0 | 0 | 0 | 0 | 0 | 0
New Vehicles[LDVs,passenger,battery electric vehicle] | New Vehicles | LDVs | passenger | battery electric vehicle |  | 121839 | 213537 | 304257 | 331971 | 319794 | 302895 | 326550 | 369444 | 421782 | 522819 | 625374 | 667527 | 772722 | 875748 | 973191 | 1066540 | 1153640 | 1235860 | 1307390 | 1375530 | 1436610 | 1490410 | 1542770 | 1586120 | 1603540 | 1622570 | 1639390 | 1653680 | 1668740 | 1683530 | 1698150
New Vehicles[LDVs,passenger,natural gas vehicle] | New Vehicles | LDVs | passenger | natural gas vehicle |  | 0 | 0 | 0 | 0 | 0 | 0 | 0 | 0 | 0 | 0 | 0 | 0 | 0 | 0 | 0 | 0 | 0 | 0 | 0 | 0 | 0 | 0 | 0 | 0 | 0 | 0 | 0 | 0 | 0 | 0 | 0
New Vehicles[LDVs,passenger,gasoline vehicle] | New Vehicles | LDVs | passenger | gasoline vehicle |  | 1562280 | 1737780 | 1677320 | 1683200 | 1719280 | 1749920 | 1745550 | 1703230 | 1656360 | 1562570 | 1467420 | 1436610 | 1345200 | 1255580 | 1171050 | 1090010 | 1014550 | 943299 | 882066 | 823494 | 771330 | 725757 | 681015 | 644445 | 632379 | 618312 | 606060 | 595938 | 584733 | 573456 | 562071
New Vehicles[LDVs,passenger,diesel vehicle] | New Vehicles | LDVs | passenger | diesel vehicle |  | 0 | 0 | 0 | 0 | 0 | 0 | 0 | 0 | 0 | 0 | 0 | 0 | 0 | 0 | 0 | 0 | 0 | 0 | 0 | 0 | 0 | 0 | 0 | 0 | 0 | 0 | 0 | 0 | 0 | 0 | 0
New Vehicles[LDVs,passenger,plugin hybrid vehicle] | New Vehicles | LDVs | passenger | plugin hybrid vehicle |  | 26163 | 37428 | 46734 | 46140 | 45972 | 46425 | 35940 | 48081 | 54846 | 59328 | 63219 | 62646 | 59214 | 55704 | 52227 | 48933 | 45822 | 42954 | 40221 | 37776 | 35532 | 33492 | 31647 | 30144 | 29628 | 29130 | 28623 | 28104 | 27594 | 27078 | 26514
New Vehicles[LDVs,passenger,LPG vehicle] | New Vehicles | LDVs | passenger | LPG vehicle |  | 0 | 0 | 0 | 0 | 0 | 0 | 0 | 0 | 0 | 0 | 0 | 0 | 0 | 0 | 0 | 0 | 0 | 0 | 0 | 0 | 0 | 0 | 0 | 0 | 0 | 0 | 0 | 0 | 0 | 0 | 0
New Vehicles[LDVs,passenger,hydrogen vehicle] | New Vehicles | LDVs | passenger | hydrogen vehicle |  | 0 | 0 | 0 | 0 | 0 | 0 | 0 | 0 | 0 | 0 | 0 | 0 | 0 | 0 | 0 | 0 | 0 | 0 | 0 | 0 | 0 | 0 | 0 | 0 | 0 | 0 | 0 | 0 | 0 | 0 | 0
New Vehicles[LDVs,freight,battery electric vehicle] | New Vehicles | LDVs | freight | battery electric vehicle |  | 255 | 672 | 1512 | 2136 | 6246 | 8403 | 11403 | 17304 | 23994 | 30768 | 37626 | 43440 | 49377 | 55428 | 61605 | 67893 | 68562 | 69234 | 69909 | 70605 | 71301 | 72018 | 72747 | 73518 | 74277 | 75054 | 75840 | 76647 | 77457 | 78288 | 79143
New Vehicles[LDVs,freight,natural gas vehicle] | New Vehicles | LDVs | freight | natural gas vehicle |  | 30 | 42 | 51 | 42 | 33 | 27 | 24 | 24 | 21 | 18 | 15 | 15 | 12 | 12 | 9 | 9 | 6 | 6 | 6 | 6 | 6 | 6 | 3 | 3 | 3 | 3 | 3 | 0 | 0 | 0 | 0
New Vehicles[LDVs,freight,gasoline vehicle] | New Vehicles | LDVs | freight | gasoline vehicle |  | 64437 | 63129 | 63741 | 65952 | 64353 | 65715 | 63297 | 59628 | 55965 | 51810 | 47409 | 45045 | 41997 | 39096 | 36165 | 33279 | 33693 | 34095 | 34581 | 34971 | 35469 | 35979 | 36318 | 36834 | 37458 | 37875 | 38448 | 39033 | 39501 | 39810 | 40293
New Vehicles[LDVs,freight,diesel vehicle] | New Vehicles | LDVs | freight | diesel vehicle |  | 35019 | 46236 | 46284 | 44640 | 42906 | 39777 | 39651 | 37920 | 35448 | 33423 | 31605 | 29154 | 27342 | 25296 | 23196 | 20949 | 21069 | 21207 | 21261 | 21426 | 21486 | 21549 | 21795 | 21894 | 21876 | 22083 | 22134 | 22194 | 22377 | 22731 | 22935
New Vehicles[LDVs,freight,plugin hybrid vehicle] | New Vehicles | LDVs | freight | plugin hybrid vehicle |  | 0 | 0 | 0 | 0 | 0 | 0 | 0 | 0 | 0 | 0 | 0 | 0 | 0 | 0 | 0 | 0 | 0 | 0 | 0 | 0 | 0 | 0 | 0 | 0 | 0 | 0 | 0 | 0 | 0 | 0 | 0
New Vehicles[LDVs,freight,LPG vehicle] | New Vehicles | LDVs | freight | LPG vehicle |  | 0 | 0 | 0 | 0 | 0 | 0 | 0 | 0 | 0 | 0 | 0 | 0 | 0 | 0 | 0 | 0 | 0 | 0 | 0 | 0 | 0 | 0 | 0 | 0 | 0 | 0 | 0 | 0 | 0 | 0 | 0
New Vehicles[LDVs,freight,hydrogen vehicle] | New Vehicles | LDVs | freight | hydrogen vehicle |  | 0 | 0 | 0 | 0 | 0 | 0 | 0 | 0 | 0 | 0 | 0 | 0 | 0 | 0 | 0 | 0 | 0 | 0 | 0 | 0 | 0 | 0 | 0 | 0 | 0 | 0 | 0 | 0 | 0 | 0 | 0
New Vehicles[HDVs,passenger,battery electric vehicle] | New Vehicles | HDVs | passenger | battery electric vehicle |  | 75 | 117 | 180 | 297 | 540 | 594 | 942 | 1128 | 1395 | 2253 | 2523 | 2658 | 2793 | 2931 | 3069 | 3207 | 3240 | 3273 | 3303 | 3333 | 3363 | 3390 | 3423 | 3459 | 3495 | 3528 | 3564 | 3591 | 3612 | 3630 | 3660
New Vehicles[HDVs,passenger,natural gas vehicle] | New Vehicles | HDVs | passenger | natural gas vehicle |  | 321 | 321 | 342 | 381 | 324 | 309 | 291 | 237 | 216 | 123 | 138 | 126 | 111 | 93 | 78 | 63 | 63 | 63 | 60 | 66 | 63 | 57 | 54 | 57 | 57 | 54 | 57 | 57 | 60 | 57 | 63
New Vehicles[HDVs,passenger,gasoline vehicle] | New Vehicles | HDVs | passenger | gasoline vehicle |  | 318 | 285 | 246 | 261 | 309 | 330 | 276 | 330 | 246 | 159 | 123 | 123 | 99 | 93 | 78 | 87 | 78 | 81 | 96 | 78 | 81 | 75 | 81 | 75 | 81 | 81 | 102 | 90 | 96 | 111 | 90
New Vehicles[HDVs,passenger,diesel vehicle] | New Vehicles | HDVs | passenger | diesel vehicle |  | 3078 | 3213 | 3153 | 2967 | 2724 | 2649 | 2358 | 2169 | 2004 | 1323 | 1074 | 951 | 861 | 750 | 645 | 519 | 534 | 537 | 534 | 552 | 558 | 576 | 576 | 591 | 591 | 600 | 585 | 600 | 600 | 591 | 609
New Vehicles[HDVs,passenger,plugin hybrid vehicle] | New Vehicles | HDVs | passenger | plugin hybrid vehicle |  | 0 | 0 | 0 | 0 | 0 | 0 | 0 | 0 | 0 | 0 | 0 | 0 | 0 | 0 | 0 | 0 | 0 | 0 | 0 | 0 | 0 | 0 | 0 | 0 | 0 | 0 | 0 | 0 | 0 | 0 | 0
New Vehicles[HDVs,passenger,LPG vehicle] | New Vehicles | HDVs | passenger | LPG vehicle |  | 0 | 0 | 0 | 0 | 0 | 0 | 0 | 0 | 0 | 0 | 0 | 0 | 0 | 0 | 0 | 0 | 0 | 0 | 0 | 0 | 0 | 0 | 0 | 0 | 0 | 0 | 0 | 0 | 0 | 0 | 0
New Vehicles[HDVs,passenger,hydrogen vehicle] | New Vehicles | HDVs | passenger | hydrogen vehicle |  | 0 | 0 | 0 | 0 | 0 | 0 | 0 | 0 | 0 | 0 | 0 | 0 | 0 | 0 | 0 | 0 | 0 | 0 | 0 | 0 | 0 | 0 | 0 | 0 | 0 | 0 | 0 | 0 | 0 | 0 | 0
New Vehicles[HDVs,freight,battery electric vehicle] | New Vehicles | HDVs | freight | battery electric vehicle |  | 3 | 3 | 12 | 18 | 183 | 261 | 381 | 582 | 792 | 1011 | 1239 | 1488 | 1752 | 1806 | 1860 | 1914 | 1974 | 2031 | 2094 | 2157 | 2223 | 2289 | 2358 | 2430 | 2505 | 2583 | 2661 | 2742 | 2826 | 2913 | 3003
New Vehicles[HDVs,freight,natural gas vehicle] | New Vehicles | HDVs | freight | natural gas vehicle |  | 15 | 18 | 30 | 24 | 18 | 15 | 15 | 15 | 15 | 18 | 18 | 21 | 24 | 27 | 33 | 39 | 48 | 54 | 60 | 69 | 75 | 81 | 87 | 93 | 99 | 105 | 111 | 114 | 120 | 123 | 126
New Vehicles[HDVs,freight,gasoline vehicle] | New Vehicles | HDVs | freight | gasoline vehicle |  | 0 | 0 | 0 | 0 | 0 | 0 | 0 | 0 | 0 | 0 | 0 | 0 | 0 | 0 | 0 | 0 | 0 | 0 | 0 | 0 | 0 | 0 | 0 | 0 | 0 | 0 | 0 | 0 | 0 | 0 | 0
New Vehicles[HDVs,freight,diesel vehicle] | New Vehicles | HDVs | freight | diesel vehicle |  | 3375 | 3438 | 3486 | 3555 | 3468 | 3465 | 3420 | 3294 | 3159 | 3018 | 2871 | 2742 | 2604 | 2679 | 2754 | 2832 | 2910 | 2994 | 3078 | 3168 | 3258 | 3354 | 3453 | 3552 | 3657 | 3768 | 3879 | 3996 | 4116 | 4242 | 4374
New Vehicles[HDVs,freight,plugin hybrid vehicle] | New Vehicles | HDVs | freight | plugin hybrid vehicle |  | 0 | 0 | 0 | 0 | 0 | 0 | 0 | 0 | 0 | 0 | 0 | 0 | 0 | 0 | 0 | 0 | 0 | 0 | 0 | 0 | 0 | 0 | 0 | 0 | 0 | 0 | 0 | 0 | 0 | 0 | 0
New Vehicles[HDVs,freight,LPG vehicle] | New Vehicles | HDVs | freight | LPG vehicle |  | 0 | 0 | 0 | 0 | 0 | 0 | 0 | 0 | 0 | 0 | 0 | 0 | 0 | 0 | 0 | 0 | 0 | 0 | 0 | 0 | 0 | 0 | 0 | 0 | 0 | 0 | 0 | 0 | 0 | 0 | 0
New Vehicles[HDVs,freight,hydrogen vehicle] | New Vehicles | HDVs | freight | hydrogen vehicle |  | 0 | 0 | 0 | 0 | 0 | 0 | 0 | 0 | 0 | 0 | 0 | 0 | 0 | 0 | 0 | 0 | 0 | 0 | 0 | 0 | 0 | 0 | 0 | 0 | 0 | 0 | 0 | 0 | 0 | 0 | 3
New Vehicles[aircraft,passenger,battery electric vehicle] | New Vehicles | aircraft | passenger | battery electric vehicle |  | 0 | 0 | 0 | 0 | 0 | 0 | 0 | 0 | 0 | 0 | 0 | 0 | 0 | 0 | 0 | 0 | 0 | 0 | 0 | 0 | 0 | 0 | 0 | 0 | 0 | 0 | 0 | 0 | 0 | 0 | 0
New Vehicles[aircraft,passenger,natural gas vehicle] | New Vehicles | aircraft | passenger | natural gas vehicle |  | 0 | 0 | 0 | 0 | 0 | 0 | 0 | 0 | 0 | 0 | 0 | 0 | 0 | 0 | 0 | 0 | 0 | 0 | 0 | 0 | 0 | 0 | 0 | 0 | 0 | 0 | 0 | 0 | 0 | 0 | 0
New Vehicles[aircraft,passenger,gasoline vehicle] | New Vehicles | aircraft | passenger | gasoline vehicle |  | 0 | 0 | 0 | 0 | 0 | 0 | 0 | 0 | 0 | 0 | 0 | 0 | 0 | 0 | 0 | 0 | 0 | 0 | 0 | 0 | 0 | 0 | 0 | 0 | 0 | 0 | 0 | 0 | 0 | 0 | 0
New Vehicles[aircraft,passenger,diesel vehicle] | New Vehicles | aircraft | passenger | diesel vehicle |  | 11 | 15 | 17 | 18 | 19 | 19 | 19 | 19 | 19 | 20 | 20 | 20 | 20 | 21 | 21 | 21 | 21 | 22 | 22 | 22 | 22 | 23 | 23 | 23 | 24 | 24 | 24 | 25 | 25 | 25 | 25
New Vehicles[aircraft,passenger,plugin hybrid vehicle] | New Vehicles | aircraft | passenger | plugin hybrid vehicle |  | 0 | 0 | 0 | 0 | 0 | 0 | 0 | 0 | 0 | 0 | 0 | 0 | 0 | 0 | 0 | 0 | 0 | 0 | 0 | 0 | 0 | 0 | 0 | 0 | 0 | 0 | 0 | 0 | 0 | 0 | 0
New Vehicles[aircraft,passenger,LPG vehicle] | New Vehicles | aircraft | passenger | LPG vehicle |  | 0 | 0 | 0 | 0 | 0 | 0 | 0 | 0 | 0 | 0 | 0 | 0 | 0 | 0 | 0 | 0 | 0 | 0 | 0 | 0 | 0 | 0 | 0 | 0 | 0 | 0 | 0 | 0 | 0 | 0 | 0
New Vehicles[aircraft,passenger,hydrogen vehicle] | New Vehicles | aircraft | passenger | hydrogen vehicle |  | 0 | 0 | 0 | 0 | 0 | 0 | 0 | 0 | 0 | 0 | 0 | 0 | 0 | 0 | 0 | 0 | 0 | 0 | 0 | 0 | 0 | 0 | 0 | 0 | 0 | 0 | 0 | 0 | 0 | 0 | 0
New Vehicles[aircraft,freight,battery electric vehicle] | New Vehicles | aircraft | freight | battery electric vehicle |  | 0 | 0 | 0 | 0 | 0 | 0 | 0 | 0 | 0 | 0 | 0 | 0 | 0 | 0 | 0 | 0 | 0 | 0 | 0 | 0 | 0 | 0 | 0 | 0 | 0 | 0 | 0 | 0 | 0 | 0 | 0
New Vehicles[aircraft,freight,natural gas vehicle] | New Vehicles | aircraft | freight | natural gas vehicle |  | 0 | 0 | 0 | 0 | 0 | 0 | 0 | 0 | 0 | 0 | 0 | 0 | 0 | 0 | 0 | 0 | 0 | 0 | 0 | 0 | 0 | 0 | 0 | 0 | 0 | 0 | 0 | 0 | 0 | 0 | 0
New Vehicles[aircraft,freight,gasoline vehicle] | New Vehicles | aircraft | freight | gasoline vehicle |  | 0 | 0 | 0 | 0 | 0 | 0 | 0 | 0 | 0 | 0 | 0 | 0 | 0 | 0 | 0 | 0 | 0 | 0 | 0 | 0 | 0 | 0 | 0 | 0 | 0 | 0 | 0 | 0 | 0 | 0 | 0
New Vehicles[aircraft,freight,diesel vehicle] | New Vehicles | aircraft | freight | diesel vehicle |  | 8 | 11 | 12 | 13 | 13 | 13 | 13 | 13 | 14 | 14 | 14 | 14 | 14 | 14 | 15 | 15 | 15 | 15 | 15 | 16 | 16 | 16 | 16 | 16 | 17 | 17 | 17 | 17 | 17 | 18 | 18
New Vehicles[aircraft,freight,plugin hybrid vehicle] | New Vehicles | aircraft | freight | plugin hybrid vehicle |  | 0 | 0 | 0 | 0 | 0 | 0 | 0 | 0 | 0 | 0 | 0 | 0 | 0 | 0 | 0 | 0 | 0 | 0 | 0 | 0 | 0 | 0 | 0 | 0 | 0 | 0 | 0 | 0 | 0 | 0 | 0
New Vehicles[aircraft,freight,LPG vehicle] | New Vehicles | aircraft | freight | LPG vehicle |  | 0 | 0 | 0 | 0 | 0 | 0 | 0 | 0 | 0 | 0 | 0 | 0 | 0 | 0 | 0 | 0 | 0 | 0 | 0 | 0 | 0 | 0 | 0 | 0 | 0 | 0 | 0 | 0 | 0 | 0 | 0
New Vehicles[aircraft,freight,hydrogen vehicle] | New Vehicles | aircraft | freight | hydrogen vehicle |  | 0 | 0 | 0 | 0 | 0 | 0 | 0 | 0 | 0 | 0 | 0 | 0 | 0 | 0 | 0 | 0 | 0 | 0 | 0 | 0 | 0 | 0 | 0 | 0 | 0 | 0 | 0 | 0 | 0 | 0 | 0
New Vehicles[rail,passenger,battery electric vehicle] | New Vehicles | rail | passenger | battery electric vehicle |  | 18 | 19 | 19 | 19 | 19 | 18 | 18 | 18 | 18 | 18 | 18 | 18 | 18 | 18 | 18 | 18 | 18 | 18 | 17 | 17 | 17 | 17 | 17 | 17 | 17 | 17 | 17 | 17 | 17 | 17 | 17
New Vehicles[rail,passenger,natural gas vehicle] | New Vehicles | rail | passenger | natural gas vehicle |  | 0 | 0 | 0 | 0 | 0 | 0 | 0 | 0 | 0 | 0 | 0 | 0 | 0 | 0 | 0 | 0 | 0 | 0 | 0 | 0 | 0 | 0 | 0 | 0 | 0 | 0 | 0 | 0 | 0 | 0 | 0
New Vehicles[rail,passenger,gasoline vehicle] | New Vehicles | rail | passenger | gasoline vehicle |  | 0 | 0 | 0 | 0 | 0 | 0 | 0 | 0 | 0 | 0 | 0 | 0 | 0 | 0 | 0 | 0 | 0 | 0 | 0 | 0 | 0 | 0 | 0 | 0 | 0 | 0 | 0 | 0 | 0 | 0 | 0
New Vehicles[rail,passenger,diesel vehicle] | New Vehicles | rail | passenger | diesel vehicle |  | 3 | 3 | 2 | 3 | 3 | 3 | 3 | 4 | 4 | 4 | 4 | 4 | 4 | 4 | 4 | 4 | 4 | 4 | 4 | 4 | 4 | 4 | 4 | 4 | 5 | 5 | 5 | 5 | 5 | 5 | 5
New Vehicles[rail,passenger,plugin hybrid vehicle] | New Vehicles | rail | passenger | plugin hybrid vehicle |  | 0 | 0 | 0 | 0 | 0 | 0 | 0 | 0 | 0 | 0 | 0 | 0 | 0 | 0 | 0 | 0 | 0 | 0 | 0 | 0 | 0 | 0 | 0 | 0 | 0 | 0 | 0 | 0 | 0 | 0 | 0
New Vehicles[rail,passenger,LPG vehicle] | New Vehicles | rail | passenger | LPG vehicle |  | 0 | 0 | 0 | 0 | 0 | 0 | 0 | 0 | 0 | 0 | 0 | 0 | 0 | 0 | 0 | 0 | 0 | 0 | 0 | 0 | 0 | 0 | 0 | 0 | 0 | 0 | 0 | 0 | 0 | 0 | 0
New Vehicles[rail,passenger,hydrogen vehicle] | New Vehicles | rail | passenger | hydrogen vehicle |  | 0 | 0 | 0 | 0 | 0 | 0 | 0 | 0 | 0 | 0 | 0 | 0 | 0 | 0 | 0 | 0 | 0 | 0 | 0 | 0 | 0 | 0 | 0 | 0 | 0 | 0 | 0 | 0 | 0 | 0 | 0
New Vehicles[rail,freight,battery electric vehicle] | New Vehicles | rail | freight | battery electric vehicle |  | 0 | 0 | 0 | 0 | 0 | 0 | 0 | 0 | 0 | 0 | 0 | 0 | 0 | 0 | 0 | 0 | 0 | 0 | 0 | 0 | 0 | 0 | 0 | 0 | 0 | 0 | 0 | 0 | 0 | 0 | 0
New Vehicles[rail,freight,natural gas vehicle] | New Vehicles | rail | freight | natural gas vehicle |  | 0 | 0 | 0 | 0 | 0 | 0 | 0 | 0 | 0 | 0 | 0 | 0 | 0 | 0 | 0 | 0 | 0 | 0 | 0 | 0 | 0 | 0 | 0 | 0 | 0 | 0 | 0 | 0 | 0 | 0 | 0
New Vehicles[rail,freight,gasoline vehicle] | New Vehicles | rail | freight | gasoline vehicle |  | 0 | 0 | 0 | 0 | 0 | 0 | 0 | 0 | 0 | 0 | 0 | 0 | 0 | 0 | 0 | 0 | 0 | 0 | 0 | 0 | 0 | 0 | 0 | 0 | 0 | 0 | 0 | 0 | 0 | 0 | 0
New Vehicles[rail,freight,diesel vehicle] | New Vehicles | rail | freight | diesel vehicle |  | 28 | 28 | 29 | 30 | 30 | 31 | 31 | 32 | 33 | 34 | 34 | 35 | 36 | 37 | 37 | 38 | 39 | 40 | 41 | 42 | 43 | 44 | 45 | 46 | 47 | 48 | 49 | 50 | 51 | 52 | 53
New Vehicles[rail,freight,plugin hybrid vehicle] | New Vehicles | rail | freight | plugin hybrid vehicle |  | 0 | 0 | 0 | 0 | 0 | 0 | 0 | 0 | 0 | 0 | 0 | 0 | 0 | 0 | 0 | 0 | 0 | 0 | 0 | 0 | 0 | 0 | 0 | 0 | 0 | 0 | 0 | 0 | 0 | 0 | 0
New Vehicles[rail,freight,LPG vehicle] | New Vehicles | rail | freight | LPG vehicle |  | 0 | 0 | 0 | 0 | 0 | 0 | 0 | 0 | 0 | 0 | 0 | 0 | 0 | 0 | 0 | 0 | 0 | 0 | 0 | 0 | 0 | 0 | 0 | 0 | 0 | 0 | 0 | 0 | 0 | 0 | 0
New Vehicles[rail,freight,hydrogen vehicle] | New Vehicles | rail | freight | hydrogen vehicle |  | 0 | 0 | 0 | 0 | 0 | 0 | 0 | 0 | 0 | 0 | 0 | 0 | 0 | 0 | 0 | 0 | 0 | 0 | 0 | 0 | 0 | 0 | 0 | 0 | 0 | 0 | 0 | 0 | 0 | 0 | 0
New Vehicles[ships,passenger,battery electric vehicle] | New Vehicles | ships | passenger | battery electric vehicle |  | 0 | 0 | 0 | 0 | 0 | 0 | 0 | 0 | 0 | 0 | 0 | 0 | 0 | 0 | 0 | 0 | 0 | 0 | 0 | 0 | 0 | 0 | 0 | 0 | 0 | 0 | 0 | 0 | 0 | 0 | 0
New Vehicles[ships,passenger,natural gas vehicle] | New Vehicles | ships | passenger | natural gas vehicle |  | 0 | 0 | 0 | 0 | 0 | 0 | 0 | 0 | 0 | 0 | 0 | 0 | 0 | 0 | 0 | 0 | 0 | 0 | 0 | 0 | 0 | 0 | 0 | 0 | 0 | 0 | 0 | 0 | 0 | 0 | 0
New Vehicles[ships,passenger,gasoline vehicle] | New Vehicles | ships | passenger | gasoline vehicle |  | 0 | 0 | 0 | 0 | 0 | 0 | 0 | 0 | 0 | 0 | 0 | 0 | 0 | 0 | 0 | 0 | 0 | 0 | 0 | 0 | 0 | 0 | 0 | 0 | 0 | 0 | 0 | 0 | 0 | 0 | 0
New Vehicles[ships,passenger,diesel vehicle] | New Vehicles | ships | passenger | diesel vehicle |  | 5043 | 5043 | 5043 | 5043 | 5092 | 5092 | 5142 | 5142 | 5142 | 5142 | 5142 | 5142 | 5142 | 5142 | 5192 | 5192 | 5192 | 5192 | 5192 | 5142 | 5142 | 5142 | 5142 | 5142 | 5142 | 5142 | 5142 | 5142 | 5142 | 5142 | 5142
New Vehicles[ships,passenger,plugin hybrid vehicle] | New Vehicles | ships | passenger | plugin hybrid vehicle |  | 0 | 0 | 0 | 0 | 0 | 0 | 0 | 0 | 0 | 0 | 0 | 0 | 0 | 0 | 0 | 0 | 0 | 0 | 0 | 0 | 0 | 0 | 0 | 0 | 0 | 0 | 0 | 0 | 0 | 0 | 0
New Vehicles[ships,passenger,LPG vehicle] | New Vehicles | ships | passenger | LPG vehicle |  | 0 | 0 | 0 | 0 | 0 | 0 | 0 | 0 | 0 | 0 | 0 | 0 | 0 | 0 | 0 | 0 | 0 | 0 | 0 | 0 | 0 | 0 | 0 | 0 | 0 | 0 | 0 | 0 | 0 | 0 | 0
New Vehicles[ships,passenger,hydrogen vehicle] | New Vehicles | ships | passenger | hydrogen vehicle |  | 0 | 0 | 0 | 0 | 0 | 0 | 0 | 0 | 0 | 0 | 0 | 0 | 0 | 0 | 0 | 0 | 0 | 0 | 0 | 0 | 0 | 0 | 0 | 0 | 0 | 0 | 0 | 0 | 0 | 0 | 0
New Vehicles[ships,freight,battery electric vehicle] | New Vehicles | ships | freight | battery electric vehicle |  | 0 | 0 | 0 | 0 | 0 | 0 | 0 | 0 | 0 | 0 | 0 | 0 | 0 | 0 | 0 | 0 | 0 | 0 | 0 | 0 | 0 | 0 | 0 | 0 | 0 | 0 | 0 | 0 | 0 | 0 | 0
New Vehicles[ships,freight,natural gas vehicle] | New Vehicles | ships | freight | natural gas vehicle |  | 0 | 0 | 0 | 0 | 0 | 0 | 0 | 0 | 0 | 0 | 0 | 0 | 0 | 0 | 0 | 0 | 0 | 0 | 0 | 0 | 0 | 0 | 0 | 0 | 0 | 0 | 0 | 0 | 0 | 0 | 0
New Vehicles[ships,freight,gasoline vehicle] | New Vehicles | ships | freight | gasoline vehicle |  | 0 | 0 | 0 | 0 | 0 | 0 | 0 | 0 | 0 | 0 | 0 | 0 | 0 | 0 | 0 | 0 | 0 | 0 | 0 | 0 | 0 | 0 | 0 | 0 | 0 | 0 | 0 | 0 | 0 | 0 | 0
New Vehicles[ships,freight,diesel vehicle] | New Vehicles | ships | freight | diesel vehicle |  | 25 | 25 | 27 | 28 | 29 | 30 | 31 | 32 | 33 | 34 | 36 | 37 | 38 | 39 | 40 | 41 | 42 | 44 | 45 | 47 | 48 | 49 | 50 | 52 | 53 | 54 | 56 | 57 | 58 | 60 | 61
New Vehicles[ships,freight,plugin hybrid vehicle] | New Vehicles | ships | freight | plugin hybrid vehicle |  | 0 | 0 | 0 | 0 | 0 | 0 | 0 | 0 | 0 | 0 | 0 | 0 | 0 | 0 | 0 | 0 | 0 | 0 | 0 | 0 | 0 | 0 | 0 | 0 | 0 | 0 | 0 | 0 | 0 | 0 | 0
New Vehicles[ships,freight,LPG vehicle] | New Vehicles | ships | freight | LPG vehicle |  | 0 | 0 | 0 | 0 | 0 | 0 | 0 | 0 | 0 | 0 | 0 | 0 | 0 | 0 | 0 | 0 | 0 | 0 | 0 | 0 | 0 | 0 | 0 | 0 | 0 | 0 | 0 | 0 | 0 | 0 | 0
New Vehicles[ships,freight,hydrogen vehicle] | New Vehicles | ships | freight | hydrogen vehicle |  | 0 | 0 | 0 | 0 | 0 | 0 | 0 | 0 | 0 | 0 | 0 | 0 | 0 | 0 | 0 | 0 | 0 | 0 | 0 | 0 | 0 | 0 | 0 | 0 | 0 | 0 | 0 | 0 | 0 | 0 | 0
New Vehicles[motorbikes,passenger,battery electric vehicle] | New Vehicles | motorbikes | passenger | battery electric vehicle |  | 0 | 3138 | 6183 | 9873 | 13725 | 16779 | 19218 | 20811 | 21762 | 22404 | 22866 | 23163 | 23385 | 23583 | 23733 | 23877 | 24006 | 24138 | 24228 | 24330 | 24414 | 24474 | 24564 | 24642 | 24693 | 24747 | 24777 | 24780 | 24786 | 24801 | 24801
New Vehicles[motorbikes,passenger,natural gas vehicle] | New Vehicles | motorbikes | passenger | natural gas vehicle |  | 0 | 0 | 0 | 0 | 0 | 0 | 0 | 0 | 0 | 0 | 0 | 0 | 0 | 0 | 0 | 0 | 0 | 0 | 0 | 0 | 0 | 0 | 0 | 0 | 0 | 0 | 0 | 0 | 0 | 0 | 0
New Vehicles[motorbikes,passenger,gasoline vehicle] | New Vehicles | motorbikes | passenger | gasoline vehicle |  | 43743 | 47220 | 44952 | 41793 | 38169 | 35061 | 32598 | 30975 | 29988 | 29322 | 28833 | 28512 | 28284 | 28107 | 27984 | 27876 | 27783 | 27696 | 27642 | 27576 | 27522 | 27492 | 27435 | 27381 | 27345 | 27288 | 27237 | 27201 | 27150 | 27111 | 27060
New Vehicles[motorbikes,passenger,diesel vehicle] | New Vehicles | motorbikes | passenger | diesel vehicle |  | 0 | 0 | 0 | 0 | 0 | 0 | 0 | 0 | 0 | 0 | 0 | 0 | 0 | 0 | 0 | 0 | 0 | 0 | 0 | 0 | 0 | 0 | 0 | 0 | 0 | 0 | 0 | 0 | 0 | 0 | 0
New Vehicles[motorbikes,passenger,plugin hybrid vehicle] | New Vehicles | motorbikes | passenger | plugin hybrid vehicle |  | 0 | 0 | 0 | 0 | 0 | 0 | 0 | 0 | 0 | 0 | 0 | 0 | 0 | 0 | 0 | 0 | 0 | 0 | 0 | 0 | 0 | 0 | 0 | 0 | 0 | 0 | 0 | 0 | 0 | 0 | 0
New Vehicles[motorbikes,passenger,LPG vehicle] | New Vehicles | motorbikes | passenger | LPG vehicle |  | 0 | 0 | 0 | 0 | 0 | 0 | 0 | 0 | 0 | 0 | 0 | 0 | 0 | 0 | 0 | 0 | 0 | 0 | 0 | 0 | 0 | 0 | 0 | 0 | 0 | 0 | 0 | 0 | 0 | 0 | 0
New Vehicles[motorbikes,passenger,hydrogen vehicle] | New Vehicles | motorbikes | passenger | hydrogen vehicle |  | 0 | 0 | 0 | 0 | 0 | 0 | 0 | 0 | 0 | 0 | 0 | 0 | 0 | 0 | 0 | 0 | 0 | 0 | 0 | 0 | 0 | 0 | 0 | 0 | 0 | 0 | 0 | 0 | 0 | 0 | 0
New Vehicles[motorbikes,freight,battery electric vehicle] | New Vehicles | motorbikes | freight | battery electric vehicle |  | 9 | 12 | 45 | 54 | 204 | 291 | 423 | 648 | 882 | 1125 | 1377 | 1656 | 1947 | 2007 | 2067 | 2130 | 2193 | 2259 | 2328 | 2397 | 2472 | 2547 | 2622 | 2703 | 2784 | 2871 | 2958 | 3048 | 3141 | 3237 | 3339
New Vehicles[motorbikes,freight,natural gas vehicle] | New Vehicles | motorbikes | freight | natural gas vehicle |  | 27 | 36 | 66 | 54 | 36 | 30 | 30 | 27 | 27 | 30 | 33 | 39 | 42 | 51 | 60 | 69 | 84 | 96 | 108 | 120 | 132 | 144 | 153 | 168 | 180 | 189 | 201 | 210 | 216 | 222 | 231
New Vehicles[motorbikes,freight,gasoline vehicle] | New Vehicles | motorbikes | freight | gasoline vehicle |  | 0 | 0 | 0 | 0 | 0 | 0 | 0 | 0 | 0 | 0 | 0 | 0 | 0 | 0 | 0 | 0 | 0 | 0 | 0 | 0 | 0 | 0 | 0 | 0 | 0 | 0 | 0 | 0 | 0 | 0 | 0
New Vehicles[motorbikes,freight,diesel vehicle] | New Vehicles | motorbikes | freight | diesel vehicle |  | 3735 | 3798 | 3810 | 3891 | 3840 | 3840 | 3789 | 3651 | 3504 | 3345 | 3183 | 3036 | 2880 | 2961 | 3042 | 3123 | 3204 | 3291 | 3381 | 3477 | 3573 | 3672 | 3780 | 3885 | 3996 | 4116 | 4236 | 4362 | 4494 | 4632 | 4776
New Vehicles[motorbikes,freight,plugin hybrid vehicle] | New Vehicles | motorbikes | freight | plugin hybrid vehicle |  | 0 | 0 | 0 | 0 | 0 | 0 | 0 | 0 | 0 | 0 | 0 | 0 | 0 | 0 | 0 | 0 | 0 | 0 | 0 | 0 | 0 | 0 | 0 | 0 | 0 | 0 | 0 | 0 | 0 | 0 | 0
New Vehicles[motorbikes,freight,LPG vehicle] | New Vehicles | motorbikes | freight | LPG vehicle |  | 0 | 0 | 0 | 0 | 0 | 0 | 0 | 0 | 0 | 0 | 0 | 0 | 0 | 0 | 0 | 0 | 0 | 0 | 0 | 0 | 0 | 0 | 0 | 0 | 0 | 0 | 0 | 0 | 0 | 0 | 0
New Vehicles[motorbikes,freight,hydrogen vehicle] | New Vehicles | motorbikes | freight | hydrogen vehicle |  | 0 | 0 | 0 | 0 | 0 | 0 | 0 | 0 | 0 | 0 | 0 | 0 | 0 | 0 | 0 | 0 | 0 | 0 | 0 | 0 | 0 | 0 | 0 | 0 | 0 | 0 | 0 | 0 | 0 | 0 | 0
BDEQ BAU Electricity Output from Distributed Sources[urban residential,hard coal es] | BDEQ BAU Electricity Output from Distributed Sources | urban residential | hard coal es |  |  | 0.374 | 0 | 0 | 0 | 0 | 0 | 0 | 0 | 0 | 0 | 0 | 0 | 0 | 0 | 0 | 0 | 0 | 0 | 0 | 0 | 0 | 0 | 0 | 0 | 0 | 0 | 0 | 0 | 0 | 0 | 0
BDEQ BAU Electricity Output from Distributed Sources[urban residential,natural gas nonpeaker es] | BDEQ BAU Electricity Output from Distributed Sources | urban residential | natural gas nonpeaker es |  |  | 0 | 0 | 0 | 0 | 0 | 0 | 0 | 0 | 0 | 0 | 0 | 0 | 0 | 0.3587 | 1.773 | 4.9 | 10.46 | 21.06 | 40.72 | 76.31 | 141.6 | 259.2 | 375.4 | 490.9 | 605.5 | 719.6 | 832.9 | 945.1 | 1056 | 1165 | 1273
BDEQ BAU Electricity Output from Distributed Sources[urban residential,nuclear es] | BDEQ BAU Electricity Output from Distributed Sources | urban residential | nuclear es |  |  | 0 | 0 | 0 | 0 | 0 | 0 | 0 | 0 | 0 | 0 | 0 | 0 | 0 | 0 | 0 | 0 | 0 | 0 | 0 | 0 | 0 | 0 | 0 | 0 | 0 | 0 | 0 | 0 | 0 | 0 | 0
BDEQ BAU Electricity Output from Distributed Sources[urban residential,hydro es] | BDEQ BAU Electricity Output from Distributed Sources | urban residential | hydro es |  |  | 0 | 0 | 0 | 0 | 0 | 0 | 0 | 0 | 0 | 0 | 0 | 0 | 0 | 0 | 0 | 0 | 0 | 0 | 0 | 0 | 0 | 0 | 0 | 0 | 0 | 0 | 0 | 0 | 0 | 0 | 0
BDEQ BAU Electricity Output from Distributed Sources[urban residential,onshore wind es] | BDEQ BAU Electricity Output from Distributed Sources | urban residential | onshore wind es |  |  | 6872 | 7132 | 7268 | 7242 | 7175 | 7073 | 6997 | 6938 | 6886 | 6833 | 6778 | 6720 | 6659 | 6592 | 6516 | 6435 | 6412 | 6361 | 6317 | 6288 | 6283 | 6321 | 6360 | 6399 | 6433 | 6471 | 6509 | 6547 | 6583 | 6618 | 6653
BDEQ BAU Electricity Output from Distributed Sources[urban residential,solar PV es] | BDEQ BAU Electricity Output from Distributed Sources | urban residential | solar PV es |  |  | 9323000 | 10870000 | 12260000 | 13390000 | 14430000 | 15380000 | 16380000 | 17410000 | 18440000 | 19480000 | 20510000 | 21530000 | 22530000 | 23490000 | 24420000 | 25300000 | 26390000 | 27350000 | 28300000 | 29260000 | 30220000 | 31200000 | 32180000 | 33150000 | 34100000 | 35070000 | 36040000 | 37020000 | 37990000 | 38950000 | 39920000
BDEQ BAU Electricity Output from Distributed Sources[urban residential,solar thermal es] | BDEQ BAU Electricity Output from Distributed Sources | urban residential | solar thermal es |  |  | 0 | 0 | 0 | 0 | 0 | 0 | 0 | 0 | 0 | 0 | 0 | 0 | 0 | 0 | 0 | 0 | 0 | 0 | 0 | 0 | 0 | 0 | 0 | 0 | 0 | 0 | 0 | 0 | 0 | 0 | 0
BDEQ BAU Electricity Output from Distributed Sources[urban residential,biomass es] | BDEQ BAU Electricity Output from Distributed Sources | urban residential | biomass es |  |  | 0 | 0 | 0 | 0 | 0 | 0 | 0 | 0 | 0 | 0 | 0 | 0 | 0 | 0 | 0 | 0 | 0 | 0 | 0 | 0 | 0 | 0 | 0 | 0 | 0 | 0 | 0 | 0 | 0 | 0 | 0
BDEQ BAU Electricity Output from Distributed Sources[urban residential,geothermal es] | BDEQ BAU Electricity Output from Distributed Sources | urban residential | geothermal es |  |  | 0 | 0 | 0 | 0 | 0 | 0 | 0 | 0 | 0 | 0 | 0 | 0 | 0 | 0 | 0 | 0 | 0 | 0 | 0 | 0 | 0 | 0 | 0 | 0 | 0 | 0 | 0 | 0 | 0 | 0 | 0
BDEQ BAU Electricity Output from Distributed Sources[urban residential,petroleum es] | BDEQ BAU Electricity Output from Distributed Sources | urban residential | petroleum es |  |  | 0 | 0 | 0 | 0 | 0 | 0 | 0 | 0 | 0 | 0 | 0 | 0 | 0 | 0 | 0 | 0 | 0 | 0 | 0 | 0 | 0 | 0 | 0 | 0 | 0 | 0 | 0 | 0 | 0 | 0 | 0
BDEQ BAU Electricity Output from Distributed Sources[urban residential,natural gas peaker es] | BDEQ BAU Electricity Output from Distributed Sources | urban residential | natural gas peaker es |  |  | 0 | 0 | 0 | 0 | 0 | 0 | 0 | 0 | 0 | 0 | 0 | 0 | 0 | 0 | 0 | 0 | 0 | 0 | 0 | 0 | 0 | 0 | 0 | 0 | 0 | 0 | 0 | 0 | 0 | 0 | 0
BDEQ BAU Electricity Output from Distributed Sources[urban residential,lignite es] | BDEQ BAU Electricity Output from Distributed Sources | urban residential | lignite es |  |  | 0 | 0 | 0 | 0 | 0 | 0 | 0 | 0 | 0 | 0 | 0 | 0 | 0 | 0 | 0 | 0 | 0 | 0 | 0 | 0 | 0 | 0 | 0 | 0 | 0 | 0 | 0 | 0 | 0 | 0 | 0
BDEQ BAU Electricity Output from Distributed Sources[urban residential,offshore wind es] | BDEQ BAU Electricity Output from Distributed Sources | urban residential | offshore wind es |  |  | 0 | 0 | 0 | 0 | 0 | 0 | 0 | 0 | 0 | 0 | 0 | 0 | 0 | 0 | 0 | 0 | 0 | 0 | 0 | 0 | 0 | 0 | 0 | 0 | 0 | 0 | 0 | 0 | 0 | 0 | 0
BDEQ BAU Electricity Output from Distributed Sources[urban residential,crude oil es] | BDEQ BAU Electricity Output from Distributed Sources | urban residential | crude oil es |  |  | 0 | 0 | 0 | 0 | 0 | 0 | 0 | 0 | 0 | 0 | 0 | 0 | 0 | 0 | 0 | 0 | 0 | 0 | 0 | 0 | 0 | 0 | 0 | 0 | 0 | 0 | 0 | 0 | 0 | 0 | 0
BDEQ BAU Electricity Output from Distributed Sources[urban residential,heavy or residual fuel oil es] | BDEQ BAU Electricity Output from Distributed Sources | urban residential | heavy or residual fuel oil es |  |  | 0 | 0 | 0 | 0 | 0 | 0 | 0 | 0 | 0 | 0 | 0 | 0 | 0 | 0 | 0 | 0 | 0 | 0 | 0 | 0 | 0 | 0 | 0 | 0 | 0 | 0 | 0 | 0 | 0 | 0 | 0
BDEQ BAU Electricity Output from Distributed Sources[urban residential,municipal solid waste es] | BDEQ BAU Electricity Output from Distributed Sources | urban residential | municipal solid waste es |  |  | 0 | 0 | 0 | 0 | 0 | 0 | 0 | 0 | 0 | 0 | 0 | 0 | 0 | 0 | 0 | 0 | 0 | 0 | 0 | 0 | 0 | 0 | 0 | 0 | 0 | 0 | 0 | 0 | 0 | 0 | 0
BDEQ BAU Electricity Output from Distributed Sources[rural residential,hard coal es] | BDEQ BAU Electricity Output from Distributed Sources | rural residential | hard coal es |  |  | 0.08597 | 0 | 0 | 0 | 0 | 0 | 0 | 0 | 0 | 0 | 0 | 0 | 0 | 0 | 0 | 0 | 0 | 0 | 0 | 0 | 0 | 0 | 0 | 0 | 0 | 0 | 0 | 0 | 0 | 0 | 0
BDEQ BAU Electricity Output from Distributed Sources[rural residential,natural gas nonpeaker es] | BDEQ BAU Electricity Output from Distributed Sources | rural residential | natural gas nonpeaker es |  |  | 0 | 0 | 0 | 0 | 0 | 0 | 0 | 0 | 0 | 0 | 0 | 0 | 0 | 0.08246 | 0.4075 | 1.126 | 2.404 | 4.842 | 9.36 | 17.54 | 32.54 | 59.59 | 86.31 | 112.9 | 139.2 | 165.4 | 191.5 | 217.3 | 242.8 | 267.9 | 292.6
BDEQ BAU Electricity Output from Distributed Sources[rural residential,nuclear es] | BDEQ BAU Electricity Output from Distributed Sources | rural residential | nuclear es |  |  | 0 | 0 | 0 | 0 | 0 | 0 | 0 | 0 | 0 | 0 | 0 | 0 | 0 | 0 | 0 | 0 | 0 | 0 | 0 | 0 | 0 | 0 | 0 | 0 | 0 | 0 | 0 | 0 | 0 | 0 | 0
BDEQ BAU Electricity Output from Distributed Sources[rural residential,hydro es] | BDEQ BAU Electricity Output from Distributed Sources | rural residential | hydro es |  |  | 0 | 0 | 0 | 0 | 0 | 0 | 0 | 0 | 0 | 0 | 0 | 0 | 0 | 0 | 0 | 0 | 0 | 0 | 0 | 0 | 0 | 0 | 0 | 0 | 0 | 0 | 0 | 0 | 0 | 0 | 0
BDEQ BAU Electricity Output from Distributed Sources[rural residential,onshore wind es] | BDEQ BAU Electricity Output from Distributed Sources | rural residential | onshore wind es |  |  | 1580 | 1639 | 1671 | 1665 | 1649 | 1626 | 1609 | 1595 | 1583 | 1571 | 1558 | 1545 | 1531 | 1515 | 1498 | 1479 | 1474 | 1462 | 1452 | 1446 | 1444 | 1453 | 1462 | 1471 | 1479 | 1488 | 1496 | 1505 | 1513 | 1521 | 1529
BDEQ BAU Electricity Output from Distributed Sources[rural residential,solar PV es] | BDEQ BAU Electricity Output from Distributed Sources | rural residential | solar PV es |  |  | 2143000 | 2499000 | 2818000 | 3077000 | 3317000 | 3537000 | 3766000 | 4001000 | 4240000 | 4477000 | 4714000 | 4949000 | 5179000 | 5401000 | 5614000 | 5817000 | 6067000 | 6287000 | 6507000 | 6726000 | 6948000 | 7172000 | 7397000 | 7622000 | 7840000 | 8063000 | 8286000 | 8510000 | 8732000 | 8955000 | 9177000
BDEQ BAU Electricity Output from Distributed Sources[rural residential,solar thermal es] | BDEQ BAU Electricity Output from Distributed Sources | rural residential | solar thermal es |  |  | 0 | 0 | 0 | 0 | 0 | 0 | 0 | 0 | 0 | 0 | 0 | 0 | 0 | 0 | 0 | 0 | 0 | 0 | 0 | 0 | 0 | 0 | 0 | 0 | 0 | 0 | 0 | 0 | 0 | 0 | 0
BDEQ BAU Electricity Output from Distributed Sources[rural residential,biomass es] | BDEQ BAU Electricity Output from Distributed Sources | rural residential | biomass es |  |  | 0 | 0 | 0 | 0 | 0 | 0 | 0 | 0 | 0 | 0 | 0 | 0 | 0 | 0 | 0 | 0 | 0 | 0 | 0 | 0 | 0 | 0 | 0 | 0 | 0 | 0 | 0 | 0 | 0 | 0 | 0
BDEQ BAU Electricity Output from Distributed Sources[rural residential,geothermal es] | BDEQ BAU Electricity Output from Distributed Sources | rural residential | geothermal es |  |  | 0 | 0 | 0 | 0 | 0 | 0 | 0 | 0 | 0 | 0 | 0 | 0 | 0 | 0 | 0 | 0 | 0 | 0 | 0 | 0 | 0 | 0 | 0 | 0 | 0 | 0 | 0 | 0 | 0 | 0 | 0
BDEQ BAU Electricity Output from Distributed Sources[rural residential,petroleum es] | BDEQ BAU Electricity Output from Distributed Sources | rural residential | petroleum es |  |  | 0 | 0 | 0 | 0 | 0 | 0 | 0 | 0 | 0 | 0 | 0 | 0 | 0 | 0 | 0 | 0 | 0 | 0 | 0 | 0 | 0 | 0 | 0 | 0 | 0 | 0 | 0 | 0 | 0 | 0 | 0
BDEQ BAU Electricity Output from Distributed Sources[rural residential,natural gas peaker es] | BDEQ BAU Electricity Output from Distributed Sources | rural residential | natural gas peaker es |  |  | 0 | 0 | 0 | 0 | 0 | 0 | 0 | 0 | 0 | 0 | 0 | 0 | 0 | 0 | 0 | 0 | 0 | 0 | 0 | 0 | 0 | 0 | 0 | 0 | 0 | 0 | 0 | 0 | 0 | 0 | 0
BDEQ BAU Electricity Output from Distributed Sources[rural residential,lignite es] | BDEQ BAU Electricity Output from Distributed Sources | rural residential | lignite es |  |  | 0 | 0 | 0 | 0 | 0 | 0 | 0 | 0 | 0 | 0 | 0 | 0 | 0 | 0 | 0 | 0 | 0 | 0 | 0 | 0 | 0 | 0 | 0 | 0 | 0 | 0 | 0 | 0 | 0 | 0 | 0
BDEQ BAU Electricity Output from Distributed Sources[rural residential,offshore wind es] | BDEQ BAU Electricity Output from Distributed Sources | rural residential | offshore wind es |  |  | 0 | 0 | 0 | 0 | 0 | 0 | 0 | 0 | 0 | 0 | 0 | 0 | 0 | 0 | 0 | 0 | 0 | 0 | 0 | 0 | 0 | 0 | 0 | 0 | 0 | 0 | 0 | 0 | 0 | 0 | 0
BDEQ BAU Electricity Output from Distributed Sources[rural residential,crude oil es] | BDEQ BAU Electricity Output from Distributed Sources | rural residential | crude oil es |  |  | 0 | 0 | 0 | 0 | 0 | 0 | 0 | 0 | 0 | 0 | 0 | 0 | 0 | 0 | 0 | 0 | 0 | 0 | 0 | 0 | 0 | 0 | 0 | 0 | 0 | 0 | 0 | 0 | 0 | 0 | 0
BDEQ BAU Electricity Output from Distributed Sources[rural residential,heavy or residual fuel oil es] | BDEQ BAU Electricity Output from Distributed Sources | rural residential | heavy or residual fuel oil es |  |  | 0 | 0 | 0 | 0 | 0 | 0 | 0 | 0 | 0 | 0 | 0 | 0 | 0 | 0 | 0 | 0 | 0 | 0 | 0 | 0 | 0 | 0 | 0 | 0 | 0 | 0 | 0 | 0 | 0 | 0 | 0
BDEQ BAU Electricity Output from Distributed Sources[rural residential,municipal solid waste es] | BDEQ BAU Electricity Output from Distributed Sources | rural residential | municipal solid waste es |  |  | 0 | 0 | 0 | 0 | 0 | 0 | 0 | 0 | 0 | 0 | 0 | 0 | 0 | 0 | 0 | 0 | 0 | 0 | 0 | 0 | 0 | 0 | 0 | 0 | 0 | 0 | 0 | 0 | 0 | 0 | 0
BDEQ BAU Electricity Output from Distributed Sources[commercial,hard coal es] | BDEQ BAU Electricity Output from Distributed Sources | commercial | hard coal es |  |  | 0 | 0 | 0 | 0 | 0 | 0 | 0 | 0 | 0 | 0 | 0 | 0 | 0 | 0 | 0 | 0 | 0 | 0 | 0 | 0 | 0 | 0 | 0 | 0 | 0 | 0 | 0 | 0 | 0 | 0 | 0
BDEQ BAU Electricity Output from Distributed Sources[commercial,natural gas nonpeaker es] | BDEQ BAU Electricity Output from Distributed Sources | commercial | natural gas nonpeaker es |  |  | 2073000 | 2085000 | 2178000 | 2366000 | 2587000 | 2744000 | 2906000 | 3070000 | 3256000 | 3439000 | 3607000 | 3835000 | 4076000 | 4301000 | 4520000 | 4778000 | 4949000 | 5185000 | 5389000 | 5616000 | 5849000 | 6071000 | 6300000 | 6516000 | 6724000 | 6939000 | 7113000 | 7307000 | 7508000 | 7731000 | 7927000
BDEQ BAU Electricity Output from Distributed Sources[commercial,nuclear es] | BDEQ BAU Electricity Output from Distributed Sources | commercial | nuclear es |  |  | 0 | 0 | 0 | 0 | 0 | 0 | 0 | 0 | 0 | 0 | 0 | 0 | 0 | 0 | 0 | 0 | 0 | 0 | 0 | 0 | 0 | 0 | 0 | 0 | 0 | 0 | 0 | 0 | 0 | 0 | 0
BDEQ BAU Electricity Output from Distributed Sources[commercial,hydro es] | BDEQ BAU Electricity Output from Distributed Sources | commercial | hydro es |  |  | 0 | 0 | 0 | 0 | 0 | 0 | 0 | 0 | 0 | 0 | 0 | 0 | 0 | 0 | 0 | 0 | 0 | 0 | 0 | 0 | 0 | 0 | 0 | 0 | 0 | 0 | 0 | 0 | 0 | 0 | 0
BDEQ BAU Electricity Output from Distributed Sources[commercial,onshore wind es] | BDEQ BAU Electricity Output from Distributed Sources | commercial | onshore wind es |  |  | 151200 | 149200 | 153100 | 163900 | 177100 | 185800 | 195200 | 205000 | 215400 | 225500 | 234700 | 247100 | 260500 | 272500 | 284000 | 297800 | 305900 | 318100 | 328300 | 340400 | 351800 | 363400 | 373500 | 383400 | 392100 | 401600 | 408700 | 416500 | 424700 | 434100 | 441800
BDEQ BAU Electricity Output from Distributed Sources[commercial,solar PV es] | BDEQ BAU Electricity Output from Distributed Sources | commercial | solar PV es |  |  | 4487000 | 5127000 | 5788000 | 6505000 | 7213000 | 7956000 | 8735000 | 9546000 | 10370000 | 11230000 | 12140000 | 13000000 | 13870000 | 14790000 | 15740000 | 16670000 | 17540000 | 18450000 | 19390000 | 20310000 | 21210000 | 22120000 | 23010000 | 23930000 | 24870000 | 25790000 | 26750000 | 27690000 | 28630000 | 29540000 | 30490000
BDEQ BAU Electricity Output from Distributed Sources[commercial,solar thermal es] | BDEQ BAU Electricity Output from Distributed Sources | commercial | solar thermal es |  |  | 0 | 0 | 0 | 0 | 0 | 0 | 0 | 0 | 0 | 0 | 0 | 0 | 0 | 0 | 0 | 0 | 0 | 0 | 0 | 0 | 0 | 0 | 0 | 0 | 0 | 0 | 0 | 0 | 0 | 0 | 0
BDEQ BAU Electricity Output from Distributed Sources[commercial,biomass es] | BDEQ BAU Electricity Output from Distributed Sources | commercial | biomass es |  |  | 0 | 0 | 0 | 0 | 0 | 0 | 0 | 0 | 0 | 0 | 0 | 0 | 0 | 0 | 0 | 0 | 0 | 0 | 0 | 0 | 0 | 0 | 0 | 0 | 0 | 0 | 0 | 0 | 0 | 0 | 0
BDEQ BAU Electricity Output from Distributed Sources[commercial,geothermal es] | BDEQ BAU Electricity Output from Distributed Sources | commercial | geothermal es |  |  | 0 | 0 | 0 | 0 | 0 | 0 | 0 | 0 | 0 | 0 | 0 | 0 | 0 | 0 | 0 | 0 | 0 | 0 | 0 | 0 | 0 | 0 | 0 | 0 | 0 | 0 | 0 | 0 | 0 | 0 | 0
BDEQ BAU Electricity Output from Distributed Sources[commercial,petroleum es] | BDEQ BAU Electricity Output from Distributed Sources | commercial | petroleum es |  |  | 30010 | 29560 | 30340 | 32470 | 35030 | 36660 | 38290 | 40010 | 42050 | 44010 | 45700 | 48120 | 50690 | 52920 | 55120 | 57790 | 59360 | 61710 | 63500 | 65650 | 67860 | 69820 | 71720 | 73630 | 75280 | 77100 | 78430 | 79910 | 81490 | 83300 | 84770
BDEQ BAU Electricity Output from Distributed Sources[commercial,natural gas peaker es] | BDEQ BAU Electricity Output from Distributed Sources | commercial | natural gas peaker es |  |  | 0 | 0 | 0 | 0 | 0 | 0 | 0 | 0 | 0 | 0 | 0 | 0 | 0 | 0 | 0 | 0 | 0 | 0 | 0 | 0 | 0 | 0 | 0 | 0 | 0 | 0 | 0 | 0 | 0 | 0 | 0
BDEQ BAU Electricity Output from Distributed Sources[commercial,lignite es] | BDEQ BAU Electricity Output from Distributed Sources | commercial | lignite es |  |  | 0 | 0 | 0 | 0 | 0 | 0 | 0 | 0 | 0 | 0 | 0 | 0 | 0 | 0 | 0 | 0 | 0 | 0 | 0 | 0 | 0 | 0 | 0 | 0 | 0 | 0 | 0 | 0 | 0 | 0 | 0
BDEQ BAU Electricity Output from Distributed Sources[commercial,offshore wind es] | BDEQ BAU Electricity Output from Distributed Sources | commercial | offshore wind es |  |  | 0 | 0 | 0 | 0 | 0 | 0 | 0 | 0 | 0 | 0 | 0 | 0 | 0 | 0 | 0 | 0 | 0 | 0 | 0 | 0 | 0 | 0 | 0 | 0 | 0 | 0 | 0 | 0 | 0 | 0 | 0
BDEQ BAU Electricity Output from Distributed Sources[commercial,crude oil es] | BDEQ BAU Electricity Output from Distributed Sources | commercial | crude oil es |  |  | 0 | 0 | 0 | 0 | 0 | 0 | 0 | 0 | 0 | 0 | 0 | 0 | 0 | 0 | 0 | 0 | 0 | 0 | 0 | 0 | 0 | 0 | 0 | 0 | 0 | 0 | 0 | 0 | 0 | 0 | 0
BDEQ BAU Electricity Output from Distributed Sources[commercial,heavy or residual fuel oil es] | BDEQ BAU Electricity Output from Distributed Sources | commercial | heavy or residual fuel oil es |  |  | 0 | 0 | 0 | 0 | 0 | 0 | 0 | 0 | 0 | 0 | 0 | 0 | 0 | 0 | 0 | 0 | 0 | 0 | 0 | 0 | 0 | 0 | 0 | 0 | 0 | 0 | 0 | 0 | 0 | 0 | 0
BDEQ BAU Electricity Output from Distributed Sources[commercial,municipal solid waste es] | BDEQ BAU Electricity Output from Distributed Sources | commercial | municipal solid waste es |  |  | 0 | 0 | 0 | 0 | 0 | 0 | 0 | 0 | 0 | 0 | 0 | 0 | 0 | 0 | 0 | 0 | 0 | 0 | 0 | 0 | 0 | 0 | 0 | 0 | 0 | 0 | 0 | 0 | 0 | 0 | 0
BIFUbC BAU Industrial Fuel Use before CCS[agriculture and forestry 01T03,electricity if] | BIFUbC BAU Industrial Fuel Use before CCS | agriculture and forestry 01T03 | electricity if |  |  | 64300000000000 | 65000000000000 | 65700000000000 | 66400000000000 | 67100000000000 | 67800000000000 | 68500000000000 | 69200000000000 | 69900000000000 | 70600000000000 | 71300000000000 | 72000000000000 | 72700000000000 | 73400000000000 | 74100000000000 | 74800000000000 | 75500000000000 | 76200000000000 | 77000000000000 | 77700000000000 | 78400000000000 | 79100000000000 | 79800000000000 | 80500000000000 | 81200000000000 | 81900000000000 | 82600000000000 | 83300000000000 | 84000000000000 | 84700000000000 | 85400000000000
BIFUbC BAU Industrial Fuel Use before CCS[agriculture and forestry 01T03,hard coal if] | BIFUbC BAU Industrial Fuel Use before CCS | agriculture and forestry 01T03 | hard coal if |  |  | 0 | 0 | 0 | 0 | 0 | 0 | 0 | 0 | 0 | 0 | 0 | 0 | 0 | 0 | 0 | 0 | 0 | 0 | 0 | 0 | 0 | 0 | 0 | 0 | 0 | 0 | 0 | 0 | 0 | 0 | 0
BIFUbC BAU Industrial Fuel Use before CCS[agriculture and forestry 01T03,natural gas if] | BIFUbC BAU Industrial Fuel Use before CCS | agriculture and forestry 01T03 | natural gas if |  |  | 12353600000000 | 11933800000000 | 11513900000000 | 11094000000000 | 10674200000000 | 10254300000000 | 9834450000000 | 9414590000000 | 8994720000000 | 8574860000000 | 8155000000000 | 7735140000000 | 7315280000000 | 6895420000000 | 6475560000000 | 6055690000000 | 5635830000000 | 5215970000000 | 4796110000000 | 4376250000000 | 3956390000000 | 3536520000000 | 3116660000000 | 2696800000000 | 2279430000000 | 1886950000000 | 1462360000000 | 1048720000000 | 635084000000 | 221446000000 | 0
BIFUbC BAU Industrial Fuel Use before CCS[agriculture and forestry 01T03,biomass if] | BIFUbC BAU Industrial Fuel Use before CCS | agriculture and forestry 01T03 | biomass if |  |  | 0 | 0 | 0 | 0 | 0 | 0 | 0 | 0 | 0 | 0 | 0 | 0 | 0 | 0 | 0 | 0 | 0 | 0 | 0 | 0 | 0 | 0 | 0 | 0 | 0 | 0 | 0 | 0 | 0 | 0 | 0
BIFUbC BAU Industrial Fuel Use before CCS[agriculture and forestry 01T03,petroleum diesel if] | BIFUbC BAU Industrial Fuel Use before CCS | agriculture and forestry 01T03 | petroleum diesel if |  |  | 24793600000000 | 24524800000000 | 24256000000000 | 23987200000000 | 23718400000000 | 23449700000000 | 23180900000000 | 22912100000000 | 22643300000000 | 22374600000000 | 22105800000000 | 21837000000000 | 21568200000000 | 21299400000000 | 21030700000000 | 20761900000000 | 20493100000000 | 20224300000000 | 19955600000000 | 19686800000000 | 19418000000000 | 19149200000000 | 18880400000000 | 18611700000000 | 18342900000000 | 18074100000000 | 17805300000000 | 17536500000000 | 17267800000000 | 16999000000000 | 16730200000000
BIFUbC BAU Industrial Fuel Use before CCS[agriculture and forestry 01T03,heat if] | BIFUbC BAU Industrial Fuel Use before CCS | agriculture and forestry 01T03 | heat if |  |  | 0 | 0 | 0 | 0 | 0 | 0 | 0 | 0 | 0 | 0 | 0 | 0 | 0 | 0 | 0 | 0 | 0 | 0 | 0 | 0 | 0 | 0 | 0 | 0 | 0 | 0 | 0 | 0 | 0 | 0 | 0
BIFUbC BAU Industrial Fuel Use before CCS[agriculture and forestry 01T03,crude oil if] | BIFUbC BAU Industrial Fuel Use before CCS | agriculture and forestry 01T03 | crude oil if |  |  | 0 | 0 | 0 | 0 | 0 | 0 | 0 | 0 | 0 | 0 | 0 | 0 | 0 | 0 | 0 | 0 | 0 | 0 | 0 | 0 | 0 | 0 | 0 | 0 | 0 | 0 | 0 | 0 | 0 | 0 | 0
BIFUbC BAU Industrial Fuel Use before CCS[agriculture and forestry 01T03,heavy or residual fuel oil if] | BIFUbC BAU Industrial Fuel Use before CCS | agriculture and forestry 01T03 | heavy or residual fuel oil if |  |  | 0 | 0 | 0 | 0 | 0 | 0 | 0 | 0 | 0 | 0 | 0 | 0 | 0 | 0 | 0 | 0 | 0 | 0 | 0 | 0 | 0 | 0 | 0 | 0 | 0 | 0 | 0 | 0 | 0 | 0 | 0
BIFUbC BAU Industrial Fuel Use before CCS[agriculture and forestry 01T03,LPG propane or butane if] | BIFUbC BAU Industrial Fuel Use before CCS | agriculture and forestry 01T03 | LPG propane or butane if |  |  | 0 | 0 | 0 | 0 | 0 | 0 | 0 | 0 | 0 | 0 | 0 | 0 | 0 | 0 | 0 | 0 | 0 | 0 | 0 | 0 | 0 | 0 | 0 | 0 | 0 | 0 | 0 | 0 | 0 | 0 | 0
BIFUbC BAU Industrial Fuel Use before CCS[agriculture and forestry 01T03,hydrogen if] | BIFUbC BAU Industrial Fuel Use before CCS | agriculture and forestry 01T03 | hydrogen if |  |  | 0 | 0 | 0 | 0 | 0 | 0 | 0 | 0 | 0 | 0 | 0 | 0 | 0 | 0 | 0 | 0 | 0 | 0 | 0 | 0 | 0 | 0 | 0 | 0 | 0 | 0 | 0 | 0 | 0 | 0 | 0
BIFUbC BAU Industrial Fuel Use before CCS[coal mining 05,electricity if] | BIFUbC BAU Industrial Fuel Use before CCS | coal mining 05 | electricity if |  |  | 0 | 0 | 0 | 0 | 0 | 0 | 0 | 0 | 0 | 0 | 0 | 0 | 0 | 0 | 0 | 0 | 0 | 0 | 0 | 0 | 0 | 0 | 0 | 0 | 0 | 0 | 0 | 0 | 0 | 0 | 0
BIFUbC BAU Industrial Fuel Use before CCS[coal mining 05,hard coal if] | BIFUbC BAU Industrial Fuel Use before CCS | coal mining 05 | hard coal if |  |  | 0 | 0 | 0 | 0 | 0 | 0 | 0 | 0 | 0 | 0 | 0 | 0 | 0 | 0 | 0 | 0 | 0 | 0 | 0 | 0 | 0 | 0 | 0 | 0 | 0 | 0 | 0 | 0 | 0 | 0 | 0
BIFUbC BAU Industrial Fuel Use before CCS[coal mining 05,natural gas if] | BIFUbC BAU Industrial Fuel Use before CCS | coal mining 05 | natural gas if |  |  | 29800000 | 29800000 | 30200000 | 30900000 | 31500000 | 32100000 | 32400000 | 32500000 | 32500000 | 32600000 | 32700000 | 32800000 | 32800000 | 32900000 | 33100000 | 33300000 | 33500000 | 33700000 | 34000000 | 34200000 | 34300000 | 34600000 | 35000000 | 35500000 | 35800000 | 36100000 | 36500000 | 36900000 | 37300000 | 37700000 | 38000000
BIFUbC BAU Industrial Fuel Use before CCS[coal mining 05,biomass if] | BIFUbC BAU Industrial Fuel Use before CCS | coal mining 05 | biomass if |  |  | 0 | 0 | 0 | 0 | 0 | 0 | 0 | 0 | 0 | 0 | 0 | 0 | 0 | 0 | 0 | 0 | 0 | 0 | 0 | 0 | 0 | 0 | 0 | 0 | 0 | 0 | 0 | 0 | 0 | 0 | 0
BIFUbC BAU Industrial Fuel Use before CCS[coal mining 05,petroleum diesel if] | BIFUbC BAU Industrial Fuel Use before CCS | coal mining 05 | petroleum diesel if |  |  | 0 | 0 | 0 | 0 | 0 | 0 | 0 | 0 | 0 | 0 | 0 | 0 | 0 | 0 | 0 | 0 | 0 | 0 | 0 | 0 | 0 | 0 | 0 | 0 | 0 | 0 | 0 | 0 | 0 | 0 | 0
BIFUbC BAU Industrial Fuel Use before CCS[coal mining 05,heat if] | BIFUbC BAU Industrial Fuel Use before CCS | coal mining 05 | heat if |  |  | 0 | 0 | 0 | 0 | 0 | 0 | 0 | 0 | 0 | 0 | 0 | 0 | 0 | 0 | 0 | 0 | 0 | 0 | 0 | 0 | 0 | 0 | 0 | 0 | 0 | 0 | 0 | 0 | 0 | 0 | 0
BIFUbC BAU Industrial Fuel Use before CCS[coal mining 05,crude oil if] | BIFUbC BAU Industrial Fuel Use before CCS | coal mining 05 | crude oil if |  |  | 0 | 0 | 0 | 0 | 0 | 0 | 0 | 0 | 0 | 0 | 0 | 0 | 0 | 0 | 0 | 0 | 0 | 0 | 0 | 0 | 0 | 0 | 0 | 0 | 0 | 0 | 0 | 0 | 0 | 0 | 0
BIFUbC BAU Industrial Fuel Use before CCS[coal mining 05,heavy or residual fuel oil if] | BIFUbC BAU Industrial Fuel Use before CCS | coal mining 05 | heavy or residual fuel oil if |  |  | 0 | 0 | 0 | 0 | 0 | 0 | 0 | 0 | 0 | 0 | 0 | 0 | 0 | 0 | 0 | 0 | 0 | 0 | 0 | 0 | 0 | 0 | 0 | 0 | 0 | 0 | 0 | 0 | 0 | 0 | 0
BIFUbC BAU Industrial Fuel Use before CCS[coal mining 05,LPG propane or butane if] | BIFUbC BAU Industrial Fuel Use before CCS | coal mining 05 | LPG propane or butane if |  |  | 0 | 0 | 0 | 0 | 0 | 0 | 0 | 0 | 0 | 0 | 0 | 0 | 0 | 0 | 0 | 0 | 0 | 0 | 0 | 0 | 0 | 0 | 0 | 0 | 0 | 0 | 0 | 0 | 0 | 0 | 0
BIFUbC BAU Industrial Fuel Use before CCS[coal mining 05,hydrogen if] | BIFUbC BAU Industrial Fuel Use before CCS | coal mining 05 | hydrogen if |  |  | 0 | 0 | 0 | 0 | 0 | 0 | 0 | 0 | 0 | 0 | 0 | 0 | 0 | 0 | 0 | 0 | 0 | 0 | 0 | 0 | 0 | 0 | 0 | 0 | 0 | 0 | 0 | 0 | 0 | 0 | 0
BIFUbC BAU Industrial Fuel Use before CCS[oil and gas extraction 06,electricity if] | BIFUbC BAU Industrial Fuel Use before CCS | oil and gas extraction 06 | electricity if |  |  | 11800000000000 | 11000000000000 | 11100000000000 | 11600000000000 | 11900000000000 | 12300000000000 | 12400000000000 | 12400000000000 | 12500000000000 | 12400000000000 | 12200000000000 | 12200000000000 | 12100000000000 | 12200000000000 | 12300000000000 | 12300000000000 | 12200000000000 | 12300000000000 | 12400000000000 | 12400000000000 | 12300000000000 | 12200000000000 | 12100000000000 | 12100000000000 | 12200000000000 | 12200000000000 | 12200000000000 | 12200000000000 | 12300000000000 | 12300000000000 | 12300000000000
BIFUbC BAU Industrial Fuel Use before CCS[oil and gas extraction 06,hard coal if] | BIFUbC BAU Industrial Fuel Use before CCS | oil and gas extraction 06 | hard coal if |  |  | 0 | 0 | 0 | 0 | 0 | 0 | 0 | 0 | 0 | 0 | 0 | 0 | 0 | 0 | 0 | 0 | 0 | 0 | 0 | 0 | 0 | 0 | 0 | 0 | 0 | 0 | 0 | 0 | 0 | 0 | 0
BIFUbC BAU Industrial Fuel Use before CCS[oil and gas extraction 06,natural gas if] | BIFUbC BAU Industrial Fuel Use before CCS | oil and gas extraction 06 | natural gas if |  |  | 240190000000000 | 220126000000000 | 229683000000000 | 240315000000000 | 245567000000000 | 253855000000000 | 256086000000000 | 256082000000000 | 258524000000000 | 256149000000000 | 252666000000000 | 252375000000000 | 250471000000000 | 252669000000000 | 255062000000000 | 254376000000000 | 252806000000000 | 253897000000000 | 255628000000000 | 256563000000000 | 254413000000000 | 251626000000000 | 250268000000000 | 250372000000000 | 251742000000000 | 252703000000000 | 252431000000000 | 252794000000000 | 253157000000000 | 253519000000000 | 253882000000000
BIFUbC BAU Industrial Fuel Use before CCS[oil and gas extraction 06,biomass if] | BIFUbC BAU Industrial Fuel Use before CCS | oil and gas extraction 06 | biomass if |  |  | 0 | 0 | 0 | 0 | 0 | 0 | 0 | 0 | 0 | 0 | 0 | 0 | 0 | 0 | 0 | 0 | 0 | 0 | 0 | 0 | 0 | 0 | 0 | 0 | 0 | 0 | 0 | 0 | 0 | 0 | 0
BIFUbC BAU Industrial Fuel Use before CCS[oil and gas extraction 06,petroleum diesel if] | BIFUbC BAU Industrial Fuel Use before CCS | oil and gas extraction 06 | petroleum diesel if |  |  | 1725150000000 | 1578370000000 | 1568900000000 | 1615160000000 | 1624370000000 | 1653060000000 | 1642040000000 | 1617230000000 | 1608380000000 | 1570260000000 | 1526540000000 | 1503080000000 | 1470810000000 | 1463180000000 | 1456880000000 | 1433400000000 | 1405620000000 | 1393170000000 | 1384520000000 | 1371820000000 | 1343170000000 | 1311900000000 | 1288770000000 | 1273630000000 | 1265210000000 | 1254970000000 | 1237670000000 | 1223930000000 | 1210190000000 | 1196450000000 | 1182710000000
BIFUbC BAU Industrial Fuel Use before CCS[oil and gas extraction 06,heat if] | BIFUbC BAU Industrial Fuel Use before CCS | oil and gas extraction 06 | heat if |  |  | 0 | 0 | 0 | 0 | 0 | 0 | 0 | 0 | 0 | 0 | 0 | 0 | 0 | 0 | 0 | 0 | 0 | 0 | 0 | 0 | 0 | 0 | 0 | 0 | 0 | 0 | 0 | 0 | 0 | 0 | 0
BIFUbC BAU Industrial Fuel Use before CCS[oil and gas extraction 06,crude oil if] | BIFUbC BAU Industrial Fuel Use before CCS | oil and gas extraction 06 | crude oil if |  |  | 131000000000000 | 166000000000000 | 166000000000000 | 166000000000000 | 166000000000000 | 166000000000000 | 166000000000000 | 166000000000000 | 166000000000000 | 166000000000000 | 166000000000000 | 166000000000000 | 166000000000000 | 166000000000000 | 166000000000000 | 166000000000000 | 166000000000000 | 166000000000000 | 166000000000000 | 166000000000000 | 166000000000000 | 166000000000000 | 166000000000000 | 166000000000000 | 166000000000000 | 166000000000000 | 166000000000000 | 166000000000000 | 166000000000000 | 166000000000000 | 166000000000000
BIFUbC BAU Industrial Fuel Use before CCS[oil and gas extraction 06,heavy or residual fuel oil if] | BIFUbC BAU Industrial Fuel Use before CCS | oil and gas extraction 06 | heavy or residual fuel oil if |  |  | 0 | 0 | 0 | 0 | 0 | 0 | 0 | 0 | 0 | 0 | 0 | 0 | 0 | 0 | 0 | 0 | 0 | 0 | 0 | 0 | 0 | 0 | 0 | 0 | 0 | 0 | 0 | 0 | 0 | 0 | 0
BIFUbC BAU Industrial Fuel Use before CCS[oil and gas extraction 06,LPG propane or butane if] | BIFUbC BAU Industrial Fuel Use before CCS | oil and gas extraction 06 | LPG propane or butane if |  |  | 0 | 0 | 0 | 0 | 0 | 0 | 0 | 0 | 0 | 0 | 0 | 0 | 0 | 0 | 0 | 0 | 0 | 0 | 0 | 0 | 0 | 0 | 0 | 0 | 0 | 0 | 0 | 0 | 0 | 0 | 0
BIFUbC BAU Industrial Fuel Use before CCS[oil and gas extraction 06,hydrogen if] | BIFUbC BAU Industrial Fuel Use before CCS | oil and gas extraction 06 | hydrogen if |  |  | 0 | 0 | 0 | 0 | 0 | 0 | 0 | 0 | 0 | 0 | 0 | 0 | 0 | 0 | 0 | 0 | 0 | 0 | 0 | 0 | 0 | 0 | 0 | 0 | 0 | 0 | 0 | 0 | 0 | 0 | 0
BIFUbC BAU Industrial Fuel Use before CCS[other mining and quarrying 07T08,electricity if] | BIFUbC BAU Industrial Fuel Use before CCS | other mining and quarrying 07T08 | electricity if |  |  | 16000000000000 | 15900000000000 | 16800000000000 | 17100000000000 | 17500000000000 | 17800000000000 | 17900000000000 | 18000000000000 | 18000000000000 | 18000000000000 | 18100000000000 | 18200000000000 | 18200000000000 | 18200000000000 | 18300000000000 | 18500000000000 | 18600000000000 | 18700000000000 | 18800000000000 | 18900000000000 | 19000000000000 | 19200000000000 | 19400000000000 | 19700000000000 | 19800000000000 | 20000000000000 | 20200000000000 | 20400000000000 | 20700000000000 | 20900000000000 | 21100000000000
BIFUbC BAU Industrial Fuel Use before CCS[other mining and quarrying 07T08,hard coal if] | BIFUbC BAU Industrial Fuel Use before CCS | other mining and quarrying 07T08 | hard coal if |  |  | 0 | 0 | 0 | 0 | 0 | 0 | 0 | 0 | 0 | 0 | 0 | 0 | 0 | 0 | 0 | 0 | 0 | 0 | 0 | 0 | 0 | 0 | 0 | 0 | 0 | 0 | 0 | 0 | 0 | 0 | 0
BIFUbC BAU Industrial Fuel Use before CCS[other mining and quarrying 07T08,natural gas if] | BIFUbC BAU Industrial Fuel Use before CCS | other mining and quarrying 07T08 | natural gas if |  |  | 5642730000000 | 5633260000000 | 5724440000000 | 5845810000000 | 5964320000000 | 6067190000000 | 6123270000000 | 6151510000000 | 6158020000000 | 6163900000000 | 6180320000000 | 6203220000000 | 6210050000000 | 6225420000000 | 6259020000000 | 6305880000000 | 6339370000000 | 6376520000000 | 6427990000000 | 6469240000000 | 6498560000000 | 6547270000000 | 6628280000000 | 6711850000000 | 6773360000000 | 6831370000000 | 6912410000000 | 6983740000000 | 7055060000000 | 7126390000000 | 7197720000000
BIFUbC BAU Industrial Fuel Use before CCS[other mining and quarrying 07T08,biomass if] | BIFUbC BAU Industrial Fuel Use before CCS | other mining and quarrying 07T08 | biomass if |  |  | 0 | 0 | 0 | 0 | 0 | 0 | 0 | 0 | 0 | 0 | 0 | 0 | 0 | 0 | 0 | 0 | 0 | 0 | 0 | 0 | 0 | 0 | 0 | 0 | 0 | 0 | 0 | 0 | 0 | 0 | 0
BIFUbC BAU Industrial Fuel Use before CCS[other mining and quarrying 07T08,petroleum diesel if] | BIFUbC BAU Industrial Fuel Use before CCS | other mining and quarrying 07T08 | petroleum diesel if |  |  | 0 | 0 | 0 | 0 | 0 | 0 | 0 | 0 | 0 | 0 | 0 | 0 | 0 | 0 | 0 | 0 | 0 | 0 | 0 | 0 | 0 | 0 | 0 | 0 | 0 | 0 | 0 | 0 | 0 | 0 | 0
BIFUbC BAU Industrial Fuel Use before CCS[other mining and quarrying 07T08,heat if] | BIFUbC BAU Industrial Fuel Use before CCS | other mining and quarrying 07T08 | heat if |  |  | 0 | 0 | 0 | 0 | 0 | 0 | 0 | 0 | 0 | 0 | 0 | 0 | 0 | 0 | 0 | 0 | 0 | 0 | 0 | 0 | 0 | 0 | 0 | 0 | 0 | 0 | 0 | 0 | 0 | 0 | 0
BIFUbC BAU Industrial Fuel Use before CCS[other mining and quarrying 07T08,crude oil if] | BIFUbC BAU Industrial Fuel Use before CCS | other mining and quarrying 07T08 | crude oil if |  |  | 0 | 0 | 0 | 0 | 0 | 0 | 0 | 0 | 0 | 0 | 0 | 0 | 0 | 0 | 0 | 0 | 0 | 0 | 0 | 0 | 0 | 0 | 0 | 0 | 0 | 0 | 0 | 0 | 0 | 0 | 0
BIFUbC BAU Industrial Fuel Use before CCS[other mining and quarrying 07T08,heavy or residual fuel oil if] | BIFUbC BAU Industrial Fuel Use before CCS | other mining and quarrying 07T08 | heavy or residual fuel oil if |  |  | 0 | 0 | 0 | 0 | 0 | 0 | 0 | 0 | 0 | 0 | 0 | 0 | 0 | 0 | 0 | 0 | 0 | 0 | 0 | 0 | 0 | 0 | 0 | 0 | 0 | 0 | 0 | 0 | 0 | 0 | 0
BIFUbC BAU Industrial Fuel Use before CCS[other mining and quarrying 07T08,LPG propane or butane if] | BIFUbC BAU Industrial Fuel Use before CCS | other mining and quarrying 07T08 | LPG propane or butane if |  |  | 0 | 0 | 0 | 0 | 0 | 0 | 0 | 0 | 0 | 0 | 0 | 0 | 0 | 0 | 0 | 0 | 0 | 0 | 0 | 0 | 0 | 0 | 0 | 0 | 0 | 0 | 0 | 0 | 0 | 0 | 0
BIFUbC BAU Industrial Fuel Use before CCS[other mining and quarrying 07T08,hydrogen if] | BIFUbC BAU Industrial Fuel Use before CCS | other mining and quarrying 07T08 | hydrogen if |  |  | 0 | 0 | 0 | 0 | 0 | 0 | 0 | 0 | 0 | 0 | 0 | 0 | 0 | 0 | 0 | 0 | 0 | 0 | 0 | 0 | 0 | 0 | 0 | 0 | 0 | 0 | 0 | 0 | 0 | 0 | 0
BIFUbC BAU Industrial Fuel Use before CCS[food beverage and tobacco 10T12,electricity if] | BIFUbC BAU Industrial Fuel Use before CCS | food beverage and tobacco 10T12 | electricity if |  |  | 10900000000000 | 10900000000000 | 11500000000000 | 11700000000000 | 11900000000000 | 12100000000000 | 12300000000000 | 12300000000000 | 12300000000000 | 12300000000000 | 12400000000000 | 12400000000000 | 12400000000000 | 12500000000000 | 12500000000000 | 12600000000000 | 12700000000000 | 12800000000000 | 12900000000000 | 13000000000000 | 13000000000000 | 13100000000000 | 13300000000000 | 13400000000000 | 13600000000000 | 13700000000000 | 13800000000000 | 14000000000000 | 14100000000000 | 14300000000000 | 14400000000000
BIFUbC BAU Industrial Fuel Use before CCS[food beverage and tobacco 10T12,hard coal if] | BIFUbC BAU Industrial Fuel Use before CCS | food beverage and tobacco 10T12 | hard coal if |  |  | 0 | 0 | 0 | 0 | 0 | 0 | 0 | 0 | 0 | 0 | 0 | 0 | 0 | 0 | 0 | 0 | 0 | 0 | 0 | 0 | 0 | 0 | 0 | 0 | 0 | 0 | 0 | 0 | 0 | 0 | 0
BIFUbC BAU Industrial Fuel Use before CCS[food beverage and tobacco 10T12,natural gas if] | BIFUbC BAU Industrial Fuel Use before CCS | food beverage and tobacco 10T12 | natural gas if |  |  | 59764800000000 | 59664500000000 | 60630300000000 | 61915800000000 | 63170900000000 | 64260400000000 | 64854500000000 | 65153500000000 | 65222500000000 | 65284800000000 | 65458700000000 | 65701300000000 | 65773600000000 | 65936300000000 | 66292300000000 | 66788600000000 | 67143200000000 | 67536700000000 | 68081900000000 | 68518800000000 | 68829300000000 | 69345200000000 | 70203300000000 | 71088400000000 | 71739800000000 | 72354200000000 | 73212600000000 | 73968100000000 | 74723500000000 | 75479000000000 | 76234400000000
BIFUbC BAU Industrial Fuel Use before CCS[food beverage and tobacco 10T12,biomass if] | BIFUbC BAU Industrial Fuel Use before CCS | food beverage and tobacco 10T12 | biomass if |  |  | 0 | 0 | 0 | 0 | 0 | 0 | 0 | 0 | 0 | 0 | 0 | 0 | 0 | 0 | 0 | 0 | 0 | 0 | 0 | 0 | 0 | 0 | 0 | 0 | 0 | 0 | 0 | 0 | 0 | 0 | 0
BIFUbC BAU Industrial Fuel Use before CCS[food beverage and tobacco 10T12,petroleum diesel if] | BIFUbC BAU Industrial Fuel Use before CCS | food beverage and tobacco 10T12 | petroleum diesel if |  |  | 0 | 0 | 0 | 0 | 0 | 0 | 0 | 0 | 0 | 0 | 0 | 0 | 0 | 0 | 0 | 0 | 0 | 0 | 0 | 0 | 0 | 0 | 0 | 0 | 0 | 0 | 0 | 0 | 0 | 0 | 0
BIFUbC BAU Industrial Fuel Use before CCS[food beverage and tobacco 10T12,heat if] | BIFUbC BAU Industrial Fuel Use before CCS | food beverage and tobacco 10T12 | heat if |  |  | 0 | 0 | 0 | 0 | 0 | 0 | 0 | 0 | 0 | 0 | 0 | 0 | 0 | 0 | 0 | 0 | 0 | 0 | 0 | 0 | 0 | 0 | 0 | 0 | 0 | 0 | 0 | 0 | 0 | 0 | 0
BIFUbC BAU Industrial Fuel Use before CCS[food beverage and tobacco 10T12,crude oil if] | BIFUbC BAU Industrial Fuel Use before CCS | food beverage and tobacco 10T12 | crude oil if |  |  | 0 | 0 | 0 | 0 | 0 | 0 | 0 | 0 | 0 | 0 | 0 | 0 | 0 | 0 | 0 | 0 | 0 | 0 | 0 | 0 | 0 | 0 | 0 | 0 | 0 | 0 | 0 | 0 | 0 | 0 | 0
BIFUbC BAU Industrial Fuel Use before CCS[food beverage and tobacco 10T12,heavy or residual fuel oil if] | BIFUbC BAU Industrial Fuel Use before CCS | food beverage and tobacco 10T12 | heavy or residual fuel oil if |  |  | 0 | 0 | 0 | 0 | 0 | 0 | 0 | 0 | 0 | 0 | 0 | 0 | 0 | 0 | 0 | 0 | 0 | 0 | 0 | 0 | 0 | 0 | 0 | 0 | 0 | 0 | 0 | 0 | 0 | 0 | 0
BIFUbC BAU Industrial Fuel Use before CCS[food beverage and tobacco 10T12,LPG propane or butane if] | BIFUbC BAU Industrial Fuel Use before CCS | food beverage and tobacco 10T12 | LPG propane or butane if |  |  | 0 | 0 | 0 | 0 | 0 | 0 | 0 | 0 | 0 | 0 | 0 | 0 | 0 | 0 | 0 | 0 | 0 | 0 | 0 | 0 | 0 | 0 | 0 | 0 | 0 | 0 | 0 | 0 | 0 | 0 | 0
BIFUbC BAU Industrial Fuel Use before CCS[food beverage and tobacco 10T12,hydrogen if] | BIFUbC BAU Industrial Fuel Use before CCS | food beverage and tobacco 10T12 | hydrogen if |  |  | 0 | 0 | 0 | 0 | 0 | 0 | 0 | 0 | 0 | 0 | 0 | 0 | 0 | 0 | 0 | 0 | 0 | 0 | 0 | 0 | 0 | 0 | 0 | 0 | 0 | 0 | 0 | 0 | 0 | 0 | 0
BIFUbC BAU Industrial Fuel Use before CCS[textiles apparel and leather 13T15,electricity if] | BIFUbC BAU Industrial Fuel Use before CCS | textiles apparel and leather 13T15 | electricity if |  |  | 731000000000 | 727000000000 | 767000000000 | 783000000000 | 799000000000 | 813000000000 | 820000000000 | 824000000000 | 825000000000 | 825000000000 | 828000000000 | 831000000000 | 832000000000 | 834000000000 | 838000000000 | 844000000000 | 849000000000 | 854000000000 | 861000000000 | 866000000000 | 870000000000 | 877000000000 | 888000000000 | 899000000000 | 907000000000 | 915000000000 | 926000000000 | 935000000000 | 945000000000 | 954000000000 | 964000000000
BIFUbC BAU Industrial Fuel Use before CCS[textiles apparel and leather 13T15,hard coal if] | BIFUbC BAU Industrial Fuel Use before CCS | textiles apparel and leather 13T15 | hard coal if |  |  | 0 | 0 | 0 | 0 | 0 | 0 | 0 | 0 | 0 | 0 | 0 | 0 | 0 | 0 | 0 | 0 | 0 | 0 | 0 | 0 | 0 | 0 | 0 | 0 | 0 | 0 | 0 | 0 | 0 | 0 | 0
BIFUbC BAU Industrial Fuel Use before CCS[textiles apparel and leather 13T15,natural gas if] | BIFUbC BAU Industrial Fuel Use before CCS | textiles apparel and leather 13T15 | natural gas if |  |  | 3123100000000 | 3117860000000 | 3168330000000 | 3235500000000 | 3301090000000 | 3358030000000 | 3389070000000 | 3404690000000 | 3408300000000 | 3411550000000 | 3420640000000 | 3433320000000 | 3437100000000 | 3445600000000 | 3464200000000 | 3490140000000 | 3508670000000 | 3529230000000 | 3557720000000 | 3580550000000 | 3596780000000 | 3623740000000 | 3668580000000 | 3714830000000 | 3748870000000 | 3780980000000 | 3825830000000 | 3865310000000 | 3904790000000 | 3944270000000 | 3983740000000
BIFUbC BAU Industrial Fuel Use before CCS[textiles apparel and leather 13T15,biomass if] | BIFUbC BAU Industrial Fuel Use before CCS | textiles apparel and leather 13T15 | biomass if |  |  | 0 | 0 | 0 | 0 | 0 | 0 | 0 | 0 | 0 | 0 | 0 | 0 | 0 | 0 | 0 | 0 | 0 | 0 | 0 | 0 | 0 | 0 | 0 | 0 | 0 | 0 | 0 | 0 | 0 | 0 | 0
BIFUbC BAU Industrial Fuel Use before CCS[textiles apparel and leather 13T15,petroleum diesel if] | BIFUbC BAU Industrial Fuel Use before CCS | textiles apparel and leather 13T15 | petroleum diesel if |  |  | 0 | 0 | 0 | 0 | 0 | 0 | 0 | 0 | 0 | 0 | 0 | 0 | 0 | 0 | 0 | 0 | 0 | 0 | 0 | 0 | 0 | 0 | 0 | 0 | 0 | 0 | 0 | 0 | 0 | 0 | 0
BIFUbC BAU Industrial Fuel Use before CCS[textiles apparel and leather 13T15,heat if] | BIFUbC BAU Industrial Fuel Use before CCS | textiles apparel and leather 13T15 | heat if |  |  | 0 | 0 | 0 | 0 | 0 | 0 | 0 | 0 | 0 | 0 | 0 | 0 | 0 | 0 | 0 | 0 | 0 | 0 | 0 | 0 | 0 | 0 | 0 | 0 | 0 | 0 | 0 | 0 | 0 | 0 | 0
BIFUbC BAU Industrial Fuel Use before CCS[textiles apparel and leather 13T15,crude oil if] | BIFUbC BAU Industrial Fuel Use before CCS | textiles apparel and leather 13T15 | crude oil if |  |  | 0 | 0 | 0 | 0 | 0 | 0 | 0 | 0 | 0 | 0 | 0 | 0 | 0 | 0 | 0 | 0 | 0 | 0 | 0 | 0 | 0 | 0 | 0 | 0 | 0 | 0 | 0 | 0 | 0 | 0 | 0
BIFUbC BAU Industrial Fuel Use before CCS[textiles apparel and leather 13T15,heavy or residual fuel oil if] | BIFUbC BAU Industrial Fuel Use before CCS | textiles apparel and leather 13T15 | heavy or residual fuel oil if |  |  | 0 | 0 | 0 | 0 | 0 | 0 | 0 | 0 | 0 | 0 | 0 | 0 | 0 | 0 | 0 | 0 | 0 | 0 | 0 | 0 | 0 | 0 | 0 | 0 | 0 | 0 | 0 | 0 | 0 | 0 | 0
BIFUbC BAU Industrial Fuel Use before CCS[textiles apparel and leather 13T15,LPG propane or butane if] | BIFUbC BAU Industrial Fuel Use before CCS | textiles apparel and leather 13T15 | LPG propane or butane if |  |  | 0 | 0 | 0 | 0 | 0 | 0 | 0 | 0 | 0 | 0 | 0 | 0 | 0 | 0 | 0 | 0 | 0 | 0 | 0 | 0 | 0 | 0 | 0 | 0 | 0 | 0 | 0 | 0 | 0 | 0 | 0
BIFUbC BAU Industrial Fuel Use before CCS[textiles apparel and leather 13T15,hydrogen if] | BIFUbC BAU Industrial Fuel Use before CCS | textiles apparel and leather 13T15 | hydrogen if |  |  | 0 | 0 | 0 | 0 | 0 | 0 | 0 | 0 | 0 | 0 | 0 | 0 | 0 | 0 | 0 | 0 | 0 | 0 | 0 | 0 | 0 | 0 | 0 | 0 | 0 | 0 | 0 | 0 | 0 | 0 | 0
BIFUbC BAU Industrial Fuel Use before CCS[wood products 16,electricity if] | BIFUbC BAU Industrial Fuel Use before CCS | wood products 16 | electricity if |  |  | 887000000000 | 882000000000 | 930000000000 | 949000000000 | 968000000000 | 985000000000 | 994000000000 | 999000000000 | 1000000000000 | 1000000000000 | 1000000000000 | 1010000000000 | 1010000000000 | 1010000000000 | 1020000000000 | 1020000000000 | 1030000000000 | 1040000000000 | 1040000000000 | 1050000000000 | 1060000000000 | 1060000000000 | 1080000000000 | 1090000000000 | 1100000000000 | 1110000000000 | 1120000000000 | 1130000000000 | 1150000000000 | 1160000000000 | 1170000000000
BIFUbC BAU Industrial Fuel Use before CCS[wood products 16,hard coal if] | BIFUbC BAU Industrial Fuel Use before CCS | wood products 16 | hard coal if |  |  | 0 | 0 | 0 | 0 | 0 | 0 | 0 | 0 | 0 | 0 | 0 | 0 | 0 | 0 | 0 | 0 | 0 | 0 | 0 | 0 | 0 | 0 | 0 | 0 | 0 | 0 | 0 | 0 | 0 | 0 | 0
BIFUbC BAU Industrial Fuel Use before CCS[wood products 16,natural gas if] | BIFUbC BAU Industrial Fuel Use before CCS | wood products 16 | natural gas if |  |  | 7255680000000 | 7243510000000 | 7360750000000 | 7516820000000 | 7669200000000 | 7801470000000 | 7873590000000 | 7909890000000 | 7918270000000 | 7925830000000 | 7946940000000 | 7976390000000 | 7985170000000 | 8004930000000 | 8048140000000 | 8108390000000 | 8151450000000 | 8199220000000 | 8265400000000 | 8318450000000 | 8356140000000 | 8418780000000 | 8522950000000 | 8630410000000 | 8709500000000 | 8784090000000 | 8888300000000 | 8980010000000 | 9071730000000 | 9163450000000 | 9255160000000
BIFUbC BAU Industrial Fuel Use before CCS[wood products 16,biomass if] | BIFUbC BAU Industrial Fuel Use before CCS | wood products 16 | biomass if |  |  | 6016440000000 | 6016440000000 | 6016440000000 | 6016440000000 | 6016440000000 | 6016440000000 | 6016440000000 | 6016440000000 | 6016440000000 | 6016440000000 | 6016440000000 | 6016440000000 | 6016440000000 | 6016440000000 | 6016440000000 | 6016440000000 | 6016440000000 | 6016440000000 | 6016440000000 | 6016440000000 | 6016440000000 | 6016440000000 | 6016440000000 | 6016440000000 | 6016440000000 | 6016440000000 | 6016440000000 | 6016440000000 | 6016440000000 | 6016440000000 | 6016440000000
BIFUbC BAU Industrial Fuel Use before CCS[wood products 16,petroleum diesel if] | BIFUbC BAU Industrial Fuel Use before CCS | wood products 16 | petroleum diesel if |  |  | 0 | 0 | 0 | 0 | 0 | 0 | 0 | 0 | 0 | 0 | 0 | 0 | 0 | 0 | 0 | 0 | 0 | 0 | 0 | 0 | 0 | 0 | 0 | 0 | 0 | 0 | 0 | 0 | 0 | 0 | 0
BIFUbC BAU Industrial Fuel Use before CCS[wood products 16,heat if] | BIFUbC BAU Industrial Fuel Use before CCS | wood products 16 | heat if |  |  | 0 | 0 | 0 | 0 | 0 | 0 | 0 | 0 | 0 | 0 | 0 | 0 | 0 | 0 | 0 | 0 | 0 | 0 | 0 | 0 | 0 | 0 | 0 | 0 | 0 | 0 | 0 | 0 | 0 | 0 | 0
BIFUbC BAU Industrial Fuel Use before CCS[wood products 16,crude oil if] | BIFUbC BAU Industrial Fuel Use before CCS | wood products 16 | crude oil if |  |  | 0 | 0 | 0 | 0 | 0 | 0 | 0 | 0 | 0 | 0 | 0 | 0 | 0 | 0 | 0 | 0 | 0 | 0 | 0 | 0 | 0 | 0 | 0 | 0 | 0 | 0 | 0 | 0 | 0 | 0 | 0
BIFUbC BAU Industrial Fuel Use before CCS[wood products 16,heavy or residual fuel oil if] | BIFUbC BAU Industrial Fuel Use before CCS | wood products 16 | heavy or residual fuel oil if |  |  | 0 | 0 | 0 | 0 | 0 | 0 | 0 | 0 | 0 | 0 | 0 | 0 | 0 | 0 | 0 | 0 | 0 | 0 | 0 | 0 | 0 | 0 | 0 | 0 | 0 | 0 | 0 | 0 | 0 | 0 | 0
BIFUbC BAU Industrial Fuel Use before CCS[wood products 16,LPG propane or butane if] | BIFUbC BAU Industrial Fuel Use before CCS | wood products 16 | LPG propane or butane if |  |  | 0 | 0 | 0 | 0 | 0 | 0 | 0 | 0 | 0 | 0 | 0 | 0 | 0 | 0 | 0 | 0 | 0 | 0 | 0 | 0 | 0 | 0 | 0 | 0 | 0 | 0 | 0 | 0 | 0 | 0 | 0
BIFUbC BAU Industrial Fuel Use before CCS[wood products 16,hydrogen if] | BIFUbC BAU Industrial Fuel Use before CCS | wood products 16 | hydrogen if |  |  | 0 | 0 | 0 | 0 | 0 | 0 | 0 | 0 | 0 | 0 | 0 | 0 | 0 | 0 | 0 | 0 | 0 | 0 | 0 | 0 | 0 | 0 | 0 | 0 | 0 | 0 | 0 | 0 | 0 | 0 | 0
BIFUbC BAU Industrial Fuel Use before CCS[pulp paper and printing 17T18,electricity if] | BIFUbC BAU Industrial Fuel Use before CCS | pulp paper and printing 17T18 | electricity if |  |  | 4040000000000 | 4020000000000 | 4240000000000 | 4330000000000 | 4420000000000 | 4490000000000 | 4530000000000 | 4550000000000 | 4560000000000 | 4560000000000 | 4580000000000 | 4590000000000 | 4600000000000 | 4610000000000 | 4630000000000 | 4670000000000 | 4690000000000 | 4720000000000 | 4760000000000 | 4790000000000 | 4810000000000 | 4850000000000 | 4910000000000 | 4970000000000 | 5010000000000 | 5060000000000 | 5120000000000 | 5170000000000 | 5220000000000 | 5280000000000 | 5330000000000
BIFUbC BAU Industrial Fuel Use before CCS[pulp paper and printing 17T18,hard coal if] | BIFUbC BAU Industrial Fuel Use before CCS | pulp paper and printing 17T18 | hard coal if |  |  | 0 | 0 | 0 | 0 | 0 | 0 | 0 | 0 | 0 | 0 | 0 | 0 | 0 | 0 | 0 | 0 | 0 | 0 | 0 | 0 | 0 | 0 | 0 | 0 | 0 | 0 | 0 | 0 | 0 | 0 | 0
BIFUbC BAU Industrial Fuel Use before CCS[pulp paper and printing 17T18,natural gas if] | BIFUbC BAU Industrial Fuel Use before CCS | pulp paper and printing 17T18 | natural gas if |  |  | 12535400000000 | 12514400000000 | 12717000000000 | 12986600000000 | 13249900000000 | 13478400000000 | 13603000000000 | 13665700000000 | 13680200000000 | 13693200000000 | 13729700000000 | 13780600000000 | 13795800000000 | 13829900000000 | 13904500000000 | 14008600000000 | 14083000000000 | 14165600000000 | 14279900000000 | 14371500000000 | 14436700000000 | 14544900000000 | 14724900000000 | 14910500000000 | 15047200000000 | 15176000000000 | 15356100000000 | 15514500000000 | 15673000000000 | 15831400000000 | 15989900000000
BIFUbC BAU Industrial Fuel Use before CCS[pulp paper and printing 17T18,biomass if] | BIFUbC BAU Industrial Fuel Use before CCS | pulp paper and printing 17T18 | biomass if |  |  | 5098060000000 | 5098060000000 | 5098060000000 | 5098060000000 | 5098060000000 | 5098060000000 | 5098060000000 | 5098060000000 | 5098060000000 | 5098060000000 | 5098060000000 | 5098060000000 | 5098060000000 | 5098060000000 | 5098060000000 | 5098060000000 | 5098060000000 | 5098060000000 | 5098060000000 | 5098060000000 | 5098060000000 | 5098060000000 | 5098060000000 | 5098060000000 | 5098060000000 | 5098060000000 | 5098060000000 | 5098060000000 | 5098060000000 | 5098060000000 | 5098060000000
BIFUbC BAU Industrial Fuel Use before CCS[pulp paper and printing 17T18,petroleum diesel if] | BIFUbC BAU Industrial Fuel Use before CCS | pulp paper and printing 17T18 | petroleum diesel if |  |  | 0 | 0 | 0 | 0 | 0 | 0 | 0 | 0 | 0 | 0 | 0 | 0 | 0 | 0 | 0 | 0 | 0 | 0 | 0 | 0 | 0 | 0 | 0 | 0 | 0 | 0 | 0 | 0 | 0 | 0 | 0
BIFUbC BAU Industrial Fuel Use before CCS[pulp paper and printing 17T18,heat if] | BIFUbC BAU Industrial Fuel Use before CCS | pulp paper and printing 17T18 | heat if |  |  | 0 | 0 | 0 | 0 | 0 | 0 | 0 | 0 | 0 | 0 | 0 | 0 | 0 | 0 | 0 | 0 | 0 | 0 | 0 | 0 | 0 | 0 | 0 | 0 | 0 | 0 | 0 | 0 | 0 | 0 | 0
BIFUbC BAU Industrial Fuel Use before CCS[pulp paper and printing 17T18,crude oil if] | BIFUbC BAU Industrial Fuel Use before CCS | pulp paper and printing 17T18 | crude oil if |  |  | 0 | 0 | 0 | 0 | 0 | 0 | 0 | 0 | 0 | 0 | 0 | 0 | 0 | 0 | 0 | 0 | 0 | 0 | 0 | 0 | 0 | 0 | 0 | 0 | 0 | 0 | 0 | 0 | 0 | 0 | 0
BIFUbC BAU Industrial Fuel Use before CCS[pulp paper and printing 17T18,heavy or residual fuel oil if] | BIFUbC BAU Industrial Fuel Use before CCS | pulp paper and printing 17T18 | heavy or residual fuel oil if |  |  | 0 | 0 | 0 | 0 | 0 | 0 | 0 | 0 | 0 | 0 | 0 | 0 | 0 | 0 | 0 | 0 | 0 | 0 | 0 | 0 | 0 | 0 | 0 | 0 | 0 | 0 | 0 | 0 | 0 | 0 | 0
BIFUbC BAU Industrial Fuel Use before CCS[pulp paper and printing 17T18,LPG propane or butane if] | BIFUbC BAU Industrial Fuel Use before CCS | pulp paper and printing 17T18 | LPG propane or butane if |  |  | 0 | 0 | 0 | 0 | 0 | 0 | 0 | 0 | 0 | 0 | 0 | 0 | 0 | 0 | 0 | 0 | 0 | 0 | 0 | 0 | 0 | 0 | 0 | 0 | 0 | 0 | 0 | 0 | 0 | 0 | 0
BIFUbC BAU Industrial Fuel Use before CCS[pulp paper and printing 17T18,hydrogen if] | BIFUbC BAU Industrial Fuel Use before CCS | pulp paper and printing 17T18 | hydrogen if |  |  | 0 | 0 | 0 | 0 | 0 | 0 | 0 | 0 | 0 | 0 | 0 | 0 | 0 | 0 | 0 | 0 | 0 | 0 | 0 | 0 | 0 | 0 | 0 | 0 | 0 | 0 | 0 | 0 | 0 | 0 | 0
BIFUbC BAU Industrial Fuel Use before CCS[refined petroleum and coke 19,electricity if] | BIFUbC BAU Industrial Fuel Use before CCS | refined petroleum and coke 19 | electricity if |  |  | 15500000000000 | 16600000000000 | 15500000000000 | 15800000000000 | 15600000000000 | 15500000000000 | 15100000000000 | 15000000000000 | 14400000000000 | 14100000000000 | 13800000000000 | 13600000000000 | 13200000000000 | 13100000000000 | 12700000000000 | 12500000000000 | 12500000000000 | 12200000000000 | 12000000000000 | 12000000000000 | 11900000000000 | 11800000000000 | 11700000000000 | 11600000000000 | 11600000000000 | 11500000000000 | 11400000000000 | 11400000000000 | 11300000000000 | 11300000000000 | 11200000000000
BIFUbC BAU Industrial Fuel Use before CCS[refined petroleum and coke 19,hard coal if] | BIFUbC BAU Industrial Fuel Use before CCS | refined petroleum and coke 19 | hard coal if |  |  | 58081200000000 | 58081200000000 | 58081200000000 | 58081200000000 | 58081200000000 | 58081200000000 | 58081200000000 | 58081200000000 | 58081200000000 | 58081200000000 | 58081200000000 | 58081200000000 | 58081200000000 | 58081200000000 | 58081200000000 | 58081200000000 | 58081200000000 | 58081200000000 | 58081200000000 | 58081200000000 | 58081200000000 | 58081200000000 | 58081200000000 | 58081200000000 | 58081200000000 | 40220300000000 | 43792500000000 | 40220300000000 | 36648100000000 | 33075900000000 | 29503800000000
BIFUbC BAU Industrial Fuel Use before CCS[refined petroleum and coke 19,natural gas if] | BIFUbC BAU Industrial Fuel Use before CCS | refined petroleum and coke 19 | natural gas if |  |  | 127518000000000 | 136318000000000 | 127548000000000 | 129987000000000 | 128840000000000 | 127521000000000 | 124692000000000 | 123900000000000 | 118914000000000 | 116251000000000 | 113639000000000 | 111699000000000 | 108732000000000 | 108074000000000 | 104611000000000 | 102562000000000 | 102919000000000 | 100122000000000 | 98805000000000 | 98528600000000 | 98198800000000 | 96802000000000 | 96149600000000 | 95703500000000 | 95392900000000 | 94687900000000 | 94251700000000 | 93753300000000 | 93254800000000 | 92756300000000 | 92257800000000
BIFUbC BAU Industrial Fuel Use before CCS[refined petroleum and coke 19,biomass if] | BIFUbC BAU Industrial Fuel Use before CCS | refined petroleum and coke 19 | biomass if |  |  | 0 | 0 | 0 | 0 | 0 | 0 | 0 | 0 | 0 | 0 | 0 | 0 | 0 | 0 | 0 | 0 | 0 | 0 | 0 | 0 | 0 | 0 | 0 | 0 | 0 | 0 | 0 | 0 | 0 | 0 | 0
BIFUbC BAU Industrial Fuel Use before CCS[refined petroleum and coke 19,petroleum diesel if] | BIFUbC BAU Industrial Fuel Use before CCS | refined petroleum and coke 19 | petroleum diesel if |  |  | 82148400000 | 88070800000 | 82621200000 | 84412400000 | 83877800000 | 83226500000 | 81582700000 | 81265700000 | 78188700000 | 76626100000 | 75088300000 | 73987300000 | 72198200000 | 71936000000 | 69800000000 | 68598800000 | 69003700000 | 67289900000 | 66564100000 | 66536600000 | 66472000000 | 65682200000 | 65394100000 | 65244400000 | 65185800000 | 64856000000 | 64714300000 | 64528300000 | 64342200000 | 64156100000 | 63970100000
BIFUbC BAU Industrial Fuel Use before CCS[refined petroleum and coke 19,heat if] | BIFUbC BAU Industrial Fuel Use before CCS | refined petroleum and coke 19 | heat if |  |  | 0 | 0 | 0 | 0 | 0 | 0 | 0 | 0 | 0 | 0 | 0 | 0 | 0 | 0 | 0 | 0 | 0 | 0 | 0 | 0 | 0 | 0 | 0 | 0 | 0 | 0 | 0 | 0 | 0 | 0 | 0
BIFUbC BAU Industrial Fuel Use before CCS[refined petroleum and coke 19,crude oil if] | BIFUbC BAU Industrial Fuel Use before CCS | refined petroleum and coke 19 | crude oil if |  |  | 2680000000000000 | 3410000000000000 | 3410000000000000 | 3410000000000000 | 3410000000000000 | 3410000000000000 | 3410000000000000 | 3410000000000000 | 3410000000000000 | 3410000000000000 | 3410000000000000 | 3410000000000000 | 3410000000000000 | 3410000000000000 | 3410000000000000 | 3410000000000000 | 3410000000000000 | 3410000000000000 | 3410000000000000 | 3410000000000000 | 3410000000000000 | 3410000000000000 | 3410000000000000 | 3410000000000000 | 3410000000000000 | 3410000000000000 | 3410000000000000 | 3410000000000000 | 3410000000000000 | 3410000000000000 | 3410000000000000
BIFUbC BAU Industrial Fuel Use before CCS[refined petroleum and coke 19,heavy or residual fuel oil if] | BIFUbC BAU Industrial Fuel Use before CCS | refined petroleum and coke 19 | heavy or residual fuel oil if |  |  | 2858100000000 | 3064150000000 | 2874550000000 | 2936870000000 | 2918270000000 | 2895610000000 | 2838420000000 | 2827390000000 | 2720330000000 | 2665970000000 | 2612460000000 | 2574160000000 | 2511910000000 | 2502790000000 | 2428480000000 | 2386680000000 | 2400770000000 | 2341140000000 | 2315890000000 | 2314940000000 | 2312690000000 | 2285210000000 | 2275180000000 | 2269980000000 | 2267940000000 | 2256460000000 | 2251540000000 | 2245060000000 | 2238590000000 | 2232110000000 | 2225640000000
BIFUbC BAU Industrial Fuel Use before CCS[refined petroleum and coke 19,LPG propane or butane if] | BIFUbC BAU Industrial Fuel Use before CCS | refined petroleum and coke 19 | LPG propane or butane if |  |  | 35652500000 | 38222800000 | 35857700000 | 36635100000 | 36403100000 | 36120400000 | 35407000000 | 35269400000 | 33934000000 | 33255800000 | 32588400000 | 32110600000 | 31334100000 | 31220300000 | 30293300000 | 29772000000 | 29947700000 | 29203900000 | 28888900000 | 28877000000 | 28848900000 | 28506100000 | 28381100000 | 28316200000 | 28290700000 | 28147600000 | 28086100000 | 28005300000 | 27924600000 | 27843800000 | 27763100000
BIFUbC BAU Industrial Fuel Use before CCS[refined petroleum and coke 19,hydrogen if] | BIFUbC BAU Industrial Fuel Use before CCS | refined petroleum and coke 19 | hydrogen if |  |  | 0 | 0 | 0 | 0 | 0 | 0 | 0 | 0 | 0 | 0 | 0 | 0 | 0 | 0 | 0 | 0 | 0 | 0 | 0 | 0 | 0 | 0 | 0 | 0 | 0 | 0 | 0 | 0 | 0 | 0 | 0
BIFUbC BAU Industrial Fuel Use before CCS[chemicals 20,electricity if] | BIFUbC BAU Industrial Fuel Use before CCS | chemicals 20 | electricity if |  |  | 6060000000000 | 6030000000000 | 6360000000000 | 6490000000000 | 6620000000000 | 6740000000000 | 6800000000000 | 6830000000000 | 6840000000000 | 6850000000000 | 6860000000000 | 6890000000000 | 6900000000000 | 6910000000000 | 6950000000000 | 7000000000000 | 7040000000000 | 7080000000000 | 7140000000000 | 7180000000000 | 7220000000000 | 7270000000000 | 7360000000000 | 7450000000000 | 7520000000000 | 7590000000000 | 7680000000000 | 7760000000000 | 7840000000000 | 7910000000000 | 7990000000000
BIFUbC BAU Industrial Fuel Use before CCS[chemicals 20,hard coal if] | BIFUbC BAU Industrial Fuel Use before CCS | chemicals 20 | hard coal if |  |  | 0 | 0 | 0 | 0 | 0 | 0 | 0 | 0 | 0 | 0 | 0 | 0 | 0 | 0 | 0 | 0 | 0 | 0 | 0 | 0 | 0 | 0 | 0 | 0 | 0 | 0 | 0 | 0 | 0 | 0 | 0
BIFUbC BAU Industrial Fuel Use before CCS[chemicals 20,natural gas if] | BIFUbC BAU Industrial Fuel Use before CCS | chemicals 20 | natural gas if |  |  | 136589000000000 | 136359000000000 | 138567000000000 | 141505000000000 | 144373000000000 | 146863000000000 | 148221000000000 | 148904000000000 | 149062000000000 | 149204000000000 | 149602000000000 | 150156000000000 | 150321000000000 | 150693000000000 | 151507000000000 | 152641000000000 | 153451000000000 | 154351000000000 | 155597000000000 | 156595000000000 | 157305000000000 | 158484000000000 | 160445000000000 | 162468000000000 | 163957000000000 | 165361000000000 | 167323000000000 | 169049000000000 | 170776000000000 | 172502000000000 | 174229000000000
BIFUbC BAU Industrial Fuel Use before CCS[chemicals 20,biomass if] | BIFUbC BAU Industrial Fuel Use before CCS | chemicals 20 | biomass if |  |  | 0 | 0 | 0 | 0 | 0 | 0 | 0 | 0 | 0 | 0 | 0 | 0 | 0 | 0 | 0 | 0 | 0 | 0 | 0 | 0 | 0 | 0 | 0 | 0 | 0 | 0 | 0 | 0 | 0 | 0 | 0
BIFUbC BAU Industrial Fuel Use before CCS[chemicals 20,petroleum diesel if] | BIFUbC BAU Industrial Fuel Use before CCS | chemicals 20 | petroleum diesel if |  |  | 0 | 0 | 0 | 0 | 0 | 0 | 0 | 0 | 0 | 0 | 0 | 0 | 0 | 0 | 0 | 0 | 0 | 0 | 0 | 0 | 0 | 0 | 0 | 0 | 0 | 0 | 0 | 0 | 0 | 0 | 0
BIFUbC BAU Industrial Fuel Use before CCS[chemicals 20,heat if] | BIFUbC BAU Industrial Fuel Use before CCS | chemicals 20 | heat if |  |  | 0 | 0 | 0 | 0 | 0 | 0 | 0 | 0 | 0 | 0 | 0 | 0 | 0 | 0 | 0 | 0 | 0 | 0 | 0 | 0 | 0 | 0 | 0 | 0 | 0 | 0 | 0 | 0 | 0 | 0 | 0
BIFUbC BAU Industrial Fuel Use before CCS[chemicals 20,crude oil if] | BIFUbC BAU Industrial Fuel Use before CCS | chemicals 20 | crude oil if |  |  | 0 | 0 | 0 | 0 | 0 | 0 | 0 | 0 | 0 | 0 | 0 | 0 | 0 | 0 | 0 | 0 | 0 | 0 | 0 | 0 | 0 | 0 | 0 | 0 | 0 | 0 | 0 | 0 | 0 | 0 | 0
BIFUbC BAU Industrial Fuel Use before CCS[chemicals 20,heavy or residual fuel oil if] | BIFUbC BAU Industrial Fuel Use before CCS | chemicals 20 | heavy or residual fuel oil if |  |  | 0 | 0 | 0 | 0 | 0 | 0 | 0 | 0 | 0 | 0 | 0 | 0 | 0 | 0 | 0 | 0 | 0 | 0 | 0 | 0 | 0 | 0 | 0 | 0 | 0 | 0 | 0 | 0 | 0 | 0 | 0
BIFUbC BAU Industrial Fuel Use before CCS[chemicals 20,LPG propane or butane if] | BIFUbC BAU Industrial Fuel Use before CCS | chemicals 20 | LPG propane or butane if |  |  | 0 | 0 | 0 | 0 | 0 | 0 | 0 | 0 | 0 | 0 | 0 | 0 | 0 | 0 | 0 | 0 | 0 | 0 | 0 | 0 | 0 | 0 | 0 | 0 | 0 | 0 | 0 | 0 | 0 | 0 | 0
BIFUbC BAU Industrial Fuel Use before CCS[chemicals 20,hydrogen if] | BIFUbC BAU Industrial Fuel Use before CCS | chemicals 20 | hydrogen if |  |  | 0 | 0 | 0 | 0 | 0 | 0 | 0 | 0 | 0 | 0 | 0 | 0 | 0 | 0 | 0 | 0 | 0 | 0 | 0 | 0 | 0 | 0 | 0 | 0 | 0 | 0 | 0 | 0 | 0 | 0 | 0
BIFUbC BAU Industrial Fuel Use before CCS[rubber and plastic products 22,electricity if] | BIFUbC BAU Industrial Fuel Use before CCS | rubber and plastic products 22 | electricity if |  |  | 4360000000000 | 4330000000000 | 4570000000000 | 4670000000000 | 4760000000000 | 4840000000000 | 4890000000000 | 4910000000000 | 4910000000000 | 4920000000000 | 4930000000000 | 4950000000000 | 4960000000000 | 4970000000000 | 5000000000000 | 5030000000000 | 5060000000000 | 5090000000000 | 5130000000000 | 5160000000000 | 5190000000000 | 5230000000000 | 5290000000000 | 5360000000000 | 5410000000000 | 5450000000000 | 5520000000000 | 5570000000000 | 5630000000000 | 5690000000000 | 5740000000000
BIFUbC BAU Industrial Fuel Use before CCS[rubber and plastic products 22,hard coal if] | BIFUbC BAU Industrial Fuel Use before CCS | rubber and plastic products 22 | hard coal if |  |  | 0 | 0 | 0 | 0 | 0 | 0 | 0 | 0 | 0 | 0 | 0 | 0 | 0 | 0 | 0 | 0 | 0 | 0 | 0 | 0 | 0 | 0 | 0 | 0 | 0 | 0 | 0 | 0 | 0 | 0 | 0
BIFUbC BAU Industrial Fuel Use before CCS[rubber and plastic products 22,natural gas if] | BIFUbC BAU Industrial Fuel Use before CCS | rubber and plastic products 22 | natural gas if |  |  | 1638690000000 | 1635940000000 | 1662420000000 | 1697670000000 | 1732080000000 | 1761960000000 | 1778240000000 | 1786440000000 | 1788330000000 | 1790040000000 | 1794810000000 | 1801460000000 | 1803440000000 | 1807910000000 | 1817670000000 | 1831270000000 | 1841000000000 | 1851790000000 | 1866730000000 | 1878710000000 | 1887230000000 | 1901370000000 | 1924900000000 | 1949170000000 | 1967030000000 | 1983880000000 | 2007410000000 | 2028130000000 | 2048840000000 | 2069560000000 | 2090270000000
BIFUbC BAU Industrial Fuel Use before CCS[rubber and plastic products 22,biomass if] | BIFUbC BAU Industrial Fuel Use before CCS | rubber and plastic products 22 | biomass if |  |  | 0 | 0 | 0 | 0 | 0 | 0 | 0 | 0 | 0 | 0 | 0 | 0 | 0 | 0 | 0 | 0 | 0 | 0 | 0 | 0 | 0 | 0 | 0 | 0 | 0 | 0 | 0 | 0 | 0 | 0 | 0
BIFUbC BAU Industrial Fuel Use before CCS[rubber and plastic products 22,petroleum diesel if] | BIFUbC BAU Industrial Fuel Use before CCS | rubber and plastic products 22 | petroleum diesel if |  |  | 0 | 0 | 0 | 0 | 0 | 0 | 0 | 0 | 0 | 0 | 0 | 0 | 0 | 0 | 0 | 0 | 0 | 0 | 0 | 0 | 0 | 0 | 0 | 0 | 0 | 0 | 0 | 0 | 0 | 0 | 0
BIFUbC BAU Industrial Fuel Use before CCS[rubber and plastic products 22,heat if] | BIFUbC BAU Industrial Fuel Use before CCS | rubber and plastic products 22 | heat if |  |  | 0 | 0 | 0 | 0 | 0 | 0 | 0 | 0 | 0 | 0 | 0 | 0 | 0 | 0 | 0 | 0 | 0 | 0 | 0 | 0 | 0 | 0 | 0 | 0 | 0 | 0 | 0 | 0 | 0 | 0 | 0
BIFUbC BAU Industrial Fuel Use before CCS[rubber and plastic products 22,crude oil if] | BIFUbC BAU Industrial Fuel Use before CCS | rubber and plastic products 22 | crude oil if |  |  | 0 | 0 | 0 | 0 | 0 | 0 | 0 | 0 | 0 | 0 | 0 | 0 | 0 | 0 | 0 | 0 | 0 | 0 | 0 | 0 | 0 | 0 | 0 | 0 | 0 | 0 | 0 | 0 | 0 | 0 | 0
BIFUbC BAU Industrial Fuel Use before CCS[rubber and plastic products 22,heavy or residual fuel oil if] | BIFUbC BAU Industrial Fuel Use before CCS | rubber and plastic products 22 | heavy or residual fuel oil if |  |  | 0 | 0 | 0 | 0 | 0 | 0 | 0 | 0 | 0 | 0 | 0 | 0 | 0 | 0 | 0 | 0 | 0 | 0 | 0 | 0 | 0 | 0 | 0 | 0 | 0 | 0 | 0 | 0 | 0 | 0 | 0
BIFUbC BAU Industrial Fuel Use before CCS[rubber and plastic products 22,LPG propane or butane if] | BIFUbC BAU Industrial Fuel Use before CCS | rubber and plastic products 22 | LPG propane or butane if |  |  | 0 | 0 | 0 | 0 | 0 | 0 | 0 | 0 | 0 | 0 | 0 | 0 | 0 | 0 | 0 | 0 | 0 | 0 | 0 | 0 | 0 | 0 | 0 | 0 | 0 | 0 | 0 | 0 | 0 | 0 | 0
BIFUbC BAU Industrial Fuel Use before CCS[rubber and plastic products 22,hydrogen if] | BIFUbC BAU Industrial Fuel Use before CCS | rubber and plastic products 22 | hydrogen if |  |  | 0 | 0 | 0 | 0 | 0 | 0 | 0 | 0 | 0 | 0 | 0 | 0 | 0 | 0 | 0 | 0 | 0 | 0 | 0 | 0 | 0 | 0 | 0 | 0 | 0 | 0 | 0 | 0 | 0 | 0 | 0
BIFUbC BAU Industrial Fuel Use before CCS[glass and glass products 231,electricity if] | BIFUbC BAU Industrial Fuel Use before CCS | glass and glass products 231 | electricity if |  |  | 8240000000000 | 8200000000000 | 8640000000000 | 8830000000000 | 9000000000000 | 9160000000000 | 9240000000000 | 9290000000000 | 9300000000000 | 9310000000000 | 9330000000000 | 9370000000000 | 9380000000000 | 9400000000000 | 9450000000000 | 9520000000000 | 9570000000000 | 9630000000000 | 9700000000000 | 9770000000000 | 9810000000000 | 9890000000000 | 10000000000000 | 10100000000000 | 10200000000000 | 10300000000000 | 10400000000000 | 10500000000000 | 10700000000000 | 10800000000000 | 10900000000000
BIFUbC BAU Industrial Fuel Use before CCS[glass and glass products 231,hard coal if] | BIFUbC BAU Industrial Fuel Use before CCS | glass and glass products 231 | hard coal if |  |  | 0 | 0 | 0 | 0 | 0 | 0 | 0 | 0 | 0 | 0 | 0 | 0 | 0 | 0 | 0 | 0 | 0 | 0 | 0 | 0 | 0 | 0 | 0 | 0 | 0 | 0 | 0 | 0 | 0 | 0 | 0
BIFUbC BAU Industrial Fuel Use before CCS[glass and glass products 231,natural gas if] | BIFUbC BAU Industrial Fuel Use before CCS | glass and glass products 231 | natural gas if |  |  | 13693700000000 | 13670700000000 | 13892000000000 | 14186600000000 | 14474200000000 | 14723800000000 | 14859900000000 | 14928400000000 | 14944200000000 | 14958500000000 | 14998300000000 | 15053900000000 | 15070500000000 | 15107800000000 | 15189300000000 | 15303100000000 | 15384300000000 | 15474500000000 | 15599400000000 | 15699500000000 | 15770600000000 | 15888800000000 | 16085500000000 | 16288300000000 | 16437500000000 | 16578300000000 | 16775000000000 | 16948100000000 | 17121200000000 | 17294300000000 | 17467400000000
BIFUbC BAU Industrial Fuel Use before CCS[glass and glass products 231,biomass if] | BIFUbC BAU Industrial Fuel Use before CCS | glass and glass products 231 | biomass if |  |  | 0 | 0 | 0 | 0 | 0 | 0 | 0 | 0 | 0 | 0 | 0 | 0 | 0 | 0 | 0 | 0 | 0 | 0 | 0 | 0 | 0 | 0 | 0 | 0 | 0 | 0 | 0 | 0 | 0 | 0 | 0
BIFUbC BAU Industrial Fuel Use before CCS[glass and glass products 231,petroleum diesel if] | BIFUbC BAU Industrial Fuel Use before CCS | glass and glass products 231 | petroleum diesel if |  |  | 0 | 0 | 0 | 0 | 0 | 0 | 0 | 0 | 0 | 0 | 0 | 0 | 0 | 0 | 0 | 0 | 0 | 0 | 0 | 0 | 0 | 0 | 0 | 0 | 0 | 0 | 0 | 0 | 0 | 0 | 0
BIFUbC BAU Industrial Fuel Use before CCS[glass and glass products 231,heat if] | BIFUbC BAU Industrial Fuel Use before CCS | glass and glass products 231 | heat if |  |  | 0 | 0 | 0 | 0 | 0 | 0 | 0 | 0 | 0 | 0 | 0 | 0 | 0 | 0 | 0 | 0 | 0 | 0 | 0 | 0 | 0 | 0 | 0 | 0 | 0 | 0 | 0 | 0 | 0 | 0 | 0
BIFUbC BAU Industrial Fuel Use before CCS[glass and glass products 231,crude oil if] | BIFUbC BAU Industrial Fuel Use before CCS | glass and glass products 231 | crude oil if |  |  | 0 | 0 | 0 | 0 | 0 | 0 | 0 | 0 | 0 | 0 | 0 | 0 | 0 | 0 | 0 | 0 | 0 | 0 | 0 | 0 | 0 | 0 | 0 | 0 | 0 | 0 | 0 | 0 | 0 | 0 | 0
BIFUbC BAU Industrial Fuel Use before CCS[glass and glass products 231,heavy or residual fuel oil if] | BIFUbC BAU Industrial Fuel Use before CCS | glass and glass products 231 | heavy or residual fuel oil if |  |  | 0 | 0 | 0 | 0 | 0 | 0 | 0 | 0 | 0 | 0 | 0 | 0 | 0 | 0 | 0 | 0 | 0 | 0 | 0 | 0 | 0 | 0 | 0 | 0 | 0 | 0 | 0 | 0 | 0 | 0 | 0
BIFUbC BAU Industrial Fuel Use before CCS[glass and glass products 231,LPG propane or butane if] | BIFUbC BAU Industrial Fuel Use before CCS | glass and glass products 231 | LPG propane or butane if |  |  | 0 | 0 | 0 | 0 | 0 | 0 | 0 | 0 | 0 | 0 | 0 | 0 | 0 | 0 | 0 | 0 | 0 | 0 | 0 | 0 | 0 | 0 | 0 | 0 | 0 | 0 | 0 | 0 | 0 | 0 | 0
BIFUbC BAU Industrial Fuel Use before CCS[glass and glass products 231,hydrogen if] | BIFUbC BAU Industrial Fuel Use before CCS | glass and glass products 231 | hydrogen if |  |  | 0 | 0 | 0 | 0 | 0 | 0 | 0 | 0 | 0 | 0 | 0 | 0 | 0 | 0 | 0 | 0 | 0 | 0 | 0 | 0 | 0 | 0 | 0 | 0 | 0 | 0 | 0 | 0 | 0 | 0 | 0
BIFUbC BAU Industrial Fuel Use before CCS[cement and other nonmetallic minerals 239,electricity if] | BIFUbC BAU Industrial Fuel Use before CCS | cement and other nonmetallic minerals 239 | electricity if |  |  | 10200000000000 | 10100000000000 | 10700000000000 | 10900000000000 | 11100000000000 | 11300000000000 | 11400000000000 | 11400000000000 | 11500000000000 | 11500000000000 | 11500000000000 | 11500000000000 | 11600000000000 | 11600000000000 | 11600000000000 | 11700000000000 | 11800000000000 | 11900000000000 | 12000000000000 | 12000000000000 | 12100000000000 | 12200000000000 | 12300000000000 | 12500000000000 | 12600000000000 | 12700000000000 | 12900000000000 | 13000000000000 | 13100000000000 | 13300000000000 | 13400000000000
BIFUbC BAU Industrial Fuel Use before CCS[cement and other nonmetallic minerals 239,hard coal if] | BIFUbC BAU Industrial Fuel Use before CCS | cement and other nonmetallic minerals 239 | hard coal if |  |  | 35775800000000 | 34877000000000 | 33978200000000 | 33079400000000 | 32180600000000 | 31281800000000 | 30383000000000 | 29484200000000 | 28585400000000 | 27686600000000 | 26787800000000 | 25888900000000 | 24990100000000 | 24091300000000 | 23192500000000 | 22293700000000 | 22293700000000 | 22293700000000 | 22293700000000 | 22293700000000 | 22293700000000 | 22293700000000 | 22293700000000 | 22293700000000 | 22293700000000 | 22293700000000 | 22293700000000 | 22293700000000 | 22293700000000 | 22293700000000 | 22293700000000
BIFUbC BAU Industrial Fuel Use before CCS[cement and other nonmetallic minerals 239,natural gas if] | BIFUbC BAU Industrial Fuel Use before CCS | cement and other nonmetallic minerals 239 | natural gas if |  |  | 4658520000000 | 4556690000000 | 4454860000000 | 4353040000000 | 4251210000000 | 4149390000000 | 4047560000000 | 3945730000000 | 3843910000000 | 3742080000000 | 3640260000000 | 3538430000000 | 3436600000000 | 3334780000000 | 3232950000000 | 3131130000000 | 3131130000000 | 3131130000000 | 3131130000000 | 3131130000000 | 3131130000000 | 3131130000000 | 3131130000000 | 3131130000000 | 3131130000000 | 3131130000000 | 3131130000000 | 3131130000000 | 3131130000000 | 3131130000000 | 3131130000000
BIFUbC BAU Industrial Fuel Use before CCS[cement and other nonmetallic minerals 239,biomass if] | BIFUbC BAU Industrial Fuel Use before CCS | cement and other nonmetallic minerals 239 | biomass if |  |  | 1504830000000 | 1464700000000 | 1424570000000 | 1384440000000 | 1344310000000 | 1304180000000 | 1264050000000 | 1223930000000 | 1183800000000 | 1143670000000 | 1103540000000 | 1063410000000 | 1023280000000 | 983153000000 | 943024000000 | 902896000000 | 902896000000 | 902896000000 | 902896000000 | 902896000000 | 902896000000 | 902896000000 | 902896000000 | 902896000000 | 902896000000 | 902896000000 | 902896000000 | 902896000000 | 902896000000 | 902896000000 | 902896000000
BIFUbC BAU Industrial Fuel Use before CCS[cement and other nonmetallic minerals 239,petroleum diesel if] | BIFUbC BAU Industrial Fuel Use before CCS | cement and other nonmetallic minerals 239 | petroleum diesel if |  |  | 1732270000000 | 1698400000000 | 1664530000000 | 1630660000000 | 1596790000000 | 1562920000000 | 1529050000000 | 1495180000000 | 1461310000000 | 1427440000000 | 1393570000000 | 1359700000000 | 1325830000000 | 1291960000000 | 1258090000000 | 1224220000000 | 1224220000000 | 1224220000000 | 1224220000000 | 1224220000000 | 1224220000000 | 1224220000000 | 1224220000000 | 1224220000000 | 1224220000000 | 1224220000000 | 1224220000000 | 1224220000000 | 1224220000000 | 1224220000000 | 1224220000000
BIFUbC BAU Industrial Fuel Use before CCS[cement and other nonmetallic minerals 239,heat if] | BIFUbC BAU Industrial Fuel Use before CCS | cement and other nonmetallic minerals 239 | heat if |  |  | 0 | 0 | 0 | 0 | 0 | 0 | 0 | 0 | 0 | 0 | 0 | 0 | 0 | 0 | 0 | 0 | 0 | 0 | 0 | 0 | 0 | 0 | 0 | 0 | 0 | 0 | 0 | 0 | 0 | 0 | 0
BIFUbC BAU Industrial Fuel Use before CCS[cement and other nonmetallic minerals 239,crude oil if] | BIFUbC BAU Industrial Fuel Use before CCS | cement and other nonmetallic minerals 239 | crude oil if |  |  | 0 | 0 | 0 | 0 | 0 | 0 | 0 | 0 | 0 | 0 | 0 | 0 | 0 | 0 | 0 | 0 | 0 | 0 | 0 | 0 | 0 | 0 | 0 | 0 | 0 | 0 | 0 | 0 | 0 | 0 | 0
BIFUbC BAU Industrial Fuel Use before CCS[cement and other nonmetallic minerals 239,heavy or residual fuel oil if] | BIFUbC BAU Industrial Fuel Use before CCS | cement and other nonmetallic minerals 239 | heavy or residual fuel oil if |  |  | 0 | 0 | 0 | 0 | 0 | 0 | 0 | 0 | 0 | 0 | 0 | 0 | 0 | 0 | 0 | 0 | 0 | 0 | 0 | 0 | 0 | 0 | 0 | 0 | 0 | 0 | 0 | 0 | 0 | 0 | 0
BIFUbC BAU Industrial Fuel Use before CCS[cement and other nonmetallic minerals 239,LPG propane or butane if] | BIFUbC BAU Industrial Fuel Use before CCS | cement and other nonmetallic minerals 239 | LPG propane or butane if |  |  | 491459000 | 481214000 | 470970000 | 460726000 | 450481000 | 440237000 | 429992000 | 419748000 | 409504000 | 399259000 | 389015000 | 378770000 | 368526000 | 358282000 | 348037000 | 337793000 | 337793000 | 337793000 | 337793000 | 337793000 | 337793000 | 337793000 | 337793000 | 337793000 | 337793000 | 337793000 | 337793000 | 337793000 | 337793000 | 337793000 | 337793000
BIFUbC BAU Industrial Fuel Use before CCS[cement and other nonmetallic minerals 239,hydrogen if] | BIFUbC BAU Industrial Fuel Use before CCS | cement and other nonmetallic minerals 239 | hydrogen if |  |  | 0 | 0 | 0 | 0 | 0 | 0 | 0 | 0 | 0 | 0 | 0 | 0 | 0 | 0 | 0 | 0 | 0 | 0 | 0 | 0 | 0 | 0 | 0 | 0 | 0 | 0 | 0 | 0 | 0 | 0 | 0
BIFUbC BAU Industrial Fuel Use before CCS[iron and steel 241,electricity if] | BIFUbC BAU Industrial Fuel Use before CCS | iron and steel 241 | electricity if |  |  | 1830000000000 | 1630000000000 | 1770000000000 | 1780000000000 | 1850000000000 | 1940000000000 | 1940000000000 | 1950000000000 | 1960000000000 | 1970000000000 | 1990000000000 | 2000000000000 | 2000000000000 | 1990000000000 | 1990000000000 | 2000000000000 | 2000000000000 | 2000000000000 | 2030000000000 | 2040000000000 | 2020000000000 | 2040000000000 | 2080000000000 | 2120000000000 | 2130000000000 | 2140000000000 | 2170000000000 | 2190000000000 | 2220000000000 | 2250000000000 | 2300000000000
BIFUbC BAU Industrial Fuel Use before CCS[iron and steel 241,hard coal if] | BIFUbC BAU Industrial Fuel Use before CCS | iron and steel 241 | hard coal if |  |  | 0 | 0 | 0 | 0 | 0 | 0 | 0 | 0 | 0 | 0 | 0 | 0 | 0 | 0 | 0 | 0 | 0 | 0 | 0 | 0 | 0 | 0 | 0 | 0 | 0 | 0 | 0 | 0 | 0 | 0 | 0
BIFUbC BAU Industrial Fuel Use before CCS[iron and steel 241,natural gas if] | BIFUbC BAU Industrial Fuel Use before CCS | iron and steel 241 | natural gas if |  |  | 0 | 0 | 0 | 0 | 0 | 0 | 0 | 0 | 0 | 0 | 0 | 0 | 0 | 0 | 0 | 0 | 0 | 0 | 0 | 0 | 0 | 0 | 0 | 0 | 0 | 0 | 0 | 0 | 0 | 0 | 0
BIFUbC BAU Industrial Fuel Use before CCS[iron and steel 241,biomass if] | BIFUbC BAU Industrial Fuel Use before CCS | iron and steel 241 | biomass if |  |  | 0 | 0 | 0 | 0 | 0 | 0 | 0 | 0 | 0 | 0 | 0 | 0 | 0 | 0 | 0 | 0 | 0 | 0 | 0 | 0 | 0 | 0 | 0 | 0 | 0 | 0 | 0 | 0 | 0 | 0 | 0
BIFUbC BAU Industrial Fuel Use before CCS[iron and steel 241,petroleum diesel if] | BIFUbC BAU Industrial Fuel Use before CCS | iron and steel 241 | petroleum diesel if |  |  | 0 | 0 | 0 | 0 | 0 | 0 | 0 | 0 | 0 | 0 | 0 | 0 | 0 | 0 | 0 | 0 | 0 | 0 | 0 | 0 | 0 | 0 | 0 | 0 | 0 | 0 | 0 | 0 | 0 | 0 | 0
BIFUbC BAU Industrial Fuel Use before CCS[iron and steel 241,heat if] | BIFUbC BAU Industrial Fuel Use before CCS | iron and steel 241 | heat if |  |  | 0 | 0 | 0 | 0 | 0 | 0 | 0 | 0 | 0 | 0 | 0 | 0 | 0 | 0 | 0 | 0 | 0 | 0 | 0 | 0 | 0 | 0 | 0 | 0 | 0 | 0 | 0 | 0 | 0 | 0 | 0
BIFUbC BAU Industrial Fuel Use before CCS[iron and steel 241,crude oil if] | BIFUbC BAU Industrial Fuel Use before CCS | iron and steel 241 | crude oil if |  |  | 0 | 0 | 0 | 0 | 0 | 0 | 0 | 0 | 0 | 0 | 0 | 0 | 0 | 0 | 0 | 0 | 0 | 0 | 0 | 0 | 0 | 0 | 0 | 0 | 0 | 0 | 0 | 0 | 0 | 0 | 0
BIFUbC BAU Industrial Fuel Use before CCS[iron and steel 241,heavy or residual fuel oil if] | BIFUbC BAU Industrial Fuel Use before CCS | iron and steel 241 | heavy or residual fuel oil if |  |  | 0 | 0 | 0 | 0 | 0 | 0 | 0 | 0 | 0 | 0 | 0 | 0 | 0 | 0 | 0 | 0 | 0 | 0 | 0 | 0 | 0 | 0 | 0 | 0 | 0 | 0 | 0 | 0 | 0 | 0 | 0
BIFUbC BAU Industrial Fuel Use before CCS[iron and steel 241,LPG propane or butane if] | BIFUbC BAU Industrial Fuel Use before CCS | iron and steel 241 | LPG propane or butane if |  |  | 0 | 0 | 0 | 0 | 0 | 0 | 0 | 0 | 0 | 0 | 0 | 0 | 0 | 0 | 0 | 0 | 0 | 0 | 0 | 0 | 0 | 0 | 0 | 0 | 0 | 0 | 0 | 0 | 0 | 0 | 0
BIFUbC BAU Industrial Fuel Use before CCS[iron and steel 241,hydrogen if] | BIFUbC BAU Industrial Fuel Use before CCS | iron and steel 241 | hydrogen if |  |  | 0 | 0 | 0 | 0 | 0 | 0 | 0 | 0 | 0 | 0 | 0 | 0 | 0 | 0 | 0 | 0 | 0 | 0 | 0 | 0 | 0 | 0 | 0 | 0 | 0 | 0 | 0 | 0 | 0 | 0 | 0
BIFUbC BAU Industrial Fuel Use before CCS[other metals 242,electricity if] | BIFUbC BAU Industrial Fuel Use before CCS | other metals 242 | electricity if |  |  | 3380000000000 | 3560000000000 | 3690000000000 | 3800000000000 | 3850000000000 | 3860000000000 | 3910000000000 | 3920000000000 | 3920000000000 | 3920000000000 | 3910000000000 | 3920000000000 | 3940000000000 | 3960000000000 | 3990000000000 | 4020000000000 | 4060000000000 | 4080000000000 | 4110000000000 | 4140000000000 | 4180000000000 | 4220000000000 | 4250000000000 | 4290000000000 | 4340000000000 | 4380000000000 | 4430000000000 | 4480000000000 | 4520000000000 | 4550000000000 | 4570000000000
BIFUbC BAU Industrial Fuel Use before CCS[other metals 242,hard coal if] | BIFUbC BAU Industrial Fuel Use before CCS | other metals 242 | hard coal if |  |  | 0 | 0 | 0 | 0 | 0 | 0 | 0 | 0 | 0 | 0 | 0 | 0 | 0 | 0 | 0 | 0 | 0 | 0 | 0 | 0 | 0 | 0 | 0 | 0 | 0 | 0 | 0 | 0 | 0 | 0 | 0
BIFUbC BAU Industrial Fuel Use before CCS[other metals 242,natural gas if] | BIFUbC BAU Industrial Fuel Use before CCS | other metals 242 | natural gas if |  |  | 0 | 0 | 0 | 0 | 0 | 0 | 0 | 0 | 0 | 0 | 0 | 0 | 0 | 0 | 0 | 0 | 0 | 0 | 0 | 0 | 0 | 0 | 0 | 0 | 0 | 0 | 0 | 0 | 0 | 0 | 0
BIFUbC BAU Industrial Fuel Use before CCS[other metals 242,biomass if] | BIFUbC BAU Industrial Fuel Use before CCS | other metals 242 | biomass if |  |  | 0 | 0 | 0 | 0 | 0 | 0 | 0 | 0 | 0 | 0 | 0 | 0 | 0 | 0 | 0 | 0 | 0 | 0 | 0 | 0 | 0 | 0 | 0 | 0 | 0 | 0 | 0 | 0 | 0 | 0 | 0
BIFUbC BAU Industrial Fuel Use before CCS[other metals 242,petroleum diesel if] | BIFUbC BAU Industrial Fuel Use before CCS | other metals 242 | petroleum diesel if |  |  | 0 | 0 | 0 | 0 | 0 | 0 | 0 | 0 | 0 | 0 | 0 | 0 | 0 | 0 | 0 | 0 | 0 | 0 | 0 | 0 | 0 | 0 | 0 | 0 | 0 | 0 | 0 | 0 | 0 | 0 | 0
BIFUbC BAU Industrial Fuel Use before CCS[other metals 242,heat if] | BIFUbC BAU Industrial Fuel Use before CCS | other metals 242 | heat if |  |  | 0 | 0 | 0 | 0 | 0 | 0 | 0 | 0 | 0 | 0 | 0 | 0 | 0 | 0 | 0 | 0 | 0 | 0 | 0 | 0 | 0 | 0 | 0 | 0 | 0 | 0 | 0 | 0 | 0 | 0 | 0
BIFUbC BAU Industrial Fuel Use before CCS[other metals 242,crude oil if] | BIFUbC BAU Industrial Fuel Use before CCS | other metals 242 | crude oil if |  |  | 0 | 0 | 0 | 0 | 0 | 0 | 0 | 0 | 0 | 0 | 0 | 0 | 0 | 0 | 0 | 0 | 0 | 0 | 0 | 0 | 0 | 0 | 0 | 0 | 0 | 0 | 0 | 0 | 0 | 0 | 0
BIFUbC BAU Industrial Fuel Use before CCS[other metals 242,heavy or residual fuel oil if] | BIFUbC BAU Industrial Fuel Use before CCS | other metals 242 | heavy or residual fuel oil if |  |  | 0 | 0 | 0 | 0 | 0 | 0 | 0 | 0 | 0 | 0 | 0 | 0 | 0 | 0 | 0 | 0 | 0 | 0 | 0 | 0 | 0 | 0 | 0 | 0 | 0 | 0 | 0 | 0 | 0 | 0 | 0
BIFUbC BAU Industrial Fuel Use before CCS[other metals 242,LPG propane or butane if] | BIFUbC BAU Industrial Fuel Use before CCS | other metals 242 | LPG propane or butane if |  |  | 0 | 0 | 0 | 0 | 0 | 0 | 0 | 0 | 0 | 0 | 0 | 0 | 0 | 0 | 0 | 0 | 0 | 0 | 0 | 0 | 0 | 0 | 0 | 0 | 0 | 0 | 0 | 0 | 0 | 0 | 0
BIFUbC BAU Industrial Fuel Use before CCS[other metals 242,hydrogen if] | BIFUbC BAU Industrial Fuel Use before CCS | other metals 242 | hydrogen if |  |  | 0 | 0 | 0 | 0 | 0 | 0 | 0 | 0 | 0 | 0 | 0 | 0 | 0 | 0 | 0 | 0 | 0 | 0 | 0 | 0 | 0 | 0 | 0 | 0 | 0 | 0 | 0 | 0 | 0 | 0 | 0
BIFUbC BAU Industrial Fuel Use before CCS[metal products except machinery and vehicles 25,electricity if] | BIFUbC BAU Industrial Fuel Use before CCS | metal products except machinery and vehicles 25 | electricity if |  |  | 0 | 0 | 0 | 0 | 0 | 0 | 0 | 0 | 0 | 0 | 0 | 0 | 0 | 0 | 0 | 0 | 0 | 0 | 0 | 0 | 0 | 0 | 0 | 0 | 0 | 0 | 0 | 0 | 0 | 0 | 0
BIFUbC BAU Industrial Fuel Use before CCS[metal products except machinery and vehicles 25,hard coal if] | BIFUbC BAU Industrial Fuel Use before CCS | metal products except machinery and vehicles 25 | hard coal if |  |  | 0 | 0 | 0 | 0 | 0 | 0 | 0 | 0 | 0 | 0 | 0 | 0 | 0 | 0 | 0 | 0 | 0 | 0 | 0 | 0 | 0 | 0 | 0 | 0 | 0 | 0 | 0 | 0 | 0 | 0 | 0
BIFUbC BAU Industrial Fuel Use before CCS[metal products except machinery and vehicles 25,natural gas if] | BIFUbC BAU Industrial Fuel Use before CCS | metal products except machinery and vehicles 25 | natural gas if |  |  | 7754210000000 | 7741200000000 | 7866500000000 | 8033290000000 | 8196140000000 | 8337500000000 | 8414580000000 | 8453370000000 | 8462330000000 | 8470400000000 | 8492970000000 | 8524440000000 | 8533820000000 | 8554940000000 | 8601120000000 | 8665510000000 | 8711530000000 | 8762580000000 | 8833310000000 | 8890000000000 | 8930280000000 | 8997220000000 | 9108560000000 | 9223400000000 | 9307920000000 | 9387630000000 | 9499000000000 | 9597020000000 | 9695040000000 | 9793050000000 | 9891070000000
BIFUbC BAU Industrial Fuel Use before CCS[metal products except machinery and vehicles 25,biomass if] | BIFUbC BAU Industrial Fuel Use before CCS | metal products except machinery and vehicles 25 | biomass if |  |  | 0 | 0 | 0 | 0 | 0 | 0 | 0 | 0 | 0 | 0 | 0 | 0 | 0 | 0 | 0 | 0 | 0 | 0 | 0 | 0 | 0 | 0 | 0 | 0 | 0 | 0 | 0 | 0 | 0 | 0 | 0
BIFUbC BAU Industrial Fuel Use before CCS[metal products except machinery and vehicles 25,petroleum diesel if] | BIFUbC BAU Industrial Fuel Use before CCS | metal products except machinery and vehicles 25 | petroleum diesel if |  |  | 0 | 0 | 0 | 0 | 0 | 0 | 0 | 0 | 0 | 0 | 0 | 0 | 0 | 0 | 0 | 0 | 0 | 0 | 0 | 0 | 0 | 0 | 0 | 0 | 0 | 0 | 0 | 0 | 0 | 0 | 0
BIFUbC BAU Industrial Fuel Use before CCS[metal products except machinery and vehicles 25,heat if] | BIFUbC BAU Industrial Fuel Use before CCS | metal products except machinery and vehicles 25 | heat if |  |  | 0 | 0 | 0 | 0 | 0 | 0 | 0 | 0 | 0 | 0 | 0 | 0 | 0 | 0 | 0 | 0 | 0 | 0 | 0 | 0 | 0 | 0 | 0 | 0 | 0 | 0 | 0 | 0 | 0 | 0 | 0
BIFUbC BAU Industrial Fuel Use before CCS[metal products except machinery and vehicles 25,crude oil if] | BIFUbC BAU Industrial Fuel Use before CCS | metal products except machinery and vehicles 25 | crude oil if |  |  | 0 | 0 | 0 | 0 | 0 | 0 | 0 | 0 | 0 | 0 | 0 | 0 | 0 | 0 | 0 | 0 | 0 | 0 | 0 | 0 | 0 | 0 | 0 | 0 | 0 | 0 | 0 | 0 | 0 | 0 | 0
BIFUbC BAU Industrial Fuel Use before CCS[metal products except machinery and vehicles 25,heavy or residual fuel oil if] | BIFUbC BAU Industrial Fuel Use before CCS | metal products except machinery and vehicles 25 | heavy or residual fuel oil if |  |  | 0 | 0 | 0 | 0 | 0 | 0 | 0 | 0 | 0 | 0 | 0 | 0 | 0 | 0 | 0 | 0 | 0 | 0 | 0 | 0 | 0 | 0 | 0 | 0 | 0 | 0 | 0 | 0 | 0 | 0 | 0
BIFUbC BAU Industrial Fuel Use before CCS[metal products except machinery and vehicles 25,LPG propane or butane if] | BIFUbC BAU Industrial Fuel Use before CCS | metal products except machinery and vehicles 25 | LPG propane or butane if |  |  | 0 | 0 | 0 | 0 | 0 | 0 | 0 | 0 | 0 | 0 | 0 | 0 | 0 | 0 | 0 | 0 | 0 | 0 | 0 | 0 | 0 | 0 | 0 | 0 | 0 | 0 | 0 | 0 | 0 | 0 | 0
BIFUbC BAU Industrial Fuel Use before CCS[metal products except machinery and vehicles 25,hydrogen if] | BIFUbC BAU Industrial Fuel Use before CCS | metal products except machinery and vehicles 25 | hydrogen if |  |  | 0 | 0 | 0 | 0 | 0 | 0 | 0 | 0 | 0 | 0 | 0 | 0 | 0 | 0 | 0 | 0 | 0 | 0 | 0 | 0 | 0 | 0 | 0 | 0 | 0 | 0 | 0 | 0 | 0 | 0 | 0
BIFUbC BAU Industrial Fuel Use before CCS[computers and electronics 26,electricity if] | BIFUbC BAU Industrial Fuel Use before CCS | computers and electronics 26 | electricity if |  |  | 8500000000000 | 8470000000000 | 8930000000000 | 9120000000000 | 9320000000000 | 9470000000000 | 9560000000000 | 9610000000000 | 9620000000000 | 9630000000000 | 9660000000000 | 9690000000000 | 9700000000000 | 9730000000000 | 9790000000000 | 9860000000000 | 9920000000000 | 9980000000000 | 10100000000000 | 10100000000000 | 10200000000000 | 10200000000000 | 10400000000000 | 10500000000000 | 10600000000000 | 10700000000000 | 10800000000000 | 10900000000000 | 11000000000000 | 11200000000000 | 11300000000000
BIFUbC BAU Industrial Fuel Use before CCS[computers and electronics 26,hard coal if] | BIFUbC BAU Industrial Fuel Use before CCS | computers and electronics 26 | hard coal if |  |  | 0 | 0 | 0 | 0 | 0 | 0 | 0 | 0 | 0 | 0 | 0 | 0 | 0 | 0 | 0 | 0 | 0 | 0 | 0 | 0 | 0 | 0 | 0 | 0 | 0 | 0 | 0 | 0 | 0 | 0 | 0
BIFUbC BAU Industrial Fuel Use before CCS[computers and electronics 26,natural gas if] | BIFUbC BAU Industrial Fuel Use before CCS | computers and electronics 26 | natural gas if |  |  | 400066000000 | 399395000000 | 405859000000 | 414464000000 | 422866000000 | 430160000000 | 434136000000 | 436138000000 | 436600000000 | 437016000000 | 438181000000 | 439805000000 | 440289000000 | 441378000000 | 443761000000 | 447083000000 | 449457000000 | 452091000000 | 455740000000 | 458665000000 | 460743000000 | 464197000000 | 469941000000 | 475866000000 | 480227000000 | 484339000000 | 490085000000 | 495142000000 | 500199000000 | 505257000000 | 510314000000
BIFUbC BAU Industrial Fuel Use before CCS[computers and electronics 26,biomass if] | BIFUbC BAU Industrial Fuel Use before CCS | computers and electronics 26 | biomass if |  |  | 0 | 0 | 0 | 0 | 0 | 0 | 0 | 0 | 0 | 0 | 0 | 0 | 0 | 0 | 0 | 0 | 0 | 0 | 0 | 0 | 0 | 0 | 0 | 0 | 0 | 0 | 0 | 0 | 0 | 0 | 0
BIFUbC BAU Industrial Fuel Use before CCS[computers and electronics 26,petroleum diesel if] | BIFUbC BAU Industrial Fuel Use before CCS | computers and electronics 26 | petroleum diesel if |  |  | 0 | 0 | 0 | 0 | 0 | 0 | 0 | 0 | 0 | 0 | 0 | 0 | 0 | 0 | 0 | 0 | 0 | 0 | 0 | 0 | 0 | 0 | 0 | 0 | 0 | 0 | 0 | 0 | 0 | 0 | 0
BIFUbC BAU Industrial Fuel Use before CCS[computers and electronics 26,heat if] | BIFUbC BAU Industrial Fuel Use before CCS | computers and electronics 26 | heat if |  |  | 0 | 0 | 0 | 0 | 0 | 0 | 0 | 0 | 0 | 0 | 0 | 0 | 0 | 0 | 0 | 0 | 0 | 0 | 0 | 0 | 0 | 0 | 0 | 0 | 0 | 0 | 0 | 0 | 0 | 0 | 0
BIFUbC BAU Industrial Fuel Use before CCS[computers and electronics 26,crude oil if] | BIFUbC BAU Industrial Fuel Use before CCS | computers and electronics 26 | crude oil if |  |  | 0 | 0 | 0 | 0 | 0 | 0 | 0 | 0 | 0 | 0 | 0 | 0 | 0 | 0 | 0 | 0 | 0 | 0 | 0 | 0 | 0 | 0 | 0 | 0 | 0 | 0 | 0 | 0 | 0 | 0 | 0
BIFUbC BAU Industrial Fuel Use before CCS[computers and electronics 26,heavy or residual fuel oil if] | BIFUbC BAU Industrial Fuel Use before CCS | computers and electronics 26 | heavy or residual fuel oil if |  |  | 0 | 0 | 0 | 0 | 0 | 0 | 0 | 0 | 0 | 0 | 0 | 0 | 0 | 0 | 0 | 0 | 0 | 0 | 0 | 0 | 0 | 0 | 0 | 0 | 0 | 0 | 0 | 0 | 0 | 0 | 0
BIFUbC BAU Industrial Fuel Use before CCS[computers and electronics 26,LPG propane or butane if] | BIFUbC BAU Industrial Fuel Use before CCS | computers and electronics 26 | LPG propane or butane if |  |  | 0 | 0 | 0 | 0 | 0 | 0 | 0 | 0 | 0 | 0 | 0 | 0 | 0 | 0 | 0 | 0 | 0 | 0 | 0 | 0 | 0 | 0 | 0 | 0 | 0 | 0 | 0 | 0 | 0 | 0 | 0
BIFUbC BAU Industrial Fuel Use before CCS[computers and electronics 26,hydrogen if] | BIFUbC BAU Industrial Fuel Use before CCS | computers and electronics 26 | hydrogen if |  |  | 0 | 0 | 0 | 0 | 0 | 0 | 0 | 0 | 0 | 0 | 0 | 0 | 0 | 0 | 0 | 0 | 0 | 0 | 0 | 0 | 0 | 0 | 0 | 0 | 0 | 0 | 0 | 0 | 0 | 0 | 0
BIFUbC BAU Industrial Fuel Use before CCS[appliances and electrical equipment 27,electricity if] | BIFUbC BAU Industrial Fuel Use before CCS | appliances and electrical equipment 27 | electricity if |  |  | 490000000000 | 474000000000 | 494000000000 | 500000000000 | 505000000000 | 515000000000 | 521000000000 | 522000000000 | 520000000000 | 518000000000 | 518000000000 | 521000000000 | 520000000000 | 517000000000 | 518000000000 | 520000000000 | 521000000000 | 522000000000 | 526000000000 | 529000000000 | 531000000000 | 534000000000 | 541000000000 | 549000000000 | 554000000000 | 557000000000 | 562000000000 | 566000000000 | 571000000000 | 576000000000 | 583000000000
BIFUbC BAU Industrial Fuel Use before CCS[appliances and electrical equipment 27,hard coal if] | BIFUbC BAU Industrial Fuel Use before CCS | appliances and electrical equipment 27 | hard coal if |  |  | 0 | 0 | 0 | 0 | 0 | 0 | 0 | 0 | 0 | 0 | 0 | 0 | 0 | 0 | 0 | 0 | 0 | 0 | 0 | 0 | 0 | 0 | 0 | 0 | 0 | 0 | 0 | 0 | 0 | 0 | 0
BIFUbC BAU Industrial Fuel Use before CCS[appliances and electrical equipment 27,natural gas if] | BIFUbC BAU Industrial Fuel Use before CCS | appliances and electrical equipment 27 | natural gas if |  |  | 0 | 0 | 0 | 0 | 0 | 0 | 0 | 0 | 0 | 0 | 0 | 0 | 0 | 0 | 0 | 0 | 0 | 0 | 0 | 0 | 0 | 0 | 0 | 0 | 0 | 0 | 0 | 0 | 0 | 0 | 0
BIFUbC BAU Industrial Fuel Use before CCS[appliances and electrical equipment 27,biomass if] | BIFUbC BAU Industrial Fuel Use before CCS | appliances and electrical equipment 27 | biomass if |  |  | 0 | 0 | 0 | 0 | 0 | 0 | 0 | 0 | 0 | 0 | 0 | 0 | 0 | 0 | 0 | 0 | 0 | 0 | 0 | 0 | 0 | 0 | 0 | 0 | 0 | 0 | 0 | 0 | 0 | 0 | 0
BIFUbC BAU Industrial Fuel Use before CCS[appliances and electrical equipment 27,petroleum diesel if] | BIFUbC BAU Industrial Fuel Use before CCS | appliances and electrical equipment 27 | petroleum diesel if |  |  | 0 | 0 | 0 | 0 | 0 | 0 | 0 | 0 | 0 | 0 | 0 | 0 | 0 | 0 | 0 | 0 | 0 | 0 | 0 | 0 | 0 | 0 | 0 | 0 | 0 | 0 | 0 | 0 | 0 | 0 | 0
BIFUbC BAU Industrial Fuel Use before CCS[appliances and electrical equipment 27,heat if] | BIFUbC BAU Industrial Fuel Use before CCS | appliances and electrical equipment 27 | heat if |  |  | 0 | 0 | 0 | 0 | 0 | 0 | 0 | 0 | 0 | 0 | 0 | 0 | 0 | 0 | 0 | 0 | 0 | 0 | 0 | 0 | 0 | 0 | 0 | 0 | 0 | 0 | 0 | 0 | 0 | 0 | 0
BIFUbC BAU Industrial Fuel Use before CCS[appliances and electrical equipment 27,crude oil if] | BIFUbC BAU Industrial Fuel Use before CCS | appliances and electrical equipment 27 | crude oil if |  |  | 0 | 0 | 0 | 0 | 0 | 0 | 0 | 0 | 0 | 0 | 0 | 0 | 0 | 0 | 0 | 0 | 0 | 0 | 0 | 0 | 0 | 0 | 0 | 0 | 0 | 0 | 0 | 0 | 0 | 0 | 0
BIFUbC BAU Industrial Fuel Use before CCS[appliances and electrical equipment 27,heavy or residual fuel oil if] | BIFUbC BAU Industrial Fuel Use before CCS | appliances and electrical equipment 27 | heavy or residual fuel oil if |  |  | 0 | 0 | 0 | 0 | 0 | 0 | 0 | 0 | 0 | 0 | 0 | 0 | 0 | 0 | 0 | 0 | 0 | 0 | 0 | 0 | 0 | 0 | 0 | 0 | 0 | 0 | 0 | 0 | 0 | 0 | 0
BIFUbC BAU Industrial Fuel Use before CCS[appliances and electrical equipment 27,LPG propane or butane if] | BIFUbC BAU Industrial Fuel Use before CCS | appliances and electrical equipment 27 | LPG propane or butane if |  |  | 0 | 0 | 0 | 0 | 0 | 0 | 0 | 0 | 0 | 0 | 0 | 0 | 0 | 0 | 0 | 0 | 0 | 0 | 0 | 0 | 0 | 0 | 0 | 0 | 0 | 0 | 0 | 0 | 0 | 0 | 0
BIFUbC BAU Industrial Fuel Use before CCS[appliances and electrical equipment 27,hydrogen if] | BIFUbC BAU Industrial Fuel Use before CCS | appliances and electrical equipment 27 | hydrogen if |  |  | 0 | 0 | 0 | 0 | 0 | 0 | 0 | 0 | 0 | 0 | 0 | 0 | 0 | 0 | 0 | 0 | 0 | 0 | 0 | 0 | 0 | 0 | 0 | 0 | 0 | 0 | 0 | 0 | 0 | 0 | 0
BIFUbC BAU Industrial Fuel Use before CCS[other machinery 28,electricity if] | BIFUbC BAU Industrial Fuel Use before CCS | other machinery 28 | electricity if |  |  | 1790000000000 | 1780000000000 | 1880000000000 | 1920000000000 | 1960000000000 | 1990000000000 | 2010000000000 | 2020000000000 | 2020000000000 | 2020000000000 | 2030000000000 | 2040000000000 | 2040000000000 | 2040000000000 | 2050000000000 | 2070000000000 | 2080000000000 | 2090000000000 | 2110000000000 | 2120000000000 | 2130000000000 | 2150000000000 | 2180000000000 | 2200000000000 | 2220000000000 | 2240000000000 | 2270000000000 | 2290000000000 | 2320000000000 | 2340000000000 | 2360000000000
BIFUbC BAU Industrial Fuel Use before CCS[other machinery 28,hard coal if] | BIFUbC BAU Industrial Fuel Use before CCS | other machinery 28 | hard coal if |  |  | 0 | 0 | 0 | 0 | 0 | 0 | 0 | 0 | 0 | 0 | 0 | 0 | 0 | 0 | 0 | 0 | 0 | 0 | 0 | 0 | 0 | 0 | 0 | 0 | 0 | 0 | 0 | 0 | 0 | 0 | 0
BIFUbC BAU Industrial Fuel Use before CCS[other machinery 28,natural gas if] | BIFUbC BAU Industrial Fuel Use before CCS | other machinery 28 | natural gas if |  |  | 1556070000000 | 1553460000000 | 1578600000000 | 1612070000000 | 1644750000000 | 1673120000000 | 1688590000000 | 1696370000000 | 1698170000000 | 1699790000000 | 1704320000000 | 1710630000000 | 1712520000000 | 1716750000000 | 1726020000000 | 1738940000000 | 1748180000000 | 1758420000000 | 1772610000000 | 1783990000000 | 1792070000000 | 1805510000000 | 1827850000000 | 1850890000000 | 1867860000000 | 1883850000000 | 1906200000000 | 1925870000000 | 1945540000000 | 1965210000000 | 1984880000000
BIFUbC BAU Industrial Fuel Use before CCS[other machinery 28,biomass if] | BIFUbC BAU Industrial Fuel Use before CCS | other machinery 28 | biomass if |  |  | 0 | 0 | 0 | 0 | 0 | 0 | 0 | 0 | 0 | 0 | 0 | 0 | 0 | 0 | 0 | 0 | 0 | 0 | 0 | 0 | 0 | 0 | 0 | 0 | 0 | 0 | 0 | 0 | 0 | 0 | 0
BIFUbC BAU Industrial Fuel Use before CCS[other machinery 28,petroleum diesel if] | BIFUbC BAU Industrial Fuel Use before CCS | other machinery 28 | petroleum diesel if |  |  | 0 | 0 | 0 | 0 | 0 | 0 | 0 | 0 | 0 | 0 | 0 | 0 | 0 | 0 | 0 | 0 | 0 | 0 | 0 | 0 | 0 | 0 | 0 | 0 | 0 | 0 | 0 | 0 | 0 | 0 | 0
BIFUbC BAU Industrial Fuel Use before CCS[other machinery 28,heat if] | BIFUbC BAU Industrial Fuel Use before CCS | other machinery 28 | heat if |  |  | 0 | 0 | 0 | 0 | 0 | 0 | 0 | 0 | 0 | 0 | 0 | 0 | 0 | 0 | 0 | 0 | 0 | 0 | 0 | 0 | 0 | 0 | 0 | 0 | 0 | 0 | 0 | 0 | 0 | 0 | 0
BIFUbC BAU Industrial Fuel Use before CCS[other machinery 28,crude oil if] | BIFUbC BAU Industrial Fuel Use before CCS | other machinery 28 | crude oil if |  |  | 0 | 0 | 0 | 0 | 0 | 0 | 0 | 0 | 0 | 0 | 0 | 0 | 0 | 0 | 0 | 0 | 0 | 0 | 0 | 0 | 0 | 0 | 0 | 0 | 0 | 0 | 0 | 0 | 0 | 0 | 0
BIFUbC BAU Industrial Fuel Use before CCS[other machinery 28,heavy or residual fuel oil if] | BIFUbC BAU Industrial Fuel Use before CCS | other machinery 28 | heavy or residual fuel oil if |  |  | 0 | 0 | 0 | 0 | 0 | 0 | 0 | 0 | 0 | 0 | 0 | 0 | 0 | 0 | 0 | 0 | 0 | 0 | 0 | 0 | 0 | 0 | 0 | 0 | 0 | 0 | 0 | 0 | 0 | 0 | 0
BIFUbC BAU Industrial Fuel Use before CCS[other machinery 28,LPG propane or butane if] | BIFUbC BAU Industrial Fuel Use before CCS | other machinery 28 | LPG propane or butane if |  |  | 0 | 0 | 0 | 0 | 0 | 0 | 0 | 0 | 0 | 0 | 0 | 0 | 0 | 0 | 0 | 0 | 0 | 0 | 0 | 0 | 0 | 0 | 0 | 0 | 0 | 0 | 0 | 0 | 0 | 0 | 0
BIFUbC BAU Industrial Fuel Use before CCS[other machinery 28,hydrogen if] | BIFUbC BAU Industrial Fuel Use before CCS | other machinery 28 | hydrogen if |  |  | 0 | 0 | 0 | 0 | 0 | 0 | 0 | 0 | 0 | 0 | 0 | 0 | 0 | 0 | 0 | 0 | 0 | 0 | 0 | 0 | 0 | 0 | 0 | 0 | 0 | 0 | 0 | 0 | 0 | 0 | 0
BIFUbC BAU Industrial Fuel Use before CCS[road vehicles 29,electricity if] | BIFUbC BAU Industrial Fuel Use before CCS | road vehicles 29 | electricity if |  |  | 230000000000 | 229000000000 | 241000000000 | 246000000000 | 251000000000 | 256000000000 | 258000000000 | 259000000000 | 259000000000 | 260000000000 | 260000000000 | 261000000000 | 262000000000 | 262000000000 | 264000000000 | 266000000000 | 267000000000 | 269000000000 | 271000000000 | 273000000000 | 274000000000 | 276000000000 | 279000000000 | 283000000000 | 285000000000 | 288000000000 | 291000000000 | 294000000000 | 297000000000 | 300000000000 | 303000000000
BIFUbC BAU Industrial Fuel Use before CCS[road vehicles 29,hard coal if] | BIFUbC BAU Industrial Fuel Use before CCS | road vehicles 29 | hard coal if |  |  | 0 | 0 | 0 | 0 | 0 | 0 | 0 | 0 | 0 | 0 | 0 | 0 | 0 | 0 | 0 | 0 | 0 | 0 | 0 | 0 | 0 | 0 | 0 | 0 | 0 | 0 | 0 | 0 | 0 | 0 | 0
BIFUbC BAU Industrial Fuel Use before CCS[road vehicles 29,natural gas if] | BIFUbC BAU Industrial Fuel Use before CCS | road vehicles 29 | natural gas if |  |  | 180665000000 | 180362000000 | 183281000000 | 187167000000 | 190961000000 | 194255000000 | 196050000000 | 196954000000 | 197163000000 | 197351000000 | 197877000000 | 198610000000 | 198829000000 | 199321000000 | 200397000000 | 201897000000 | 202969000000 | 204159000000 | 205806000000 | 207127000000 | 208066000000 | 209625000000 | 212219000000 | 214895000000 | 216864000000 | 218722000000 | 221316000000 | 223600000000 | 225884000000 | 228167000000 | 230451000000
BIFUbC BAU Industrial Fuel Use before CCS[road vehicles 29,biomass if] | BIFUbC BAU Industrial Fuel Use before CCS | road vehicles 29 | biomass if |  |  | 0 | 0 | 0 | 0 | 0 | 0 | 0 | 0 | 0 | 0 | 0 | 0 | 0 | 0 | 0 | 0 | 0 | 0 | 0 | 0 | 0 | 0 | 0 | 0 | 0 | 0 | 0 | 0 | 0 | 0 | 0
BIFUbC BAU Industrial Fuel Use before CCS[road vehicles 29,petroleum diesel if] | BIFUbC BAU Industrial Fuel Use before CCS | road vehicles 29 | petroleum diesel if |  |  | 0 | 0 | 0 | 0 | 0 | 0 | 0 | 0 | 0 | 0 | 0 | 0 | 0 | 0 | 0 | 0 | 0 | 0 | 0 | 0 | 0 | 0 | 0 | 0 | 0 | 0 | 0 | 0 | 0 | 0 | 0
BIFUbC BAU Industrial Fuel Use before CCS[road vehicles 29,heat if] | BIFUbC BAU Industrial Fuel Use before CCS | road vehicles 29 | heat if |  |  | 0 | 0 | 0 | 0 | 0 | 0 | 0 | 0 | 0 | 0 | 0 | 0 | 0 | 0 | 0 | 0 | 0 | 0 | 0 | 0 | 0 | 0 | 0 | 0 | 0 | 0 | 0 | 0 | 0 | 0 | 0
BIFUbC BAU Industrial Fuel Use before CCS[road vehicles 29,crude oil if] | BIFUbC BAU Industrial Fuel Use before CCS | road vehicles 29 | crude oil if |  |  | 0 | 0 | 0 | 0 | 0 | 0 | 0 | 0 | 0 | 0 | 0 | 0 | 0 | 0 | 0 | 0 | 0 | 0 | 0 | 0 | 0 | 0 | 0 | 0 | 0 | 0 | 0 | 0 | 0 | 0 | 0
BIFUbC BAU Industrial Fuel Use before CCS[road vehicles 29,heavy or residual fuel oil if] | BIFUbC BAU Industrial Fuel Use before CCS | road vehicles 29 | heavy or residual fuel oil if |  |  | 0 | 0 | 0 | 0 | 0 | 0 | 0 | 0 | 0 | 0 | 0 | 0 | 0 | 0 | 0 | 0 | 0 | 0 | 0 | 0 | 0 | 0 | 0 | 0 | 0 | 0 | 0 | 0 | 0 | 0 | 0
BIFUbC BAU Industrial Fuel Use before CCS[road vehicles 29,LPG propane or butane if] | BIFUbC BAU Industrial Fuel Use before CCS | road vehicles 29 | LPG propane or butane if |  |  | 0 | 0 | 0 | 0 | 0 | 0 | 0 | 0 | 0 | 0 | 0 | 0 | 0 | 0 | 0 | 0 | 0 | 0 | 0 | 0 | 0 | 0 | 0 | 0 | 0 | 0 | 0 | 0 | 0 | 0 | 0
BIFUbC BAU Industrial Fuel Use before CCS[road vehicles 29,hydrogen if] | BIFUbC BAU Industrial Fuel Use before CCS | road vehicles 29 | hydrogen if |  |  | 0 | 0 | 0 | 0 | 0 | 0 | 0 | 0 | 0 | 0 | 0 | 0 | 0 | 0 | 0 | 0 | 0 | 0 | 0 | 0 | 0 | 0 | 0 | 0 | 0 | 0 | 0 | 0 | 0 | 0 | 0
BIFUbC BAU Industrial Fuel Use before CCS[nonroad vehicles 30,electricity if] | BIFUbC BAU Industrial Fuel Use before CCS | nonroad vehicles 30 | electricity if |  |  | 2380000000000 | 2370000000000 | 2490000000000 | 2550000000000 | 2600000000000 | 2640000000000 | 2670000000000 | 2680000000000 | 2680000000000 | 2690000000000 | 2690000000000 | 2700000000000 | 2710000000000 | 2710000000000 | 2730000000000 | 2750000000000 | 2760000000000 | 2780000000000 | 2800000000000 | 2820000000000 | 2830000000000 | 2850000000000 | 2890000000000 | 2920000000000 | 2950000000000 | 2980000000000 | 3010000000000 | 3040000000000 | 3070000000000 | 3110000000000 | 3140000000000
BIFUbC BAU Industrial Fuel Use before CCS[nonroad vehicles 30,hard coal if] | BIFUbC BAU Industrial Fuel Use before CCS | nonroad vehicles 30 | hard coal if |  |  | 0 | 0 | 0 | 0 | 0 | 0 | 0 | 0 | 0 | 0 | 0 | 0 | 0 | 0 | 0 | 0 | 0 | 0 | 0 | 0 | 0 | 0 | 0 | 0 | 0 | 0 | 0 | 0 | 0 | 0 | 0
BIFUbC BAU Industrial Fuel Use before CCS[nonroad vehicles 30,natural gas if] | BIFUbC BAU Industrial Fuel Use before CCS | nonroad vehicles 30 | natural gas if |  |  | 3368390000000 | 3362740000000 | 3417170000000 | 3489630000000 | 3560370000000 | 3621770000000 | 3655250000000 | 3672110000000 | 3676000000000 | 3679500000000 | 3689310000000 | 3702980000000 | 3707050000000 | 3716230000000 | 3736290000000 | 3764260000000 | 3784250000000 | 3806430000000 | 3837150000000 | 3861780000000 | 3879270000000 | 3908350000000 | 3956710000000 | 4006600000000 | 4043320000000 | 4077940000000 | 4126320000000 | 4168900000000 | 4211480000000 | 4254060000000 | 4296640000000
BIFUbC BAU Industrial Fuel Use before CCS[nonroad vehicles 30,biomass if] | BIFUbC BAU Industrial Fuel Use before CCS | nonroad vehicles 30 | biomass if |  |  | 0 | 0 | 0 | 0 | 0 | 0 | 0 | 0 | 0 | 0 | 0 | 0 | 0 | 0 | 0 | 0 | 0 | 0 | 0 | 0 | 0 | 0 | 0 | 0 | 0 | 0 | 0 | 0 | 0 | 0 | 0
BIFUbC BAU Industrial Fuel Use before CCS[nonroad vehicles 30,petroleum diesel if] | BIFUbC BAU Industrial Fuel Use before CCS | nonroad vehicles 30 | petroleum diesel if |  |  | 0 | 0 | 0 | 0 | 0 | 0 | 0 | 0 | 0 | 0 | 0 | 0 | 0 | 0 | 0 | 0 | 0 | 0 | 0 | 0 | 0 | 0 | 0 | 0 | 0 | 0 | 0 | 0 | 0 | 0 | 0
BIFUbC BAU Industrial Fuel Use before CCS[nonroad vehicles 30,heat if] | BIFUbC BAU Industrial Fuel Use before CCS | nonroad vehicles 30 | heat if |  |  | 0 | 0 | 0 | 0 | 0 | 0 | 0 | 0 | 0 | 0 | 0 | 0 | 0 | 0 | 0 | 0 | 0 | 0 | 0 | 0 | 0 | 0 | 0 | 0 | 0 | 0 | 0 | 0 | 0 | 0 | 0
BIFUbC BAU Industrial Fuel Use before CCS[nonroad vehicles 30,crude oil if] | BIFUbC BAU Industrial Fuel Use before CCS | nonroad vehicles 30 | crude oil if |  |  | 0 | 0 | 0 | 0 | 0 | 0 | 0 | 0 | 0 | 0 | 0 | 0 | 0 | 0 | 0 | 0 | 0 | 0 | 0 | 0 | 0 | 0 | 0 | 0 | 0 | 0 | 0 | 0 | 0 | 0 | 0
BIFUbC BAU Industrial Fuel Use before CCS[nonroad vehicles 30,heavy or residual fuel oil if] | BIFUbC BAU Industrial Fuel Use before CCS | nonroad vehicles 30 | heavy or residual fuel oil if |  |  | 0 | 0 | 0 | 0 | 0 | 0 | 0 | 0 | 0 | 0 | 0 | 0 | 0 | 0 | 0 | 0 | 0 | 0 | 0 | 0 | 0 | 0 | 0 | 0 | 0 | 0 | 0 | 0 | 0 | 0 | 0
BIFUbC BAU Industrial Fuel Use before CCS[nonroad vehicles 30,LPG propane or butane if] | BIFUbC BAU Industrial Fuel Use before CCS | nonroad vehicles 30 | LPG propane or butane if |  |  | 0 | 0 | 0 | 0 | 0 | 0 | 0 | 0 | 0 | 0 | 0 | 0 | 0 | 0 | 0 | 0 | 0 | 0 | 0 | 0 | 0 | 0 | 0 | 0 | 0 | 0 | 0 | 0 | 0 | 0 | 0
BIFUbC BAU Industrial Fuel Use before CCS[nonroad vehicles 30,hydrogen if] | BIFUbC BAU Industrial Fuel Use before CCS | nonroad vehicles 30 | hydrogen if |  |  | 0 | 0 | 0 | 0 | 0 | 0 | 0 | 0 | 0 | 0 | 0 | 0 | 0 | 0 | 0 | 0 | 0 | 0 | 0 | 0 | 0 | 0 | 0 | 0 | 0 | 0 | 0 | 0 | 0 | 0 | 0
BIFUbC BAU Industrial Fuel Use before CCS[other manufacturing 31T33,electricity if] | BIFUbC BAU Industrial Fuel Use before CCS | other manufacturing 31T33 | electricity if |  |  | 369000000000 | 367000000000 | 387000000000 | 395000000000 | 403000000000 | 410000000000 | 414000000000 | 416000000000 | 417000000000 | 417000000000 | 418000000000 | 420000000000 | 420000000000 | 421000000000 | 423000000000 | 427000000000 | 429000000000 | 431000000000 | 435000000000 | 438000000000 | 440000000000 | 443000000000 | 448000000000 | 454000000000 | 458000000000 | 462000000000 | 468000000000 | 472000000000 | 477000000000 | 482000000000 | 487000000000
BIFUbC BAU Industrial Fuel Use before CCS[other manufacturing 31T33,hard coal if] | BIFUbC BAU Industrial Fuel Use before CCS | other manufacturing 31T33 | hard coal if |  |  | 383136000000 | 351694000000 | 344022000000 | 332647000000 | 314093000000 | 296381000000 | 277667000000 | 259536000000 | 240175000000 | 221868000000 | 205241000000 | 191316000000 | 176278000000 | 162393000000 | 145737000000 | 146922000000 | 142256000000 | 137272000000 | 133276000000 | 129648000000 | 126739000000 | 124271000000 | 121757000000 | 119596000000 | 117689000000 | 430043000000 | 364914000000 | 425662000000 | 486410000000 | 547157000000 | 607905000000
BIFUbC BAU Industrial Fuel Use before CCS[other manufacturing 31T33,natural gas if] | BIFUbC BAU Industrial Fuel Use before CCS | other manufacturing 31T33 | natural gas if |  |  | 29336700000000 | 29287500000000 | 29761500000000 | 30392600000000 | 31008700000000 | 31543500000000 | 31835100000000 | 31981900000000 | 32015700000000 | 32046300000000 | 32131700000000 | 32250700000000 | 32286200000000 | 32366100000000 | 32540800000000 | 32784500000000 | 32958500000000 | 33151700000000 | 33419300000000 | 33633800000000 | 33786200000000 | 34039400000000 | 34460600000000 | 34895100000000 | 35214900000000 | 35516500000000 | 35937800000000 | 36308600000000 | 36679500000000 | 37050300000000 | 37421200000000
BIFUbC BAU Industrial Fuel Use before CCS[other manufacturing 31T33,biomass if] | BIFUbC BAU Industrial Fuel Use before CCS | other manufacturing 31T33 | biomass if |  |  | 0 | 0 | 0 | 0 | 0 | 0 | 0 | 0 | 0 | 0 | 0 | 0 | 0 | 0 | 0 | 0 | 0 | 0 | 0 | 0 | 0 | 0 | 0 | 0 | 0 | 0 | 0 | 0 | 0 | 0 | 0
BIFUbC BAU Industrial Fuel Use before CCS[other manufacturing 31T33,petroleum diesel if] | BIFUbC BAU Industrial Fuel Use before CCS | other manufacturing 31T33 | petroleum diesel if |  |  | 9762100000000 | 9166860000000 | 9482550000000 | 9850650000000 | 10027900000000 | 10280000000000 | 10433400000000 | 10528400000000 | 10608200000000 | 10702300000000 | 10844900000000 | 10972500000000 | 11081900000000 | 11245400000000 | 11371100000000 | 11438400000000 | 11480500000000 | 11571500000000 | 11672400000000 | 11786100000000 | 11864700000000 | 11993300000000 | 12184000000000 | 12439600000000 | 12648600000000 | 12785100000000 | 13024600000000 | 13229400000000 | 13434200000000 | 13639000000000 | 13843800000000
BIFUbC BAU Industrial Fuel Use before CCS[other manufacturing 31T33,heat if] | BIFUbC BAU Industrial Fuel Use before CCS | other manufacturing 31T33 | heat if |  |  | 0 | 0 | 0 | 0 | 0 | 0 | 0 | 0 | 0 | 0 | 0 | 0 | 0 | 0 | 0 | 0 | 0 | 0 | 0 | 0 | 0 | 0 | 0 | 0 | 0 | 0 | 0 | 0 | 0 | 0 | 0
BIFUbC BAU Industrial Fuel Use before CCS[other manufacturing 31T33,crude oil if] | BIFUbC BAU Industrial Fuel Use before CCS | other manufacturing 31T33 | crude oil if |  |  | 0 | 0 | 0 | 0 | 0 | 0 | 0 | 0 | 0 | 0 | 0 | 0 | 0 | 0 | 0 | 0 | 0 | 0 | 0 | 0 | 0 | 0 | 0 | 0 | 0 | 0 | 0 | 0 | 0 | 0 | 0
BIFUbC BAU Industrial Fuel Use before CCS[other manufacturing 31T33,heavy or residual fuel oil if] | BIFUbC BAU Industrial Fuel Use before CCS | other manufacturing 31T33 | heavy or residual fuel oil if |  |  | 57944000000 | 54410800000 | 56284700000 | 58469600000 | 59521600000 | 61018000000 | 61928400000 | 62492700000 | 62966200000 | 63524700000 | 64370800000 | 65128200000 | 65777600000 | 66748400000 | 67494500000 | 67894000000 | 68143500000 | 68683900000 | 69282500000 | 69957600000 | 70424500000 | 71187400000 | 72319400000 | 73836400000 | 75077100000 | 75887200000 | 77308700000 | 78524400000 | 79740100000 | 80955900000 | 82171600000
BIFUbC BAU Industrial Fuel Use before CCS[other manufacturing 31T33,LPG propane or butane if] | BIFUbC BAU Industrial Fuel Use before CCS | other manufacturing 31T33 | LPG propane or butane if |  |  | 19249400000000 | 19063400000000 | 18185100000000 | 18891000000000 | 19230900000000 | 19714400000000 | 20008600000000 | 20190900000000 | 20343900000000 | 20524300000000 | 20797700000000 | 21042400000000 | 21252200000000 | 21565900000000 | 21806900000000 | 21936000000000 | 22016600000000 | 22191200000000 | 22384600000000 | 22602700000000 | 22753600000000 | 23000100000000 | 23365800000000 | 23855900000000 | 24256800000000 | 24518500000000 | 24977800000000 | 25370600000000 | 25763400000000 | 26156200000000 | 26549000000000
BIFUbC BAU Industrial Fuel Use before CCS[other manufacturing 31T33,hydrogen if] | BIFUbC BAU Industrial Fuel Use before CCS | other manufacturing 31T33 | hydrogen if |  |  | 0 | 0 | 0 | 0 | 0 | 0 | 0 | 0 | 0 | 0 | 0 | 0 | 0 | 0 | 0 | 0 | 0 | 0 | 0 | 0 | 0 | 0 | 0 | 0 | 0 | 0 | 0 | 0 | 0 | 0 | 0
BIFUbC BAU Industrial Fuel Use before CCS[energy pipelines and gas processing 352T353,electricity if] | BIFUbC BAU Industrial Fuel Use before CCS | energy pipelines and gas processing 352T353 | electricity if |  |  | 0 | 0 | 0 | 0 | 0 | 0 | 0 | 0 | 0 | 0 | 0 | 0 | 0 | 0 | 0 | 0 | 0 | 0 | 0 | 0 | 0 | 0 | 0 | 0 | 0 | 0 | 0 | 0 | 0 | 0 | 0
BIFUbC BAU Industrial Fuel Use before CCS[energy pipelines and gas processing 352T353,hard coal if] | BIFUbC BAU Industrial Fuel Use before CCS | energy pipelines and gas processing 352T353 | hard coal if |  |  | 0 | 0 | 0 | 0 | 0 | 0 | 0 | 0 | 0 | 0 | 0 | 0 | 0 | 0 | 0 | 0 | 0 | 0 | 0 | 0 | 0 | 0 | 0 | 0 | 0 | 0 | 0 | 0 | 0 | 0 | 0
BIFUbC BAU Industrial Fuel Use before CCS[energy pipelines and gas processing 352T353,natural gas if] | BIFUbC BAU Industrial Fuel Use before CCS | energy pipelines and gas processing 352T353 | natural gas if |  |  | 20028800000000 | 19995200000000 | 20318900000000 | 20749700000000 | 21170300000000 | 21535500000000 | 21734500000000 | 21834800000000 | 21857900000000 | 21878700000000 | 21937000000000 | 22018300000000 | 22042600000000 | 22097100000000 | 22216400000000 | 22382700000000 | 22501600000000 | 22633400000000 | 22816100000000 | 22962500000000 | 23066600000000 | 23239500000000 | 23527100000000 | 23823700000000 | 24042000000000 | 24247900000000 | 24535600000000 | 24788700000000 | 25041900000000 | 25295100000000 | 25548300000000
BIFUbC BAU Industrial Fuel Use before CCS[energy pipelines and gas processing 352T353,biomass if] | BIFUbC BAU Industrial Fuel Use before CCS | energy pipelines and gas processing 352T353 | biomass if |  |  | 0 | 0 | 0 | 0 | 0 | 0 | 0 | 0 | 0 | 0 | 0 | 0 | 0 | 0 | 0 | 0 | 0 | 0 | 0 | 0 | 0 | 0 | 0 | 0 | 0 | 0 | 0 | 0 | 0 | 0 | 0
BIFUbC BAU Industrial Fuel Use before CCS[energy pipelines and gas processing 352T353,petroleum diesel if] | BIFUbC BAU Industrial Fuel Use before CCS | energy pipelines and gas processing 352T353 | petroleum diesel if |  |  | 0 | 0 | 0 | 0 | 0 | 0 | 0 | 0 | 0 | 0 | 0 | 0 | 0 | 0 | 0 | 0 | 0 | 0 | 0 | 0 | 0 | 0 | 0 | 0 | 0 | 0 | 0 | 0 | 0 | 0 | 0
BIFUbC BAU Industrial Fuel Use before CCS[energy pipelines and gas processing 352T353,heat if] | BIFUbC BAU Industrial Fuel Use before CCS | energy pipelines and gas processing 352T353 | heat if |  |  | 0 | 0 | 0 | 0 | 0 | 0 | 0 | 0 | 0 | 0 | 0 | 0 | 0 | 0 | 0 | 0 | 0 | 0 | 0 | 0 | 0 | 0 | 0 | 0 | 0 | 0 | 0 | 0 | 0 | 0 | 0
BIFUbC BAU Industrial Fuel Use before CCS[energy pipelines and gas processing 352T353,crude oil if] | BIFUbC BAU Industrial Fuel Use before CCS | energy pipelines and gas processing 352T353 | crude oil if |  |  | 0 | 0 | 0 | 0 | 0 | 0 | 0 | 0 | 0 | 0 | 0 | 0 | 0 | 0 | 0 | 0 | 0 | 0 | 0 | 0 | 0 | 0 | 0 | 0 | 0 | 0 | 0 | 0 | 0 | 0 | 0
BIFUbC BAU Industrial Fuel Use before CCS[energy pipelines and gas processing 352T353,heavy or residual fuel oil if] | BIFUbC BAU Industrial Fuel Use before CCS | energy pipelines and gas processing 352T353 | heavy or residual fuel oil if |  |  | 0 | 0 | 0 | 0 | 0 | 0 | 0 | 0 | 0 | 0 | 0 | 0 | 0 | 0 | 0 | 0 | 0 | 0 | 0 | 0 | 0 | 0 | 0 | 0 | 0 | 0 | 0 | 0 | 0 | 0 | 0
BIFUbC BAU Industrial Fuel Use before CCS[energy pipelines and gas processing 352T353,LPG propane or butane if] | BIFUbC BAU Industrial Fuel Use before CCS | energy pipelines and gas processing 352T353 | LPG propane or butane if |  |  | 0 | 0 | 0 | 0 | 0 | 0 | 0 | 0 | 0 | 0 | 0 | 0 | 0 | 0 | 0 | 0 | 0 | 0 | 0 | 0 | 0 | 0 | 0 | 0 | 0 | 0 | 0 | 0 | 0 | 0 | 0
BIFUbC BAU Industrial Fuel Use before CCS[energy pipelines and gas processing 352T353,hydrogen if] | BIFUbC BAU Industrial Fuel Use before CCS | energy pipelines and gas processing 352T353 | hydrogen if |  |  | 0 | 0 | 0 | 0 | 0 | 0 | 0 | 0 | 0 | 0 | 0 | 0 | 0 | 0 | 0 | 0 | 0 | 0 | 0 | 0 | 0 | 0 | 0 | 0 | 0 | 0 | 0 | 0 | 0 | 0 | 0
BIFUbC BAU Industrial Fuel Use before CCS[water and waste 36T39,electricity if] | BIFUbC BAU Industrial Fuel Use before CCS | water and waste 36T39 | electricity if |  |  | 47100000000000 | 46000000000000 | 47200000000000 | 47200000000000 | 46800000000000 | 46400000000000 | 46000000000000 | 45700000000000 | 45400000000000 | 45100000000000 | 44800000000000 | 44400000000000 | 44000000000000 | 43700000000000 | 43300000000000 | 43000000000000 | 42600000000000 | 42300000000000 | 41900000000000 | 41600000000000 | 41300000000000 | 40900000000000 | 40600000000000 | 40200000000000 | 39900000000000 | 39500000000000 | 39200000000000 | 38800000000000 | 38500000000000 | 38100000000000 | 37800000000000
BIFUbC BAU Industrial Fuel Use before CCS[water and waste 36T39,hard coal if] | BIFUbC BAU Industrial Fuel Use before CCS | water and waste 36T39 | hard coal if |  |  | 0 | 0 | 0 | 0 | 0 | 0 | 0 | 0 | 0 | 0 | 0 | 0 | 0 | 0 | 0 | 0 | 0 | 0 | 0 | 0 | 0 | 0 | 0 | 0 | 0 | 0 | 0 | 0 | 0 | 0 | 0
BIFUbC BAU Industrial Fuel Use before CCS[water and waste 36T39,natural gas if] | BIFUbC BAU Industrial Fuel Use before CCS | water and waste 36T39 | natural gas if |  |  | 0 | 0 | 0 | 0 | 0 | 0 | 0 | 0 | 0 | 0 | 0 | 0 | 0 | 0 | 0 | 0 | 0 | 0 | 0 | 0 | 0 | 0 | 0 | 0 | 0 | 0 | 0 | 0 | 0 | 0 | 0
BIFUbC BAU Industrial Fuel Use before CCS[water and waste 36T39,biomass if] | BIFUbC BAU Industrial Fuel Use before CCS | water and waste 36T39 | biomass if |  |  | 0 | 0 | 0 | 0 | 0 | 0 | 0 | 0 | 0 | 0 | 0 | 0 | 0 | 0 | 0 | 0 | 0 | 0 | 0 | 0 | 0 | 0 | 0 | 0 | 0 | 0 | 0 | 0 | 0 | 0 | 0
BIFUbC BAU Industrial Fuel Use before CCS[water and waste 36T39,petroleum diesel if] | BIFUbC BAU Industrial Fuel Use before CCS | water and waste 36T39 | petroleum diesel if |  |  | 0 | 0 | 0 | 0 | 0 | 0 | 0 | 0 | 0 | 0 | 0 | 0 | 0 | 0 | 0 | 0 | 0 | 0 | 0 | 0 | 0 | 0 | 0 | 0 | 0 | 0 | 0 | 0 | 0 | 0 | 0
BIFUbC BAU Industrial Fuel Use before CCS[water and waste 36T39,heat if] | BIFUbC BAU Industrial Fuel Use before CCS | water and waste 36T39 | heat if |  |  | 0 | 0 | 0 | 0 | 0 | 0 | 0 | 0 | 0 | 0 | 0 | 0 | 0 | 0 | 0 | 0 | 0 | 0 | 0 | 0 | 0 | 0 | 0 | 0 | 0 | 0 | 0 | 0 | 0 | 0 | 0
BIFUbC BAU Industrial Fuel Use before CCS[water and waste 36T39,crude oil if] | BIFUbC BAU Industrial Fuel Use before CCS | water and waste 36T39 | crude oil if |  |  | 0 | 0 | 0 | 0 | 0 | 0 | 0 | 0 | 0 | 0 | 0 | 0 | 0 | 0 | 0 | 0 | 0 | 0 | 0 | 0 | 0 | 0 | 0 | 0 | 0 | 0 | 0 | 0 | 0 | 0 | 0
BIFUbC BAU Industrial Fuel Use before CCS[water and waste 36T39,heavy or residual fuel oil if] | BIFUbC BAU Industrial Fuel Use before CCS | water and waste 36T39 | heavy or residual fuel oil if |  |  | 0 | 0 | 0 | 0 | 0 | 0 | 0 | 0 | 0 | 0 | 0 | 0 | 0 | 0 | 0 | 0 | 0 | 0 | 0 | 0 | 0 | 0 | 0 | 0 | 0 | 0 | 0 | 0 | 0 | 0 | 0
BIFUbC BAU Industrial Fuel Use before CCS[water and waste 36T39,LPG propane or butane if] | BIFUbC BAU Industrial Fuel Use before CCS | water and waste 36T39 | LPG propane or butane if |  |  | 0 | 0 | 0 | 0 | 0 | 0 | 0 | 0 | 0 | 0 | 0 | 0 | 0 | 0 | 0 | 0 | 0 | 0 | 0 | 0 | 0 | 0 | 0 | 0 | 0 | 0 | 0 | 0 | 0 | 0 | 0
BIFUbC BAU Industrial Fuel Use before CCS[water and waste 36T39,hydrogen if] | BIFUbC BAU Industrial Fuel Use before CCS | water and waste 36T39 | hydrogen if |  |  | 0 | 0 | 0 | 0 | 0 | 0 | 0 | 0 | 0 | 0 | 0 | 0 | 0 | 0 | 0 | 0 | 0 | 0 | 0 | 0 | 0 | 0 | 0 | 0 | 0 | 0 | 0 | 0 | 0 | 0 | 0
BIFUbC BAU Industrial Fuel Use before CCS[construction 41T43,electricity if] | BIFUbC BAU Industrial Fuel Use before CCS | construction 41T43 | electricity if |  |  | 2400000000000 | 2390000000000 | 2520000000000 | 2570000000000 | 2620000000000 | 2670000000000 | 2690000000000 | 2700000000000 | 2710000000000 | 2710000000000 | 2720000000000 | 2730000000000 | 2730000000000 | 2740000000000 | 2750000000000 | 2770000000000 | 2790000000000 | 2800000000000 | 2830000000000 | 2840000000000 | 2860000000000 | 2880000000000 | 2910000000000 | 2950000000000 | 2980000000000 | 3000000000000 | 3040000000000 | 3070000000000 | 3100000000000 | 3130000000000 | 3160000000000
BIFUbC BAU Industrial Fuel Use before CCS[construction 41T43,hard coal if] | BIFUbC BAU Industrial Fuel Use before CCS | construction 41T43 | hard coal if |  |  | 0 | 0 | 0 | 0 | 0 | 0 | 0 | 0 | 0 | 0 | 0 | 0 | 0 | 0 | 0 | 0 | 0 | 0 | 0 | 0 | 0 | 0 | 0 | 0 | 0 | 0 | 0 | 0 | 0 | 0 | 0
BIFUbC BAU Industrial Fuel Use before CCS[construction 41T43,natural gas if] | BIFUbC BAU Industrial Fuel Use before CCS | construction 41T43 | natural gas if |  |  | 1781270000000 | 1778280000000 | 1807060000000 | 1845380000000 | 1882790000000 | 1915260000000 | 1932970000000 | 1941880000000 | 1943930000000 | 1945790000000 | 1950970000000 | 1958200000000 | 1960360000000 | 1965210000000 | 1975820000000 | 1990610000000 | 2001180000000 | 2012910000000 | 2029160000000 | 2042180000000 | 2051430000000 | 2066810000000 | 2092380000000 | 2118770000000 | 2138180000000 | 2156490000000 | 2182080000000 | 2204590000000 | 2227110000000 | 2249620000000 | 2272140000000
BIFUbC BAU Industrial Fuel Use before CCS[construction 41T43,biomass if] | BIFUbC BAU Industrial Fuel Use before CCS | construction 41T43 | biomass if |  |  | 0 | 0 | 0 | 0 | 0 | 0 | 0 | 0 | 0 | 0 | 0 | 0 | 0 | 0 | 0 | 0 | 0 | 0 | 0 | 0 | 0 | 0 | 0 | 0 | 0 | 0 | 0 | 0 | 0 | 0 | 0
BIFUbC BAU Industrial Fuel Use before CCS[construction 41T43,petroleum diesel if] | BIFUbC BAU Industrial Fuel Use before CCS | construction 41T43 | petroleum diesel if |  |  | 29707700000000 | 27896300000000 | 28857000000000 | 29977200000000 | 30516500000000 | 31283700000000 | 31750500000000 | 32039800000000 | 32282600000000 | 32568900000000 | 33002700000000 | 33391000000000 | 33724000000000 | 34221700000000 | 34604200000000 | 34809100000000 | 34937000000000 | 35214000000000 | 35520900000000 | 35867000000000 | 36106400000000 | 36497600000000 | 37077900000000 | 37855700000000 | 38491800000000 | 38907100000000 | 39635900000000 | 40259200000000 | 40882500000000 | 41505800000000 | 42129100000000
BIFUbC BAU Industrial Fuel Use before CCS[construction 41T43,heat if] | BIFUbC BAU Industrial Fuel Use before CCS | construction 41T43 | heat if |  |  | 0 | 0 | 0 | 0 | 0 | 0 | 0 | 0 | 0 | 0 | 0 | 0 | 0 | 0 | 0 | 0 | 0 | 0 | 0 | 0 | 0 | 0 | 0 | 0 | 0 | 0 | 0 | 0 | 0 | 0 | 0
BIFUbC BAU Industrial Fuel Use before CCS[construction 41T43,crude oil if] | BIFUbC BAU Industrial Fuel Use before CCS | construction 41T43 | crude oil if |  |  | 0 | 0 | 0 | 0 | 0 | 0 | 0 | 0 | 0 | 0 | 0 | 0 | 0 | 0 | 0 | 0 | 0 | 0 | 0 | 0 | 0 | 0 | 0 | 0 | 0 | 0 | 0 | 0 | 0 | 0 | 0
BIFUbC BAU Industrial Fuel Use before CCS[construction 41T43,heavy or residual fuel oil if] | BIFUbC BAU Industrial Fuel Use before CCS | construction 41T43 | heavy or residual fuel oil if |  |  | 0 | 0 | 0 | 0 | 0 | 0 | 0 | 0 | 0 | 0 | 0 | 0 | 0 | 0 | 0 | 0 | 0 | 0 | 0 | 0 | 0 | 0 | 0 | 0 | 0 | 0 | 0 | 0 | 0 | 0 | 0
BIFUbC BAU Industrial Fuel Use before CCS[construction 41T43,LPG propane or butane if] | BIFUbC BAU Industrial Fuel Use before CCS | construction 41T43 | LPG propane or butane if |  |  | 0 | 0 | 0 | 0 | 0 | 0 | 0 | 0 | 0 | 0 | 0 | 0 | 0 | 0 | 0 | 0 | 0 | 0 | 0 | 0 | 0 | 0 | 0 | 0 | 0 | 0 | 0 | 0 | 0 | 0 | 0
BIFUbC BAU Industrial Fuel Use before CCS[construction 41T43,hydrogen if] | BIFUbC BAU Industrial Fuel Use before CCS | construction 41T43 | hydrogen if |  |  | 0 | 0 | 0 | 0 | 0 | 0 | 0 | 0 | 0 | 0 | 0 | 0 | 0 | 0 | 0 | 0 | 0 | 0 | 0 | 0 | 0 | 0 | 0 | 0 | 0 | 0 | 0 | 0 | 0 | 0 | 0
Output Energy Related CO2 Emissions by Sector[transportation sector] | Output Energy Related CO2 Emissions by Sector | transportation sector |  |  |  | 143.663 | 158.67 | 157.636 | 156.124 | 153.426 | 150.506 | 147.299 | 143.958 | 140.598 | 136.941 | 132.804 | 129.167 | 125.389 | 122.102 | 118.662 | 115.435 | 112.118 | 108.507 | 104.581 | 100.527 | 96.5251 | 92.5903 | 89.0135 | 85.6807 | 82.5588 | 79.7999 | 77.4867 | 75.514 | 73.8705 | 72.6573 | 71.6195
Output Energy Related CO2 Emissions by Sector[electricity sector] | Output Energy Related CO2 Emissions by Sector | electricity sector |  |  |  | 57.9348 | 53.8884 | 52.1602 | 50.105 | 48.1263 | 45.7896 | 44.9664 | 43.8339 | 42.6056 | 40.7392 | 38.3353 | 34.4428 | 34.6853 | 33.983 | 32.543 | 30.1036 | 25.4201 | 21.7248 | 20.2464 | 18.3664 | 16.6682 | 14.8352 | 11.7917 | 8.7715 | 6.7949 | 6.4674 | 6.4674 | 6.4674 | 6.4674 | 6.4674 | 6.4674
Output Energy Related CO2 Emissions by Sector[residential buildings sector] | Output Energy Related CO2 Emissions by Sector | residential buildings sector |  |  |  | 26.5809 | 27.3731 | 27.3625 | 27.4162 | 27.3486 | 27.3397 | 27.2527 | 27.1405 | 27.0056 | 26.8047 | 26.5495 | 26.3485 | 26.0369 | 25.84 | 25.5341 | 25.2382 | 25.0385 | 24.8459 | 24.5983 | 24.5137 | 24.2778 | 24.1442 | 24.0708 | 24.0055 | 23.99 | 23.9334 | 23.9096 | 23.8989 | 23.8885 | 23.9378 | 23.9816
Output Energy Related CO2 Emissions by Sector[commercial buildings sector] | Output Energy Related CO2 Emissions by Sector | commercial buildings sector |  |  |  | 11.9756 | 12.1037 | 12.4926 | 12.6896 | 12.7779 | 12.796 | 12.7819 | 12.7368 | 12.6831 | 12.6241 | 12.5329 | 12.5426 | 12.4301 | 12.3387 | 12.2737 | 12.2193 | 12.1225 | 12.0787 | 12.0349 | 12.0038 | 11.9302 | 11.9099 | 11.9426 | 11.9278 | 11.9842 | 12.0415 | 12.0504 | 12.0603 | 12.1339 | 12.2023 | 12.2283
Output Energy Related CO2 Emissions by Sector[industry sector] | Output Energy Related CO2 Emissions by Sector | industry sector |  |  |  | 66.287 | 70.0903 | 70.3422 | 71.4265 | 71.9551 | 72.6263 | 72.7195 | 72.6982 | 72.4253 | 72.0471 | 71.6633 | 71.4877 | 71.1296 | 71.1548 | 71.0939 | 70.9504 | 71.0318 | 71.1033 | 71.3221 | 71.5332 | 71.5184 | 71.4986 | 71.7097 | 72.0449 | 72.373 | 70.957 | 71.5808 | 71.5374 | 71.4927 | 71.4454 | 71.4055
Output Energy Related CO2 Emissions by Sector[district heat and hydrogen sector] | Output Energy Related CO2 Emissions by Sector | district heat and hydrogen sector |  |  |  | 0.012928 | 0.013785 | 0.012766 | 0.011648 | 0.010437 | 0.0091584 | 0.007849 | 0.0065486 | 0.0052409 | 0.0039288 | 0.0026151 | 0.0013059 | 0 | 0 | 0 | 0 | 0 | 0 | 0 | 0 | 0 | 0 | 0 | 0 | 0 | 0 | 0 | 0 | 0 | 0 | 0.0021914
Output Energy Related CO2 Emissions by Sector[LULUCF sector] | Output Energy Related CO2 Emissions by Sector | LULUCF sector |  |  |  | 0 | 0 | 0 | 0 | 0 | 0 | 0 | 0 | 0 | 0 | 0 | 0 | 0 | 0 | 0 | 0 | 0 | 0 | 0 | 0 | 0 | 0 | 0 | 0 | 0 | 0 | 0 | 0 | 0 | 0 | 0
Output Energy Related CO2 Emissions by Sector[geoengineering sector] | Output Energy Related CO2 Emissions by Sector | geoengineering sector |  |  |  | 0 | 0 | 0 | 0 | 0 | 0 | 0 | 0 | 0 | 0 | 0 | 0 | 0 | 0 | 0 | 0 | 0 | 0 | 0 | 0 | 0 | 0 | 0 | 0 | 0 | 0 | 0 | 0 | 0 | 0 | 0
Output Energy Related CO2 Emissions from Agriculture | Output Energy Related CO2 Emissions from Agriculture |  |  |  |  | 2.516 | 2.4735 | 2.4311 | 2.3887 | 2.3462 | 2.3038 | 2.2613 | 2.2189 | 2.1764 | 2.134 | 2.0915 | 2.0491 | 2.0066 | 1.9642 | 1.9217 | 1.8793 | 1.8368 | 1.7944 | 1.7519 | 1.7095 | 1.667 | 1.6246 | 1.5822 | 1.5397 | 1.4974 | 1.4564 | 1.4137 | 1.3716 | 1.3295 | 1.2873 | 1.2554
Output Energy Related CO2 Emissions from Waste Management | Output Energy Related CO2 Emissions from Waste Management |  |  |  |  | 0 | 0 | 0 | 0 | 0 | 0 | 0 | 0 | 0 | 0 | 0 | 0 | 0 | 0 | 0 | 0 | 0 | 0 | 0 | 0 | 0 | 0 | 0 | 0 | 0 | 0 | 0 | 0 | 0 | 0 | 0
Direct Buildings Pollutant Emissions[urban residential,electricity bf,CO2] | Direct Buildings Pollutant Emissions | urban residential | electricity bf | CO2 |  | 0 | 0 | 0 | 0 | 0 | 0 | 0 | 0 | 0 | 0 | 0 | 0 | 0 | 0 | 0 | 0 | 0 | 0 | 0 | 0 | 0 | 0 | 0 | 0 | 0 | 0 | 0 | 0 | 0 | 0 | 0
Direct Buildings Pollutant Emissions[urban residential,electricity bf,VOC] | Direct Buildings Pollutant Emissions | urban residential | electricity bf | VOC |  | 0 | 0 | 0 | 0 | 0 | 0 | 0 | 0 | 0 | 0 | 0 | 0 | 0 | 0 | 0 | 0 | 0 | 0 | 0 | 0 | 0 | 0 | 0 | 0 | 0 | 0 | 0 | 0 | 0 | 0 | 0
Direct Buildings Pollutant Emissions[urban residential,electricity bf,CO] | Direct Buildings Pollutant Emissions | urban residential | electricity bf | CO |  | 0 | 0 | 0 | 0 | 0 | 0 | 0 | 0 | 0 | 0 | 0 | 0 | 0 | 0 | 0 | 0 | 0 | 0 | 0 | 0 | 0 | 0 | 0 | 0 | 0 | 0 | 0 | 0 | 0 | 0 | 0
Direct Buildings Pollutant Emissions[urban residential,electricity bf,NOx] | Direct Buildings Pollutant Emissions | urban residential | electricity bf | NOx |  | 0 | 0 | 0 | 0 | 0 | 0 | 0 | 0 | 0 | 0 | 0 | 0 | 0 | 0 | 0 | 0 | 0 | 0 | 0 | 0 | 0 | 0 | 0 | 0 | 0 | 0 | 0 | 0 | 0 | 0 | 0
Direct Buildings Pollutant Emissions[urban residential,electricity bf,PM10] | Direct Buildings Pollutant Emissions | urban residential | electricity bf | PM10 |  | 0 | 0 | 0 | 0 | 0 | 0 | 0 | 0 | 0 | 0 | 0 | 0 | 0 | 0 | 0 | 0 | 0 | 0 | 0 | 0 | 0 | 0 | 0 | 0 | 0 | 0 | 0 | 0 | 0 | 0 | 0
Direct Buildings Pollutant Emissions[urban residential,electricity bf,PM25] | Direct Buildings Pollutant Emissions | urban residential | electricity bf | PM25 |  | 0 | 0 | 0 | 0 | 0 | 0 | 0 | 0 | 0 | 0 | 0 | 0 | 0 | 0 | 0 | 0 | 0 | 0 | 0 | 0 | 0 | 0 | 0 | 0 | 0 | 0 | 0 | 0 | 0 | 0 | 0
Direct Buildings Pollutant Emissions[urban residential,electricity bf,SOx] | Direct Buildings Pollutant Emissions | urban residential | electricity bf | SOx |  | 0 | 0 | 0 | 0 | 0 | 0 | 0 | 0 | 0 | 0 | 0 | 0 | 0 | 0 | 0 | 0 | 0 | 0 | 0 | 0 | 0 | 0 | 0 | 0 | 0 | 0 | 0 | 0 | 0 | 0 | 0
Direct Buildings Pollutant Emissions[urban residential,electricity bf,BC] | Direct Buildings Pollutant Emissions | urban residential | electricity bf | BC |  | 0 | 0 | 0 | 0 | 0 | 0 | 0 | 0 | 0 | 0 | 0 | 0 | 0 | 0 | 0 | 0 | 0 | 0 | 0 | 0 | 0 | 0 | 0 | 0 | 0 | 0 | 0 | 0 | 0 | 0 | 0
Direct Buildings Pollutant Emissions[urban residential,electricity bf,OC] | Direct Buildings Pollutant Emissions | urban residential | electricity bf | OC |  | 0 | 0 | 0 | 0 | 0 | 0 | 0 | 0 | 0 | 0 | 0 | 0 | 0 | 0 | 0 | 0 | 0 | 0 | 0 | 0 | 0 | 0 | 0 | 0 | 0 | 0 | 0 | 0 | 0 | 0 | 0
Direct Buildings Pollutant Emissions[urban residential,electricity bf,CH4] | Direct Buildings Pollutant Emissions | urban residential | electricity bf | CH4 |  | 0 | 0 | 0 | 0 | 0 | 0 | 0 | 0 | 0 | 0 | 0 | 0 | 0 | 0 | 0 | 0 | 0 | 0 | 0 | 0 | 0 | 0 | 0 | 0 | 0 | 0 | 0 | 0 | 0 | 0 | 0
Direct Buildings Pollutant Emissions[urban residential,electricity bf,N2O] | Direct Buildings Pollutant Emissions | urban residential | electricity bf | N2O |  | 0 | 0 | 0 | 0 | 0 | 0 | 0 | 0 | 0 | 0 | 0 | 0 | 0 | 0 | 0 | 0 | 0 | 0 | 0 | 0 | 0 | 0 | 0 | 0 | 0 | 0 | 0 | 0 | 0 | 0 | 0
Direct Buildings Pollutant Emissions[urban residential,electricity bf,F gases] | Direct Buildings Pollutant Emissions | urban residential | electricity bf | F gases |  | 0 | 0 | 0 | 0 | 0 | 0 | 0 | 0 | 0 | 0 | 0 | 0 | 0 | 0 | 0 | 0 | 0 | 0 | 0 | 0 | 0 | 0 | 0 | 0 | 0 | 0 | 0 | 0 | 0 | 0 | 0
Direct Buildings Pollutant Emissions[urban residential,hard coal bf,CO2] | Direct Buildings Pollutant Emissions | urban residential | hard coal bf | CO2 |  | 0 | 0 | 0 | 0 | 0 | 0 | 0 | 0 | 0 | 0 | 0 | 0 | 0 | 0 | 0 | 0 | 0 | 0 | 0 | 0 | 0 | 0 | 0 | 0 | 0 | 0 | 0 | 0 | 0 | 0 | 0
Direct Buildings Pollutant Emissions[urban residential,hard coal bf,VOC] | Direct Buildings Pollutant Emissions | urban residential | hard coal bf | VOC |  | 0 | 0 | 0 | 0 | 0 | 0 | 0 | 0 | 0 | 0 | 0 | 0 | 0 | 0 | 0 | 0 | 0 | 0 | 0 | 0 | 0 | 0 | 0 | 0 | 0 | 0 | 0 | 0 | 0 | 0 | 0
Direct Buildings Pollutant Emissions[urban residential,hard coal bf,CO] | Direct Buildings Pollutant Emissions | urban residential | hard coal bf | CO |  | 0 | 0 | 0 | 0 | 0 | 0 | 0 | 0 | 0 | 0 | 0 | 0 | 0 | 0 | 0 | 0 | 0 | 0 | 0 | 0 | 0 | 0 | 0 | 0 | 0 | 0 | 0 | 0 | 0 | 0 | 0
Direct Buildings Pollutant Emissions[urban residential,hard coal bf,NOx] | Direct Buildings Pollutant Emissions | urban residential | hard coal bf | NOx |  | 0 | 0 | 0 | 0 | 0 | 0 | 0 | 0 | 0 | 0 | 0 | 0 | 0 | 0 | 0 | 0 | 0 | 0 | 0 | 0 | 0 | 0 | 0 | 0 | 0 | 0 | 0 | 0 | 0 | 0 | 0
Direct Buildings Pollutant Emissions[urban residential,hard coal bf,PM10] | Direct Buildings Pollutant Emissions | urban residential | hard coal bf | PM10 |  | 0 | 0 | 0 | 0 | 0 | 0 | 0 | 0 | 0 | 0 | 0 | 0 | 0 | 0 | 0 | 0 | 0 | 0 | 0 | 0 | 0 | 0 | 0 | 0 | 0 | 0 | 0 | 0 | 0 | 0 | 0
Direct Buildings Pollutant Emissions[urban residential,hard coal bf,PM25] | Direct Buildings Pollutant Emissions | urban residential | hard coal bf | PM25 |  | 0 | 0 | 0 | 0 | 0 | 0 | 0 | 0 | 0 | 0 | 0 | 0 | 0 | 0 | 0 | 0 | 0 | 0 | 0 | 0 | 0 | 0 | 0 | 0 | 0 | 0 | 0 | 0 | 0 | 0 | 0
Direct Buildings Pollutant Emissions[urban residential,hard coal bf,SOx] | Direct Buildings Pollutant Emissions | urban residential | hard coal bf | SOx |  | 0 | 0 | 0 | 0 | 0 | 0 | 0 | 0 | 0 | 0 | 0 | 0 | 0 | 0 | 0 | 0 | 0 | 0 | 0 | 0 | 0 | 0 | 0 | 0 | 0 | 0 | 0 | 0 | 0 | 0 | 0
Direct Buildings Pollutant Emissions[urban residential,hard coal bf,BC] | Direct Buildings Pollutant Emissions | urban residential | hard coal bf | BC |  | 0 | 0 | 0 | 0 | 0 | 0 | 0 | 0 | 0 | 0 | 0 | 0 | 0 | 0 | 0 | 0 | 0 | 0 | 0 | 0 | 0 | 0 | 0 | 0 | 0 | 0 | 0 | 0 | 0 | 0 | 0
Direct Buildings Pollutant Emissions[urban residential,hard coal bf,OC] | Direct Buildings Pollutant Emissions | urban residential | hard coal bf | OC |  | 0 | 0 | 0 | 0 | 0 | 0 | 0 | 0 | 0 | 0 | 0 | 0 | 0 | 0 | 0 | 0 | 0 | 0 | 0 | 0 | 0 | 0 | 0 | 0 | 0 | 0 | 0 | 0 | 0 | 0 | 0
Direct Buildings Pollutant Emissions[urban residential,hard coal bf,CH4] | Direct Buildings Pollutant Emissions | urban residential | hard coal bf | CH4 |  | 0 | 0 | 0 | 0 | 0 | 0 | 0 | 0 | 0 | 0 | 0 | 0 | 0 | 0 | 0 | 0 | 0 | 0 | 0 | 0 | 0 | 0 | 0 | 0 | 0 | 0 | 0 | 0 | 0 | 0 | 0
Direct Buildings Pollutant Emissions[urban residential,hard coal bf,N2O] | Direct Buildings Pollutant Emissions | urban residential | hard coal bf | N2O |  | 0 | 0 | 0 | 0 | 0 | 0 | 0 | 0 | 0 | 0 | 0 | 0 | 0 | 0 | 0 | 0 | 0 | 0 | 0 | 0 | 0 | 0 | 0 | 0 | 0 | 0 | 0 | 0 | 0 | 0 | 0
Direct Buildings Pollutant Emissions[urban residential,hard coal bf,F gases] | Direct Buildings Pollutant Emissions | urban residential | hard coal bf | F gases |  | 0 | 0 | 0 | 0 | 0 | 0 | 0 | 0 | 0 | 0 | 0 | 0 | 0 | 0 | 0 | 0 | 0 | 0 | 0 | 0 | 0 | 0 | 0 | 0 | 0 | 0 | 0 | 0 | 0 | 0 | 0
Direct Buildings Pollutant Emissions[urban residential,natural gas bf,CO2] | Direct Buildings Pollutant Emissions | urban residential | natural gas bf | CO2 |  | 24099900000000 | 24895900000000 | 24948700000000 | 25001500000000 | 24948300000000 | 24948100000000 | 24894800000000 | 24788500000000 | 24682200000000 | 24522800000000 | 24310400000000 | 24151000000000 | 23885600000000 | 23726200000000 | 23460800000000 | 23195300000000 | 23036000000000 | 22876700000000 | 22664300000000 | 22611100000000 | 22398800000000 | 22292700000000 | 22239700000000 | 22186600000000 | 22186700000000 | 22133800000000 | 22133900000000 | 22134000000000 | 22134100000000 | 22187300000000 | 22240500000000
Direct Buildings Pollutant Emissions[urban residential,natural gas bf,VOC] | Direct Buildings Pollutant Emissions | urban residential | natural gas bf | VOC |  | 1041480000 | 1075880000 | 1078160000 | 1080450000 | 1078150000 | 1078140000 | 1075830000 | 1071240000 | 1066650000 | 1059760000 | 1050580000 | 1043690000 | 1032220000 | 1025330000 | 1013860000 | 1002390000 | 995507000 | 988621000 | 979443000 | 977145000 | 967969000 | 963383000 | 961092000 | 958801000 | 958804000 | 956516000 | 956521000 | 956526000 | 956531000 | 958830000 | 961128000
Direct Buildings Pollutant Emissions[urban residential,natural gas bf,CO] | Direct Buildings Pollutant Emissions | urban residential | natural gas bf | CO |  | 10237200000 | 10575300000 | 10597800000 | 10620200000 | 10597600000 | 10597500000 | 10574900000 | 10529700000 | 10484600000 | 10416900000 | 10326600000 | 10259000000 | 10146200000 | 10078500000 | 9965740000 | 9852980000 | 9785310000 | 9717630000 | 9627420000 | 9604830000 | 9514630000 | 9469550000 | 9447030000 | 9424510000 | 9424550000 | 9402060000 | 9402110000 | 9402160000 | 9402210000 | 9424800000 | 9447390000
Direct Buildings Pollutant Emissions[urban residential,natural gas bf,NOx] | Direct Buildings Pollutant Emissions | urban residential | natural gas bf | NOx |  | 16830000000 | 17385800000 | 17422700000 | 17459600000 | 17422400000 | 17422300000 | 17385100000 | 17310800000 | 17236600000 | 17125300000 | 16976900000 | 16865700000 | 16680300000 | 16569000000 | 16383600000 | 16198300000 | 16087000000 | 15975700000 | 15827400000 | 15790300000 | 15642000000 | 15567900000 | 15530900000 | 15493900000 | 15493900000 | 15456900000 | 15457000000 | 15457100000 | 15457200000 | 15494300000 | 15531500000
Direct Buildings Pollutant Emissions[urban residential,natural gas bf,PM10] | Direct Buildings Pollutant Emissions | urban residential | natural gas bf | PM10 |  | 1438000000 | 1485490000 | 1488650000 | 1491800000 | 1488620000 | 1488610000 | 1485430000 | 1479090000 | 1472740000 | 1463230000 | 1450560000 | 1441050000 | 1425210000 | 1415700000 | 1399860000 | 1384030000 | 1374520000 | 1365010000 | 1352340000 | 1349170000 | 1336500000 | 1330170000 | 1327000000 | 1323840000 | 1323840000 | 1320680000 | 1320690000 | 1320700000 | 1320710000 | 1323880000 | 1327050000
Direct Buildings Pollutant Emissions[urban residential,natural gas bf,PM25] | Direct Buildings Pollutant Emissions | urban residential | natural gas bf | PM25 |  | 1438000000 | 1485490000 | 1488650000 | 1491800000 | 1488620000 | 1488610000 | 1485430000 | 1479090000 | 1472740000 | 1463230000 | 1450560000 | 1441050000 | 1425210000 | 1415700000 | 1399860000 | 1384030000 | 1374520000 | 1365010000 | 1352340000 | 1349170000 | 1336500000 | 1330170000 | 1327000000 | 1323840000 | 1323840000 | 1320680000 | 1320690000 | 1320700000 | 1320710000 | 1323880000 | 1327050000
Direct Buildings Pollutant Emissions[urban residential,natural gas bf,SOx] | Direct Buildings Pollutant Emissions | urban residential | natural gas bf | SOx |  | 109917000 | 113547000 | 113788000 | 114029000 | 113786000 | 113785000 | 113542000 | 113057000 | 112572000 | 111845000 | 110877000 | 110150000 | 108939000 | 108212000 | 107002000 | 105791000 | 105064000 | 104338000 | 103369000 | 103127000 | 102158000 | 101674000 | 101432000 | 101190000 | 101191000 | 100949000 | 100950000 | 100950000 | 100951000 | 101194000 | 101436000
Direct Buildings Pollutant Emissions[urban residential,natural gas bf,BC] | Direct Buildings Pollutant Emissions | urban residential | natural gas bf | BC |  | 237093000 | 244924000 | 245443000 | 245963000 | 245439000 | 245437000 | 244913000 | 243867000 | 242821000 | 241253000 | 239163000 | 237596000 | 234984000 | 233417000 | 230805000 | 228194000 | 226626000 | 225059000 | 222970000 | 222447000 | 220357000 | 219313000 | 218792000 | 218270000 | 218271000 | 217750000 | 217751000 | 217753000 | 217754000 | 218277000 | 218800000
Direct Buildings Pollutant Emissions[urban residential,natural gas bf,OC] | Direct Buildings Pollutant Emissions | urban residential | natural gas bf | OC |  | 615442000 | 635769000 | 637118000 | 638467000 | 637107000 | 637102000 | 635742000 | 633026000 | 630311000 | 626242000 | 620817000 | 616748000 | 609969000 | 605900000 | 599121000 | 592342000 | 588274000 | 584205000 | 578781000 | 577423000 | 572001000 | 569291000 | 567937000 | 566583000 | 566585000 | 565233000 | 565236000 | 565239000 | 565242000 | 566600000 | 567959000
Direct Buildings Pollutant Emissions[urban residential,natural gas bf,CH4] | Direct Buildings Pollutant Emissions | urban residential | natural gas bf | CH4 |  | 454201000 | 469202000 | 470198000 | 471194000 | 470190000 | 470186000 | 469182000 | 467178000 | 465175000 | 462171000 | 458167000 | 455164000 | 450161000 | 447159000 | 442155000 | 437153000 | 434150000 | 431148000 | 427145000 | 426143000 | 422141000 | 420141000 | 419142000 | 418143000 | 418144000 | 417146000 | 417148000 | 417151000 | 417153000 | 418155000 | 419158000
Direct Buildings Pollutant Emissions[urban residential,natural gas bf,N2O] | Direct Buildings Pollutant Emissions | urban residential | natural gas bf | N2O |  | 45420100 | 46920200 | 47019800 | 47119400 | 47019000 | 47018600 | 46918200 | 46717800 | 46517500 | 46217100 | 45816700 | 45516400 | 45016100 | 44715900 | 44215500 | 43715300 | 43415000 | 43114800 | 42714500 | 42614300 | 42214100 | 42014100 | 41914200 | 41814300 | 41814400 | 41714600 | 41714800 | 41715100 | 41715300 | 41815500 | 41915800
Direct Buildings Pollutant Emissions[urban residential,natural gas bf,F gases] | Direct Buildings Pollutant Emissions | urban residential | natural gas bf | F gases |  | 0 | 0 | 0 | 0 | 0 | 0 | 0 | 0 | 0 | 0 | 0 | 0 | 0 | 0 | 0 | 0 | 0 | 0 | 0 | 0 | 0 | 0 | 0 | 0 | 0 | 0 | 0 | 0 | 0 | 0 | 0
Direct Buildings Pollutant Emissions[urban residential,petroleum diesel bf,CO2] | Direct Buildings Pollutant Emissions | urban residential | petroleum diesel bf | CO2 |  | 22046000000 | 22020900000 | 22072600000 | 22052700000 | 22035600000 | 21946900000 | 21936500000 | 21855900000 | 21779000000 | 21632600000 | 21562300000 | 21424000000 | 21288600000 | 21155500000 | 20882600000 | 20688800000 | 20430700000 | 20182200000 | 19801300000 | 19659300000 | 19468500000 | 19311000000 | 19140800000 | 19022500000 | 18978100000 | 18889400000 | 18763700000 | 18763700000 | 18734100000 | 18785800000 | 18734100000
Direct Buildings Pollutant Emissions[urban residential,petroleum diesel bf,VOC] | Direct Buildings Pollutant Emissions | urban residential | petroleum diesel bf | VOC |  | 334744 | 334362 | 335148 | 334845 | 334587 | 333239 | 333082 | 331858 | 330690 | 328466 | 327399 | 325299 | 323244 | 321223 | 317079 | 314137 | 310218 | 306444 | 300661 | 298505 | 295607 | 293215 | 290632 | 288836 | 288162 | 286814 | 284905 | 284905 | 284456 | 285242 | 284456
Direct Buildings Pollutant Emissions[urban residential,petroleum diesel bf,CO] | Direct Buildings Pollutant Emissions | urban residential | petroleum diesel bf | CO |  | 6999510 | 6991530 | 7007970 | 7001630 | 6996230 | 6968050 | 6964760 | 6939170 | 6914740 | 6868250 | 6845940 | 6802030 | 6759060 | 6716790 | 6630140 | 6568620 | 6486670 | 6407770 | 6286840 | 6241750 | 6181170 | 6131150 | 6077140 | 6039570 | 6025480 | 5997300 | 5957380 | 5957380 | 5947990 | 5964430 | 5947990
Direct Buildings Pollutant Emissions[urban residential,petroleum diesel bf,NOx] | Direct Buildings Pollutant Emissions | urban residential | petroleum diesel bf | NOx |  | 18545900 | 18524800 | 18568300 | 18551500 | 18537200 | 18462600 | 18453900 | 18386000 | 18321300 | 18198100 | 18139000 | 18022700 | 17908800 | 17796800 | 17567300 | 17404200 | 17187100 | 16978000 | 16657600 | 16538200 | 16377600 | 16245100 | 16102000 | 16002500 | 15965100 | 15890500 | 15784700 | 15784700 | 15759800 | 15803400 | 15759800
Direct Buildings Pollutant Emissions[urban residential,petroleum diesel bf,PM10] | Direct Buildings Pollutant Emissions | urban residential | petroleum diesel bf | PM10 |  | 2342310 | 2339640 | 2345140 | 2343020 | 2341210 | 2331780 | 2330680 | 2322120 | 2313950 | 2298390 | 2290920 | 2276230 | 2261850 | 2247700 | 2218710 | 2198120 | 2170690 | 2144290 | 2103820 | 2088730 | 2068460 | 2051720 | 2033650 | 2021080 | 2016360 | 2006930 | 1993570 | 1993570 | 1990430 | 1995930 | 1990430
Direct Buildings Pollutant Emissions[urban residential,petroleum diesel bf,PM25] | Direct Buildings Pollutant Emissions | urban residential | petroleum diesel bf | PM25 |  | 2096400 | 2094010 | 2098930 | 2097030 | 2095410 | 2086970 | 2085990 | 2078320 | 2071010 | 2057080 | 2050400 | 2037250 | 2024380 | 2011720 | 1985770 | 1967340 | 1942800 | 1919170 | 1882950 | 1869440 | 1851300 | 1836320 | 1820140 | 1808890 | 1804670 | 1796230 | 1784270 | 1784270 | 1781460 | 1786380 | 1781460
Direct Buildings Pollutant Emissions[urban residential,petroleum diesel bf,SOx] | Direct Buildings Pollutant Emissions | urban residential | petroleum diesel bf | SOx |  | 151127 | 150954 | 151309 | 151172 | 151056 | 150447 | 150376 | 149824 | 149296 | 148292 | 147811 | 146863 | 145935 | 145022 | 143151 | 141823 | 140054 | 138350 | 135739 | 134766 | 133458 | 132378 | 131212 | 130400 | 130096 | 129488 | 128626 | 128626 | 128423 | 128778 | 128423
Direct Buildings Pollutant Emissions[urban residential,petroleum diesel bf,BC] | Direct Buildings Pollutant Emissions | urban residential | petroleum diesel bf | BC |  | 209550 | 209311 | 209803 | 209614 | 209452 | 208608 | 208510 | 207744 | 207012 | 205620 | 204953 | 203638 | 202352 | 201086 | 198492 | 196650 | 194197 | 191835 | 188214 | 186864 | 185051 | 183553 | 181936 | 180812 | 180390 | 179546 | 178351 | 178351 | 178070 | 178562 | 178070
Direct Buildings Pollutant Emissions[urban residential,petroleum diesel bf,OC] | Direct Buildings Pollutant Emissions | urban residential | petroleum diesel bf | OC |  | 524025 | 523427 | 524658 | 524183 | 523779 | 521669 | 521423 | 519507 | 517678 | 514197 | 512527 | 509240 | 506023 | 502858 | 496371 | 491765 | 485630 | 479723 | 470669 | 467294 | 462758 | 459014 | 454970 | 452158 | 451103 | 448993 | 446005 | 446005 | 445301 | 446532 | 445301
Direct Buildings Pollutant Emissions[urban residential,petroleum diesel bf,CH4] | Direct Buildings Pollutant Emissions | urban residential | petroleum diesel bf | CH4 |  | 894240 | 893220 | 895320 | 894510 | 893820 | 890220 | 889800 | 886530 | 883410 | 877470 | 874620 | 869010 | 863520 | 858120 | 847050 | 839190 | 828720 | 818640 | 803190 | 797430 | 789690 | 783300 | 776400 | 771600 | 769800 | 766200 | 761100 | 761100 | 759900 | 762000 | 759900
Direct Buildings Pollutant Emissions[urban residential,petroleum diesel bf,N2O] | Direct Buildings Pollutant Emissions | urban residential | petroleum diesel bf | N2O |  | 178848 | 178644 | 179064 | 178902 | 178764 | 178044 | 177960 | 177306 | 176682 | 175494 | 174924 | 173802 | 172704 | 171624 | 169410 | 167838 | 165744 | 163728 | 160638 | 159486 | 157938 | 156660 | 155280 | 154320 | 153960 | 153240 | 152220 | 152220 | 151980 | 152400 | 151980
Direct Buildings Pollutant Emissions[urban residential,petroleum diesel bf,F gases] | Direct Buildings Pollutant Emissions | urban residential | petroleum diesel bf | F gases |  | 0 | 0 | 0 | 0 | 0 | 0 | 0 | 0 | 0 | 0 | 0 | 0 | 0 | 0 | 0 | 0 | 0 | 0 | 0 | 0 | 0 | 0 | 0 | 0 | 0 | 0 | 0 | 0 | 0 | 0 | 0
Direct Buildings Pollutant Emissions[urban residential,heat bf,CO2] | Direct Buildings Pollutant Emissions | urban residential | heat bf | CO2 |  | 0 | 0 | 0 | 0 | 0 | 0 | 0 | 0 | 0 | 0 | 0 | 0 | 0 | 0 | 0 | 0 | 0 | 0 | 0 | 0 | 0 | 0 | 0 | 0 | 0 | 0 | 0 | 0 | 0 | 0 | 0
Direct Buildings Pollutant Emissions[urban residential,heat bf,VOC] | Direct Buildings Pollutant Emissions | urban residential | heat bf | VOC |  | 0 | 0 | 0 | 0 | 0 | 0 | 0 | 0 | 0 | 0 | 0 | 0 | 0 | 0 | 0 | 0 | 0 | 0 | 0 | 0 | 0 | 0 | 0 | 0 | 0 | 0 | 0 | 0 | 0 | 0 | 0
Direct Buildings Pollutant Emissions[urban residential,heat bf,CO] | Direct Buildings Pollutant Emissions | urban residential | heat bf | CO |  | 0 | 0 | 0 | 0 | 0 | 0 | 0 | 0 | 0 | 0 | 0 | 0 | 0 | 0 | 0 | 0 | 0 | 0 | 0 | 0 | 0 | 0 | 0 | 0 | 0 | 0 | 0 | 0 | 0 | 0 | 0
Direct Buildings Pollutant Emissions[urban residential,heat bf,NOx] | Direct Buildings Pollutant Emissions | urban residential | heat bf | NOx |  | 0 | 0 | 0 | 0 | 0 | 0 | 0 | 0 | 0 | 0 | 0 | 0 | 0 | 0 | 0 | 0 | 0 | 0 | 0 | 0 | 0 | 0 | 0 | 0 | 0 | 0 | 0 | 0 | 0 | 0 | 0
Direct Buildings Pollutant Emissions[urban residential,heat bf,PM10] | Direct Buildings Pollutant Emissions | urban residential | heat bf | PM10 |  | 0 | 0 | 0 | 0 | 0 | 0 | 0 | 0 | 0 | 0 | 0 | 0 | 0 | 0 | 0 | 0 | 0 | 0 | 0 | 0 | 0 | 0 | 0 | 0 | 0 | 0 | 0 | 0 | 0 | 0 | 0
Direct Buildings Pollutant Emissions[urban residential,heat bf,PM25] | Direct Buildings Pollutant Emissions | urban residential | heat bf | PM25 |  | 0 | 0 | 0 | 0 | 0 | 0 | 0 | 0 | 0 | 0 | 0 | 0 | 0 | 0 | 0 | 0 | 0 | 0 | 0 | 0 | 0 | 0 | 0 | 0 | 0 | 0 | 0 | 0 | 0 | 0 | 0
Direct Buildings Pollutant Emissions[urban residential,heat bf,SOx] | Direct Buildings Pollutant Emissions | urban residential | heat bf | SOx |  | 0 | 0 | 0 | 0 | 0 | 0 | 0 | 0 | 0 | 0 | 0 | 0 | 0 | 0 | 0 | 0 | 0 | 0 | 0 | 0 | 0 | 0 | 0 | 0 | 0 | 0 | 0 | 0 | 0 | 0 | 0
Direct Buildings Pollutant Emissions[urban residential,heat bf,BC] | Direct Buildings Pollutant Emissions | urban residential | heat bf | BC |  | 0 | 0 | 0 | 0 | 0 | 0 | 0 | 0 | 0 | 0 | 0 | 0 | 0 | 0 | 0 | 0 | 0 | 0 | 0 | 0 | 0 | 0 | 0 | 0 | 0 | 0 | 0 | 0 | 0 | 0 | 0
Direct Buildings Pollutant Emissions[urban residential,heat bf,OC] | Direct Buildings Pollutant Emissions | urban residential | heat bf | OC |  | 0 | 0 | 0 | 0 | 0 | 0 | 0 | 0 | 0 | 0 | 0 | 0 | 0 | 0 | 0 | 0 | 0 | 0 | 0 | 0 | 0 | 0 | 0 | 0 | 0 | 0 | 0 | 0 | 0 | 0 | 0
Direct Buildings Pollutant Emissions[urban residential,heat bf,CH4] | Direct Buildings Pollutant Emissions | urban residential | heat bf | CH4 |  | 0 | 0 | 0 | 0 | 0 | 0 | 0 | 0 | 0 | 0 | 0 | 0 | 0 | 0 | 0 | 0 | 0 | 0 | 0 | 0 | 0 | 0 | 0 | 0 | 0 | 0 | 0 | 0 | 0 | 0 | 0
Direct Buildings Pollutant Emissions[urban residential,heat bf,N2O] | Direct Buildings Pollutant Emissions | urban residential | heat bf | N2O |  | 0 | 0 | 0 | 0 | 0 | 0 | 0 | 0 | 0 | 0 | 0 | 0 | 0 | 0 | 0 | 0 | 0 | 0 | 0 | 0 | 0 | 0 | 0 | 0 | 0 | 0 | 0 | 0 | 0 | 0 | 0
Direct Buildings Pollutant Emissions[urban residential,heat bf,F gases] | Direct Buildings Pollutant Emissions | urban residential | heat bf | F gases |  | 0 | 0 | 0 | 0 | 0 | 0 | 0 | 0 | 0 | 0 | 0 | 0 | 0 | 0 | 0 | 0 | 0 | 0 | 0 | 0 | 0 | 0 | 0 | 0 | 0 | 0 | 0 | 0 | 0 | 0 | 0
Direct Buildings Pollutant Emissions[urban residential,biomass bf,CO2] | Direct Buildings Pollutant Emissions | urban residential | biomass bf | CO2 |  | 0 | 0 | 0 | 0 | 0 | 0 | 0 | 0 | 0 | 0 | 0 | 0 | 0 | 0 | 0 | 0 | 0 | 0 | 0 | 0 | 0 | 0 | 0 | 0 | 0 | 0 | 0 | 0 | 0 | 0 | 0
Direct Buildings Pollutant Emissions[urban residential,biomass bf,VOC] | Direct Buildings Pollutant Emissions | urban residential | biomass bf | VOC |  | 10199400 | 10199400 | 10199400 | 10199400 | 10199400 | 10199400 | 10199400 | 10199400 | 10199400 | 10199400 | 10199400 | 10199400 | 10199400 | 10199400 | 10199400 | 10199400 | 10199400 | 10199400 | 10199400 | 10199400 | 10199400 | 10199400 | 10199400 | 10199400 | 10199400 | 10199400 | 10199400 | 10199400 | 10199400 | 10199400 | 10199400
Direct Buildings Pollutant Emissions[urban residential,biomass bf,CO] | Direct Buildings Pollutant Emissions | urban residential | biomass bf | CO |  | 161731000 | 161731000 | 161731000 | 161731000 | 161731000 | 161731000 | 161731000 | 161731000 | 161731000 | 161731000 | 161731000 | 161731000 | 161731000 | 161731000 | 161731000 | 161731000 | 161731000 | 161731000 | 161731000 | 161731000 | 161731000 | 161731000 | 161731000 | 161731000 | 161731000 | 161731000 | 161731000 | 161731000 | 161731000 | 161731000 | 161731000
Direct Buildings Pollutant Emissions[urban residential,biomass bf,NOx] | Direct Buildings Pollutant Emissions | urban residential | biomass bf | NOx |  | 1064970000 | 1064970000 | 1064970000 | 1064970000 | 1064970000 | 1064970000 | 1064970000 | 1064970000 | 1064970000 | 1064970000 | 1064970000 | 1064970000 | 1064970000 | 1064970000 | 1064970000 | 1064970000 | 1064970000 | 1064970000 | 1064970000 | 1064970000 | 1064970000 | 1064970000 | 1064970000 | 1064970000 | 1064970000 | 1064970000 | 1064970000 | 1064970000 | 1064970000 | 1064970000 | 1064970000
Direct Buildings Pollutant Emissions[urban residential,biomass bf,PM10] | Direct Buildings Pollutant Emissions | urban residential | biomass bf | PM10 |  | 23798600 | 23798600 | 23798600 | 23798600 | 23798600 | 23798600 | 23798600 | 23798600 | 23798600 | 23798600 | 23798600 | 23798600 | 23798600 | 23798600 | 23798600 | 23798600 | 23798600 | 23798600 | 23798600 | 23798600 | 23798600 | 23798600 | 23798600 | 23798600 | 23798600 | 23798600 | 23798600 | 23798600 | 23798600 | 23798600 | 23798600
Direct Buildings Pollutant Emissions[urban residential,biomass bf,PM25] | Direct Buildings Pollutant Emissions | urban residential | biomass bf | PM25 |  | 21021800 | 21021800 | 21021800 | 21021800 | 21021800 | 21021800 | 21021800 | 21021800 | 21021800 | 21021800 | 21021800 | 21021800 | 21021800 | 21021800 | 21021800 | 21021800 | 21021800 | 21021800 | 21021800 | 21021800 | 21021800 | 21021800 | 21021800 | 21021800 | 21021800 | 21021800 | 21021800 | 21021800 | 21021800 | 21021800 | 21021800
Direct Buildings Pollutant Emissions[urban residential,biomass bf,SOx] | Direct Buildings Pollutant Emissions | urban residential | biomass bf | SOx |  | 721452000 | 721452000 | 721452000 | 721452000 | 721452000 | 721452000 | 721452000 | 721452000 | 721452000 | 721452000 | 721452000 | 721452000 | 721452000 | 721452000 | 721452000 | 721452000 | 721452000 | 721452000 | 721452000 | 721452000 | 721452000 | 721452000 | 721452000 | 721452000 | 721452000 | 721452000 | 721452000 | 721452000 | 721452000 | 721452000 | 721452000
Direct Buildings Pollutant Emissions[urban residential,biomass bf,BC] | Direct Buildings Pollutant Emissions | urban residential | biomass bf | BC |  | 2901400 | 2901400 | 2901400 | 2901400 | 2901400 | 2901400 | 2901400 | 2901400 | 2901400 | 2901400 | 2901400 | 2901400 | 2901400 | 2901400 | 2901400 | 2901400 | 2901400 | 2901400 | 2901400 | 2901400 | 2901400 | 2901400 | 2901400 | 2901400 | 2901400 | 2901400 | 2901400 | 2901400 | 2901400 | 2901400 | 2901400
Direct Buildings Pollutant Emissions[urban residential,biomass bf,OC] | Direct Buildings Pollutant Emissions | urban residential | biomass bf | OC |  | 6853000 | 6853000 | 6853000 | 6853000 | 6853000 | 6853000 | 6853000 | 6853000 | 6853000 | 6853000 | 6853000 | 6853000 | 6853000 | 6853000 | 6853000 | 6853000 | 6853000 | 6853000 | 6853000 | 6853000 | 6853000 | 6853000 | 6853000 | 6853000 | 6853000 | 6853000 | 6853000 | 6853000 | 6853000 | 6853000 | 6853000
Direct Buildings Pollutant Emissions[urban residential,biomass bf,CH4] | Direct Buildings Pollutant Emissions | urban residential | biomass bf | CH4 |  | 0 | 0 | 0 | 0 | 0 | 0 | 0 | 0 | 0 | 0 | 0 | 0 | 0 | 0 | 0 | 0 | 0 | 0 | 0 | 0 | 0 | 0 | 0 | 0 | 0 | 0 | 0 | 0 | 0 | 0 | 0
Direct Buildings Pollutant Emissions[urban residential,biomass bf,N2O] | Direct Buildings Pollutant Emissions | urban residential | biomass bf | N2O |  | 0 | 0 | 0 | 0 | 0 | 0 | 0 | 0 | 0 | 0 | 0 | 0 | 0 | 0 | 0 | 0 | 0 | 0 | 0 | 0 | 0 | 0 | 0 | 0 | 0 | 0 | 0 | 0 | 0 | 0 | 0
Direct Buildings Pollutant Emissions[urban residential,biomass bf,F gases] | Direct Buildings Pollutant Emissions | urban residential | biomass bf | F gases |  | 0 | 0 | 0 | 0 | 0 | 0 | 0 | 0 | 0 | 0 | 0 | 0 | 0 | 0 | 0 | 0 | 0 | 0 | 0 | 0 | 0 | 0 | 0 | 0 | 0 | 0 | 0 | 0 | 0 | 0 | 0
Direct Buildings Pollutant Emissions[urban residential,kerosene bf,CO2] | Direct Buildings Pollutant Emissions | urban residential | kerosene bf | CO2 |  | 0 | 0 | 0 | 0 | 0 | 0 | 0 | 0 | 0 | 0 | 0 | 0 | 0 | 0 | 0 | 0 | 0 | 0 | 0 | 0 | 0 | 0 | 0 | 0 | 0 | 0 | 0 | 0 | 0 | 0 | 0
Direct Buildings Pollutant Emissions[urban residential,kerosene bf,VOC] | Direct Buildings Pollutant Emissions | urban residential | kerosene bf | VOC |  | 0 | 0 | 0 | 0 | 0 | 0 | 0 | 0 | 0 | 0 | 0 | 0 | 0 | 0 | 0 | 0 | 0 | 0 | 0 | 0 | 0 | 0 | 0 | 0 | 0 | 0 | 0 | 0 | 0 | 0 | 0
Direct Buildings Pollutant Emissions[urban residential,kerosene bf,CO] | Direct Buildings Pollutant Emissions | urban residential | kerosene bf | CO |  | 0 | 0 | 0 | 0 | 0 | 0 | 0 | 0 | 0 | 0 | 0 | 0 | 0 | 0 | 0 | 0 | 0 | 0 | 0 | 0 | 0 | 0 | 0 | 0 | 0 | 0 | 0 | 0 | 0 | 0 | 0
Direct Buildings Pollutant Emissions[urban residential,kerosene bf,NOx] | Direct Buildings Pollutant Emissions | urban residential | kerosene bf | NOx |  | 0 | 0 | 0 | 0 | 0 | 0 | 0 | 0 | 0 | 0 | 0 | 0 | 0 | 0 | 0 | 0 | 0 | 0 | 0 | 0 | 0 | 0 | 0 | 0 | 0 | 0 | 0 | 0 | 0 | 0 | 0
Direct Buildings Pollutant Emissions[urban residential,kerosene bf,PM10] | Direct Buildings Pollutant Emissions | urban residential | kerosene bf | PM10 |  | 0 | 0 | 0 | 0 | 0 | 0 | 0 | 0 | 0 | 0 | 0 | 0 | 0 | 0 | 0 | 0 | 0 | 0 | 0 | 0 | 0 | 0 | 0 | 0 | 0 | 0 | 0 | 0 | 0 | 0 | 0
Direct Buildings Pollutant Emissions[urban residential,kerosene bf,PM25] | Direct Buildings Pollutant Emissions | urban residential | kerosene bf | PM25 |  | 0 | 0 | 0 | 0 | 0 | 0 | 0 | 0 | 0 | 0 | 0 | 0 | 0 | 0 | 0 | 0 | 0 | 0 | 0 | 0 | 0 | 0 | 0 | 0 | 0 | 0 | 0 | 0 | 0 | 0 | 0
Direct Buildings Pollutant Emissions[urban residential,kerosene bf,SOx] | Direct Buildings Pollutant Emissions | urban residential | kerosene bf | SOx |  | 0 | 0 | 0 | 0 | 0 | 0 | 0 | 0 | 0 | 0 | 0 | 0 | 0 | 0 | 0 | 0 | 0 | 0 | 0 | 0 | 0 | 0 | 0 | 0 | 0 | 0 | 0 | 0 | 0 | 0 | 0
Direct Buildings Pollutant Emissions[urban residential,kerosene bf,BC] | Direct Buildings Pollutant Emissions | urban residential | kerosene bf | BC |  | 0 | 0 | 0 | 0 | 0 | 0 | 0 | 0 | 0 | 0 | 0 | 0 | 0 | 0 | 0 | 0 | 0 | 0 | 0 | 0 | 0 | 0 | 0 | 0 | 0 | 0 | 0 | 0 | 0 | 0 | 0
Direct Buildings Pollutant Emissions[urban residential,kerosene bf,OC] | Direct Buildings Pollutant Emissions | urban residential | kerosene bf | OC |  | 0 | 0 | 0 | 0 | 0 | 0 | 0 | 0 | 0 | 0 | 0 | 0 | 0 | 0 | 0 | 0 | 0 | 0 | 0 | 0 | 0 | 0 | 0 | 0 | 0 | 0 | 0 | 0 | 0 | 0 | 0
Direct Buildings Pollutant Emissions[urban residential,kerosene bf,CH4] | Direct Buildings Pollutant Emissions | urban residential | kerosene bf | CH4 |  | 0 | 0 | 0 | 0 | 0 | 0 | 0 | 0 | 0 | 0 | 0 | 0 | 0 | 0 | 0 | 0 | 0 | 0 | 0 | 0 | 0 | 0 | 0 | 0 | 0 | 0 | 0 | 0 | 0 | 0 | 0
Direct Buildings Pollutant Emissions[urban residential,kerosene bf,N2O] | Direct Buildings Pollutant Emissions | urban residential | kerosene bf | N2O |  | 0 | 0 | 0 | 0 | 0 | 0 | 0 | 0 | 0 | 0 | 0 | 0 | 0 | 0 | 0 | 0 | 0 | 0 | 0 | 0 | 0 | 0 | 0 | 0 | 0 | 0 | 0 | 0 | 0 | 0 | 0
Direct Buildings Pollutant Emissions[urban residential,kerosene bf,F gases] | Direct Buildings Pollutant Emissions | urban residential | kerosene bf | F gases |  | 0 | 0 | 0 | 0 | 0 | 0 | 0 | 0 | 0 | 0 | 0 | 0 | 0 | 0 | 0 | 0 | 0 | 0 | 0 | 0 | 0 | 0 | 0 | 0 | 0 | 0 | 0 | 0 | 0 | 0 | 0
Direct Buildings Pollutant Emissions[urban residential,heavy or residual fuel oil bf,CO2] | Direct Buildings Pollutant Emissions | urban residential | heavy or residual fuel oil bf | CO2 |  | 0 | 0 | 0 | 0 | 0 | 0 | 0 | 0 | 0 | 0 | 0 | 0 | 0 | 0 | 0 | 0 | 0 | 0 | 0 | 0 | 0 | 0 | 0 | 0 | 0 | 0 | 0 | 0 | 0 | 0 | 0
Direct Buildings Pollutant Emissions[urban residential,heavy or residual fuel oil bf,VOC] | Direct Buildings Pollutant Emissions | urban residential | heavy or residual fuel oil bf | VOC |  | 0 | 0 | 0 | 0 | 0 | 0 | 0 | 0 | 0 | 0 | 0 | 0 | 0 | 0 | 0 | 0 | 0 | 0 | 0 | 0 | 0 | 0 | 0 | 0 | 0 | 0 | 0 | 0 | 0 | 0 | 0
Direct Buildings Pollutant Emissions[urban residential,heavy or residual fuel oil bf,CO] | Direct Buildings Pollutant Emissions | urban residential | heavy or residual fuel oil bf | CO |  | 0 | 0 | 0 | 0 | 0 | 0 | 0 | 0 | 0 | 0 | 0 | 0 | 0 | 0 | 0 | 0 | 0 | 0 | 0 | 0 | 0 | 0 | 0 | 0 | 0 | 0 | 0 | 0 | 0 | 0 | 0
Direct Buildings Pollutant Emissions[urban residential,heavy or residual fuel oil bf,NOx] | Direct Buildings Pollutant Emissions | urban residential | heavy or residual fuel oil bf | NOx |  | 0 | 0 | 0 | 0 | 0 | 0 | 0 | 0 | 0 | 0 | 0 | 0 | 0 | 0 | 0 | 0 | 0 | 0 | 0 | 0 | 0 | 0 | 0 | 0 | 0 | 0 | 0 | 0 | 0 | 0 | 0
Direct Buildings Pollutant Emissions[urban residential,heavy or residual fuel oil bf,PM10] | Direct Buildings Pollutant Emissions | urban residential | heavy or residual fuel oil bf | PM10 |  | 0 | 0 | 0 | 0 | 0 | 0 | 0 | 0 | 0 | 0 | 0 | 0 | 0 | 0 | 0 | 0 | 0 | 0 | 0 | 0 | 0 | 0 | 0 | 0 | 0 | 0 | 0 | 0 | 0 | 0 | 0
Direct Buildings Pollutant Emissions[urban residential,heavy or residual fuel oil bf,PM25] | Direct Buildings Pollutant Emissions | urban residential | heavy or residual fuel oil bf | PM25 |  | 0 | 0 | 0 | 0 | 0 | 0 | 0 | 0 | 0 | 0 | 0 | 0 | 0 | 0 | 0 | 0 | 0 | 0 | 0 | 0 | 0 | 0 | 0 | 0 | 0 | 0 | 0 | 0 | 0 | 0 | 0
Direct Buildings Pollutant Emissions[urban residential,heavy or residual fuel oil bf,SOx] | Direct Buildings Pollutant Emissions | urban residential | heavy or residual fuel oil bf | SOx |  | 0 | 0 | 0 | 0 | 0 | 0 | 0 | 0 | 0 | 0 | 0 | 0 | 0 | 0 | 0 | 0 | 0 | 0 | 0 | 0 | 0 | 0 | 0 | 0 | 0 | 0 | 0 | 0 | 0 | 0 | 0
Direct Buildings Pollutant Emissions[urban residential,heavy or residual fuel oil bf,BC] | Direct Buildings Pollutant Emissions | urban residential | heavy or residual fuel oil bf | BC |  | 0 | 0 | 0 | 0 | 0 | 0 | 0 | 0 | 0 | 0 | 0 | 0 | 0 | 0 | 0 | 0 | 0 | 0 | 0 | 0 | 0 | 0 | 0 | 0 | 0 | 0 | 0 | 0 | 0 | 0 | 0
Direct Buildings Pollutant Emissions[urban residential,heavy or residual fuel oil bf,OC] | Direct Buildings Pollutant Emissions | urban residential | heavy or residual fuel oil bf | OC |  | 0 | 0 | 0 | 0 | 0 | 0 | 0 | 0 | 0 | 0 | 0 | 0 | 0 | 0 | 0 | 0 | 0 | 0 | 0 | 0 | 0 | 0 | 0 | 0 | 0 | 0 | 0 | 0 | 0 | 0 | 0
Direct Buildings Pollutant Emissions[urban residential,heavy or residual fuel oil bf,CH4] | Direct Buildings Pollutant Emissions | urban residential | heavy or residual fuel oil bf | CH4 |  | 0 | 0 | 0 | 0 | 0 | 0 | 0 | 0 | 0 | 0 | 0 | 0 | 0 | 0 | 0 | 0 | 0 | 0 | 0 | 0 | 0 | 0 | 0 | 0 | 0 | 0 | 0 | 0 | 0 | 0 | 0
Direct Buildings Pollutant Emissions[urban residential,heavy or residual fuel oil bf,N2O] | Direct Buildings Pollutant Emissions | urban residential | heavy or residual fuel oil bf | N2O |  | 0 | 0 | 0 | 0 | 0 | 0 | 0 | 0 | 0 | 0 | 0 | 0 | 0 | 0 | 0 | 0 | 0 | 0 | 0 | 0 | 0 | 0 | 0 | 0 | 0 | 0 | 0 | 0 | 0 | 0 | 0
Direct Buildings Pollutant Emissions[urban residential,heavy or residual fuel oil bf,F gases] | Direct Buildings Pollutant Emissions | urban residential | heavy or residual fuel oil bf | F gases |  | 0 | 0 | 0 | 0 | 0 | 0 | 0 | 0 | 0 | 0 | 0 | 0 | 0 | 0 | 0 | 0 | 0 | 0 | 0 | 0 | 0 | 0 | 0 | 0 | 0 | 0 | 0 | 0 | 0 | 0 | 0
Direct Buildings Pollutant Emissions[urban residential,LPG propane or butane bf,CO2] | Direct Buildings Pollutant Emissions | urban residential | LPG propane or butane bf | CO2 |  | 1010400000000 | 965537000000 | 905920000000 | 905920000000 | 897931000000 | 885639000000 | 865357000000 | 860440000000 | 840773000000 | 808814000000 | 786688000000 | 755958000000 | 725843000000 | 703102000000 | 682206000000 | 661310000000 | 641028000000 | 622590000000 | 602308000000 | 580797000000 | 566047000000 | 551911000000 | 539619000000 | 527327000000 | 516879000000 | 511347000000 | 496597000000 | 489222000000 | 480617000000 | 472627000000 | 465252000000
Direct Buildings Pollutant Emissions[urban residential,LPG propane or butane bf,VOC] | Direct Buildings Pollutant Emissions | urban residential | LPG propane or butane bf | VOC |  | 65266800 | 62368700 | 58517800 | 58517800 | 58001700 | 57207700 | 55897600 | 55580000 | 54309600 | 52245200 | 50816000 | 48831000 | 46885700 | 45416800 | 44067000 | 42717200 | 41407100 | 40216100 | 38906000 | 37516500 | 36563700 | 35650600 | 34856600 | 34062600 | 33387700 | 33030400 | 32077600 | 31601200 | 31045400 | 30529300 | 30052900
Direct Buildings Pollutant Emissions[urban residential,LPG propane or butane bf,CO] | Direct Buildings Pollutant Emissions | urban residential | LPG propane or butane bf | CO |  | 53939600 | 51544500 | 48361900 | 48361900 | 47935400 | 47279200 | 46196500 | 45934000 | 44884100 | 43178000 | 41996800 | 40356300 | 38748600 | 37534600 | 36419100 | 35303600 | 34220800 | 33236500 | 32153800 | 31005500 | 30218000 | 29463400 | 28807200 | 28151000 | 27593200 | 27297900 | 26510500 | 26116800 | 25657400 | 25230900 | 24837200
Direct Buildings Pollutant Emissions[urban residential,LPG propane or butane bf,NOx] | Direct Buildings Pollutant Emissions | urban residential | LPG propane or butane bf | NOx |  | 1060510000 | 1013420000 | 950848000 | 950848000 | 942462000 | 929560000 | 908273000 | 903112000 | 882469000 | 848925000 | 825702000 | 793448000 | 761839000 | 737972000 | 716039000 | 694106000 | 672818000 | 653466000 | 632178000 | 609601000 | 594119000 | 579282000 | 566380000 | 553479000 | 542512000 | 536707000 | 521225000 | 513484000 | 504453000 | 496067000 | 488326000
Direct Buildings Pollutant Emissions[urban residential,LPG propane or butane bf,PM10] | Direct Buildings Pollutant Emissions | urban residential | LPG propane or butane bf | PM10 |  | 57112600 | 54576500 | 51206800 | 51206800 | 50755100 | 50060300 | 48913900 | 48636000 | 47524300 | 45717800 | 44467200 | 42730200 | 41027900 | 39742600 | 38561400 | 37380200 | 36233800 | 35191600 | 34045200 | 32829300 | 31995500 | 31196500 | 30501700 | 29806900 | 29216300 | 28903700 | 28069900 | 27653000 | 27166700 | 26715100 | 26298200
Direct Buildings Pollutant Emissions[urban residential,LPG propane or butane bf,PM25] | Direct Buildings Pollutant Emissions | urban residential | LPG propane or butane bf | PM25 |  | 57112600 | 54576500 | 51206800 | 51206800 | 50755100 | 50060300 | 48913900 | 48636000 | 47524300 | 45717800 | 44467200 | 42730200 | 41027900 | 39742600 | 38561400 | 37380200 | 36233800 | 35191600 | 34045200 | 32829300 | 31995500 | 31196500 | 30501700 | 29806900 | 29216300 | 28903700 | 28069900 | 27653000 | 27166700 | 26715100 | 26298200
Direct Buildings Pollutant Emissions[urban residential,LPG propane or butane bf,SOx] | Direct Buildings Pollutant Emissions | urban residential | LPG propane or butane bf | SOx |  | 0 | 0 | 0 | 0 | 0 | 0 | 0 | 0 | 0 | 0 | 0 | 0 | 0 | 0 | 0 | 0 | 0 | 0 | 0 | 0 | 0 | 0 | 0 | 0 | 0 | 0 | 0 | 0 | 0 | 0 | 0
Direct Buildings Pollutant Emissions[urban residential,LPG propane or butane bf,BC] | Direct Buildings Pollutant Emissions | urban residential | LPG propane or butane bf | BC |  | 9420120 | 9001830 | 8446020 | 8446020 | 8371530 | 8256930 | 8067840 | 8022000 | 7838640 | 7540680 | 7334400 | 7047900 | 6767130 | 6555120 | 6360300 | 6165480 | 5976390 | 5804490 | 5615400 | 5414850 | 5277330 | 5145540 | 5030940 | 4916340 | 4818930 | 4767360 | 4629840 | 4561080 | 4480860 | 4406370 | 4337610
Direct Buildings Pollutant Emissions[urban residential,LPG propane or butane bf,OC] | Direct Buildings Pollutant Emissions | urban residential | LPG propane or butane bf | OC |  | 24446300 | 23360800 | 21918400 | 21918400 | 21725100 | 21427700 | 20937000 | 20818000 | 20342200 | 19568900 | 19033600 | 18290100 | 17561500 | 17011300 | 16505700 | 16000100 | 15509400 | 15063300 | 14572600 | 14052200 | 13695300 | 13353300 | 13055900 | 12758500 | 12505700 | 12371800 | 12015000 | 11836500 | 11628300 | 11435000 | 11256600
Direct Buildings Pollutant Emissions[urban residential,LPG propane or butane bf,CH4] | Direct Buildings Pollutant Emissions | urban residential | LPG propane or butane bf | CH4 |  | 49320000 | 47130000 | 44220000 | 44220000 | 43830000 | 43230000 | 42240000 | 42000000 | 41040000 | 39480000 | 38400000 | 36900000 | 35430000 | 34320000 | 33300000 | 32280000 | 31290000 | 30390000 | 29400000 | 28350000 | 27630000 | 26940000 | 26340000 | 25740000 | 25230000 | 24960000 | 24240000 | 23880000 | 23460000 | 23070000 | 22710000
Direct Buildings Pollutant Emissions[urban residential,LPG propane or butane bf,N2O] | Direct Buildings Pollutant Emissions | urban residential | LPG propane or butane bf | N2O |  | 9864000 | 9426000 | 8844000 | 8844000 | 8766000 | 8646000 | 8448000 | 8400000 | 8208000 | 7896000 | 7680000 | 7380000 | 7086000 | 6864000 | 6660000 | 6456000 | 6258000 | 6078000 | 5880000 | 5670000 | 5526000 | 5388000 | 5268000 | 5148000 | 5046000 | 4992000 | 4848000 | 4776000 | 4692000 | 4614000 | 4542000
Direct Buildings Pollutant Emissions[urban residential,LPG propane or butane bf,F gases] | Direct Buildings Pollutant Emissions | urban residential | LPG propane or butane bf | F gases |  | 0 | 0 | 0 | 0 | 0 | 0 | 0 | 0 | 0 | 0 | 0 | 0 | 0 | 0 | 0 | 0 | 0 | 0 | 0 | 0 | 0 | 0 | 0 | 0 | 0 | 0 | 0 | 0 | 0 | 0 | 0
Direct Buildings Pollutant Emissions[urban residential,hydrogen bf,CO2] | Direct Buildings Pollutant Emissions | urban residential | hydrogen bf | CO2 |  | 0 | 0 | 0 | 0 | 0 | 0 | 0 | 0 | 0 | 0 | 0 | 0 | 0 | 0 | 0 | 0 | 0 | 0 | 0 | 0 | 0 | 0 | 0 | 0 | 0 | 0 | 0 | 0 | 0 | 0 | 0
Direct Buildings Pollutant Emissions[urban residential,hydrogen bf,VOC] | Direct Buildings Pollutant Emissions | urban residential | hydrogen bf | VOC |  | 0 | 0 | 0 | 0 | 0 | 0 | 0 | 0 | 0 | 0 | 0 | 0 | 0 | 0 | 0 | 0 | 0 | 0 | 0 | 0 | 0 | 0 | 0 | 0 | 0 | 0 | 0 | 0 | 0 | 0 | 0
Direct Buildings Pollutant Emissions[urban residential,hydrogen bf,CO] | Direct Buildings Pollutant Emissions | urban residential | hydrogen bf | CO |  | 0 | 0 | 0 | 0 | 0 | 0 | 0 | 0 | 0 | 0 | 0 | 0 | 0 | 0 | 0 | 0 | 0 | 0 | 0 | 0 | 0 | 0 | 0 | 0 | 0 | 0 | 0 | 0 | 0 | 0 | 0
Direct Buildings Pollutant Emissions[urban residential,hydrogen bf,NOx] | Direct Buildings Pollutant Emissions | urban residential | hydrogen bf | NOx |  | 0 | 0 | 0 | 0 | 0 | 0 | 0 | 0 | 0 | 0 | 0 | 0 | 0 | 0 | 0 | 0 | 0 | 0 | 0 | 0 | 0 | 0 | 0 | 0 | 0 | 0 | 0 | 0 | 0 | 0 | 0
Direct Buildings Pollutant Emissions[urban residential,hydrogen bf,PM10] | Direct Buildings Pollutant Emissions | urban residential | hydrogen bf | PM10 |  | 0 | 0 | 0 | 0 | 0 | 0 | 0 | 0 | 0 | 0 | 0 | 0 | 0 | 0 | 0 | 0 | 0 | 0 | 0 | 0 | 0 | 0 | 0 | 0 | 0 | 0 | 0 | 0 | 0 | 0 | 0
Direct Buildings Pollutant Emissions[urban residential,hydrogen bf,PM25] | Direct Buildings Pollutant Emissions | urban residential | hydrogen bf | PM25 |  | 0 | 0 | 0 | 0 | 0 | 0 | 0 | 0 | 0 | 0 | 0 | 0 | 0 | 0 | 0 | 0 | 0 | 0 | 0 | 0 | 0 | 0 | 0 | 0 | 0 | 0 | 0 | 0 | 0 | 0 | 0
Direct Buildings Pollutant Emissions[urban residential,hydrogen bf,SOx] | Direct Buildings Pollutant Emissions | urban residential | hydrogen bf | SOx |  | 0 | 0 | 0 | 0 | 0 | 0 | 0 | 0 | 0 | 0 | 0 | 0 | 0 | 0 | 0 | 0 | 0 | 0 | 0 | 0 | 0 | 0 | 0 | 0 | 0 | 0 | 0 | 0 | 0 | 0 | 0
Direct Buildings Pollutant Emissions[urban residential,hydrogen bf,BC] | Direct Buildings Pollutant Emissions | urban residential | hydrogen bf | BC |  | 0 | 0 | 0 | 0 | 0 | 0 | 0 | 0 | 0 | 0 | 0 | 0 | 0 | 0 | 0 | 0 | 0 | 0 | 0 | 0 | 0 | 0 | 0 | 0 | 0 | 0 | 0 | 0 | 0 | 0 | 0
Direct Buildings Pollutant Emissions[urban residential,hydrogen bf,OC] | Direct Buildings Pollutant Emissions | urban residential | hydrogen bf | OC |  | 0 | 0 | 0 | 0 | 0 | 0 | 0 | 0 | 0 | 0 | 0 | 0 | 0 | 0 | 0 | 0 | 0 | 0 | 0 | 0 | 0 | 0 | 0 | 0 | 0 | 0 | 0 | 0 | 0 | 0 | 0
Direct Buildings Pollutant Emissions[urban residential,hydrogen bf,CH4] | Direct Buildings Pollutant Emissions | urban residential | hydrogen bf | CH4 |  | 0 | 0 | 0 | 0 | 0 | 0 | 0 | 0 | 0 | 0 | 0 | 0 | 0 | 0 | 0 | 0 | 0 | 0 | 0 | 0 | 0 | 0 | 0 | 0 | 0 | 0 | 0 | 0 | 0 | 0 | 0
Direct Buildings Pollutant Emissions[urban residential,hydrogen bf,N2O] | Direct Buildings Pollutant Emissions | urban residential | hydrogen bf | N2O |  | 0 | 0 | 0 | 0 | 0 | 0 | 0 | 0 | 0 | 0 | 0 | 0 | 0 | 0 | 0 | 0 | 0 | 0 | 0 | 0 | 0 | 0 | 0 | 0 | 0 | 0 | 0 | 0 | 0 | 0 | 0
Direct Buildings Pollutant Emissions[urban residential,hydrogen bf,F gases] | Direct Buildings Pollutant Emissions | urban residential | hydrogen bf | F gases |  | 0 | 0 | 0 | 0 | 0 | 0 | 0 | 0 | 0 | 0 | 0 | 0 | 0 | 0 | 0 | 0 | 0 | 0 | 0 | 0 | 0 | 0 | 0 | 0 | 0 | 0 | 0 | 0 | 0 | 0 | 0
Direct Buildings Pollutant Emissions[rural residential,electricity bf,CO2] | Direct Buildings Pollutant Emissions | rural residential | electricity bf | CO2 |  | 0 | 0 | 0 | 0 | 0 | 0 | 0 | 0 | 0 | 0 | 0 | 0 | 0 | 0 | 0 | 0 | 0 | 0 | 0 | 0 | 0 | 0 | 0 | 0 | 0 | 0 | 0 | 0 | 0 | 0 | 0
Direct Buildings Pollutant Emissions[rural residential,electricity bf,VOC] | Direct Buildings Pollutant Emissions | rural residential | electricity bf | VOC |  | 0 | 0 | 0 | 0 | 0 | 0 | 0 | 0 | 0 | 0 | 0 | 0 | 0 | 0 | 0 | 0 | 0 | 0 | 0 | 0 | 0 | 0 | 0 | 0 | 0 | 0 | 0 | 0 | 0 | 0 | 0
Direct Buildings Pollutant Emissions[rural residential,electricity bf,CO] | Direct Buildings Pollutant Emissions | rural residential | electricity bf | CO |  | 0 | 0 | 0 | 0 | 0 | 0 | 0 | 0 | 0 | 0 | 0 | 0 | 0 | 0 | 0 | 0 | 0 | 0 | 0 | 0 | 0 | 0 | 0 | 0 | 0 | 0 | 0 | 0 | 0 | 0 | 0
Direct Buildings Pollutant Emissions[rural residential,electricity bf,NOx] | Direct Buildings Pollutant Emissions | rural residential | electricity bf | NOx |  | 0 | 0 | 0 | 0 | 0 | 0 | 0 | 0 | 0 | 0 | 0 | 0 | 0 | 0 | 0 | 0 | 0 | 0 | 0 | 0 | 0 | 0 | 0 | 0 | 0 | 0 | 0 | 0 | 0 | 0 | 0
Direct Buildings Pollutant Emissions[rural residential,electricity bf,PM10] | Direct Buildings Pollutant Emissions | rural residential | electricity bf | PM10 |  | 0 | 0 | 0 | 0 | 0 | 0 | 0 | 0 | 0 | 0 | 0 | 0 | 0 | 0 | 0 | 0 | 0 | 0 | 0 | 0 | 0 | 0 | 0 | 0 | 0 | 0 | 0 | 0 | 0 | 0 | 0
Direct Buildings Pollutant Emissions[rural residential,electricity bf,PM25] | Direct Buildings Pollutant Emissions | rural residential | electricity bf | PM25 |  | 0 | 0 | 0 | 0 | 0 | 0 | 0 | 0 | 0 | 0 | 0 | 0 | 0 | 0 | 0 | 0 | 0 | 0 | 0 | 0 | 0 | 0 | 0 | 0 | 0 | 0 | 0 | 0 | 0 | 0 | 0
Direct Buildings Pollutant Emissions[rural residential,electricity bf,SOx] | Direct Buildings Pollutant Emissions | rural residential | electricity bf | SOx |  | 0 | 0 | 0 | 0 | 0 | 0 | 0 | 0 | 0 | 0 | 0 | 0 | 0 | 0 | 0 | 0 | 0 | 0 | 0 | 0 | 0 | 0 | 0 | 0 | 0 | 0 | 0 | 0 | 0 | 0 | 0
Direct Buildings Pollutant Emissions[rural residential,electricity bf,BC] | Direct Buildings Pollutant Emissions | rural residential | electricity bf | BC |  | 0 | 0 | 0 | 0 | 0 | 0 | 0 | 0 | 0 | 0 | 0 | 0 | 0 | 0 | 0 | 0 | 0 | 0 | 0 | 0 | 0 | 0 | 0 | 0 | 0 | 0 | 0 | 0 | 0 | 0 | 0
Direct Buildings Pollutant Emissions[rural residential,electricity bf,OC] | Direct Buildings Pollutant Emissions | rural residential | electricity bf | OC |  | 0 | 0 | 0 | 0 | 0 | 0 | 0 | 0 | 0 | 0 | 0 | 0 | 0 | 0 | 0 | 0 | 0 | 0 | 0 | 0 | 0 | 0 | 0 | 0 | 0 | 0 | 0 | 0 | 0 | 0 | 0
Direct Buildings Pollutant Emissions[rural residential,electricity bf,CH4] | Direct Buildings Pollutant Emissions | rural residential | electricity bf | CH4 |  | 0 | 0 | 0 | 0 | 0 | 0 | 0 | 0 | 0 | 0 | 0 | 0 | 0 | 0 | 0 | 0 | 0 | 0 | 0 | 0 | 0 | 0 | 0 | 0 | 0 | 0 | 0 | 0 | 0 | 0 | 0
Direct Buildings Pollutant Emissions[rural residential,electricity bf,N2O] | Direct Buildings Pollutant Emissions | rural residential | electricity bf | N2O |  | 0 | 0 | 0 | 0 | 0 | 0 | 0 | 0 | 0 | 0 | 0 | 0 | 0 | 0 | 0 | 0 | 0 | 0 | 0 | 0 | 0 | 0 | 0 | 0 | 0 | 0 | 0 | 0 | 0 | 0 | 0
Direct Buildings Pollutant Emissions[rural residential,electricity bf,F gases] | Direct Buildings Pollutant Emissions | rural residential | electricity bf | F gases |  | 0 | 0 | 0 | 0 | 0 | 0 | 0 | 0 | 0 | 0 | 0 | 0 | 0 | 0 | 0 | 0 | 0 | 0 | 0 | 0 | 0 | 0 | 0 | 0 | 0 | 0 | 0 | 0 | 0 | 0 | 0
Direct Buildings Pollutant Emissions[rural residential,hard coal bf,CO2] | Direct Buildings Pollutant Emissions | rural residential | hard coal bf | CO2 |  | 0 | 0 | 0 | 0 | 0 | 0 | 0 | 0 | 0 | 0 | 0 | 0 | 0 | 0 | 0 | 0 | 0 | 0 | 0 | 0 | 0 | 0 | 0 | 0 | 0 | 0 | 0 | 0 | 0 | 0 | 0
Direct Buildings Pollutant Emissions[rural residential,hard coal bf,VOC] | Direct Buildings Pollutant Emissions | rural residential | hard coal bf | VOC |  | 0 | 0 | 0 | 0 | 0 | 0 | 0 | 0 | 0 | 0 | 0 | 0 | 0 | 0 | 0 | 0 | 0 | 0 | 0 | 0 | 0 | 0 | 0 | 0 | 0 | 0 | 0 | 0 | 0 | 0 | 0
Direct Buildings Pollutant Emissions[rural residential,hard coal bf,CO] | Direct Buildings Pollutant Emissions | rural residential | hard coal bf | CO |  | 0 | 0 | 0 | 0 | 0 | 0 | 0 | 0 | 0 | 0 | 0 | 0 | 0 | 0 | 0 | 0 | 0 | 0 | 0 | 0 | 0 | 0 | 0 | 0 | 0 | 0 | 0 | 0 | 0 | 0 | 0
Direct Buildings Pollutant Emissions[rural residential,hard coal bf,NOx] | Direct Buildings Pollutant Emissions | rural residential | hard coal bf | NOx |  | 0 | 0 | 0 | 0 | 0 | 0 | 0 | 0 | 0 | 0 | 0 | 0 | 0 | 0 | 0 | 0 | 0 | 0 | 0 | 0 | 0 | 0 | 0 | 0 | 0 | 0 | 0 | 0 | 0 | 0 | 0
Direct Buildings Pollutant Emissions[rural residential,hard coal bf,PM10] | Direct Buildings Pollutant Emissions | rural residential | hard coal bf | PM10 |  | 0 | 0 | 0 | 0 | 0 | 0 | 0 | 0 | 0 | 0 | 0 | 0 | 0 | 0 | 0 | 0 | 0 | 0 | 0 | 0 | 0 | 0 | 0 | 0 | 0 | 0 | 0 | 0 | 0 | 0 | 0
Direct Buildings Pollutant Emissions[rural residential,hard coal bf,PM25] | Direct Buildings Pollutant Emissions | rural residential | hard coal bf | PM25 |  | 0 | 0 | 0 | 0 | 0 | 0 | 0 | 0 | 0 | 0 | 0 | 0 | 0 | 0 | 0 | 0 | 0 | 0 | 0 | 0 | 0 | 0 | 0 | 0 | 0 | 0 | 0 | 0 | 0 | 0 | 0
Direct Buildings Pollutant Emissions[rural residential,hard coal bf,SOx] | Direct Buildings Pollutant Emissions | rural residential | hard coal bf | SOx |  | 0 | 0 | 0 | 0 | 0 | 0 | 0 | 0 | 0 | 0 | 0 | 0 | 0 | 0 | 0 | 0 | 0 | 0 | 0 | 0 | 0 | 0 | 0 | 0 | 0 | 0 | 0 | 0 | 0 | 0 | 0
Direct Buildings Pollutant Emissions[rural residential,hard coal bf,BC] | Direct Buildings Pollutant Emissions | rural residential | hard coal bf | BC |  | 0 | 0 | 0 | 0 | 0 | 0 | 0 | 0 | 0 | 0 | 0 | 0 | 0 | 0 | 0 | 0 | 0 | 0 | 0 | 0 | 0 | 0 | 0 | 0 | 0 | 0 | 0 | 0 | 0 | 0 | 0
Direct Buildings Pollutant Emissions[rural residential,hard coal bf,OC] | Direct Buildings Pollutant Emissions | rural residential | hard coal bf | OC |  | 0 | 0 | 0 | 0 | 0 | 0 | 0 | 0 | 0 | 0 | 0 | 0 | 0 | 0 | 0 | 0 | 0 | 0 | 0 | 0 | 0 | 0 | 0 | 0 | 0 | 0 | 0 | 0 | 0 | 0 | 0
Direct Buildings Pollutant Emissions[rural residential,hard coal bf,CH4] | Direct Buildings Pollutant Emissions | rural residential | hard coal bf | CH4 |  | 0 | 0 | 0 | 0 | 0 | 0 | 0 | 0 | 0 | 0 | 0 | 0 | 0 | 0 | 0 | 0 | 0 | 0 | 0 | 0 | 0 | 0 | 0 | 0 | 0 | 0 | 0 | 0 | 0 | 0 | 0
Direct Buildings Pollutant Emissions[rural residential,hard coal bf,N2O] | Direct Buildings Pollutant Emissions | rural residential | hard coal bf | N2O |  | 0 | 0 | 0 | 0 | 0 | 0 | 0 | 0 | 0 | 0 | 0 | 0 | 0 | 0 | 0 | 0 | 0 | 0 | 0 | 0 | 0 | 0 | 0 | 0 | 0 | 0 | 0 | 0 | 0 | 0 | 0
Direct Buildings Pollutant Emissions[rural residential,hard coal bf,F gases] | Direct Buildings Pollutant Emissions | rural residential | hard coal bf | F gases |  | 0 | 0 | 0 | 0 | 0 | 0 | 0 | 0 | 0 | 0 | 0 | 0 | 0 | 0 | 0 | 0 | 0 | 0 | 0 | 0 | 0 | 0 | 0 | 0 | 0 | 0 | 0 | 0 | 0 | 0 | 0
Direct Buildings Pollutant Emissions[rural residential,natural gas bf,CO2] | Direct Buildings Pollutant Emissions | rural residential | natural gas bf | CO2 |  | 1263390000000 | 1311140000000 | 1316440000000 | 1316430000000 | 1311110000000 | 1316410000000 | 1305780000000 | 1305770000000 | 1300460000000 | 1295140000000 | 1279210000000 | 1273900000000 | 1263280000000 | 1252660000000 | 1236730000000 | 1231420000000 | 1215490000000 | 1204870000000 | 1194250000000 | 1188940000000 | 1183630000000 | 1173020000000 | 1167720000000 | 1170370000000 | 1167190000000 | 1170380000000 | 1164020000000 | 1162430000000 | 1161910000000 | 1167220000000 | 1167230000000
Direct Buildings Pollutant Emissions[rural residential,natural gas bf,VOC] | Direct Buildings Pollutant Emissions | rural residential | natural gas bf | VOC |  | 54597700 | 56661400 | 56890200 | 56889800 | 56660000 | 56888800 | 56429800 | 56429300 | 56199600 | 55969900 | 55281500 | 55051900 | 54592900 | 54133900 | 53445700 | 53216000 | 52527800 | 52068900 | 51610000 | 51380400 | 51150900 | 50692300 | 50463100 | 50577800 | 50440500 | 50578300 | 50303400 | 50234900 | 50212200 | 50441800 | 50442100
Direct Buildings Pollutant Emissions[rural residential,natural gas bf,CO] | Direct Buildings Pollutant Emissions | rural residential | natural gas bf | CO |  | 536667000 | 556952000 | 559202000 | 559197000 | 556938000 | 559188000 | 554675000 | 554671000 | 552413000 | 550155000 | 543389000 | 541131000 | 536620000 | 532109000 | 525343000 | 523086000 | 516321000 | 511810000 | 507299000 | 505043000 | 502787000 | 498279000 | 496026000 | 497154000 | 495804000 | 497158000 | 494456000 | 493783000 | 493560000 | 495817000 | 495820000
Direct Buildings Pollutant Emissions[rural residential,natural gas bf,NOx] | Direct Buildings Pollutant Emissions | rural residential | natural gas bf | NOx |  | 882278000 | 915627000 | 919325000 | 919317000 | 915603000 | 919302000 | 911883000 | 911876000 | 908164000 | 904451000 | 893328000 | 889617000 | 882201000 | 874784000 | 863661000 | 859950000 | 848830000 | 841413000 | 833998000 | 830288000 | 826579000 | 819168000 | 815464000 | 817319000 | 815099000 | 817326000 | 812883000 | 811776000 | 811410000 | 815120000 | 815125000
Direct Buildings Pollutant Emissions[rural residential,natural gas bf,PM10] | Direct Buildings Pollutant Emissions | rural residential | natural gas bf | PM10 |  | 75384400 | 78233800 | 78549700 | 78549100 | 78231800 | 78547800 | 77913900 | 77913300 | 77596100 | 77278900 | 76328500 | 76011400 | 75377700 | 74744000 | 73793700 | 73476600 | 72526400 | 71892800 | 71259200 | 70942200 | 70625300 | 69992100 | 69675600 | 69834000 | 69644400 | 69834600 | 69455100 | 69360500 | 69329200 | 69646200 | 69646600
Direct Buildings Pollutant Emissions[rural residential,natural gas bf,PM25] | Direct Buildings Pollutant Emissions | rural residential | natural gas bf | PM25 |  | 75384400 | 78233800 | 78549700 | 78549100 | 78231800 | 78547800 | 77913900 | 77913300 | 77596100 | 77278900 | 76328500 | 76011400 | 75377700 | 74744000 | 73793700 | 73476600 | 72526400 | 71892800 | 71259200 | 70942200 | 70625300 | 69992100 | 69675600 | 69834000 | 69644400 | 69834600 | 69455100 | 69360500 | 69329200 | 69646200 | 69646600
Direct Buildings Pollutant Emissions[rural residential,natural gas bf,SOx] | Direct Buildings Pollutant Emissions | rural residential | natural gas bf | SOx |  | 5762170 | 5979970 | 6004120 | 6004070 | 5979810 | 6003970 | 5955520 | 5955470 | 5931220 | 5906980 | 5834330 | 5810100 | 5761660 | 5713220 | 5640580 | 5616340 | 5543710 | 5495280 | 5446850 | 5422620 | 5398390 | 5349990 | 5325800 | 5337920 | 5323420 | 5337960 | 5308950 | 5301720 | 5299330 | 5323560 | 5323590
Direct Buildings Pollutant Emissions[rural residential,natural gas bf,BC] | Direct Buildings Pollutant Emissions | rural residential | natural gas bf | BC |  | 12429100 | 12898900 | 12951000 | 12950900 | 12898600 | 12950700 | 12846200 | 12846100 | 12793800 | 12741500 | 12584800 | 12532500 | 12428000 | 12323600 | 12166900 | 12114600 | 11957900 | 11853500 | 11749000 | 11696700 | 11644500 | 11540100 | 11487900 | 11514000 | 11482700 | 11514100 | 11451500 | 11435900 | 11430800 | 11483000 | 11483100
Direct Buildings Pollutant Emissions[rural residential,natural gas bf,OC] | Direct Buildings Pollutant Emissions | rural residential | natural gas bf | OC |  | 32263400 | 33482900 | 33618100 | 33617800 | 33482000 | 33617300 | 33346000 | 33345700 | 33210000 | 33074200 | 32667500 | 32531700 | 32260500 | 31989300 | 31582600 | 31446900 | 31040200 | 30769000 | 30497800 | 30362200 | 30226500 | 29955500 | 29820100 | 29887900 | 29806700 | 29888200 | 29725700 | 29685200 | 29671800 | 29807500 | 29807700
Direct Buildings Pollutant Emissions[rural residential,natural gas bf,CH4] | Direct Buildings Pollutant Emissions | rural residential | natural gas bf | CH4 |  | 23810600 | 24710600 | 24810400 | 24810200 | 24710000 | 24809800 | 24609600 | 24609400 | 24509200 | 24409000 | 24108800 | 24008700 | 23808500 | 23608400 | 23308200 | 23208000 | 22907900 | 22707800 | 22507600 | 22407500 | 22307400 | 22107400 | 22007500 | 22057500 | 21997600 | 22057700 | 21937800 | 21907900 | 21898000 | 21998200 | 21998300
Direct Buildings Pollutant Emissions[rural residential,natural gas bf,N2O] | Direct Buildings Pollutant Emissions | rural residential | natural gas bf | N2O |  | 2381060 | 2471060 | 2481040 | 2481020 | 2471000 | 2480980 | 2460960 | 2460940 | 2450920 | 2440900 | 2410880 | 2400870 | 2380850 | 2360840 | 2330820 | 2320800 | 2290790 | 2270780 | 2250760 | 2240750 | 2230740 | 2210740 | 2200750 | 2205750 | 2199760 | 2205770 | 2193780 | 2190790 | 2189800 | 2199820 | 2199830
Direct Buildings Pollutant Emissions[rural residential,natural gas bf,F gases] | Direct Buildings Pollutant Emissions | rural residential | natural gas bf | F gases |  | 0 | 0 | 0 | 0 | 0 | 0 | 0 | 0 | 0 | 0 | 0 | 0 | 0 | 0 | 0 | 0 | 0 | 0 | 0 | 0 | 0 | 0 | 0 | 0 | 0 | 0 | 0 | 0 | 0 | 0 | 0
Direct Buildings Pollutant Emissions[rural residential,petroleum diesel bf,CO2] | Direct Buildings Pollutant Emissions | rural residential | petroleum diesel bf | CO2 |  | 1162280000 | 1160950000 | 1159770000 | 1158730000 | 1157840000 | 1157100000 | 1149120000 | 1156140000 | 1155920000 | 1148600000 | 1141500000 | 1134550000 | 1127820000 | 1121230000 | 1115020000 | 1101780000 | 1081520000 | 1069240000 | 1042910000 | 1039730000 | 1030480000 | 1023310000 | 1011030000 | 1002010000 | 996981000 | 997720000 | 989585000 | 986626000 | 984408000 | 989585000 | 985887000
Direct Buildings Pollutant Emissions[rural residential,petroleum diesel bf,VOC] | Direct Buildings Pollutant Emissions | rural residential | petroleum diesel bf | VOC |  | 17647.9 | 17627.7 | 17609.8 | 17594 | 17580.6 | 17569.3 | 17448.1 | 17554.7 | 17551.4 | 17440.2 | 17332.4 | 17226.8 | 17124.6 | 17024.7 | 16930.3 | 16729.3 | 16421.6 | 16235.2 | 15835.4 | 15787.1 | 15646.8 | 15537.8 | 15351.4 | 15214.4 | 15138 | 15149.3 | 15025.7 | 14980.8 | 14947.1 | 15025.7 | 14969.6
Direct Buildings Pollutant Emissions[rural residential,petroleum diesel bf,CO] | Direct Buildings Pollutant Emissions | rural residential | petroleum diesel bf | CO |  | 369020 | 368597 | 368221 | 367892 | 367611 | 367376 | 364840 | 367071 | 367000 | 364675 | 362421 | 360214 | 358077 | 355987 | 354015 | 349811 | 343377 | 339479 | 331120 | 330110 | 327175 | 324897 | 320999 | 318134 | 316537 | 316772 | 314189 | 313250 | 312545 | 314189 | 313015
Direct Buildings Pollutant Emissions[rural residential,petroleum diesel bf,NOx] | Direct Buildings Pollutant Emissions | rural residential | petroleum diesel bf | NOx |  | 977756 | 976636 | 975640 | 974769 | 974023 | 973401 | 966681 | 972592 | 972405 | 966246 | 960273 | 954424 | 948762 | 943225 | 937999 | 926862 | 909814 | 899486 | 877336 | 874661 | 866883 | 860848 | 850520 | 842929 | 838699 | 839321 | 832477 | 829988 | 828122 | 832477 | 829366
Direct Buildings Pollutant Emissions[rural residential,petroleum diesel bf,PM10] | Direct Buildings Pollutant Emissions | rural residential | petroleum diesel bf | PM10 |  | 123488 | 123347 | 123221 | 123111 | 123017 | 122938 | 122090 | 122836 | 122813 | 122035 | 121280 | 120542 | 119827 | 119127 | 118467 | 117061 | 114908 | 113603 | 110806 | 110468 | 109486 | 108723 | 107419 | 106460 | 105926 | 106004 | 105140 | 104826 | 104590 | 105140 | 104747
Direct Buildings Pollutant Emissions[rural residential,petroleum diesel bf,PM25] | Direct Buildings Pollutant Emissions | rural residential | petroleum diesel bf | PM25 |  | 110524 | 110397 | 110284 | 110186 | 110102 | 110031 | 109272 | 109940 | 109919 | 109222 | 108547 | 107886 | 107246 | 106620 | 106030 | 104771 | 102844 | 101676 | 99172.3 | 98869.9 | 97990.8 | 97308.6 | 96141.1 | 95283.1 | 94804.8 | 94875.2 | 94101.5 | 93820.2 | 93609.2 | 94101.5 | 93749.9
Direct Buildings Pollutant Emissions[rural residential,petroleum diesel bf,SOx] | Direct Buildings Pollutant Emissions | rural residential | petroleum diesel bf | SOx |  | 7967.5 | 7958.38 | 7950.27 | 7943.17 | 7937.09 | 7932.01 | 7877.26 | 7925.42 | 7923.9 | 7873.71 | 7825.04 | 7777.38 | 7731.24 | 7686.12 | 7643.53 | 7552.78 | 7413.86 | 7329.7 | 7149.21 | 7127.41 | 7064.03 | 7014.85 | 6930.69 | 6868.84 | 6834.36 | 6839.43 | 6783.66 | 6763.38 | 6748.17 | 6783.66 | 6758.31
Direct Buildings Pollutant Emissions[rural residential,petroleum diesel bf,BC] | Direct Buildings Pollutant Emissions | rural residential | petroleum diesel bf | BC |  | 11047.6 | 11035 | 11023.7 | 11013.9 | 11005.5 | 10998.4 | 10922.5 | 10989.3 | 10987.2 | 10917.6 | 10850.1 | 10784 | 10720 | 10657.5 | 10598.4 | 10472.6 | 10280 | 10163.3 | 9913 | 9882.77 | 9794.9 | 9726.71 | 9610.01 | 9524.24 | 9476.44 | 9483.47 | 9406.14 | 9378.02 | 9356.93 | 9406.14 | 9370.99
Direct Buildings Pollutant Emissions[rural residential,petroleum diesel bf,OC] | Direct Buildings Pollutant Emissions | rural residential | petroleum diesel bf | OC |  | 27627 | 27595.3 | 27567.2 | 27542.6 | 27521.5 | 27503.9 | 27314 | 27481.1 | 27475.8 | 27301.7 | 27133 | 26967.7 | 26807.7 | 26651.3 | 26503.6 | 26188.9 | 25707.2 | 25415.4 | 24789.6 | 24714 | 24494.2 | 24323.7 | 24031.9 | 23817.4 | 23697.8 | 23715.4 | 23522 | 23451.7 | 23399 | 23522 | 23434.1
Direct Buildings Pollutant Emissions[rural residential,petroleum diesel bf,CH4] | Direct Buildings Pollutant Emissions | rural residential | petroleum diesel bf | CH4 |  | 47145 | 47091 | 47043 | 47001 | 46965 | 46935 | 46611 | 46896 | 46887 | 46590 | 46302 | 46020 | 45747 | 45480 | 45228 | 44691 | 43869 | 43371 | 42303 | 42174 | 41799 | 41508 | 41010 | 40644 | 40440 | 40470 | 40140 | 40020 | 39930 | 40140 | 39990
Direct Buildings Pollutant Emissions[rural residential,petroleum diesel bf,N2O] | Direct Buildings Pollutant Emissions | rural residential | petroleum diesel bf | N2O |  | 9429 | 9418.2 | 9408.6 | 9400.2 | 9393 | 9387 | 9322.2 | 9379.2 | 9377.4 | 9318 | 9260.4 | 9204 | 9149.4 | 9096 | 9045.6 | 8938.2 | 8773.8 | 8674.2 | 8460.6 | 8434.8 | 8359.8 | 8301.6 | 8202 | 8128.8 | 8088 | 8094 | 8028 | 8004 | 7986 | 8028 | 7998
Direct Buildings Pollutant Emissions[rural residential,petroleum diesel bf,F gases] | Direct Buildings Pollutant Emissions | rural residential | petroleum diesel bf | F gases |  | 0 | 0 | 0 | 0 | 0 | 0 | 0 | 0 | 0 | 0 | 0 | 0 | 0 | 0 | 0 | 0 | 0 | 0 | 0 | 0 | 0 | 0 | 0 | 0 | 0 | 0 | 0 | 0 | 0 | 0 | 0
Direct Buildings Pollutant Emissions[rural residential,heat bf,CO2] | Direct Buildings Pollutant Emissions | rural residential | heat bf | CO2 |  | 0 | 0 | 0 | 0 | 0 | 0 | 0 | 0 | 0 | 0 | 0 | 0 | 0 | 0 | 0 | 0 | 0 | 0 | 0 | 0 | 0 | 0 | 0 | 0 | 0 | 0 | 0 | 0 | 0 | 0 | 0
Direct Buildings Pollutant Emissions[rural residential,heat bf,VOC] | Direct Buildings Pollutant Emissions | rural residential | heat bf | VOC |  | 0 | 0 | 0 | 0 | 0 | 0 | 0 | 0 | 0 | 0 | 0 | 0 | 0 | 0 | 0 | 0 | 0 | 0 | 0 | 0 | 0 | 0 | 0 | 0 | 0 | 0 | 0 | 0 | 0 | 0 | 0
Direct Buildings Pollutant Emissions[rural residential,heat bf,CO] | Direct Buildings Pollutant Emissions | rural residential | heat bf | CO |  | 0 | 0 | 0 | 0 | 0 | 0 | 0 | 0 | 0 | 0 | 0 | 0 | 0 | 0 | 0 | 0 | 0 | 0 | 0 | 0 | 0 | 0 | 0 | 0 | 0 | 0 | 0 | 0 | 0 | 0 | 0
Direct Buildings Pollutant Emissions[rural residential,heat bf,NOx] | Direct Buildings Pollutant Emissions | rural residential | heat bf | NOx |  | 0 | 0 | 0 | 0 | 0 | 0 | 0 | 0 | 0 | 0 | 0 | 0 | 0 | 0 | 0 | 0 | 0 | 0 | 0 | 0 | 0 | 0 | 0 | 0 | 0 | 0 | 0 | 0 | 0 | 0 | 0
Direct Buildings Pollutant Emissions[rural residential,heat bf,PM10] | Direct Buildings Pollutant Emissions | rural residential | heat bf | PM10 |  | 0 | 0 | 0 | 0 | 0 | 0 | 0 | 0 | 0 | 0 | 0 | 0 | 0 | 0 | 0 | 0 | 0 | 0 | 0 | 0 | 0 | 0 | 0 | 0 | 0 | 0 | 0 | 0 | 0 | 0 | 0
Direct Buildings Pollutant Emissions[rural residential,heat bf,PM25] | Direct Buildings Pollutant Emissions | rural residential | heat bf | PM25 |  | 0 | 0 | 0 | 0 | 0 | 0 | 0 | 0 | 0 | 0 | 0 | 0 | 0 | 0 | 0 | 0 | 0 | 0 | 0 | 0 | 0 | 0 | 0 | 0 | 0 | 0 | 0 | 0 | 0 | 0 | 0
Direct Buildings Pollutant Emissions[rural residential,heat bf,SOx] | Direct Buildings Pollutant Emissions | rural residential | heat bf | SOx |  | 0 | 0 | 0 | 0 | 0 | 0 | 0 | 0 | 0 | 0 | 0 | 0 | 0 | 0 | 0 | 0 | 0 | 0 | 0 | 0 | 0 | 0 | 0 | 0 | 0 | 0 | 0 | 0 | 0 | 0 | 0
Direct Buildings Pollutant Emissions[rural residential,heat bf,BC] | Direct Buildings Pollutant Emissions | rural residential | heat bf | BC |  | 0 | 0 | 0 | 0 | 0 | 0 | 0 | 0 | 0 | 0 | 0 | 0 | 0 | 0 | 0 | 0 | 0 | 0 | 0 | 0 | 0 | 0 | 0 | 0 | 0 | 0 | 0 | 0 | 0 | 0 | 0
Direct Buildings Pollutant Emissions[rural residential,heat bf,OC] | Direct Buildings Pollutant Emissions | rural residential | heat bf | OC |  | 0 | 0 | 0 | 0 | 0 | 0 | 0 | 0 | 0 | 0 | 0 | 0 | 0 | 0 | 0 | 0 | 0 | 0 | 0 | 0 | 0 | 0 | 0 | 0 | 0 | 0 | 0 | 0 | 0 | 0 | 0
Direct Buildings Pollutant Emissions[rural residential,heat bf,CH4] | Direct Buildings Pollutant Emissions | rural residential | heat bf | CH4 |  | 0 | 0 | 0 | 0 | 0 | 0 | 0 | 0 | 0 | 0 | 0 | 0 | 0 | 0 | 0 | 0 | 0 | 0 | 0 | 0 | 0 | 0 | 0 | 0 | 0 | 0 | 0 | 0 | 0 | 0 | 0
Direct Buildings Pollutant Emissions[rural residential,heat bf,N2O] | Direct Buildings Pollutant Emissions | rural residential | heat bf | N2O |  | 0 | 0 | 0 | 0 | 0 | 0 | 0 | 0 | 0 | 0 | 0 | 0 | 0 | 0 | 0 | 0 | 0 | 0 | 0 | 0 | 0 | 0 | 0 | 0 | 0 | 0 | 0 | 0 | 0 | 0 | 0
Direct Buildings Pollutant Emissions[rural residential,heat bf,F gases] | Direct Buildings Pollutant Emissions | rural residential | heat bf | F gases |  | 0 | 0 | 0 | 0 | 0 | 0 | 0 | 0 | 0 | 0 | 0 | 0 | 0 | 0 | 0 | 0 | 0 | 0 | 0 | 0 | 0 | 0 | 0 | 0 | 0 | 0 | 0 | 0 | 0 | 0 | 0
Direct Buildings Pollutant Emissions[rural residential,biomass bf,CO2] | Direct Buildings Pollutant Emissions | rural residential | biomass bf | CO2 |  | 0 | 0 | 0 | 0 | 0 | 0 | 0 | 0 | 0 | 0 | 0 | 0 | 0 | 0 | 0 | 0 | 0 | 0 | 0 | 0 | 0 | 0 | 0 | 0 | 0 | 0 | 0 | 0 | 0 | 0 | 0
Direct Buildings Pollutant Emissions[rural residential,biomass bf,VOC] | Direct Buildings Pollutant Emissions | rural residential | biomass bf | VOC |  | 2343570 | 2343570 | 2343570 | 2343570 | 2343570 | 2343570 | 2343570 | 2343570 | 2343570 | 2343570 | 2343570 | 2343570 | 2343570 | 2343570 | 2343570 | 2343570 | 2343570 | 2343570 | 2343570 | 2343570 | 2343570 | 2343570 | 2343570 | 2343570 | 2343570 | 2343570 | 2343570 | 2343570 | 2343570 | 2343570 | 2343570
Direct Buildings Pollutant Emissions[rural residential,biomass bf,CO] | Direct Buildings Pollutant Emissions | rural residential | biomass bf | CO |  | 37161700 | 37161700 | 37161700 | 37161700 | 37161700 | 37161700 | 37161700 | 37161700 | 37161700 | 37161700 | 37161700 | 37161700 | 37161700 | 37161700 | 37161700 | 37161700 | 37161700 | 37161700 | 37161700 | 37161700 | 37161700 | 37161700 | 37161700 | 37161700 | 37161700 | 37161700 | 37161700 | 37161700 | 37161700 | 37161700 | 37161700
Direct Buildings Pollutant Emissions[rural residential,biomass bf,NOx] | Direct Buildings Pollutant Emissions | rural residential | biomass bf | NOx |  | 244705000 | 244705000 | 244705000 | 244705000 | 244705000 | 244705000 | 244705000 | 244705000 | 244705000 | 244705000 | 244705000 | 244705000 | 244705000 | 244705000 | 244705000 | 244705000 | 244705000 | 244705000 | 244705000 | 244705000 | 244705000 | 244705000 | 244705000 | 244705000 | 244705000 | 244705000 | 244705000 | 244705000 | 244705000 | 244705000 | 244705000
Direct Buildings Pollutant Emissions[rural residential,biomass bf,PM10] | Direct Buildings Pollutant Emissions | rural residential | biomass bf | PM10 |  | 5468330 | 5468330 | 5468330 | 5468330 | 5468330 | 5468330 | 5468330 | 5468330 | 5468330 | 5468330 | 5468330 | 5468330 | 5468330 | 5468330 | 5468330 | 5468330 | 5468330 | 5468330 | 5468330 | 5468330 | 5468330 | 5468330 | 5468330 | 5468330 | 5468330 | 5468330 | 5468330 | 5468330 | 5468330 | 5468330 | 5468330
Direct Buildings Pollutant Emissions[rural residential,biomass bf,PM25] | Direct Buildings Pollutant Emissions | rural residential | biomass bf | PM25 |  | 4830290 | 4830290 | 4830290 | 4830290 | 4830290 | 4830290 | 4830290 | 4830290 | 4830290 | 4830290 | 4830290 | 4830290 | 4830290 | 4830290 | 4830290 | 4830290 | 4830290 | 4830290 | 4830290 | 4830290 | 4830290 | 4830290 | 4830290 | 4830290 | 4830290 | 4830290 | 4830290 | 4830290 | 4830290 | 4830290 | 4830290
Direct Buildings Pollutant Emissions[rural residential,biomass bf,SOx] | Direct Buildings Pollutant Emissions | rural residential | biomass bf | SOx |  | 165772000 | 165772000 | 165772000 | 165772000 | 165772000 | 165772000 | 165772000 | 165772000 | 165772000 | 165772000 | 165772000 | 165772000 | 165772000 | 165772000 | 165772000 | 165772000 | 165772000 | 165772000 | 165772000 | 165772000 | 165772000 | 165772000 | 165772000 | 165772000 | 165772000 | 165772000 | 165772000 | 165772000 | 165772000 | 165772000 | 165772000
Direct Buildings Pollutant Emissions[rural residential,biomass bf,BC] | Direct Buildings Pollutant Emissions | rural residential | biomass bf | BC |  | 666670 | 666670 | 666670 | 666670 | 666670 | 666670 | 666670 | 666670 | 666670 | 666670 | 666670 | 666670 | 666670 | 666670 | 666670 | 666670 | 666670 | 666670 | 666670 | 666670 | 666670 | 666670 | 666670 | 666670 | 666670 | 666670 | 666670 | 666670 | 666670 | 666670 | 666670
Direct Buildings Pollutant Emissions[rural residential,biomass bf,OC] | Direct Buildings Pollutant Emissions | rural residential | biomass bf | OC |  | 1574650 | 1574650 | 1574650 | 1574650 | 1574650 | 1574650 | 1574650 | 1574650 | 1574650 | 1574650 | 1574650 | 1574650 | 1574650 | 1574650 | 1574650 | 1574650 | 1574650 | 1574650 | 1574650 | 1574650 | 1574650 | 1574650 | 1574650 | 1574650 | 1574650 | 1574650 | 1574650 | 1574650 | 1574650 | 1574650 | 1574650
Direct Buildings Pollutant Emissions[rural residential,biomass bf,CH4] | Direct Buildings Pollutant Emissions | rural residential | biomass bf | CH4 |  | 0 | 0 | 0 | 0 | 0 | 0 | 0 | 0 | 0 | 0 | 0 | 0 | 0 | 0 | 0 | 0 | 0 | 0 | 0 | 0 | 0 | 0 | 0 | 0 | 0 | 0 | 0 | 0 | 0 | 0 | 0
Direct Buildings Pollutant Emissions[rural residential,biomass bf,N2O] | Direct Buildings Pollutant Emissions | rural residential | biomass bf | N2O |  | 0 | 0 | 0 | 0 | 0 | 0 | 0 | 0 | 0 | 0 | 0 | 0 | 0 | 0 | 0 | 0 | 0 | 0 | 0 | 0 | 0 | 0 | 0 | 0 | 0 | 0 | 0 | 0 | 0 | 0 | 0
Direct Buildings Pollutant Emissions[rural residential,biomass bf,F gases] | Direct Buildings Pollutant Emissions | rural residential | biomass bf | F gases |  | 0 | 0 | 0 | 0 | 0 | 0 | 0 | 0 | 0 | 0 | 0 | 0 | 0 | 0 | 0 | 0 | 0 | 0 | 0 | 0 | 0 | 0 | 0 | 0 | 0 | 0 | 0 | 0 | 0 | 0 | 0
Direct Buildings Pollutant Emissions[rural residential,kerosene bf,CO2] | Direct Buildings Pollutant Emissions | rural residential | kerosene bf | CO2 |  | 0 | 0 | 0 | 0 | 0 | 0 | 0 | 0 | 0 | 0 | 0 | 0 | 0 | 0 | 0 | 0 | 0 | 0 | 0 | 0 | 0 | 0 | 0 | 0 | 0 | 0 | 0 | 0 | 0 | 0 | 0
Direct Buildings Pollutant Emissions[rural residential,kerosene bf,VOC] | Direct Buildings Pollutant Emissions | rural residential | kerosene bf | VOC |  | 0 | 0 | 0 | 0 | 0 | 0 | 0 | 0 | 0 | 0 | 0 | 0 | 0 | 0 | 0 | 0 | 0 | 0 | 0 | 0 | 0 | 0 | 0 | 0 | 0 | 0 | 0 | 0 | 0 | 0 | 0
Direct Buildings Pollutant Emissions[rural residential,kerosene bf,CO] | Direct Buildings Pollutant Emissions | rural residential | kerosene bf | CO |  | 0 | 0 | 0 | 0 | 0 | 0 | 0 | 0 | 0 | 0 | 0 | 0 | 0 | 0 | 0 | 0 | 0 | 0 | 0 | 0 | 0 | 0 | 0 | 0 | 0 | 0 | 0 | 0 | 0 | 0 | 0
Direct Buildings Pollutant Emissions[rural residential,kerosene bf,NOx] | Direct Buildings Pollutant Emissions | rural residential | kerosene bf | NOx |  | 0 | 0 | 0 | 0 | 0 | 0 | 0 | 0 | 0 | 0 | 0 | 0 | 0 | 0 | 0 | 0 | 0 | 0 | 0 | 0 | 0 | 0 | 0 | 0 | 0 | 0 | 0 | 0 | 0 | 0 | 0
Direct Buildings Pollutant Emissions[rural residential,kerosene bf,PM10] | Direct Buildings Pollutant Emissions | rural residential | kerosene bf | PM10 |  | 0 | 0 | 0 | 0 | 0 | 0 | 0 | 0 | 0 | 0 | 0 | 0 | 0 | 0 | 0 | 0 | 0 | 0 | 0 | 0 | 0 | 0 | 0 | 0 | 0 | 0 | 0 | 0 | 0 | 0 | 0
Direct Buildings Pollutant Emissions[rural residential,kerosene bf,PM25] | Direct Buildings Pollutant Emissions | rural residential | kerosene bf | PM25 |  | 0 | 0 | 0 | 0 | 0 | 0 | 0 | 0 | 0 | 0 | 0 | 0 | 0 | 0 | 0 | 0 | 0 | 0 | 0 | 0 | 0 | 0 | 0 | 0 | 0 | 0 | 0 | 0 | 0 | 0 | 0
Direct Buildings Pollutant Emissions[rural residential,kerosene bf,SOx] | Direct Buildings Pollutant Emissions | rural residential | kerosene bf | SOx |  | 0 | 0 | 0 | 0 | 0 | 0 | 0 | 0 | 0 | 0 | 0 | 0 | 0 | 0 | 0 | 0 | 0 | 0 | 0 | 0 | 0 | 0 | 0 | 0 | 0 | 0 | 0 | 0 | 0 | 0 | 0
Direct Buildings Pollutant Emissions[rural residential,kerosene bf,BC] | Direct Buildings Pollutant Emissions | rural residential | kerosene bf | BC |  | 0 | 0 | 0 | 0 | 0 | 0 | 0 | 0 | 0 | 0 | 0 | 0 | 0 | 0 | 0 | 0 | 0 | 0 | 0 | 0 | 0 | 0 | 0 | 0 | 0 | 0 | 0 | 0 | 0 | 0 | 0
Direct Buildings Pollutant Emissions[rural residential,kerosene bf,OC] | Direct Buildings Pollutant Emissions | rural residential | kerosene bf | OC |  | 0 | 0 | 0 | 0 | 0 | 0 | 0 | 0 | 0 | 0 | 0 | 0 | 0 | 0 | 0 | 0 | 0 | 0 | 0 | 0 | 0 | 0 | 0 | 0 | 0 | 0 | 0 | 0 | 0 | 0 | 0
Direct Buildings Pollutant Emissions[rural residential,kerosene bf,CH4] | Direct Buildings Pollutant Emissions | rural residential | kerosene bf | CH4 |  | 0 | 0 | 0 | 0 | 0 | 0 | 0 | 0 | 0 | 0 | 0 | 0 | 0 | 0 | 0 | 0 | 0 | 0 | 0 | 0 | 0 | 0 | 0 | 0 | 0 | 0 | 0 | 0 | 0 | 0 | 0
Direct Buildings Pollutant Emissions[rural residential,kerosene bf,N2O] | Direct Buildings Pollutant Emissions | rural residential | kerosene bf | N2O |  | 0 | 0 | 0 | 0 | 0 | 0 | 0 | 0 | 0 | 0 | 0 | 0 | 0 | 0 | 0 | 0 | 0 | 0 | 0 | 0 | 0 | 0 | 0 | 0 | 0 | 0 | 0 | 0 | 0 | 0 | 0
Direct Buildings Pollutant Emissions[rural residential,kerosene bf,F gases] | Direct Buildings Pollutant Emissions | rural residential | kerosene bf | F gases |  | 0 | 0 | 0 | 0 | 0 | 0 | 0 | 0 | 0 | 0 | 0 | 0 | 0 | 0 | 0 | 0 | 0 | 0 | 0 | 0 | 0 | 0 | 0 | 0 | 0 | 0 | 0 | 0 | 0 | 0 | 0
Direct Buildings Pollutant Emissions[rural residential,heavy or residual fuel oil bf,CO2] | Direct Buildings Pollutant Emissions | rural residential | heavy or residual fuel oil bf | CO2 |  | 0 | 0 | 0 | 0 | 0 | 0 | 0 | 0 | 0 | 0 | 0 | 0 | 0 | 0 | 0 | 0 | 0 | 0 | 0 | 0 | 0 | 0 | 0 | 0 | 0 | 0 | 0 | 0 | 0 | 0 | 0
Direct Buildings Pollutant Emissions[rural residential,heavy or residual fuel oil bf,VOC] | Direct Buildings Pollutant Emissions | rural residential | heavy or residual fuel oil bf | VOC |  | 0 | 0 | 0 | 0 | 0 | 0 | 0 | 0 | 0 | 0 | 0 | 0 | 0 | 0 | 0 | 0 | 0 | 0 | 0 | 0 | 0 | 0 | 0 | 0 | 0 | 0 | 0 | 0 | 0 | 0 | 0
Direct Buildings Pollutant Emissions[rural residential,heavy or residual fuel oil bf,CO] | Direct Buildings Pollutant Emissions | rural residential | heavy or residual fuel oil bf | CO |  | 0 | 0 | 0 | 0 | 0 | 0 | 0 | 0 | 0 | 0 | 0 | 0 | 0 | 0 | 0 | 0 | 0 | 0 | 0 | 0 | 0 | 0 | 0 | 0 | 0 | 0 | 0 | 0 | 0 | 0 | 0
Direct Buildings Pollutant Emissions[rural residential,heavy or residual fuel oil bf,NOx] | Direct Buildings Pollutant Emissions | rural residential | heavy or residual fuel oil bf | NOx |  | 0 | 0 | 0 | 0 | 0 | 0 | 0 | 0 | 0 | 0 | 0 | 0 | 0 | 0 | 0 | 0 | 0 | 0 | 0 | 0 | 0 | 0 | 0 | 0 | 0 | 0 | 0 | 0 | 0 | 0 | 0
Direct Buildings Pollutant Emissions[rural residential,heavy or residual fuel oil bf,PM10] | Direct Buildings Pollutant Emissions | rural residential | heavy or residual fuel oil bf | PM10 |  | 0 | 0 | 0 | 0 | 0 | 0 | 0 | 0 | 0 | 0 | 0 | 0 | 0 | 0 | 0 | 0 | 0 | 0 | 0 | 0 | 0 | 0 | 0 | 0 | 0 | 0 | 0 | 0 | 0 | 0 | 0
Direct Buildings Pollutant Emissions[rural residential,heavy or residual fuel oil bf,PM25] | Direct Buildings Pollutant Emissions | rural residential | heavy or residual fuel oil bf | PM25 |  | 0 | 0 | 0 | 0 | 0 | 0 | 0 | 0 | 0 | 0 | 0 | 0 | 0 | 0 | 0 | 0 | 0 | 0 | 0 | 0 | 0 | 0 | 0 | 0 | 0 | 0 | 0 | 0 | 0 | 0 | 0
Direct Buildings Pollutant Emissions[rural residential,heavy or residual fuel oil bf,SOx] | Direct Buildings Pollutant Emissions | rural residential | heavy or residual fuel oil bf | SOx |  | 0 | 0 | 0 | 0 | 0 | 0 | 0 | 0 | 0 | 0 | 0 | 0 | 0 | 0 | 0 | 0 | 0 | 0 | 0 | 0 | 0 | 0 | 0 | 0 | 0 | 0 | 0 | 0 | 0 | 0 | 0
Direct Buildings Pollutant Emissions[rural residential,heavy or residual fuel oil bf,BC] | Direct Buildings Pollutant Emissions | rural residential | heavy or residual fuel oil bf | BC |  | 0 | 0 | 0 | 0 | 0 | 0 | 0 | 0 | 0 | 0 | 0 | 0 | 0 | 0 | 0 | 0 | 0 | 0 | 0 | 0 | 0 | 0 | 0 | 0 | 0 | 0 | 0 | 0 | 0 | 0 | 0
Direct Buildings Pollutant Emissions[rural residential,heavy or residual fuel oil bf,OC] | Direct Buildings Pollutant Emissions | rural residential | heavy or residual fuel oil bf | OC |  | 0 | 0 | 0 | 0 | 0 | 0 | 0 | 0 | 0 | 0 | 0 | 0 | 0 | 0 | 0 | 0 | 0 | 0 | 0 | 0 | 0 | 0 | 0 | 0 | 0 | 0 | 0 | 0 | 0 | 0 | 0
Direct Buildings Pollutant Emissions[rural residential,heavy or residual fuel oil bf,CH4] | Direct Buildings Pollutant Emissions | rural residential | heavy or residual fuel oil bf | CH4 |  | 0 | 0 | 0 | 0 | 0 | 0 | 0 | 0 | 0 | 0 | 0 | 0 | 0 | 0 | 0 | 0 | 0 | 0 | 0 | 0 | 0 | 0 | 0 | 0 | 0 | 0 | 0 | 0 | 0 | 0 | 0
Direct Buildings Pollutant Emissions[rural residential,heavy or residual fuel oil bf,N2O] | Direct Buildings Pollutant Emissions | rural residential | heavy or residual fuel oil bf | N2O |  | 0 | 0 | 0 | 0 | 0 | 0 | 0 | 0 | 0 | 0 | 0 | 0 | 0 | 0 | 0 | 0 | 0 | 0 | 0 | 0 | 0 | 0 | 0 | 0 | 0 | 0 | 0 | 0 | 0 | 0 | 0
Direct Buildings Pollutant Emissions[rural residential,heavy or residual fuel oil bf,F gases] | Direct Buildings Pollutant Emissions | rural residential | heavy or residual fuel oil bf | F gases |  | 0 | 0 | 0 | 0 | 0 | 0 | 0 | 0 | 0 | 0 | 0 | 0 | 0 | 0 | 0 | 0 | 0 | 0 | 0 | 0 | 0 | 0 | 0 | 0 | 0 | 0 | 0 | 0 | 0 | 0 | 0
Direct Buildings Pollutant Emissions[rural residential,LPG propane or butane bf,CO2] | Direct Buildings Pollutant Emissions | rural residential | LPG propane or butane bf | CO2 |  | 184011000000 | 177374000000 | 168216000000 | 169076000000 | 168093000000 | 166495000000 | 163668000000 | 162808000000 | 159304000000 | 155187000000 | 150516000000 | 145107000000 | 139822000000 | 135765000000 | 132385000000 | 128390000000 | 124457000000 | 120523000000 | 116590000000 | 112103000000 | 108846000000 | 106277000000 | 103689000000 | 101169000000 | 99221000000 | 97991800000 | 95373600000 | 93480700000 | 92147000000 | 90862500000 | 88914200000
Direct Buildings Pollutant Emissions[rural residential,LPG propane or butane bf,VOC] | Direct Buildings Pollutant Emissions | rural residential | LPG propane or butane bf | VOC |  | 11886200 | 11457400 | 10865900 | 10921500 | 10858000 | 10754700 | 10572100 | 10516500 | 10290200 | 10024300 | 9722530 | 9373170 | 9031750 | 8769730 | 8551380 | 8293330 | 8039250 | 7785170 | 7531090 | 7241280 | 7030870 | 6864920 | 6697790 | 6535020 | 6409170 | 6329770 | 6160650 | 6038370 | 5952220 | 5869250 | 5743400
Direct Buildings Pollutant Emissions[rural residential,LPG propane or butane bf,CO] | Direct Buildings Pollutant Emissions | rural residential | LPG propane or butane bf | CO |  | 9823310 | 9468970 | 8980100 | 9026030 | 8973540 | 8888230 | 8737300 | 8691370 | 8504350 | 8284530 | 8035170 | 7746440 | 7464280 | 7247730 | 7067270 | 6854010 | 6644030 | 6434040 | 6224060 | 5984540 | 5810650 | 5673510 | 5535380 | 5400850 | 5296850 | 5231230 | 5091460 | 4990400 | 4919200 | 4850630 | 4746620
Direct Buildings Pollutant Emissions[rural residential,LPG propane or butane bf,NOx] | Direct Buildings Pollutant Emissions | rural residential | LPG propane or butane bf | NOx |  | 193137000 | 186170000 | 176558000 | 177462000 | 176429000 | 174752000 | 171785000 | 170882000 | 167205000 | 162883000 | 157980000 | 152303000 | 146756000 | 142498000 | 138950000 | 134757000 | 130629000 | 126500000 | 122372000 | 117663000 | 114244000 | 111547000 | 108831000 | 106187000 | 104142000 | 102852000 | 100104000 | 98116700 | 96716800 | 95368600 | 93323700
Direct Buildings Pollutant Emissions[rural residential,LPG propane or butane bf,PM10] | Direct Buildings Pollutant Emissions | rural residential | LPG propane or butane bf | PM10 |  | 10401200 | 10026000 | 9508340 | 9556970 | 9501390 | 9411070 | 9251260 | 9202630 | 9004610 | 8771850 | 8507830 | 8202110 | 7903350 | 7674070 | 7483000 | 7257190 | 7034850 | 6812510 | 6590180 | 6336580 | 6152450 | 6007240 | 5860990 | 5718550 | 5608430 | 5538950 | 5390950 | 5283950 | 5208570 | 5135960 | 5025840
Direct Buildings Pollutant Emissions[rural residential,LPG propane or butane bf,PM25] | Direct Buildings Pollutant Emissions | rural residential | LPG propane or butane bf | PM25 |  | 10401200 | 10026000 | 9508340 | 9556970 | 9501390 | 9411070 | 9251260 | 9202630 | 9004610 | 8771850 | 8507830 | 8202110 | 7903350 | 7674070 | 7483000 | 7257190 | 7034850 | 6812510 | 6590180 | 6336580 | 6152450 | 6007240 | 5860990 | 5718550 | 5608430 | 5538950 | 5390950 | 5283950 | 5208570 | 5135960 | 5025840
Direct Buildings Pollutant Emissions[rural residential,LPG propane or butane bf,SOx] | Direct Buildings Pollutant Emissions | rural residential | LPG propane or butane bf | SOx |  | 0 | 0 | 0 | 0 | 0 | 0 | 0 | 0 | 0 | 0 | 0 | 0 | 0 | 0 | 0 | 0 | 0 | 0 | 0 | 0 | 0 | 0 | 0 | 0 | 0 | 0 | 0 | 0 | 0 | 0 | 0
Direct Buildings Pollutant Emissions[rural residential,LPG propane or butane bf,BC] | Direct Buildings Pollutant Emissions | rural residential | LPG propane or butane bf | BC |  | 1715560 | 1653680 | 1568300 | 1576320 | 1567150 | 1552260 | 1525900 | 1517880 | 1485220 | 1446830 | 1403280 | 1352850 | 1303580 | 1265760 | 1234240 | 1197000 | 1160330 | 1123650 | 1086980 | 1045150 | 1014780 | 990832 | 966708 | 943215 | 925051 | 913591 | 889181 | 871533 | 859099 | 847123 | 828959
Direct Buildings Pollutant Emissions[rural residential,LPG propane or butane bf,OC] | Direct Buildings Pollutant Emissions | rural residential | LPG propane or butane bf | OC |  | 4452080 | 4291480 | 4069920 | 4090740 | 4066940 | 4028280 | 3959880 | 3939060 | 3854300 | 3754680 | 3641660 | 3510810 | 3382930 | 3284780 | 3203000 | 3106340 | 3011180 | 2916010 | 2820840 | 2712290 | 2633480 | 2571320 | 2508720 | 2447750 | 2400610 | 2370870 | 2307530 | 2261730 | 2229460 | 2198380 | 2151240
Direct Buildings Pollutant Emissions[rural residential,LPG propane or butane bf,CH4] | Direct Buildings Pollutant Emissions | rural residential | LPG propane or butane bf | CH4 |  | 8982000 | 8658000 | 8211000 | 8253000 | 8205000 | 8127000 | 7989000 | 7947000 | 7776000 | 7575000 | 7347000 | 7083000 | 6825000 | 6627000 | 6462000 | 6267000 | 6075000 | 5883000 | 5691000 | 5472000 | 5313000 | 5187600 | 5061300 | 4938300 | 4843200 | 4783200 | 4655400 | 4563000 | 4497900 | 4435200 | 4340100
Direct Buildings Pollutant Emissions[rural residential,LPG propane or butane bf,N2O] | Direct Buildings Pollutant Emissions | rural residential | LPG propane or butane bf | N2O |  | 1796400 | 1731600 | 1642200 | 1650600 | 1641000 | 1625400 | 1597800 | 1589400 | 1555200 | 1515000 | 1469400 | 1416600 | 1365000 | 1325400 | 1292400 | 1253400 | 1215000 | 1176600 | 1138200 | 1094400 | 1062600 | 1037520 | 1012260 | 987660 | 968640 | 956640 | 931080 | 912600 | 899580 | 887040 | 868020
Direct Buildings Pollutant Emissions[rural residential,LPG propane or butane bf,F gases] | Direct Buildings Pollutant Emissions | rural residential | LPG propane or butane bf | F gases |  | 0 | 0 | 0 | 0 | 0 | 0 | 0 | 0 | 0 | 0 | 0 | 0 | 0 | 0 | 0 | 0 | 0 | 0 | 0 | 0 | 0 | 0 | 0 | 0 | 0 | 0 | 0 | 0 | 0 | 0 | 0
Direct Buildings Pollutant Emissions[rural residential,hydrogen bf,CO2] | Direct Buildings Pollutant Emissions | rural residential | hydrogen bf | CO2 |  | 0 | 0 | 0 | 0 | 0 | 0 | 0 | 0 | 0 | 0 | 0 | 0 | 0 | 0 | 0 | 0 | 0 | 0 | 0 | 0 | 0 | 0 | 0 | 0 | 0 | 0 | 0 | 0 | 0 | 0 | 0
Direct Buildings Pollutant Emissions[rural residential,hydrogen bf,VOC] | Direct Buildings Pollutant Emissions | rural residential | hydrogen bf | VOC |  | 0 | 0 | 0 | 0 | 0 | 0 | 0 | 0 | 0 | 0 | 0 | 0 | 0 | 0 | 0 | 0 | 0 | 0 | 0 | 0 | 0 | 0 | 0 | 0 | 0 | 0 | 0 | 0 | 0 | 0 | 0
Direct Buildings Pollutant Emissions[rural residential,hydrogen bf,CO] | Direct Buildings Pollutant Emissions | rural residential | hydrogen bf | CO |  | 0 | 0 | 0 | 0 | 0 | 0 | 0 | 0 | 0 | 0 | 0 | 0 | 0 | 0 | 0 | 0 | 0 | 0 | 0 | 0 | 0 | 0 | 0 | 0 | 0 | 0 | 0 | 0 | 0 | 0 | 0
Direct Buildings Pollutant Emissions[rural residential,hydrogen bf,NOx] | Direct Buildings Pollutant Emissions | rural residential | hydrogen bf | NOx |  | 0 | 0 | 0 | 0 | 0 | 0 | 0 | 0 | 0 | 0 | 0 | 0 | 0 | 0 | 0 | 0 | 0 | 0 | 0 | 0 | 0 | 0 | 0 | 0 | 0 | 0 | 0 | 0 | 0 | 0 | 0
Direct Buildings Pollutant Emissions[rural residential,hydrogen bf,PM10] | Direct Buildings Pollutant Emissions | rural residential | hydrogen bf | PM10 |  | 0 | 0 | 0 | 0 | 0 | 0 | 0 | 0 | 0 | 0 | 0 | 0 | 0 | 0 | 0 | 0 | 0 | 0 | 0 | 0 | 0 | 0 | 0 | 0 | 0 | 0 | 0 | 0 | 0 | 0 | 0
Direct Buildings Pollutant Emissions[rural residential,hydrogen bf,PM25] | Direct Buildings Pollutant Emissions | rural residential | hydrogen bf | PM25 |  | 0 | 0 | 0 | 0 | 0 | 0 | 0 | 0 | 0 | 0 | 0 | 0 | 0 | 0 | 0 | 0 | 0 | 0 | 0 | 0 | 0 | 0 | 0 | 0 | 0 | 0 | 0 | 0 | 0 | 0 | 0
Direct Buildings Pollutant Emissions[rural residential,hydrogen bf,SOx] | Direct Buildings Pollutant Emissions | rural residential | hydrogen bf | SOx |  | 0 | 0 | 0 | 0 | 0 | 0 | 0 | 0 | 0 | 0 | 0 | 0 | 0 | 0 | 0 | 0 | 0 | 0 | 0 | 0 | 0 | 0 | 0 | 0 | 0 | 0 | 0 | 0 | 0 | 0 | 0
Direct Buildings Pollutant Emissions[rural residential,hydrogen bf,BC] | Direct Buildings Pollutant Emissions | rural residential | hydrogen bf | BC |  | 0 | 0 | 0 | 0 | 0 | 0 | 0 | 0 | 0 | 0 | 0 | 0 | 0 | 0 | 0 | 0 | 0 | 0 | 0 | 0 | 0 | 0 | 0 | 0 | 0 | 0 | 0 | 0 | 0 | 0 | 0
Direct Buildings Pollutant Emissions[rural residential,hydrogen bf,OC] | Direct Buildings Pollutant Emissions | rural residential | hydrogen bf | OC |  | 0 | 0 | 0 | 0 | 0 | 0 | 0 | 0 | 0 | 0 | 0 | 0 | 0 | 0 | 0 | 0 | 0 | 0 | 0 | 0 | 0 | 0 | 0 | 0 | 0 | 0 | 0 | 0 | 0 | 0 | 0
Direct Buildings Pollutant Emissions[rural residential,hydrogen bf,CH4] | Direct Buildings Pollutant Emissions | rural residential | hydrogen bf | CH4 |  | 0 | 0 | 0 | 0 | 0 | 0 | 0 | 0 | 0 | 0 | 0 | 0 | 0 | 0 | 0 | 0 | 0 | 0 | 0 | 0 | 0 | 0 | 0 | 0 | 0 | 0 | 0 | 0 | 0 | 0 | 0
Direct Buildings Pollutant Emissions[rural residential,hydrogen bf,N2O] | Direct Buildings Pollutant Emissions | rural residential | hydrogen bf | N2O |  | 0 | 0 | 0 | 0 | 0 | 0 | 0 | 0 | 0 | 0 | 0 | 0 | 0 | 0 | 0 | 0 | 0 | 0 | 0 | 0 | 0 | 0 | 0 | 0 | 0 | 0 | 0 | 0 | 0 | 0 | 0
Direct Buildings Pollutant Emissions[rural residential,hydrogen bf,F gases] | Direct Buildings Pollutant Emissions | rural residential | hydrogen bf | F gases |  | 0 | 0 | 0 | 0 | 0 | 0 | 0 | 0 | 0 | 0 | 0 | 0 | 0 | 0 | 0 | 0 | 0 | 0 | 0 | 0 | 0 | 0 | 0 | 0 | 0 | 0 | 0 | 0 | 0 | 0 | 0
Direct Buildings Pollutant Emissions[commercial,electricity bf,CO2] | Direct Buildings Pollutant Emissions | commercial | electricity bf | CO2 |  | 0 | 0 | 0 | 0 | 0 | 0 | 0 | 0 | 0 | 0 | 0 | 0 | 0 | 0 | 0 | 0 | 0 | 0 | 0 | 0 | 0 | 0 | 0 | 0 | 0 | 0 | 0 | 0 | 0 | 0 | 0
Direct Buildings Pollutant Emissions[commercial,electricity bf,VOC] | Direct Buildings Pollutant Emissions | commercial | electricity bf | VOC |  | 0 | 0 | 0 | 0 | 0 | 0 | 0 | 0 | 0 | 0 | 0 | 0 | 0 | 0 | 0 | 0 | 0 | 0 | 0 | 0 | 0 | 0 | 0 | 0 | 0 | 0 | 0 | 0 | 0 | 0 | 0
Direct Buildings Pollutant Emissions[commercial,electricity bf,CO] | Direct Buildings Pollutant Emissions | commercial | electricity bf | CO |  | 0 | 0 | 0 | 0 | 0 | 0 | 0 | 0 | 0 | 0 | 0 | 0 | 0 | 0 | 0 | 0 | 0 | 0 | 0 | 0 | 0 | 0 | 0 | 0 | 0 | 0 | 0 | 0 | 0 | 0 | 0
Direct Buildings Pollutant Emissions[commercial,electricity bf,NOx] | Direct Buildings Pollutant Emissions | commercial | electricity bf | NOx |  | 0 | 0 | 0 | 0 | 0 | 0 | 0 | 0 | 0 | 0 | 0 | 0 | 0 | 0 | 0 | 0 | 0 | 0 | 0 | 0 | 0 | 0 | 0 | 0 | 0 | 0 | 0 | 0 | 0 | 0 | 0
Direct Buildings Pollutant Emissions[commercial,electricity bf,PM10] | Direct Buildings Pollutant Emissions | commercial | electricity bf | PM10 |  | 0 | 0 | 0 | 0 | 0 | 0 | 0 | 0 | 0 | 0 | 0 | 0 | 0 | 0 | 0 | 0 | 0 | 0 | 0 | 0 | 0 | 0 | 0 | 0 | 0 | 0 | 0 | 0 | 0 | 0 | 0
Direct Buildings Pollutant Emissions[commercial,electricity bf,PM25] | Direct Buildings Pollutant Emissions | commercial | electricity bf | PM25 |  | 0 | 0 | 0 | 0 | 0 | 0 | 0 | 0 | 0 | 0 | 0 | 0 | 0 | 0 | 0 | 0 | 0 | 0 | 0 | 0 | 0 | 0 | 0 | 0 | 0 | 0 | 0 | 0 | 0 | 0 | 0
Direct Buildings Pollutant Emissions[commercial,electricity bf,SOx] | Direct Buildings Pollutant Emissions | commercial | electricity bf | SOx |  | 0 | 0 | 0 | 0 | 0 | 0 | 0 | 0 | 0 | 0 | 0 | 0 | 0 | 0 | 0 | 0 | 0 | 0 | 0 | 0 | 0 | 0 | 0 | 0 | 0 | 0 | 0 | 0 | 0 | 0 | 0
Direct Buildings Pollutant Emissions[commercial,electricity bf,BC] | Direct Buildings Pollutant Emissions | commercial | electricity bf | BC |  | 0 | 0 | 0 | 0 | 0 | 0 | 0 | 0 | 0 | 0 | 0 | 0 | 0 | 0 | 0 | 0 | 0 | 0 | 0 | 0 | 0 | 0 | 0 | 0 | 0 | 0 | 0 | 0 | 0 | 0 | 0
Direct Buildings Pollutant Emissions[commercial,electricity bf,OC] | Direct Buildings Pollutant Emissions | commercial | electricity bf | OC |  | 0 | 0 | 0 | 0 | 0 | 0 | 0 | 0 | 0 | 0 | 0 | 0 | 0 | 0 | 0 | 0 | 0 | 0 | 0 | 0 | 0 | 0 | 0 | 0 | 0 | 0 | 0 | 0 | 0 | 0 | 0
Direct Buildings Pollutant Emissions[commercial,electricity bf,CH4] | Direct Buildings Pollutant Emissions | commercial | electricity bf | CH4 |  | 0 | 0 | 0 | 0 | 0 | 0 | 0 | 0 | 0 | 0 | 0 | 0 | 0 | 0 | 0 | 0 | 0 | 0 | 0 | 0 | 0 | 0 | 0 | 0 | 0 | 0 | 0 | 0 | 0 | 0 | 0
Direct Buildings Pollutant Emissions[commercial,electricity bf,N2O] | Direct Buildings Pollutant Emissions | commercial | electricity bf | N2O |  | 0 | 0 | 0 | 0 | 0 | 0 | 0 | 0 | 0 | 0 | 0 | 0 | 0 | 0 | 0 | 0 | 0 | 0 | 0 | 0 | 0 | 0 | 0 | 0 | 0 | 0 | 0 | 0 | 0 | 0 | 0
Direct Buildings Pollutant Emissions[commercial,electricity bf,F gases] | Direct Buildings Pollutant Emissions | commercial | electricity bf | F gases |  | 0 | 0 | 0 | 0 | 0 | 0 | 0 | 0 | 0 | 0 | 0 | 0 | 0 | 0 | 0 | 0 | 0 | 0 | 0 | 0 | 0 | 0 | 0 | 0 | 0 | 0 | 0 | 0 | 0 | 0 | 0
Direct Buildings Pollutant Emissions[commercial,hard coal bf,CO2] | Direct Buildings Pollutant Emissions | commercial | hard coal bf | CO2 |  | 0 | 0 | 0 | 0 | 0 | 0 | 0 | 0 | 0 | 0 | 0 | 0 | 0 | 0 | 0 | 0 | 0 | 0 | 0 | 0 | 0 | 0 | 0 | 0 | 0 | 0 | 0 | 0 | 0 | 0 | 0
Direct Buildings Pollutant Emissions[commercial,hard coal bf,VOC] | Direct Buildings Pollutant Emissions | commercial | hard coal bf | VOC |  | 0 | 0 | 0 | 0 | 0 | 0 | 0 | 0 | 0 | 0 | 0 | 0 | 0 | 0 | 0 | 0 | 0 | 0 | 0 | 0 | 0 | 0 | 0 | 0 | 0 | 0 | 0 | 0 | 0 | 0 | 0
Direct Buildings Pollutant Emissions[commercial,hard coal bf,CO] | Direct Buildings Pollutant Emissions | commercial | hard coal bf | CO |  | 0 | 0 | 0 | 0 | 0 | 0 | 0 | 0 | 0 | 0 | 0 | 0 | 0 | 0 | 0 | 0 | 0 | 0 | 0 | 0 | 0 | 0 | 0 | 0 | 0 | 0 | 0 | 0 | 0 | 0 | 0
Direct Buildings Pollutant Emissions[commercial,hard coal bf,NOx] | Direct Buildings Pollutant Emissions | commercial | hard coal bf | NOx |  | 0 | 0 | 0 | 0 | 0 | 0 | 0 | 0 | 0 | 0 | 0 | 0 | 0 | 0 | 0 | 0 | 0 | 0 | 0 | 0 | 0 | 0 | 0 | 0 | 0 | 0 | 0 | 0 | 0 | 0 | 0
Direct Buildings Pollutant Emissions[commercial,hard coal bf,PM10] | Direct Buildings Pollutant Emissions | commercial | hard coal bf | PM10 |  | 0 | 0 | 0 | 0 | 0 | 0 | 0 | 0 | 0 | 0 | 0 | 0 | 0 | 0 | 0 | 0 | 0 | 0 | 0 | 0 | 0 | 0 | 0 | 0 | 0 | 0 | 0 | 0 | 0 | 0 | 0
Direct Buildings Pollutant Emissions[commercial,hard coal bf,PM25] | Direct Buildings Pollutant Emissions | commercial | hard coal bf | PM25 |  | 0 | 0 | 0 | 0 | 0 | 0 | 0 | 0 | 0 | 0 | 0 | 0 | 0 | 0 | 0 | 0 | 0 | 0 | 0 | 0 | 0 | 0 | 0 | 0 | 0 | 0 | 0 | 0 | 0 | 0 | 0
Direct Buildings Pollutant Emissions[commercial,hard coal bf,SOx] | Direct Buildings Pollutant Emissions | commercial | hard coal bf | SOx |  | 0 | 0 | 0 | 0 | 0 | 0 | 0 | 0 | 0 | 0 | 0 | 0 | 0 | 0 | 0 | 0 | 0 | 0 | 0 | 0 | 0 | 0 | 0 | 0 | 0 | 0 | 0 | 0 | 0 | 0 | 0
Direct Buildings Pollutant Emissions[commercial,hard coal bf,BC] | Direct Buildings Pollutant Emissions | commercial | hard coal bf | BC |  | 0 | 0 | 0 | 0 | 0 | 0 | 0 | 0 | 0 | 0 | 0 | 0 | 0 | 0 | 0 | 0 | 0 | 0 | 0 | 0 | 0 | 0 | 0 | 0 | 0 | 0 | 0 | 0 | 0 | 0 | 0
Direct Buildings Pollutant Emissions[commercial,hard coal bf,OC] | Direct Buildings Pollutant Emissions | commercial | hard coal bf | OC |  | 0 | 0 | 0 | 0 | 0 | 0 | 0 | 0 | 0 | 0 | 0 | 0 | 0 | 0 | 0 | 0 | 0 | 0 | 0 | 0 | 0 | 0 | 0 | 0 | 0 | 0 | 0 | 0 | 0 | 0 | 0
Direct Buildings Pollutant Emissions[commercial,hard coal bf,CH4] | Direct Buildings Pollutant Emissions | commercial | hard coal bf | CH4 |  | 0 | 0 | 0 | 0 | 0 | 0 | 0 | 0 | 0 | 0 | 0 | 0 | 0 | 0 | 0 | 0 | 0 | 0 | 0 | 0 | 0 | 0 | 0 | 0 | 0 | 0 | 0 | 0 | 0 | 0 | 0
Direct Buildings Pollutant Emissions[commercial,hard coal bf,N2O] | Direct Buildings Pollutant Emissions | commercial | hard coal bf | N2O |  | 0 | 0 | 0 | 0 | 0 | 0 | 0 | 0 | 0 | 0 | 0 | 0 | 0 | 0 | 0 | 0 | 0 | 0 | 0 | 0 | 0 | 0 | 0 | 0 | 0 | 0 | 0 | 0 | 0 | 0 | 0
Direct Buildings Pollutant Emissions[commercial,hard coal bf,F gases] | Direct Buildings Pollutant Emissions | commercial | hard coal bf | F gases |  | 0 | 0 | 0 | 0 | 0 | 0 | 0 | 0 | 0 | 0 | 0 | 0 | 0 | 0 | 0 | 0 | 0 | 0 | 0 | 0 | 0 | 0 | 0 | 0 | 0 | 0 | 0 | 0 | 0 | 0 | 0
Direct Buildings Pollutant Emissions[commercial,natural gas bf,CO2] | Direct Buildings Pollutant Emissions | commercial | natural gas bf | CO2 |  | 9626990000000 | 9755190000000 | 10144100000000 | 10341100000000 | 10436800000000 | 10468400000000 | 10467900000000 | 10430200000000 | 10397500000000 | 10359400000000 | 10289200000000 | 10319800000000 | 10228200000000 | 10157800000000 | 10113700000000 | 10080300000000 | 10004400000000 | 9981540000000 | 9958620000000 | 9941060000000 | 9881050000000 | 9874250000000 | 9920520000000 | 9919250000000 | 9981810000000 | 10039100000000 | 10054200000000 | 10064000000000 | 10137600000000 | 10206000000000 | 10232100000000
Direct Buildings Pollutant Emissions[commercial,natural gas bf,VOC] | Direct Buildings Pollutant Emissions | commercial | natural gas bf | VOC |  | 416033000 | 421573000 | 438378000 | 446892000 | 451029000 | 452395000 | 452375000 | 450742000 | 449329000 | 447683000 | 444649000 | 445972000 | 442015000 | 438970000 | 437066000 | 435622000 | 432343000 | 431355000 | 430364000 | 429605000 | 427012000 | 426718000 | 428718000 | 428663000 | 431366000 | 433842000 | 434494000 | 434920000 | 438101000 | 441056000 | 442182000
Direct Buildings Pollutant Emissions[commercial,natural gas bf,CO] | Direct Buildings Pollutant Emissions | commercial | natural gas bf | CO |  | 4089390000 | 4143840000 | 4309030000 | 4392720000 | 4433380000 | 4446810000 | 4446610000 | 4430560000 | 4416670000 | 4400490000 | 4370670000 | 4383680000 | 4344780000 | 4314840000 | 4296140000 | 4281940000 | 4249710000 | 4239990000 | 4230250000 | 4222790000 | 4197300000 | 4194420000 | 4214070000 | 4213530000 | 4240100000 | 4264450000 | 4270850000 | 4275040000 | 4306300000 | 4335350000 | 4346420000
Direct Buildings Pollutant Emissions[commercial,natural gas bf,NOx] | Direct Buildings Pollutant Emissions | commercial | natural gas bf | NOx |  | 6722930000 | 6812450000 | 7084020000 | 7221600000 | 7288450000 | 7310530000 | 7310200000 | 7283820000 | 7260990000 | 7234390000 | 7185360000 | 7206740000 | 7142790000 | 7093580000 | 7062830000 | 7039480000 | 6986490000 | 6970520000 | 6954520000 | 6942250000 | 6900340000 | 6895600000 | 6927910000 | 6927020000 | 6970710000 | 7010730000 | 7021250000 | 7028140000 | 7079540000 | 7127300000 | 7145490000
Direct Buildings Pollutant Emissions[commercial,natural gas bf,PM10] | Direct Buildings Pollutant Emissions | commercial | natural gas bf | PM10 |  | 574426000 | 582075000 | 605279000 | 617034000 | 622746000 | 624633000 | 624604000 | 622350000 | 620400000 | 618127000 | 613938000 | 615765000 | 610300000 | 606096000 | 603468000 | 601474000 | 596946000 | 595582000 | 594214000 | 593166000 | 589585000 | 589180000 | 591941000 | 591865000 | 595597000 | 599017000 | 599916000 | 600505000 | 604896000 | 608977000 | 610531000
Direct Buildings Pollutant Emissions[commercial,natural gas bf,PM25] | Direct Buildings Pollutant Emissions | commercial | natural gas bf | PM25 |  | 574426000 | 582075000 | 605279000 | 617034000 | 622746000 | 624633000 | 624604000 | 622350000 | 620400000 | 618127000 | 613938000 | 615765000 | 610300000 | 606096000 | 603468000 | 601474000 | 596946000 | 595582000 | 594214000 | 593166000 | 589585000 | 589180000 | 591941000 | 591865000 | 595597000 | 599017000 | 599916000 | 600505000 | 604896000 | 608977000 | 610531000
Direct Buildings Pollutant Emissions[commercial,natural gas bf,SOx] | Direct Buildings Pollutant Emissions | commercial | natural gas bf | SOx |  | 43907500 | 44492200 | 46265800 | 47164300 | 47600900 | 47745100 | 47743000 | 47570700 | 47421600 | 47247800 | 46927700 | 47067300 | 46649600 | 46328200 | 46127400 | 45974900 | 45628900 | 45524600 | 45420000 | 45339900 | 45066200 | 45035200 | 45246300 | 45240400 | 45525800 | 45787100 | 45855900 | 45900900 | 46236500 | 46548500 | 46667300
Direct Buildings Pollutant Emissions[commercial,natural gas bf,BC] | Direct Buildings Pollutant Emissions | commercial | natural gas bf | BC |  | 94709600 | 95970700 | 99796500 | 101735000 | 102676000 | 102987000 | 102983000 | 102611000 | 102290000 | 101915000 | 101224000 | 101525000 | 100624000 | 99931200 | 99497900 | 99169000 | 98422600 | 98197600 | 97972100 | 97799300 | 97208900 | 97142100 | 97597300 | 97584800 | 98200200 | 98764000 | 98912200 | 99009300 | 99733300 | 100406000 | 100662000
Direct Buildings Pollutant Emissions[commercial,natural gas bf,OC] | Direct Buildings Pollutant Emissions | commercial | natural gas bf | OC |  | 245846000 | 249119000 | 259050000 | 264081000 | 266526000 | 267333000 | 267321000 | 266356000 | 265522000 | 264549000 | 262756000 | 263538000 | 261199000 | 259400000 | 258275000 | 257422000 | 255484000 | 254900000 | 254315000 | 253866000 | 252334000 | 252160000 | 253342000 | 253309000 | 254907000 | 256370000 | 256755000 | 257007000 | 258886000 | 260633000 | 261298000
Direct Buildings Pollutant Emissions[commercial,natural gas bf,CH4] | Direct Buildings Pollutant Emissions | commercial | natural gas bf | CH4 |  | 181436000 | 183852000 | 191181000 | 194894000 | 196698000 | 197294000 | 197285000 | 196573000 | 195957000 | 195239000 | 193916000 | 194493000 | 192767000 | 191439000 | 190609000 | 189979000 | 188549000 | 188118000 | 187686000 | 187355000 | 186224000 | 186096000 | 186968000 | 186944000 | 188123000 | 189203000 | 189487000 | 189673000 | 191060000 | 192349000 | 192840000
Direct Buildings Pollutant Emissions[commercial,natural gas bf,N2O] | Direct Buildings Pollutant Emissions | commercial | natural gas bf | N2O |  | 18143600 | 18385200 | 19118100 | 19489400 | 19669800 | 19729400 | 19728500 | 19657300 | 19595700 | 19523900 | 19391600 | 19449300 | 19276700 | 19143900 | 19060900 | 18997900 | 18854900 | 18811800 | 18768600 | 18735500 | 18622400 | 18609600 | 18696800 | 18694400 | 18812300 | 18920300 | 18948700 | 18967300 | 19106000 | 19234900 | 19284000
Direct Buildings Pollutant Emissions[commercial,natural gas bf,F gases] | Direct Buildings Pollutant Emissions | commercial | natural gas bf | F gases |  | 0 | 0 | 0 | 0 | 0 | 0 | 0 | 0 | 0 | 0 | 0 | 0 | 0 | 0 | 0 | 0 | 0 | 0 | 0 | 0 | 0 | 0 | 0 | 0 | 0 | 0 | 0 | 0 | 0 | 0 | 0
Direct Buildings Pollutant Emissions[commercial,petroleum diesel bf,CO2] | Direct Buildings Pollutant Emissions | commercial | petroleum diesel bf | CO2 |  | 1531140000000 | 1531130000000 | 1531110000000 | 1531100000000 | 1523690000000 | 1516280000000 | 1508870000000 | 1501470000000 | 1486670000000 | 1471870000000 | 1457070000000 | 1442280000000 | 1427480000000 | 1412690000000 | 1397900000000 | 1383100000000 | 1368310000000 | 1353520000000 | 1338720000000 | 1331330000000 | 1323930000000 | 1316530000000 | 1309140000000 | 1301740000000 | 1301740000000 | 1301740000000 | 1301740000000 | 1301740000000 | 1301740000000 | 1301730000000 | 1301730000000
Direct Buildings Pollutant Emissions[commercial,petroleum diesel bf,VOC] | Direct Buildings Pollutant Emissions | commercial | petroleum diesel bf | VOC |  | 23248700 | 23248500 | 23248200 | 23248000 | 23135500 | 23023000 | 22910600 | 22798100 | 22573400 | 22348700 | 22124100 | 21899400 | 21674800 | 21450100 | 21225500 | 21000900 | 20776300 | 20551600 | 20327000 | 20214700 | 20102400 | 19990100 | 19877800 | 19765400 | 19765400 | 19765400 | 19765400 | 19765400 | 19765400 | 19765400 | 19765400
Direct Buildings Pollutant Emissions[commercial,petroleum diesel bf,CO] | Direct Buildings Pollutant Emissions | commercial | petroleum diesel bf | CO |  | 486131000 | 486127000 | 486122000 | 486117000 | 483765000 | 481413000 | 479062000 | 476710000 | 472012000 | 467313000 | 462615000 | 457918000 | 453221000 | 448524000 | 443827000 | 439130000 | 434433000 | 429736000 | 425039000 | 422691000 | 420342000 | 417994000 | 415645000 | 413297000 | 413297000 | 413296000 | 413296000 | 413296000 | 413296000 | 413295000 | 413295000
Direct Buildings Pollutant Emissions[commercial,petroleum diesel bf,NOx] | Direct Buildings Pollutant Emissions | commercial | petroleum diesel bf | NOx |  | 1288060000 | 1288040000 | 1288030000 | 1288020000 | 1281790000 | 1275550000 | 1269320000 | 1263090000 | 1250640000 | 1238190000 | 1225750000 | 1213300000 | 1200860000 | 1188410000 | 1175960000 | 1163520000 | 1151080000 | 1138630000 | 1126190000 | 1119960000 | 1113740000 | 1107520000 | 1101300000 | 1095070000 | 1095070000 | 1095070000 | 1095070000 | 1095070000 | 1095070000 | 1095070000 | 1095070000
Direct Buildings Pollutant Emissions[commercial,petroleum diesel bf,PM10] | Direct Buildings Pollutant Emissions | commercial | petroleum diesel bf | PM10 |  | 162679000 | 162677000 | 162675000 | 162674000 | 161887000 | 161100000 | 160313000 | 159526000 | 157954000 | 156381000 | 154809000 | 153237000 | 151665000 | 150094000 | 148522000 | 146950000 | 145378000 | 143807000 | 142235000 | 141449000 | 140663000 | 139877000 | 139091000 | 138305000 | 138305000 | 138305000 | 138305000 | 138305000 | 138305000 | 138305000 | 138305000
Direct Buildings Pollutant Emissions[commercial,petroleum diesel bf,PM25] | Direct Buildings Pollutant Emissions | commercial | petroleum diesel bf | PM25 |  | 145599000 | 145598000 | 145596000 | 145595000 | 144890000 | 144186000 | 143482000 | 142778000 | 141370000 | 139963000 | 138556000 | 137149000 | 135742000 | 134336000 | 132929000 | 131522000 | 130115000 | 128709000 | 127302000 | 126598000 | 125895000 | 125192000 | 124488000 | 123785000 | 123785000 | 123785000 | 123785000 | 123785000 | 123785000 | 123784000 | 123784000
Direct Buildings Pollutant Emissions[commercial,petroleum diesel bf,SOx] | Direct Buildings Pollutant Emissions | commercial | petroleum diesel bf | SOx |  | 10496100 | 10496000 | 10495900 | 10495800 | 10445000 | 10394200 | 10343400 | 10292700 | 10191200 | 10089800 | 9988330 | 9886910 | 9785490 | 9684080 | 9582660 | 9481250 | 9379840 | 9278440 | 9177030 | 9126320 | 9075610 | 9024910 | 8974200 | 8923490 | 8923490 | 8923480 | 8923480 | 8923470 | 8923470 | 8923460 | 8923460
Direct Buildings Pollutant Emissions[commercial,petroleum diesel bf,BC] | Direct Buildings Pollutant Emissions | commercial | petroleum diesel bf | BC |  | 14553700 | 14553600 | 14553400 | 14553300 | 14482900 | 14412500 | 14342100 | 14271700 | 14131000 | 13990300 | 13849700 | 13709100 | 13568400 | 13427800 | 13287200 | 13146600 | 13006000 | 12865400 | 12724800 | 12654400 | 12584100 | 12513800 | 12443500 | 12373200 | 12373200 | 12373200 | 12373200 | 12373200 | 12373200 | 12373200 | 12373200
Direct Buildings Pollutant Emissions[commercial,petroleum diesel bf,OC] | Direct Buildings Pollutant Emissions | commercial | petroleum diesel bf | OC |  | 36394600 | 36394300 | 36393900 | 36393600 | 36217500 | 36041400 | 35865400 | 35689300 | 35337600 | 34985800 | 34634100 | 34282400 | 33930800 | 33579100 | 33227500 | 32875800 | 32524200 | 32172600 | 31820900 | 31645100 | 31469300 | 31293500 | 31117600 | 30941800 | 30941800 | 30941800 | 30941800 | 30941700 | 30941700 | 30941700 | 30941700
Direct Buildings Pollutant Emissions[commercial,petroleum diesel bf,CH4] | Direct Buildings Pollutant Emissions | commercial | petroleum diesel bf | CH4 |  | 62106900 | 62106300 | 62105700 | 62105100 | 61804600 | 61504100 | 61203700 | 60903300 | 60303000 | 59702700 | 59102500 | 58502400 | 57902300 | 57302200 | 56702200 | 56102100 | 55502000 | 54902000 | 54301900 | 54001900 | 53701800 | 53401800 | 53101800 | 52801700 | 52801700 | 52801700 | 52801600 | 52801600 | 52801600 | 52801600 | 52801500
Direct Buildings Pollutant Emissions[commercial,petroleum diesel bf,N2O] | Direct Buildings Pollutant Emissions | commercial | petroleum diesel bf | N2O |  | 12421400 | 12421300 | 12421100 | 12421000 | 12360900 | 12300800 | 12240700 | 12180700 | 12060600 | 11940500 | 11820500 | 11700500 | 11580500 | 11460400 | 11340400 | 11220400 | 11100400 | 10980400 | 10860400 | 10800400 | 10740400 | 10680400 | 10620400 | 10560300 | 10560300 | 10560300 | 10560300 | 10560300 | 10560300 | 10560300 | 10560300
Direct Buildings Pollutant Emissions[commercial,petroleum diesel bf,F gases] | Direct Buildings Pollutant Emissions | commercial | petroleum diesel bf | F gases |  | 0 | 0 | 0 | 0 | 0 | 0 | 0 | 0 | 0 | 0 | 0 | 0 | 0 | 0 | 0 | 0 | 0 | 0 | 0 | 0 | 0 | 0 | 0 | 0 | 0 | 0 | 0 | 0 | 0 | 0 | 0
Direct Buildings Pollutant Emissions[commercial,heat bf,CO2] | Direct Buildings Pollutant Emissions | commercial | heat bf | CO2 |  | 0 | 0 | 0 | 0 | 0 | 0 | 0 | 0 | 0 | 0 | 0 | 0 | 0 | 0 | 0 | 0 | 0 | 0 | 0 | 0 | 0 | 0 | 0 | 0 | 0 | 0 | 0 | 0 | 0 | 0 | 0
Direct Buildings Pollutant Emissions[commercial,heat bf,VOC] | Direct Buildings Pollutant Emissions | commercial | heat bf | VOC |  | 0 | 0 | 0 | 0 | 0 | 0 | 0 | 0 | 0 | 0 | 0 | 0 | 0 | 0 | 0 | 0 | 0 | 0 | 0 | 0 | 0 | 0 | 0 | 0 | 0 | 0 | 0 | 0 | 0 | 0 | 0
Direct Buildings Pollutant Emissions[commercial,heat bf,CO] | Direct Buildings Pollutant Emissions | commercial | heat bf | CO |  | 0 | 0 | 0 | 0 | 0 | 0 | 0 | 0 | 0 | 0 | 0 | 0 | 0 | 0 | 0 | 0 | 0 | 0 | 0 | 0 | 0 | 0 | 0 | 0 | 0 | 0 | 0 | 0 | 0 | 0 | 0
Direct Buildings Pollutant Emissions[commercial,heat bf,NOx] | Direct Buildings Pollutant Emissions | commercial | heat bf | NOx |  | 0 | 0 | 0 | 0 | 0 | 0 | 0 | 0 | 0 | 0 | 0 | 0 | 0 | 0 | 0 | 0 | 0 | 0 | 0 | 0 | 0 | 0 | 0 | 0 | 0 | 0 | 0 | 0 | 0 | 0 | 0
Direct Buildings Pollutant Emissions[commercial,heat bf,PM10] | Direct Buildings Pollutant Emissions | commercial | heat bf | PM10 |  | 0 | 0 | 0 | 0 | 0 | 0 | 0 | 0 | 0 | 0 | 0 | 0 | 0 | 0 | 0 | 0 | 0 | 0 | 0 | 0 | 0 | 0 | 0 | 0 | 0 | 0 | 0 | 0 | 0 | 0 | 0
Direct Buildings Pollutant Emissions[commercial,heat bf,PM25] | Direct Buildings Pollutant Emissions | commercial | heat bf | PM25 |  | 0 | 0 | 0 | 0 | 0 | 0 | 0 | 0 | 0 | 0 | 0 | 0 | 0 | 0 | 0 | 0 | 0 | 0 | 0 | 0 | 0 | 0 | 0 | 0 | 0 | 0 | 0 | 0 | 0 | 0 | 0
Direct Buildings Pollutant Emissions[commercial,heat bf,SOx] | Direct Buildings Pollutant Emissions | commercial | heat bf | SOx |  | 0 | 0 | 0 | 0 | 0 | 0 | 0 | 0 | 0 | 0 | 0 | 0 | 0 | 0 | 0 | 0 | 0 | 0 | 0 | 0 | 0 | 0 | 0 | 0 | 0 | 0 | 0 | 0 | 0 | 0 | 0
Direct Buildings Pollutant Emissions[commercial,heat bf,BC] | Direct Buildings Pollutant Emissions | commercial | heat bf | BC |  | 0 | 0 | 0 | 0 | 0 | 0 | 0 | 0 | 0 | 0 | 0 | 0 | 0 | 0 | 0 | 0 | 0 | 0 | 0 | 0 | 0 | 0 | 0 | 0 | 0 | 0 | 0 | 0 | 0 | 0 | 0
Direct Buildings Pollutant Emissions[commercial,heat bf,OC] | Direct Buildings Pollutant Emissions | commercial | heat bf | OC |  | 0 | 0 | 0 | 0 | 0 | 0 | 0 | 0 | 0 | 0 | 0 | 0 | 0 | 0 | 0 | 0 | 0 | 0 | 0 | 0 | 0 | 0 | 0 | 0 | 0 | 0 | 0 | 0 | 0 | 0 | 0
Direct Buildings Pollutant Emissions[commercial,heat bf,CH4] | Direct Buildings Pollutant Emissions | commercial | heat bf | CH4 |  | 0 | 0 | 0 | 0 | 0 | 0 | 0 | 0 | 0 | 0 | 0 | 0 | 0 | 0 | 0 | 0 | 0 | 0 | 0 | 0 | 0 | 0 | 0 | 0 | 0 | 0 | 0 | 0 | 0 | 0 | 0
Direct Buildings Pollutant Emissions[commercial,heat bf,N2O] | Direct Buildings Pollutant Emissions | commercial | heat bf | N2O |  | 0 | 0 | 0 | 0 | 0 | 0 | 0 | 0 | 0 | 0 | 0 | 0 | 0 | 0 | 0 | 0 | 0 | 0 | 0 | 0 | 0 | 0 | 0 | 0 | 0 | 0 | 0 | 0 | 0 | 0 | 0
Direct Buildings Pollutant Emissions[commercial,heat bf,F gases] | Direct Buildings Pollutant Emissions | commercial | heat bf | F gases |  | 0 | 0 | 0 | 0 | 0 | 0 | 0 | 0 | 0 | 0 | 0 | 0 | 0 | 0 | 0 | 0 | 0 | 0 | 0 | 0 | 0 | 0 | 0 | 0 | 0 | 0 | 0 | 0 | 0 | 0 | 0
Direct Buildings Pollutant Emissions[commercial,biomass bf,CO2] | Direct Buildings Pollutant Emissions | commercial | biomass bf | CO2 |  | 0 | 0 | 0 | 0 | 0 | 0 | 0 | 0 | 0 | 0 | 0 | 0 | 0 | 0 | 0 | 0 | 0 | 0 | 0 | 0 | 0 | 0 | 0 | 0 | 0 | 0 | 0 | 0 | 0 | 0 | 0
Direct Buildings Pollutant Emissions[commercial,biomass bf,VOC] | Direct Buildings Pollutant Emissions | commercial | biomass bf | VOC |  | 2194590 | 2194590 | 2194590 | 2194590 | 2194590 | 2194590 | 2194590 | 2194590 | 2194590 | 2194590 | 2194590 | 2194590 | 2194590 | 2194590 | 2194590 | 2194590 | 2194590 | 2194590 | 2194590 | 2194590 | 2194590 | 2194590 | 2194590 | 2194590 | 2194590 | 2194590 | 2194590 | 2194590 | 2194590 | 2194590 | 2194590
Direct Buildings Pollutant Emissions[commercial,biomass bf,CO] | Direct Buildings Pollutant Emissions | commercial | biomass bf | CO |  | 34799400 | 34799400 | 34799400 | 34799400 | 34799400 | 34799400 | 34799400 | 34799400 | 34799400 | 34799400 | 34799400 | 34799400 | 34799400 | 34799400 | 34799400 | 34799400 | 34799400 | 34799400 | 34799400 | 34799400 | 34799400 | 34799400 | 34799400 | 34799400 | 34799400 | 34799400 | 34799400 | 34799400 | 34799400 | 34799400 | 34799400
Direct Buildings Pollutant Emissions[commercial,biomass bf,NOx] | Direct Buildings Pollutant Emissions | commercial | biomass bf | NOx |  | 229149000 | 229149000 | 229149000 | 229149000 | 229149000 | 229149000 | 229149000 | 229149000 | 229149000 | 229149000 | 229149000 | 229149000 | 229149000 | 229149000 | 229149000 | 229149000 | 229149000 | 229149000 | 229149000 | 229149000 | 229149000 | 229149000 | 229149000 | 229149000 | 229149000 | 229149000 | 229149000 | 229149000 | 229149000 | 229149000 | 229149000
Direct Buildings Pollutant Emissions[commercial,biomass bf,PM10] | Direct Buildings Pollutant Emissions | commercial | biomass bf | PM10 |  | 5120710 | 5120710 | 5120710 | 5120710 | 5120710 | 5120710 | 5120710 | 5120710 | 5120710 | 5120710 | 5120710 | 5120710 | 5120710 | 5120710 | 5120710 | 5120710 | 5120710 | 5120710 | 5120710 | 5120710 | 5120710 | 5120710 | 5120710 | 5120710 | 5120710 | 5120710 | 5120710 | 5120710 | 5120710 | 5120710 | 5120710
Direct Buildings Pollutant Emissions[commercial,biomass bf,PM25] | Direct Buildings Pollutant Emissions | commercial | biomass bf | PM25 |  | 4523230 | 4523230 | 4523230 | 4523230 | 4523230 | 4523230 | 4523230 | 4523230 | 4523230 | 4523230 | 4523230 | 4523230 | 4523230 | 4523230 | 4523230 | 4523230 | 4523230 | 4523230 | 4523230 | 4523230 | 4523230 | 4523230 | 4523230 | 4523230 | 4523230 | 4523230 | 4523230 | 4523230 | 4523230 | 4523230 | 4523230
Direct Buildings Pollutant Emissions[commercial,biomass bf,SOx] | Direct Buildings Pollutant Emissions | commercial | biomass bf | SOx |  | 155234000 | 155234000 | 155234000 | 155234000 | 155234000 | 155234000 | 155234000 | 155234000 | 155234000 | 155234000 | 155234000 | 155234000 | 155234000 | 155234000 | 155234000 | 155234000 | 155234000 | 155234000 | 155234000 | 155234000 | 155234000 | 155234000 | 155234000 | 155234000 | 155234000 | 155234000 | 155234000 | 155234000 | 155234000 | 155234000 | 155234000
Direct Buildings Pollutant Emissions[commercial,biomass bf,BC] | Direct Buildings Pollutant Emissions | commercial | biomass bf | BC |  | 624290 | 624290 | 624290 | 624290 | 624290 | 624290 | 624290 | 624290 | 624290 | 624290 | 624290 | 624290 | 624290 | 624290 | 624290 | 624290 | 624290 | 624290 | 624290 | 624290 | 624290 | 624290 | 624290 | 624290 | 624290 | 624290 | 624290 | 624290 | 624290 | 624290 | 624290
Direct Buildings Pollutant Emissions[commercial,biomass bf,OC] | Direct Buildings Pollutant Emissions | commercial | biomass bf | OC |  | 1474550 | 1474550 | 1474550 | 1474550 | 1474550 | 1474550 | 1474550 | 1474550 | 1474550 | 1474550 | 1474550 | 1474550 | 1474550 | 1474550 | 1474550 | 1474550 | 1474550 | 1474550 | 1474550 | 1474550 | 1474550 | 1474550 | 1474550 | 1474550 | 1474550 | 1474550 | 1474550 | 1474550 | 1474550 | 1474550 | 1474550
Direct Buildings Pollutant Emissions[commercial,biomass bf,CH4] | Direct Buildings Pollutant Emissions | commercial | biomass bf | CH4 |  | 0 | 0 | 0 | 0 | 0 | 0 | 0 | 0 | 0 | 0 | 0 | 0 | 0 | 0 | 0 | 0 | 0 | 0 | 0 | 0 | 0 | 0 | 0 | 0 | 0 | 0 | 0 | 0 | 0 | 0 | 0
Direct Buildings Pollutant Emissions[commercial,biomass bf,N2O] | Direct Buildings Pollutant Emissions | commercial | biomass bf | N2O |  | 0 | 0 | 0 | 0 | 0 | 0 | 0 | 0 | 0 | 0 | 0 | 0 | 0 | 0 | 0 | 0 | 0 | 0 | 0 | 0 | 0 | 0 | 0 | 0 | 0 | 0 | 0 | 0 | 0 | 0 | 0
Direct Buildings Pollutant Emissions[commercial,biomass bf,F gases] | Direct Buildings Pollutant Emissions | commercial | biomass bf | F gases |  | 0 | 0 | 0 | 0 | 0 | 0 | 0 | 0 | 0 | 0 | 0 | 0 | 0 | 0 | 0 | 0 | 0 | 0 | 0 | 0 | 0 | 0 | 0 | 0 | 0 | 0 | 0 | 0 | 0 | 0 | 0
Direct Buildings Pollutant Emissions[commercial,kerosene bf,CO2] | Direct Buildings Pollutant Emissions | commercial | kerosene bf | CO2 |  | 0 | 0 | 0 | 0 | 0 | 0 | 0 | 0 | 0 | 0 | 0 | 0 | 0 | 0 | 0 | 0 | 0 | 0 | 0 | 0 | 0 | 0 | 0 | 0 | 0 | 0 | 0 | 0 | 0 | 0 | 0
Direct Buildings Pollutant Emissions[commercial,kerosene bf,VOC] | Direct Buildings Pollutant Emissions | commercial | kerosene bf | VOC |  | 0 | 0 | 0 | 0 | 0 | 0 | 0 | 0 | 0 | 0 | 0 | 0 | 0 | 0 | 0 | 0 | 0 | 0 | 0 | 0 | 0 | 0 | 0 | 0 | 0 | 0 | 0 | 0 | 0 | 0 | 0
Direct Buildings Pollutant Emissions[commercial,kerosene bf,CO] | Direct Buildings Pollutant Emissions | commercial | kerosene bf | CO |  | 0 | 0 | 0 | 0 | 0 | 0 | 0 | 0 | 0 | 0 | 0 | 0 | 0 | 0 | 0 | 0 | 0 | 0 | 0 | 0 | 0 | 0 | 0 | 0 | 0 | 0 | 0 | 0 | 0 | 0 | 0
Direct Buildings Pollutant Emissions[commercial,kerosene bf,NOx] | Direct Buildings Pollutant Emissions | commercial | kerosene bf | NOx |  | 0 | 0 | 0 | 0 | 0 | 0 | 0 | 0 | 0 | 0 | 0 | 0 | 0 | 0 | 0 | 0 | 0 | 0 | 0 | 0 | 0 | 0 | 0 | 0 | 0 | 0 | 0 | 0 | 0 | 0 | 0
Direct Buildings Pollutant Emissions[commercial,kerosene bf,PM10] | Direct Buildings Pollutant Emissions | commercial | kerosene bf | PM10 |  | 0 | 0 | 0 | 0 | 0 | 0 | 0 | 0 | 0 | 0 | 0 | 0 | 0 | 0 | 0 | 0 | 0 | 0 | 0 | 0 | 0 | 0 | 0 | 0 | 0 | 0 | 0 | 0 | 0 | 0 | 0
Direct Buildings Pollutant Emissions[commercial,kerosene bf,PM25] | Direct Buildings Pollutant Emissions | commercial | kerosene bf | PM25 |  | 0 | 0 | 0 | 0 | 0 | 0 | 0 | 0 | 0 | 0 | 0 | 0 | 0 | 0 | 0 | 0 | 0 | 0 | 0 | 0 | 0 | 0 | 0 | 0 | 0 | 0 | 0 | 0 | 0 | 0 | 0
Direct Buildings Pollutant Emissions[commercial,kerosene bf,SOx] | Direct Buildings Pollutant Emissions | commercial | kerosene bf | SOx |  | 0 | 0 | 0 | 0 | 0 | 0 | 0 | 0 | 0 | 0 | 0 | 0 | 0 | 0 | 0 | 0 | 0 | 0 | 0 | 0 | 0 | 0 | 0 | 0 | 0 | 0 | 0 | 0 | 0 | 0 | 0
Direct Buildings Pollutant Emissions[commercial,kerosene bf,BC] | Direct Buildings Pollutant Emissions | commercial | kerosene bf | BC |  | 0 | 0 | 0 | 0 | 0 | 0 | 0 | 0 | 0 | 0 | 0 | 0 | 0 | 0 | 0 | 0 | 0 | 0 | 0 | 0 | 0 | 0 | 0 | 0 | 0 | 0 | 0 | 0 | 0 | 0 | 0
Direct Buildings Pollutant Emissions[commercial,kerosene bf,OC] | Direct Buildings Pollutant Emissions | commercial | kerosene bf | OC |  | 0 | 0 | 0 | 0 | 0 | 0 | 0 | 0 | 0 | 0 | 0 | 0 | 0 | 0 | 0 | 0 | 0 | 0 | 0 | 0 | 0 | 0 | 0 | 0 | 0 | 0 | 0 | 0 | 0 | 0 | 0
Direct Buildings Pollutant Emissions[commercial,kerosene bf,CH4] | Direct Buildings Pollutant Emissions | commercial | kerosene bf | CH4 |  | 0 | 0 | 0 | 0 | 0 | 0 | 0 | 0 | 0 | 0 | 0 | 0 | 0 | 0 | 0 | 0 | 0 | 0 | 0 | 0 | 0 | 0 | 0 | 0 | 0 | 0 | 0 | 0 | 0 | 0 | 0
Direct Buildings Pollutant Emissions[commercial,kerosene bf,N2O] | Direct Buildings Pollutant Emissions | commercial | kerosene bf | N2O |  | 0 | 0 | 0 | 0 | 0 | 0 | 0 | 0 | 0 | 0 | 0 | 0 | 0 | 0 | 0 | 0 | 0 | 0 | 0 | 0 | 0 | 0 | 0 | 0 | 0 | 0 | 0 | 0 | 0 | 0 | 0
Direct Buildings Pollutant Emissions[commercial,kerosene bf,F gases] | Direct Buildings Pollutant Emissions | commercial | kerosene bf | F gases |  | 0 | 0 | 0 | 0 | 0 | 0 | 0 | 0 | 0 | 0 | 0 | 0 | 0 | 0 | 0 | 0 | 0 | 0 | 0 | 0 | 0 | 0 | 0 | 0 | 0 | 0 | 0 | 0 | 0 | 0 | 0
Direct Buildings Pollutant Emissions[commercial,heavy or residual fuel oil bf,CO2] | Direct Buildings Pollutant Emissions | commercial | heavy or residual fuel oil bf | CO2 |  | 0 | 0 | 0 | 0 | 0 | 0 | 0 | 0 | 0 | 0 | 0 | 0 | 0 | 0 | 0 | 0 | 0 | 0 | 0 | 0 | 0 | 0 | 0 | 0 | 0 | 0 | 0 | 0 | 0 | 0 | 0
Direct Buildings Pollutant Emissions[commercial,heavy or residual fuel oil bf,VOC] | Direct Buildings Pollutant Emissions | commercial | heavy or residual fuel oil bf | VOC |  | 0 | 0 | 0 | 0 | 0 | 0 | 0 | 0 | 0 | 0 | 0 | 0 | 0 | 0 | 0 | 0 | 0 | 0 | 0 | 0 | 0 | 0 | 0 | 0 | 0 | 0 | 0 | 0 | 0 | 0 | 0
Direct Buildings Pollutant Emissions[commercial,heavy or residual fuel oil bf,CO] | Direct Buildings Pollutant Emissions | commercial | heavy or residual fuel oil bf | CO |  | 0 | 0 | 0 | 0 | 0 | 0 | 0 | 0 | 0 | 0 | 0 | 0 | 0 | 0 | 0 | 0 | 0 | 0 | 0 | 0 | 0 | 0 | 0 | 0 | 0 | 0 | 0 | 0 | 0 | 0 | 0
Direct Buildings Pollutant Emissions[commercial,heavy or residual fuel oil bf,NOx] | Direct Buildings Pollutant Emissions | commercial | heavy or residual fuel oil bf | NOx |  | 0 | 0 | 0 | 0 | 0 | 0 | 0 | 0 | 0 | 0 | 0 | 0 | 0 | 0 | 0 | 0 | 0 | 0 | 0 | 0 | 0 | 0 | 0 | 0 | 0 | 0 | 0 | 0 | 0 | 0 | 0
Direct Buildings Pollutant Emissions[commercial,heavy or residual fuel oil bf,PM10] | Direct Buildings Pollutant Emissions | commercial | heavy or residual fuel oil bf | PM10 |  | 0 | 0 | 0 | 0 | 0 | 0 | 0 | 0 | 0 | 0 | 0 | 0 | 0 | 0 | 0 | 0 | 0 | 0 | 0 | 0 | 0 | 0 | 0 | 0 | 0 | 0 | 0 | 0 | 0 | 0 | 0
Direct Buildings Pollutant Emissions[commercial,heavy or residual fuel oil bf,PM25] | Direct Buildings Pollutant Emissions | commercial | heavy or residual fuel oil bf | PM25 |  | 0 | 0 | 0 | 0 | 0 | 0 | 0 | 0 | 0 | 0 | 0 | 0 | 0 | 0 | 0 | 0 | 0 | 0 | 0 | 0 | 0 | 0 | 0 | 0 | 0 | 0 | 0 | 0 | 0 | 0 | 0
Direct Buildings Pollutant Emissions[commercial,heavy or residual fuel oil bf,SOx] | Direct Buildings Pollutant Emissions | commercial | heavy or residual fuel oil bf | SOx |  | 0 | 0 | 0 | 0 | 0 | 0 | 0 | 0 | 0 | 0 | 0 | 0 | 0 | 0 | 0 | 0 | 0 | 0 | 0 | 0 | 0 | 0 | 0 | 0 | 0 | 0 | 0 | 0 | 0 | 0 | 0
Direct Buildings Pollutant Emissions[commercial,heavy or residual fuel oil bf,BC] | Direct Buildings Pollutant Emissions | commercial | heavy or residual fuel oil bf | BC |  | 0 | 0 | 0 | 0 | 0 | 0 | 0 | 0 | 0 | 0 | 0 | 0 | 0 | 0 | 0 | 0 | 0 | 0 | 0 | 0 | 0 | 0 | 0 | 0 | 0 | 0 | 0 | 0 | 0 | 0 | 0
Direct Buildings Pollutant Emissions[commercial,heavy or residual fuel oil bf,OC] | Direct Buildings Pollutant Emissions | commercial | heavy or residual fuel oil bf | OC |  | 0 | 0 | 0 | 0 | 0 | 0 | 0 | 0 | 0 | 0 | 0 | 0 | 0 | 0 | 0 | 0 | 0 | 0 | 0 | 0 | 0 | 0 | 0 | 0 | 0 | 0 | 0 | 0 | 0 | 0 | 0
Direct Buildings Pollutant Emissions[commercial,heavy or residual fuel oil bf,CH4] | Direct Buildings Pollutant Emissions | commercial | heavy or residual fuel oil bf | CH4 |  | 0 | 0 | 0 | 0 | 0 | 0 | 0 | 0 | 0 | 0 | 0 | 0 | 0 | 0 | 0 | 0 | 0 | 0 | 0 | 0 | 0 | 0 | 0 | 0 | 0 | 0 | 0 | 0 | 0 | 0 | 0
Direct Buildings Pollutant Emissions[commercial,heavy or residual fuel oil bf,N2O] | Direct Buildings Pollutant Emissions | commercial | heavy or residual fuel oil bf | N2O |  | 0 | 0 | 0 | 0 | 0 | 0 | 0 | 0 | 0 | 0 | 0 | 0 | 0 | 0 | 0 | 0 | 0 | 0 | 0 | 0 | 0 | 0 | 0 | 0 | 0 | 0 | 0 | 0 | 0 | 0 | 0
Direct Buildings Pollutant Emissions[commercial,heavy or residual fuel oil bf,F gases] | Direct Buildings Pollutant Emissions | commercial | heavy or residual fuel oil bf | F gases |  | 0 | 0 | 0 | 0 | 0 | 0 | 0 | 0 | 0 | 0 | 0 | 0 | 0 | 0 | 0 | 0 | 0 | 0 | 0 | 0 | 0 | 0 | 0 | 0 | 0 | 0 | 0 | 0 | 0 | 0 | 0
Direct Buildings Pollutant Emissions[commercial,LPG propane or butane bf,CO2] | Direct Buildings Pollutant Emissions | commercial | LPG propane or butane bf | CO2 |  | 817418000000 | 817418000000 | 817418000000 | 817418000000 | 817418000000 | 811272000000 | 805126000000 | 805126000000 | 798980000000 | 792834000000 | 786688000000 | 780542000000 | 774396000000 | 768250000000 | 762104000000 | 755958000000 | 749812000000 | 743666000000 | 737520000000 | 731374000000 | 725228000000 | 719082000000 | 712936000000 | 706790000000 | 700644000000 | 700644000000 | 694498000000 | 694498000000 | 694498000000 | 694498000000 | 694498000000
Direct Buildings Pollutant Emissions[commercial,LPG propane or butane bf,VOC] | Direct Buildings Pollutant Emissions | commercial | LPG propane or butane bf | VOC |  | 52801000 | 52801000 | 52801000 | 52801000 | 52801000 | 52404000 | 52007000 | 52007000 | 51610000 | 51213000 | 50816000 | 50419000 | 50022000 | 49625000 | 49228000 | 48831000 | 48434000 | 48037000 | 47640000 | 47243000 | 46846000 | 46449000 | 46052000 | 45655000 | 45258000 | 45258000 | 44861000 | 44861000 | 44861000 | 44861000 | 44861000
Direct Buildings Pollutant Emissions[commercial,LPG propane or butane bf,CO] | Direct Buildings Pollutant Emissions | commercial | LPG propane or butane bf | CO |  | 43637300 | 43637300 | 43637300 | 43637300 | 43637300 | 43309200 | 42981100 | 42981100 | 42653000 | 42324900 | 41996800 | 41668700 | 41340600 | 41012500 | 40684400 | 40356300 | 40028200 | 39700100 | 39372000 | 39043900 | 38715800 | 38387700 | 38059600 | 37731500 | 37403400 | 37403400 | 37075300 | 37075300 | 37075300 | 37075300 | 37075300
Direct Buildings Pollutant Emissions[commercial,LPG propane or butane bf,NOx] | Direct Buildings Pollutant Emissions | commercial | LPG propane or butane bf | NOx |  | 857956000 | 857956000 | 857956000 | 857956000 | 857956000 | 851506000 | 845055000 | 845055000 | 838604000 | 832153000 | 825702000 | 819252000 | 812801000 | 806350000 | 799899000 | 793448000 | 786998000 | 780547000 | 774096000 | 767645000 | 761194000 | 754744000 | 748293000 | 741842000 | 735391000 | 735391000 | 728940000 | 728940000 | 728940000 | 728940000 | 728940000
Direct Buildings Pollutant Emissions[commercial,LPG propane or butane bf,PM10] | Direct Buildings Pollutant Emissions | commercial | LPG propane or butane bf | PM10 |  | 46204200 | 46204200 | 46204200 | 46204200 | 46204200 | 45856800 | 45509400 | 45509400 | 45162000 | 44814600 | 44467200 | 44119800 | 43772400 | 43425000 | 43077600 | 42730200 | 42382800 | 42035400 | 41688000 | 41340600 | 40993200 | 40645800 | 40298400 | 39951000 | 39603600 | 39603600 | 39256200 | 39256200 | 39256200 | 39256200 | 39256200
Direct Buildings Pollutant Emissions[commercial,LPG propane or butane bf,PM25] | Direct Buildings Pollutant Emissions | commercial | LPG propane or butane bf | PM25 |  | 46204200 | 46204200 | 46204200 | 46204200 | 46204200 | 45856800 | 45509400 | 45509400 | 45162000 | 44814600 | 44467200 | 44119800 | 43772400 | 43425000 | 43077600 | 42730200 | 42382800 | 42035400 | 41688000 | 41340600 | 40993200 | 40645800 | 40298400 | 39951000 | 39603600 | 39603600 | 39256200 | 39256200 | 39256200 | 39256200 | 39256200
Direct Buildings Pollutant Emissions[commercial,LPG propane or butane bf,SOx] | Direct Buildings Pollutant Emissions | commercial | LPG propane or butane bf | SOx |  | 0 | 0 | 0 | 0 | 0 | 0 | 0 | 0 | 0 | 0 | 0 | 0 | 0 | 0 | 0 | 0 | 0 | 0 | 0 | 0 | 0 | 0 | 0 | 0 | 0 | 0 | 0 | 0 | 0 | 0 | 0
Direct Buildings Pollutant Emissions[commercial,LPG propane or butane bf,BC] | Direct Buildings Pollutant Emissions | commercial | LPG propane or butane bf | BC |  | 7620900 | 7620900 | 7620900 | 7620900 | 7620900 | 7563600 | 7506300 | 7506300 | 7449000 | 7391700 | 7334400 | 7277100 | 7219800 | 7162500 | 7105200 | 7047900 | 6990600 | 6933300 | 6876000 | 6818700 | 6761400 | 6704100 | 6646800 | 6589500 | 6532200 | 6532200 | 6474900 | 6474900 | 6474900 | 6474900 | 6474900
Direct Buildings Pollutant Emissions[commercial,LPG propane or butane bf,OC] | Direct Buildings Pollutant Emissions | commercial | LPG propane or butane bf | OC |  | 19777100 | 19777100 | 19777100 | 19777100 | 19777100 | 19628400 | 19479700 | 19479700 | 19331000 | 19182300 | 19033600 | 18884900 | 18736200 | 18587500 | 18438800 | 18290100 | 18141400 | 17992700 | 17844000 | 17695300 | 17546600 | 17397900 | 17249200 | 17100500 | 16951800 | 16951800 | 16803100 | 16803100 | 16803100 | 16803100 | 16803100
Direct Buildings Pollutant Emissions[commercial,LPG propane or butane bf,CH4] | Direct Buildings Pollutant Emissions | commercial | LPG propane or butane bf | CH4 |  | 39900000 | 39900000 | 39900000 | 39900000 | 39900000 | 39600000 | 39300000 | 39300000 | 39000000 | 38700000 | 38400000 | 38100000 | 37800000 | 37500000 | 37200000 | 36900000 | 36600000 | 36300000 | 36000000 | 35700000 | 35400000 | 35100000 | 34800000 | 34500000 | 34200000 | 34200000 | 33900000 | 33900000 | 33900000 | 33900000 | 33900000
Direct Buildings Pollutant Emissions[commercial,LPG propane or butane bf,N2O] | Direct Buildings Pollutant Emissions | commercial | LPG propane or butane bf | N2O |  | 7980000 | 7980000 | 7980000 | 7980000 | 7980000 | 7920000 | 7860000 | 7860000 | 7800000 | 7740000 | 7680000 | 7620000 | 7560000 | 7500000 | 7440000 | 7380000 | 7320000 | 7260000 | 7200000 | 7140000 | 7080000 | 7020000 | 6960000 | 6900000 | 6840000 | 6840000 | 6780000 | 6780000 | 6780000 | 6780000 | 6780000
Direct Buildings Pollutant Emissions[commercial,LPG propane or butane bf,F gases] | Direct Buildings Pollutant Emissions | commercial | LPG propane or butane bf | F gases |  | 0 | 0 | 0 | 0 | 0 | 0 | 0 | 0 | 0 | 0 | 0 | 0 | 0 | 0 | 0 | 0 | 0 | 0 | 0 | 0 | 0 | 0 | 0 | 0 | 0 | 0 | 0 | 0 | 0 | 0 | 0
Direct Buildings Pollutant Emissions[commercial,hydrogen bf,CO2] | Direct Buildings Pollutant Emissions | commercial | hydrogen bf | CO2 |  | 0 | 0 | 0 | 0 | 0 | 0 | 0 | 0 | 0 | 0 | 0 | 0 | 0 | 0 | 0 | 0 | 0 | 0 | 0 | 0 | 0 | 0 | 0 | 0 | 0 | 0 | 0 | 0 | 0 | 0 | 0
Direct Buildings Pollutant Emissions[commercial,hydrogen bf,VOC] | Direct Buildings Pollutant Emissions | commercial | hydrogen bf | VOC |  | 0 | 0 | 0 | 0 | 0 | 0 | 0 | 0 | 0 | 0 | 0 | 0 | 0 | 0 | 0 | 0 | 0 | 0 | 0 | 0 | 0 | 0 | 0 | 0 | 0 | 0 | 0 | 0 | 0 | 0 | 0
Direct Buildings Pollutant Emissions[commercial,hydrogen bf,CO] | Direct Buildings Pollutant Emissions | commercial | hydrogen bf | CO |  | 0 | 0 | 0 | 0 | 0 | 0 | 0 | 0 | 0 | 0 | 0 | 0 | 0 | 0 | 0 | 0 | 0 | 0 | 0 | 0 | 0 | 0 | 0 | 0 | 0 | 0 | 0 | 0 | 0 | 0 | 0
Direct Buildings Pollutant Emissions[commercial,hydrogen bf,NOx] | Direct Buildings Pollutant Emissions | commercial | hydrogen bf | NOx |  | 0 | 0 | 0 | 0 | 0 | 0 | 0 | 0 | 0 | 0 | 0 | 0 | 0 | 0 | 0 | 0 | 0 | 0 | 0 | 0 | 0 | 0 | 0 | 0 | 0 | 0 | 0 | 0 | 0 | 0 | 0
Direct Buildings Pollutant Emissions[commercial,hydrogen bf,PM10] | Direct Buildings Pollutant Emissions | commercial | hydrogen bf | PM10 |  | 0 | 0 | 0 | 0 | 0 | 0 | 0 | 0 | 0 | 0 | 0 | 0 | 0 | 0 | 0 | 0 | 0 | 0 | 0 | 0 | 0 | 0 | 0 | 0 | 0 | 0 | 0 | 0 | 0 | 0 | 0
Direct Buildings Pollutant Emissions[commercial,hydrogen bf,PM25] | Direct Buildings Pollutant Emissions | commercial | hydrogen bf | PM25 |  | 0 | 0 | 0 | 0 | 0 | 0 | 0 | 0 | 0 | 0 | 0 | 0 | 0 | 0 | 0 | 0 | 0 | 0 | 0 | 0 | 0 | 0 | 0 | 0 | 0 | 0 | 0 | 0 | 0 | 0 | 0
Direct Buildings Pollutant Emissions[commercial,hydrogen bf,SOx] | Direct Buildings Pollutant Emissions | commercial | hydrogen bf | SOx |  | 0 | 0 | 0 | 0 | 0 | 0 | 0 | 0 | 0 | 0 | 0 | 0 | 0 | 0 | 0 | 0 | 0 | 0 | 0 | 0 | 0 | 0 | 0 | 0 | 0 | 0 | 0 | 0 | 0 | 0 | 0
Direct Buildings Pollutant Emissions[commercial,hydrogen bf,BC] | Direct Buildings Pollutant Emissions | commercial | hydrogen bf | BC |  | 0 | 0 | 0 | 0 | 0 | 0 | 0 | 0 | 0 | 0 | 0 | 0 | 0 | 0 | 0 | 0 | 0 | 0 | 0 | 0 | 0 | 0 | 0 | 0 | 0 | 0 | 0 | 0 | 0 | 0 | 0
Direct Buildings Pollutant Emissions[commercial,hydrogen bf,OC] | Direct Buildings Pollutant Emissions | commercial | hydrogen bf | OC |  | 0 | 0 | 0 | 0 | 0 | 0 | 0 | 0 | 0 | 0 | 0 | 0 | 0 | 0 | 0 | 0 | 0 | 0 | 0 | 0 | 0 | 0 | 0 | 0 | 0 | 0 | 0 | 0 | 0 | 0 | 0
Direct Buildings Pollutant Emissions[commercial,hydrogen bf,CH4] | Direct Buildings Pollutant Emissions | commercial | hydrogen bf | CH4 |  | 0 | 0 | 0 | 0 | 0 | 0 | 0 | 0 | 0 | 0 | 0 | 0 | 0 | 0 | 0 | 0 | 0 | 0 | 0 | 0 | 0 | 0 | 0 | 0 | 0 | 0 | 0 | 0 | 0 | 0 | 0
Direct Buildings Pollutant Emissions[commercial,hydrogen bf,N2O] | Direct Buildings Pollutant Emissions | commercial | hydrogen bf | N2O |  | 0 | 0 | 0 | 0 | 0 | 0 | 0 | 0 | 0 | 0 | 0 | 0 | 0 | 0 | 0 | 0 | 0 | 0 | 0 | 0 | 0 | 0 | 0 | 0 | 0 | 0 | 0 | 0 | 0 | 0 | 0
Direct Buildings Pollutant Emissions[commercial,hydrogen bf,F gases] | Direct Buildings Pollutant Emissions | commercial | hydrogen bf | F gases |  | 0 | 0 | 0 | 0 | 0 | 0 | 0 | 0 | 0 | 0 | 0 | 0 | 0 | 0 | 0 | 0 | 0 | 0 | 0 | 0 | 0 | 0 | 0 | 0 | 0 | 0 | 0 | 0 | 0 | 0 | 0
Transportation Pollutant Emissions Disaggregated[LDVs,CO2,passenger,electricity tf] | Transportation Pollutant Emissions Disaggregated | LDVs | CO2 | passenger | electricity tf | 0 | 0 | 0 | 0 | 0 | 0 | 0 | 0 | 0 | 0 | 0 | 0 | 0 | 0 | 0 | 0 | 0 | 0 | 0 | 0 | 0 | 0 | 0 | 0 | 0 | 0 | 0 | 0 | 0 | 0 | 0
Transportation Pollutant Emissions Disaggregated[LDVs,CO2,passenger,natural gas tf] | Transportation Pollutant Emissions Disaggregated | LDVs | CO2 | passenger | natural gas tf | 24574400000 | 24063500000 | 20295700000 | 16696100000 | 13323200000 | 10248600000 | 7542990000 | 5254660000 | 3371200000 | 1899640000 | 845246000 | 211417000 | 0 | 0 | 0 | 0 | 0 | 0 | 0 | 0 | 0 | 0 | 0 | 0 | 0 | 0 | 0 | 0 | 0 | 0 | 0
Transportation Pollutant Emissions Disaggregated[LDVs,CO2,passenger,petroleum gasoline tf] | Transportation Pollutant Emissions Disaggregated | LDVs | CO2 | passenger | petroleum gasoline tf | 100042000000000 | 113006000000000 | 112064000000000 | 110941000000000 | 108864000000000 | 106630000000000 | 104127000000000 | 101571000000000 | 99007300000000 | 96214800000000 | 92966700000000 | 89515500000000 | 85925000000000 | 82823300000000 | 79713900000000 | 76783100000000 | 73753000000000 | 70463400000000 | 66858300000000 | 63080400000000 | 59291500000000 | 55534300000000 | 51991000000000 | 48692100000000 | 45486200000000 | 42595700000000 | 40016900000000 | 37735400000000 | 35733100000000 | 33985300000000 | 32473800000000
Transportation Pollutant Emissions Disaggregated[LDVs,CO2,passenger,petroleum diesel tf] | Transportation Pollutant Emissions Disaggregated | LDVs | CO2 | passenger | petroleum diesel tf | 402884000000 | 411844000000 | 366909000000 | 322898000000 | 277259000000 | 233561000000 | 191945000000 | 152299000000 | 115238000000 | 80665900000 | 48243000000 | 19564500000 | 0 | 0 | 0 | 0 | 0 | 0 | 0 | 0 | 0 | 0 | 0 | 0 | 0 | 0 | 0 | 0 | 0 | 0 | 0
Transportation Pollutant Emissions Disaggregated[LDVs,CO2,passenger,biofuel gasoline tf] | Transportation Pollutant Emissions Disaggregated | LDVs | CO2 | passenger | biofuel gasoline tf | 0 | 0 | 0 | 0 | 0 | 0 | 0 | 0 | 0 | 0 | 0 | 0 | 0 | 0 | 0 | 0 | 0 | 0 | 0 | 0 | 0 | 0 | 0 | 0 | 0 | 0 | 0 | 0 | 0 | 0 | 0
Transportation Pollutant Emissions Disaggregated[LDVs,CO2,passenger,biofuel diesel tf] | Transportation Pollutant Emissions Disaggregated | LDVs | CO2 | passenger | biofuel diesel tf | 0 | 0 | 0 | 0 | 0 | 0 | 0 | 0 | 0 | 0 | 0 | 0 | 0 | 0 | 0 | 0 | 0 | 0 | 0 | 0 | 0 | 0 | 0 | 0 | 0 | 0 | 0 | 0 | 0 | 0 | 0
Transportation Pollutant Emissions Disaggregated[LDVs,CO2,passenger,jet fuel tf] | Transportation Pollutant Emissions Disaggregated | LDVs | CO2 | passenger | jet fuel tf | 0 | 0 | 0 | 0 | 0 | 0 | 0 | 0 | 0 | 0 | 0 | 0 | 0 | 0 | 0 | 0 | 0 | 0 | 0 | 0 | 0 | 0 | 0 | 0 | 0 | 0 | 0 | 0 | 0 | 0 | 0
Transportation Pollutant Emissions Disaggregated[LDVs,CO2,passenger,heavy or residual fuel oil tf] | Transportation Pollutant Emissions Disaggregated | LDVs | CO2 | passenger | heavy or residual fuel oil tf | 0 | 0 | 0 | 0 | 0 | 0 | 0 | 0 | 0 | 0 | 0 | 0 | 0 | 0 | 0 | 0 | 0 | 0 | 0 | 0 | 0 | 0 | 0 | 0 | 0 | 0 | 0 | 0 | 0 | 0 | 0
Transportation Pollutant Emissions Disaggregated[LDVs,CO2,passenger,LPG propane or butane tf] | Transportation Pollutant Emissions Disaggregated | LDVs | CO2 | passenger | LPG propane or butane tf | 0 | 0 | 0 | 0 | 0 | 0 | 0 | 0 | 0 | 0 | 0 | 0 | 0 | 0 | 0 | 0 | 0 | 0 | 0 | 0 | 0 | 0 | 0 | 0 | 0 | 0 | 0 | 0 | 0 | 0 | 0
Transportation Pollutant Emissions Disaggregated[LDVs,CO2,passenger,hydrogen tf] | Transportation Pollutant Emissions Disaggregated | LDVs | CO2 | passenger | hydrogen tf | 0 | 0 | 0 | 0 | 0 | 0 | 0 | 0 | 0 | 0 | 0 | 0 | 0 | 0 | 0 | 0 | 0 | 0 | 0 | 0 | 0 | 0 | 0 | 0 | 0 | 0 | 0 | 0 | 0 | 0 | 0
Transportation Pollutant Emissions Disaggregated[LDVs,CO2,freight,electricity tf] | Transportation Pollutant Emissions Disaggregated | LDVs | CO2 | freight | electricity tf | 0 | 0 | 0 | 0 | 0 | 0 | 0 | 0 | 0 | 0 | 0 | 0 | 0 | 0 | 0 | 0 | 0 | 0 | 0 | 0 | 0 | 0 | 0 | 0 | 0 | 0 | 0 | 0 | 0 | 0 | 0
Transportation Pollutant Emissions Disaggregated[LDVs,CO2,freight,natural gas tf] | Transportation Pollutant Emissions Disaggregated | LDVs | CO2 | freight | natural gas tf | 17496600000 | 17237800000 | 15526100000 | 13775900000 | 11988400000 | 10231200000 | 8578340000 | 7052860000 | 5639980000 | 4348130000 | 3188450000 | 2202170000 | 1368310000 | 717755000 | 641745000 | 538214000 | 408962000 | 315512000 | 252117000 | 206743000 | 170815000 | 137820000 | 107896000 | 85462200 | 69179900 | 54466200 | 44494600 | 32657600 | 24907400 | 18153800 | 14220800
Transportation Pollutant Emissions Disaggregated[LDVs,CO2,freight,petroleum gasoline tf] | Transportation Pollutant Emissions Disaggregated | LDVs | CO2 | freight | petroleum gasoline tf | 7323520000000 | 7971490000000 | 7949630000000 | 7931950000000 | 7891680000000 | 7837160000000 | 7789940000000 | 7717920000000 | 7631150000000 | 7531850000000 | 7403230000000 | 7293360000000 | 7164320000000 | 7050490000000 | 6717410000000 | 6437570000000 | 6168500000000 | 5883820000000 | 5616340000000 | 5339440000000 | 5086250000000 | 4869740000000 | 4687840000000 | 4547980000000 | 4450160000000 | 4377490000000 | 4336590000000 | 4326990000000 | 4346710000000 | 4398320000000 | 4451450000000
Transportation Pollutant Emissions Disaggregated[LDVs,CO2,freight,petroleum diesel tf] | Transportation Pollutant Emissions Disaggregated | LDVs | CO2 | freight | petroleum diesel tf | 7275540000000 | 7599060000000 | 7247280000000 | 6899240000000 | 6524400000000 | 6120880000000 | 5748660000000 | 5376070000000 | 5013180000000 | 4656910000000 | 4304570000000 | 4095890000000 | 3879230000000 | 3652930000000 | 3500100000000 | 3319050000000 | 3141210000000 | 2976620000000 | 2824610000000 | 2695790000000 | 2568080000000 | 2453520000000 | 2358140000000 | 2278500000000 | 2210870000000 | 2162250000000 | 2127090000000 | 2107460000000 | 2104010000000 | 2119260000000 | 2136040000000
Transportation Pollutant Emissions Disaggregated[LDVs,CO2,freight,biofuel gasoline tf] | Transportation Pollutant Emissions Disaggregated | LDVs | CO2 | freight | biofuel gasoline tf | 0 | 0 | 0 | 0 | 0 | 0 | 0 | 0 | 0 | 0 | 0 | 0 | 0 | 0 | 0 | 0 | 0 | 0 | 0 | 0 | 0 | 0 | 0 | 0 | 0 | 0 | 0 | 0 | 0 | 0 | 0
Transportation Pollutant Emissions Disaggregated[LDVs,CO2,freight,biofuel diesel tf] | Transportation Pollutant Emissions Disaggregated | LDVs | CO2 | freight | biofuel diesel tf | 0 | 0 | 0 | 0 | 0 | 0 | 0 | 0 | 0 | 0 | 0 | 0 | 0 | 0 | 0 | 0 | 0 | 0 | 0 | 0 | 0 | 0 | 0 | 0 | 0 | 0 | 0 | 0 | 0 | 0 | 0
Transportation Pollutant Emissions Disaggregated[LDVs,CO2,freight,jet fuel tf] | Transportation Pollutant Emissions Disaggregated | LDVs | CO2 | freight | jet fuel tf | 0 | 0 | 0 | 0 | 0 | 0 | 0 | 0 | 0 | 0 | 0 | 0 | 0 | 0 | 0 | 0 | 0 | 0 | 0 | 0 | 0 | 0 | 0 | 0 | 0 | 0 | 0 | 0 | 0 | 0 | 0
Transportation Pollutant Emissions Disaggregated[LDVs,CO2,freight,heavy or residual fuel oil tf] | Transportation Pollutant Emissions Disaggregated | LDVs | CO2 | freight | heavy or residual fuel oil tf | 0 | 0 | 0 | 0 | 0 | 0 | 0 | 0 | 0 | 0 | 0 | 0 | 0 | 0 | 0 | 0 | 0 | 0 | 0 | 0 | 0 | 0 | 0 | 0 | 0 | 0 | 0 | 0 | 0 | 0 | 0
Transportation Pollutant Emissions Disaggregated[LDVs,CO2,freight,LPG propane or butane tf] | Transportation Pollutant Emissions Disaggregated | LDVs | CO2 | freight | LPG propane or butane tf | 0 | 0 | 0 | 0 | 0 | 0 | 0 | 0 | 0 | 0 | 0 | 0 | 0 | 0 | 0 | 0 | 0 | 0 | 0 | 0 | 0 | 0 | 0 | 0 | 0 | 0 | 0 | 0 | 0 | 0 | 0
Transportation Pollutant Emissions Disaggregated[LDVs,CO2,freight,hydrogen tf] | Transportation Pollutant Emissions Disaggregated | LDVs | CO2 | freight | hydrogen tf | 0 | 0 | 0 | 0 | 0 | 0 | 0 | 0 | 0 | 0 | 0 | 0 | 0 | 0 | 0 | 0 | 0 | 0 | 0 | 0 | 0 | 0 | 0 | 0 | 0 | 0 | 0 | 0 | 0 | 0 | 0
Transportation Pollutant Emissions Disaggregated[LDVs,VOC,passenger,electricity tf] | Transportation Pollutant Emissions Disaggregated | LDVs | VOC | passenger | electricity tf | 0 | 0 | 0 | 0 | 0 | 0 | 0 | 0 | 0 | 0 | 0 | 0 | 0 | 0 | 0 | 0 | 0 | 0 | 0 | 0 | 0 | 0 | 0 | 0 | 0 | 0 | 0 | 0 | 0 | 0 | 0
Transportation Pollutant Emissions Disaggregated[LDVs,VOC,passenger,natural gas tf] | Transportation Pollutant Emissions Disaggregated | LDVs | VOC | passenger | natural gas tf | 16091800 | 15757300 | 13290000 | 10933000 | 8724280 | 6711000 | 4939290 | 3440860 | 2207530 | 1243920 | 553484 | 138440 | 0 | 0 | 0 | 0 | 0 | 0 | 0 | 0 | 0 | 0 | 0 | 0 | 0 | 0 | 0 | 0 | 0 | 0 | 0
Transportation Pollutant Emissions Disaggregated[LDVs,VOC,passenger,petroleum gasoline tf] | Transportation Pollutant Emissions Disaggregated | LDVs | VOC | passenger | petroleum gasoline tf | 70970100000 | 80166400000 | 79498400000 | 78701600000 | 77228500000 | 75643200000 | 73867900000 | 72054600000 | 70235800000 | 68254800000 | 65950600000 | 63502400000 | 60955300000 | 58754900000 | 56549100000 | 54470000000 | 52320400000 | 49986800000 | 47429300000 | 44749300000 | 42061500000 | 39396000000 | 36882500000 | 34542200000 | 32268000000 | 30217400000 | 28388100000 | 26769500000 | 25349100000 | 24109200000 | 23037000000
Transportation Pollutant Emissions Disaggregated[LDVs,VOC,passenger,petroleum diesel tf] | Transportation Pollutant Emissions Disaggregated | LDVs | VOC | passenger | petroleum diesel tf | 173768000 | 177632000 | 158251000 | 139269000 | 119584000 | 100737000 | 82787600 | 65687900 | 49703000 | 34791900 | 20807600 | 8438330 | 0 | 0 | 0 | 0 | 0 | 0 | 0 | 0 | 0 | 0 | 0 | 0 | 0 | 0 | 0 | 0 | 0 | 0 | 0
Transportation Pollutant Emissions Disaggregated[LDVs,VOC,passenger,biofuel gasoline tf] | Transportation Pollutant Emissions Disaggregated | LDVs | VOC | passenger | biofuel gasoline tf | 4958170000 | 5617510000 | 5587430000 | 5547990000 | 5460410000 | 5364260000 | 5253930000 | 5140100000 | 5025170000 | 4890670000 | 4739490000 | 4563550000 | 4380510000 | 4222380000 | 4063860000 | 3914450000 | 3759970000 | 3592270000 | 3408480000 | 3215880000 | 3022720000 | 2831170000 | 2650540000 | 2482360000 | 2318920000 | 2171560000 | 2040090000 | 1923780000 | 1821700000 | 1732600000 | 1655540000
Transportation Pollutant Emissions Disaggregated[LDVs,VOC,passenger,biofuel diesel tf] | Transportation Pollutant Emissions Disaggregated | LDVs | VOC | passenger | biofuel diesel tf | 40333300 | 46339800 | 46064500 | 44963100 | 42607400 | 39444300 | 35498400 | 30752200 | 25341200 | 19277800 | 12507600 | 5072320 | 0 | 0 | 0 | 0 | 0 | 0 | 0 | 0 | 0 | 0 | 0 | 0 | 0 | 0 | 0 | 0 | 0 | 0 | 0
Transportation Pollutant Emissions Disaggregated[LDVs,VOC,passenger,jet fuel tf] | Transportation Pollutant Emissions Disaggregated | LDVs | VOC | passenger | jet fuel tf | 0 | 0 | 0 | 0 | 0 | 0 | 0 | 0 | 0 | 0 | 0 | 0 | 0 | 0 | 0 | 0 | 0 | 0 | 0 | 0 | 0 | 0 | 0 | 0 | 0 | 0 | 0 | 0 | 0 | 0 | 0
Transportation Pollutant Emissions Disaggregated[LDVs,VOC,passenger,heavy or residual fuel oil tf] | Transportation Pollutant Emissions Disaggregated | LDVs | VOC | passenger | heavy or residual fuel oil tf | 0 | 0 | 0 | 0 | 0 | 0 | 0 | 0 | 0 | 0 | 0 | 0 | 0 | 0 | 0 | 0 | 0 | 0 | 0 | 0 | 0 | 0 | 0 | 0 | 0 | 0 | 0 | 0 | 0 | 0 | 0
Transportation Pollutant Emissions Disaggregated[LDVs,VOC,passenger,LPG propane or butane tf] | Transportation Pollutant Emissions Disaggregated | LDVs | VOC | passenger | LPG propane or butane tf | 0 | 0 | 0 | 0 | 0 | 0 | 0 | 0 | 0 | 0 | 0 | 0 | 0 | 0 | 0 | 0 | 0 | 0 | 0 | 0 | 0 | 0 | 0 | 0 | 0 | 0 | 0 | 0 | 0 | 0 | 0
Transportation Pollutant Emissions Disaggregated[LDVs,VOC,passenger,hydrogen tf] | Transportation Pollutant Emissions Disaggregated | LDVs | VOC | passenger | hydrogen tf | 0 | 0 | 0 | 0 | 0 | 0 | 0 | 0 | 0 | 0 | 0 | 0 | 0 | 0 | 0 | 0 | 0 | 0 | 0 | 0 | 0 | 0 | 0 | 0 | 0 | 0 | 0 | 0 | 0 | 0 | 0
Transportation Pollutant Emissions Disaggregated[LDVs,VOC,freight,electricity tf] | Transportation Pollutant Emissions Disaggregated | LDVs | VOC | freight | electricity tf | 0 | 0 | 0 | 0 | 0 | 0 | 0 | 0 | 0 | 0 | 0 | 0 | 0 | 0 | 0 | 0 | 0 | 0 | 0 | 0 | 0 | 0 | 0 | 0 | 0 | 0 | 0 | 0 | 0 | 0 | 0
Transportation Pollutant Emissions Disaggregated[LDVs,VOC,freight,natural gas tf] | Transportation Pollutant Emissions Disaggregated | LDVs | VOC | freight | natural gas tf | 11457100 | 11287700 | 10166800 | 9020730 | 7850240 | 6699600 | 5617270 | 4618350 | 3693170 | 2847240 | 2087860 | 1442030 | 895997 | 470000 | 420227 | 352433 | 267796 | 206603 | 165091 | 135379 | 111853 | 90247 | 70652.1 | 55962.3 | 45300.4 | 35665.5 | 29136 | 21384.9 | 16309.8 | 11887.5 | 9312.07
Transportation Pollutant Emissions Disaggregated[LDVs,VOC,freight,petroleum gasoline tf] | Transportation Pollutant Emissions Disaggregated | LDVs | VOC | freight | petroleum gasoline tf | 5195310000 | 5654980000 | 5639470000 | 5626930000 | 5598360000 | 5559690000 | 5526190000 | 5475100000 | 5413550000 | 5343100000 | 5251860000 | 5173910000 | 5082370000 | 5001620000 | 4765330000 | 4566820000 | 4375940000 | 4173980000 | 3984240000 | 3787800000 | 3608190000 | 3454590000 | 3325560000 | 3226340000 | 3156950000 | 3105400000 | 3076380000 | 3069570000 | 3083560000 | 3120170000 | 3157860000
Transportation Pollutant Emissions Disaggregated[LDVs,VOC,freight,petroleum diesel tf] | Transportation Pollutant Emissions Disaggregated | LDVs | VOC | freight | petroleum diesel tf | 3138000000 | 3277540000 | 3125820000 | 2975700000 | 2814030000 | 2639990000 | 2479440000 | 2318750000 | 2162230000 | 2008560000 | 1856600000 | 1766590000 | 1673140000 | 1575540000 | 1509620000 | 1431530000 | 1354830000 | 1283840000 | 1218280000 | 1162720000 | 1107640000 | 1058230000 | 1017090000 | 982737000 | 953566000 | 932597000 | 917433000 | 908964000 | 907476000 | 914056000 | 921292000
Transportation Pollutant Emissions Disaggregated[LDVs,VOC,freight,biofuel gasoline tf] | Transportation Pollutant Emissions Disaggregated | LDVs | VOC | freight | biofuel gasoline tf | 362960000 | 396263000 | 396362000 | 396665000 | 395829000 | 394266000 | 393055000 | 390575000 | 387325000 | 382849000 | 377419000 | 371818000 | 365239000 | 359436000 | 342456000 | 328189000 | 314472000 | 299959000 | 286323000 | 272206000 | 259299000 | 248261000 | 238988000 | 231858000 | 226871000 | 223166000 | 221081000 | 220592000 | 221597000 | 224228000 | 226937000
Transportation Pollutant Emissions Disaggregated[LDVs,VOC,freight,biofuel diesel tf] | Transportation Pollutant Emissions Disaggregated | LDVs | VOC | freight | biofuel diesel tf | 728363000 | 855031000 | 909880000 | 960710000 | 1002630000 | 1033710000 | 1063160000 | 1085540000 | 1102420000 | 1112920000 | 1116010000 | 1061900000 | 1005730000 | 947063000 | 907440000 | 860501000 | 814396000 | 771723000 | 732313000 | 698914000 | 665805000 | 636103000 | 611376000 | 590727000 | 573192000 | 560588000 | 551473000 | 546382000 | 545487000 | 549443000 | 553792000
Transportation Pollutant Emissions Disaggregated[LDVs,VOC,freight,jet fuel tf] | Transportation Pollutant Emissions Disaggregated | LDVs | VOC | freight | jet fuel tf | 0 | 0 | 0 | 0 | 0 | 0 | 0 | 0 | 0 | 0 | 0 | 0 | 0 | 0 | 0 | 0 | 0 | 0 | 0 | 0 | 0 | 0 | 0 | 0 | 0 | 0 | 0 | 0 | 0 | 0 | 0
Transportation Pollutant Emissions Disaggregated[LDVs,VOC,freight,heavy or residual fuel oil tf] | Transportation Pollutant Emissions Disaggregated | LDVs | VOC | freight | heavy or residual fuel oil tf | 0 | 0 | 0 | 0 | 0 | 0 | 0 | 0 | 0 | 0 | 0 | 0 | 0 | 0 | 0 | 0 | 0 | 0 | 0 | 0 | 0 | 0 | 0 | 0 | 0 | 0 | 0 | 0 | 0 | 0 | 0
Transportation Pollutant Emissions Disaggregated[LDVs,VOC,freight,LPG propane or butane tf] | Transportation Pollutant Emissions Disaggregated | LDVs | VOC | freight | LPG propane or butane tf | 0 | 0 | 0 | 0 | 0 | 0 | 0 | 0 | 0 | 0 | 0 | 0 | 0 | 0 | 0 | 0 | 0 | 0 | 0 | 0 | 0 | 0 | 0 | 0 | 0 | 0 | 0 | 0 | 0 | 0 | 0
Transportation Pollutant Emissions Disaggregated[LDVs,VOC,freight,hydrogen tf] | Transportation Pollutant Emissions Disaggregated | LDVs | VOC | freight | hydrogen tf | 0 | 0 | 0 | 0 | 0 | 0 | 0 | 0 | 0 | 0 | 0 | 0 | 0 | 0 | 0 | 0 | 0 | 0 | 0 | 0 | 0 | 0 | 0 | 0 | 0 | 0 | 0 | 0 | 0 | 0 | 0
Transportation Pollutant Emissions Disaggregated[LDVs,CO,passenger,electricity tf] | Transportation Pollutant Emissions Disaggregated | LDVs | CO | passenger | electricity tf | 0 | 0 | 0 | 0 | 0 | 0 | 0 | 0 | 0 | 0 | 0 | 0 | 0 | 0 | 0 | 0 | 0 | 0 | 0 | 0 | 0 | 0 | 0 | 0 | 0 | 0 | 0 | 0 | 0 | 0 | 0
Transportation Pollutant Emissions Disaggregated[LDVs,CO,passenger,natural gas tf] | Transportation Pollutant Emissions Disaggregated | LDVs | CO | passenger | natural gas tf | 251049000 | 245829000 | 207338000 | 170565000 | 136108000 | 104698000 | 77058000 | 53680900 | 34439600 | 19406400 | 8634910 | 2159800 | 0 | 0 | 0 | 0 | 0 | 0 | 0 | 0 | 0 | 0 | 0 | 0 | 0 | 0 | 0 | 0 | 0 | 0 | 0
Transportation Pollutant Emissions Disaggregated[LDVs,CO,passenger,petroleum gasoline tf] | Transportation Pollutant Emissions Disaggregated | LDVs | CO | passenger | petroleum gasoline tf | 803154000000 | 907227000000 | 899667000000 | 890650000000 | 873980000000 | 856039000000 | 835948000000 | 815428000000 | 794845000000 | 772426000000 | 746350000000 | 718644000000 | 689819000000 | 664917000000 | 639955000000 | 616426000000 | 592100000000 | 565691000000 | 536748000000 | 506418000000 | 476001000000 | 445837000000 | 417392000000 | 390907000000 | 365170000000 | 341965000000 | 321262000000 | 302945000000 | 286870000000 | 272839000000 | 260705000000
Transportation Pollutant Emissions Disaggregated[LDVs,CO,passenger,petroleum diesel tf] | Transportation Pollutant Emissions Disaggregated | LDVs | CO | passenger | petroleum diesel tf | 3973250000 | 4061610000 | 3618460000 | 3184420000 | 2734330000 | 2303380000 | 1892960000 | 1501980000 | 1136480000 | 795528000 | 475773000 | 192945000 | 0 | 0 | 0 | 0 | 0 | 0 | 0 | 0 | 0 | 0 | 0 | 0 | 0 | 0 | 0 | 0 | 0 | 0 | 0
Transportation Pollutant Emissions Disaggregated[LDVs,CO,passenger,biofuel gasoline tf] | Transportation Pollutant Emissions Disaggregated | LDVs | CO | passenger | biofuel gasoline tf | 60042400000 | 68026900000 | 67662600000 | 67185000000 | 66124500000 | 64960100000 | 63624100000 | 62245600000 | 60853800000 | 59225000000 | 57394200000 | 55263600000 | 53047000000 | 51132100000 | 49212500000 | 47403100000 | 45532500000 | 43501600000 | 41276000000 | 38943600000 | 36604500000 | 34284900000 | 32097500000 | 30060800000 | 28081600000 | 26297100000 | 24705100000 | 23296500000 | 22060400000 | 20981400000 | 20048200000
Transportation Pollutant Emissions Disaggregated[LDVs,CO,passenger,biofuel diesel tf] | Transportation Pollutant Emissions Disaggregated | LDVs | CO | passenger | biofuel diesel tf | 977950000 | 1123590000 | 1116910000 | 1090210000 | 1033090000 | 956395000 | 860719000 | 745641000 | 614441000 | 467423000 | 303267000 | 122987000 | 0 | 0 | 0 | 0 | 0 | 0 | 0 | 0 | 0 | 0 | 0 | 0 | 0 | 0 | 0 | 0 | 0 | 0 | 0
Transportation Pollutant Emissions Disaggregated[LDVs,CO,passenger,jet fuel tf] | Transportation Pollutant Emissions Disaggregated | LDVs | CO | passenger | jet fuel tf | 0 | 0 | 0 | 0 | 0 | 0 | 0 | 0 | 0 | 0 | 0 | 0 | 0 | 0 | 0 | 0 | 0 | 0 | 0 | 0 | 0 | 0 | 0 | 0 | 0 | 0 | 0 | 0 | 0 | 0 | 0
Transportation Pollutant Emissions Disaggregated[LDVs,CO,passenger,heavy or residual fuel oil tf] | Transportation Pollutant Emissions Disaggregated | LDVs | CO | passenger | heavy or residual fuel oil tf | 0 | 0 | 0 | 0 | 0 | 0 | 0 | 0 | 0 | 0 | 0 | 0 | 0 | 0 | 0 | 0 | 0 | 0 | 0 | 0 | 0 | 0 | 0 | 0 | 0 | 0 | 0 | 0 | 0 | 0 | 0
Transportation Pollutant Emissions Disaggregated[LDVs,CO,passenger,LPG propane or butane tf] | Transportation Pollutant Emissions Disaggregated | LDVs | CO | passenger | LPG propane or butane tf | 0 | 0 | 0 | 0 | 0 | 0 | 0 | 0 | 0 | 0 | 0 | 0 | 0 | 0 | 0 | 0 | 0 | 0 | 0 | 0 | 0 | 0 | 0 | 0 | 0 | 0 | 0 | 0 | 0 | 0 | 0
Transportation Pollutant Emissions Disaggregated[LDVs,CO,passenger,hydrogen tf] | Transportation Pollutant Emissions Disaggregated | LDVs | CO | passenger | hydrogen tf | 0 | 0 | 0 | 0 | 0 | 0 | 0 | 0 | 0 | 0 | 0 | 0 | 0 | 0 | 0 | 0 | 0 | 0 | 0 | 0 | 0 | 0 | 0 | 0 | 0 | 0 | 0 | 0 | 0 | 0 | 0
Transportation Pollutant Emissions Disaggregated[LDVs,CO,freight,electricity tf] | Transportation Pollutant Emissions Disaggregated | LDVs | CO | freight | electricity tf | 0 | 0 | 0 | 0 | 0 | 0 | 0 | 0 | 0 | 0 | 0 | 0 | 0 | 0 | 0 | 0 | 0 | 0 | 0 | 0 | 0 | 0 | 0 | 0 | 0 | 0 | 0 | 0 | 0 | 0 | 0
Transportation Pollutant Emissions Disaggregated[LDVs,CO,freight,natural gas tf] | Transportation Pollutant Emissions Disaggregated | LDVs | CO | freight | natural gas tf | 178743000 | 176099000 | 158612000 | 140733000 | 122472000 | 104521000 | 87635100 | 72051000 | 57617200 | 44419800 | 32572700 | 22497100 | 13978500 | 7332480 | 6555970 | 5498310 | 4177890 | 3223220 | 2575590 | 2112050 | 1745020 | 1407950 | 1102240 | 873069 | 706732 | 556418 | 454551 | 333626 | 254450 | 185457 | 145278
Transportation Pollutant Emissions Disaggregated[LDVs,CO,freight,petroleum gasoline tf] | Transportation Pollutant Emissions Disaggregated | LDVs | CO | freight | petroleum gasoline tf | 58794300000 | 63996300000 | 63820700000 | 63678800000 | 63355500000 | 62917900000 | 62538800000 | 61960600000 | 61264000000 | 60466800000 | 59434200000 | 58552100000 | 57516200000 | 56602300000 | 53928300000 | 51681800000 | 49521600000 | 47236100000 | 45088800000 | 42865800000 | 40833200000 | 39094900000 | 37634700000 | 36511900000 | 35726600000 | 35143200000 | 34814800000 | 34737700000 | 34896000000 | 35310300000 | 35736900000
Transportation Pollutant Emissions Disaggregated[LDVs,CO,freight,petroleum diesel tf] | Transportation Pollutant Emissions Disaggregated | LDVs | CO | freight | petroleum diesel tf | 71751500000 | 74942000000 | 71472800000 | 68040400000 | 64343700000 | 60364200000 | 56693300000 | 53018900000 | 49440000000 | 45926500000 | 42451700000 | 40393700000 | 38257000000 | 36025200000 | 34518000000 | 32732500000 | 30978700000 | 29355500000 | 27856400000 | 26585900000 | 25326500000 | 24196700000 | 23256000000 | 22470600000 | 21803600000 | 21324100000 | 20977400000 | 20783800000 | 20749700000 | 20900200000 | 21065600000
Transportation Pollutant Emissions Disaggregated[LDVs,CO,freight,biofuel gasoline tf] | Transportation Pollutant Emissions Disaggregated | LDVs | CO | freight | biofuel gasoline tf | 4395370000 | 4798660000 | 4799860000 | 4803530000 | 4793410000 | 4774480000 | 4759810000 | 4729780000 | 4690430000 | 4636220000 | 4570470000 | 4502640000 | 4422970000 | 4352700000 | 4147070000 | 3974310000 | 3808190000 | 3632440000 | 3467310000 | 3296360000 | 3140060000 | 3006390000 | 2894090000 | 2807750000 | 2747360000 | 2702500000 | 2677240000 | 2671320000 | 2683490000 | 2715350000 | 2748150000
Transportation Pollutant Emissions Disaggregated[LDVs,CO,freight,biofuel diesel tf] | Transportation Pollutant Emissions Disaggregated | LDVs | CO | freight | biofuel diesel tf | 17660400000 | 20731700000 | 22061600000 | 23294100000 | 24310500000 | 25064100000 | 25778100000 | 26320700000 | 26730000000 | 26984700000 | 27059500000 | 25747700000 | 24385800000 | 22963200000 | 22002400000 | 20864300000 | 19746400000 | 18711700000 | 17756200000 | 16946400000 | 16143600000 | 15423400000 | 14823900000 | 14323200000 | 13898000000 | 13592400000 | 13371400000 | 13248000000 | 13226300000 | 13322200000 | 13427600000
Transportation Pollutant Emissions Disaggregated[LDVs,CO,freight,jet fuel tf] | Transportation Pollutant Emissions Disaggregated | LDVs | CO | freight | jet fuel tf | 0 | 0 | 0 | 0 | 0 | 0 | 0 | 0 | 0 | 0 | 0 | 0 | 0 | 0 | 0 | 0 | 0 | 0 | 0 | 0 | 0 | 0 | 0 | 0 | 0 | 0 | 0 | 0 | 0 | 0 | 0
Transportation Pollutant Emissions Disaggregated[LDVs,CO,freight,heavy or residual fuel oil tf] | Transportation Pollutant Emissions Disaggregated | LDVs | CO | freight | heavy or residual fuel oil tf | 0 | 0 | 0 | 0 | 0 | 0 | 0 | 0 | 0 | 0 | 0 | 0 | 0 | 0 | 0 | 0 | 0 | 0 | 0 | 0 | 0 | 0 | 0 | 0 | 0 | 0 | 0 | 0 | 0 | 0 | 0
Transportation Pollutant Emissions Disaggregated[LDVs,CO,freight,LPG propane or butane tf] | Transportation Pollutant Emissions Disaggregated | LDVs | CO | freight | LPG propane or butane tf | 0 | 0 | 0 | 0 | 0 | 0 | 0 | 0 | 0 | 0 | 0 | 0 | 0 | 0 | 0 | 0 | 0 | 0 | 0 | 0 | 0 | 0 | 0 | 0 | 0 | 0 | 0 | 0 | 0 | 0 | 0
Transportation Pollutant Emissions Disaggregated[LDVs,CO,freight,hydrogen tf] | Transportation Pollutant Emissions Disaggregated | LDVs | CO | freight | hydrogen tf | 0 | 0 | 0 | 0 | 0 | 0 | 0 | 0 | 0 | 0 | 0 | 0 | 0 | 0 | 0 | 0 | 0 | 0 | 0 | 0 | 0 | 0 | 0 | 0 | 0 | 0 | 0 | 0 | 0 | 0 | 0
Transportation Pollutant Emissions Disaggregated[LDVs,NOx,passenger,electricity tf] | Transportation Pollutant Emissions Disaggregated | LDVs | NOx | passenger | electricity tf | 0 | 0 | 0 | 0 | 0 | 0 | 0 | 0 | 0 | 0 | 0 | 0 | 0 | 0 | 0 | 0 | 0 | 0 | 0 | 0 | 0 | 0 | 0 | 0 | 0 | 0 | 0 | 0 | 0 | 0 | 0
Transportation Pollutant Emissions Disaggregated[LDVs,NOx,passenger,natural gas tf] | Transportation Pollutant Emissions Disaggregated | LDVs | NOx | passenger | natural gas tf | 11146800 | 10915100 | 9206030 | 7573280 | 6043330 | 4648720 | 3421460 | 2383490 | 1529160 | 861666 | 383399 | 95897.5 | 0 | 0 | 0 | 0 | 0 | 0 | 0 | 0 | 0 | 0 | 0 | 0 | 0 | 0 | 0 | 0 | 0 | 0 | 0
Transportation Pollutant Emissions Disaggregated[LDVs,NOx,passenger,petroleum gasoline tf] | Transportation Pollutant Emissions Disaggregated | LDVs | NOx | passenger | petroleum gasoline tf | 35660600000 | 40281500000 | 39945900000 | 39545500000 | 38805400000 | 38008800000 | 37116700000 | 36205600000 | 35291700000 | 34296300000 | 33138500000 | 31908300000 | 30628500000 | 29522800000 | 28414500000 | 27369800000 | 26289700000 | 25117100000 | 23832000000 | 22485400000 | 21134800000 | 19795500000 | 18532500000 | 17356600000 | 16213800000 | 15183500000 | 14264300000 | 13451000000 | 12737300000 | 12114300000 | 11575500000
Transportation Pollutant Emissions Disaggregated[LDVs,NOx,passenger,petroleum diesel tf] | Transportation Pollutant Emissions Disaggregated | LDVs | NOx | passenger | petroleum diesel tf | 186085000 | 190223000 | 169468000 | 149141000 | 128061000 | 107877000 | 88655900 | 70344200 | 53226200 | 37258100 | 22282600 | 9036480 | 0 | 0 | 0 | 0 | 0 | 0 | 0 | 0 | 0 | 0 | 0 | 0 | 0 | 0 | 0 | 0 | 0 | 0 | 0
Transportation Pollutant Emissions Disaggregated[LDVs,NOx,passenger,biofuel gasoline tf] | Transportation Pollutant Emissions Disaggregated | LDVs | NOx | passenger | biofuel gasoline tf | 2665990000 | 3020520000 | 3004340000 | 2983140000 | 2936050000 | 2884340000 | 2825020000 | 2763810000 | 2702020000 | 2629690000 | 2548410000 | 2453810000 | 2355380000 | 2270360000 | 2185130000 | 2104780000 | 2021720000 | 1931550000 | 1832730000 | 1729170000 | 1625310000 | 1522310000 | 1425190000 | 1334760000 | 1246880000 | 1167640000 | 1096950000 | 1034410000 | 979520000 | 931611000 | 890178000
Transportation Pollutant Emissions Disaggregated[LDVs,NOx,passenger,biofuel diesel tf] | Transportation Pollutant Emissions Disaggregated | LDVs | NOx | passenger | biofuel diesel tf | 45802300 | 52623300 | 52310700 | 51059900 | 48384800 | 44792800 | 40311800 | 34922100 | 28777400 | 21891800 | 14203500 | 5760100 | 0 | 0 | 0 | 0 | 0 | 0 | 0 | 0 | 0 | 0 | 0 | 0 | 0 | 0 | 0 | 0 | 0 | 0 | 0
Transportation Pollutant Emissions Disaggregated[LDVs,NOx,passenger,jet fuel tf] | Transportation Pollutant Emissions Disaggregated | LDVs | NOx | passenger | jet fuel tf | 0 | 0 | 0 | 0 | 0 | 0 | 0 | 0 | 0 | 0 | 0 | 0 | 0 | 0 | 0 | 0 | 0 | 0 | 0 | 0 | 0 | 0 | 0 | 0 | 0 | 0 | 0 | 0 | 0 | 0 | 0
Transportation Pollutant Emissions Disaggregated[LDVs,NOx,passenger,heavy or residual fuel oil tf] | Transportation Pollutant Emissions Disaggregated | LDVs | NOx | passenger | heavy or residual fuel oil tf | 0 | 0 | 0 | 0 | 0 | 0 | 0 | 0 | 0 | 0 | 0 | 0 | 0 | 0 | 0 | 0 | 0 | 0 | 0 | 0 | 0 | 0 | 0 | 0 | 0 | 0 | 0 | 0 | 0 | 0 | 0
Transportation Pollutant Emissions Disaggregated[LDVs,NOx,passenger,LPG propane or butane tf] | Transportation Pollutant Emissions Disaggregated | LDVs | NOx | passenger | LPG propane or butane tf | 0 | 0 | 0 | 0 | 0 | 0 | 0 | 0 | 0 | 0 | 0 | 0 | 0 | 0 | 0 | 0 | 0 | 0 | 0 | 0 | 0 | 0 | 0 | 0 | 0 | 0 | 0 | 0 | 0 | 0 | 0
Transportation Pollutant Emissions Disaggregated[LDVs,NOx,passenger,hydrogen tf] | Transportation Pollutant Emissions Disaggregated | LDVs | NOx | passenger | hydrogen tf | 0 | 0 | 0 | 0 | 0 | 0 | 0 | 0 | 0 | 0 | 0 | 0 | 0 | 0 | 0 | 0 | 0 | 0 | 0 | 0 | 0 | 0 | 0 | 0 | 0 | 0 | 0 | 0 | 0 | 0 | 0
Transportation Pollutant Emissions Disaggregated[LDVs,NOx,freight,electricity tf] | Transportation Pollutant Emissions Disaggregated | LDVs | NOx | freight | electricity tf | 0 | 0 | 0 | 0 | 0 | 0 | 0 | 0 | 0 | 0 | 0 | 0 | 0 | 0 | 0 | 0 | 0 | 0 | 0 | 0 | 0 | 0 | 0 | 0 | 0 | 0 | 0 | 0 | 0 | 0 | 0
Transportation Pollutant Emissions Disaggregated[LDVs,NOx,freight,natural gas tf] | Transportation Pollutant Emissions Disaggregated | LDVs | NOx | freight | natural gas tf | 7936360 | 7818990 | 7042540 | 6248670 | 5437880 | 4640830 | 3891090 | 3199140 | 2558260 | 1972290 | 1446260 | 998894 | 620659 | 325570 | 291092 | 244131 | 185503 | 143115 | 114359 | 93777.5 | 77480.9 | 62514.3 | 48940.8 | 38765.2 | 31379.6 | 24705.6 | 20182.5 | 14813.3 | 11297.9 | 8234.47 | 6450.49
Transportation Pollutant Emissions Disaggregated[LDVs,NOx,freight,petroleum gasoline tf] | Transportation Pollutant Emissions Disaggregated | LDVs | NOx | freight | petroleum gasoline tf | 2610510000 | 2841480000 | 2833690000 | 2827390000 | 2813030000 | 2793600000 | 2776770000 | 2751100000 | 2720170000 | 2684770000 | 2638920000 | 2599760000 | 2553760000 | 2513190000 | 2394460000 | 2294710000 | 2198800000 | 2097320000 | 2001980000 | 1903270000 | 1813020000 | 1735840000 | 1671010000 | 1621150000 | 1586290000 | 1560380000 | 1545800000 | 1542380000 | 1549410000 | 1567810000 | 1586750000
Transportation Pollutant Emissions Disaggregated[LDVs,NOx,freight,petroleum diesel tf] | Transportation Pollutant Emissions Disaggregated | LDVs | NOx | freight | petroleum diesel tf | 3360440000 | 3509870000 | 3347390000 | 3186630000 | 3013500000 | 2827120000 | 2655200000 | 2483110000 | 2315490000 | 2150940000 | 1988200000 | 1891810000 | 1791740000 | 1687220000 | 1616630000 | 1533010000 | 1450870000 | 1374850000 | 1304640000 | 1245140000 | 1186150000 | 1133240000 | 1089180000 | 1052400000 | 1021160000 | 998703000 | 982465000 | 973395000 | 971802000 | 978848000 | 986597000
Transportation Pollutant Emissions Disaggregated[LDVs,NOx,freight,biofuel gasoline tf] | Transportation Pollutant Emissions Disaggregated | LDVs | NOx | freight | biofuel gasoline tf | 195162000 | 213069000 | 213122000 | 213285000 | 212836000 | 211995000 | 211344000 | 210011000 | 208264000 | 205857000 | 202937000 | 199925000 | 196388000 | 193268000 | 184137000 | 176466000 | 169091000 | 161287000 | 153955000 | 146364000 | 139424000 | 133489000 | 128503000 | 124669000 | 121988000 | 119996000 | 118874000 | 118611000 | 119152000 | 120566000 | 122023000
Transportation Pollutant Emissions Disaggregated[LDVs,NOx,freight,biofuel diesel tf] | Transportation Pollutant Emissions Disaggregated | LDVs | NOx | freight | biofuel diesel tf | 827127000 | 970970000 | 1033260000 | 1090980000 | 1138580000 | 1173880000 | 1207320000 | 1232730000 | 1251900000 | 1263830000 | 1267330000 | 1205900000 | 1142110000 | 1075480000 | 1030490000 | 977182000 | 924825000 | 876366000 | 831612000 | 793685000 | 756085000 | 722357000 | 694276000 | 670828000 | 650915000 | 636602000 | 626250000 | 620469000 | 619454000 | 623945000 | 628884000
Transportation Pollutant Emissions Disaggregated[LDVs,NOx,freight,jet fuel tf] | Transportation Pollutant Emissions Disaggregated | LDVs | NOx | freight | jet fuel tf | 0 | 0 | 0 | 0 | 0 | 0 | 0 | 0 | 0 | 0 | 0 | 0 | 0 | 0 | 0 | 0 | 0 | 0 | 0 | 0 | 0 | 0 | 0 | 0 | 0 | 0 | 0 | 0 | 0 | 0 | 0
Transportation Pollutant Emissions Disaggregated[LDVs,NOx,freight,heavy or residual fuel oil tf] | Transportation Pollutant Emissions Disaggregated | LDVs | NOx | freight | heavy or residual fuel oil tf | 0 | 0 | 0 | 0 | 0 | 0 | 0 | 0 | 0 | 0 | 0 | 0 | 0 | 0 | 0 | 0 | 0 | 0 | 0 | 0 | 0 | 0 | 0 | 0 | 0 | 0 | 0 | 0 | 0 | 0 | 0
Transportation Pollutant Emissions Disaggregated[LDVs,NOx,freight,LPG propane or butane tf] | Transportation Pollutant Emissions Disaggregated | LDVs | NOx | freight | LPG propane or butane tf | 0 | 0 | 0 | 0 | 0 | 0 | 0 | 0 | 0 | 0 | 0 | 0 | 0 | 0 | 0 | 0 | 0 | 0 | 0 | 0 | 0 | 0 | 0 | 0 | 0 | 0 | 0 | 0 | 0 | 0 | 0
Transportation Pollutant Emissions Disaggregated[LDVs,NOx,freight,hydrogen tf] | Transportation Pollutant Emissions Disaggregated | LDVs | NOx | freight | hydrogen tf | 0 | 0 | 0 | 0 | 0 | 0 | 0 | 0 | 0 | 0 | 0 | 0 | 0 | 0 | 0 | 0 | 0 | 0 | 0 | 0 | 0 | 0 | 0 | 0 | 0 | 0 | 0 | 0 | 0 | 0 | 0
Transportation Pollutant Emissions Disaggregated[LDVs,PM10,passenger,electricity tf] | Transportation Pollutant Emissions Disaggregated | LDVs | PM10 | passenger | electricity tf | 0 | 0 | 0 | 0 | 0 | 0 | 0 | 0 | 0 | 0 | 0 | 0 | 0 | 0 | 0 | 0 | 0 | 0 | 0 | 0 | 0 | 0 | 0 | 0 | 0 | 0 | 0 | 0 | 0 | 0 | 0
Transportation Pollutant Emissions Disaggregated[LDVs,PM10,passenger,natural gas tf] | Transportation Pollutant Emissions Disaggregated | LDVs | PM10 | passenger | natural gas tf | 2173650 | 2128460 | 1795190 | 1476800 | 1178460 | 906508 | 667190 | 464784 | 298188 | 168026 | 74763.5 | 18700.2 | 0 | 0 | 0 | 0 | 0 | 0 | 0 | 0 | 0 | 0 | 0 | 0 | 0 | 0 | 0 | 0 | 0 | 0 | 0
Transportation Pollutant Emissions Disaggregated[LDVs,PM10,passenger,petroleum gasoline tf] | Transportation Pollutant Emissions Disaggregated | LDVs | PM10 | passenger | petroleum gasoline tf | 6952950000 | 7853920000 | 7788480000 | 7710420000 | 7566100000 | 7410780000 | 7236860000 | 7059210000 | 6881020000 | 6686940000 | 6461200000 | 6221340000 | 5971800000 | 5756230000 | 5540130000 | 5336430000 | 5125840000 | 4897220000 | 4646660000 | 4384090000 | 4120770000 | 3859640000 | 3613390000 | 3384110000 | 3161300000 | 2960410000 | 2781180000 | 2622610000 | 2483450000 | 2361980000 | 2256940000
Transportation Pollutant Emissions Disaggregated[LDVs,PM10,passenger,petroleum diesel tf] | Transportation Pollutant Emissions Disaggregated | LDVs | PM10 | passenger | petroleum diesel tf | 33331200 | 34072500 | 30354900 | 26713800 | 22938000 | 19322800 | 15879900 | 12599900 | 9533790 | 6673610 | 3991220 | 1618600 | 0 | 0 | 0 | 0 | 0 | 0 | 0 | 0 | 0 | 0 | 0 | 0 | 0 | 0 | 0 | 0 | 0 | 0 | 0
Transportation Pollutant Emissions Disaggregated[LDVs,PM10,passenger,biofuel gasoline tf] | Transportation Pollutant Emissions Disaggregated | LDVs | PM10 | passenger | biofuel gasoline tf | 519825000 | 588951000 | 585797000 | 581663000 | 572481000 | 562400000 | 550833000 | 538898000 | 526849000 | 512747000 | 496898000 | 478452000 | 459261000 | 442682000 | 426063000 | 410398000 | 394203000 | 376621000 | 357352000 | 337159000 | 316908000 | 296826000 | 277888000 | 260255000 | 243120000 | 227671000 | 213887000 | 201692000 | 190990000 | 181649000 | 173570000
Transportation Pollutant Emissions Disaggregated[LDVs,PM10,passenger,biofuel diesel tf] | Transportation Pollutant Emissions Disaggregated | LDVs | PM10 | passenger | biofuel diesel tf | 8203580 | 9425280 | 9369290 | 9145260 | 8666120 | 8022770 | 7220180 | 6254850 | 5154270 | 3921000 | 2543970 | 1031680 | 0 | 0 | 0 | 0 | 0 | 0 | 0 | 0 | 0 | 0 | 0 | 0 | 0 | 0 | 0 | 0 | 0 | 0 | 0
Transportation Pollutant Emissions Disaggregated[LDVs,PM10,passenger,jet fuel tf] | Transportation Pollutant Emissions Disaggregated | LDVs | PM10 | passenger | jet fuel tf | 0 | 0 | 0 | 0 | 0 | 0 | 0 | 0 | 0 | 0 | 0 | 0 | 0 | 0 | 0 | 0 | 0 | 0 | 0 | 0 | 0 | 0 | 0 | 0 | 0 | 0 | 0 | 0 | 0 | 0 | 0
Transportation Pollutant Emissions Disaggregated[LDVs,PM10,passenger,heavy or residual fuel oil tf] | Transportation Pollutant Emissions Disaggregated | LDVs | PM10 | passenger | heavy or residual fuel oil tf | 0 | 0 | 0 | 0 | 0 | 0 | 0 | 0 | 0 | 0 | 0 | 0 | 0 | 0 | 0 | 0 | 0 | 0 | 0 | 0 | 0 | 0 | 0 | 0 | 0 | 0 | 0 | 0 | 0 | 0 | 0
Transportation Pollutant Emissions Disaggregated[LDVs,PM10,passenger,LPG propane or butane tf] | Transportation Pollutant Emissions Disaggregated | LDVs | PM10 | passenger | LPG propane or butane tf | 0 | 0 | 0 | 0 | 0 | 0 | 0 | 0 | 0 | 0 | 0 | 0 | 0 | 0 | 0 | 0 | 0 | 0 | 0 | 0 | 0 | 0 | 0 | 0 | 0 | 0 | 0 | 0 | 0 | 0 | 0
Transportation Pollutant Emissions Disaggregated[LDVs,PM10,passenger,hydrogen tf] | Transportation Pollutant Emissions Disaggregated | LDVs | PM10 | passenger | hydrogen tf | 0 | 0 | 0 | 0 | 0 | 0 | 0 | 0 | 0 | 0 | 0 | 0 | 0 | 0 | 0 | 0 | 0 | 0 | 0 | 0 | 0 | 0 | 0 | 0 | 0 | 0 | 0 | 0 | 0 | 0 | 0
Transportation Pollutant Emissions Disaggregated[LDVs,PM10,freight,electricity tf] | Transportation Pollutant Emissions Disaggregated | LDVs | PM10 | freight | electricity tf | 0 | 0 | 0 | 0 | 0 | 0 | 0 | 0 | 0 | 0 | 0 | 0 | 0 | 0 | 0 | 0 | 0 | 0 | 0 | 0 | 0 | 0 | 0 | 0 | 0 | 0 | 0 | 0 | 0 | 0 | 0
Transportation Pollutant Emissions Disaggregated[LDVs,PM10,freight,natural gas tf] | Transportation Pollutant Emissions Disaggregated | LDVs | PM10 | freight | natural gas tf | 1547600 | 1524720 | 1373310 | 1218500 | 1060390 | 904969 | 758769 | 623837 | 498866 | 384599 | 282024 | 194786 | 121029 | 63486.6 | 56763.4 | 47605.9 | 36173.4 | 27907.6 | 22300.2 | 18286.8 | 15108.9 | 12190.4 | 9543.54 | 7559.28 | 6119.08 | 4817.63 | 3935.63 | 2888.63 | 2203.1 | 1605.74 | 1257.86
Transportation Pollutant Emissions Disaggregated[LDVs,PM10,freight,petroleum gasoline tf] | Transportation Pollutant Emissions Disaggregated | LDVs | PM10 | freight | petroleum gasoline tf | 508986000 | 554020000 | 552500000 | 551272000 | 548473000 | 544684000 | 541402000 | 536397000 | 530366000 | 523465000 | 514526000 | 506889000 | 497921000 | 490010000 | 466861000 | 447412000 | 428712000 | 408926000 | 390336000 | 371092000 | 353495000 | 338447000 | 325806000 | 316085000 | 309287000 | 304237000 | 301394000 | 300727000 | 302097000 | 305684000 | 309377000
Transportation Pollutant Emissions Disaggregated[LDVs,PM10,freight,petroleum diesel tf] | Transportation Pollutant Emissions Disaggregated | LDVs | PM10 | freight | petroleum diesel tf | 601916000 | 628682000 | 599579000 | 570785000 | 539774000 | 506390000 | 475595000 | 444771000 | 414747000 | 385273000 | 356123000 | 338859000 | 320934000 | 302212000 | 289568000 | 274590000 | 259877000 | 246260000 | 233684000 | 223027000 | 212461000 | 202984000 | 195093000 | 188504000 | 182908000 | 178886000 | 175977000 | 174353000 | 174068000 | 175330000 | 176718000
Transportation Pollutant Emissions Disaggregated[LDVs,PM10,freight,biofuel gasoline tf] | Transportation Pollutant Emissions Disaggregated | LDVs | PM10 | freight | biofuel gasoline tf | 38053400 | 41544900 | 41555400 | 41587100 | 41499500 | 41335600 | 41208600 | 40948600 | 40608000 | 40138600 | 39569400 | 38982100 | 38292400 | 37684000 | 35903700 | 34408000 | 32969900 | 31448300 | 30018700 | 28538600 | 27185400 | 26028100 | 25056000 | 24308400 | 23785600 | 23397200 | 23178600 | 23127300 | 23232600 | 23508500 | 23792500
Transportation Pollutant Emissions Disaggregated[LDVs,PM10,freight,biofuel diesel tf] | Transportation Pollutant Emissions Disaggregated | LDVs | PM10 | freight | biofuel diesel tf | 148145000 | 173909000 | 185065000 | 195403000 | 203930000 | 210251000 | 216241000 | 220793000 | 224226000 | 226363000 | 226990000 | 215986000 | 204561000 | 192628000 | 184569000 | 175021000 | 165644000 | 156964000 | 148949000 | 142156000 | 135421000 | 129380000 | 124351000 | 120151000 | 116584000 | 114021000 | 112167000 | 111131000 | 110949000 | 111754000 | 112638000
Transportation Pollutant Emissions Disaggregated[LDVs,PM10,freight,jet fuel tf] | Transportation Pollutant Emissions Disaggregated | LDVs | PM10 | freight | jet fuel tf | 0 | 0 | 0 | 0 | 0 | 0 | 0 | 0 | 0 | 0 | 0 | 0 | 0 | 0 | 0 | 0 | 0 | 0 | 0 | 0 | 0 | 0 | 0 | 0 | 0 | 0 | 0 | 0 | 0 | 0 | 0
Transportation Pollutant Emissions Disaggregated[LDVs,PM10,freight,heavy or residual fuel oil tf] | Transportation Pollutant Emissions Disaggregated | LDVs | PM10 | freight | heavy or residual fuel oil tf | 0 | 0 | 0 | 0 | 0 | 0 | 0 | 0 | 0 | 0 | 0 | 0 | 0 | 0 | 0 | 0 | 0 | 0 | 0 | 0 | 0 | 0 | 0 | 0 | 0 | 0 | 0 | 0 | 0 | 0 | 0
Transportation Pollutant Emissions Disaggregated[LDVs,PM10,freight,LPG propane or butane tf] | Transportation Pollutant Emissions Disaggregated | LDVs | PM10 | freight | LPG propane or butane tf | 0 | 0 | 0 | 0 | 0 | 0 | 0 | 0 | 0 | 0 | 0 | 0 | 0 | 0 | 0 | 0 | 0 | 0 | 0 | 0 | 0 | 0 | 0 | 0 | 0 | 0 | 0 | 0 | 0 | 0 | 0
Transportation Pollutant Emissions Disaggregated[LDVs,PM10,freight,hydrogen tf] | Transportation Pollutant Emissions Disaggregated | LDVs | PM10 | freight | hydrogen tf | 0 | 0 | 0 | 0 | 0 | 0 | 0 | 0 | 0 | 0 | 0 | 0 | 0 | 0 | 0 | 0 | 0 | 0 | 0 | 0 | 0 | 0 | 0 | 0 | 0 | 0 | 0 | 0 | 0 | 0 | 0
Transportation Pollutant Emissions Disaggregated[LDVs,PM25,passenger,electricity tf] | Transportation Pollutant Emissions Disaggregated | LDVs | PM25 | passenger | electricity tf | 0 | 0 | 0 | 0 | 0 | 0 | 0 | 0 | 0 | 0 | 0 | 0 | 0 | 0 | 0 | 0 | 0 | 0 | 0 | 0 | 0 | 0 | 0 | 0 | 0 | 0 | 0 | 0 | 0 | 0 | 0
Transportation Pollutant Emissions Disaggregated[LDVs,PM25,passenger,natural gas tf] | Transportation Pollutant Emissions Disaggregated | LDVs | PM25 | passenger | natural gas tf | 871138 | 853026 | 719461 | 591861 | 472293 | 363303 | 267391 | 186272 | 119505 | 67340.2 | 29963.1 | 7494.49 | 0 | 0 | 0 | 0 | 0 | 0 | 0 | 0 | 0 | 0 | 0 | 0 | 0 | 0 | 0 | 0 | 0 | 0 | 0
Transportation Pollutant Emissions Disaggregated[LDVs,PM25,passenger,petroleum gasoline tf] | Transportation Pollutant Emissions Disaggregated | LDVs | PM25 | passenger | petroleum gasoline tf | 2787770000 | 3149010000 | 3122770000 | 3091470000 | 3033610000 | 2971330000 | 2901600000 | 2830370000 | 2758930000 | 2681110000 | 2590600000 | 2494430000 | 2394380000 | 2307940000 | 2221300000 | 2139630000 | 2055190000 | 1963530000 | 1863070000 | 1757790000 | 1652210000 | 1547510000 | 1448780000 | 1356850000 | 1267510000 | 1186970000 | 1115110000 | 1051530000 | 995734000 | 947031000 | 904913000
Transportation Pollutant Emissions Disaggregated[LDVs,PM25,passenger,petroleum diesel tf] | Transportation Pollutant Emissions Disaggregated | LDVs | PM25 | passenger | petroleum diesel tf | 13728800 | 14034100 | 12502900 | 11003100 | 9447920 | 7958860 | 6540760 | 5189780 | 3926860 | 2748790 | 1643940 | 666684 | 0 | 0 | 0 | 0 | 0 | 0 | 0 | 0 | 0 | 0 | 0 | 0 | 0 | 0 | 0 | 0 | 0 | 0 | 0
Transportation Pollutant Emissions Disaggregated[LDVs,PM25,passenger,biofuel gasoline tf] | Transportation Pollutant Emissions Disaggregated | LDVs | PM25 | passenger | biofuel gasoline tf | 208332000 | 236036000 | 234772000 | 233115000 | 229435000 | 225395000 | 220759000 | 215976000 | 211147000 | 205495000 | 199143000 | 191751000 | 184060000 | 177415000 | 170755000 | 164477000 | 157986000 | 150940000 | 143217000 | 135124000 | 127008000 | 118960000 | 111370000 | 104303000 | 97436100 | 91244300 | 85720300 | 80833000 | 76543900 | 72800000 | 69562300
Transportation Pollutant Emissions Disaggregated[LDVs,PM25,passenger,biofuel diesel tf] | Transportation Pollutant Emissions Disaggregated | LDVs | PM25 | passenger | biofuel diesel tf | 3379050 | 3882260 | 3859200 | 3766920 | 3569570 | 3304570 | 2973990 | 2576370 | 2123040 | 1615060 | 1047860 | 424949 | 0 | 0 | 0 | 0 | 0 | 0 | 0 | 0 | 0 | 0 | 0 | 0 | 0 | 0 | 0 | 0 | 0 | 0 | 0
Transportation Pollutant Emissions Disaggregated[LDVs,PM25,passenger,jet fuel tf] | Transportation Pollutant Emissions Disaggregated | LDVs | PM25 | passenger | jet fuel tf | 0 | 0 | 0 | 0 | 0 | 0 | 0 | 0 | 0 | 0 | 0 | 0 | 0 | 0 | 0 | 0 | 0 | 0 | 0 | 0 | 0 | 0 | 0 | 0 | 0 | 0 | 0 | 0 | 0 | 0 | 0
Transportation Pollutant Emissions Disaggregated[LDVs,PM25,passenger,heavy or residual fuel oil tf] | Transportation Pollutant Emissions Disaggregated | LDVs | PM25 | passenger | heavy or residual fuel oil tf | 0 | 0 | 0 | 0 | 0 | 0 | 0 | 0 | 0 | 0 | 0 | 0 | 0 | 0 | 0 | 0 | 0 | 0 | 0 | 0 | 0 | 0 | 0 | 0 | 0 | 0 | 0 | 0 | 0 | 0 | 0
Transportation Pollutant Emissions Disaggregated[LDVs,PM25,passenger,LPG propane or butane tf] | Transportation Pollutant Emissions Disaggregated | LDVs | PM25 | passenger | LPG propane or butane tf | 0 | 0 | 0 | 0 | 0 | 0 | 0 | 0 | 0 | 0 | 0 | 0 | 0 | 0 | 0 | 0 | 0 | 0 | 0 | 0 | 0 | 0 | 0 | 0 | 0 | 0 | 0 | 0 | 0 | 0 | 0
Transportation Pollutant Emissions Disaggregated[LDVs,PM25,passenger,hydrogen tf] | Transportation Pollutant Emissions Disaggregated | LDVs | PM25 | passenger | hydrogen tf | 0 | 0 | 0 | 0 | 0 | 0 | 0 | 0 | 0 | 0 | 0 | 0 | 0 | 0 | 0 | 0 | 0 | 0 | 0 | 0 | 0 | 0 | 0 | 0 | 0 | 0 | 0 | 0 | 0 | 0 | 0
Transportation Pollutant Emissions Disaggregated[LDVs,PM25,freight,electricity tf] | Transportation Pollutant Emissions Disaggregated | LDVs | PM25 | freight | electricity tf | 0 | 0 | 0 | 0 | 0 | 0 | 0 | 0 | 0 | 0 | 0 | 0 | 0 | 0 | 0 | 0 | 0 | 0 | 0 | 0 | 0 | 0 | 0 | 0 | 0 | 0 | 0 | 0 | 0 | 0 | 0
Transportation Pollutant Emissions Disaggregated[LDVs,PM25,freight,natural gas tf] | Transportation Pollutant Emissions Disaggregated | LDVs | PM25 | freight | natural gas tf | 620236 | 611063 | 550382 | 488341 | 424976 | 362686 | 304093 | 250016 | 199931 | 154136 | 113027 | 78064.7 | 48505.2 | 25443.6 | 22749.2 | 19079.1 | 14497.3 | 11184.6 | 8937.29 | 7328.81 | 6055.22 | 4885.56 | 3824.78 | 3029.54 | 2452.35 | 1930.77 | 1577.29 | 1157.68 | 882.94 | 643.533 | 504.113
Transportation Pollutant Emissions Disaggregated[LDVs,PM25,freight,petroleum gasoline tf] | Transportation Pollutant Emissions Disaggregated | LDVs | PM25 | freight | petroleum gasoline tf | 204076000 | 222133000 | 221523000 | 221031000 | 219909000 | 218389000 | 217074000 | 215067000 | 212649000 | 209882000 | 206298000 | 203236000 | 199640000 | 196468000 | 187186000 | 179389000 | 171891000 | 163958000 | 156504000 | 148788000 | 141733000 | 135699000 | 130631000 | 126734000 | 124008000 | 121983000 | 120843000 | 120576000 | 121125000 | 122563000 | 124044000
Transportation Pollutant Emissions Disaggregated[LDVs,PM25,freight,petroleum diesel tf] | Transportation Pollutant Emissions Disaggregated | LDVs | PM25 | freight | petroleum diesel tf | 247923000 | 258947000 | 246960000 | 235100000 | 222327000 | 208576000 | 195892000 | 183196000 | 170830000 | 158690000 | 146683000 | 139572000 | 132189000 | 124478000 | 119270000 | 113101000 | 107041000 | 101432000 | 96252100 | 91862300 | 87510500 | 83606700 | 80356600 | 77642700 | 75338000 | 73681300 | 72483200 | 71814100 | 71696600 | 72216400 | 72788100
Transportation Pollutant Emissions Disaggregated[LDVs,PM25,freight,biofuel gasoline tf] | Transportation Pollutant Emissions Disaggregated | LDVs | PM25 | freight | biofuel gasoline tf | 15250800 | 16650100 | 16654300 | 16667000 | 16631900 | 16566200 | 16515300 | 16411100 | 16274600 | 16086500 | 15858400 | 15623000 | 15346600 | 15102700 | 14389300 | 13789800 | 13213500 | 12603600 | 12030700 | 11437500 | 10895200 | 10431400 | 10041800 | 9742170 | 9532630 | 9376970 | 9289350 | 9268790 | 9311030 | 9421570 | 9535390
Transportation Pollutant Emissions Disaggregated[LDVs,PM25,freight,biofuel diesel tf] | Transportation Pollutant Emissions Disaggregated | LDVs | PM25 | freight | biofuel diesel tf | 61020900 | 71632900 | 76228000 | 80486500 | 83998500 | 86602300 | 89069300 | 90944200 | 92358300 | 93238500 | 93497000 | 88964400 | 84258500 | 79343200 | 76023600 | 72091100 | 68228500 | 64653500 | 61351800 | 58553700 | 55779900 | 53291500 | 51219900 | 49490000 | 48021000 | 46965000 | 46201400 | 45774800 | 45699900 | 46031300 | 46395700
Transportation Pollutant Emissions Disaggregated[LDVs,PM25,freight,jet fuel tf] | Transportation Pollutant Emissions Disaggregated | LDVs | PM25 | freight | jet fuel tf | 0 | 0 | 0 | 0 | 0 | 0 | 0 | 0 | 0 | 0 | 0 | 0 | 0 | 0 | 0 | 0 | 0 | 0 | 0 | 0 | 0 | 0 | 0 | 0 | 0 | 0 | 0 | 0 | 0 | 0 | 0
Transportation Pollutant Emissions Disaggregated[LDVs,PM25,freight,heavy or residual fuel oil tf] | Transportation Pollutant Emissions Disaggregated | LDVs | PM25 | freight | heavy or residual fuel oil tf | 0 | 0 | 0 | 0 | 0 | 0 | 0 | 0 | 0 | 0 | 0 | 0 | 0 | 0 | 0 | 0 | 0 | 0 | 0 | 0 | 0 | 0 | 0 | 0 | 0 | 0 | 0 | 0 | 0 | 0 | 0
Transportation Pollutant Emissions Disaggregated[LDVs,PM25,freight,LPG propane or butane tf] | Transportation Pollutant Emissions Disaggregated | LDVs | PM25 | freight | LPG propane or butane tf | 0 | 0 | 0 | 0 | 0 | 0 | 0 | 0 | 0 | 0 | 0 | 0 | 0 | 0 | 0 | 0 | 0 | 0 | 0 | 0 | 0 | 0 | 0 | 0 | 0 | 0 | 0 | 0 | 0 | 0 | 0
Transportation Pollutant Emissions Disaggregated[LDVs,PM25,freight,hydrogen tf] | Transportation Pollutant Emissions Disaggregated | LDVs | PM25 | freight | hydrogen tf | 0 | 0 | 0 | 0 | 0 | 0 | 0 | 0 | 0 | 0 | 0 | 0 | 0 | 0 | 0 | 0 | 0 | 0 | 0 | 0 | 0 | 0 | 0 | 0 | 0 | 0 | 0 | 0 | 0 | 0 | 0
Transportation Pollutant Emissions Disaggregated[LDVs,SOx,passenger,electricity tf] | Transportation Pollutant Emissions Disaggregated | LDVs | SOx | passenger | electricity tf | 0 | 0 | 0 | 0 | 0 | 0 | 0 | 0 | 0 | 0 | 0 | 0 | 0 | 0 | 0 | 0 | 0 | 0 | 0 | 0 | 0 | 0 | 0 | 0 | 0 | 0 | 0 | 0 | 0 | 0 | 0
Transportation Pollutant Emissions Disaggregated[LDVs,SOx,passenger,natural gas tf] | Transportation Pollutant Emissions Disaggregated | LDVs | SOx | passenger | natural gas tf | 112736 | 110392 | 93106.8 | 76593.7 | 61120.2 | 47015.6 | 34603.5 | 24105.8 | 15465.4 | 8714.61 | 3877.57 | 969.876 | 0 | 0 | 0 | 0 | 0 | 0 | 0 | 0 | 0 | 0 | 0 | 0 | 0 | 0 | 0 | 0 | 0 | 0 | 0
Transportation Pollutant Emissions Disaggregated[LDVs,SOx,passenger,petroleum gasoline tf] | Transportation Pollutant Emissions Disaggregated | LDVs | SOx | passenger | petroleum gasoline tf | 583071000 | 658626000 | 653138000 | 646592000 | 634489000 | 621465000 | 606879000 | 591982000 | 577039000 | 560764000 | 541833000 | 521719000 | 500793000 | 482715000 | 464593000 | 447511000 | 429851000 | 410678000 | 389667000 | 367648000 | 345566000 | 323667000 | 303017000 | 283790000 | 265105000 | 248258000 | 233229000 | 219931000 | 208261000 | 198075000 | 189266000
Transportation Pollutant Emissions Disaggregated[LDVs,SOx,passenger,petroleum diesel tf] | Transportation Pollutant Emissions Disaggregated | LDVs | SOx | passenger | petroleum diesel tf | 2763130 | 2824570 | 2516390 | 2214550 | 1901540 | 1601840 | 1316430 | 1044520 | 790342 | 553236 | 330868 | 134180 | 0 | 0 | 0 | 0 | 0 | 0 | 0 | 0 | 0 | 0 | 0 | 0 | 0 | 0 | 0 | 0 | 0 | 0 | 0
Transportation Pollutant Emissions Disaggregated[LDVs,SOx,passenger,biofuel gasoline tf] | Transportation Pollutant Emissions Disaggregated | LDVs | SOx | passenger | biofuel gasoline tf | 14072200 | 15943500 | 15858100 | 15746200 | 15497600 | 15224700 | 14911600 | 14588500 | 14262300 | 13880600 | 13451500 | 12952200 | 12432700 | 11983900 | 11534000 | 11109900 | 10671500 | 10195500 | 9673880 | 9127240 | 8579030 | 8035380 | 7522710 | 7045380 | 6581510 | 6163280 | 5790150 | 5460020 | 5170310 | 4917420 | 4698720
Transportation Pollutant Emissions Disaggregated[LDVs,SOx,passenger,biofuel diesel tf] | Transportation Pollutant Emissions Disaggregated | LDVs | SOx | passenger | biofuel diesel tf | 0 | 0 | 0 | 0 | 0 | 0 | 0 | 0 | 0 | 0 | 0 | 0 | 0 | 0 | 0 | 0 | 0 | 0 | 0 | 0 | 0 | 0 | 0 | 0 | 0 | 0 | 0 | 0 | 0 | 0 | 0
Transportation Pollutant Emissions Disaggregated[LDVs,SOx,passenger,jet fuel tf] | Transportation Pollutant Emissions Disaggregated | LDVs | SOx | passenger | jet fuel tf | 0 | 0 | 0 | 0 | 0 | 0 | 0 | 0 | 0 | 0 | 0 | 0 | 0 | 0 | 0 | 0 | 0 | 0 | 0 | 0 | 0 | 0 | 0 | 0 | 0 | 0 | 0 | 0 | 0 | 0 | 0
Transportation Pollutant Emissions Disaggregated[LDVs,SOx,passenger,heavy or residual fuel oil tf] | Transportation Pollutant Emissions Disaggregated | LDVs | SOx | passenger | heavy or residual fuel oil tf | 0 | 0 | 0 | 0 | 0 | 0 | 0 | 0 | 0 | 0 | 0 | 0 | 0 | 0 | 0 | 0 | 0 | 0 | 0 | 0 | 0 | 0 | 0 | 0 | 0 | 0 | 0 | 0 | 0 | 0 | 0
Transportation Pollutant Emissions Disaggregated[LDVs,SOx,passenger,LPG propane or butane tf] | Transportation Pollutant Emissions Disaggregated | LDVs | SOx | passenger | LPG propane or butane tf | 0 | 0 | 0 | 0 | 0 | 0 | 0 | 0 | 0 | 0 | 0 | 0 | 0 | 0 | 0 | 0 | 0 | 0 | 0 | 0 | 0 | 0 | 0 | 0 | 0 | 0 | 0 | 0 | 0 | 0 | 0
Transportation Pollutant Emissions Disaggregated[LDVs,SOx,passenger,hydrogen tf] | Transportation Pollutant Emissions Disaggregated | LDVs | SOx | passenger | hydrogen tf | 0 | 0 | 0 | 0 | 0 | 0 | 0 | 0 | 0 | 0 | 0 | 0 | 0 | 0 | 0 | 0 | 0 | 0 | 0 | 0 | 0 | 0 | 0 | 0 | 0 | 0 | 0 | 0 | 0 | 0 | 0
Transportation Pollutant Emissions Disaggregated[LDVs,SOx,freight,electricity tf] | Transportation Pollutant Emissions Disaggregated | LDVs | SOx | freight | electricity tf | 0 | 0 | 0 | 0 | 0 | 0 | 0 | 0 | 0 | 0 | 0 | 0 | 0 | 0 | 0 | 0 | 0 | 0 | 0 | 0 | 0 | 0 | 0 | 0 | 0 | 0 | 0 | 0 | 0 | 0 | 0
Transportation Pollutant Emissions Disaggregated[LDVs,SOx,freight,natural gas tf] | Transportation Pollutant Emissions Disaggregated | LDVs | SOx | freight | natural gas tf | 80265.8 | 79078.7 | 71226 | 63197.1 | 54996.9 | 46935.8 | 39353.2 | 32355.1 | 25873.4 | 19947.1 | 14627 | 10102.5 | 6277.14 | 3292.71 | 2944.01 | 2469.06 | 1876.12 | 1447.41 | 1156.59 | 948.435 | 783.616 | 632.249 | 494.972 | 392.059 | 317.363 | 249.864 | 204.12 | 149.817 | 114.263 | 83.2807 | 65.2382
Transportation Pollutant Emissions Disaggregated[LDVs,SOx,freight,petroleum gasoline tf] | Transportation Pollutant Emissions Disaggregated | LDVs | SOx | freight | petroleum gasoline tf | 42683300 | 46459800 | 46332400 | 46229400 | 45994600 | 45676900 | 45401700 | 44982000 | 44476300 | 43897500 | 43147900 | 42507500 | 41755400 | 41092000 | 39150700 | 37519800 | 35951600 | 34292300 | 32733400 | 31119600 | 29644000 | 28382000 | 27321900 | 26506800 | 25936700 | 25513100 | 25274700 | 25218800 | 25333700 | 25634500 | 25944200
Transportation Pollutant Emissions Disaggregated[LDVs,SOx,freight,petroleum diesel tf] | Transportation Pollutant Emissions Disaggregated | LDVs | SOx | freight | petroleum diesel tf | 49898300 | 52117100 | 49704500 | 47317500 | 44746700 | 41979200 | 39426300 | 36871100 | 34382200 | 31938800 | 29522300 | 28091100 | 26605100 | 25053100 | 24004900 | 22763200 | 21543600 | 20414700 | 19372200 | 18488700 | 17612800 | 16827100 | 16173000 | 15626800 | 15162900 | 14829500 | 14588400 | 14453700 | 14430000 | 14534700 | 14649700
Transportation Pollutant Emissions Disaggregated[LDVs,SOx,freight,biofuel gasoline tf] | Transportation Pollutant Emissions Disaggregated | LDVs | SOx | freight | biofuel gasoline tf | 1030150 | 1124660 | 1124950 | 1125810 | 1123430 | 1119000 | 1115560 | 1108520 | 1099300 | 1086590 | 1071180 | 1055290 | 1036620 | 1020140 | 971951 | 931461 | 892529 | 851337 | 812636 | 772571 | 735937 | 704609 | 678291 | 658054 | 643900 | 633386 | 627468 | 626079 | 628932 | 636399 | 644087
Transportation Pollutant Emissions Disaggregated[LDVs,SOx,freight,biofuel diesel tf] | Transportation Pollutant Emissions Disaggregated | LDVs | SOx | freight | biofuel diesel tf | 0 | 0 | 0 | 0 | 0 | 0 | 0 | 0 | 0 | 0 | 0 | 0 | 0 | 0 | 0 | 0 | 0 | 0 | 0 | 0 | 0 | 0 | 0 | 0 | 0 | 0 | 0 | 0 | 0 | 0 | 0
Transportation Pollutant Emissions Disaggregated[LDVs,SOx,freight,jet fuel tf] | Transportation Pollutant Emissions Disaggregated | LDVs | SOx | freight | jet fuel tf | 0 | 0 | 0 | 0 | 0 | 0 | 0 | 0 | 0 | 0 | 0 | 0 | 0 | 0 | 0 | 0 | 0 | 0 | 0 | 0 | 0 | 0 | 0 | 0 | 0 | 0 | 0 | 0 | 0 | 0 | 0
Transportation Pollutant Emissions Disaggregated[LDVs,SOx,freight,heavy or residual fuel oil tf] | Transportation Pollutant Emissions Disaggregated | LDVs | SOx | freight | heavy or residual fuel oil tf | 0 | 0 | 0 | 0 | 0 | 0 | 0 | 0 | 0 | 0 | 0 | 0 | 0 | 0 | 0 | 0 | 0 | 0 | 0 | 0 | 0 | 0 | 0 | 0 | 0 | 0 | 0 | 0 | 0 | 0 | 0
Transportation Pollutant Emissions Disaggregated[LDVs,SOx,freight,LPG propane or butane tf] | Transportation Pollutant Emissions Disaggregated | LDVs | SOx | freight | LPG propane or butane tf | 0 | 0 | 0 | 0 | 0 | 0 | 0 | 0 | 0 | 0 | 0 | 0 | 0 | 0 | 0 | 0 | 0 | 0 | 0 | 0 | 0 | 0 | 0 | 0 | 0 | 0 | 0 | 0 | 0 | 0 | 0
Transportation Pollutant Emissions Disaggregated[LDVs,SOx,freight,hydrogen tf] | Transportation Pollutant Emissions Disaggregated | LDVs | SOx | freight | hydrogen tf | 0 | 0 | 0 | 0 | 0 | 0 | 0 | 0 | 0 | 0 | 0 | 0 | 0 | 0 | 0 | 0 | 0 | 0 | 0 | 0 | 0 | 0 | 0 | 0 | 0 | 0 | 0 | 0 | 0 | 0 | 0
Transportation Pollutant Emissions Disaggregated[LDVs,BC,passenger,electricity tf] | Transportation Pollutant Emissions Disaggregated | LDVs | BC | passenger | electricity tf | 0 | 0 | 0 | 0 | 0 | 0 | 0 | 0 | 0 | 0 | 0 | 0 | 0 | 0 | 0 | 0 | 0 | 0 | 0 | 0 | 0 | 0 | 0 | 0 | 0 | 0 | 0 | 0 | 0 | 0 | 0
Transportation Pollutant Emissions Disaggregated[LDVs,BC,passenger,natural gas tf] | Transportation Pollutant Emissions Disaggregated | LDVs | BC | passenger | natural gas tf | 161650 | 158289 | 133504 | 109827 | 87639.4 | 67415 | 49617.4 | 34564.9 | 22175.6 | 12495.7 | 5559.99 | 1390.69 | 0 | 0 | 0 | 0 | 0 | 0 | 0 | 0 | 0 | 0 | 0 | 0 | 0 | 0 | 0 | 0 | 0 | 0 | 0
Transportation Pollutant Emissions Disaggregated[LDVs,BC,passenger,petroleum gasoline tf] | Transportation Pollutant Emissions Disaggregated | LDVs | BC | passenger | petroleum gasoline tf | 515847000 | 582690000 | 577835000 | 572043000 | 561336000 | 549813000 | 536910000 | 523730000 | 510510000 | 496111000 | 479363000 | 461568000 | 443054000 | 427060000 | 411028000 | 395915000 | 380291000 | 363330000 | 344741000 | 325260000 | 305724000 | 286350000 | 268081000 | 251071000 | 234540000 | 219636000 | 206339000 | 194574000 | 184250000 | 175238000 | 167444000
Transportation Pollutant Emissions Disaggregated[LDVs,BC,passenger,petroleum diesel tf] | Transportation Pollutant Emissions Disaggregated | LDVs | BC | passenger | petroleum diesel tf | 2279990 | 2330690 | 2076390 | 1827330 | 1569050 | 1321760 | 1086250 | 861885 | 652148 | 456501 | 273015 | 110719 | 0 | 0 | 0 | 0 | 0 | 0 | 0 | 0 | 0 | 0 | 0 | 0 | 0 | 0 | 0 | 0 | 0 | 0 | 0
Transportation Pollutant Emissions Disaggregated[LDVs,BC,passenger,biofuel gasoline tf] | Transportation Pollutant Emissions Disaggregated | LDVs | BC | passenger | biofuel gasoline tf | 38619200 | 43754700 | 43520400 | 43213300 | 42531100 | 41782200 | 40922900 | 40036200 | 39141000 | 38093400 | 36915900 | 35545500 | 34119700 | 32888100 | 31653400 | 30489600 | 29286400 | 27980200 | 26548600 | 25048400 | 23544000 | 22052000 | 20645000 | 19335100 | 18062000 | 16914300 | 15890300 | 14984300 | 14189200 | 13495200 | 12895000
Transportation Pollutant Emissions Disaggregated[LDVs,BC,passenger,biofuel diesel tf] | Transportation Pollutant Emissions Disaggregated | LDVs | BC | passenger | biofuel diesel tf | 561614 | 645252 | 641419 | 626081 | 593280 | 549236 | 494291 | 428205 | 352859 | 268431 | 174159 | 70628.7 | 0 | 0 | 0 | 0 | 0 | 0 | 0 | 0 | 0 | 0 | 0 | 0 | 0 | 0 | 0 | 0 | 0 | 0 | 0
Transportation Pollutant Emissions Disaggregated[LDVs,BC,passenger,jet fuel tf] | Transportation Pollutant Emissions Disaggregated | LDVs | BC | passenger | jet fuel tf | 0 | 0 | 0 | 0 | 0 | 0 | 0 | 0 | 0 | 0 | 0 | 0 | 0 | 0 | 0 | 0 | 0 | 0 | 0 | 0 | 0 | 0 | 0 | 0 | 0 | 0 | 0 | 0 | 0 | 0 | 0
Transportation Pollutant Emissions Disaggregated[LDVs,BC,passenger,heavy or residual fuel oil tf] | Transportation Pollutant Emissions Disaggregated | LDVs | BC | passenger | heavy or residual fuel oil tf | 0 | 0 | 0 | 0 | 0 | 0 | 0 | 0 | 0 | 0 | 0 | 0 | 0 | 0 | 0 | 0 | 0 | 0 | 0 | 0 | 0 | 0 | 0 | 0 | 0 | 0 | 0 | 0 | 0 | 0 | 0
Transportation Pollutant Emissions Disaggregated[LDVs,BC,passenger,LPG propane or butane tf] | Transportation Pollutant Emissions Disaggregated | LDVs | BC | passenger | LPG propane or butane tf | 0 | 0 | 0 | 0 | 0 | 0 | 0 | 0 | 0 | 0 | 0 | 0 | 0 | 0 | 0 | 0 | 0 | 0 | 0 | 0 | 0 | 0 | 0 | 0 | 0 | 0 | 0 | 0 | 0 | 0 | 0
Transportation Pollutant Emissions Disaggregated[LDVs,BC,passenger,hydrogen tf] | Transportation Pollutant Emissions Disaggregated | LDVs | BC | passenger | hydrogen tf | 0 | 0 | 0 | 0 | 0 | 0 | 0 | 0 | 0 | 0 | 0 | 0 | 0 | 0 | 0 | 0 | 0 | 0 | 0 | 0 | 0 | 0 | 0 | 0 | 0 | 0 | 0 | 0 | 0 | 0 | 0
Transportation Pollutant Emissions Disaggregated[LDVs,BC,freight,electricity tf] | Transportation Pollutant Emissions Disaggregated | LDVs | BC | freight | electricity tf | 0 | 0 | 0 | 0 | 0 | 0 | 0 | 0 | 0 | 0 | 0 | 0 | 0 | 0 | 0 | 0 | 0 | 0 | 0 | 0 | 0 | 0 | 0 | 0 | 0 | 0 | 0 | 0 | 0 | 0 | 0
Transportation Pollutant Emissions Disaggregated[LDVs,BC,freight,natural gas tf] | Transportation Pollutant Emissions Disaggregated | LDVs | BC | freight | natural gas tf | 115092 | 113390 | 102130 | 90617.3 | 78859.2 | 67300.5 | 56428 | 46393.4 | 37099.5 | 28601.8 | 20973.5 | 14485.8 | 9000.69 | 4721.36 | 4221.37 | 3540.35 | 2690.13 | 2075.42 | 1658.42 | 1359.95 | 1123.61 | 906.572 | 709.732 | 562.167 | 455.063 | 358.276 | 292.684 | 214.821 | 163.84 | 119.415 | 93.544
Transportation Pollutant Emissions Disaggregated[LDVs,BC,freight,petroleum gasoline tf] | Transportation Pollutant Emissions Disaggregated | LDVs | BC | freight | petroleum gasoline tf | 37762200 | 41103300 | 40990500 | 40899400 | 40691700 | 40410600 | 40167200 | 39795800 | 39348400 | 38836400 | 38173200 | 37606600 | 36941300 | 36354300 | 34636900 | 33194000 | 31806600 | 30338600 | 28959500 | 27531700 | 26226200 | 25109700 | 24171900 | 23450700 | 22946300 | 22571600 | 22360700 | 22311200 | 22412900 | 22679000 | 22953000
Transportation Pollutant Emissions Disaggregated[LDVs,BC,freight,petroleum diesel tf] | Transportation Pollutant Emissions Disaggregated | LDVs | BC | freight | petroleum diesel tf | 41173400 | 43004300 | 41013500 | 39043900 | 36922600 | 34639000 | 32532500 | 30424000 | 28370300 | 26354200 | 24360200 | 23179300 | 21953200 | 20672500 | 19807600 | 18783000 | 17776600 | 16845200 | 15984900 | 15255900 | 14533200 | 13884900 | 13345100 | 12894400 | 12511600 | 12236500 | 12037500 | 11926400 | 11906900 | 11993200 | 12088200
Transportation Pollutant Emissions Disaggregated[LDVs,BC,freight,biofuel gasoline tf] | Transportation Pollutant Emissions Disaggregated | LDVs | BC | freight | biofuel gasoline tf | 2827090 | 3086490 | 3087260 | 3089620 | 3083110 | 3070930 | 3061500 | 3042180 | 3016870 | 2982010 | 2939720 | 2896090 | 2844850 | 2799650 | 2667380 | 2556270 | 2449420 | 2336380 | 2230170 | 2120210 | 2019680 | 1933700 | 1861470 | 1805940 | 1767090 | 1738240 | 1722000 | 1718190 | 1726020 | 1746510 | 1767610
Transportation Pollutant Emissions Disaggregated[LDVs,BC,freight,biofuel diesel tf] | Transportation Pollutant Emissions Disaggregated | LDVs | BC | freight | biofuel diesel tf | 10142000 | 11905700 | 12669500 | 13377300 | 13961000 | 14393700 | 14803800 | 15115400 | 15350400 | 15496700 | 15539700 | 14786300 | 14004200 | 13187200 | 12635500 | 11981900 | 11339900 | 10745700 | 10197000 | 9731920 | 9270890 | 8857320 | 8513010 | 8225490 | 7981330 | 7805820 | 7678900 | 7608010 | 7595560 | 7650630 | 7711190
Transportation Pollutant Emissions Disaggregated[LDVs,BC,freight,jet fuel tf] | Transportation Pollutant Emissions Disaggregated | LDVs | BC | freight | jet fuel tf | 0 | 0 | 0 | 0 | 0 | 0 | 0 | 0 | 0 | 0 | 0 | 0 | 0 | 0 | 0 | 0 | 0 | 0 | 0 | 0 | 0 | 0 | 0 | 0 | 0 | 0 | 0 | 0 | 0 | 0 | 0
Transportation Pollutant Emissions Disaggregated[LDVs,BC,freight,heavy or residual fuel oil tf] | Transportation Pollutant Emissions Disaggregated | LDVs | BC | freight | heavy or residual fuel oil tf | 0 | 0 | 0 | 0 | 0 | 0 | 0 | 0 | 0 | 0 | 0 | 0 | 0 | 0 | 0 | 0 | 0 | 0 | 0 | 0 | 0 | 0 | 0 | 0 | 0 | 0 | 0 | 0 | 0 | 0 | 0
Transportation Pollutant Emissions Disaggregated[LDVs,BC,freight,LPG propane or butane tf] | Transportation Pollutant Emissions Disaggregated | LDVs | BC | freight | LPG propane or butane tf | 0 | 0 | 0 | 0 | 0 | 0 | 0 | 0 | 0 | 0 | 0 | 0 | 0 | 0 | 0 | 0 | 0 | 0 | 0 | 0 | 0 | 0 | 0 | 0 | 0 | 0 | 0 | 0 | 0 | 0 | 0
Transportation Pollutant Emissions Disaggregated[LDVs,BC,freight,hydrogen tf] | Transportation Pollutant Emissions Disaggregated | LDVs | BC | freight | hydrogen tf | 0 | 0 | 0 | 0 | 0 | 0 | 0 | 0 | 0 | 0 | 0 | 0 | 0 | 0 | 0 | 0 | 0 | 0 | 0 | 0 | 0 | 0 | 0 | 0 | 0 | 0 | 0 | 0 | 0 | 0 | 0
Transportation Pollutant Emissions Disaggregated[LDVs,OC,passenger,electricity tf] | Transportation Pollutant Emissions Disaggregated | LDVs | OC | passenger | electricity tf | 0 | 0 | 0 | 0 | 0 | 0 | 0 | 0 | 0 | 0 | 0 | 0 | 0 | 0 | 0 | 0 | 0 | 0 | 0 | 0 | 0 | 0 | 0 | 0 | 0 | 0 | 0 | 0 | 0 | 0 | 0
Transportation Pollutant Emissions Disaggregated[LDVs,OC,passenger,natural gas tf] | Transportation Pollutant Emissions Disaggregated | LDVs | OC | passenger | natural gas tf | 305131 | 298787 | 252004 | 207309 | 165429 | 127253 | 93658.3 | 65245.1 | 41858.8 | 23587.1 | 10495.1 | 2625.08 | 0 | 0 | 0 | 0 | 0 | 0 | 0 | 0 | 0 | 0 | 0 | 0 | 0 | 0 | 0 | 0 | 0 | 0 | 0
Transportation Pollutant Emissions Disaggregated[LDVs,OC,passenger,petroleum gasoline tf] | Transportation Pollutant Emissions Disaggregated | LDVs | OC | passenger | petroleum gasoline tf | 976816000 | 1103390000 | 1094200000 | 1083230000 | 1062960000 | 1041140000 | 1016700000 | 991743000 | 966710000 | 939444000 | 907730000 | 874032000 | 838975000 | 808689000 | 778329000 | 749712000 | 720126000 | 688007000 | 652807000 | 615919000 | 578924000 | 542238000 | 507642000 | 475431000 | 444129000 | 415906000 | 390727000 | 368449000 | 348899000 | 331834000 | 317076000
Transportation Pollutant Emissions Disaggregated[LDVs,OC,passenger,petroleum diesel tf] | Transportation Pollutant Emissions Disaggregated | LDVs | OC | passenger | petroleum diesel tf | 2117130 | 2164210 | 1928080 | 1696810 | 1456970 | 1227350 | 1008660 | 800322 | 605566 | 423894 | 253514 | 102810 | 0 | 0 | 0 | 0 | 0 | 0 | 0 | 0 | 0 | 0 | 0 | 0 | 0 | 0 | 0 | 0 | 0 | 0 | 0
Transportation Pollutant Emissions Disaggregated[LDVs,OC,passenger,biofuel gasoline tf] | Transportation Pollutant Emissions Disaggregated | LDVs | OC | passenger | biofuel gasoline tf | 73006100 | 82714500 | 82271500 | 81690900 | 80401300 | 78985500 | 77361000 | 75684900 | 73992600 | 72012100 | 69786100 | 67195500 | 64500300 | 62172000 | 59837900 | 57637900 | 55363300 | 52894000 | 50187800 | 47351900 | 44507700 | 41687300 | 39027600 | 36551200 | 34144700 | 31974900 | 30039100 | 28326400 | 26823400 | 25511400 | 24376800
Transportation Pollutant Emissions Disaggregated[LDVs,OC,passenger,biofuel diesel tf] | Transportation Pollutant Emissions Disaggregated | LDVs | OC | passenger | biofuel diesel tf | 521499 | 599162 | 595603 | 581361 | 550903 | 510005 | 458985 | 397619 | 327655 | 249257 | 161719 | 65583.8 | 0 | 0 | 0 | 0 | 0 | 0 | 0 | 0 | 0 | 0 | 0 | 0 | 0 | 0 | 0 | 0 | 0 | 0 | 0
Transportation Pollutant Emissions Disaggregated[LDVs,OC,passenger,jet fuel tf] | Transportation Pollutant Emissions Disaggregated | LDVs | OC | passenger | jet fuel tf | 0 | 0 | 0 | 0 | 0 | 0 | 0 | 0 | 0 | 0 | 0 | 0 | 0 | 0 | 0 | 0 | 0 | 0 | 0 | 0 | 0 | 0 | 0 | 0 | 0 | 0 | 0 | 0 | 0 | 0 | 0
Transportation Pollutant Emissions Disaggregated[LDVs,OC,passenger,heavy or residual fuel oil tf] | Transportation Pollutant Emissions Disaggregated | LDVs | OC | passenger | heavy or residual fuel oil tf | 0 | 0 | 0 | 0 | 0 | 0 | 0 | 0 | 0 | 0 | 0 | 0 | 0 | 0 | 0 | 0 | 0 | 0 | 0 | 0 | 0 | 0 | 0 | 0 | 0 | 0 | 0 | 0 | 0 | 0 | 0
Transportation Pollutant Emissions Disaggregated[LDVs,OC,passenger,LPG propane or butane tf] | Transportation Pollutant Emissions Disaggregated | LDVs | OC | passenger | LPG propane or butane tf | 0 | 0 | 0 | 0 | 0 | 0 | 0 | 0 | 0 | 0 | 0 | 0 | 0 | 0 | 0 | 0 | 0 | 0 | 0 | 0 | 0 | 0 | 0 | 0 | 0 | 0 | 0 | 0 | 0 | 0 | 0
Transportation Pollutant Emissions Disaggregated[LDVs,OC,passenger,hydrogen tf] | Transportation Pollutant Emissions Disaggregated | LDVs | OC | passenger | hydrogen tf | 0 | 0 | 0 | 0 | 0 | 0 | 0 | 0 | 0 | 0 | 0 | 0 | 0 | 0 | 0 | 0 | 0 | 0 | 0 | 0 | 0 | 0 | 0 | 0 | 0 | 0 | 0 | 0 | 0 | 0 | 0
Transportation Pollutant Emissions Disaggregated[LDVs,OC,freight,electricity tf] | Transportation Pollutant Emissions Disaggregated | LDVs | OC | freight | electricity tf | 0 | 0 | 0 | 0 | 0 | 0 | 0 | 0 | 0 | 0 | 0 | 0 | 0 | 0 | 0 | 0 | 0 | 0 | 0 | 0 | 0 | 0 | 0 | 0 | 0 | 0 | 0 | 0 | 0 | 0 | 0
Transportation Pollutant Emissions Disaggregated[LDVs,OC,freight,natural gas tf] | Transportation Pollutant Emissions Disaggregated | LDVs | OC | freight | natural gas tf | 217248 | 214035 | 192781 | 171050 | 148855 | 127037 | 106514 | 87572.6 | 70029.4 | 53989 | 39589.7 | 27343.5 | 16989.8 | 8912.08 | 7968.29 | 6682.79 | 5077.92 | 3917.59 | 3130.44 | 2567.04 | 2120.94 | 1711.25 | 1339.7 | 1061.15 | 858.98 | 676.285 | 552.472 | 405.497 | 309.265 | 225.409 | 176.574
Transportation Pollutant Emissions Disaggregated[LDVs,OC,freight,petroleum gasoline tf] | Transportation Pollutant Emissions Disaggregated | LDVs | OC | freight | petroleum gasoline tf | 71507100 | 77833900 | 77620400 | 77447800 | 77054600 | 76522300 | 76061300 | 75358000 | 74510800 | 73541300 | 72285400 | 71212600 | 69952600 | 68841200 | 65589000 | 62856600 | 60229400 | 57449800 | 54838100 | 52134400 | 49662300 | 47548200 | 45772300 | 44406600 | 43451500 | 42742000 | 42342600 | 42248900 | 42441400 | 42945300 | 43464100
Transportation Pollutant Emissions Disaggregated[LDVs,OC,freight,petroleum diesel tf] | Transportation Pollutant Emissions Disaggregated | LDVs | OC | freight | petroleum diesel tf | 38232500 | 39932500 | 38084000 | 36255100 | 34285300 | 32164800 | 30208800 | 28250900 | 26343900 | 24471700 | 22620200 | 21523600 | 20385100 | 19195900 | 18392800 | 17441400 | 16506900 | 15641900 | 14843200 | 14166200 | 13495100 | 12893100 | 12391900 | 11973400 | 11618000 | 11362500 | 11177700 | 11074500 | 11056400 | 11136600 | 11224700
Transportation Pollutant Emissions Disaggregated[LDVs,OC,freight,biofuel gasoline tf] | Transportation Pollutant Emissions Disaggregated | LDVs | OC | freight | biofuel gasoline tf | 5344360 | 5834730 | 5836190 | 5840650 | 5828350 | 5805330 | 5787490 | 5750980 | 5703130 | 5637220 | 5557270 | 5474790 | 5377930 | 5292480 | 5042450 | 4832390 | 4630410 | 4416710 | 4215930 | 4008070 | 3818020 | 3655490 | 3518950 | 3413960 | 3340530 | 3285990 | 3255280 | 3248080 | 3262880 | 3301620 | 3341500
Transportation Pollutant Emissions Disaggregated[LDVs,OC,freight,biofuel diesel tf] | Transportation Pollutant Emissions Disaggregated | LDVs | OC | freight | biofuel diesel tf | 9417560 | 11055300 | 11764500 | 12421700 | 12963800 | 13365600 | 13746400 | 14035700 | 14254000 | 14389800 | 14429700 | 13730200 | 13003900 | 12245300 | 11733000 | 11126100 | 10529900 | 9978180 | 9468620 | 9036790 | 8608690 | 8224660 | 7904930 | 7637950 | 7411230 | 7248260 | 7130400 | 7064580 | 7053020 | 7104160 | 7160390
Transportation Pollutant Emissions Disaggregated[LDVs,OC,freight,jet fuel tf] | Transportation Pollutant Emissions Disaggregated | LDVs | OC | freight | jet fuel tf | 0 | 0 | 0 | 0 | 0 | 0 | 0 | 0 | 0 | 0 | 0 | 0 | 0 | 0 | 0 | 0 | 0 | 0 | 0 | 0 | 0 | 0 | 0 | 0 | 0 | 0 | 0 | 0 | 0 | 0 | 0
Transportation Pollutant Emissions Disaggregated[LDVs,OC,freight,heavy or residual fuel oil tf] | Transportation Pollutant Emissions Disaggregated | LDVs | OC | freight | heavy or residual fuel oil tf | 0 | 0 | 0 | 0 | 0 | 0 | 0 | 0 | 0 | 0 | 0 | 0 | 0 | 0 | 0 | 0 | 0 | 0 | 0 | 0 | 0 | 0 | 0 | 0 | 0 | 0 | 0 | 0 | 0 | 0 | 0
Transportation Pollutant Emissions Disaggregated[LDVs,OC,freight,LPG propane or butane tf] | Transportation Pollutant Emissions Disaggregated | LDVs | OC | freight | LPG propane or butane tf | 0 | 0 | 0 | 0 | 0 | 0 | 0 | 0 | 0 | 0 | 0 | 0 | 0 | 0 | 0 | 0 | 0 | 0 | 0 | 0 | 0 | 0 | 0 | 0 | 0 | 0 | 0 | 0 | 0 | 0 | 0
Transportation Pollutant Emissions Disaggregated[LDVs,OC,freight,hydrogen tf] | Transportation Pollutant Emissions Disaggregated | LDVs | OC | freight | hydrogen tf | 0 | 0 | 0 | 0 | 0 | 0 | 0 | 0 | 0 | 0 | 0 | 0 | 0 | 0 | 0 | 0 | 0 | 0 | 0 | 0 | 0 | 0 | 0 | 0 | 0 | 0 | 0 | 0 | 0 | 0 | 0
Transportation Pollutant Emissions Disaggregated[LDVs,CH4,passenger,electricity tf] | Transportation Pollutant Emissions Disaggregated | LDVs | CH4 | passenger | electricity tf | 0 | 0 | 0 | 0 | 0 | 0 | 0 | 0 | 0 | 0 | 0 | 0 | 0 | 0 | 0 | 0 | 0 | 0 | 0 | 0 | 0 | 0 | 0 | 0 | 0 | 0 | 0 | 0 | 0 | 0 | 0
Transportation Pollutant Emissions Disaggregated[LDVs,CH4,passenger,natural gas tf] | Transportation Pollutant Emissions Disaggregated | LDVs | CH4 | passenger | natural gas tf | 465849 | 456164 | 384739 | 316503 | 252563 | 194279 | 142990 | 99610.8 | 63906.6 | 36010.8 | 16023 | 4007.75 | 0 | 0 | 0 | 0 | 0 | 0 | 0 | 0 | 0 | 0 | 0 | 0 | 0 | 0 | 0 | 0 | 0 | 0 | 0
Transportation Pollutant Emissions Disaggregated[LDVs,CH4,passenger,petroleum gasoline tf] | Transportation Pollutant Emissions Disaggregated | LDVs | CH4 | passenger | petroleum gasoline tf | 4115800000 | 4649120000 | 4610380000 | 4564180000 | 4478750000 | 4386810000 | 4283850000 | 4178690000 | 4073220000 | 3958330000 | 3824700000 | 3682720000 | 3535010000 | 3407400000 | 3279480000 | 3158900000 | 3034240000 | 2898910000 | 2750590000 | 2595160000 | 2439290000 | 2284710000 | 2138940000 | 2003220000 | 1871330000 | 1752410000 | 1646320000 | 1552460000 | 1470080000 | 1398180000 | 1335990000
Transportation Pollutant Emissions Disaggregated[LDVs,CH4,passenger,petroleum diesel tf] | Transportation Pollutant Emissions Disaggregated | LDVs | CH4 | passenger | petroleum diesel tf | 16285600 | 16647800 | 14831400 | 13052400 | 11207500 | 9441120 | 7758910 | 6156320 | 4658200 | 3260720 | 1950110 | 790847 | 0 | 0 | 0 | 0 | 0 | 0 | 0 | 0 | 0 | 0 | 0 | 0 | 0 | 0 | 0 | 0 | 0 | 0 | 0
Transportation Pollutant Emissions Disaggregated[LDVs,CH4,passenger,biofuel gasoline tf] | Transportation Pollutant Emissions Disaggregated | LDVs | CH4 | passenger | biofuel gasoline tf | 0 | 0 | 0 | 0 | 0 | 0 | 0 | 0 | 0 | 0 | 0 | 0 | 0 | 0 | 0 | 0 | 0 | 0 | 0 | 0 | 0 | 0 | 0 | 0 | 0 | 0 | 0 | 0 | 0 | 0 | 0
Transportation Pollutant Emissions Disaggregated[LDVs,CH4,passenger,biofuel diesel tf] | Transportation Pollutant Emissions Disaggregated | LDVs | CH4 | passenger | biofuel diesel tf | 0 | 0 | 0 | 0 | 0 | 0 | 0 | 0 | 0 | 0 | 0 | 0 | 0 | 0 | 0 | 0 | 0 | 0 | 0 | 0 | 0 | 0 | 0 | 0 | 0 | 0 | 0 | 0 | 0 | 0 | 0
Transportation Pollutant Emissions Disaggregated[LDVs,CH4,passenger,jet fuel tf] | Transportation Pollutant Emissions Disaggregated | LDVs | CH4 | passenger | jet fuel tf | 0 | 0 | 0 | 0 | 0 | 0 | 0 | 0 | 0 | 0 | 0 | 0 | 0 | 0 | 0 | 0 | 0 | 0 | 0 | 0 | 0 | 0 | 0 | 0 | 0 | 0 | 0 | 0 | 0 | 0 | 0
Transportation Pollutant Emissions Disaggregated[LDVs,CH4,passenger,heavy or residual fuel oil tf] | Transportation Pollutant Emissions Disaggregated | LDVs | CH4 | passenger | heavy or residual fuel oil tf | 0 | 0 | 0 | 0 | 0 | 0 | 0 | 0 | 0 | 0 | 0 | 0 | 0 | 0 | 0 | 0 | 0 | 0 | 0 | 0 | 0 | 0 | 0 | 0 | 0 | 0 | 0 | 0 | 0 | 0 | 0
Transportation Pollutant Emissions Disaggregated[LDVs,CH4,passenger,LPG propane or butane tf] | Transportation Pollutant Emissions Disaggregated | LDVs | CH4 | passenger | LPG propane or butane tf | 0 | 0 | 0 | 0 | 0 | 0 | 0 | 0 | 0 | 0 | 0 | 0 | 0 | 0 | 0 | 0 | 0 | 0 | 0 | 0 | 0 | 0 | 0 | 0 | 0 | 0 | 0 | 0 | 0 | 0 | 0
Transportation Pollutant Emissions Disaggregated[LDVs,CH4,passenger,hydrogen tf] | Transportation Pollutant Emissions Disaggregated | LDVs | CH4 | passenger | hydrogen tf | 0 | 0 | 0 | 0 | 0 | 0 | 0 | 0 | 0 | 0 | 0 | 0 | 0 | 0 | 0 | 0 | 0 | 0 | 0 | 0 | 0 | 0 | 0 | 0 | 0 | 0 | 0 | 0 | 0 | 0 | 0
Transportation Pollutant Emissions Disaggregated[LDVs,CH4,freight,electricity tf] | Transportation Pollutant Emissions Disaggregated | LDVs | CH4 | freight | electricity tf | 0 | 0 | 0 | 0 | 0 | 0 | 0 | 0 | 0 | 0 | 0 | 0 | 0 | 0 | 0 | 0 | 0 | 0 | 0 | 0 | 0 | 0 | 0 | 0 | 0 | 0 | 0 | 0 | 0 | 0 | 0
Transportation Pollutant Emissions Disaggregated[LDVs,CH4,freight,natural gas tf] | Transportation Pollutant Emissions Disaggregated | LDVs | CH4 | freight | natural gas tf | 331677 | 326772 | 294322 | 261145 | 227260 | 193950 | 162617 | 133699 | 106915 | 82425.9 | 60442.3 | 41745.8 | 25938.6 | 13606.2 | 12165.3 | 10202.7 | 7752.55 | 5981.05 | 4779.3 | 3919.15 | 3238.08 | 2612.6 | 2045.34 | 1620.08 | 1311.42 | 1032.5 | 843.469 | 619.08 | 472.16 | 344.135 | 269.579
Transportation Pollutant Emissions Disaggregated[LDVs,CH4,freight,petroleum gasoline tf] | Transportation Pollutant Emissions Disaggregated | LDVs | CH4 | freight | petroleum gasoline tf | 301294000 | 327952000 | 327052000 | 326325000 | 324668000 | 322425000 | 320483000 | 317520000 | 313950000 | 309865000 | 304573000 | 300053000 | 294744000 | 290061000 | 276358000 | 264845000 | 253776000 | 242064000 | 231059000 | 219668000 | 209251000 | 200344000 | 192861000 | 187107000 | 183082000 | 180093000 | 178410000 | 178015000 | 178826000 | 180949000 | 183135000
Transportation Pollutant Emissions Disaggregated[LDVs,CH4,freight,petroleum diesel tf] | Transportation Pollutant Emissions Disaggregated | LDVs | CH4 | freight | petroleum diesel tf | 294096000 | 307173000 | 292954000 | 278885000 | 263733000 | 247422000 | 232375000 | 217315000 | 202645000 | 188244000 | 174002000 | 165566000 | 156808000 | 147661000 | 141483000 | 134164000 | 126976000 | 120323000 | 114178000 | 108971000 | 103808000 | 99177600 | 95322200 | 92102800 | 89368900 | 87403700 | 85982500 | 85188700 | 85049300 | 85666000 | 86344100
Transportation Pollutant Emissions Disaggregated[LDVs,CH4,freight,biofuel gasoline tf] | Transportation Pollutant Emissions Disaggregated | LDVs | CH4 | freight | biofuel gasoline tf | 0 | 0 | 0 | 0 | 0 | 0 | 0 | 0 | 0 | 0 | 0 | 0 | 0 | 0 | 0 | 0 | 0 | 0 | 0 | 0 | 0 | 0 | 0 | 0 | 0 | 0 | 0 | 0 | 0 | 0 | 0
Transportation Pollutant Emissions Disaggregated[LDVs,CH4,freight,biofuel diesel tf] | Transportation Pollutant Emissions Disaggregated | LDVs | CH4 | freight | biofuel diesel tf | 0 | 0 | 0 | 0 | 0 | 0 | 0 | 0 | 0 | 0 | 0 | 0 | 0 | 0 | 0 | 0 | 0 | 0 | 0 | 0 | 0 | 0 | 0 | 0 | 0 | 0 | 0 | 0 | 0 | 0 | 0
Transportation Pollutant Emissions Disaggregated[LDVs,CH4,freight,jet fuel tf] | Transportation Pollutant Emissions Disaggregated | LDVs | CH4 | freight | jet fuel tf | 0 | 0 | 0 | 0 | 0 | 0 | 0 | 0 | 0 | 0 | 0 | 0 | 0 | 0 | 0 | 0 | 0 | 0 | 0 | 0 | 0 | 0 | 0 | 0 | 0 | 0 | 0 | 0 | 0 | 0 | 0
Transportation Pollutant Emissions Disaggregated[LDVs,CH4,freight,heavy or residual fuel oil tf] | Transportation Pollutant Emissions Disaggregated | LDVs | CH4 | freight | heavy or residual fuel oil tf | 0 | 0 | 0 | 0 | 0 | 0 | 0 | 0 | 0 | 0 | 0 | 0 | 0 | 0 | 0 | 0 | 0 | 0 | 0 | 0 | 0 | 0 | 0 | 0 | 0 | 0 | 0 | 0 | 0 | 0 | 0
Transportation Pollutant Emissions Disaggregated[LDVs,CH4,freight,LPG propane or butane tf] | Transportation Pollutant Emissions Disaggregated | LDVs | CH4 | freight | LPG propane or butane tf | 0 | 0 | 0 | 0 | 0 | 0 | 0 | 0 | 0 | 0 | 0 | 0 | 0 | 0 | 0 | 0 | 0 | 0 | 0 | 0 | 0 | 0 | 0 | 0 | 0 | 0 | 0 | 0 | 0 | 0 | 0
Transportation Pollutant Emissions Disaggregated[LDVs,CH4,freight,hydrogen tf] | Transportation Pollutant Emissions Disaggregated | LDVs | CH4 | freight | hydrogen tf | 0 | 0 | 0 | 0 | 0 | 0 | 0 | 0 | 0 | 0 | 0 | 0 | 0 | 0 | 0 | 0 | 0 | 0 | 0 | 0 | 0 | 0 | 0 | 0 | 0 | 0 | 0 | 0 | 0 | 0 | 0
Transportation Pollutant Emissions Disaggregated[LDVs,N2O,passenger,electricity tf] | Transportation Pollutant Emissions Disaggregated | LDVs | N2O | passenger | electricity tf | 0 | 0 | 0 | 0 | 0 | 0 | 0 | 0 | 0 | 0 | 0 | 0 | 0 | 0 | 0 | 0 | 0 | 0 | 0 | 0 | 0 | 0 | 0 | 0 | 0 | 0 | 0 | 0 | 0 | 0 | 0
Transportation Pollutant Emissions Disaggregated[LDVs,N2O,passenger,natural gas tf] | Transportation Pollutant Emissions Disaggregated | LDVs | N2O | passenger | natural gas tf | 46584.9 | 45616.4 | 38473.9 | 31650.3 | 25256.3 | 19427.9 | 14299 | 9961.08 | 6390.66 | 3601.08 | 1602.3 | 400.775 | 0 | 0 | 0 | 0 | 0 | 0 | 0 | 0 | 0 | 0 | 0 | 0 | 0 | 0 | 0 | 0 | 0 | 0 | 0
Transportation Pollutant Emissions Disaggregated[LDVs,N2O,passenger,petroleum gasoline tf] | Transportation Pollutant Emissions Disaggregated | LDVs | N2O | passenger | petroleum gasoline tf | 823159000 | 929824000 | 922077000 | 912835000 | 895750000 | 877362000 | 856771000 | 835739000 | 814643000 | 791666000 | 764941000 | 736544000 | 707001000 | 681479000 | 655896000 | 631780000 | 606848000 | 579781000 | 550118000 | 519033000 | 487858000 | 456942000 | 427788000 | 400644000 | 374266000 | 350483000 | 329264000 | 310491000 | 294016000 | 279635000 | 267199000
Transportation Pollutant Emissions Disaggregated[LDVs,N2O,passenger,petroleum diesel tf] | Transportation Pollutant Emissions Disaggregated | LDVs | N2O | passenger | petroleum diesel tf | 3257120 | 3329560 | 2966280 | 2610470 | 2241500 | 1888220 | 1551780 | 1231260 | 931640 | 652145 | 390021 | 158169 | 0 | 0 | 0 | 0 | 0 | 0 | 0 | 0 | 0 | 0 | 0 | 0 | 0 | 0 | 0 | 0 | 0 | 0 | 0
Transportation Pollutant Emissions Disaggregated[LDVs,N2O,passenger,biofuel gasoline tf] | Transportation Pollutant Emissions Disaggregated | LDVs | N2O | passenger | biofuel gasoline tf | 0 | 0 | 0 | 0 | 0 | 0 | 0 | 0 | 0 | 0 | 0 | 0 | 0 | 0 | 0 | 0 | 0 | 0 | 0 | 0 | 0 | 0 | 0 | 0 | 0 | 0 | 0 | 0 | 0 | 0 | 0
Transportation Pollutant Emissions Disaggregated[LDVs,N2O,passenger,biofuel diesel tf] | Transportation Pollutant Emissions Disaggregated | LDVs | N2O | passenger | biofuel diesel tf | 0 | 0 | 0 | 0 | 0 | 0 | 0 | 0 | 0 | 0 | 0 | 0 | 0 | 0 | 0 | 0 | 0 | 0 | 0 | 0 | 0 | 0 | 0 | 0 | 0 | 0 | 0 | 0 | 0 | 0 | 0
Transportation Pollutant Emissions Disaggregated[LDVs,N2O,passenger,jet fuel tf] | Transportation Pollutant Emissions Disaggregated | LDVs | N2O | passenger | jet fuel tf | 0 | 0 | 0 | 0 | 0 | 0 | 0 | 0 | 0 | 0 | 0 | 0 | 0 | 0 | 0 | 0 | 0 | 0 | 0 | 0 | 0 | 0 | 0 | 0 | 0 | 0 | 0 | 0 | 0 | 0 | 0
Transportation Pollutant Emissions Disaggregated[LDVs,N2O,passenger,heavy or residual fuel oil tf] | Transportation Pollutant Emissions Disaggregated | LDVs | N2O | passenger | heavy or residual fuel oil tf | 0 | 0 | 0 | 0 | 0 | 0 | 0 | 0 | 0 | 0 | 0 | 0 | 0 | 0 | 0 | 0 | 0 | 0 | 0 | 0 | 0 | 0 | 0 | 0 | 0 | 0 | 0 | 0 | 0 | 0 | 0
Transportation Pollutant Emissions Disaggregated[LDVs,N2O,passenger,LPG propane or butane tf] | Transportation Pollutant Emissions Disaggregated | LDVs | N2O | passenger | LPG propane or butane tf | 0 | 0 | 0 | 0 | 0 | 0 | 0 | 0 | 0 | 0 | 0 | 0 | 0 | 0 | 0 | 0 | 0 | 0 | 0 | 0 | 0 | 0 | 0 | 0 | 0 | 0 | 0 | 0 | 0 | 0 | 0
Transportation Pollutant Emissions Disaggregated[LDVs,N2O,passenger,hydrogen tf] | Transportation Pollutant Emissions Disaggregated | LDVs | N2O | passenger | hydrogen tf | 0 | 0 | 0 | 0 | 0 | 0 | 0 | 0 | 0 | 0 | 0 | 0 | 0 | 0 | 0 | 0 | 0 | 0 | 0 | 0 | 0 | 0 | 0 | 0 | 0 | 0 | 0 | 0 | 0 | 0 | 0
Transportation Pollutant Emissions Disaggregated[LDVs,N2O,freight,electricity tf] | Transportation Pollutant Emissions Disaggregated | LDVs | N2O | freight | electricity tf | 0 | 0 | 0 | 0 | 0 | 0 | 0 | 0 | 0 | 0 | 0 | 0 | 0 | 0 | 0 | 0 | 0 | 0 | 0 | 0 | 0 | 0 | 0 | 0 | 0 | 0 | 0 | 0 | 0 | 0 | 0
Transportation Pollutant Emissions Disaggregated[LDVs,N2O,freight,natural gas tf] | Transportation Pollutant Emissions Disaggregated | LDVs | N2O | freight | natural gas tf | 33167.7 | 32677.2 | 29432.2 | 26114.5 | 22726 | 19395 | 16261.7 | 13369.9 | 10691.5 | 8242.59 | 6044.23 | 4174.58 | 2593.86 | 1360.62 | 1216.53 | 1020.27 | 775.255 | 598.105 | 477.93 | 391.915 | 323.808 | 261.26 | 204.534 | 162.008 | 131.142 | 103.25 | 84.3469 | 61.908 | 47.216 | 34.4135 | 26.9579
Transportation Pollutant Emissions Disaggregated[LDVs,N2O,freight,petroleum gasoline tf] | Transportation Pollutant Emissions Disaggregated | LDVs | N2O | freight | petroleum gasoline tf | 60258800 | 65590300 | 65410400 | 65265000 | 64933600 | 64485100 | 64096600 | 63503900 | 62790000 | 61973000 | 60914700 | 60010600 | 58948900 | 58012200 | 55271600 | 52969100 | 50755100 | 48412700 | 46211900 | 43933500 | 41850300 | 40068700 | 38572100 | 37421300 | 36616500 | 36018500 | 35682000 | 35603000 | 35765200 | 36189900 | 36627100
Transportation Pollutant Emissions Disaggregated[LDVs,N2O,freight,petroleum diesel tf] | Transportation Pollutant Emissions Disaggregated | LDVs | N2O | freight | petroleum diesel tf | 58819200 | 61434700 | 58590700 | 55777000 | 52746600 | 49484300 | 46475100 | 43462900 | 40529100 | 37648800 | 34800300 | 33113200 | 31361700 | 29532100 | 28296600 | 26832900 | 25395200 | 24064500 | 22835600 | 21794100 | 20761700 | 19835500 | 19064400 | 18420600 | 17873800 | 17480700 | 17196500 | 17037700 | 17009900 | 17133200 | 17268800
Transportation Pollutant Emissions Disaggregated[LDVs,N2O,freight,biofuel gasoline tf] | Transportation Pollutant Emissions Disaggregated | LDVs | N2O | freight | biofuel gasoline tf | 0 | 0 | 0 | 0 | 0 | 0 | 0 | 0 | 0 | 0 | 0 | 0 | 0 | 0 | 0 | 0 | 0 | 0 | 0 | 0 | 0 | 0 | 0 | 0 | 0 | 0 | 0 | 0 | 0 | 0 | 0
Transportation Pollutant Emissions Disaggregated[LDVs,N2O,freight,biofuel diesel tf] | Transportation Pollutant Emissions Disaggregated | LDVs | N2O | freight | biofuel diesel tf | 0 | 0 | 0 | 0 | 0 | 0 | 0 | 0 | 0 | 0 | 0 | 0 | 0 | 0 | 0 | 0 | 0 | 0 | 0 | 0 | 0 | 0 | 0 | 0 | 0 | 0 | 0 | 0 | 0 | 0 | 0
Transportation Pollutant Emissions Disaggregated[LDVs,N2O,freight,jet fuel tf] | Transportation Pollutant Emissions Disaggregated | LDVs | N2O | freight | jet fuel tf | 0 | 0 | 0 | 0 | 0 | 0 | 0 | 0 | 0 | 0 | 0 | 0 | 0 | 0 | 0 | 0 | 0 | 0 | 0 | 0 | 0 | 0 | 0 | 0 | 0 | 0 | 0 | 0 | 0 | 0 | 0
Transportation Pollutant Emissions Disaggregated[LDVs,N2O,freight,heavy or residual fuel oil tf] | Transportation Pollutant Emissions Disaggregated | LDVs | N2O | freight | heavy or residual fuel oil tf | 0 | 0 | 0 | 0 | 0 | 0 | 0 | 0 | 0 | 0 | 0 | 0 | 0 | 0 | 0 | 0 | 0 | 0 | 0 | 0 | 0 | 0 | 0 | 0 | 0 | 0 | 0 | 0 | 0 | 0 | 0
Transportation Pollutant Emissions Disaggregated[LDVs,N2O,freight,LPG propane or butane tf] | Transportation Pollutant Emissions Disaggregated | LDVs | N2O | freight | LPG propane or butane tf | 0 | 0 | 0 | 0 | 0 | 0 | 0 | 0 | 0 | 0 | 0 | 0 | 0 | 0 | 0 | 0 | 0 | 0 | 0 | 0 | 0 | 0 | 0 | 0 | 0 | 0 | 0 | 0 | 0 | 0 | 0
Transportation Pollutant Emissions Disaggregated[LDVs,N2O,freight,hydrogen tf] | Transportation Pollutant Emissions Disaggregated | LDVs | N2O | freight | hydrogen tf | 0 | 0 | 0 | 0 | 0 | 0 | 0 | 0 | 0 | 0 | 0 | 0 | 0 | 0 | 0 | 0 | 0 | 0 | 0 | 0 | 0 | 0 | 0 | 0 | 0 | 0 | 0 | 0 | 0 | 0 | 0
Transportation Pollutant Emissions Disaggregated[LDVs,F gases,passenger,electricity tf] | Transportation Pollutant Emissions Disaggregated | LDVs | F gases | passenger | electricity tf | 0 | 0 | 0 | 0 | 0 | 0 | 0 | 0 | 0 | 0 | 0 | 0 | 0 | 0 | 0 | 0 | 0 | 0 | 0 | 0 | 0 | 0 | 0 | 0 | 0 | 0 | 0 | 0 | 0 | 0 | 0
Transportation Pollutant Emissions Disaggregated[LDVs,F gases,passenger,natural gas tf] | Transportation Pollutant Emissions Disaggregated | LDVs | F gases | passenger | natural gas tf | 0 | 0 | 0 | 0 | 0 | 0 | 0 | 0 | 0 | 0 | 0 | 0 | 0 | 0 | 0 | 0 | 0 | 0 | 0 | 0 | 0 | 0 | 0 | 0 | 0 | 0 | 0 | 0 | 0 | 0 | 0
Transportation Pollutant Emissions Disaggregated[LDVs,F gases,passenger,petroleum gasoline tf] | Transportation Pollutant Emissions Disaggregated | LDVs | F gases | passenger | petroleum gasoline tf | 0 | 0 | 0 | 0 | 0 | 0 | 0 | 0 | 0 | 0 | 0 | 0 | 0 | 0 | 0 | 0 | 0 | 0 | 0 | 0 | 0 | 0 | 0 | 0 | 0 | 0 | 0 | 0 | 0 | 0 | 0
Transportation Pollutant Emissions Disaggregated[LDVs,F gases,passenger,petroleum diesel tf] | Transportation Pollutant Emissions Disaggregated | LDVs | F gases | passenger | petroleum diesel tf | 0 | 0 | 0 | 0 | 0 | 0 | 0 | 0 | 0 | 0 | 0 | 0 | 0 | 0 | 0 | 0 | 0 | 0 | 0 | 0 | 0 | 0 | 0 | 0 | 0 | 0 | 0 | 0 | 0 | 0 | 0
Transportation Pollutant Emissions Disaggregated[LDVs,F gases,passenger,biofuel gasoline tf] | Transportation Pollutant Emissions Disaggregated | LDVs | F gases | passenger | biofuel gasoline tf | 0 | 0 | 0 | 0 | 0 | 0 | 0 | 0 | 0 | 0 | 0 | 0 | 0 | 0 | 0 | 0 | 0 | 0 | 0 | 0 | 0 | 0 | 0 | 0 | 0 | 0 | 0 | 0 | 0 | 0 | 0
Transportation Pollutant Emissions Disaggregated[LDVs,F gases,passenger,biofuel diesel tf] | Transportation Pollutant Emissions Disaggregated | LDVs | F gases | passenger | biofuel diesel tf | 0 | 0 | 0 | 0 | 0 | 0 | 0 | 0 | 0 | 0 | 0 | 0 | 0 | 0 | 0 | 0 | 0 | 0 | 0 | 0 | 0 | 0 | 0 | 0 | 0 | 0 | 0 | 0 | 0 | 0 | 0
Transportation Pollutant Emissions Disaggregated[LDVs,F gases,passenger,jet fuel tf] | Transportation Pollutant Emissions Disaggregated | LDVs | F gases | passenger | jet fuel tf | 0 | 0 | 0 | 0 | 0 | 0 | 0 | 0 | 0 | 0 | 0 | 0 | 0 | 0 | 0 | 0 | 0 | 0 | 0 | 0 | 0 | 0 | 0 | 0 | 0 | 0 | 0 | 0 | 0 | 0 | 0
Transportation Pollutant Emissions Disaggregated[LDVs,F gases,passenger,heavy or residual fuel oil tf] | Transportation Pollutant Emissions Disaggregated | LDVs | F gases | passenger | heavy or residual fuel oil tf | 0 | 0 | 0 | 0 | 0 | 0 | 0 | 0 | 0 | 0 | 0 | 0 | 0 | 0 | 0 | 0 | 0 | 0 | 0 | 0 | 0 | 0 | 0 | 0 | 0 | 0 | 0 | 0 | 0 | 0 | 0
Transportation Pollutant Emissions Disaggregated[LDVs,F gases,passenger,LPG propane or butane tf] | Transportation Pollutant Emissions Disaggregated | LDVs | F gases | passenger | LPG propane or butane tf | 0 | 0 | 0 | 0 | 0 | 0 | 0 | 0 | 0 | 0 | 0 | 0 | 0 | 0 | 0 | 0 | 0 | 0 | 0 | 0 | 0 | 0 | 0 | 0 | 0 | 0 | 0 | 0 | 0 | 0 | 0
Transportation Pollutant Emissions Disaggregated[LDVs,F gases,passenger,hydrogen tf] | Transportation Pollutant Emissions Disaggregated | LDVs | F gases | passenger | hydrogen tf | 0 | 0 | 0 | 0 | 0 | 0 | 0 | 0 | 0 | 0 | 0 | 0 | 0 | 0 | 0 | 0 | 0 | 0 | 0 | 0 | 0 | 0 | 0 | 0 | 0 | 0 | 0 | 0 | 0 | 0 | 0
Transportation Pollutant Emissions Disaggregated[LDVs,F gases,freight,electricity tf] | Transportation Pollutant Emissions Disaggregated | LDVs | F gases | freight | electricity tf | 0 | 0 | 0 | 0 | 0 | 0 | 0 | 0 | 0 | 0 | 0 | 0 | 0 | 0 | 0 | 0 | 0 | 0 | 0 | 0 | 0 | 0 | 0 | 0 | 0 | 0 | 0 | 0 | 0 | 0 | 0
Transportation Pollutant Emissions Disaggregated[LDVs,F gases,freight,natural gas tf] | Transportation Pollutant Emissions Disaggregated | LDVs | F gases | freight | natural gas tf | 0 | 0 | 0 | 0 | 0 | 0 | 0 | 0 | 0 | 0 | 0 | 0 | 0 | 0 | 0 | 0 | 0 | 0 | 0 | 0 | 0 | 0 | 0 | 0 | 0 | 0 | 0 | 0 | 0 | 0 | 0
Transportation Pollutant Emissions Disaggregated[LDVs,F gases,freight,petroleum gasoline tf] | Transportation Pollutant Emissions Disaggregated | LDVs | F gases | freight | petroleum gasoline tf | 0 | 0 | 0 | 0 | 0 | 0 | 0 | 0 | 0 | 0 | 0 | 0 | 0 | 0 | 0 | 0 | 0 | 0 | 0 | 0 | 0 | 0 | 0 | 0 | 0 | 0 | 0 | 0 | 0 | 0 | 0
Transportation Pollutant Emissions Disaggregated[LDVs,F gases,freight,petroleum diesel tf] | Transportation Pollutant Emissions Disaggregated | LDVs | F gases | freight | petroleum diesel tf | 0 | 0 | 0 | 0 | 0 | 0 | 0 | 0 | 0 | 0 | 0 | 0 | 0 | 0 | 0 | 0 | 0 | 0 | 0 | 0 | 0 | 0 | 0 | 0 | 0 | 0 | 0 | 0 | 0 | 0 | 0
Transportation Pollutant Emissions Disaggregated[LDVs,F gases,freight,biofuel gasoline tf] | Transportation Pollutant Emissions Disaggregated | LDVs | F gases | freight | biofuel gasoline tf | 0 | 0 | 0 | 0 | 0 | 0 | 0 | 0 | 0 | 0 | 0 | 0 | 0 | 0 | 0 | 0 | 0 | 0 | 0 | 0 | 0 | 0 | 0 | 0 | 0 | 0 | 0 | 0 | 0 | 0 | 0
Transportation Pollutant Emissions Disaggregated[LDVs,F gases,freight,biofuel diesel tf] | Transportation Pollutant Emissions Disaggregated | LDVs | F gases | freight | biofuel diesel tf | 0 | 0 | 0 | 0 | 0 | 0 | 0 | 0 | 0 | 0 | 0 | 0 | 0 | 0 | 0 | 0 | 0 | 0 | 0 | 0 | 0 | 0 | 0 | 0 | 0 | 0 | 0 | 0 | 0 | 0 | 0
Transportation Pollutant Emissions Disaggregated[LDVs,F gases,freight,jet fuel tf] | Transportation Pollutant Emissions Disaggregated | LDVs | F gases | freight | jet fuel tf | 0 | 0 | 0 | 0 | 0 | 0 | 0 | 0 | 0 | 0 | 0 | 0 | 0 | 0 | 0 | 0 | 0 | 0 | 0 | 0 | 0 | 0 | 0 | 0 | 0 | 0 | 0 | 0 | 0 | 0 | 0
Transportation Pollutant Emissions Disaggregated[LDVs,F gases,freight,heavy or residual fuel oil tf] | Transportation Pollutant Emissions Disaggregated | LDVs | F gases | freight | heavy or residual fuel oil tf | 0 | 0 | 0 | 0 | 0 | 0 | 0 | 0 | 0 | 0 | 0 | 0 | 0 | 0 | 0 | 0 | 0 | 0 | 0 | 0 | 0 | 0 | 0 | 0 | 0 | 0 | 0 | 0 | 0 | 0 | 0
Transportation Pollutant Emissions Disaggregated[LDVs,F gases,freight,LPG propane or butane tf] | Transportation Pollutant Emissions Disaggregated | LDVs | F gases | freight | LPG propane or butane tf | 0 | 0 | 0 | 0 | 0 | 0 | 0 | 0 | 0 | 0 | 0 | 0 | 0 | 0 | 0 | 0 | 0 | 0 | 0 | 0 | 0 | 0 | 0 | 0 | 0 | 0 | 0 | 0 | 0 | 0 | 0
Transportation Pollutant Emissions Disaggregated[LDVs,F gases,freight,hydrogen tf] | Transportation Pollutant Emissions Disaggregated | LDVs | F gases | freight | hydrogen tf | 0 | 0 | 0 | 0 | 0 | 0 | 0 | 0 | 0 | 0 | 0 | 0 | 0 | 0 | 0 | 0 | 0 | 0 | 0 | 0 | 0 | 0 | 0 | 0 | 0 | 0 | 0 | 0 | 0 | 0 | 0
Transportation Pollutant Emissions Disaggregated[HDVs,CO2,passenger,electricity tf] | Transportation Pollutant Emissions Disaggregated | HDVs | CO2 | passenger | electricity tf | 0 | 0 | 0 | 0 | 0 | 0 | 0 | 0 | 0 | 0 | 0 | 0 | 0 | 0 | 0 | 0 | 0 | 0 | 0 | 0 | 0 | 0 | 0 | 0 | 0 | 0 | 0 | 0 | 0 | 0 | 0
Transportation Pollutant Emissions Disaggregated[HDVs,CO2,passenger,natural gas tf] | Transportation Pollutant Emissions Disaggregated | HDVs | CO2 | passenger | natural gas tf | 556310000000 | 542013000000 | 511723000000 | 481791000000 | 450751000000 | 420507000000 | 390926000000 | 363167000000 | 336723000000 | 308525000000 | 280819000000 | 254313000000 | 229278000000 | 205332000000 | 182631000000 | 160928000000 | 141991000000 | 124097000000 | 107354000000 | 91738000000 | 77383700000 | 64246700000 | 52342700000 | 46469900000 | 40836600000 | 34848100000 | 28646200000 | 23877500000 | 19702000000 | 16136200000 | 13602800000
Transportation Pollutant Emissions Disaggregated[HDVs,CO2,passenger,petroleum gasoline tf] | Transportation Pollutant Emissions Disaggregated | HDVs | CO2 | passenger | petroleum gasoline tf | 1210740000000 | 1205690000000 | 1153420000000 | 1101660000000 | 1050200000000 | 1000090000000 | 950622000000 | 900641000000 | 853086000000 | 803302000000 | 752732000000 | 701991000000 | 651598000000 | 600941000000 | 550175000000 | 498308000000 | 451057000000 | 402882000000 | 352916000000 | 303958000000 | 254370000000 | 204660000000 | 154715000000 | 144456000000 | 136302000000 | 129310000000 | 120745000000 | 111239000000 | 100804000000 | 91664900000 | 82155100000
Transportation Pollutant Emissions Disaggregated[HDVs,CO2,passenger,petroleum diesel tf] | Transportation Pollutant Emissions Disaggregated | HDVs | CO2 | passenger | petroleum diesel tf | 1276820000000 | 1302780000000 | 1280450000000 | 1257390000000 | 1225390000000 | 1193050000000 | 1156640000000 | 1117290000000 | 1075810000000 | 1022510000000 | 964286000000 | 933666000000 | 904348000000 | 871334000000 | 841101000000 | 809545000000 | 783083000000 | 755839000000 | 725822000000 | 700172000000 | 676050000000 | 649336000000 | 623981000000 | 575111000000 | 530749000000 | 484767000000 | 439566000000 | 399723000000 | 359394000000 | 324910000000 | 294628000000
Transportation Pollutant Emissions Disaggregated[HDVs,CO2,passenger,biofuel gasoline tf] | Transportation Pollutant Emissions Disaggregated | HDVs | CO2 | passenger | biofuel gasoline tf | 0 | 0 | 0 | 0 | 0 | 0 | 0 | 0 | 0 | 0 | 0 | 0 | 0 | 0 | 0 | 0 | 0 | 0 | 0 | 0 | 0 | 0 | 0 | 0 | 0 | 0 | 0 | 0 | 0 | 0 | 0
Transportation Pollutant Emissions Disaggregated[HDVs,CO2,passenger,biofuel diesel tf] | Transportation Pollutant Emissions Disaggregated | HDVs | CO2 | passenger | biofuel diesel tf | 0 | 0 | 0 | 0 | 0 | 0 | 0 | 0 | 0 | 0 | 0 | 0 | 0 | 0 | 0 | 0 | 0 | 0 | 0 | 0 | 0 | 0 | 0 | 0 | 0 | 0 | 0 | 0 | 0 | 0 | 0
Transportation Pollutant Emissions Disaggregated[HDVs,CO2,passenger,jet fuel tf] | Transportation Pollutant Emissions Disaggregated | HDVs | CO2 | passenger | jet fuel tf | 0 | 0 | 0 | 0 | 0 | 0 | 0 | 0 | 0 | 0 | 0 | 0 | 0 | 0 | 0 | 0 | 0 | 0 | 0 | 0 | 0 | 0 | 0 | 0 | 0 | 0 | 0 | 0 | 0 | 0 | 0
Transportation Pollutant Emissions Disaggregated[HDVs,CO2,passenger,heavy or residual fuel oil tf] | Transportation Pollutant Emissions Disaggregated | HDVs | CO2 | passenger | heavy or residual fuel oil tf | 0 | 0 | 0 | 0 | 0 | 0 | 0 | 0 | 0 | 0 | 0 | 0 | 0 | 0 | 0 | 0 | 0 | 0 | 0 | 0 | 0 | 0 | 0 | 0 | 0 | 0 | 0 | 0 | 0 | 0 | 0
Transportation Pollutant Emissions Disaggregated[HDVs,CO2,passenger,LPG propane or butane tf] | Transportation Pollutant Emissions Disaggregated | HDVs | CO2 | passenger | LPG propane or butane tf | 0 | 0 | 0 | 0 | 0 | 0 | 0 | 0 | 0 | 0 | 0 | 0 | 0 | 0 | 0 | 0 | 0 | 0 | 0 | 0 | 0 | 0 | 0 | 0 | 0 | 0 | 0 | 0 | 0 | 0 | 0
Transportation Pollutant Emissions Disaggregated[HDVs,CO2,passenger,hydrogen tf] | Transportation Pollutant Emissions Disaggregated | HDVs | CO2 | passenger | hydrogen tf | 0 | 0 | 0 | 0 | 0 | 0 | 0 | 0 | 0 | 0 | 0 | 0 | 0 | 0 | 0 | 0 | 0 | 0 | 0 | 0 | 0 | 0 | 0 | 0 | 0 | 0 | 0 | 0 | 0 | 0 | 0
Transportation Pollutant Emissions Disaggregated[HDVs,CO2,freight,electricity tf] | Transportation Pollutant Emissions Disaggregated | HDVs | CO2 | freight | electricity tf | 0 | 0 | 0 | 0 | 0 | 0 | 0 | 0 | 0 | 0 | 0 | 0 | 0 | 0 | 0 | 0 | 0 | 0 | 0 | 0 | 0 | 0 | 0 | 0 | 0 | 0 | 0 | 0 | 0 | 0 | 0
Transportation Pollutant Emissions Disaggregated[HDVs,CO2,freight,natural gas tf] | Transportation Pollutant Emissions Disaggregated | HDVs | CO2 | freight | natural gas tf | 98698300000 | 93643600000 | 89173900000 | 84453400000 | 79451300000 | 74346000000 | 69295000000 | 64314300000 | 59421300000 | 54777600000 | 50249100000 | 46416800000 | 42845900000 | 39474900000 | 36455800000 | 33788000000 | 31599400000 | 29739700000 | 28196200000 | 27083100000 | 26251800000 | 25690800000 | 25388500000 | 25335800000 | 25525400000 | 29390700000 | 33567500000 | 37478400000 | 42076700000 | 47261500000 | 52892400000
Transportation Pollutant Emissions Disaggregated[HDVs,CO2,freight,petroleum gasoline tf] | Transportation Pollutant Emissions Disaggregated | HDVs | CO2 | freight | petroleum gasoline tf | 0 | 0 | 0 | 0 | 0 | 0 | 0 | 0 | 0 | 0 | 0 | 0 | 0 | 0 | 0 | 0 | 0 | 0 | 0 | 0 | 0 | 0 | 0 | 0 | 0 | 0 | 0 | 0 | 0 | 0 | 0
Transportation Pollutant Emissions Disaggregated[HDVs,CO2,freight,petroleum diesel tf] | Transportation Pollutant Emissions Disaggregated | HDVs | CO2 | freight | petroleum diesel tf | 5111750000000 | 5064400000000 | 5014310000000 | 4962400000000 | 4885240000000 | 4803870000000 | 4716340000000 | 4610410000000 | 4495660000000 | 4370560000000 | 4235270000000 | 4262230000000 | 4278840000000 | 4291580000000 | 4301010000000 | 4307170000000 | 4307040000000 | 4291130000000 | 4272950000000 | 4253860000000 | 4241550000000 | 4227620000000 | 4223660000000 | 4204700000000 | 4186860000000 | 4175540000000 | 4187870000000 | 4202540000000 | 4218190000000 | 4256550000000 | 4300390000000
Transportation Pollutant Emissions Disaggregated[HDVs,CO2,freight,biofuel gasoline tf] | Transportation Pollutant Emissions Disaggregated | HDVs | CO2 | freight | biofuel gasoline tf | 0 | 0 | 0 | 0 | 0 | 0 | 0 | 0 | 0 | 0 | 0 | 0 | 0 | 0 | 0 | 0 | 0 | 0 | 0 | 0 | 0 | 0 | 0 | 0 | 0 | 0 | 0 | 0 | 0 | 0 | 0
Transportation Pollutant Emissions Disaggregated[HDVs,CO2,freight,biofuel diesel tf] | Transportation Pollutant Emissions Disaggregated | HDVs | CO2 | freight | biofuel diesel tf | 0 | 0 | 0 | 0 | 0 | 0 | 0 | 0 | 0 | 0 | 0 | 0 | 0 | 0 | 0 | 0 | 0 | 0 | 0 | 0 | 0 | 0 | 0 | 0 | 0 | 0 | 0 | 0 | 0 | 0 | 0
Transportation Pollutant Emissions Disaggregated[HDVs,CO2,freight,jet fuel tf] | Transportation Pollutant Emissions Disaggregated | HDVs | CO2 | freight | jet fuel tf | 0 | 0 | 0 | 0 | 0 | 0 | 0 | 0 | 0 | 0 | 0 | 0 | 0 | 0 | 0 | 0 | 0 | 0 | 0 | 0 | 0 | 0 | 0 | 0 | 0 | 0 | 0 | 0 | 0 | 0 | 0
Transportation Pollutant Emissions Disaggregated[HDVs,CO2,freight,heavy or residual fuel oil tf] | Transportation Pollutant Emissions Disaggregated | HDVs | CO2 | freight | heavy or residual fuel oil tf | 0 | 0 | 0 | 0 | 0 | 0 | 0 | 0 | 0 | 0 | 0 | 0 | 0 | 0 | 0 | 0 | 0 | 0 | 0 | 0 | 0 | 0 | 0 | 0 | 0 | 0 | 0 | 0 | 0 | 0 | 0
Transportation Pollutant Emissions Disaggregated[HDVs,CO2,freight,LPG propane or butane tf] | Transportation Pollutant Emissions Disaggregated | HDVs | CO2 | freight | LPG propane or butane tf | 0 | 0 | 0 | 0 | 0 | 0 | 0 | 0 | 0 | 0 | 0 | 0 | 0 | 0 | 0 | 0 | 0 | 0 | 0 | 0 | 0 | 0 | 0 | 0 | 0 | 0 | 0 | 0 | 0 | 0 | 0
Transportation Pollutant Emissions Disaggregated[HDVs,CO2,freight,hydrogen tf] | Transportation Pollutant Emissions Disaggregated | HDVs | CO2 | freight | hydrogen tf | 0 | 0 | 0 | 0 | 0 | 0 | 0 | 0 | 0 | 0 | 0 | 0 | 0 | 0 | 0 | 0 | 0 | 0 | 0 | 0 | 0 | 0 | 0 | 0 | 0 | 0 | 0 | 0 | 0 | 0 | 0
Transportation Pollutant Emissions Disaggregated[HDVs,VOC,passenger,electricity tf] | Transportation Pollutant Emissions Disaggregated | HDVs | VOC | passenger | electricity tf | 0 | 0 | 0 | 0 | 0 | 0 | 0 | 0 | 0 | 0 | 0 | 0 | 0 | 0 | 0 | 0 | 0 | 0 | 0 | 0 | 0 | 0 | 0 | 0 | 0 | 0 | 0 | 0 | 0 | 0 | 0
Transportation Pollutant Emissions Disaggregated[HDVs,VOC,passenger,natural gas tf] | Transportation Pollutant Emissions Disaggregated | HDVs | VOC | passenger | natural gas tf | 212149000 | 206697000 | 195146000 | 183731000 | 171894000 | 160361000 | 149080000 | 138494000 | 128410000 | 117656000 | 107091000 | 96982500 | 87435300 | 78303700 | 69646400 | 61370000 | 54148400 | 47324600 | 40939400 | 34984400 | 29510300 | 24500500 | 19960900 | 17721300 | 15573100 | 13289400 | 10924300 | 9105720 | 7513390 | 6153540 | 5187420
Transportation Pollutant Emissions Disaggregated[HDVs,VOC,passenger,petroleum gasoline tf] | Transportation Pollutant Emissions Disaggregated | HDVs | VOC | passenger | petroleum gasoline tf | 858898000 | 855317000 | 818234000 | 781520000 | 745012000 | 709464000 | 674372000 | 638915000 | 605180000 | 569863000 | 533988000 | 497993000 | 462244000 | 426308000 | 390294000 | 353500000 | 319980000 | 285805000 | 250359000 | 215628000 | 180450000 | 145186000 | 109755000 | 102477000 | 96692600 | 91732300 | 85656900 | 78913000 | 71510100 | 65027200 | 58280900
Transportation Pollutant Emissions Disaggregated[HDVs,VOC,passenger,petroleum diesel tf] | Transportation Pollutant Emissions Disaggregated | HDVs | VOC | passenger | petroleum diesel tf | 323264000 | 329839000 | 324185000 | 318346000 | 310243000 | 302057000 | 292839000 | 282876000 | 272374000 | 258880000 | 244138000 | 236386000 | 228963000 | 220604000 | 212950000 | 204961000 | 198261000 | 191363000 | 183763000 | 177269000 | 171162000 | 164399000 | 157980000 | 145607000 | 134375000 | 122733000 | 111289000 | 101202000 | 90991300 | 82260700 | 74594000
Transportation Pollutant Emissions Disaggregated[HDVs,VOC,passenger,biofuel gasoline tf] | Transportation Pollutant Emissions Disaggregated | HDVs | VOC | passenger | biofuel gasoline tf | 23248300 | 23221200 | 22285400 | 21344900 | 20399100 | 19480400 | 18570600 | 17645200 | 16756700 | 15817100 | 14853700 | 13852500 | 12858000 | 11858400 | 10856700 | 9833160 | 8900760 | 7950110 | 6964130 | 5998030 | 5019500 | 4038580 | 3053000 | 2850560 | 2689660 | 2551680 | 2382680 | 2195090 | 1989170 | 1808830 | 1621170
Transportation Pollutant Emissions Disaggregated[HDVs,VOC,passenger,biofuel diesel tf] | Transportation Pollutant Emissions Disaggregated | HDVs | VOC | passenger | biofuel diesel tf | 79568200 | 91247900 | 100069000 | 108991000 | 117220000 | 125422000 | 133156000 | 140435000 | 147264000 | 152112000 | 155622000 | 150681000 | 145949000 | 140621000 | 135742000 | 130649000 | 126379000 | 121982000 | 117138000 | 112998000 | 109105000 | 104794000 | 100702000 | 92815000 | 85655600 | 78234700 | 70939900 | 64509800 | 58001200 | 52436000 | 47549000
Transportation Pollutant Emissions Disaggregated[HDVs,VOC,passenger,jet fuel tf] | Transportation Pollutant Emissions Disaggregated | HDVs | VOC | passenger | jet fuel tf | 0 | 0 | 0 | 0 | 0 | 0 | 0 | 0 | 0 | 0 | 0 | 0 | 0 | 0 | 0 | 0 | 0 | 0 | 0 | 0 | 0 | 0 | 0 | 0 | 0 | 0 | 0 | 0 | 0 | 0 | 0
Transportation Pollutant Emissions Disaggregated[HDVs,VOC,passenger,heavy or residual fuel oil tf] | Transportation Pollutant Emissions Disaggregated | HDVs | VOC | passenger | heavy or residual fuel oil tf | 0 | 0 | 0 | 0 | 0 | 0 | 0 | 0 | 0 | 0 | 0 | 0 | 0 | 0 | 0 | 0 | 0 | 0 | 0 | 0 | 0 | 0 | 0 | 0 | 0 | 0 | 0 | 0 | 0 | 0 | 0
Transportation Pollutant Emissions Disaggregated[HDVs,VOC,passenger,LPG propane or butane tf] | Transportation Pollutant Emissions Disaggregated | HDVs | VOC | passenger | LPG propane or butane tf | 0 | 0 | 0 | 0 | 0 | 0 | 0 | 0 | 0 | 0 | 0 | 0 | 0 | 0 | 0 | 0 | 0 | 0 | 0 | 0 | 0 | 0 | 0 | 0 | 0 | 0 | 0 | 0 | 0 | 0 | 0
Transportation Pollutant Emissions Disaggregated[HDVs,VOC,passenger,hydrogen tf] | Transportation Pollutant Emissions Disaggregated | HDVs | VOC | passenger | hydrogen tf | 0 | 0 | 0 | 0 | 0 | 0 | 0 | 0 | 0 | 0 | 0 | 0 | 0 | 0 | 0 | 0 | 0 | 0 | 0 | 0 | 0 | 0 | 0 | 0 | 0 | 0 | 0 | 0 | 0 | 0 | 0
Transportation Pollutant Emissions Disaggregated[HDVs,VOC,freight,electricity tf] | Transportation Pollutant Emissions Disaggregated | HDVs | VOC | freight | electricity tf | 0 | 0 | 0 | 0 | 0 | 0 | 0 | 0 | 0 | 0 | 0 | 0 | 0 | 0 | 0 | 0 | 0 | 0 | 0 | 0 | 0 | 0 | 0 | 0 | 0 | 0 | 0 | 0 | 0 | 0 | 0
Transportation Pollutant Emissions Disaggregated[HDVs,VOC,freight,natural gas tf] | Transportation Pollutant Emissions Disaggregated | HDVs | VOC | freight | natural gas tf | 37638700 | 35711100 | 34006500 | 32206400 | 30298800 | 28351900 | 26425700 | 24526300 | 22660400 | 20889500 | 19162500 | 17701100 | 16339300 | 15053800 | 13902500 | 12885100 | 12050500 | 11341300 | 10752700 | 10328200 | 10011200 | 9797200 | 9681910 | 9661820 | 9734120 | 11208200 | 12801000 | 14292400 | 16046000 | 18023200 | 20170600
Transportation Pollutant Emissions Disaggregated[HDVs,VOC,freight,petroleum gasoline tf] | Transportation Pollutant Emissions Disaggregated | HDVs | VOC | freight | petroleum gasoline tf | 0 | 0 | 0 | 0 | 0 | 0 | 0 | 0 | 0 | 0 | 0 | 0 | 0 | 0 | 0 | 0 | 0 | 0 | 0 | 0 | 0 | 0 | 0 | 0 | 0 | 0 | 0 | 0 | 0 | 0 | 0
Transportation Pollutant Emissions Disaggregated[HDVs,VOC,freight,petroleum diesel tf] | Transportation Pollutant Emissions Disaggregated | HDVs | VOC | freight | petroleum diesel tf | 1294190000 | 1282210000 | 1269520000 | 1256380000 | 1236850000 | 1216240000 | 1194080000 | 1167260000 | 1138210000 | 1106540000 | 1072290000 | 1079110000 | 1083320000 | 1086540000 | 1088930000 | 1090490000 | 1090460000 | 1086430000 | 1081820000 | 1076990000 | 1073880000 | 1070350000 | 1069350000 | 1064540000 | 1060030000 | 1057160000 | 1060290000 | 1064000000 | 1067960000 | 1077670000 | 1088770000
Transportation Pollutant Emissions Disaggregated[HDVs,VOC,freight,biofuel gasoline tf] | Transportation Pollutant Emissions Disaggregated | HDVs | VOC | freight | biofuel gasoline tf | 0 | 0 | 0 | 0 | 0 | 0 | 0 | 0 | 0 | 0 | 0 | 0 | 0 | 0 | 0 | 0 | 0 | 0 | 0 | 0 | 0 | 0 | 0 | 0 | 0 | 0 | 0 | 0 | 0 | 0 | 0
Transportation Pollutant Emissions Disaggregated[HDVs,VOC,freight,biofuel diesel tf] | Transportation Pollutant Emissions Disaggregated | HDVs | VOC | freight | biofuel diesel tf | 318552000 | 354714000 | 391876000 | 430141000 | 467320000 | 505015000 | 542956000 | 579491000 | 615395000 | 650178000 | 683515000 | 687865000 | 690546000 | 692602000 | 694123000 | 695118000 | 695097000 | 692529000 | 689595000 | 686514000 | 684528000 | 682279000 | 681640000 | 678580000 | 675702000 | 673874000 | 675865000 | 678232000 | 680757000 | 686948000 | 694024000
Transportation Pollutant Emissions Disaggregated[HDVs,VOC,freight,jet fuel tf] | Transportation Pollutant Emissions Disaggregated | HDVs | VOC | freight | jet fuel tf | 0 | 0 | 0 | 0 | 0 | 0 | 0 | 0 | 0 | 0 | 0 | 0 | 0 | 0 | 0 | 0 | 0 | 0 | 0 | 0 | 0 | 0 | 0 | 0 | 0 | 0 | 0 | 0 | 0 | 0 | 0
Transportation Pollutant Emissions Disaggregated[HDVs,VOC,freight,heavy or residual fuel oil tf] | Transportation Pollutant Emissions Disaggregated | HDVs | VOC | freight | heavy or residual fuel oil tf | 0 | 0 | 0 | 0 | 0 | 0 | 0 | 0 | 0 | 0 | 0 | 0 | 0 | 0 | 0 | 0 | 0 | 0 | 0 | 0 | 0 | 0 | 0 | 0 | 0 | 0 | 0 | 0 | 0 | 0 | 0
Transportation Pollutant Emissions Disaggregated[HDVs,VOC,freight,LPG propane or butane tf] | Transportation Pollutant Emissions Disaggregated | HDVs | VOC | freight | LPG propane or butane tf | 0 | 0 | 0 | 0 | 0 | 0 | 0 | 0 | 0 | 0 | 0 | 0 | 0 | 0 | 0 | 0 | 0 | 0 | 0 | 0 | 0 | 0 | 0 | 0 | 0 | 0 | 0 | 0 | 0 | 0 | 0
Transportation Pollutant Emissions Disaggregated[HDVs,VOC,freight,hydrogen tf] | Transportation Pollutant Emissions Disaggregated | HDVs | VOC | freight | hydrogen tf | 0 | 0 | 0 | 0 | 0 | 0 | 0 | 0 | 0 | 0 | 0 | 0 | 0 | 0 | 0 | 0 | 0 | 0 | 0 | 0 | 0 | 0 | 0 | 0 | 0 | 0 | 0 | 0 | 0 | 0 | 0
Transportation Pollutant Emissions Disaggregated[HDVs,CO,passenger,electricity tf] | Transportation Pollutant Emissions Disaggregated | HDVs | CO | passenger | electricity tf | 0 | 0 | 0 | 0 | 0 | 0 | 0 | 0 | 0 | 0 | 0 | 0 | 0 | 0 | 0 | 0 | 0 | 0 | 0 | 0 | 0 | 0 | 0 | 0 | 0 | 0 | 0 | 0 | 0 | 0 | 0
Transportation Pollutant Emissions Disaggregated[HDVs,CO,passenger,natural gas tf] | Transportation Pollutant Emissions Disaggregated | HDVs | CO | passenger | natural gas tf | 11748700000 | 11446800000 | 10807100000 | 10175000000 | 9519420000 | 8880710000 | 8255990000 | 7669730000 | 7111270000 | 6515740000 | 5930620000 | 5370840000 | 4842130000 | 4336420000 | 3856990000 | 3398640000 | 2998710000 | 2620810000 | 2267210000 | 1937420000 | 1634270000 | 1356830000 | 1105430000 | 981399000 | 862429000 | 735958000 | 604981000 | 504270000 | 416088000 | 340780000 | 287277000
Transportation Pollutant Emissions Disaggregated[HDVs,CO,passenger,petroleum gasoline tf] | Transportation Pollutant Emissions Disaggregated | HDVs | CO | passenger | petroleum gasoline tf | 9719980000 | 9679440000 | 9259790000 | 8844310000 | 8431150000 | 8028860000 | 7631730000 | 7230470000 | 6848700000 | 6449020000 | 6043040000 | 5635690000 | 5231120000 | 4824440000 | 4416880000 | 4000490000 | 3621150000 | 3234400000 | 2833260000 | 2440220000 | 2042120000 | 1643040000 | 1242070000 | 1159710000 | 1094250000 | 1038120000 | 969362000 | 893043000 | 809266000 | 735899000 | 659553000
Transportation Pollutant Emissions Disaggregated[HDVs,CO,passenger,petroleum diesel tf] | Transportation Pollutant Emissions Disaggregated | HDVs | CO | passenger | petroleum diesel tf | 1109950000 | 1132530000 | 1113120000 | 1093070000 | 1065240000 | 1037140000 | 1005490000 | 971278000 | 935217000 | 888885000 | 838268000 | 811649000 | 786163000 | 757462000 | 731181000 | 703749000 | 680745000 | 657061000 | 630967000 | 608669000 | 587699000 | 564477000 | 542436000 | 499952000 | 461388000 | 421415000 | 382121000 | 347485000 | 312426000 | 282449000 | 256125000
Transportation Pollutant Emissions Disaggregated[HDVs,CO,passenger,biofuel gasoline tf] | Transportation Pollutant Emissions Disaggregated | HDVs | CO | passenger | biofuel gasoline tf | 79823400 | 79730200 | 76517100 | 73288000 | 70040600 | 66886200 | 63762600 | 60585000 | 57534500 | 54308200 | 51000500 | 47562600 | 44148300 | 40716100 | 37276500 | 33762300 | 30560900 | 27296800 | 23911500 | 20594300 | 17234500 | 13866500 | 10482500 | 9787440 | 9234980 | 8761230 | 8180970 | 7536880 | 6829840 | 6210660 | 5566330
Transportation Pollutant Emissions Disaggregated[HDVs,CO,passenger,biofuel diesel tf] | Transportation Pollutant Emissions Disaggregated | HDVs | CO | passenger | biofuel diesel tf | 273196000 | 313298000 | 343586000 | 374217000 | 402472000 | 430633000 | 457187000 | 482180000 | 505628000 | 522275000 | 534326000 | 517359000 | 501114000 | 482820000 | 466067000 | 448582000 | 433919000 | 418822000 | 402189000 | 387976000 | 374610000 | 359808000 | 345758000 | 318678000 | 294097000 | 268617000 | 243571000 | 221493000 | 199146000 | 180038000 | 163258000
Transportation Pollutant Emissions Disaggregated[HDVs,CO,passenger,jet fuel tf] | Transportation Pollutant Emissions Disaggregated | HDVs | CO | passenger | jet fuel tf | 0 | 0 | 0 | 0 | 0 | 0 | 0 | 0 | 0 | 0 | 0 | 0 | 0 | 0 | 0 | 0 | 0 | 0 | 0 | 0 | 0 | 0 | 0 | 0 | 0 | 0 | 0 | 0 | 0 | 0 | 0
Transportation Pollutant Emissions Disaggregated[HDVs,CO,passenger,heavy or residual fuel oil tf] | Transportation Pollutant Emissions Disaggregated | HDVs | CO | passenger | heavy or residual fuel oil tf | 0 | 0 | 0 | 0 | 0 | 0 | 0 | 0 | 0 | 0 | 0 | 0 | 0 | 0 | 0 | 0 | 0 | 0 | 0 | 0 | 0 | 0 | 0 | 0 | 0 | 0 | 0 | 0 | 0 | 0 | 0
Transportation Pollutant Emissions Disaggregated[HDVs,CO,passenger,LPG propane or butane tf] | Transportation Pollutant Emissions Disaggregated | HDVs | CO | passenger | LPG propane or butane tf | 0 | 0 | 0 | 0 | 0 | 0 | 0 | 0 | 0 | 0 | 0 | 0 | 0 | 0 | 0 | 0 | 0 | 0 | 0 | 0 | 0 | 0 | 0 | 0 | 0 | 0 | 0 | 0 | 0 | 0 | 0
Transportation Pollutant Emissions Disaggregated[HDVs,CO,passenger,hydrogen tf] | Transportation Pollutant Emissions Disaggregated | HDVs | CO | passenger | hydrogen tf | 0 | 0 | 0 | 0 | 0 | 0 | 0 | 0 | 0 | 0 | 0 | 0 | 0 | 0 | 0 | 0 | 0 | 0 | 0 | 0 | 0 | 0 | 0 | 0 | 0 | 0 | 0 | 0 | 0 | 0 | 0
Transportation Pollutant Emissions Disaggregated[HDVs,CO,freight,electricity tf] | Transportation Pollutant Emissions Disaggregated | HDVs | CO | freight | electricity tf | 0 | 0 | 0 | 0 | 0 | 0 | 0 | 0 | 0 | 0 | 0 | 0 | 0 | 0 | 0 | 0 | 0 | 0 | 0 | 0 | 0 | 0 | 0 | 0 | 0 | 0 | 0 | 0 | 0 | 0 | 0
Transportation Pollutant Emissions Disaggregated[HDVs,CO,freight,natural gas tf] | Transportation Pollutant Emissions Disaggregated | HDVs | CO | freight | natural gas tf | 2084410000 | 1977660000 | 1883270000 | 1783570000 | 1677930000 | 1570120000 | 1463440000 | 1358260000 | 1254920000 | 1156850000 | 1061210000 | 980279000 | 904863000 | 833672000 | 769912000 | 713570000 | 667349000 | 628073000 | 595478000 | 571969000 | 554413000 | 542565000 | 536180000 | 535067000 | 539071000 | 620704000 | 708914000 | 791508000 | 888620000 | 998117000 | 1117040000
Transportation Pollutant Emissions Disaggregated[HDVs,CO,freight,petroleum gasoline tf] | Transportation Pollutant Emissions Disaggregated | HDVs | CO | freight | petroleum gasoline tf | 0 | 0 | 0 | 0 | 0 | 0 | 0 | 0 | 0 | 0 | 0 | 0 | 0 | 0 | 0 | 0 | 0 | 0 | 0 | 0 | 0 | 0 | 0 | 0 | 0 | 0 | 0 | 0 | 0 | 0 | 0
Transportation Pollutant Emissions Disaggregated[HDVs,CO,freight,petroleum diesel tf] | Transportation Pollutant Emissions Disaggregated | HDVs | CO | freight | petroleum diesel tf | 4443710000 | 4402560000 | 4359010000 | 4313880000 | 4246810000 | 4176070000 | 4099980000 | 4007890000 | 3908140000 | 3799380000 | 3681780000 | 3705220000 | 3719660000 | 3730730000 | 3738930000 | 3744290000 | 3744170000 | 3730340000 | 3714530000 | 3697940000 | 3687240000 | 3675130000 | 3671690000 | 3655200000 | 3639700000 | 3629850000 | 3640580000 | 3653330000 | 3666930000 | 3700270000 | 3738390000
Transportation Pollutant Emissions Disaggregated[HDVs,CO,freight,biofuel gasoline tf] | Transportation Pollutant Emissions Disaggregated | HDVs | CO | freight | biofuel gasoline tf | 0 | 0 | 0 | 0 | 0 | 0 | 0 | 0 | 0 | 0 | 0 | 0 | 0 | 0 | 0 | 0 | 0 | 0 | 0 | 0 | 0 | 0 | 0 | 0 | 0 | 0 | 0 | 0 | 0 | 0 | 0
Transportation Pollutant Emissions Disaggregated[HDVs,CO,freight,biofuel diesel tf] | Transportation Pollutant Emissions Disaggregated | HDVs | CO | freight | biofuel diesel tf | 1093740000 | 1217900000 | 1345500000 | 1476880000 | 1604530000 | 1733960000 | 1864230000 | 1989670000 | 2112950000 | 2232370000 | 2346830000 | 2361770000 | 2370970000 | 2378030000 | 2383260000 | 2386670000 | 2386600000 | 2377790000 | 2367710000 | 2357130000 | 2350310000 | 2342590000 | 2340400000 | 2329890000 | 2320010000 | 2313730000 | 2320570000 | 2328690000 | 2337360000 | 2358620000 | 2382920000
Transportation Pollutant Emissions Disaggregated[HDVs,CO,freight,jet fuel tf] | Transportation Pollutant Emissions Disaggregated | HDVs | CO | freight | jet fuel tf | 0 | 0 | 0 | 0 | 0 | 0 | 0 | 0 | 0 | 0 | 0 | 0 | 0 | 0 | 0 | 0 | 0 | 0 | 0 | 0 | 0 | 0 | 0 | 0 | 0 | 0 | 0 | 0 | 0 | 0 | 0
Transportation Pollutant Emissions Disaggregated[HDVs,CO,freight,heavy or residual fuel oil tf] | Transportation Pollutant Emissions Disaggregated | HDVs | CO | freight | heavy or residual fuel oil tf | 0 | 0 | 0 | 0 | 0 | 0 | 0 | 0 | 0 | 0 | 0 | 0 | 0 | 0 | 0 | 0 | 0 | 0 | 0 | 0 | 0 | 0 | 0 | 0 | 0 | 0 | 0 | 0 | 0 | 0 | 0
Transportation Pollutant Emissions Disaggregated[HDVs,CO,freight,LPG propane or butane tf] | Transportation Pollutant Emissions Disaggregated | HDVs | CO | freight | LPG propane or butane tf | 0 | 0 | 0 | 0 | 0 | 0 | 0 | 0 | 0 | 0 | 0 | 0 | 0 | 0 | 0 | 0 | 0 | 0 | 0 | 0 | 0 | 0 | 0 | 0 | 0 | 0 | 0 | 0 | 0 | 0 | 0
Transportation Pollutant Emissions Disaggregated[HDVs,CO,freight,hydrogen tf] | Transportation Pollutant Emissions Disaggregated | HDVs | CO | freight | hydrogen tf | 0 | 0 | 0 | 0 | 0 | 0 | 0 | 0 | 0 | 0 | 0 | 0 | 0 | 0 | 0 | 0 | 0 | 0 | 0 | 0 | 0 | 0 | 0 | 0 | 0 | 0 | 0 | 0 | 0 | 0 | 0
Transportation Pollutant Emissions Disaggregated[HDVs,NOx,passenger,electricity tf] | Transportation Pollutant Emissions Disaggregated | HDVs | NOx | passenger | electricity tf | 0 | 0 | 0 | 0 | 0 | 0 | 0 | 0 | 0 | 0 | 0 | 0 | 0 | 0 | 0 | 0 | 0 | 0 | 0 | 0 | 0 | 0 | 0 | 0 | 0 | 0 | 0 | 0 | 0 | 0 | 0
Transportation Pollutant Emissions Disaggregated[HDVs,NOx,passenger,natural gas tf] | Transportation Pollutant Emissions Disaggregated | HDVs | NOx | passenger | natural gas tf | 665417000 | 648316000 | 612086000 | 576283000 | 539155000 | 502980000 | 467597000 | 434393000 | 402764000 | 369035000 | 335895000 | 304190000 | 274245000 | 245604000 | 218450000 | 192490000 | 169839000 | 148436000 | 128409000 | 109730000 | 92560700 | 76847200 | 62608500 | 55583900 | 48845700 | 41682700 | 34264500 | 28560500 | 23566100 | 19300900 | 16270600
Transportation Pollutant Emissions Disaggregated[HDVs,NOx,passenger,petroleum gasoline tf] | Transportation Pollutant Emissions Disaggregated | HDVs | NOx | passenger | petroleum gasoline tf | 431574000 | 429775000 | 411142000 | 392694000 | 374349000 | 356487000 | 338855000 | 321038000 | 304087000 | 286341000 | 268316000 | 250229000 | 232266000 | 214209000 | 196113000 | 177625000 | 160782000 | 143610000 | 125799000 | 108348000 | 90671500 | 72952300 | 55149000 | 51492100 | 48585600 | 46093100 | 43040400 | 39651800 | 35932000 | 32674500 | 29284600
Transportation Pollutant Emissions Disaggregated[HDVs,NOx,passenger,petroleum diesel tf] | Transportation Pollutant Emissions Disaggregated | HDVs | NOx | passenger | petroleum diesel tf | 2718170000 | 2773460000 | 2725910000 | 2676820000 | 2608680000 | 2539850000 | 2462340000 | 2378570000 | 2290260000 | 2176790000 | 2052840000 | 1987650000 | 1925240000 | 1854950000 | 1790590000 | 1723410000 | 1667080000 | 1609080000 | 1545180000 | 1490570000 | 1439220000 | 1382350000 | 1328370000 | 1224340000 | 1129890000 | 1032000000 | 935778000 | 850958000 | 765102000 | 691690000 | 627225000
Transportation Pollutant Emissions Disaggregated[HDVs,NOx,passenger,biofuel gasoline tf] | Transportation Pollutant Emissions Disaggregated | HDVs | NOx | passenger | biofuel gasoline tf | 195482000 | 195254000 | 187385000 | 179477000 | 171525000 | 163800000 | 156150000 | 148369000 | 140898000 | 132997000 | 124897000 | 116478000 | 108116000 | 99711000 | 91287500 | 82681600 | 74841500 | 66848100 | 58557500 | 50434100 | 42206200 | 33958200 | 25671000 | 23968800 | 22615800 | 21455600 | 20034600 | 18457300 | 16725800 | 15209500 | 13631600
Transportation Pollutant Emissions Disaggregated[HDVs,NOx,passenger,biofuel diesel tf] | Transportation Pollutant Emissions Disaggregated | HDVs | NOx | passenger | biofuel diesel tf | 669033000 | 767239000 | 841411000 | 916425000 | 985618000 | 1054580000 | 1119610000 | 1180820000 | 1238240000 | 1279000000 | 1308520000 | 1266970000 | 1227180000 | 1182380000 | 1141360000 | 1098540000 | 1062630000 | 1025660000 | 984926000 | 950120000 | 917387000 | 881137000 | 846731000 | 780415000 | 720217000 | 657820000 | 596483000 | 542417000 | 487691000 | 440897000 | 399805000
Transportation Pollutant Emissions Disaggregated[HDVs,NOx,passenger,jet fuel tf] | Transportation Pollutant Emissions Disaggregated | HDVs | NOx | passenger | jet fuel tf | 0 | 0 | 0 | 0 | 0 | 0 | 0 | 0 | 0 | 0 | 0 | 0 | 0 | 0 | 0 | 0 | 0 | 0 | 0 | 0 | 0 | 0 | 0 | 0 | 0 | 0 | 0 | 0 | 0 | 0 | 0
Transportation Pollutant Emissions Disaggregated[HDVs,NOx,passenger,heavy or residual fuel oil tf] | Transportation Pollutant Emissions Disaggregated | HDVs | NOx | passenger | heavy or residual fuel oil tf | 0 | 0 | 0 | 0 | 0 | 0 | 0 | 0 | 0 | 0 | 0 | 0 | 0 | 0 | 0 | 0 | 0 | 0 | 0 | 0 | 0 | 0 | 0 | 0 | 0 | 0 | 0 | 0 | 0 | 0 | 0
Transportation Pollutant Emissions Disaggregated[HDVs,NOx,passenger,LPG propane or butane tf] | Transportation Pollutant Emissions Disaggregated | HDVs | NOx | passenger | LPG propane or butane tf | 0 | 0 | 0 | 0 | 0 | 0 | 0 | 0 | 0 | 0 | 0 | 0 | 0 | 0 | 0 | 0 | 0 | 0 | 0 | 0 | 0 | 0 | 0 | 0 | 0 | 0 | 0 | 0 | 0 | 0 | 0
Transportation Pollutant Emissions Disaggregated[HDVs,NOx,passenger,hydrogen tf] | Transportation Pollutant Emissions Disaggregated | HDVs | NOx | passenger | hydrogen tf | 0 | 0 | 0 | 0 | 0 | 0 | 0 | 0 | 0 | 0 | 0 | 0 | 0 | 0 | 0 | 0 | 0 | 0 | 0 | 0 | 0 | 0 | 0 | 0 | 0 | 0 | 0 | 0 | 0 | 0 | 0
Transportation Pollutant Emissions Disaggregated[HDVs,NOx,freight,electricity tf] | Transportation Pollutant Emissions Disaggregated | HDVs | NOx | freight | electricity tf | 0 | 0 | 0 | 0 | 0 | 0 | 0 | 0 | 0 | 0 | 0 | 0 | 0 | 0 | 0 | 0 | 0 | 0 | 0 | 0 | 0 | 0 | 0 | 0 | 0 | 0 | 0 | 0 | 0 | 0 | 0
Transportation Pollutant Emissions Disaggregated[HDVs,NOx,freight,natural gas tf] | Transportation Pollutant Emissions Disaggregated | HDVs | NOx | freight | natural gas tf | 118056000 | 112010000 | 106663000 | 101017000 | 95033800 | 88927300 | 82885600 | 76928000 | 71075400 | 65520900 | 60104200 | 55520400 | 51249100 | 47217000 | 43605800 | 40414700 | 37796900 | 35572400 | 33726300 | 32394800 | 31400500 | 30729400 | 30367800 | 30304800 | 30531600 | 35155000 | 40151000 | 44828900 | 50329100 | 56530700 | 63266000
Transportation Pollutant Emissions Disaggregated[HDVs,NOx,freight,petroleum gasoline tf] | Transportation Pollutant Emissions Disaggregated | HDVs | NOx | freight | petroleum gasoline tf | 0 | 0 | 0 | 0 | 0 | 0 | 0 | 0 | 0 | 0 | 0 | 0 | 0 | 0 | 0 | 0 | 0 | 0 | 0 | 0 | 0 | 0 | 0 | 0 | 0 | 0 | 0 | 0 | 0 | 0 | 0
Transportation Pollutant Emissions Disaggregated[HDVs,NOx,freight,petroleum diesel tf] | Transportation Pollutant Emissions Disaggregated | HDVs | NOx | freight | petroleum diesel tf | 10882200000 | 10781400000 | 10674800000 | 10564300000 | 10400000000 | 10226800000 | 10040500000 | 9814940000 | 9570660000 | 9304330000 | 9016330000 | 9073720000 | 9109080000 | 9136210000 | 9156270000 | 9169400000 | 9169120000 | 9135250000 | 9096540000 | 9055910000 | 9029700000 | 9000040000 | 8991610000 | 8951240000 | 8913280000 | 8889170000 | 8915420000 | 8946650000 | 8979960000 | 9061620000 | 9154960000
Transportation Pollutant Emissions Disaggregated[HDVs,NOx,freight,biofuel gasoline tf] | Transportation Pollutant Emissions Disaggregated | HDVs | NOx | freight | biofuel gasoline tf | 0 | 0 | 0 | 0 | 0 | 0 | 0 | 0 | 0 | 0 | 0 | 0 | 0 | 0 | 0 | 0 | 0 | 0 | 0 | 0 | 0 | 0 | 0 | 0 | 0 | 0 | 0 | 0 | 0 | 0 | 0
Transportation Pollutant Emissions Disaggregated[HDVs,NOx,freight,biofuel diesel tf] | Transportation Pollutant Emissions Disaggregated | HDVs | NOx | freight | biofuel diesel tf | 2678480000 | 2982540000 | 3295000000 | 3616750000 | 3929360000 | 4246310000 | 4565330000 | 4872530000 | 5174420000 | 5466880000 | 5747190000 | 5783770000 | 5806310000 | 5823590000 | 5836390000 | 5844750000 | 5844580000 | 5822990000 | 5798310000 | 5772410000 | 5755700000 | 5736800000 | 5731430000 | 5705690000 | 5681500000 | 5666130000 | 5682860000 | 5702770000 | 5724000000 | 5776050000 | 5835550000
Transportation Pollutant Emissions Disaggregated[HDVs,NOx,freight,jet fuel tf] | Transportation Pollutant Emissions Disaggregated | HDVs | NOx | freight | jet fuel tf | 0 | 0 | 0 | 0 | 0 | 0 | 0 | 0 | 0 | 0 | 0 | 0 | 0 | 0 | 0 | 0 | 0 | 0 | 0 | 0 | 0 | 0 | 0 | 0 | 0 | 0 | 0 | 0 | 0 | 0 | 0
Transportation Pollutant Emissions Disaggregated[HDVs,NOx,freight,heavy or residual fuel oil tf] | Transportation Pollutant Emissions Disaggregated | HDVs | NOx | freight | heavy or residual fuel oil tf | 0 | 0 | 0 | 0 | 0 | 0 | 0 | 0 | 0 | 0 | 0 | 0 | 0 | 0 | 0 | 0 | 0 | 0 | 0 | 0 | 0 | 0 | 0 | 0 | 0 | 0 | 0 | 0 | 0 | 0 | 0
Transportation Pollutant Emissions Disaggregated[HDVs,NOx,freight,LPG propane or butane tf] | Transportation Pollutant Emissions Disaggregated | HDVs | NOx | freight | LPG propane or butane tf | 0 | 0 | 0 | 0 | 0 | 0 | 0 | 0 | 0 | 0 | 0 | 0 | 0 | 0 | 0 | 0 | 0 | 0 | 0 | 0 | 0 | 0 | 0 | 0 | 0 | 0 | 0 | 0 | 0 | 0 | 0
Transportation Pollutant Emissions Disaggregated[HDVs,NOx,freight,hydrogen tf] | Transportation Pollutant Emissions Disaggregated | HDVs | NOx | freight | hydrogen tf | 0 | 0 | 0 | 0 | 0 | 0 | 0 | 0 | 0 | 0 | 0 | 0 | 0 | 0 | 0 | 0 | 0 | 0 | 0 | 0 | 0 | 0 | 0 | 0 | 0 | 0 | 0 | 0 | 0 | 0 | 0
Transportation Pollutant Emissions Disaggregated[HDVs,PM10,passenger,electricity tf] | Transportation Pollutant Emissions Disaggregated | HDVs | PM10 | passenger | electricity tf | 0 | 0 | 0 | 0 | 0 | 0 | 0 | 0 | 0 | 0 | 0 | 0 | 0 | 0 | 0 | 0 | 0 | 0 | 0 | 0 | 0 | 0 | 0 | 0 | 0 | 0 | 0 | 0 | 0 | 0 | 0
Transportation Pollutant Emissions Disaggregated[HDVs,PM10,passenger,natural gas tf] | Transportation Pollutant Emissions Disaggregated | HDVs | PM10 | passenger | natural gas tf | 59984300 | 58442800 | 55176800 | 51949300 | 48602400 | 45341400 | 42151800 | 39158600 | 36307300 | 33266800 | 30279400 | 27421400 | 24722000 | 22140100 | 19692200 | 17352100 | 15310200 | 13380800 | 11575500 | 9891690 | 8343930 | 6927430 | 5643870 | 5010640 | 4403220 | 3757510 | 3088790 | 2574600 | 2124380 | 1739890 | 1466720
Transportation Pollutant Emissions Disaggregated[HDVs,PM10,passenger,petroleum gasoline tf] | Transportation Pollutant Emissions Disaggregated | HDVs | PM10 | passenger | petroleum gasoline tf | 84146400 | 83795600 | 80162600 | 76565700 | 72989000 | 69506300 | 66068400 | 62594700 | 59289600 | 55829600 | 52315000 | 48788500 | 45286200 | 41765500 | 38237200 | 34632500 | 31348500 | 28000400 | 24527700 | 21125100 | 17678700 | 14223900 | 10752700 | 10039700 | 9473000 | 8987030 | 8391820 | 7731130 | 7005860 | 6370730 | 5709790
Transportation Pollutant Emissions Disaggregated[HDVs,PM10,passenger,petroleum diesel tf] | Transportation Pollutant Emissions Disaggregated | HDVs | PM10 | passenger | petroleum diesel tf | 91405200 | 93264200 | 91665500 | 90014500 | 87723300 | 85408600 | 82802300 | 79985200 | 77015500 | 73200000 | 69031700 | 66839600 | 64740800 | 62377300 | 60213000 | 57954000 | 56059600 | 54109200 | 51960400 | 50124100 | 48397300 | 46484900 | 44669800 | 41171300 | 37995500 | 34703700 | 31467800 | 28615500 | 25728400 | 23259800 | 21092000
Transportation Pollutant Emissions Disaggregated[HDVs,PM10,passenger,biofuel gasoline tf] | Transportation Pollutant Emissions Disaggregated | HDVs | PM10 | passenger | biofuel gasoline tf | 6573370 | 6565700 | 6301110 | 6035190 | 5767780 | 5508010 | 5250780 | 4989110 | 4737910 | 4472230 | 4199840 | 3916730 | 3635570 | 3352930 | 3069680 | 2780290 | 2516660 | 2247870 | 1969080 | 1695920 | 1419250 | 1141890 | 863226 | 805986 | 760491 | 721478 | 673695 | 620654 | 562430 | 511441 | 458381
Transportation Pollutant Emissions Disaggregated[HDVs,PM10,passenger,biofuel diesel tf] | Transportation Pollutant Emissions Disaggregated | HDVs | PM10 | passenger | biofuel diesel tf | 22498300 | 25800800 | 28295000 | 30817600 | 33144500 | 35463500 | 37650400 | 39708600 | 41639600 | 43010500 | 44003000 | 42605700 | 41267800 | 39761300 | 38381700 | 36941700 | 35734200 | 34490900 | 33121200 | 31950700 | 30850000 | 29631000 | 28473900 | 26243900 | 24219500 | 22121200 | 20058600 | 18240400 | 16400100 | 14826500 | 13444700
Transportation Pollutant Emissions Disaggregated[HDVs,PM10,passenger,jet fuel tf] | Transportation Pollutant Emissions Disaggregated | HDVs | PM10 | passenger | jet fuel tf | 0 | 0 | 0 | 0 | 0 | 0 | 0 | 0 | 0 | 0 | 0 | 0 | 0 | 0 | 0 | 0 | 0 | 0 | 0 | 0 | 0 | 0 | 0 | 0 | 0 | 0 | 0 | 0 | 0 | 0 | 0
Transportation Pollutant Emissions Disaggregated[HDVs,PM10,passenger,heavy or residual fuel oil tf] | Transportation Pollutant Emissions Disaggregated | HDVs | PM10 | passenger | heavy or residual fuel oil tf | 0 | 0 | 0 | 0 | 0 | 0 | 0 | 0 | 0 | 0 | 0 | 0 | 0 | 0 | 0 | 0 | 0 | 0 | 0 | 0 | 0 | 0 | 0 | 0 | 0 | 0 | 0 | 0 | 0 | 0 | 0
Transportation Pollutant Emissions Disaggregated[HDVs,PM10,passenger,LPG propane or butane tf] | Transportation Pollutant Emissions Disaggregated | HDVs | PM10 | passenger | LPG propane or butane tf | 0 | 0 | 0 | 0 | 0 | 0 | 0 | 0 | 0 | 0 | 0 | 0 | 0 | 0 | 0 | 0 | 0 | 0 | 0 | 0 | 0 | 0 | 0 | 0 | 0 | 0 | 0 | 0 | 0 | 0 | 0
Transportation Pollutant Emissions Disaggregated[HDVs,PM10,passenger,hydrogen tf] | Transportation Pollutant Emissions Disaggregated | HDVs | PM10 | passenger | hydrogen tf | 0 | 0 | 0 | 0 | 0 | 0 | 0 | 0 | 0 | 0 | 0 | 0 | 0 | 0 | 0 | 0 | 0 | 0 | 0 | 0 | 0 | 0 | 0 | 0 | 0 | 0 | 0 | 0 | 0 | 0 | 0
Transportation Pollutant Emissions Disaggregated[HDVs,PM10,freight,electricity tf] | Transportation Pollutant Emissions Disaggregated | HDVs | PM10 | freight | electricity tf | 0 | 0 | 0 | 0 | 0 | 0 | 0 | 0 | 0 | 0 | 0 | 0 | 0 | 0 | 0 | 0 | 0 | 0 | 0 | 0 | 0 | 0 | 0 | 0 | 0 | 0 | 0 | 0 | 0 | 0 | 0
Transportation Pollutant Emissions Disaggregated[HDVs,PM10,freight,natural gas tf] | Transportation Pollutant Emissions Disaggregated | HDVs | PM10 | freight | natural gas tf | 10642200 | 10097200 | 9615210 | 9106220 | 8566870 | 8016390 | 7471760 | 6934710 | 6407130 | 5906420 | 5418130 | 5004920 | 4619870 | 4256400 | 3930870 | 3643210 | 3407220 | 3206690 | 3040270 | 2920250 | 2830610 | 2770120 | 2737520 | 2731840 | 2752280 | 3169070 | 3619430 | 4041130 | 4536940 | 5095990 | 5703150
Transportation Pollutant Emissions Disaggregated[HDVs,PM10,freight,petroleum gasoline tf] | Transportation Pollutant Emissions Disaggregated | HDVs | PM10 | freight | petroleum gasoline tf | 0 | 0 | 0 | 0 | 0 | 0 | 0 | 0 | 0 | 0 | 0 | 0 | 0 | 0 | 0 | 0 | 0 | 0 | 0 | 0 | 0 | 0 | 0 | 0 | 0 | 0 | 0 | 0 | 0 | 0 | 0
Transportation Pollutant Emissions Disaggregated[HDVs,PM10,freight,petroleum diesel tf] | Transportation Pollutant Emissions Disaggregated | HDVs | PM10 | freight | petroleum diesel tf | 365942000 | 362552000 | 358966000 | 355250000 | 349726000 | 343901000 | 337635000 | 330051000 | 321837000 | 312881000 | 303196000 | 305126000 | 306315000 | 307227000 | 307902000 | 308343000 | 308334000 | 307195000 | 305893000 | 304527000 | 303646000 | 302648000 | 302365000 | 301007000 | 299731000 | 298920000 | 299803000 | 300853000 | 301973000 | 304719000 | 307858000
Transportation Pollutant Emissions Disaggregated[HDVs,PM10,freight,biofuel gasoline tf] | Transportation Pollutant Emissions Disaggregated | HDVs | PM10 | freight | biofuel gasoline tf | 0 | 0 | 0 | 0 | 0 | 0 | 0 | 0 | 0 | 0 | 0 | 0 | 0 | 0 | 0 | 0 | 0 | 0 | 0 | 0 | 0 | 0 | 0 | 0 | 0 | 0 | 0 | 0 | 0 | 0 | 0
Transportation Pollutant Emissions Disaggregated[HDVs,PM10,freight,biofuel diesel tf] | Transportation Pollutant Emissions Disaggregated | HDVs | PM10 | freight | biofuel diesel tf | 90072100 | 100297000 | 110805000 | 121624000 | 132137000 | 142795000 | 153523000 | 163854000 | 174006000 | 183841000 | 193267000 | 194497000 | 195255000 | 195836000 | 196267000 | 196548000 | 196542000 | 195816000 | 194986000 | 194115000 | 193553000 | 192918000 | 192737000 | 191872000 | 191058000 | 190541000 | 191104000 | 191773000 | 192487000 | 194238000 | 196238000
Transportation Pollutant Emissions Disaggregated[HDVs,PM10,freight,jet fuel tf] | Transportation Pollutant Emissions Disaggregated | HDVs | PM10 | freight | jet fuel tf | 0 | 0 | 0 | 0 | 0 | 0 | 0 | 0 | 0 | 0 | 0 | 0 | 0 | 0 | 0 | 0 | 0 | 0 | 0 | 0 | 0 | 0 | 0 | 0 | 0 | 0 | 0 | 0 | 0 | 0 | 0
Transportation Pollutant Emissions Disaggregated[HDVs,PM10,freight,heavy or residual fuel oil tf] | Transportation Pollutant Emissions Disaggregated | HDVs | PM10 | freight | heavy or residual fuel oil tf | 0 | 0 | 0 | 0 | 0 | 0 | 0 | 0 | 0 | 0 | 0 | 0 | 0 | 0 | 0 | 0 | 0 | 0 | 0 | 0 | 0 | 0 | 0 | 0 | 0 | 0 | 0 | 0 | 0 | 0 | 0
Transportation Pollutant Emissions Disaggregated[HDVs,PM10,freight,LPG propane or butane tf] | Transportation Pollutant Emissions Disaggregated | HDVs | PM10 | freight | LPG propane or butane tf | 0 | 0 | 0 | 0 | 0 | 0 | 0 | 0 | 0 | 0 | 0 | 0 | 0 | 0 | 0 | 0 | 0 | 0 | 0 | 0 | 0 | 0 | 0 | 0 | 0 | 0 | 0 | 0 | 0 | 0 | 0
Transportation Pollutant Emissions Disaggregated[HDVs,PM10,freight,hydrogen tf] | Transportation Pollutant Emissions Disaggregated | HDVs | PM10 | freight | hydrogen tf | 0 | 0 | 0 | 0 | 0 | 0 | 0 | 0 | 0 | 0 | 0 | 0 | 0 | 0 | 0 | 0 | 0 | 0 | 0 | 0 | 0 | 0 | 0 | 0 | 0 | 0 | 0 | 0 | 0 | 0 | 0
Transportation Pollutant Emissions Disaggregated[HDVs,PM25,passenger,electricity tf] | Transportation Pollutant Emissions Disaggregated | HDVs | PM25 | passenger | electricity tf | 0 | 0 | 0 | 0 | 0 | 0 | 0 | 0 | 0 | 0 | 0 | 0 | 0 | 0 | 0 | 0 | 0 | 0 | 0 | 0 | 0 | 0 | 0 | 0 | 0 | 0 | 0 | 0 | 0 | 0 | 0
Transportation Pollutant Emissions Disaggregated[HDVs,PM25,passenger,natural gas tf] | Transportation Pollutant Emissions Disaggregated | HDVs | PM25 | passenger | natural gas tf | 29254000 | 28502200 | 26909400 | 25335300 | 23703100 | 22112700 | 20557100 | 19097400 | 17706800 | 16224000 | 14767100 | 13373200 | 12056700 | 10797600 | 9603770 | 8462510 | 7466700 | 6525740 | 5645280 | 4824110 | 4069280 | 3378460 | 2752480 | 2443650 | 2147420 | 1832510 | 1506380 | 1255620 | 1036050 | 848532 | 715311
Transportation Pollutant Emissions Disaggregated[HDVs,PM25,passenger,petroleum gasoline tf] | Transportation Pollutant Emissions Disaggregated | HDVs | PM25 | passenger | petroleum gasoline tf | 33738300 | 33597600 | 32141000 | 30698800 | 29264700 | 27868400 | 26489900 | 25097200 | 23772000 | 22384700 | 20975500 | 19561600 | 18157400 | 16745800 | 15331100 | 13885800 | 12569100 | 11226700 | 9834320 | 8470060 | 7088240 | 5703040 | 4311270 | 4025390 | 3798170 | 3603320 | 3364680 | 3099770 | 2808980 | 2554320 | 2289320
Transportation Pollutant Emissions Disaggregated[HDVs,PM25,passenger,petroleum diesel tf] | Transportation Pollutant Emissions Disaggregated | HDVs | PM25 | passenger | petroleum diesel tf | 44575700 | 45482300 | 44702700 | 43897500 | 42780200 | 41651400 | 40380300 | 39006500 | 37558300 | 35697600 | 33664800 | 32595800 | 31572300 | 30419700 | 29364200 | 28262500 | 27338700 | 26387600 | 25339600 | 24444100 | 23602000 | 22669400 | 21784200 | 20078100 | 18529300 | 16924000 | 15346000 | 13955000 | 12547000 | 11343100 | 10286000
Transportation Pollutant Emissions Disaggregated[HDVs,PM25,passenger,biofuel gasoline tf] | Transportation Pollutant Emissions Disaggregated | HDVs | PM25 | passenger | biofuel gasoline tf | 3205340 | 3201600 | 3072570 | 2942910 | 2812510 | 2685840 | 2560410 | 2432810 | 2310320 | 2180770 | 2047940 | 1909890 | 1772790 | 1634970 | 1496850 | 1355740 | 1227180 | 1096110 | 960173 | 826973 | 692059 | 556815 | 420930 | 393018 | 370834 | 351810 | 328510 | 302646 | 274255 | 249391 | 223518
Transportation Pollutant Emissions Disaggregated[HDVs,PM25,passenger,biofuel diesel tf] | Transportation Pollutant Emissions Disaggregated | HDVs | PM25 | passenger | biofuel diesel tf | 10971600 | 12582100 | 13798400 | 15028600 | 16163300 | 17294200 | 18360700 | 19364400 | 20306100 | 20974600 | 21458600 | 20777200 | 20124800 | 19390100 | 18717300 | 18015100 | 17426200 | 16819900 | 16152000 | 15581200 | 15044400 | 14449900 | 13885700 | 12798200 | 11810900 | 10787700 | 9781820 | 8895180 | 7997710 | 7230340 | 6556470
Transportation Pollutant Emissions Disaggregated[HDVs,PM25,passenger,jet fuel tf] | Transportation Pollutant Emissions Disaggregated | HDVs | PM25 | passenger | jet fuel tf | 0 | 0 | 0 | 0 | 0 | 0 | 0 | 0 | 0 | 0 | 0 | 0 | 0 | 0 | 0 | 0 | 0 | 0 | 0 | 0 | 0 | 0 | 0 | 0 | 0 | 0 | 0 | 0 | 0 | 0 | 0
Transportation Pollutant Emissions Disaggregated[HDVs,PM25,passenger,heavy or residual fuel oil tf] | Transportation Pollutant Emissions Disaggregated | HDVs | PM25 | passenger | heavy or residual fuel oil tf | 0 | 0 | 0 | 0 | 0 | 0 | 0 | 0 | 0 | 0 | 0 | 0 | 0 | 0 | 0 | 0 | 0 | 0 | 0 | 0 | 0 | 0 | 0 | 0 | 0 | 0 | 0 | 0 | 0 | 0 | 0
Transportation Pollutant Emissions Disaggregated[HDVs,PM25,passenger,LPG propane or butane tf] | Transportation Pollutant Emissions Disaggregated | HDVs | PM25 | passenger | LPG propane or butane tf | 0 | 0 | 0 | 0 | 0 | 0 | 0 | 0 | 0 | 0 | 0 | 0 | 0 | 0 | 0 | 0 | 0 | 0 | 0 | 0 | 0 | 0 | 0 | 0 | 0 | 0 | 0 | 0 | 0 | 0 | 0
Transportation Pollutant Emissions Disaggregated[HDVs,PM25,passenger,hydrogen tf] | Transportation Pollutant Emissions Disaggregated | HDVs | PM25 | passenger | hydrogen tf | 0 | 0 | 0 | 0 | 0 | 0 | 0 | 0 | 0 | 0 | 0 | 0 | 0 | 0 | 0 | 0 | 0 | 0 | 0 | 0 | 0 | 0 | 0 | 0 | 0 | 0 | 0 | 0 | 0 | 0 | 0
Transportation Pollutant Emissions Disaggregated[HDVs,PM25,freight,electricity tf] | Transportation Pollutant Emissions Disaggregated | HDVs | PM25 | freight | electricity tf | 0 | 0 | 0 | 0 | 0 | 0 | 0 | 0 | 0 | 0 | 0 | 0 | 0 | 0 | 0 | 0 | 0 | 0 | 0 | 0 | 0 | 0 | 0 | 0 | 0 | 0 | 0 | 0 | 0 | 0 | 0
Transportation Pollutant Emissions Disaggregated[HDVs,PM25,freight,natural gas tf] | Transportation Pollutant Emissions Disaggregated | HDVs | PM25 | freight | natural gas tf | 5190130 | 4924320 | 4689270 | 4441040 | 4178000 | 3909540 | 3643930 | 3382010 | 3124720 | 2880520 | 2642380 | 2440860 | 2253080 | 2075820 | 1917060 | 1776770 | 1661680 | 1563880 | 1482720 | 1424190 | 1380470 | 1350970 | 1335070 | 1332300 | 1342270 | 1545530 | 1765170 | 1970830 | 2212640 | 2485280 | 2781390
Transportation Pollutant Emissions Disaggregated[HDVs,PM25,freight,petroleum gasoline tf] | Transportation Pollutant Emissions Disaggregated | HDVs | PM25 | freight | petroleum gasoline tf | 0 | 0 | 0 | 0 | 0 | 0 | 0 | 0 | 0 | 0 | 0 | 0 | 0 | 0 | 0 | 0 | 0 | 0 | 0 | 0 | 0 | 0 | 0 | 0 | 0 | 0 | 0 | 0 | 0 | 0 | 0
Transportation Pollutant Emissions Disaggregated[HDVs,PM25,freight,petroleum diesel tf] | Transportation Pollutant Emissions Disaggregated | HDVs | PM25 | freight | petroleum diesel tf | 178459000 | 176807000 | 175058000 | 173245000 | 170552000 | 167711000 | 164655000 | 160957000 | 156951000 | 152583000 | 147860000 | 148801000 | 149381000 | 149826000 | 150155000 | 150370000 | 150366000 | 149810000 | 149176000 | 148509000 | 148079000 | 147593000 | 147455000 | 146793000 | 146170000 | 145775000 | 146205000 | 146717000 | 147264000 | 148603000 | 150134000
Transportation Pollutant Emissions Disaggregated[HDVs,PM25,freight,biofuel gasoline tf] | Transportation Pollutant Emissions Disaggregated | HDVs | PM25 | freight | biofuel gasoline tf | 0 | 0 | 0 | 0 | 0 | 0 | 0 | 0 | 0 | 0 | 0 | 0 | 0 | 0 | 0 | 0 | 0 | 0 | 0 | 0 | 0 | 0 | 0 | 0 | 0 | 0 | 0 | 0 | 0 | 0 | 0
Transportation Pollutant Emissions Disaggregated[HDVs,PM25,freight,biofuel diesel tf] | Transportation Pollutant Emissions Disaggregated | HDVs | PM25 | freight | biofuel diesel tf | 43924800 | 48911100 | 54035300 | 59311600 | 64438200 | 69635900 | 74867600 | 79905400 | 84856100 | 89652300 | 94249000 | 94848900 | 95218500 | 95502000 | 95711800 | 95849000 | 95846100 | 95492000 | 95087400 | 94662700 | 94388700 | 94078700 | 93990600 | 93568600 | 93171700 | 92919700 | 93194200 | 93520600 | 93868800 | 94722400 | 95698100
Transportation Pollutant Emissions Disaggregated[HDVs,PM25,freight,jet fuel tf] | Transportation Pollutant Emissions Disaggregated | HDVs | PM25 | freight | jet fuel tf | 0 | 0 | 0 | 0 | 0 | 0 | 0 | 0 | 0 | 0 | 0 | 0 | 0 | 0 | 0 | 0 | 0 | 0 | 0 | 0 | 0 | 0 | 0 | 0 | 0 | 0 | 0 | 0 | 0 | 0 | 0
Transportation Pollutant Emissions Disaggregated[HDVs,PM25,freight,heavy or residual fuel oil tf] | Transportation Pollutant Emissions Disaggregated | HDVs | PM25 | freight | heavy or residual fuel oil tf | 0 | 0 | 0 | 0 | 0 | 0 | 0 | 0 | 0 | 0 | 0 | 0 | 0 | 0 | 0 | 0 | 0 | 0 | 0 | 0 | 0 | 0 | 0 | 0 | 0 | 0 | 0 | 0 | 0 | 0 | 0
Transportation Pollutant Emissions Disaggregated[HDVs,PM25,freight,LPG propane or butane tf] | Transportation Pollutant Emissions Disaggregated | HDVs | PM25 | freight | LPG propane or butane tf | 0 | 0 | 0 | 0 | 0 | 0 | 0 | 0 | 0 | 0 | 0 | 0 | 0 | 0 | 0 | 0 | 0 | 0 | 0 | 0 | 0 | 0 | 0 | 0 | 0 | 0 | 0 | 0 | 0 | 0 | 0
Transportation Pollutant Emissions Disaggregated[HDVs,PM25,freight,hydrogen tf] | Transportation Pollutant Emissions Disaggregated | HDVs | PM25 | freight | hydrogen tf | 0 | 0 | 0 | 0 | 0 | 0 | 0 | 0 | 0 | 0 | 0 | 0 | 0 | 0 | 0 | 0 | 0 | 0 | 0 | 0 | 0 | 0 | 0 | 0 | 0 | 0 | 0 | 0 | 0 | 0 | 0
Transportation Pollutant Emissions Disaggregated[HDVs,SOx,passenger,electricity tf] | Transportation Pollutant Emissions Disaggregated | HDVs | SOx | passenger | electricity tf | 0 | 0 | 0 | 0 | 0 | 0 | 0 | 0 | 0 | 0 | 0 | 0 | 0 | 0 | 0 | 0 | 0 | 0 | 0 | 0 | 0 | 0 | 0 | 0 | 0 | 0 | 0 | 0 | 0 | 0 | 0
Transportation Pollutant Emissions Disaggregated[HDVs,SOx,passenger,natural gas tf] | Transportation Pollutant Emissions Disaggregated | HDVs | SOx | passenger | natural gas tf | 0 | 0 | 0 | 0 | 0 | 0 | 0 | 0 | 0 | 0 | 0 | 0 | 0 | 0 | 0 | 0 | 0 | 0 | 0 | 0 | 0 | 0 | 0 | 0 | 0 | 0 | 0 | 0 | 0 | 0 | 0
Transportation Pollutant Emissions Disaggregated[HDVs,SOx,passenger,petroleum gasoline tf] | Transportation Pollutant Emissions Disaggregated | HDVs | SOx | passenger | petroleum gasoline tf | 7056480 | 7027050 | 6722400 | 6420760 | 6120820 | 5828760 | 5540460 | 5249160 | 4972000 | 4681840 | 4387110 | 4091380 | 3797670 | 3502430 | 3206550 | 2904260 | 2628870 | 2348100 | 2056880 | 1771540 | 1482530 | 1192810 | 901717 | 841924 | 794401 | 753648 | 703734 | 648329 | 587508 | 534246 | 478820
Transportation Pollutant Emissions Disaggregated[HDVs,SOx,passenger,petroleum diesel tf] | Transportation Pollutant Emissions Disaggregated | HDVs | SOx | passenger | petroleum diesel tf | 8756870 | 8934970 | 8781810 | 8623640 | 8404140 | 8182380 | 7932680 | 7662800 | 7378290 | 7012760 | 6613420 | 6403420 | 6202350 | 5975920 | 5768570 | 5552150 | 5370660 | 5183810 | 4977950 | 4802030 | 4636590 | 4453380 | 4279490 | 3944320 | 3640070 | 3324710 | 3014700 | 2741450 | 2464850 | 2228350 | 2020670
Transportation Pollutant Emissions Disaggregated[HDVs,SOx,passenger,biofuel gasoline tf] | Transportation Pollutant Emissions Disaggregated | HDVs | SOx | passenger | biofuel gasoline tf | 0 | 0 | 0 | 0 | 0 | 0 | 0 | 0 | 0 | 0 | 0 | 0 | 0 | 0 | 0 | 0 | 0 | 0 | 0 | 0 | 0 | 0 | 0 | 0 | 0 | 0 | 0 | 0 | 0 | 0 | 0
Transportation Pollutant Emissions Disaggregated[HDVs,SOx,passenger,biofuel diesel tf] | Transportation Pollutant Emissions Disaggregated | HDVs | SOx | passenger | biofuel diesel tf | 0 | 0 | 0 | 0 | 0 | 0 | 0 | 0 | 0 | 0 | 0 | 0 | 0 | 0 | 0 | 0 | 0 | 0 | 0 | 0 | 0 | 0 | 0 | 0 | 0 | 0 | 0 | 0 | 0 | 0 | 0
Transportation Pollutant Emissions Disaggregated[HDVs,SOx,passenger,jet fuel tf] | Transportation Pollutant Emissions Disaggregated | HDVs | SOx | passenger | jet fuel tf | 0 | 0 | 0 | 0 | 0 | 0 | 0 | 0 | 0 | 0 | 0 | 0 | 0 | 0 | 0 | 0 | 0 | 0 | 0 | 0 | 0 | 0 | 0 | 0 | 0 | 0 | 0 | 0 | 0 | 0 | 0
Transportation Pollutant Emissions Disaggregated[HDVs,SOx,passenger,heavy or residual fuel oil tf] | Transportation Pollutant Emissions Disaggregated | HDVs | SOx | passenger | heavy or residual fuel oil tf | 0 | 0 | 0 | 0 | 0 | 0 | 0 | 0 | 0 | 0 | 0 | 0 | 0 | 0 | 0 | 0 | 0 | 0 | 0 | 0 | 0 | 0 | 0 | 0 | 0 | 0 | 0 | 0 | 0 | 0 | 0
Transportation Pollutant Emissions Disaggregated[HDVs,SOx,passenger,LPG propane or butane tf] | Transportation Pollutant Emissions Disaggregated | HDVs | SOx | passenger | LPG propane or butane tf | 0 | 0 | 0 | 0 | 0 | 0 | 0 | 0 | 0 | 0 | 0 | 0 | 0 | 0 | 0 | 0 | 0 | 0 | 0 | 0 | 0 | 0 | 0 | 0 | 0 | 0 | 0 | 0 | 0 | 0 | 0
Transportation Pollutant Emissions Disaggregated[HDVs,SOx,passenger,hydrogen tf] | Transportation Pollutant Emissions Disaggregated | HDVs | SOx | passenger | hydrogen tf | 0 | 0 | 0 | 0 | 0 | 0 | 0 | 0 | 0 | 0 | 0 | 0 | 0 | 0 | 0 | 0 | 0 | 0 | 0 | 0 | 0 | 0 | 0 | 0 | 0 | 0 | 0 | 0 | 0 | 0 | 0
Transportation Pollutant Emissions Disaggregated[HDVs,SOx,freight,electricity tf] | Transportation Pollutant Emissions Disaggregated | HDVs | SOx | freight | electricity tf | 0 | 0 | 0 | 0 | 0 | 0 | 0 | 0 | 0 | 0 | 0 | 0 | 0 | 0 | 0 | 0 | 0 | 0 | 0 | 0 | 0 | 0 | 0 | 0 | 0 | 0 | 0 | 0 | 0 | 0 | 0
Transportation Pollutant Emissions Disaggregated[HDVs,SOx,freight,natural gas tf] | Transportation Pollutant Emissions Disaggregated | HDVs | SOx | freight | natural gas tf | 0 | 0 | 0 | 0 | 0 | 0 | 0 | 0 | 0 | 0 | 0 | 0 | 0 | 0 | 0 | 0 | 0 | 0 | 0 | 0 | 0 | 0 | 0 | 0 | 0 | 0 | 0 | 0 | 0 | 0 | 0
Transportation Pollutant Emissions Disaggregated[HDVs,SOx,freight,petroleum gasoline tf] | Transportation Pollutant Emissions Disaggregated | HDVs | SOx | freight | petroleum gasoline tf | 0 | 0 | 0 | 0 | 0 | 0 | 0 | 0 | 0 | 0 | 0 | 0 | 0 | 0 | 0 | 0 | 0 | 0 | 0 | 0 | 0 | 0 | 0 | 0 | 0 | 0 | 0 | 0 | 0 | 0 | 0
Transportation Pollutant Emissions Disaggregated[HDVs,SOx,freight,petroleum diesel tf] | Transportation Pollutant Emissions Disaggregated | HDVs | SOx | freight | petroleum diesel tf | 35058200 | 34733500 | 34389900 | 34033900 | 33504700 | 32946700 | 32346400 | 31619800 | 30832800 | 29974800 | 29047000 | 29231900 | 29345800 | 29433200 | 29497900 | 29540200 | 29539300 | 29430100 | 29305400 | 29174500 | 29090100 | 28994500 | 28967400 | 28837300 | 28715000 | 28637400 | 28721900 | 28822500 | 28929800 | 29192900 | 29493600
Transportation Pollutant Emissions Disaggregated[HDVs,SOx,freight,biofuel gasoline tf] | Transportation Pollutant Emissions Disaggregated | HDVs | SOx | freight | biofuel gasoline tf | 0 | 0 | 0 | 0 | 0 | 0 | 0 | 0 | 0 | 0 | 0 | 0 | 0 | 0 | 0 | 0 | 0 | 0 | 0 | 0 | 0 | 0 | 0 | 0 | 0 | 0 | 0 | 0 | 0 | 0 | 0
Transportation Pollutant Emissions Disaggregated[HDVs,SOx,freight,biofuel diesel tf] | Transportation Pollutant Emissions Disaggregated | HDVs | SOx | freight | biofuel diesel tf | 0 | 0 | 0 | 0 | 0 | 0 | 0 | 0 | 0 | 0 | 0 | 0 | 0 | 0 | 0 | 0 | 0 | 0 | 0 | 0 | 0 | 0 | 0 | 0 | 0 | 0 | 0 | 0 | 0 | 0 | 0
Transportation Pollutant Emissions Disaggregated[HDVs,SOx,freight,jet fuel tf] | Transportation Pollutant Emissions Disaggregated | HDVs | SOx | freight | jet fuel tf | 0 | 0 | 0 | 0 | 0 | 0 | 0 | 0 | 0 | 0 | 0 | 0 | 0 | 0 | 0 | 0 | 0 | 0 | 0 | 0 | 0 | 0 | 0 | 0 | 0 | 0 | 0 | 0 | 0 | 0 | 0
Transportation Pollutant Emissions Disaggregated[HDVs,SOx,freight,heavy or residual fuel oil tf] | Transportation Pollutant Emissions Disaggregated | HDVs | SOx | freight | heavy or residual fuel oil tf | 0 | 0 | 0 | 0 | 0 | 0 | 0 | 0 | 0 | 0 | 0 | 0 | 0 | 0 | 0 | 0 | 0 | 0 | 0 | 0 | 0 | 0 | 0 | 0 | 0 | 0 | 0 | 0 | 0 | 0 | 0
Transportation Pollutant Emissions Disaggregated[HDVs,SOx,freight,LPG propane or butane tf] | Transportation Pollutant Emissions Disaggregated | HDVs | SOx | freight | LPG propane or butane tf | 0 | 0 | 0 | 0 | 0 | 0 | 0 | 0 | 0 | 0 | 0 | 0 | 0 | 0 | 0 | 0 | 0 | 0 | 0 | 0 | 0 | 0 | 0 | 0 | 0 | 0 | 0 | 0 | 0 | 0 | 0
Transportation Pollutant Emissions Disaggregated[HDVs,SOx,freight,hydrogen tf] | Transportation Pollutant Emissions Disaggregated | HDVs | SOx | freight | hydrogen tf | 0 | 0 | 0 | 0 | 0 | 0 | 0 | 0 | 0 | 0 | 0 | 0 | 0 | 0 | 0 | 0 | 0 | 0 | 0 | 0 | 0 | 0 | 0 | 0 | 0 | 0 | 0 | 0 | 0 | 0 | 0
Transportation Pollutant Emissions Disaggregated[HDVs,BC,passenger,electricity tf] | Transportation Pollutant Emissions Disaggregated | HDVs | BC | passenger | electricity tf | 0 | 0 | 0 | 0 | 0 | 0 | 0 | 0 | 0 | 0 | 0 | 0 | 0 | 0 | 0 | 0 | 0 | 0 | 0 | 0 | 0 | 0 | 0 | 0 | 0 | 0 | 0 | 0 | 0 | 0 | 0
Transportation Pollutant Emissions Disaggregated[HDVs,BC,passenger,natural gas tf] | Transportation Pollutant Emissions Disaggregated | HDVs | BC | passenger | natural gas tf | 2320070 | 2260450 | 2134120 | 2009290 | 1879840 | 1753710 | 1630340 | 1514570 | 1404290 | 1286690 | 1171140 | 1060600 | 956195 | 856331 | 761655 | 671143 | 592168 | 517542 | 447715 | 382590 | 322726 | 267938 | 218293 | 193801 | 170307 | 145333 | 119468 | 99580.3 | 82166.6 | 67295.3 | 56729.8
Transportation Pollutant Emissions Disaggregated[HDVs,BC,passenger,petroleum gasoline tf] | Transportation Pollutant Emissions Disaggregated | HDVs | BC | passenger | petroleum gasoline tf | 6242910 | 6216880 | 5947340 | 5680490 | 5415130 | 5156740 | 4901680 | 4643960 | 4398760 | 4142050 | 3881300 | 3619670 | 3359820 | 3098620 | 2836860 | 2569420 | 2325780 | 2077380 | 1819740 | 1567290 | 1311600 | 1055290 | 797754 | 744855 | 702811 | 666757 | 622598 | 573580 | 519772 | 472651 | 423615
Transportation Pollutant Emissions Disaggregated[HDVs,BC,passenger,petroleum diesel tf] | Transportation Pollutant Emissions Disaggregated | HDVs | BC | passenger | petroleum diesel tf | 3544040 | 3616120 | 3554130 | 3490120 | 3401280 | 3311530 | 3210480 | 3101250 | 2986110 | 2838170 | 2676550 | 2591560 | 2510180 | 2418540 | 2334630 | 2247040 | 2173590 | 2097970 | 2014650 | 1943450 | 1876500 | 1802350 | 1731970 | 1596330 | 1473190 | 1345560 | 1220100 | 1109500 | 997563 | 901847 | 817795
Transportation Pollutant Emissions Disaggregated[HDVs,BC,passenger,biofuel gasoline tf] | Transportation Pollutant Emissions Disaggregated | HDVs | BC | passenger | biofuel gasoline tf | 254941 | 254643 | 244381 | 234068 | 223697 | 213622 | 203646 | 193497 | 183754 | 173450 | 162886 | 151906 | 141001 | 130040 | 119054 | 107830 | 97605.7 | 87181 | 76368.7 | 65774.4 | 55043.9 | 44287.1 | 33479.3 | 31259.2 | 29494.8 | 27981.7 | 26128.5 | 24071.4 | 21813.2 | 19835.7 | 17777.8
Transportation Pollutant Emissions Disaggregated[HDVs,BC,passenger,biofuel diesel tf] | Transportation Pollutant Emissions Disaggregated | HDVs | BC | passenger | biofuel diesel tf | 868741 | 996263 | 1092580 | 1189980 | 1279830 | 1369380 | 1453820 | 1533300 | 1607860 | 1660790 | 1699120 | 1645160 | 1593500 | 1535330 | 1482060 | 1426460 | 1379830 | 1331820 | 1278930 | 1233730 | 1191230 | 1144160 | 1099480 | 1013370 | 935204 | 854181 | 774536 | 704330 | 633268 | 572506 | 519149
Transportation Pollutant Emissions Disaggregated[HDVs,BC,passenger,jet fuel tf] | Transportation Pollutant Emissions Disaggregated | HDVs | BC | passenger | jet fuel tf | 0 | 0 | 0 | 0 | 0 | 0 | 0 | 0 | 0 | 0 | 0 | 0 | 0 | 0 | 0 | 0 | 0 | 0 | 0 | 0 | 0 | 0 | 0 | 0 | 0 | 0 | 0 | 0 | 0 | 0 | 0
Transportation Pollutant Emissions Disaggregated[HDVs,BC,passenger,heavy or residual fuel oil tf] | Transportation Pollutant Emissions Disaggregated | HDVs | BC | passenger | heavy or residual fuel oil tf | 0 | 0 | 0 | 0 | 0 | 0 | 0 | 0 | 0 | 0 | 0 | 0 | 0 | 0 | 0 | 0 | 0 | 0 | 0 | 0 | 0 | 0 | 0 | 0 | 0 | 0 | 0 | 0 | 0 | 0 | 0
Transportation Pollutant Emissions Disaggregated[HDVs,BC,passenger,LPG propane or butane tf] | Transportation Pollutant Emissions Disaggregated | HDVs | BC | passenger | LPG propane or butane tf | 0 | 0 | 0 | 0 | 0 | 0 | 0 | 0 | 0 | 0 | 0 | 0 | 0 | 0 | 0 | 0 | 0 | 0 | 0 | 0 | 0 | 0 | 0 | 0 | 0 | 0 | 0 | 0 | 0 | 0 | 0
Transportation Pollutant Emissions Disaggregated[HDVs,BC,passenger,hydrogen tf] | Transportation Pollutant Emissions Disaggregated | HDVs | BC | passenger | hydrogen tf | 0 | 0 | 0 | 0 | 0 | 0 | 0 | 0 | 0 | 0 | 0 | 0 | 0 | 0 | 0 | 0 | 0 | 0 | 0 | 0 | 0 | 0 | 0 | 0 | 0 | 0 | 0 | 0 | 0 | 0 | 0
Transportation Pollutant Emissions Disaggregated[HDVs,BC,freight,electricity tf] | Transportation Pollutant Emissions Disaggregated | HDVs | BC | freight | electricity tf | 0 | 0 | 0 | 0 | 0 | 0 | 0 | 0 | 0 | 0 | 0 | 0 | 0 | 0 | 0 | 0 | 0 | 0 | 0 | 0 | 0 | 0 | 0 | 0 | 0 | 0 | 0 | 0 | 0 | 0 | 0
Transportation Pollutant Emissions Disaggregated[HDVs,BC,freight,natural gas tf] | Transportation Pollutant Emissions Disaggregated | HDVs | BC | freight | natural gas tf | 411618 | 390537 | 371896 | 352210 | 331349 | 310057 | 288992 | 268220 | 247814 | 228448 | 209562 | 193580 | 178687 | 164629 | 152038 | 140912 | 131784 | 124028 | 117591 | 112949 | 109482 | 107142 | 105882 | 105662 | 106453 | 122573 | 139992 | 156302 | 175479 | 197102 | 220586
Transportation Pollutant Emissions Disaggregated[HDVs,BC,freight,petroleum gasoline tf] | Transportation Pollutant Emissions Disaggregated | HDVs | BC | freight | petroleum gasoline tf | 0 | 0 | 0 | 0 | 0 | 0 | 0 | 0 | 0 | 0 | 0 | 0 | 0 | 0 | 0 | 0 | 0 | 0 | 0 | 0 | 0 | 0 | 0 | 0 | 0 | 0 | 0 | 0 | 0 | 0 | 0
Transportation Pollutant Emissions Disaggregated[HDVs,BC,freight,petroleum diesel tf] | Transportation Pollutant Emissions Disaggregated | HDVs | BC | freight | petroleum diesel tf | 14188600 | 14057200 | 13918100 | 13774000 | 13559900 | 13334000 | 13091100 | 12797000 | 12478500 | 12131300 | 11755800 | 11830600 | 11876700 | 11912100 | 11938200 | 11955300 | 11955000 | 11910800 | 11860300 | 11807400 | 11773200 | 11734500 | 11723500 | 11670900 | 11621400 | 11590000 | 11624200 | 11664900 | 11708300 | 11814800 | 11936500
Transportation Pollutant Emissions Disaggregated[HDVs,BC,freight,biofuel gasoline tf] | Transportation Pollutant Emissions Disaggregated | HDVs | BC | freight | biofuel gasoline tf | 0 | 0 | 0 | 0 | 0 | 0 | 0 | 0 | 0 | 0 | 0 | 0 | 0 | 0 | 0 | 0 | 0 | 0 | 0 | 0 | 0 | 0 | 0 | 0 | 0 | 0 | 0 | 0 | 0 | 0 | 0
Transportation Pollutant Emissions Disaggregated[HDVs,BC,freight,biofuel diesel tf] | Transportation Pollutant Emissions Disaggregated | HDVs | BC | freight | biofuel diesel tf | 3478020 | 3872840 | 4278580 | 4696360 | 5102290 | 5513850 | 5928100 | 6327000 | 6719010 | 7098770 | 7462740 | 7510240 | 7539510 | 7561960 | 7578570 | 7589440 | 7589210 | 7561170 | 7529130 | 7495500 | 7473800 | 7449260 | 7442280 | 7408870 | 7377450 | 7357490 | 7379220 | 7405070 | 7432640 | 7500230 | 7577480
Transportation Pollutant Emissions Disaggregated[HDVs,BC,freight,jet fuel tf] | Transportation Pollutant Emissions Disaggregated | HDVs | BC | freight | jet fuel tf | 0 | 0 | 0 | 0 | 0 | 0 | 0 | 0 | 0 | 0 | 0 | 0 | 0 | 0 | 0 | 0 | 0 | 0 | 0 | 0 | 0 | 0 | 0 | 0 | 0 | 0 | 0 | 0 | 0 | 0 | 0
Transportation Pollutant Emissions Disaggregated[HDVs,BC,freight,heavy or residual fuel oil tf] | Transportation Pollutant Emissions Disaggregated | HDVs | BC | freight | heavy or residual fuel oil tf | 0 | 0 | 0 | 0 | 0 | 0 | 0 | 0 | 0 | 0 | 0 | 0 | 0 | 0 | 0 | 0 | 0 | 0 | 0 | 0 | 0 | 0 | 0 | 0 | 0 | 0 | 0 | 0 | 0 | 0 | 0
Transportation Pollutant Emissions Disaggregated[HDVs,BC,freight,LPG propane or butane tf] | Transportation Pollutant Emissions Disaggregated | HDVs | BC | freight | LPG propane or butane tf | 0 | 0 | 0 | 0 | 0 | 0 | 0 | 0 | 0 | 0 | 0 | 0 | 0 | 0 | 0 | 0 | 0 | 0 | 0 | 0 | 0 | 0 | 0 | 0 | 0 | 0 | 0 | 0 | 0 | 0 | 0
Transportation Pollutant Emissions Disaggregated[HDVs,BC,freight,hydrogen tf] | Transportation Pollutant Emissions Disaggregated | HDVs | BC | freight | hydrogen tf | 0 | 0 | 0 | 0 | 0 | 0 | 0 | 0 | 0 | 0 | 0 | 0 | 0 | 0 | 0 | 0 | 0 | 0 | 0 | 0 | 0 | 0 | 0 | 0 | 0 | 0 | 0 | 0 | 0 | 0 | 0
Transportation Pollutant Emissions Disaggregated[HDVs,OC,passenger,electricity tf] | Transportation Pollutant Emissions Disaggregated | HDVs | OC | passenger | electricity tf | 0 | 0 | 0 | 0 | 0 | 0 | 0 | 0 | 0 | 0 | 0 | 0 | 0 | 0 | 0 | 0 | 0 | 0 | 0 | 0 | 0 | 0 | 0 | 0 | 0 | 0 | 0 | 0 | 0 | 0 | 0
Transportation Pollutant Emissions Disaggregated[HDVs,OC,passenger,natural gas tf] | Transportation Pollutant Emissions Disaggregated | HDVs | OC | passenger | natural gas tf | 4218310 | 4109900 | 3880220 | 3653260 | 3417890 | 3188560 | 2964260 | 2753770 | 2553260 | 2339440 | 2129350 | 1928370 | 1738540 | 1556970 | 1384830 | 1220260 | 1076670 | 940986 | 814027 | 695618 | 586774 | 487161 | 396897 | 352365 | 309650 | 264241 | 217215 | 181055 | 149394 | 122355 | 103145
Transportation Pollutant Emissions Disaggregated[HDVs,OC,passenger,petroleum gasoline tf] | Transportation Pollutant Emissions Disaggregated | HDVs | OC | passenger | petroleum gasoline tf | 11821700 | 11772400 | 11262000 | 10756700 | 10254200 | 9764900 | 9281900 | 8793880 | 8329560 | 7843460 | 7349700 | 6854260 | 6362220 | 5867610 | 5371920 | 4865500 | 4404140 | 3933750 | 3445890 | 2967860 | 2483670 | 1998310 | 1510640 | 1410470 | 1330860 | 1262580 | 1178960 | 1086140 | 984249 | 895019 | 802165
Transportation Pollutant Emissions Disaggregated[HDVs,OC,passenger,petroleum diesel tf] | Transportation Pollutant Emissions Disaggregated | HDVs | OC | passenger | petroleum diesel tf | 6434320 | 6565180 | 6452640 | 6336430 | 6175140 | 6012200 | 5828730 | 5630430 | 5421380 | 5152800 | 4859370 | 4705070 | 4557320 | 4390950 | 4238600 | 4079580 | 3946230 | 3808930 | 3657670 | 3528410 | 3406850 | 3272230 | 3144460 | 2898180 | 2674630 | 2442910 | 2215130 | 2014340 | 1811110 | 1637330 | 1484730
Transportation Pollutant Emissions Disaggregated[HDVs,OC,passenger,biofuel gasoline tf] | Transportation Pollutant Emissions Disaggregated | HDVs | OC | passenger | biofuel gasoline tf | 462480 | 461941 | 443325 | 424616 | 405801 | 387525 | 369427 | 351017 | 333343 | 314651 | 295487 | 275568 | 255786 | 235901 | 215972 | 195612 | 177064 | 158152 | 138538 | 119319 | 99853.5 | 80339.9 | 60733.7 | 56706.5 | 53505.6 | 50760.8 | 47398.9 | 43667.2 | 39570.7 | 35983.3 | 32250.2
Transportation Pollutant Emissions Disaggregated[HDVs,OC,passenger,biofuel diesel tf] | Transportation Pollutant Emissions Disaggregated | HDVs | OC | passenger | biofuel diesel tf | 1580690 | 1812710 | 1987950 | 2165190 | 2328660 | 2491600 | 2645240 | 2789850 | 2925520 | 3021830 | 3091560 | 2993390 | 2899400 | 2793550 | 2696620 | 2595450 | 2510610 | 2423270 | 2327030 | 2244800 | 2167460 | 2081810 | 2000520 | 1843840 | 1701620 | 1554190 | 1409280 | 1281540 | 1152240 | 1041680 | 944597
Transportation Pollutant Emissions Disaggregated[HDVs,OC,passenger,jet fuel tf] | Transportation Pollutant Emissions Disaggregated | HDVs | OC | passenger | jet fuel tf | 0 | 0 | 0 | 0 | 0 | 0 | 0 | 0 | 0 | 0 | 0 | 0 | 0 | 0 | 0 | 0 | 0 | 0 | 0 | 0 | 0 | 0 | 0 | 0 | 0 | 0 | 0 | 0 | 0 | 0 | 0
Transportation Pollutant Emissions Disaggregated[HDVs,OC,passenger,heavy or residual fuel oil tf] | Transportation Pollutant Emissions Disaggregated | HDVs | OC | passenger | heavy or residual fuel oil tf | 0 | 0 | 0 | 0 | 0 | 0 | 0 | 0 | 0 | 0 | 0 | 0 | 0 | 0 | 0 | 0 | 0 | 0 | 0 | 0 | 0 | 0 | 0 | 0 | 0 | 0 | 0 | 0 | 0 | 0 | 0
Transportation Pollutant Emissions Disaggregated[HDVs,OC,passenger,LPG propane or butane tf] | Transportation Pollutant Emissions Disaggregated | HDVs | OC | passenger | LPG propane or butane tf | 0 | 0 | 0 | 0 | 0 | 0 | 0 | 0 | 0 | 0 | 0 | 0 | 0 | 0 | 0 | 0 | 0 | 0 | 0 | 0 | 0 | 0 | 0 | 0 | 0 | 0 | 0 | 0 | 0 | 0 | 0
Transportation Pollutant Emissions Disaggregated[HDVs,OC,passenger,hydrogen tf] | Transportation Pollutant Emissions Disaggregated | HDVs | OC | passenger | hydrogen tf | 0 | 0 | 0 | 0 | 0 | 0 | 0 | 0 | 0 | 0 | 0 | 0 | 0 | 0 | 0 | 0 | 0 | 0 | 0 | 0 | 0 | 0 | 0 | 0 | 0 | 0 | 0 | 0 | 0 | 0 | 0
Transportation Pollutant Emissions Disaggregated[HDVs,OC,freight,electricity tf] | Transportation Pollutant Emissions Disaggregated | HDVs | OC | freight | electricity tf | 0 | 0 | 0 | 0 | 0 | 0 | 0 | 0 | 0 | 0 | 0 | 0 | 0 | 0 | 0 | 0 | 0 | 0 | 0 | 0 | 0 | 0 | 0 | 0 | 0 | 0 | 0 | 0 | 0 | 0 | 0
Transportation Pollutant Emissions Disaggregated[HDVs,OC,freight,natural gas tf] | Transportation Pollutant Emissions Disaggregated | HDVs | OC | freight | natural gas tf | 748396 | 710067 | 676175 | 640381 | 602452 | 563741 | 525440 | 487673 | 450572 | 415360 | 381021 | 351963 | 324886 | 299325 | 276432 | 256203 | 239608 | 225506 | 213803 | 205362 | 199059 | 194804 | 192512 | 192112 | 193550 | 222860 | 254531 | 284186 | 319053 | 358368 | 401065
Transportation Pollutant Emissions Disaggregated[HDVs,OC,freight,petroleum gasoline tf] | Transportation Pollutant Emissions Disaggregated | HDVs | OC | freight | petroleum gasoline tf | 0 | 0 | 0 | 0 | 0 | 0 | 0 | 0 | 0 | 0 | 0 | 0 | 0 | 0 | 0 | 0 | 0 | 0 | 0 | 0 | 0 | 0 | 0 | 0 | 0 | 0 | 0 | 0 | 0 | 0 | 0
Transportation Pollutant Emissions Disaggregated[HDVs,OC,freight,petroleum diesel tf] | Transportation Pollutant Emissions Disaggregated | HDVs | OC | freight | petroleum diesel tf | 25759900 | 25521300 | 25268800 | 25007200 | 24618400 | 24208400 | 23767300 | 23233400 | 22655200 | 22024700 | 21343000 | 21478800 | 21562600 | 21626800 | 21674300 | 21705300 | 21704700 | 21624500 | 21532900 | 21436700 | 21374600 | 21304400 | 21284500 | 21188900 | 21099100 | 21042000 | 21104100 | 21178000 | 21256900 | 21450200 | 21671200
Transportation Pollutant Emissions Disaggregated[HDVs,OC,freight,biofuel gasoline tf] | Transportation Pollutant Emissions Disaggregated | HDVs | OC | freight | biofuel gasoline tf | 0 | 0 | 0 | 0 | 0 | 0 | 0 | 0 | 0 | 0 | 0 | 0 | 0 | 0 | 0 | 0 | 0 | 0 | 0 | 0 | 0 | 0 | 0 | 0 | 0 | 0 | 0 | 0 | 0 | 0 | 0
Transportation Pollutant Emissions Disaggregated[HDVs,OC,freight,biofuel diesel tf] | Transportation Pollutant Emissions Disaggregated | HDVs | OC | freight | biofuel diesel tf | 6328290 | 7046680 | 7784920 | 8545090 | 9283680 | 10032500 | 10786300 | 11512100 | 12225300 | 12916300 | 13578600 | 13665000 | 13718200 | 13759100 | 13789300 | 13809100 | 13808700 | 13757600 | 13699300 | 13638100 | 13598700 | 13554000 | 13541300 | 13480500 | 13423400 | 13387000 | 13426600 | 13473600 | 13523800 | 13646800 | 13787300
Transportation Pollutant Emissions Disaggregated[HDVs,OC,freight,jet fuel tf] | Transportation Pollutant Emissions Disaggregated | HDVs | OC | freight | jet fuel tf | 0 | 0 | 0 | 0 | 0 | 0 | 0 | 0 | 0 | 0 | 0 | 0 | 0 | 0 | 0 | 0 | 0 | 0 | 0 | 0 | 0 | 0 | 0 | 0 | 0 | 0 | 0 | 0 | 0 | 0 | 0
Transportation Pollutant Emissions Disaggregated[HDVs,OC,freight,heavy or residual fuel oil tf] | Transportation Pollutant Emissions Disaggregated | HDVs | OC | freight | heavy or residual fuel oil tf | 0 | 0 | 0 | 0 | 0 | 0 | 0 | 0 | 0 | 0 | 0 | 0 | 0 | 0 | 0 | 0 | 0 | 0 | 0 | 0 | 0 | 0 | 0 | 0 | 0 | 0 | 0 | 0 | 0 | 0 | 0
Transportation Pollutant Emissions Disaggregated[HDVs,OC,freight,LPG propane or butane tf] | Transportation Pollutant Emissions Disaggregated | HDVs | OC | freight | LPG propane or butane tf | 0 | 0 | 0 | 0 | 0 | 0 | 0 | 0 | 0 | 0 | 0 | 0 | 0 | 0 | 0 | 0 | 0 | 0 | 0 | 0 | 0 | 0 | 0 | 0 | 0 | 0 | 0 | 0 | 0 | 0 | 0
Transportation Pollutant Emissions Disaggregated[HDVs,OC,freight,hydrogen tf] | Transportation Pollutant Emissions Disaggregated | HDVs | OC | freight | hydrogen tf | 0 | 0 | 0 | 0 | 0 | 0 | 0 | 0 | 0 | 0 | 0 | 0 | 0 | 0 | 0 | 0 | 0 | 0 | 0 | 0 | 0 | 0 | 0 | 0 | 0 | 0 | 0 | 0 | 0 | 0 | 0
Transportation Pollutant Emissions Disaggregated[HDVs,CH4,passenger,electricity tf] | Transportation Pollutant Emissions Disaggregated | HDVs | CH4 | passenger | electricity tf | 0 | 0 | 0 | 0 | 0 | 0 | 0 | 0 | 0 | 0 | 0 | 0 | 0 | 0 | 0 | 0 | 0 | 0 | 0 | 0 | 0 | 0 | 0 | 0 | 0 | 0 | 0 | 0 | 0 | 0 | 0
Transportation Pollutant Emissions Disaggregated[HDVs,CH4,passenger,natural gas tf] | Transportation Pollutant Emissions Disaggregated | HDVs | CH4 | passenger | natural gas tf | 10545800 | 10274800 | 9700560 | 9133140 | 8544730 | 7971410 | 7410650 | 6884420 | 6383140 | 5848600 | 5323390 | 4820920 | 4346340 | 3892420 | 3462070 | 3050650 | 2691670 | 2352470 | 2035070 | 1739050 | 1466940 | 1217900 | 992242 | 880913 | 774124 | 660603 | 543037 | 452638 | 373485 | 305888 | 257863
Transportation Pollutant Emissions Disaggregated[HDVs,CH4,passenger,petroleum gasoline tf] | Transportation Pollutant Emissions Disaggregated | HDVs | CH4 | passenger | petroleum gasoline tf | 49810400 | 49602700 | 47452200 | 45323000 | 43205800 | 41144200 | 39109100 | 37052900 | 35096500 | 33048300 | 30967800 | 28880300 | 26807100 | 24723100 | 22634500 | 20500700 | 18556800 | 16574800 | 14519200 | 12505000 | 10464900 | 8419840 | 6365060 | 5942990 | 5607540 | 5319870 | 4967540 | 4576440 | 4147120 | 3771150 | 3379910
Transportation Pollutant Emissions Disaggregated[HDVs,CH4,passenger,petroleum diesel tf] | Transportation Pollutant Emissions Disaggregated | HDVs | CH4 | passenger | petroleum diesel tf | 51612200 | 52661900 | 51759200 | 50826900 | 49533200 | 48226200 | 46754500 | 45163800 | 43487000 | 41332600 | 38978900 | 37741200 | 36556100 | 35221500 | 33999400 | 32723900 | 31654200 | 30552900 | 29339600 | 28302700 | 27327700 | 26247800 | 25222900 | 23247500 | 21454200 | 19595500 | 17768400 | 16157800 | 14527600 | 13133700 | 11909600
Transportation Pollutant Emissions Disaggregated[HDVs,CH4,passenger,biofuel gasoline tf] | Transportation Pollutant Emissions Disaggregated | HDVs | CH4 | passenger | biofuel gasoline tf | 0 | 0 | 0 | 0 | 0 | 0 | 0 | 0 | 0 | 0 | 0 | 0 | 0 | 0 | 0 | 0 | 0 | 0 | 0 | 0 | 0 | 0 | 0 | 0 | 0 | 0 | 0 | 0 | 0 | 0 | 0
Transportation Pollutant Emissions Disaggregated[HDVs,CH4,passenger,biofuel diesel tf] | Transportation Pollutant Emissions Disaggregated | HDVs | CH4 | passenger | biofuel diesel tf | 0 | 0 | 0 | 0 | 0 | 0 | 0 | 0 | 0 | 0 | 0 | 0 | 0 | 0 | 0 | 0 | 0 | 0 | 0 | 0 | 0 | 0 | 0 | 0 | 0 | 0 | 0 | 0 | 0 | 0 | 0
Transportation Pollutant Emissions Disaggregated[HDVs,CH4,passenger,jet fuel tf] | Transportation Pollutant Emissions Disaggregated | HDVs | CH4 | passenger | jet fuel tf | 0 | 0 | 0 | 0 | 0 | 0 | 0 | 0 | 0 | 0 | 0 | 0 | 0 | 0 | 0 | 0 | 0 | 0 | 0 | 0 | 0 | 0 | 0 | 0 | 0 | 0 | 0 | 0 | 0 | 0 | 0
Transportation Pollutant Emissions Disaggregated[HDVs,CH4,passenger,heavy or residual fuel oil tf] | Transportation Pollutant Emissions Disaggregated | HDVs | CH4 | passenger | heavy or residual fuel oil tf | 0 | 0 | 0 | 0 | 0 | 0 | 0 | 0 | 0 | 0 | 0 | 0 | 0 | 0 | 0 | 0 | 0 | 0 | 0 | 0 | 0 | 0 | 0 | 0 | 0 | 0 | 0 | 0 | 0 | 0 | 0
Transportation Pollutant Emissions Disaggregated[HDVs,CH4,passenger,LPG propane or butane tf] | Transportation Pollutant Emissions Disaggregated | HDVs | CH4 | passenger | LPG propane or butane tf | 0 | 0 | 0 | 0 | 0 | 0 | 0 | 0 | 0 | 0 | 0 | 0 | 0 | 0 | 0 | 0 | 0 | 0 | 0 | 0 | 0 | 0 | 0 | 0 | 0 | 0 | 0 | 0 | 0 | 0 | 0
Transportation Pollutant Emissions Disaggregated[HDVs,CH4,passenger,hydrogen tf] | Transportation Pollutant Emissions Disaggregated | HDVs | CH4 | passenger | hydrogen tf | 0 | 0 | 0 | 0 | 0 | 0 | 0 | 0 | 0 | 0 | 0 | 0 | 0 | 0 | 0 | 0 | 0 | 0 | 0 | 0 | 0 | 0 | 0 | 0 | 0 | 0 | 0 | 0 | 0 | 0 | 0
Transportation Pollutant Emissions Disaggregated[HDVs,CH4,freight,electricity tf] | Transportation Pollutant Emissions Disaggregated | HDVs | CH4 | freight | electricity tf | 0 | 0 | 0 | 0 | 0 | 0 | 0 | 0 | 0 | 0 | 0 | 0 | 0 | 0 | 0 | 0 | 0 | 0 | 0 | 0 | 0 | 0 | 0 | 0 | 0 | 0 | 0 | 0 | 0 | 0 | 0
Transportation Pollutant Emissions Disaggregated[HDVs,CH4,freight,natural gas tf] | Transportation Pollutant Emissions Disaggregated | HDVs | CH4 | freight | natural gas tf | 1870990 | 1775170 | 1690440 | 1600950 | 1506130 | 1409350 | 1313600 | 1219180 | 1126430 | 1038400 | 952554 | 879908 | 812214 | 748312 | 691080 | 640507 | 599019 | 563765 | 534506 | 513405 | 497647 | 487011 | 481280 | 480281 | 483875 | 557150 | 636328 | 710465 | 797634 | 895920 | 1002660
Transportation Pollutant Emissions Disaggregated[HDVs,CH4,freight,petroleum gasoline tf] | Transportation Pollutant Emissions Disaggregated | HDVs | CH4 | freight | petroleum gasoline tf | 0 | 0 | 0 | 0 | 0 | 0 | 0 | 0 | 0 | 0 | 0 | 0 | 0 | 0 | 0 | 0 | 0 | 0 | 0 | 0 | 0 | 0 | 0 | 0 | 0 | 0 | 0 | 0 | 0 | 0 | 0
Transportation Pollutant Emissions Disaggregated[HDVs,CH4,freight,petroleum diesel tf] | Transportation Pollutant Emissions Disaggregated | HDVs | CH4 | freight | petroleum diesel tf | 206630000 | 204716000 | 202691000 | 200593000 | 197474000 | 194185000 | 190646000 | 186364000 | 181726000 | 176669000 | 171201000 | 172290000 | 172962000 | 173477000 | 173858000 | 174107000 | 174102000 | 173459000 | 172723000 | 171952000 | 171454000 | 170891000 | 170731000 | 169965000 | 169244000 | 168786000 | 169284000 | 169877000 | 170510000 | 172060000 | 173833000
Transportation Pollutant Emissions Disaggregated[HDVs,CH4,freight,biofuel gasoline tf] | Transportation Pollutant Emissions Disaggregated | HDVs | CH4 | freight | biofuel gasoline tf | 0 | 0 | 0 | 0 | 0 | 0 | 0 | 0 | 0 | 0 | 0 | 0 | 0 | 0 | 0 | 0 | 0 | 0 | 0 | 0 | 0 | 0 | 0 | 0 | 0 | 0 | 0 | 0 | 0 | 0 | 0
Transportation Pollutant Emissions Disaggregated[HDVs,CH4,freight,biofuel diesel tf] | Transportation Pollutant Emissions Disaggregated | HDVs | CH4 | freight | biofuel diesel tf | 0 | 0 | 0 | 0 | 0 | 0 | 0 | 0 | 0 | 0 | 0 | 0 | 0 | 0 | 0 | 0 | 0 | 0 | 0 | 0 | 0 | 0 | 0 | 0 | 0 | 0 | 0 | 0 | 0 | 0 | 0
Transportation Pollutant Emissions Disaggregated[HDVs,CH4,freight,jet fuel tf] | Transportation Pollutant Emissions Disaggregated | HDVs | CH4 | freight | jet fuel tf | 0 | 0 | 0 | 0 | 0 | 0 | 0 | 0 | 0 | 0 | 0 | 0 | 0 | 0 | 0 | 0 | 0 | 0 | 0 | 0 | 0 | 0 | 0 | 0 | 0 | 0 | 0 | 0 | 0 | 0 | 0
Transportation Pollutant Emissions Disaggregated[HDVs,CH4,freight,heavy or residual fuel oil tf] | Transportation Pollutant Emissions Disaggregated | HDVs | CH4 | freight | heavy or residual fuel oil tf | 0 | 0 | 0 | 0 | 0 | 0 | 0 | 0 | 0 | 0 | 0 | 0 | 0 | 0 | 0 | 0 | 0 | 0 | 0 | 0 | 0 | 0 | 0 | 0 | 0 | 0 | 0 | 0 | 0 | 0 | 0
Transportation Pollutant Emissions Disaggregated[HDVs,CH4,freight,LPG propane or butane tf] | Transportation Pollutant Emissions Disaggregated | HDVs | CH4 | freight | LPG propane or butane tf | 0 | 0 | 0 | 0 | 0 | 0 | 0 | 0 | 0 | 0 | 0 | 0 | 0 | 0 | 0 | 0 | 0 | 0 | 0 | 0 | 0 | 0 | 0 | 0 | 0 | 0 | 0 | 0 | 0 | 0 | 0
Transportation Pollutant Emissions Disaggregated[HDVs,CH4,freight,hydrogen tf] | Transportation Pollutant Emissions Disaggregated | HDVs | CH4 | freight | hydrogen tf | 0 | 0 | 0 | 0 | 0 | 0 | 0 | 0 | 0 | 0 | 0 | 0 | 0 | 0 | 0 | 0 | 0 | 0 | 0 | 0 | 0 | 0 | 0 | 0 | 0 | 0 | 0 | 0 | 0 | 0 | 0
Transportation Pollutant Emissions Disaggregated[HDVs,N2O,passenger,electricity tf] | Transportation Pollutant Emissions Disaggregated | HDVs | N2O | passenger | electricity tf | 0 | 0 | 0 | 0 | 0 | 0 | 0 | 0 | 0 | 0 | 0 | 0 | 0 | 0 | 0 | 0 | 0 | 0 | 0 | 0 | 0 | 0 | 0 | 0 | 0 | 0 | 0 | 0 | 0 | 0 | 0
Transportation Pollutant Emissions Disaggregated[HDVs,N2O,passenger,natural gas tf] | Transportation Pollutant Emissions Disaggregated | HDVs | N2O | passenger | natural gas tf | 1054580 | 1027480 | 970056 | 913314 | 854473 | 797141 | 741065 | 688442 | 638314 | 584860 | 532339 | 482092 | 434634 | 389242 | 346207 | 305065 | 269167 | 235247 | 203507 | 173905 | 146694 | 121790 | 99224.2 | 88091.3 | 77412.4 | 66060.3 | 54303.7 | 45263.8 | 37348.5 | 30588.8 | 25786.3
Transportation Pollutant Emissions Disaggregated[HDVs,N2O,passenger,petroleum gasoline tf] | Transportation Pollutant Emissions Disaggregated | HDVs | N2O | passenger | petroleum gasoline tf | 9962090 | 9920550 | 9490440 | 9064610 | 8641160 | 8228840 | 7821830 | 7410580 | 7019290 | 6609660 | 6193560 | 5776060 | 5361420 | 4944610 | 4526900 | 4100140 | 3711350 | 3314960 | 2903840 | 2501000 | 2092980 | 1683970 | 1273010 | 1188600 | 1121510 | 1063970 | 993507 | 915288 | 829423 | 754230 | 675981
Transportation Pollutant Emissions Disaggregated[HDVs,N2O,passenger,petroleum diesel tf] | Transportation Pollutant Emissions Disaggregated | HDVs | N2O | passenger | petroleum diesel tf | 10322400 | 10532400 | 10351800 | 10165400 | 9906640 | 9645240 | 9350900 | 9032770 | 8697400 | 8266520 | 7795780 | 7548230 | 7311210 | 7044310 | 6799890 | 6544780 | 6330840 | 6110590 | 5867910 | 5660550 | 5465530 | 5249570 | 5044580 | 4649490 | 4290850 | 3919100 | 3553680 | 3231570 | 2905520 | 2626740 | 2381930
Transportation Pollutant Emissions Disaggregated[HDVs,N2O,passenger,biofuel gasoline tf] | Transportation Pollutant Emissions Disaggregated | HDVs | N2O | passenger | biofuel gasoline tf | 0 | 0 | 0 | 0 | 0 | 0 | 0 | 0 | 0 | 0 | 0 | 0 | 0 | 0 | 0 | 0 | 0 | 0 | 0 | 0 | 0 | 0 | 0 | 0 | 0 | 0 | 0 | 0 | 0 | 0 | 0
Transportation Pollutant Emissions Disaggregated[HDVs,N2O,passenger,biofuel diesel tf] | Transportation Pollutant Emissions Disaggregated | HDVs | N2O | passenger | biofuel diesel tf | 0 | 0 | 0 | 0 | 0 | 0 | 0 | 0 | 0 | 0 | 0 | 0 | 0 | 0 | 0 | 0 | 0 | 0 | 0 | 0 | 0 | 0 | 0 | 0 | 0 | 0 | 0 | 0 | 0 | 0 | 0
Transportation Pollutant Emissions Disaggregated[HDVs,N2O,passenger,jet fuel tf] | Transportation Pollutant Emissions Disaggregated | HDVs | N2O | passenger | jet fuel tf | 0 | 0 | 0 | 0 | 0 | 0 | 0 | 0 | 0 | 0 | 0 | 0 | 0 | 0 | 0 | 0 | 0 | 0 | 0 | 0 | 0 | 0 | 0 | 0 | 0 | 0 | 0 | 0 | 0 | 0 | 0
Transportation Pollutant Emissions Disaggregated[HDVs,N2O,passenger,heavy or residual fuel oil tf] | Transportation Pollutant Emissions Disaggregated | HDVs | N2O | passenger | heavy or residual fuel oil tf | 0 | 0 | 0 | 0 | 0 | 0 | 0 | 0 | 0 | 0 | 0 | 0 | 0 | 0 | 0 | 0 | 0 | 0 | 0 | 0 | 0 | 0 | 0 | 0 | 0 | 0 | 0 | 0 | 0 | 0 | 0
Transportation Pollutant Emissions Disaggregated[HDVs,N2O,passenger,LPG propane or butane tf] | Transportation Pollutant Emissions Disaggregated | HDVs | N2O | passenger | LPG propane or butane tf | 0 | 0 | 0 | 0 | 0 | 0 | 0 | 0 | 0 | 0 | 0 | 0 | 0 | 0 | 0 | 0 | 0 | 0 | 0 | 0 | 0 | 0 | 0 | 0 | 0 | 0 | 0 | 0 | 0 | 0 | 0
Transportation Pollutant Emissions Disaggregated[HDVs,N2O,passenger,hydrogen tf] | Transportation Pollutant Emissions Disaggregated | HDVs | N2O | passenger | hydrogen tf | 0 | 0 | 0 | 0 | 0 | 0 | 0 | 0 | 0 | 0 | 0 | 0 | 0 | 0 | 0 | 0 | 0 | 0 | 0 | 0 | 0 | 0 | 0 | 0 | 0 | 0 | 0 | 0 | 0 | 0 | 0
Transportation Pollutant Emissions Disaggregated[HDVs,N2O,freight,electricity tf] | Transportation Pollutant Emissions Disaggregated | HDVs | N2O | freight | electricity tf | 0 | 0 | 0 | 0 | 0 | 0 | 0 | 0 | 0 | 0 | 0 | 0 | 0 | 0 | 0 | 0 | 0 | 0 | 0 | 0 | 0 | 0 | 0 | 0 | 0 | 0 | 0 | 0 | 0 | 0 | 0
Transportation Pollutant Emissions Disaggregated[HDVs,N2O,freight,natural gas tf] | Transportation Pollutant Emissions Disaggregated | HDVs | N2O | freight | natural gas tf | 187099 | 177517 | 169044 | 160095 | 150613 | 140935 | 131360 | 121918 | 112643 | 103840 | 95255.4 | 87990.8 | 81221.4 | 74831.2 | 69108 | 64050.7 | 59901.9 | 56376.5 | 53450.6 | 51340.5 | 49764.7 | 48701.1 | 48128 | 48028.1 | 48387.5 | 55715 | 63632.8 | 71046.5 | 79763.4 | 89592 | 100266
Transportation Pollutant Emissions Disaggregated[HDVs,N2O,freight,petroleum gasoline tf] | Transportation Pollutant Emissions Disaggregated | HDVs | N2O | freight | petroleum gasoline tf | 0 | 0 | 0 | 0 | 0 | 0 | 0 | 0 | 0 | 0 | 0 | 0 | 0 | 0 | 0 | 0 | 0 | 0 | 0 | 0 | 0 | 0 | 0 | 0 | 0 | 0 | 0 | 0 | 0 | 0 | 0
Transportation Pollutant Emissions Disaggregated[HDVs,N2O,freight,petroleum diesel tf] | Transportation Pollutant Emissions Disaggregated | HDVs | N2O | freight | petroleum diesel tf | 41326000 | 40943200 | 40538200 | 40118500 | 39494800 | 38836900 | 38129300 | 37272900 | 36345200 | 35333800 | 34240100 | 34458000 | 34592300 | 34695300 | 34771500 | 34821400 | 34820300 | 34691700 | 34544700 | 34390400 | 34290900 | 34178200 | 34146200 | 33992900 | 33848800 | 33757200 | 33856900 | 33975500 | 34102000 | 34412100 | 34766600
Transportation Pollutant Emissions Disaggregated[HDVs,N2O,freight,biofuel gasoline tf] | Transportation Pollutant Emissions Disaggregated | HDVs | N2O | freight | biofuel gasoline tf | 0 | 0 | 0 | 0 | 0 | 0 | 0 | 0 | 0 | 0 | 0 | 0 | 0 | 0 | 0 | 0 | 0 | 0 | 0 | 0 | 0 | 0 | 0 | 0 | 0 | 0 | 0 | 0 | 0 | 0 | 0
Transportation Pollutant Emissions Disaggregated[HDVs,N2O,freight,biofuel diesel tf] | Transportation Pollutant Emissions Disaggregated | HDVs | N2O | freight | biofuel diesel tf | 0 | 0 | 0 | 0 | 0 | 0 | 0 | 0 | 0 | 0 | 0 | 0 | 0 | 0 | 0 | 0 | 0 | 0 | 0 | 0 | 0 | 0 | 0 | 0 | 0 | 0 | 0 | 0 | 0 | 0 | 0
Transportation Pollutant Emissions Disaggregated[HDVs,N2O,freight,jet fuel tf] | Transportation Pollutant Emissions Disaggregated | HDVs | N2O | freight | jet fuel tf | 0 | 0 | 0 | 0 | 0 | 0 | 0 | 0 | 0 | 0 | 0 | 0 | 0 | 0 | 0 | 0 | 0 | 0 | 0 | 0 | 0 | 0 | 0 | 0 | 0 | 0 | 0 | 0 | 0 | 0 | 0
Transportation Pollutant Emissions Disaggregated[HDVs,N2O,freight,heavy or residual fuel oil tf] | Transportation Pollutant Emissions Disaggregated | HDVs | N2O | freight | heavy or residual fuel oil tf | 0 | 0 | 0 | 0 | 0 | 0 | 0 | 0 | 0 | 0 | 0 | 0 | 0 | 0 | 0 | 0 | 0 | 0 | 0 | 0 | 0 | 0 | 0 | 0 | 0 | 0 | 0 | 0 | 0 | 0 | 0
Transportation Pollutant Emissions Disaggregated[HDVs,N2O,freight,LPG propane or butane tf] | Transportation Pollutant Emissions Disaggregated | HDVs | N2O | freight | LPG propane or butane tf | 0 | 0 | 0 | 0 | 0 | 0 | 0 | 0 | 0 | 0 | 0 | 0 | 0 | 0 | 0 | 0 | 0 | 0 | 0 | 0 | 0 | 0 | 0 | 0 | 0 | 0 | 0 | 0 | 0 | 0 | 0
Transportation Pollutant Emissions Disaggregated[HDVs,N2O,freight,hydrogen tf] | Transportation Pollutant Emissions Disaggregated | HDVs | N2O | freight | hydrogen tf | 0 | 0 | 0 | 0 | 0 | 0 | 0 | 0 | 0 | 0 | 0 | 0 | 0 | 0 | 0 | 0 | 0 | 0 | 0 | 0 | 0 | 0 | 0 | 0 | 0 | 0 | 0 | 0 | 0 | 0 | 0
Transportation Pollutant Emissions Disaggregated[HDVs,F gases,passenger,electricity tf] | Transportation Pollutant Emissions Disaggregated | HDVs | F gases | passenger | electricity tf | 0 | 0 | 0 | 0 | 0 | 0 | 0 | 0 | 0 | 0 | 0 | 0 | 0 | 0 | 0 | 0 | 0 | 0 | 0 | 0 | 0 | 0 | 0 | 0 | 0 | 0 | 0 | 0 | 0 | 0 | 0
Transportation Pollutant Emissions Disaggregated[HDVs,F gases,passenger,natural gas tf] | Transportation Pollutant Emissions Disaggregated | HDVs | F gases | passenger | natural gas tf | 0 | 0 | 0 | 0 | 0 | 0 | 0 | 0 | 0 | 0 | 0 | 0 | 0 | 0 | 0 | 0 | 0 | 0 | 0 | 0 | 0 | 0 | 0 | 0 | 0 | 0 | 0 | 0 | 0 | 0 | 0
Transportation Pollutant Emissions Disaggregated[HDVs,F gases,passenger,petroleum gasoline tf] | Transportation Pollutant Emissions Disaggregated | HDVs | F gases | passenger | petroleum gasoline tf | 0 | 0 | 0 | 0 | 0 | 0 | 0 | 0 | 0 | 0 | 0 | 0 | 0 | 0 | 0 | 0 | 0 | 0 | 0 | 0 | 0 | 0 | 0 | 0 | 0 | 0 | 0 | 0 | 0 | 0 | 0
Transportation Pollutant Emissions Disaggregated[HDVs,F gases,passenger,petroleum diesel tf] | Transportation Pollutant Emissions Disaggregated | HDVs | F gases | passenger | petroleum diesel tf | 0 | 0 | 0 | 0 | 0 | 0 | 0 | 0 | 0 | 0 | 0 | 0 | 0 | 0 | 0 | 0 | 0 | 0 | 0 | 0 | 0 | 0 | 0 | 0 | 0 | 0 | 0 | 0 | 0 | 0 | 0
Transportation Pollutant Emissions Disaggregated[HDVs,F gases,passenger,biofuel gasoline tf] | Transportation Pollutant Emissions Disaggregated | HDVs | F gases | passenger | biofuel gasoline tf | 0 | 0 | 0 | 0 | 0 | 0 | 0 | 0 | 0 | 0 | 0 | 0 | 0 | 0 | 0 | 0 | 0 | 0 | 0 | 0 | 0 | 0 | 0 | 0 | 0 | 0 | 0 | 0 | 0 | 0 | 0
Transportation Pollutant Emissions Disaggregated[HDVs,F gases,passenger,biofuel diesel tf] | Transportation Pollutant Emissions Disaggregated | HDVs | F gases | passenger | biofuel diesel tf | 0 | 0 | 0 | 0 | 0 | 0 | 0 | 0 | 0 | 0 | 0 | 0 | 0 | 0 | 0 | 0 | 0 | 0 | 0 | 0 | 0 | 0 | 0 | 0 | 0 | 0 | 0 | 0 | 0 | 0 | 0
Transportation Pollutant Emissions Disaggregated[HDVs,F gases,passenger,jet fuel tf] | Transportation Pollutant Emissions Disaggregated | HDVs | F gases | passenger | jet fuel tf | 0 | 0 | 0 | 0 | 0 | 0 | 0 | 0 | 0 | 0 | 0 | 0 | 0 | 0 | 0 | 0 | 0 | 0 | 0 | 0 | 0 | 0 | 0 | 0 | 0 | 0 | 0 | 0 | 0 | 0 | 0
Transportation Pollutant Emissions Disaggregated[HDVs,F gases,passenger,heavy or residual fuel oil tf] | Transportation Pollutant Emissions Disaggregated | HDVs | F gases | passenger | heavy or residual fuel oil tf | 0 | 0 | 0 | 0 | 0 | 0 | 0 | 0 | 0 | 0 | 0 | 0 | 0 | 0 | 0 | 0 | 0 | 0 | 0 | 0 | 0 | 0 | 0 | 0 | 0 | 0 | 0 | 0 | 0 | 0 | 0
Transportation Pollutant Emissions Disaggregated[HDVs,F gases,passenger,LPG propane or butane tf] | Transportation Pollutant Emissions Disaggregated | HDVs | F gases | passenger | LPG propane or butane tf | 0 | 0 | 0 | 0 | 0 | 0 | 0 | 0 | 0 | 0 | 0 | 0 | 0 | 0 | 0 | 0 | 0 | 0 | 0 | 0 | 0 | 0 | 0 | 0 | 0 | 0 | 0 | 0 | 0 | 0 | 0
Transportation Pollutant Emissions Disaggregated[HDVs,F gases,passenger,hydrogen tf] | Transportation Pollutant Emissions Disaggregated | HDVs | F gases | passenger | hydrogen tf | 0 | 0 | 0 | 0 | 0 | 0 | 0 | 0 | 0 | 0 | 0 | 0 | 0 | 0 | 0 | 0 | 0 | 0 | 0 | 0 | 0 | 0 | 0 | 0 | 0 | 0 | 0 | 0 | 0 | 0 | 0
Transportation Pollutant Emissions Disaggregated[HDVs,F gases,freight,electricity tf] | Transportation Pollutant Emissions Disaggregated | HDVs | F gases | freight | electricity tf | 0 | 0 | 0 | 0 | 0 | 0 | 0 | 0 | 0 | 0 | 0 | 0 | 0 | 0 | 0 | 0 | 0 | 0 | 0 | 0 | 0 | 0 | 0 | 0 | 0 | 0 | 0 | 0 | 0 | 0 | 0
Transportation Pollutant Emissions Disaggregated[HDVs,F gases,freight,natural gas tf] | Transportation Pollutant Emissions Disaggregated | HDVs | F gases | freight | natural gas tf | 0 | 0 | 0 | 0 | 0 | 0 | 0 | 0 | 0 | 0 | 0 | 0 | 0 | 0 | 0 | 0 | 0 | 0 | 0 | 0 | 0 | 0 | 0 | 0 | 0 | 0 | 0 | 0 | 0 | 0 | 0
Transportation Pollutant Emissions Disaggregated[HDVs,F gases,freight,petroleum gasoline tf] | Transportation Pollutant Emissions Disaggregated | HDVs | F gases | freight | petroleum gasoline tf | 0 | 0 | 0 | 0 | 0 | 0 | 0 | 0 | 0 | 0 | 0 | 0 | 0 | 0 | 0 | 0 | 0 | 0 | 0 | 0 | 0 | 0 | 0 | 0 | 0 | 0 | 0 | 0 | 0 | 0 | 0
Transportation Pollutant Emissions Disaggregated[HDVs,F gases,freight,petroleum diesel tf] | Transportation Pollutant Emissions Disaggregated | HDVs | F gases | freight | petroleum diesel tf | 0 | 0 | 0 | 0 | 0 | 0 | 0 | 0 | 0 | 0 | 0 | 0 | 0 | 0 | 0 | 0 | 0 | 0 | 0 | 0 | 0 | 0 | 0 | 0 | 0 | 0 | 0 | 0 | 0 | 0 | 0
Transportation Pollutant Emissions Disaggregated[HDVs,F gases,freight,biofuel gasoline tf] | Transportation Pollutant Emissions Disaggregated | HDVs | F gases | freight | biofuel gasoline tf | 0 | 0 | 0 | 0 | 0 | 0 | 0 | 0 | 0 | 0 | 0 | 0 | 0 | 0 | 0 | 0 | 0 | 0 | 0 | 0 | 0 | 0 | 0 | 0 | 0 | 0 | 0 | 0 | 0 | 0 | 0
Transportation Pollutant Emissions Disaggregated[HDVs,F gases,freight,biofuel diesel tf] | Transportation Pollutant Emissions Disaggregated | HDVs | F gases | freight | biofuel diesel tf | 0 | 0 | 0 | 0 | 0 | 0 | 0 | 0 | 0 | 0 | 0 | 0 | 0 | 0 | 0 | 0 | 0 | 0 | 0 | 0 | 0 | 0 | 0 | 0 | 0 | 0 | 0 | 0 | 0 | 0 | 0
Transportation Pollutant Emissions Disaggregated[HDVs,F gases,freight,jet fuel tf] | Transportation Pollutant Emissions Disaggregated | HDVs | F gases | freight | jet fuel tf | 0 | 0 | 0 | 0 | 0 | 0 | 0 | 0 | 0 | 0 | 0 | 0 | 0 | 0 | 0 | 0 | 0 | 0 | 0 | 0 | 0 | 0 | 0 | 0 | 0 | 0 | 0 | 0 | 0 | 0 | 0
Transportation Pollutant Emissions Disaggregated[HDVs,F gases,freight,heavy or residual fuel oil tf] | Transportation Pollutant Emissions Disaggregated | HDVs | F gases | freight | heavy or residual fuel oil tf | 0 | 0 | 0 | 0 | 0 | 0 | 0 | 0 | 0 | 0 | 0 | 0 | 0 | 0 | 0 | 0 | 0 | 0 | 0 | 0 | 0 | 0 | 0 | 0 | 0 | 0 | 0 | 0 | 0 | 0 | 0
Transportation Pollutant Emissions Disaggregated[HDVs,F gases,freight,LPG propane or butane tf] | Transportation Pollutant Emissions Disaggregated | HDVs | F gases | freight | LPG propane or butane tf | 0 | 0 | 0 | 0 | 0 | 0 | 0 | 0 | 0 | 0 | 0 | 0 | 0 | 0 | 0 | 0 | 0 | 0 | 0 | 0 | 0 | 0 | 0 | 0 | 0 | 0 | 0 | 0 | 0 | 0 | 0
Transportation Pollutant Emissions Disaggregated[HDVs,F gases,freight,hydrogen tf] | Transportation Pollutant Emissions Disaggregated | HDVs | F gases | freight | hydrogen tf | 0 | 0 | 0 | 0 | 0 | 0 | 0 | 0 | 0 | 0 | 0 | 0 | 0 | 0 | 0 | 0 | 0 | 0 | 0 | 0 | 0 | 0 | 0 | 0 | 0 | 0 | 0 | 0 | 0 | 0 | 0
Transportation Pollutant Emissions Disaggregated[aircraft,CO2,passenger,electricity tf] | Transportation Pollutant Emissions Disaggregated | aircraft | CO2 | passenger | electricity tf | 0 | 0 | 0 | 0 | 0 | 0 | 0 | 0 | 0 | 0 | 0 | 0 | 0 | 0 | 0 | 0 | 0 | 0 | 0 | 0 | 0 | 0 | 0 | 0 | 0 | 0 | 0 | 0 | 0 | 0 | 0
Transportation Pollutant Emissions Disaggregated[aircraft,CO2,passenger,natural gas tf] | Transportation Pollutant Emissions Disaggregated | aircraft | CO2 | passenger | natural gas tf | 0 | 0 | 0 | 0 | 0 | 0 | 0 | 0 | 0 | 0 | 0 | 0 | 0 | 0 | 0 | 0 | 0 | 0 | 0 | 0 | 0 | 0 | 0 | 0 | 0 | 0 | 0 | 0 | 0 | 0 | 0
Transportation Pollutant Emissions Disaggregated[aircraft,CO2,passenger,petroleum gasoline tf] | Transportation Pollutant Emissions Disaggregated | aircraft | CO2 | passenger | petroleum gasoline tf | 0 | 0 | 0 | 0 | 0 | 0 | 0 | 0 | 0 | 0 | 0 | 0 | 0 | 0 | 0 | 0 | 0 | 0 | 0 | 0 | 0 | 0 | 0 | 0 | 0 | 0 | 0 | 0 | 0 | 0 | 0
Transportation Pollutant Emissions Disaggregated[aircraft,CO2,passenger,petroleum diesel tf] | Transportation Pollutant Emissions Disaggregated | aircraft | CO2 | passenger | petroleum diesel tf | 0 | 0 | 0 | 0 | 0 | 0 | 0 | 0 | 0 | 0 | 0 | 0 | 0 | 0 | 0 | 0 | 0 | 0 | 0 | 0 | 0 | 0 | 0 | 0 | 0 | 0 | 0 | 0 | 0 | 0 | 0
Transportation Pollutant Emissions Disaggregated[aircraft,CO2,passenger,biofuel gasoline tf] | Transportation Pollutant Emissions Disaggregated | aircraft | CO2 | passenger | biofuel gasoline tf | 0 | 0 | 0 | 0 | 0 | 0 | 0 | 0 | 0 | 0 | 0 | 0 | 0 | 0 | 0 | 0 | 0 | 0 | 0 | 0 | 0 | 0 | 0 | 0 | 0 | 0 | 0 | 0 | 0 | 0 | 0
Transportation Pollutant Emissions Disaggregated[aircraft,CO2,passenger,biofuel diesel tf] | Transportation Pollutant Emissions Disaggregated | aircraft | CO2 | passenger | biofuel diesel tf | 0 | 0 | 0 | 0 | 0 | 0 | 0 | 0 | 0 | 0 | 0 | 0 | 0 | 0 | 0 | 0 | 0 | 0 | 0 | 0 | 0 | 0 | 0 | 0 | 0 | 0 | 0 | 0 | 0 | 0 | 0
Transportation Pollutant Emissions Disaggregated[aircraft,CO2,passenger,jet fuel tf] | Transportation Pollutant Emissions Disaggregated | aircraft | CO2 | passenger | jet fuel tf | 2630620000000 | 3546960000000 | 3923340000000 | 4071400000000 | 4129090000000 | 4174340000000 | 4164700000000 | 4150900000000 | 4151210000000 | 4142800000000 | 4148860000000 | 4165610000000 | 4193920000000 | 4224540000000 | 4256220000000 | 4288870000000 | 4308100000000 | 4321440000000 | 4340360000000 | 4361250000000 | 4390810000000 | 4419730000000 | 4456930000000 | 4497320000000 | 4540420000000 | 4577460000000 | 4611050000000 | 4638440000000 | 4662070000000 | 4681620000000 | 4703580000000
Transportation Pollutant Emissions Disaggregated[aircraft,CO2,passenger,heavy or residual fuel oil tf] | Transportation Pollutant Emissions Disaggregated | aircraft | CO2 | passenger | heavy or residual fuel oil tf | 0 | 0 | 0 | 0 | 0 | 0 | 0 | 0 | 0 | 0 | 0 | 0 | 0 | 0 | 0 | 0 | 0 | 0 | 0 | 0 | 0 | 0 | 0 | 0 | 0 | 0 | 0 | 0 | 0 | 0 | 0
Transportation Pollutant Emissions Disaggregated[aircraft,CO2,passenger,LPG propane or butane tf] | Transportation Pollutant Emissions Disaggregated | aircraft | CO2 | passenger | LPG propane or butane tf | 0 | 0 | 0 | 0 | 0 | 0 | 0 | 0 | 0 | 0 | 0 | 0 | 0 | 0 | 0 | 0 | 0 | 0 | 0 | 0 | 0 | 0 | 0 | 0 | 0 | 0 | 0 | 0 | 0 | 0 | 0
Transportation Pollutant Emissions Disaggregated[aircraft,CO2,passenger,hydrogen tf] | Transportation Pollutant Emissions Disaggregated | aircraft | CO2 | passenger | hydrogen tf | 0 | 0 | 0 | 0 | 0 | 0 | 0 | 0 | 0 | 0 | 0 | 0 | 0 | 0 | 0 | 0 | 0 | 0 | 0 | 0 | 0 | 0 | 0 | 0 | 0 | 0 | 0 | 0 | 0 | 0 | 0
Transportation Pollutant Emissions Disaggregated[aircraft,CO2,freight,electricity tf] | Transportation Pollutant Emissions Disaggregated | aircraft | CO2 | freight | electricity tf | 0 | 0 | 0 | 0 | 0 | 0 | 0 | 0 | 0 | 0 | 0 | 0 | 0 | 0 | 0 | 0 | 0 | 0 | 0 | 0 | 0 | 0 | 0 | 0 | 0 | 0 | 0 | 0 | 0 | 0 | 0
Transportation Pollutant Emissions Disaggregated[aircraft,CO2,freight,natural gas tf] | Transportation Pollutant Emissions Disaggregated | aircraft | CO2 | freight | natural gas tf | 0 | 0 | 0 | 0 | 0 | 0 | 0 | 0 | 0 | 0 | 0 | 0 | 0 | 0 | 0 | 0 | 0 | 0 | 0 | 0 | 0 | 0 | 0 | 0 | 0 | 0 | 0 | 0 | 0 | 0 | 0
Transportation Pollutant Emissions Disaggregated[aircraft,CO2,freight,petroleum gasoline tf] | Transportation Pollutant Emissions Disaggregated | aircraft | CO2 | freight | petroleum gasoline tf | 0 | 0 | 0 | 0 | 0 | 0 | 0 | 0 | 0 | 0 | 0 | 0 | 0 | 0 | 0 | 0 | 0 | 0 | 0 | 0 | 0 | 0 | 0 | 0 | 0 | 0 | 0 | 0 | 0 | 0 | 0
Transportation Pollutant Emissions Disaggregated[aircraft,CO2,freight,petroleum diesel tf] | Transportation Pollutant Emissions Disaggregated | aircraft | CO2 | freight | petroleum diesel tf | 0 | 0 | 0 | 0 | 0 | 0 | 0 | 0 | 0 | 0 | 0 | 0 | 0 | 0 | 0 | 0 | 0 | 0 | 0 | 0 | 0 | 0 | 0 | 0 | 0 | 0 | 0 | 0 | 0 | 0 | 0
Transportation Pollutant Emissions Disaggregated[aircraft,CO2,freight,biofuel gasoline tf] | Transportation Pollutant Emissions Disaggregated | aircraft | CO2 | freight | biofuel gasoline tf | 0 | 0 | 0 | 0 | 0 | 0 | 0 | 0 | 0 | 0 | 0 | 0 | 0 | 0 | 0 | 0 | 0 | 0 | 0 | 0 | 0 | 0 | 0 | 0 | 0 | 0 | 0 | 0 | 0 | 0 | 0
Transportation Pollutant Emissions Disaggregated[aircraft,CO2,freight,biofuel diesel tf] | Transportation Pollutant Emissions Disaggregated | aircraft | CO2 | freight | biofuel diesel tf | 0 | 0 | 0 | 0 | 0 | 0 | 0 | 0 | 0 | 0 | 0 | 0 | 0 | 0 | 0 | 0 | 0 | 0 | 0 | 0 | 0 | 0 | 0 | 0 | 0 | 0 | 0 | 0 | 0 | 0 | 0
Transportation Pollutant Emissions Disaggregated[aircraft,CO2,freight,jet fuel tf] | Transportation Pollutant Emissions Disaggregated | aircraft | CO2 | freight | jet fuel tf | 391634000000 | 526445000000 | 580884000000 | 601869000000 | 609305000000 | 614602000000 | 612174000000 | 609687000000 | 609473000000 | 608454000000 | 609255000000 | 611505000000 | 615909000000 | 620753000000 | 625638000000 | 630418000000 | 633269000000 | 635344000000 | 638264000000 | 641437000000 | 645918000000 | 650261000000 | 655662000000 | 661387000000 | 667685000000 | 672709000000 | 677062000000 | 680169000000 | 682871000000 | 684925000000 | 687282000000
Transportation Pollutant Emissions Disaggregated[aircraft,CO2,freight,heavy or residual fuel oil tf] | Transportation Pollutant Emissions Disaggregated | aircraft | CO2 | freight | heavy or residual fuel oil tf | 0 | 0 | 0 | 0 | 0 | 0 | 0 | 0 | 0 | 0 | 0 | 0 | 0 | 0 | 0 | 0 | 0 | 0 | 0 | 0 | 0 | 0 | 0 | 0 | 0 | 0 | 0 | 0 | 0 | 0 | 0
Transportation Pollutant Emissions Disaggregated[aircraft,CO2,freight,LPG propane or butane tf] | Transportation Pollutant Emissions Disaggregated | aircraft | CO2 | freight | LPG propane or butane tf | 0 | 0 | 0 | 0 | 0 | 0 | 0 | 0 | 0 | 0 | 0 | 0 | 0 | 0 | 0 | 0 | 0 | 0 | 0 | 0 | 0 | 0 | 0 | 0 | 0 | 0 | 0 | 0 | 0 | 0 | 0
Transportation Pollutant Emissions Disaggregated[aircraft,CO2,freight,hydrogen tf] | Transportation Pollutant Emissions Disaggregated | aircraft | CO2 | freight | hydrogen tf | 0 | 0 | 0 | 0 | 0 | 0 | 0 | 0 | 0 | 0 | 0 | 0 | 0 | 0 | 0 | 0 | 0 | 0 | 0 | 0 | 0 | 0 | 0 | 0 | 0 | 0 | 0 | 0 | 0 | 0 | 0
Transportation Pollutant Emissions Disaggregated[aircraft,VOC,passenger,electricity tf] | Transportation Pollutant Emissions Disaggregated | aircraft | VOC | passenger | electricity tf | 0 | 0 | 0 | 0 | 0 | 0 | 0 | 0 | 0 | 0 | 0 | 0 | 0 | 0 | 0 | 0 | 0 | 0 | 0 | 0 | 0 | 0 | 0 | 0 | 0 | 0 | 0 | 0 | 0 | 0 | 0
Transportation Pollutant Emissions Disaggregated[aircraft,VOC,passenger,natural gas tf] | Transportation Pollutant Emissions Disaggregated | aircraft | VOC | passenger | natural gas tf | 0 | 0 | 0 | 0 | 0 | 0 | 0 | 0 | 0 | 0 | 0 | 0 | 0 | 0 | 0 | 0 | 0 | 0 | 0 | 0 | 0 | 0 | 0 | 0 | 0 | 0 | 0 | 0 | 0 | 0 | 0
Transportation Pollutant Emissions Disaggregated[aircraft,VOC,passenger,petroleum gasoline tf] | Transportation Pollutant Emissions Disaggregated | aircraft | VOC | passenger | petroleum gasoline tf | 0 | 0 | 0 | 0 | 0 | 0 | 0 | 0 | 0 | 0 | 0 | 0 | 0 | 0 | 0 | 0 | 0 | 0 | 0 | 0 | 0 | 0 | 0 | 0 | 0 | 0 | 0 | 0 | 0 | 0 | 0
Transportation Pollutant Emissions Disaggregated[aircraft,VOC,passenger,petroleum diesel tf] | Transportation Pollutant Emissions Disaggregated | aircraft | VOC | passenger | petroleum diesel tf | 0 | 0 | 0 | 0 | 0 | 0 | 0 | 0 | 0 | 0 | 0 | 0 | 0 | 0 | 0 | 0 | 0 | 0 | 0 | 0 | 0 | 0 | 0 | 0 | 0 | 0 | 0 | 0 | 0 | 0 | 0
Transportation Pollutant Emissions Disaggregated[aircraft,VOC,passenger,biofuel gasoline tf] | Transportation Pollutant Emissions Disaggregated | aircraft | VOC | passenger | biofuel gasoline tf | 0 | 0 | 0 | 0 | 0 | 0 | 0 | 0 | 0 | 0 | 0 | 0 | 0 | 0 | 0 | 0 | 0 | 0 | 0 | 0 | 0 | 0 | 0 | 0 | 0 | 0 | 0 | 0 | 0 | 0 | 0
Transportation Pollutant Emissions Disaggregated[aircraft,VOC,passenger,biofuel diesel tf] | Transportation Pollutant Emissions Disaggregated | aircraft | VOC | passenger | biofuel diesel tf | 0 | 0 | 0 | 0 | 0 | 0 | 0 | 0 | 0 | 0 | 0 | 0 | 0 | 0 | 0 | 0 | 0 | 0 | 0 | 0 | 0 | 0 | 0 | 0 | 0 | 0 | 0 | 0 | 0 | 0 | 0
Transportation Pollutant Emissions Disaggregated[aircraft,VOC,passenger,jet fuel tf] | Transportation Pollutant Emissions Disaggregated | aircraft | VOC | passenger | jet fuel tf | 438107000 | 590717000 | 653400000 | 678057000 | 687665000 | 695200000 | 693595000 | 691297000 | 691350000 | 689948000 | 690958000 | 693748000 | 698462000 | 703561000 | 708837000 | 714275000 | 717478000 | 719699000 | 722849000 | 726329000 | 731253000 | 736069000 | 742263000 | 748990000 | 756169000 | 762338000 | 767932000 | 772493000 | 776428000 | 779684000 | 783342000
Transportation Pollutant Emissions Disaggregated[aircraft,VOC,passenger,heavy or residual fuel oil tf] | Transportation Pollutant Emissions Disaggregated | aircraft | VOC | passenger | heavy or residual fuel oil tf | 0 | 0 | 0 | 0 | 0 | 0 | 0 | 0 | 0 | 0 | 0 | 0 | 0 | 0 | 0 | 0 | 0 | 0 | 0 | 0 | 0 | 0 | 0 | 0 | 0 | 0 | 0 | 0 | 0 | 0 | 0
Transportation Pollutant Emissions Disaggregated[aircraft,VOC,passenger,LPG propane or butane tf] | Transportation Pollutant Emissions Disaggregated | aircraft | VOC | passenger | LPG propane or butane tf | 0 | 0 | 0 | 0 | 0 | 0 | 0 | 0 | 0 | 0 | 0 | 0 | 0 | 0 | 0 | 0 | 0 | 0 | 0 | 0 | 0 | 0 | 0 | 0 | 0 | 0 | 0 | 0 | 0 | 0 | 0
Transportation Pollutant Emissions Disaggregated[aircraft,VOC,passenger,hydrogen tf] | Transportation Pollutant Emissions Disaggregated | aircraft | VOC | passenger | hydrogen tf | 0 | 0 | 0 | 0 | 0 | 0 | 0 | 0 | 0 | 0 | 0 | 0 | 0 | 0 | 0 | 0 | 0 | 0 | 0 | 0 | 0 | 0 | 0 | 0 | 0 | 0 | 0 | 0 | 0 | 0 | 0
Transportation Pollutant Emissions Disaggregated[aircraft,VOC,freight,electricity tf] | Transportation Pollutant Emissions Disaggregated | aircraft | VOC | freight | electricity tf | 0 | 0 | 0 | 0 | 0 | 0 | 0 | 0 | 0 | 0 | 0 | 0 | 0 | 0 | 0 | 0 | 0 | 0 | 0 | 0 | 0 | 0 | 0 | 0 | 0 | 0 | 0 | 0 | 0 | 0 | 0
Transportation Pollutant Emissions Disaggregated[aircraft,VOC,freight,natural gas tf] | Transportation Pollutant Emissions Disaggregated | aircraft | VOC | freight | natural gas tf | 0 | 0 | 0 | 0 | 0 | 0 | 0 | 0 | 0 | 0 | 0 | 0 | 0 | 0 | 0 | 0 | 0 | 0 | 0 | 0 | 0 | 0 | 0 | 0 | 0 | 0 | 0 | 0 | 0 | 0 | 0
Transportation Pollutant Emissions Disaggregated[aircraft,VOC,freight,petroleum gasoline tf] | Transportation Pollutant Emissions Disaggregated | aircraft | VOC | freight | petroleum gasoline tf | 0 | 0 | 0 | 0 | 0 | 0 | 0 | 0 | 0 | 0 | 0 | 0 | 0 | 0 | 0 | 0 | 0 | 0 | 0 | 0 | 0 | 0 | 0 | 0 | 0 | 0 | 0 | 0 | 0 | 0 | 0
Transportation Pollutant Emissions Disaggregated[aircraft,VOC,freight,petroleum diesel tf] | Transportation Pollutant Emissions Disaggregated | aircraft | VOC | freight | petroleum diesel tf | 0 | 0 | 0 | 0 | 0 | 0 | 0 | 0 | 0 | 0 | 0 | 0 | 0 | 0 | 0 | 0 | 0 | 0 | 0 | 0 | 0 | 0 | 0 | 0 | 0 | 0 | 0 | 0 | 0 | 0 | 0
Transportation Pollutant Emissions Disaggregated[aircraft,VOC,freight,biofuel gasoline tf] | Transportation Pollutant Emissions Disaggregated | aircraft | VOC | freight | biofuel gasoline tf | 0 | 0 | 0 | 0 | 0 | 0 | 0 | 0 | 0 | 0 | 0 | 0 | 0 | 0 | 0 | 0 | 0 | 0 | 0 | 0 | 0 | 0 | 0 | 0 | 0 | 0 | 0 | 0 | 0 | 0 | 0
Transportation Pollutant Emissions Disaggregated[aircraft,VOC,freight,biofuel diesel tf] | Transportation Pollutant Emissions Disaggregated | aircraft | VOC | freight | biofuel diesel tf | 0 | 0 | 0 | 0 | 0 | 0 | 0 | 0 | 0 | 0 | 0 | 0 | 0 | 0 | 0 | 0 | 0 | 0 | 0 | 0 | 0 | 0 | 0 | 0 | 0 | 0 | 0 | 0 | 0 | 0 | 0
Transportation Pollutant Emissions Disaggregated[aircraft,VOC,freight,jet fuel tf] | Transportation Pollutant Emissions Disaggregated | aircraft | VOC | freight | jet fuel tf | 65223300 | 87675000 | 96741200 | 100236000 | 101475000 | 102357000 | 101952000 | 101538000 | 101503000 | 101333000 | 101466000 | 101841000 | 102574000 | 103381000 | 104195000 | 104991000 | 105466000 | 105811000 | 106297000 | 106826000 | 107572000 | 108295000 | 109195000 | 110148000 | 111197000 | 112034000 | 112759000 | 113276000 | 113726000 | 114068000 | 114461000
Transportation Pollutant Emissions Disaggregated[aircraft,VOC,freight,heavy or residual fuel oil tf] | Transportation Pollutant Emissions Disaggregated | aircraft | VOC | freight | heavy or residual fuel oil tf | 0 | 0 | 0 | 0 | 0 | 0 | 0 | 0 | 0 | 0 | 0 | 0 | 0 | 0 | 0 | 0 | 0 | 0 | 0 | 0 | 0 | 0 | 0 | 0 | 0 | 0 | 0 | 0 | 0 | 0 | 0
Transportation Pollutant Emissions Disaggregated[aircraft,VOC,freight,LPG propane or butane tf] | Transportation Pollutant Emissions Disaggregated | aircraft | VOC | freight | LPG propane or butane tf | 0 | 0 | 0 | 0 | 0 | 0 | 0 | 0 | 0 | 0 | 0 | 0 | 0 | 0 | 0 | 0 | 0 | 0 | 0 | 0 | 0 | 0 | 0 | 0 | 0 | 0 | 0 | 0 | 0 | 0 | 0
Transportation Pollutant Emissions Disaggregated[aircraft,VOC,freight,hydrogen tf] | Transportation Pollutant Emissions Disaggregated | aircraft | VOC | freight | hydrogen tf | 0 | 0 | 0 | 0 | 0 | 0 | 0 | 0 | 0 | 0 | 0 | 0 | 0 | 0 | 0 | 0 | 0 | 0 | 0 | 0 | 0 | 0 | 0 | 0 | 0 | 0 | 0 | 0 | 0 | 0 | 0
Transportation Pollutant Emissions Disaggregated[aircraft,CO,passenger,electricity tf] | Transportation Pollutant Emissions Disaggregated | aircraft | CO | passenger | electricity tf | 0 | 0 | 0 | 0 | 0 | 0 | 0 | 0 | 0 | 0 | 0 | 0 | 0 | 0 | 0 | 0 | 0 | 0 | 0 | 0 | 0 | 0 | 0 | 0 | 0 | 0 | 0 | 0 | 0 | 0 | 0
Transportation Pollutant Emissions Disaggregated[aircraft,CO,passenger,natural gas tf] | Transportation Pollutant Emissions Disaggregated | aircraft | CO | passenger | natural gas tf | 0 | 0 | 0 | 0 | 0 | 0 | 0 | 0 | 0 | 0 | 0 | 0 | 0 | 0 | 0 | 0 | 0 | 0 | 0 | 0 | 0 | 0 | 0 | 0 | 0 | 0 | 0 | 0 | 0 | 0 | 0
Transportation Pollutant Emissions Disaggregated[aircraft,CO,passenger,petroleum gasoline tf] | Transportation Pollutant Emissions Disaggregated | aircraft | CO | passenger | petroleum gasoline tf | 0 | 0 | 0 | 0 | 0 | 0 | 0 | 0 | 0 | 0 | 0 | 0 | 0 | 0 | 0 | 0 | 0 | 0 | 0 | 0 | 0 | 0 | 0 | 0 | 0 | 0 | 0 | 0 | 0 | 0 | 0
Transportation Pollutant Emissions Disaggregated[aircraft,CO,passenger,petroleum diesel tf] | Transportation Pollutant Emissions Disaggregated | aircraft | CO | passenger | petroleum diesel tf | 0 | 0 | 0 | 0 | 0 | 0 | 0 | 0 | 0 | 0 | 0 | 0 | 0 | 0 | 0 | 0 | 0 | 0 | 0 | 0 | 0 | 0 | 0 | 0 | 0 | 0 | 0 | 0 | 0 | 0 | 0
Transportation Pollutant Emissions Disaggregated[aircraft,CO,passenger,biofuel gasoline tf] | Transportation Pollutant Emissions Disaggregated | aircraft | CO | passenger | biofuel gasoline tf | 0 | 0 | 0 | 0 | 0 | 0 | 0 | 0 | 0 | 0 | 0 | 0 | 0 | 0 | 0 | 0 | 0 | 0 | 0 | 0 | 0 | 0 | 0 | 0 | 0 | 0 | 0 | 0 | 0 | 0 | 0
Transportation Pollutant Emissions Disaggregated[aircraft,CO,passenger,biofuel diesel tf] | Transportation Pollutant Emissions Disaggregated | aircraft | CO | passenger | biofuel diesel tf | 0 | 0 | 0 | 0 | 0 | 0 | 0 | 0 | 0 | 0 | 0 | 0 | 0 | 0 | 0 | 0 | 0 | 0 | 0 | 0 | 0 | 0 | 0 | 0 | 0 | 0 | 0 | 0 | 0 | 0 | 0
Transportation Pollutant Emissions Disaggregated[aircraft,CO,passenger,jet fuel tf] | Transportation Pollutant Emissions Disaggregated | aircraft | CO | passenger | jet fuel tf | 3279650000 | 4422080000 | 4891320000 | 5075900000 | 5147830000 | 5204230000 | 5192220000 | 5175010000 | 5175410000 | 5164920000 | 5172470000 | 5193360000 | 5228650000 | 5266820000 | 5306320000 | 5347020000 | 5371000000 | 5387630000 | 5411210000 | 5437270000 | 5474120000 | 5510180000 | 5556550000 | 5606900000 | 5660640000 | 5706820000 | 5748700000 | 5782850000 | 5812300000 | 5836670000 | 5864060000
Transportation Pollutant Emissions Disaggregated[aircraft,CO,passenger,heavy or residual fuel oil tf] | Transportation Pollutant Emissions Disaggregated | aircraft | CO | passenger | heavy or residual fuel oil tf | 0 | 0 | 0 | 0 | 0 | 0 | 0 | 0 | 0 | 0 | 0 | 0 | 0 | 0 | 0 | 0 | 0 | 0 | 0 | 0 | 0 | 0 | 0 | 0 | 0 | 0 | 0 | 0 | 0 | 0 | 0
Transportation Pollutant Emissions Disaggregated[aircraft,CO,passenger,LPG propane or butane tf] | Transportation Pollutant Emissions Disaggregated | aircraft | CO | passenger | LPG propane or butane tf | 0 | 0 | 0 | 0 | 0 | 0 | 0 | 0 | 0 | 0 | 0 | 0 | 0 | 0 | 0 | 0 | 0 | 0 | 0 | 0 | 0 | 0 | 0 | 0 | 0 | 0 | 0 | 0 | 0 | 0 | 0
Transportation Pollutant Emissions Disaggregated[aircraft,CO,passenger,hydrogen tf] | Transportation Pollutant Emissions Disaggregated | aircraft | CO | passenger | hydrogen tf | 0 | 0 | 0 | 0 | 0 | 0 | 0 | 0 | 0 | 0 | 0 | 0 | 0 | 0 | 0 | 0 | 0 | 0 | 0 | 0 | 0 | 0 | 0 | 0 | 0 | 0 | 0 | 0 | 0 | 0 | 0
Transportation Pollutant Emissions Disaggregated[aircraft,CO,freight,electricity tf] | Transportation Pollutant Emissions Disaggregated | aircraft | CO | freight | electricity tf | 0 | 0 | 0 | 0 | 0 | 0 | 0 | 0 | 0 | 0 | 0 | 0 | 0 | 0 | 0 | 0 | 0 | 0 | 0 | 0 | 0 | 0 | 0 | 0 | 0 | 0 | 0 | 0 | 0 | 0 | 0
Transportation Pollutant Emissions Disaggregated[aircraft,CO,freight,natural gas tf] | Transportation Pollutant Emissions Disaggregated | aircraft | CO | freight | natural gas tf | 0 | 0 | 0 | 0 | 0 | 0 | 0 | 0 | 0 | 0 | 0 | 0 | 0 | 0 | 0 | 0 | 0 | 0 | 0 | 0 | 0 | 0 | 0 | 0 | 0 | 0 | 0 | 0 | 0 | 0 | 0
Transportation Pollutant Emissions Disaggregated[aircraft,CO,freight,petroleum gasoline tf] | Transportation Pollutant Emissions Disaggregated | aircraft | CO | freight | petroleum gasoline tf | 0 | 0 | 0 | 0 | 0 | 0 | 0 | 0 | 0 | 0 | 0 | 0 | 0 | 0 | 0 | 0 | 0 | 0 | 0 | 0 | 0 | 0 | 0 | 0 | 0 | 0 | 0 | 0 | 0 | 0 | 0
Transportation Pollutant Emissions Disaggregated[aircraft,CO,freight,petroleum diesel tf] | Transportation Pollutant Emissions Disaggregated | aircraft | CO | freight | petroleum diesel tf | 0 | 0 | 0 | 0 | 0 | 0 | 0 | 0 | 0 | 0 | 0 | 0 | 0 | 0 | 0 | 0 | 0 | 0 | 0 | 0 | 0 | 0 | 0 | 0 | 0 | 0 | 0 | 0 | 0 | 0 | 0
Transportation Pollutant Emissions Disaggregated[aircraft,CO,freight,biofuel gasoline tf] | Transportation Pollutant Emissions Disaggregated | aircraft | CO | freight | biofuel gasoline tf | 0 | 0 | 0 | 0 | 0 | 0 | 0 | 0 | 0 | 0 | 0 | 0 | 0 | 0 | 0 | 0 | 0 | 0 | 0 | 0 | 0 | 0 | 0 | 0 | 0 | 0 | 0 | 0 | 0 | 0 | 0
Transportation Pollutant Emissions Disaggregated[aircraft,CO,freight,biofuel diesel tf] | Transportation Pollutant Emissions Disaggregated | aircraft | CO | freight | biofuel diesel tf | 0 | 0 | 0 | 0 | 0 | 0 | 0 | 0 | 0 | 0 | 0 | 0 | 0 | 0 | 0 | 0 | 0 | 0 | 0 | 0 | 0 | 0 | 0 | 0 | 0 | 0 | 0 | 0 | 0 | 0 | 0
Transportation Pollutant Emissions Disaggregated[aircraft,CO,freight,jet fuel tf] | Transportation Pollutant Emissions Disaggregated | aircraft | CO | freight | jet fuel tf | 488258000 | 656331000 | 724200000 | 750363000 | 759634000 | 766237000 | 763211000 | 760110000 | 759843000 | 758572000 | 759572000 | 762376000 | 767867000 | 773906000 | 779996000 | 785955000 | 789510000 | 792097000 | 795737000 | 799693000 | 805280000 | 810694000 | 817428000 | 824565000 | 832417000 | 838681000 | 844108000 | 847981000 | 851350000 | 853911000 | 856849000
Transportation Pollutant Emissions Disaggregated[aircraft,CO,freight,heavy or residual fuel oil tf] | Transportation Pollutant Emissions Disaggregated | aircraft | CO | freight | heavy or residual fuel oil tf | 0 | 0 | 0 | 0 | 0 | 0 | 0 | 0 | 0 | 0 | 0 | 0 | 0 | 0 | 0 | 0 | 0 | 0 | 0 | 0 | 0 | 0 | 0 | 0 | 0 | 0 | 0 | 0 | 0 | 0 | 0
Transportation Pollutant Emissions Disaggregated[aircraft,CO,freight,LPG propane or butane tf] | Transportation Pollutant Emissions Disaggregated | aircraft | CO | freight | LPG propane or butane tf | 0 | 0 | 0 | 0 | 0 | 0 | 0 | 0 | 0 | 0 | 0 | 0 | 0 | 0 | 0 | 0 | 0 | 0 | 0 | 0 | 0 | 0 | 0 | 0 | 0 | 0 | 0 | 0 | 0 | 0 | 0
Transportation Pollutant Emissions Disaggregated[aircraft,CO,freight,hydrogen tf] | Transportation Pollutant Emissions Disaggregated | aircraft | CO | freight | hydrogen tf | 0 | 0 | 0 | 0 | 0 | 0 | 0 | 0 | 0 | 0 | 0 | 0 | 0 | 0 | 0 | 0 | 0 | 0 | 0 | 0 | 0 | 0 | 0 | 0 | 0 | 0 | 0 | 0 | 0 | 0 | 0
Transportation Pollutant Emissions Disaggregated[aircraft,NOx,passenger,electricity tf] | Transportation Pollutant Emissions Disaggregated | aircraft | NOx | passenger | electricity tf | 0 | 0 | 0 | 0 | 0 | 0 | 0 | 0 | 0 | 0 | 0 | 0 | 0 | 0 | 0 | 0 | 0 | 0 | 0 | 0 | 0 | 0 | 0 | 0 | 0 | 0 | 0 | 0 | 0 | 0 | 0
Transportation Pollutant Emissions Disaggregated[aircraft,NOx,passenger,natural gas tf] | Transportation Pollutant Emissions Disaggregated | aircraft | NOx | passenger | natural gas tf | 0 | 0 | 0 | 0 | 0 | 0 | 0 | 0 | 0 | 0 | 0 | 0 | 0 | 0 | 0 | 0 | 0 | 0 | 0 | 0 | 0 | 0 | 0 | 0 | 0 | 0 | 0 | 0 | 0 | 0 | 0
Transportation Pollutant Emissions Disaggregated[aircraft,NOx,passenger,petroleum gasoline tf] | Transportation Pollutant Emissions Disaggregated | aircraft | NOx | passenger | petroleum gasoline tf | 0 | 0 | 0 | 0 | 0 | 0 | 0 | 0 | 0 | 0 | 0 | 0 | 0 | 0 | 0 | 0 | 0 | 0 | 0 | 0 | 0 | 0 | 0 | 0 | 0 | 0 | 0 | 0 | 0 | 0 | 0
Transportation Pollutant Emissions Disaggregated[aircraft,NOx,passenger,petroleum diesel tf] | Transportation Pollutant Emissions Disaggregated | aircraft | NOx | passenger | petroleum diesel tf | 0 | 0 | 0 | 0 | 0 | 0 | 0 | 0 | 0 | 0 | 0 | 0 | 0 | 0 | 0 | 0 | 0 | 0 | 0 | 0 | 0 | 0 | 0 | 0 | 0 | 0 | 0 | 0 | 0 | 0 | 0
Transportation Pollutant Emissions Disaggregated[aircraft,NOx,passenger,biofuel gasoline tf] | Transportation Pollutant Emissions Disaggregated | aircraft | NOx | passenger | biofuel gasoline tf | 0 | 0 | 0 | 0 | 0 | 0 | 0 | 0 | 0 | 0 | 0 | 0 | 0 | 0 | 0 | 0 | 0 | 0 | 0 | 0 | 0 | 0 | 0 | 0 | 0 | 0 | 0 | 0 | 0 | 0 | 0
Transportation Pollutant Emissions Disaggregated[aircraft,NOx,passenger,biofuel diesel tf] | Transportation Pollutant Emissions Disaggregated | aircraft | NOx | passenger | biofuel diesel tf | 0 | 0 | 0 | 0 | 0 | 0 | 0 | 0 | 0 | 0 | 0 | 0 | 0 | 0 | 0 | 0 | 0 | 0 | 0 | 0 | 0 | 0 | 0 | 0 | 0 | 0 | 0 | 0 | 0 | 0 | 0
Transportation Pollutant Emissions Disaggregated[aircraft,NOx,passenger,jet fuel tf] | Transportation Pollutant Emissions Disaggregated | aircraft | NOx | passenger | jet fuel tf | 12851700000 | 17328500000 | 19167200000 | 19890600000 | 20172400000 | 20393400000 | 20346400000 | 20278900000 | 20280500000 | 20239400000 | 20269000000 | 20350800000 | 20489100000 | 20638700000 | 20793500000 | 20953000000 | 21047000000 | 21112100000 | 21204500000 | 21306600000 | 21451000000 | 21592300000 | 21774000000 | 21971400000 | 22181900000 | 22362900000 | 22527000000 | 22660800000 | 22776200000 | 22871700000 | 22979000000
Transportation Pollutant Emissions Disaggregated[aircraft,NOx,passenger,heavy or residual fuel oil tf] | Transportation Pollutant Emissions Disaggregated | aircraft | NOx | passenger | heavy or residual fuel oil tf | 0 | 0 | 0 | 0 | 0 | 0 | 0 | 0 | 0 | 0 | 0 | 0 | 0 | 0 | 0 | 0 | 0 | 0 | 0 | 0 | 0 | 0 | 0 | 0 | 0 | 0 | 0 | 0 | 0 | 0 | 0
Transportation Pollutant Emissions Disaggregated[aircraft,NOx,passenger,LPG propane or butane tf] | Transportation Pollutant Emissions Disaggregated | aircraft | NOx | passenger | LPG propane or butane tf | 0 | 0 | 0 | 0 | 0 | 0 | 0 | 0 | 0 | 0 | 0 | 0 | 0 | 0 | 0 | 0 | 0 | 0 | 0 | 0 | 0 | 0 | 0 | 0 | 0 | 0 | 0 | 0 | 0 | 0 | 0
Transportation Pollutant Emissions Disaggregated[aircraft,NOx,passenger,hydrogen tf] | Transportation Pollutant Emissions Disaggregated | aircraft | NOx | passenger | hydrogen tf | 0 | 0 | 0 | 0 | 0 | 0 | 0 | 0 | 0 | 0 | 0 | 0 | 0 | 0 | 0 | 0 | 0 | 0 | 0 | 0 | 0 | 0 | 0 | 0 | 0 | 0 | 0 | 0 | 0 | 0 | 0
Transportation Pollutant Emissions Disaggregated[aircraft,NOx,freight,electricity tf] | Transportation Pollutant Emissions Disaggregated | aircraft | NOx | freight | electricity tf | 0 | 0 | 0 | 0 | 0 | 0 | 0 | 0 | 0 | 0 | 0 | 0 | 0 | 0 | 0 | 0 | 0 | 0 | 0 | 0 | 0 | 0 | 0 | 0 | 0 | 0 | 0 | 0 | 0 | 0 | 0
Transportation Pollutant Emissions Disaggregated[aircraft,NOx,freight,natural gas tf] | Transportation Pollutant Emissions Disaggregated | aircraft | NOx | freight | natural gas tf | 0 | 0 | 0 | 0 | 0 | 0 | 0 | 0 | 0 | 0 | 0 | 0 | 0 | 0 | 0 | 0 | 0 | 0 | 0 | 0 | 0 | 0 | 0 | 0 | 0 | 0 | 0 | 0 | 0 | 0 | 0
Transportation Pollutant Emissions Disaggregated[aircraft,NOx,freight,petroleum gasoline tf] | Transportation Pollutant Emissions Disaggregated | aircraft | NOx | freight | petroleum gasoline tf | 0 | 0 | 0 | 0 | 0 | 0 | 0 | 0 | 0 | 0 | 0 | 0 | 0 | 0 | 0 | 0 | 0 | 0 | 0 | 0 | 0 | 0 | 0 | 0 | 0 | 0 | 0 | 0 | 0 | 0 | 0
Transportation Pollutant Emissions Disaggregated[aircraft,NOx,freight,petroleum diesel tf] | Transportation Pollutant Emissions Disaggregated | aircraft | NOx | freight | petroleum diesel tf | 0 | 0 | 0 | 0 | 0 | 0 | 0 | 0 | 0 | 0 | 0 | 0 | 0 | 0 | 0 | 0 | 0 | 0 | 0 | 0 | 0 | 0 | 0 | 0 | 0 | 0 | 0 | 0 | 0 | 0 | 0
Transportation Pollutant Emissions Disaggregated[aircraft,NOx,freight,biofuel gasoline tf] | Transportation Pollutant Emissions Disaggregated | aircraft | NOx | freight | biofuel gasoline tf | 0 | 0 | 0 | 0 | 0 | 0 | 0 | 0 | 0 | 0 | 0 | 0 | 0 | 0 | 0 | 0 | 0 | 0 | 0 | 0 | 0 | 0 | 0 | 0 | 0 | 0 | 0 | 0 | 0 | 0 | 0
Transportation Pollutant Emissions Disaggregated[aircraft,NOx,freight,biofuel diesel tf] | Transportation Pollutant Emissions Disaggregated | aircraft | NOx | freight | biofuel diesel tf | 0 | 0 | 0 | 0 | 0 | 0 | 0 | 0 | 0 | 0 | 0 | 0 | 0 | 0 | 0 | 0 | 0 | 0 | 0 | 0 | 0 | 0 | 0 | 0 | 0 | 0 | 0 | 0 | 0 | 0 | 0
Transportation Pollutant Emissions Disaggregated[aircraft,NOx,freight,jet fuel tf] | Transportation Pollutant Emissions Disaggregated | aircraft | NOx | freight | jet fuel tf | 1913300000 | 2571920000 | 2837870000 | 2940390000 | 2976720000 | 3002600000 | 2990740000 | 2978590000 | 2977540000 | 2972560000 | 2976480000 | 2987470000 | 3008980000 | 3032650000 | 3056510000 | 3079860000 | 3093790000 | 3103930000 | 3118200000 | 3133700000 | 3155590000 | 3176810000 | 3203190000 | 3231160000 | 3261930000 | 3286480000 | 3307740000 | 3322920000 | 3336120000 | 3346160000 | 3357670000
Transportation Pollutant Emissions Disaggregated[aircraft,NOx,freight,heavy or residual fuel oil tf] | Transportation Pollutant Emissions Disaggregated | aircraft | NOx | freight | heavy or residual fuel oil tf | 0 | 0 | 0 | 0 | 0 | 0 | 0 | 0 | 0 | 0 | 0 | 0 | 0 | 0 | 0 | 0 | 0 | 0 | 0 | 0 | 0 | 0 | 0 | 0 | 0 | 0 | 0 | 0 | 0 | 0 | 0
Transportation Pollutant Emissions Disaggregated[aircraft,NOx,freight,LPG propane or butane tf] | Transportation Pollutant Emissions Disaggregated | aircraft | NOx | freight | LPG propane or butane tf | 0 | 0 | 0 | 0 | 0 | 0 | 0 | 0 | 0 | 0 | 0 | 0 | 0 | 0 | 0 | 0 | 0 | 0 | 0 | 0 | 0 | 0 | 0 | 0 | 0 | 0 | 0 | 0 | 0 | 0 | 0
Transportation Pollutant Emissions Disaggregated[aircraft,NOx,freight,hydrogen tf] | Transportation Pollutant Emissions Disaggregated | aircraft | NOx | freight | hydrogen tf | 0 | 0 | 0 | 0 | 0 | 0 | 0 | 0 | 0 | 0 | 0 | 0 | 0 | 0 | 0 | 0 | 0 | 0 | 0 | 0 | 0 | 0 | 0 | 0 | 0 | 0 | 0 | 0 | 0 | 0 | 0
Transportation Pollutant Emissions Disaggregated[aircraft,PM10,passenger,electricity tf] | Transportation Pollutant Emissions Disaggregated | aircraft | PM10 | passenger | electricity tf | 0 | 0 | 0 | 0 | 0 | 0 | 0 | 0 | 0 | 0 | 0 | 0 | 0 | 0 | 0 | 0 | 0 | 0 | 0 | 0 | 0 | 0 | 0 | 0 | 0 | 0 | 0 | 0 | 0 | 0 | 0
Transportation Pollutant Emissions Disaggregated[aircraft,PM10,passenger,natural gas tf] | Transportation Pollutant Emissions Disaggregated | aircraft | PM10 | passenger | natural gas tf | 0 | 0 | 0 | 0 | 0 | 0 | 0 | 0 | 0 | 0 | 0 | 0 | 0 | 0 | 0 | 0 | 0 | 0 | 0 | 0 | 0 | 0 | 0 | 0 | 0 | 0 | 0 | 0 | 0 | 0 | 0
Transportation Pollutant Emissions Disaggregated[aircraft,PM10,passenger,petroleum gasoline tf] | Transportation Pollutant Emissions Disaggregated | aircraft | PM10 | passenger | petroleum gasoline tf | 0 | 0 | 0 | 0 | 0 | 0 | 0 | 0 | 0 | 0 | 0 | 0 | 0 | 0 | 0 | 0 | 0 | 0 | 0 | 0 | 0 | 0 | 0 | 0 | 0 | 0 | 0 | 0 | 0 | 0 | 0
Transportation Pollutant Emissions Disaggregated[aircraft,PM10,passenger,petroleum diesel tf] | Transportation Pollutant Emissions Disaggregated | aircraft | PM10 | passenger | petroleum diesel tf | 0 | 0 | 0 | 0 | 0 | 0 | 0 | 0 | 0 | 0 | 0 | 0 | 0 | 0 | 0 | 0 | 0 | 0 | 0 | 0 | 0 | 0 | 0 | 0 | 0 | 0 | 0 | 0 | 0 | 0 | 0
Transportation Pollutant Emissions Disaggregated[aircraft,PM10,passenger,biofuel gasoline tf] | Transportation Pollutant Emissions Disaggregated | aircraft | PM10 | passenger | biofuel gasoline tf | 0 | 0 | 0 | 0 | 0 | 0 | 0 | 0 | 0 | 0 | 0 | 0 | 0 | 0 | 0 | 0 | 0 | 0 | 0 | 0 | 0 | 0 | 0 | 0 | 0 | 0 | 0 | 0 | 0 | 0 | 0
Transportation Pollutant Emissions Disaggregated[aircraft,PM10,passenger,biofuel diesel tf] | Transportation Pollutant Emissions Disaggregated | aircraft | PM10 | passenger | biofuel diesel tf | 0 | 0 | 0 | 0 | 0 | 0 | 0 | 0 | 0 | 0 | 0 | 0 | 0 | 0 | 0 | 0 | 0 | 0 | 0 | 0 | 0 | 0 | 0 | 0 | 0 | 0 | 0 | 0 | 0 | 0 | 0
Transportation Pollutant Emissions Disaggregated[aircraft,PM10,passenger,jet fuel tf] | Transportation Pollutant Emissions Disaggregated | aircraft | PM10 | passenger | jet fuel tf | 158663000 | 213931000 | 236632000 | 245562000 | 249041000 | 251770000 | 251189000 | 250357000 | 250376000 | 249868000 | 250234000 | 251244000 | 252951000 | 254798000 | 256709000 | 258678000 | 259838000 | 260643000 | 261784000 | 263044000 | 264827000 | 266571000 | 268814000 | 271251000 | 273850000 | 276084000 | 278110000 | 279762000 | 281187000 | 282366000 | 283691000
Transportation Pollutant Emissions Disaggregated[aircraft,PM10,passenger,heavy or residual fuel oil tf] | Transportation Pollutant Emissions Disaggregated | aircraft | PM10 | passenger | heavy or residual fuel oil tf | 0 | 0 | 0 | 0 | 0 | 0 | 0 | 0 | 0 | 0 | 0 | 0 | 0 | 0 | 0 | 0 | 0 | 0 | 0 | 0 | 0 | 0 | 0 | 0 | 0 | 0 | 0 | 0 | 0 | 0 | 0
Transportation Pollutant Emissions Disaggregated[aircraft,PM10,passenger,LPG propane or butane tf] | Transportation Pollutant Emissions Disaggregated | aircraft | PM10 | passenger | LPG propane or butane tf | 0 | 0 | 0 | 0 | 0 | 0 | 0 | 0 | 0 | 0 | 0 | 0 | 0 | 0 | 0 | 0 | 0 | 0 | 0 | 0 | 0 | 0 | 0 | 0 | 0 | 0 | 0 | 0 | 0 | 0 | 0
Transportation Pollutant Emissions Disaggregated[aircraft,PM10,passenger,hydrogen tf] | Transportation Pollutant Emissions Disaggregated | aircraft | PM10 | passenger | hydrogen tf | 0 | 0 | 0 | 0 | 0 | 0 | 0 | 0 | 0 | 0 | 0 | 0 | 0 | 0 | 0 | 0 | 0 | 0 | 0 | 0 | 0 | 0 | 0 | 0 | 0 | 0 | 0 | 0 | 0 | 0 | 0
Transportation Pollutant Emissions Disaggregated[aircraft,PM10,freight,electricity tf] | Transportation Pollutant Emissions Disaggregated | aircraft | PM10 | freight | electricity tf | 0 | 0 | 0 | 0 | 0 | 0 | 0 | 0 | 0 | 0 | 0 | 0 | 0 | 0 | 0 | 0 | 0 | 0 | 0 | 0 | 0 | 0 | 0 | 0 | 0 | 0 | 0 | 0 | 0 | 0 | 0
Transportation Pollutant Emissions Disaggregated[aircraft,PM10,freight,natural gas tf] | Transportation Pollutant Emissions Disaggregated | aircraft | PM10 | freight | natural gas tf | 0 | 0 | 0 | 0 | 0 | 0 | 0 | 0 | 0 | 0 | 0 | 0 | 0 | 0 | 0 | 0 | 0 | 0 | 0 | 0 | 0 | 0 | 0 | 0 | 0 | 0 | 0 | 0 | 0 | 0 | 0
Transportation Pollutant Emissions Disaggregated[aircraft,PM10,freight,petroleum gasoline tf] | Transportation Pollutant Emissions Disaggregated | aircraft | PM10 | freight | petroleum gasoline tf | 0 | 0 | 0 | 0 | 0 | 0 | 0 | 0 | 0 | 0 | 0 | 0 | 0 | 0 | 0 | 0 | 0 | 0 | 0 | 0 | 0 | 0 | 0 | 0 | 0 | 0 | 0 | 0 | 0 | 0 | 0
Transportation Pollutant Emissions Disaggregated[aircraft,PM10,freight,petroleum diesel tf] | Transportation Pollutant Emissions Disaggregated | aircraft | PM10 | freight | petroleum diesel tf | 0 | 0 | 0 | 0 | 0 | 0 | 0 | 0 | 0 | 0 | 0 | 0 | 0 | 0 | 0 | 0 | 0 | 0 | 0 | 0 | 0 | 0 | 0 | 0 | 0 | 0 | 0 | 0 | 0 | 0 | 0
Transportation Pollutant Emissions Disaggregated[aircraft,PM10,freight,biofuel gasoline tf] | Transportation Pollutant Emissions Disaggregated | aircraft | PM10 | freight | biofuel gasoline tf | 0 | 0 | 0 | 0 | 0 | 0 | 0 | 0 | 0 | 0 | 0 | 0 | 0 | 0 | 0 | 0 | 0 | 0 | 0 | 0 | 0 | 0 | 0 | 0 | 0 | 0 | 0 | 0 | 0 | 0 | 0
Transportation Pollutant Emissions Disaggregated[aircraft,PM10,freight,biofuel diesel tf] | Transportation Pollutant Emissions Disaggregated | aircraft | PM10 | freight | biofuel diesel tf | 0 | 0 | 0 | 0 | 0 | 0 | 0 | 0 | 0 | 0 | 0 | 0 | 0 | 0 | 0 | 0 | 0 | 0 | 0 | 0 | 0 | 0 | 0 | 0 | 0 | 0 | 0 | 0 | 0 | 0 | 0
Transportation Pollutant Emissions Disaggregated[aircraft,PM10,freight,jet fuel tf] | Transportation Pollutant Emissions Disaggregated | aircraft | PM10 | freight | jet fuel tf | 23620900 | 31752000 | 35035300 | 36301000 | 36749500 | 37069000 | 36922600 | 36772600 | 36759700 | 36698200 | 36746500 | 36882200 | 37147800 | 37440000 | 37734600 | 38022900 | 38194900 | 38320000 | 38496200 | 38687500 | 38957800 | 39219700 | 39545500 | 39890800 | 40270700 | 40573700 | 40836200 | 41023600 | 41186600 | 41310500 | 41452600
Transportation Pollutant Emissions Disaggregated[aircraft,PM10,freight,heavy or residual fuel oil tf] | Transportation Pollutant Emissions Disaggregated | aircraft | PM10 | freight | heavy or residual fuel oil tf | 0 | 0 | 0 | 0 | 0 | 0 | 0 | 0 | 0 | 0 | 0 | 0 | 0 | 0 | 0 | 0 | 0 | 0 | 0 | 0 | 0 | 0 | 0 | 0 | 0 | 0 | 0 | 0 | 0 | 0 | 0
Transportation Pollutant Emissions Disaggregated[aircraft,PM10,freight,LPG propane or butane tf] | Transportation Pollutant Emissions Disaggregated | aircraft | PM10 | freight | LPG propane or butane tf | 0 | 0 | 0 | 0 | 0 | 0 | 0 | 0 | 0 | 0 | 0 | 0 | 0 | 0 | 0 | 0 | 0 | 0 | 0 | 0 | 0 | 0 | 0 | 0 | 0 | 0 | 0 | 0 | 0 | 0 | 0
Transportation Pollutant Emissions Disaggregated[aircraft,PM10,freight,hydrogen tf] | Transportation Pollutant Emissions Disaggregated | aircraft | PM10 | freight | hydrogen tf | 0 | 0 | 0 | 0 | 0 | 0 | 0 | 0 | 0 | 0 | 0 | 0 | 0 | 0 | 0 | 0 | 0 | 0 | 0 | 0 | 0 | 0 | 0 | 0 | 0 | 0 | 0 | 0 | 0 | 0 | 0
Transportation Pollutant Emissions Disaggregated[aircraft,PM25,passenger,electricity tf] | Transportation Pollutant Emissions Disaggregated | aircraft | PM25 | passenger | electricity tf | 0 | 0 | 0 | 0 | 0 | 0 | 0 | 0 | 0 | 0 | 0 | 0 | 0 | 0 | 0 | 0 | 0 | 0 | 0 | 0 | 0 | 0 | 0 | 0 | 0 | 0 | 0 | 0 | 0 | 0 | 0
Transportation Pollutant Emissions Disaggregated[aircraft,PM25,passenger,natural gas tf] | Transportation Pollutant Emissions Disaggregated | aircraft | PM25 | passenger | natural gas tf | 0 | 0 | 0 | 0 | 0 | 0 | 0 | 0 | 0 | 0 | 0 | 0 | 0 | 0 | 0 | 0 | 0 | 0 | 0 | 0 | 0 | 0 | 0 | 0 | 0 | 0 | 0 | 0 | 0 | 0 | 0
Transportation Pollutant Emissions Disaggregated[aircraft,PM25,passenger,petroleum gasoline tf] | Transportation Pollutant Emissions Disaggregated | aircraft | PM25 | passenger | petroleum gasoline tf | 0 | 0 | 0 | 0 | 0 | 0 | 0 | 0 | 0 | 0 | 0 | 0 | 0 | 0 | 0 | 0 | 0 | 0 | 0 | 0 | 0 | 0 | 0 | 0 | 0 | 0 | 0 | 0 | 0 | 0 | 0
Transportation Pollutant Emissions Disaggregated[aircraft,PM25,passenger,petroleum diesel tf] | Transportation Pollutant Emissions Disaggregated | aircraft | PM25 | passenger | petroleum diesel tf | 0 | 0 | 0 | 0 | 0 | 0 | 0 | 0 | 0 | 0 | 0 | 0 | 0 | 0 | 0 | 0 | 0 | 0 | 0 | 0 | 0 | 0 | 0 | 0 | 0 | 0 | 0 | 0 | 0 | 0 | 0
Transportation Pollutant Emissions Disaggregated[aircraft,PM25,passenger,biofuel gasoline tf] | Transportation Pollutant Emissions Disaggregated | aircraft | PM25 | passenger | biofuel gasoline tf | 0 | 0 | 0 | 0 | 0 | 0 | 0 | 0 | 0 | 0 | 0 | 0 | 0 | 0 | 0 | 0 | 0 | 0 | 0 | 0 | 0 | 0 | 0 | 0 | 0 | 0 | 0 | 0 | 0 | 0 | 0
Transportation Pollutant Emissions Disaggregated[aircraft,PM25,passenger,biofuel diesel tf] | Transportation Pollutant Emissions Disaggregated | aircraft | PM25 | passenger | biofuel diesel tf | 0 | 0 | 0 | 0 | 0 | 0 | 0 | 0 | 0 | 0 | 0 | 0 | 0 | 0 | 0 | 0 | 0 | 0 | 0 | 0 | 0 | 0 | 0 | 0 | 0 | 0 | 0 | 0 | 0 | 0 | 0
Transportation Pollutant Emissions Disaggregated[aircraft,PM25,passenger,jet fuel tf] | Transportation Pollutant Emissions Disaggregated | aircraft | PM25 | passenger | jet fuel tf | 158663000 | 213931000 | 236632000 | 245562000 | 249041000 | 251770000 | 251189000 | 250357000 | 250376000 | 249868000 | 250234000 | 251244000 | 252951000 | 254798000 | 256709000 | 258678000 | 259838000 | 260643000 | 261784000 | 263044000 | 264827000 | 266571000 | 268814000 | 271251000 | 273850000 | 276084000 | 278110000 | 279762000 | 281187000 | 282366000 | 283691000
Transportation Pollutant Emissions Disaggregated[aircraft,PM25,passenger,heavy or residual fuel oil tf] | Transportation Pollutant Emissions Disaggregated | aircraft | PM25 | passenger | heavy or residual fuel oil tf | 0 | 0 | 0 | 0 | 0 | 0 | 0 | 0 | 0 | 0 | 0 | 0 | 0 | 0 | 0 | 0 | 0 | 0 | 0 | 0 | 0 | 0 | 0 | 0 | 0 | 0 | 0 | 0 | 0 | 0 | 0
Transportation Pollutant Emissions Disaggregated[aircraft,PM25,passenger,LPG propane or butane tf] | Transportation Pollutant Emissions Disaggregated | aircraft | PM25 | passenger | LPG propane or butane tf | 0 | 0 | 0 | 0 | 0 | 0 | 0 | 0 | 0 | 0 | 0 | 0 | 0 | 0 | 0 | 0 | 0 | 0 | 0 | 0 | 0 | 0 | 0 | 0 | 0 | 0 | 0 | 0 | 0 | 0 | 0
Transportation Pollutant Emissions Disaggregated[aircraft,PM25,passenger,hydrogen tf] | Transportation Pollutant Emissions Disaggregated | aircraft | PM25 | passenger | hydrogen tf | 0 | 0 | 0 | 0 | 0 | 0 | 0 | 0 | 0 | 0 | 0 | 0 | 0 | 0 | 0 | 0 | 0 | 0 | 0 | 0 | 0 | 0 | 0 | 0 | 0 | 0 | 0 | 0 | 0 | 0 | 0
Transportation Pollutant Emissions Disaggregated[aircraft,PM25,freight,electricity tf] | Transportation Pollutant Emissions Disaggregated | aircraft | PM25 | freight | electricity tf | 0 | 0 | 0 | 0 | 0 | 0 | 0 | 0 | 0 | 0 | 0 | 0 | 0 | 0 | 0 | 0 | 0 | 0 | 0 | 0 | 0 | 0 | 0 | 0 | 0 | 0 | 0 | 0 | 0 | 0 | 0
Transportation Pollutant Emissions Disaggregated[aircraft,PM25,freight,natural gas tf] | Transportation Pollutant Emissions Disaggregated | aircraft | PM25 | freight | natural gas tf | 0 | 0 | 0 | 0 | 0 | 0 | 0 | 0 | 0 | 0 | 0 | 0 | 0 | 0 | 0 | 0 | 0 | 0 | 0 | 0 | 0 | 0 | 0 | 0 | 0 | 0 | 0 | 0 | 0 | 0 | 0
Transportation Pollutant Emissions Disaggregated[aircraft,PM25,freight,petroleum gasoline tf] | Transportation Pollutant Emissions Disaggregated | aircraft | PM25 | freight | petroleum gasoline tf | 0 | 0 | 0 | 0 | 0 | 0 | 0 | 0 | 0 | 0 | 0 | 0 | 0 | 0 | 0 | 0 | 0 | 0 | 0 | 0 | 0 | 0 | 0 | 0 | 0 | 0 | 0 | 0 | 0 | 0 | 0
Transportation Pollutant Emissions Disaggregated[aircraft,PM25,freight,petroleum diesel tf] | Transportation Pollutant Emissions Disaggregated | aircraft | PM25 | freight | petroleum diesel tf | 0 | 0 | 0 | 0 | 0 | 0 | 0 | 0 | 0 | 0 | 0 | 0 | 0 | 0 | 0 | 0 | 0 | 0 | 0 | 0 | 0 | 0 | 0 | 0 | 0 | 0 | 0 | 0 | 0 | 0 | 0
Transportation Pollutant Emissions Disaggregated[aircraft,PM25,freight,biofuel gasoline tf] | Transportation Pollutant Emissions Disaggregated | aircraft | PM25 | freight | biofuel gasoline tf | 0 | 0 | 0 | 0 | 0 | 0 | 0 | 0 | 0 | 0 | 0 | 0 | 0 | 0 | 0 | 0 | 0 | 0 | 0 | 0 | 0 | 0 | 0 | 0 | 0 | 0 | 0 | 0 | 0 | 0 | 0
Transportation Pollutant Emissions Disaggregated[aircraft,PM25,freight,biofuel diesel tf] | Transportation Pollutant Emissions Disaggregated | aircraft | PM25 | freight | biofuel diesel tf | 0 | 0 | 0 | 0 | 0 | 0 | 0 | 0 | 0 | 0 | 0 | 0 | 0 | 0 | 0 | 0 | 0 | 0 | 0 | 0 | 0 | 0 | 0 | 0 | 0 | 0 | 0 | 0 | 0 | 0 | 0
Transportation Pollutant Emissions Disaggregated[aircraft,PM25,freight,jet fuel tf] | Transportation Pollutant Emissions Disaggregated | aircraft | PM25 | freight | jet fuel tf | 23620900 | 31752000 | 35035300 | 36301000 | 36749500 | 37069000 | 36922600 | 36772600 | 36759700 | 36698200 | 36746500 | 36882200 | 37147800 | 37440000 | 37734600 | 38022900 | 38194900 | 38320000 | 38496200 | 38687500 | 38957800 | 39219700 | 39545500 | 39890800 | 40270700 | 40573700 | 40836200 | 41023600 | 41186600 | 41310500 | 41452600
Transportation Pollutant Emissions Disaggregated[aircraft,PM25,freight,heavy or residual fuel oil tf] | Transportation Pollutant Emissions Disaggregated | aircraft | PM25 | freight | heavy or residual fuel oil tf | 0 | 0 | 0 | 0 | 0 | 0 | 0 | 0 | 0 | 0 | 0 | 0 | 0 | 0 | 0 | 0 | 0 | 0 | 0 | 0 | 0 | 0 | 0 | 0 | 0 | 0 | 0 | 0 | 0 | 0 | 0
Transportation Pollutant Emissions Disaggregated[aircraft,PM25,freight,LPG propane or butane tf] | Transportation Pollutant Emissions Disaggregated | aircraft | PM25 | freight | LPG propane or butane tf | 0 | 0 | 0 | 0 | 0 | 0 | 0 | 0 | 0 | 0 | 0 | 0 | 0 | 0 | 0 | 0 | 0 | 0 | 0 | 0 | 0 | 0 | 0 | 0 | 0 | 0 | 0 | 0 | 0 | 0 | 0
Transportation Pollutant Emissions Disaggregated[aircraft,PM25,freight,hydrogen tf] | Transportation Pollutant Emissions Disaggregated | aircraft | PM25 | freight | hydrogen tf | 0 | 0 | 0 | 0 | 0 | 0 | 0 | 0 | 0 | 0 | 0 | 0 | 0 | 0 | 0 | 0 | 0 | 0 | 0 | 0 | 0 | 0 | 0 | 0 | 0 | 0 | 0 | 0 | 0 | 0 | 0
Transportation Pollutant Emissions Disaggregated[aircraft,SOx,passenger,electricity tf] | Transportation Pollutant Emissions Disaggregated | aircraft | SOx | passenger | electricity tf | 0 | 0 | 0 | 0 | 0 | 0 | 0 | 0 | 0 | 0 | 0 | 0 | 0 | 0 | 0 | 0 | 0 | 0 | 0 | 0 | 0 | 0 | 0 | 0 | 0 | 0 | 0 | 0 | 0 | 0 | 0
Transportation Pollutant Emissions Disaggregated[aircraft,SOx,passenger,natural gas tf] | Transportation Pollutant Emissions Disaggregated | aircraft | SOx | passenger | natural gas tf | 0 | 0 | 0 | 0 | 0 | 0 | 0 | 0 | 0 | 0 | 0 | 0 | 0 | 0 | 0 | 0 | 0 | 0 | 0 | 0 | 0 | 0 | 0 | 0 | 0 | 0 | 0 | 0 | 0 | 0 | 0
Transportation Pollutant Emissions Disaggregated[aircraft,SOx,passenger,petroleum gasoline tf] | Transportation Pollutant Emissions Disaggregated | aircraft | SOx | passenger | petroleum gasoline tf | 0 | 0 | 0 | 0 | 0 | 0 | 0 | 0 | 0 | 0 | 0 | 0 | 0 | 0 | 0 | 0 | 0 | 0 | 0 | 0 | 0 | 0 | 0 | 0 | 0 | 0 | 0 | 0 | 0 | 0 | 0
Transportation Pollutant Emissions Disaggregated[aircraft,SOx,passenger,petroleum diesel tf] | Transportation Pollutant Emissions Disaggregated | aircraft | SOx | passenger | petroleum diesel tf | 0 | 0 | 0 | 0 | 0 | 0 | 0 | 0 | 0 | 0 | 0 | 0 | 0 | 0 | 0 | 0 | 0 | 0 | 0 | 0 | 0 | 0 | 0 | 0 | 0 | 0 | 0 | 0 | 0 | 0 | 0
Transportation Pollutant Emissions Disaggregated[aircraft,SOx,passenger,biofuel gasoline tf] | Transportation Pollutant Emissions Disaggregated | aircraft | SOx | passenger | biofuel gasoline tf | 0 | 0 | 0 | 0 | 0 | 0 | 0 | 0 | 0 | 0 | 0 | 0 | 0 | 0 | 0 | 0 | 0 | 0 | 0 | 0 | 0 | 0 | 0 | 0 | 0 | 0 | 0 | 0 | 0 | 0 | 0
Transportation Pollutant Emissions Disaggregated[aircraft,SOx,passenger,biofuel diesel tf] | Transportation Pollutant Emissions Disaggregated | aircraft | SOx | passenger | biofuel diesel tf | 0 | 0 | 0 | 0 | 0 | 0 | 0 | 0 | 0 | 0 | 0 | 0 | 0 | 0 | 0 | 0 | 0 | 0 | 0 | 0 | 0 | 0 | 0 | 0 | 0 | 0 | 0 | 0 | 0 | 0 | 0
Transportation Pollutant Emissions Disaggregated[aircraft,SOx,passenger,jet fuel tf] | Transportation Pollutant Emissions Disaggregated | aircraft | SOx | passenger | jet fuel tf | 18248400 | 24605000 | 27215900 | 28243000 | 28643200 | 28957000 | 28890200 | 28794500 | 28796700 | 28738300 | 28780300 | 28896500 | 29092900 | 29305300 | 29525100 | 29751500 | 29885000 | 29977500 | 30108700 | 30253700 | 30458700 | 30659300 | 30917400 | 31197500 | 31496600 | 31753500 | 31986500 | 32176500 | 32340400 | 32476000 | 32628400
Transportation Pollutant Emissions Disaggregated[aircraft,SOx,passenger,heavy or residual fuel oil tf] | Transportation Pollutant Emissions Disaggregated | aircraft | SOx | passenger | heavy or residual fuel oil tf | 0 | 0 | 0 | 0 | 0 | 0 | 0 | 0 | 0 | 0 | 0 | 0 | 0 | 0 | 0 | 0 | 0 | 0 | 0 | 0 | 0 | 0 | 0 | 0 | 0 | 0 | 0 | 0 | 0 | 0 | 0
Transportation Pollutant Emissions Disaggregated[aircraft,SOx,passenger,LPG propane or butane tf] | Transportation Pollutant Emissions Disaggregated | aircraft | SOx | passenger | LPG propane or butane tf | 0 | 0 | 0 | 0 | 0 | 0 | 0 | 0 | 0 | 0 | 0 | 0 | 0 | 0 | 0 | 0 | 0 | 0 | 0 | 0 | 0 | 0 | 0 | 0 | 0 | 0 | 0 | 0 | 0 | 0 | 0
Transportation Pollutant Emissions Disaggregated[aircraft,SOx,passenger,hydrogen tf] | Transportation Pollutant Emissions Disaggregated | aircraft | SOx | passenger | hydrogen tf | 0 | 0 | 0 | 0 | 0 | 0 | 0 | 0 | 0 | 0 | 0 | 0 | 0 | 0 | 0 | 0 | 0 | 0 | 0 | 0 | 0 | 0 | 0 | 0 | 0 | 0 | 0 | 0 | 0 | 0 | 0
Transportation Pollutant Emissions Disaggregated[aircraft,SOx,freight,electricity tf] | Transportation Pollutant Emissions Disaggregated | aircraft | SOx | freight | electricity tf | 0 | 0 | 0 | 0 | 0 | 0 | 0 | 0 | 0 | 0 | 0 | 0 | 0 | 0 | 0 | 0 | 0 | 0 | 0 | 0 | 0 | 0 | 0 | 0 | 0 | 0 | 0 | 0 | 0 | 0 | 0
Transportation Pollutant Emissions Disaggregated[aircraft,SOx,freight,natural gas tf] | Transportation Pollutant Emissions Disaggregated | aircraft | SOx | freight | natural gas tf | 0 | 0 | 0 | 0 | 0 | 0 | 0 | 0 | 0 | 0 | 0 | 0 | 0 | 0 | 0 | 0 | 0 | 0 | 0 | 0 | 0 | 0 | 0 | 0 | 0 | 0 | 0 | 0 | 0 | 0 | 0
Transportation Pollutant Emissions Disaggregated[aircraft,SOx,freight,petroleum gasoline tf] | Transportation Pollutant Emissions Disaggregated | aircraft | SOx | freight | petroleum gasoline tf | 0 | 0 | 0 | 0 | 0 | 0 | 0 | 0 | 0 | 0 | 0 | 0 | 0 | 0 | 0 | 0 | 0 | 0 | 0 | 0 | 0 | 0 | 0 | 0 | 0 | 0 | 0 | 0 | 0 | 0 | 0
Transportation Pollutant Emissions Disaggregated[aircraft,SOx,freight,petroleum diesel tf] | Transportation Pollutant Emissions Disaggregated | aircraft | SOx | freight | petroleum diesel tf | 0 | 0 | 0 | 0 | 0 | 0 | 0 | 0 | 0 | 0 | 0 | 0 | 0 | 0 | 0 | 0 | 0 | 0 | 0 | 0 | 0 | 0 | 0 | 0 | 0 | 0 | 0 | 0 | 0 | 0 | 0
Transportation Pollutant Emissions Disaggregated[aircraft,SOx,freight,biofuel gasoline tf] | Transportation Pollutant Emissions Disaggregated | aircraft | SOx | freight | biofuel gasoline tf | 0 | 0 | 0 | 0 | 0 | 0 | 0 | 0 | 0 | 0 | 0 | 0 | 0 | 0 | 0 | 0 | 0 | 0 | 0 | 0 | 0 | 0 | 0 | 0 | 0 | 0 | 0 | 0 | 0 | 0 | 0
Transportation Pollutant Emissions Disaggregated[aircraft,SOx,freight,biofuel diesel tf] | Transportation Pollutant Emissions Disaggregated | aircraft | SOx | freight | biofuel diesel tf | 0 | 0 | 0 | 0 | 0 | 0 | 0 | 0 | 0 | 0 | 0 | 0 | 0 | 0 | 0 | 0 | 0 | 0 | 0 | 0 | 0 | 0 | 0 | 0 | 0 | 0 | 0 | 0 | 0 | 0 | 0
Transportation Pollutant Emissions Disaggregated[aircraft,SOx,freight,jet fuel tf] | Transportation Pollutant Emissions Disaggregated | aircraft | SOx | freight | jet fuel tf | 2716730 | 3651910 | 4029540 | 4175120 | 4226700 | 4263450 | 4246610 | 4229350 | 4227870 | 4220800 | 4226360 | 4241960 | 4272510 | 4306120 | 4340000 | 4373160 | 4392940 | 4407330 | 4427590 | 4449600 | 4480690 | 4510810 | 4548280 | 4587990 | 4631680 | 4666530 | 4696730 | 4718280 | 4737020 | 4751270 | 4767620
Transportation Pollutant Emissions Disaggregated[aircraft,SOx,freight,heavy or residual fuel oil tf] | Transportation Pollutant Emissions Disaggregated | aircraft | SOx | freight | heavy or residual fuel oil tf | 0 | 0 | 0 | 0 | 0 | 0 | 0 | 0 | 0 | 0 | 0 | 0 | 0 | 0 | 0 | 0 | 0 | 0 | 0 | 0 | 0 | 0 | 0 | 0 | 0 | 0 | 0 | 0 | 0 | 0 | 0
Transportation Pollutant Emissions Disaggregated[aircraft,SOx,freight,LPG propane or butane tf] | Transportation Pollutant Emissions Disaggregated | aircraft | SOx | freight | LPG propane or butane tf | 0 | 0 | 0 | 0 | 0 | 0 | 0 | 0 | 0 | 0 | 0 | 0 | 0 | 0 | 0 | 0 | 0 | 0 | 0 | 0 | 0 | 0 | 0 | 0 | 0 | 0 | 0 | 0 | 0 | 0 | 0
Transportation Pollutant Emissions Disaggregated[aircraft,SOx,freight,hydrogen tf] | Transportation Pollutant Emissions Disaggregated | aircraft | SOx | freight | hydrogen tf | 0 | 0 | 0 | 0 | 0 | 0 | 0 | 0 | 0 | 0 | 0 | 0 | 0 | 0 | 0 | 0 | 0 | 0 | 0 | 0 | 0 | 0 | 0 | 0 | 0 | 0 | 0 | 0 | 0 | 0 | 0
Transportation Pollutant Emissions Disaggregated[aircraft,BC,passenger,electricity tf] | Transportation Pollutant Emissions Disaggregated | aircraft | BC | passenger | electricity tf | 0 | 0 | 0 | 0 | 0 | 0 | 0 | 0 | 0 | 0 | 0 | 0 | 0 | 0 | 0 | 0 | 0 | 0 | 0 | 0 | 0 | 0 | 0 | 0 | 0 | 0 | 0 | 0 | 0 | 0 | 0
Transportation Pollutant Emissions Disaggregated[aircraft,BC,passenger,natural gas tf] | Transportation Pollutant Emissions Disaggregated | aircraft | BC | passenger | natural gas tf | 0 | 0 | 0 | 0 | 0 | 0 | 0 | 0 | 0 | 0 | 0 | 0 | 0 | 0 | 0 | 0 | 0 | 0 | 0 | 0 | 0 | 0 | 0 | 0 | 0 | 0 | 0 | 0 | 0 | 0 | 0
Transportation Pollutant Emissions Disaggregated[aircraft,BC,passenger,petroleum gasoline tf] | Transportation Pollutant Emissions Disaggregated | aircraft | BC | passenger | petroleum gasoline tf | 0 | 0 | 0 | 0 | 0 | 0 | 0 | 0 | 0 | 0 | 0 | 0 | 0 | 0 | 0 | 0 | 0 | 0 | 0 | 0 | 0 | 0 | 0 | 0 | 0 | 0 | 0 | 0 | 0 | 0 | 0
Transportation Pollutant Emissions Disaggregated[aircraft,BC,passenger,petroleum diesel tf] | Transportation Pollutant Emissions Disaggregated | aircraft | BC | passenger | petroleum diesel tf | 0 | 0 | 0 | 0 | 0 | 0 | 0 | 0 | 0 | 0 | 0 | 0 | 0 | 0 | 0 | 0 | 0 | 0 | 0 | 0 | 0 | 0 | 0 | 0 | 0 | 0 | 0 | 0 | 0 | 0 | 0
Transportation Pollutant Emissions Disaggregated[aircraft,BC,passenger,biofuel gasoline tf] | Transportation Pollutant Emissions Disaggregated | aircraft | BC | passenger | biofuel gasoline tf | 0 | 0 | 0 | 0 | 0 | 0 | 0 | 0 | 0 | 0 | 0 | 0 | 0 | 0 | 0 | 0 | 0 | 0 | 0 | 0 | 0 | 0 | 0 | 0 | 0 | 0 | 0 | 0 | 0 | 0 | 0
Transportation Pollutant Emissions Disaggregated[aircraft,BC,passenger,biofuel diesel tf] | Transportation Pollutant Emissions Disaggregated | aircraft | BC | passenger | biofuel diesel tf | 0 | 0 | 0 | 0 | 0 | 0 | 0 | 0 | 0 | 0 | 0 | 0 | 0 | 0 | 0 | 0 | 0 | 0 | 0 | 0 | 0 | 0 | 0 | 0 | 0 | 0 | 0 | 0 | 0 | 0 | 0
Transportation Pollutant Emissions Disaggregated[aircraft,BC,passenger,jet fuel tf] | Transportation Pollutant Emissions Disaggregated | aircraft | BC | passenger | jet fuel tf | 50010100 | 67430500 | 74585800 | 77400400 | 78497200 | 79357300 | 79174100 | 78911700 | 78917800 | 78757800 | 78873000 | 79191500 | 79729700 | 80311700 | 80914000 | 81534700 | 81900300 | 82153900 | 82513500 | 82910700 | 83472700 | 84022500 | 84729600 | 85497500 | 86317000 | 87021100 | 87659600 | 88180300 | 88629500 | 89001100 | 89418700
Transportation Pollutant Emissions Disaggregated[aircraft,BC,passenger,heavy or residual fuel oil tf] | Transportation Pollutant Emissions Disaggregated | aircraft | BC | passenger | heavy or residual fuel oil tf | 0 | 0 | 0 | 0 | 0 | 0 | 0 | 0 | 0 | 0 | 0 | 0 | 0 | 0 | 0 | 0 | 0 | 0 | 0 | 0 | 0 | 0 | 0 | 0 | 0 | 0 | 0 | 0 | 0 | 0 | 0
Transportation Pollutant Emissions Disaggregated[aircraft,BC,passenger,LPG propane or butane tf] | Transportation Pollutant Emissions Disaggregated | aircraft | BC | passenger | LPG propane or butane tf | 0 | 0 | 0 | 0 | 0 | 0 | 0 | 0 | 0 | 0 | 0 | 0 | 0 | 0 | 0 | 0 | 0 | 0 | 0 | 0 | 0 | 0 | 0 | 0 | 0 | 0 | 0 | 0 | 0 | 0 | 0
Transportation Pollutant Emissions Disaggregated[aircraft,BC,passenger,hydrogen tf] | Transportation Pollutant Emissions Disaggregated | aircraft | BC | passenger | hydrogen tf | 0 | 0 | 0 | 0 | 0 | 0 | 0 | 0 | 0 | 0 | 0 | 0 | 0 | 0 | 0 | 0 | 0 | 0 | 0 | 0 | 0 | 0 | 0 | 0 | 0 | 0 | 0 | 0 | 0 | 0 | 0
Transportation Pollutant Emissions Disaggregated[aircraft,BC,freight,electricity tf] | Transportation Pollutant Emissions Disaggregated | aircraft | BC | freight | electricity tf | 0 | 0 | 0 | 0 | 0 | 0 | 0 | 0 | 0 | 0 | 0 | 0 | 0 | 0 | 0 | 0 | 0 | 0 | 0 | 0 | 0 | 0 | 0 | 0 | 0 | 0 | 0 | 0 | 0 | 0 | 0
Transportation Pollutant Emissions Disaggregated[aircraft,BC,freight,natural gas tf] | Transportation Pollutant Emissions Disaggregated | aircraft | BC | freight | natural gas tf | 0 | 0 | 0 | 0 | 0 | 0 | 0 | 0 | 0 | 0 | 0 | 0 | 0 | 0 | 0 | 0 | 0 | 0 | 0 | 0 | 0 | 0 | 0 | 0 | 0 | 0 | 0 | 0 | 0 | 0 | 0
Transportation Pollutant Emissions Disaggregated[aircraft,BC,freight,petroleum gasoline tf] | Transportation Pollutant Emissions Disaggregated | aircraft | BC | freight | petroleum gasoline tf | 0 | 0 | 0 | 0 | 0 | 0 | 0 | 0 | 0 | 0 | 0 | 0 | 0 | 0 | 0 | 0 | 0 | 0 | 0 | 0 | 0 | 0 | 0 | 0 | 0 | 0 | 0 | 0 | 0 | 0 | 0
Transportation Pollutant Emissions Disaggregated[aircraft,BC,freight,petroleum diesel tf] | Transportation Pollutant Emissions Disaggregated | aircraft | BC | freight | petroleum diesel tf | 0 | 0 | 0 | 0 | 0 | 0 | 0 | 0 | 0 | 0 | 0 | 0 | 0 | 0 | 0 | 0 | 0 | 0 | 0 | 0 | 0 | 0 | 0 | 0 | 0 | 0 | 0 | 0 | 0 | 0 | 0
Transportation Pollutant Emissions Disaggregated[aircraft,BC,freight,biofuel gasoline tf] | Transportation Pollutant Emissions Disaggregated | aircraft | BC | freight | biofuel gasoline tf | 0 | 0 | 0 | 0 | 0 | 0 | 0 | 0 | 0 | 0 | 0 | 0 | 0 | 0 | 0 | 0 | 0 | 0 | 0 | 0 | 0 | 0 | 0 | 0 | 0 | 0 | 0 | 0 | 0 | 0 | 0
Transportation Pollutant Emissions Disaggregated[aircraft,BC,freight,biofuel diesel tf] | Transportation Pollutant Emissions Disaggregated | aircraft | BC | freight | biofuel diesel tf | 0 | 0 | 0 | 0 | 0 | 0 | 0 | 0 | 0 | 0 | 0 | 0 | 0 | 0 | 0 | 0 | 0 | 0 | 0 | 0 | 0 | 0 | 0 | 0 | 0 | 0 | 0 | 0 | 0 | 0 | 0
Transportation Pollutant Emissions Disaggregated[aircraft,BC,freight,jet fuel tf] | Transportation Pollutant Emissions Disaggregated | aircraft | BC | freight | jet fuel tf | 7445260 | 10008100 | 11043000 | 11442000 | 11583400 | 11684100 | 11637900 | 11590600 | 11586600 | 11567200 | 11582400 | 11625200 | 11708900 | 11801000 | 11893900 | 11984700 | 12038900 | 12078400 | 12133900 | 12194200 | 12279400 | 12362000 | 12464600 | 12573500 | 12693200 | 12788700 | 12871500 | 12930500 | 12981900 | 13021000 | 13065800
Transportation Pollutant Emissions Disaggregated[aircraft,BC,freight,heavy or residual fuel oil tf] | Transportation Pollutant Emissions Disaggregated | aircraft | BC | freight | heavy or residual fuel oil tf | 0 | 0 | 0 | 0 | 0 | 0 | 0 | 0 | 0 | 0 | 0 | 0 | 0 | 0 | 0 | 0 | 0 | 0 | 0 | 0 | 0 | 0 | 0 | 0 | 0 | 0 | 0 | 0 | 0 | 0 | 0
Transportation Pollutant Emissions Disaggregated[aircraft,BC,freight,LPG propane or butane tf] | Transportation Pollutant Emissions Disaggregated | aircraft | BC | freight | LPG propane or butane tf | 0 | 0 | 0 | 0 | 0 | 0 | 0 | 0 | 0 | 0 | 0 | 0 | 0 | 0 | 0 | 0 | 0 | 0 | 0 | 0 | 0 | 0 | 0 | 0 | 0 | 0 | 0 | 0 | 0 | 0 | 0
Transportation Pollutant Emissions Disaggregated[aircraft,BC,freight,hydrogen tf] | Transportation Pollutant Emissions Disaggregated | aircraft | BC | freight | hydrogen tf | 0 | 0 | 0 | 0 | 0 | 0 | 0 | 0 | 0 | 0 | 0 | 0 | 0 | 0 | 0 | 0 | 0 | 0 | 0 | 0 | 0 | 0 | 0 | 0 | 0 | 0 | 0 | 0 | 0 | 0 | 0
Transportation Pollutant Emissions Disaggregated[aircraft,OC,passenger,electricity tf] | Transportation Pollutant Emissions Disaggregated | aircraft | OC | passenger | electricity tf | 0 | 0 | 0 | 0 | 0 | 0 | 0 | 0 | 0 | 0 | 0 | 0 | 0 | 0 | 0 | 0 | 0 | 0 | 0 | 0 | 0 | 0 | 0 | 0 | 0 | 0 | 0 | 0 | 0 | 0 | 0
Transportation Pollutant Emissions Disaggregated[aircraft,OC,passenger,natural gas tf] | Transportation Pollutant Emissions Disaggregated | aircraft | OC | passenger | natural gas tf | 0 | 0 | 0 | 0 | 0 | 0 | 0 | 0 | 0 | 0 | 0 | 0 | 0 | 0 | 0 | 0 | 0 | 0 | 0 | 0 | 0 | 0 | 0 | 0 | 0 | 0 | 0 | 0 | 0 | 0 | 0
Transportation Pollutant Emissions Disaggregated[aircraft,OC,passenger,petroleum gasoline tf] | Transportation Pollutant Emissions Disaggregated | aircraft | OC | passenger | petroleum gasoline tf | 0 | 0 | 0 | 0 | 0 | 0 | 0 | 0 | 0 | 0 | 0 | 0 | 0 | 0 | 0 | 0 | 0 | 0 | 0 | 0 | 0 | 0 | 0 | 0 | 0 | 0 | 0 | 0 | 0 | 0 | 0
Transportation Pollutant Emissions Disaggregated[aircraft,OC,passenger,petroleum diesel tf] | Transportation Pollutant Emissions Disaggregated | aircraft | OC | passenger | petroleum diesel tf | 0 | 0 | 0 | 0 | 0 | 0 | 0 | 0 | 0 | 0 | 0 | 0 | 0 | 0 | 0 | 0 | 0 | 0 | 0 | 0 | 0 | 0 | 0 | 0 | 0 | 0 | 0 | 0 | 0 | 0 | 0
Transportation Pollutant Emissions Disaggregated[aircraft,OC,passenger,biofuel gasoline tf] | Transportation Pollutant Emissions Disaggregated | aircraft | OC | passenger | biofuel gasoline tf | 0 | 0 | 0 | 0 | 0 | 0 | 0 | 0 | 0 | 0 | 0 | 0 | 0 | 0 | 0 | 0 | 0 | 0 | 0 | 0 | 0 | 0 | 0 | 0 | 0 | 0 | 0 | 0 | 0 | 0 | 0
Transportation Pollutant Emissions Disaggregated[aircraft,OC,passenger,biofuel diesel tf] | Transportation Pollutant Emissions Disaggregated | aircraft | OC | passenger | biofuel diesel tf | 0 | 0 | 0 | 0 | 0 | 0 | 0 | 0 | 0 | 0 | 0 | 0 | 0 | 0 | 0 | 0 | 0 | 0 | 0 | 0 | 0 | 0 | 0 | 0 | 0 | 0 | 0 | 0 | 0 | 0 | 0
Transportation Pollutant Emissions Disaggregated[aircraft,OC,passenger,jet fuel tf] | Transportation Pollutant Emissions Disaggregated | aircraft | OC | passenger | jet fuel tf | 47715300 | 64336500 | 71163400 | 73848900 | 74895400 | 75716000 | 75541200 | 75290900 | 75296600 | 75144000 | 75254000 | 75557800 | 76071300 | 76626600 | 77201200 | 77793500 | 78142300 | 78384300 | 78727400 | 79106400 | 79642600 | 80167200 | 80841800 | 81574400 | 82356300 | 83028200 | 83637400 | 84134200 | 84562700 | 84917300 | 85315700
Transportation Pollutant Emissions Disaggregated[aircraft,OC,passenger,heavy or residual fuel oil tf] | Transportation Pollutant Emissions Disaggregated | aircraft | OC | passenger | heavy or residual fuel oil tf | 0 | 0 | 0 | 0 | 0 | 0 | 0 | 0 | 0 | 0 | 0 | 0 | 0 | 0 | 0 | 0 | 0 | 0 | 0 | 0 | 0 | 0 | 0 | 0 | 0 | 0 | 0 | 0 | 0 | 0 | 0
Transportation Pollutant Emissions Disaggregated[aircraft,OC,passenger,LPG propane or butane tf] | Transportation Pollutant Emissions Disaggregated | aircraft | OC | passenger | LPG propane or butane tf | 0 | 0 | 0 | 0 | 0 | 0 | 0 | 0 | 0 | 0 | 0 | 0 | 0 | 0 | 0 | 0 | 0 | 0 | 0 | 0 | 0 | 0 | 0 | 0 | 0 | 0 | 0 | 0 | 0 | 0 | 0
Transportation Pollutant Emissions Disaggregated[aircraft,OC,passenger,hydrogen tf] | Transportation Pollutant Emissions Disaggregated | aircraft | OC | passenger | hydrogen tf | 0 | 0 | 0 | 0 | 0 | 0 | 0 | 0 | 0 | 0 | 0 | 0 | 0 | 0 | 0 | 0 | 0 | 0 | 0 | 0 | 0 | 0 | 0 | 0 | 0 | 0 | 0 | 0 | 0 | 0 | 0
Transportation Pollutant Emissions Disaggregated[aircraft,OC,freight,electricity tf] | Transportation Pollutant Emissions Disaggregated | aircraft | OC | freight | electricity tf | 0 | 0 | 0 | 0 | 0 | 0 | 0 | 0 | 0 | 0 | 0 | 0 | 0 | 0 | 0 | 0 | 0 | 0 | 0 | 0 | 0 | 0 | 0 | 0 | 0 | 0 | 0 | 0 | 0 | 0 | 0
Transportation Pollutant Emissions Disaggregated[aircraft,OC,freight,natural gas tf] | Transportation Pollutant Emissions Disaggregated | aircraft | OC | freight | natural gas tf | 0 | 0 | 0 | 0 | 0 | 0 | 0 | 0 | 0 | 0 | 0 | 0 | 0 | 0 | 0 | 0 | 0 | 0 | 0 | 0 | 0 | 0 | 0 | 0 | 0 | 0 | 0 | 0 | 0 | 0 | 0
Transportation Pollutant Emissions Disaggregated[aircraft,OC,freight,petroleum gasoline tf] | Transportation Pollutant Emissions Disaggregated | aircraft | OC | freight | petroleum gasoline tf | 0 | 0 | 0 | 0 | 0 | 0 | 0 | 0 | 0 | 0 | 0 | 0 | 0 | 0 | 0 | 0 | 0 | 0 | 0 | 0 | 0 | 0 | 0 | 0 | 0 | 0 | 0 | 0 | 0 | 0 | 0
Transportation Pollutant Emissions Disaggregated[aircraft,OC,freight,petroleum diesel tf] | Transportation Pollutant Emissions Disaggregated | aircraft | OC | freight | petroleum diesel tf | 0 | 0 | 0 | 0 | 0 | 0 | 0 | 0 | 0 | 0 | 0 | 0 | 0 | 0 | 0 | 0 | 0 | 0 | 0 | 0 | 0 | 0 | 0 | 0 | 0 | 0 | 0 | 0 | 0 | 0 | 0
Transportation Pollutant Emissions Disaggregated[aircraft,OC,freight,biofuel gasoline tf] | Transportation Pollutant Emissions Disaggregated | aircraft | OC | freight | biofuel gasoline tf | 0 | 0 | 0 | 0 | 0 | 0 | 0 | 0 | 0 | 0 | 0 | 0 | 0 | 0 | 0 | 0 | 0 | 0 | 0 | 0 | 0 | 0 | 0 | 0 | 0 | 0 | 0 | 0 | 0 | 0 | 0
Transportation Pollutant Emissions Disaggregated[aircraft,OC,freight,biofuel diesel tf] | Transportation Pollutant Emissions Disaggregated | aircraft | OC | freight | biofuel diesel tf | 0 | 0 | 0 | 0 | 0 | 0 | 0 | 0 | 0 | 0 | 0 | 0 | 0 | 0 | 0 | 0 | 0 | 0 | 0 | 0 | 0 | 0 | 0 | 0 | 0 | 0 | 0 | 0 | 0 | 0 | 0
Transportation Pollutant Emissions Disaggregated[aircraft,OC,freight,jet fuel tf] | Transportation Pollutant Emissions Disaggregated | aircraft | OC | freight | jet fuel tf | 7103630 | 9548910 | 10536300 | 10917000 | 11051900 | 11147900 | 11103900 | 11058800 | 11054900 | 11036400 | 11051000 | 11091800 | 11171600 | 11259500 | 11348100 | 11434800 | 11486500 | 11524200 | 11577100 | 11634700 | 11716000 | 11794700 | 11892700 | 11996500 | 12110800 | 12201900 | 12280900 | 12337200 | 12386200 | 12423500 | 12466200
Transportation Pollutant Emissions Disaggregated[aircraft,OC,freight,heavy or residual fuel oil tf] | Transportation Pollutant Emissions Disaggregated | aircraft | OC | freight | heavy or residual fuel oil tf | 0 | 0 | 0 | 0 | 0 | 0 | 0 | 0 | 0 | 0 | 0 | 0 | 0 | 0 | 0 | 0 | 0 | 0 | 0 | 0 | 0 | 0 | 0 | 0 | 0 | 0 | 0 | 0 | 0 | 0 | 0
Transportation Pollutant Emissions Disaggregated[aircraft,OC,freight,LPG propane or butane tf] | Transportation Pollutant Emissions Disaggregated | aircraft | OC | freight | LPG propane or butane tf | 0 | 0 | 0 | 0 | 0 | 0 | 0 | 0 | 0 | 0 | 0 | 0 | 0 | 0 | 0 | 0 | 0 | 0 | 0 | 0 | 0 | 0 | 0 | 0 | 0 | 0 | 0 | 0 | 0 | 0 | 0
Transportation Pollutant Emissions Disaggregated[aircraft,OC,freight,hydrogen tf] | Transportation Pollutant Emissions Disaggregated | aircraft | OC | freight | hydrogen tf | 0 | 0 | 0 | 0 | 0 | 0 | 0 | 0 | 0 | 0 | 0 | 0 | 0 | 0 | 0 | 0 | 0 | 0 | 0 | 0 | 0 | 0 | 0 | 0 | 0 | 0 | 0 | 0 | 0 | 0 | 0
Transportation Pollutant Emissions Disaggregated[aircraft,CH4,passenger,electricity tf] | Transportation Pollutant Emissions Disaggregated | aircraft | CH4 | passenger | electricity tf | 0 | 0 | 0 | 0 | 0 | 0 | 0 | 0 | 0 | 0 | 0 | 0 | 0 | 0 | 0 | 0 | 0 | 0 | 0 | 0 | 0 | 0 | 0 | 0 | 0 | 0 | 0 | 0 | 0 | 0 | 0
Transportation Pollutant Emissions Disaggregated[aircraft,CH4,passenger,natural gas tf] | Transportation Pollutant Emissions Disaggregated | aircraft | CH4 | passenger | natural gas tf | 0 | 0 | 0 | 0 | 0 | 0 | 0 | 0 | 0 | 0 | 0 | 0 | 0 | 0 | 0 | 0 | 0 | 0 | 0 | 0 | 0 | 0 | 0 | 0 | 0 | 0 | 0 | 0 | 0 | 0 | 0
Transportation Pollutant Emissions Disaggregated[aircraft,CH4,passenger,petroleum gasoline tf] | Transportation Pollutant Emissions Disaggregated | aircraft | CH4 | passenger | petroleum gasoline tf | 0 | 0 | 0 | 0 | 0 | 0 | 0 | 0 | 0 | 0 | 0 | 0 | 0 | 0 | 0 | 0 | 0 | 0 | 0 | 0 | 0 | 0 | 0 | 0 | 0 | 0 | 0 | 0 | 0 | 0 | 0
Transportation Pollutant Emissions Disaggregated[aircraft,CH4,passenger,petroleum diesel tf] | Transportation Pollutant Emissions Disaggregated | aircraft | CH4 | passenger | petroleum diesel tf | 0 | 0 | 0 | 0 | 0 | 0 | 0 | 0 | 0 | 0 | 0 | 0 | 0 | 0 | 0 | 0 | 0 | 0 | 0 | 0 | 0 | 0 | 0 | 0 | 0 | 0 | 0 | 0 | 0 | 0 | 0
Transportation Pollutant Emissions Disaggregated[aircraft,CH4,passenger,biofuel gasoline tf] | Transportation Pollutant Emissions Disaggregated | aircraft | CH4 | passenger | biofuel gasoline tf | 0 | 0 | 0 | 0 | 0 | 0 | 0 | 0 | 0 | 0 | 0 | 0 | 0 | 0 | 0 | 0 | 0 | 0 | 0 | 0 | 0 | 0 | 0 | 0 | 0 | 0 | 0 | 0 | 0 | 0 | 0
Transportation Pollutant Emissions Disaggregated[aircraft,CH4,passenger,biofuel diesel tf] | Transportation Pollutant Emissions Disaggregated | aircraft | CH4 | passenger | biofuel diesel tf | 0 | 0 | 0 | 0 | 0 | 0 | 0 | 0 | 0 | 0 | 0 | 0 | 0 | 0 | 0 | 0 | 0 | 0 | 0 | 0 | 0 | 0 | 0 | 0 | 0 | 0 | 0 | 0 | 0 | 0 | 0
Transportation Pollutant Emissions Disaggregated[aircraft,CH4,passenger,jet fuel tf] | Transportation Pollutant Emissions Disaggregated | aircraft | CH4 | passenger | jet fuel tf | 109272000 | 147335000 | 162970000 | 169120000 | 171516000 | 173395000 | 172995000 | 172422000 | 172435000 | 172085000 | 172337000 | 173033000 | 174209000 | 175481000 | 176797000 | 178153000 | 178952000 | 179506000 | 180292000 | 181160000 | 182388000 | 183589000 | 185134000 | 186812000 | 188602000 | 190141000 | 191536000 | 192674000 | 193655000 | 194467000 | 195380000
Transportation Pollutant Emissions Disaggregated[aircraft,CH4,passenger,heavy or residual fuel oil tf] | Transportation Pollutant Emissions Disaggregated | aircraft | CH4 | passenger | heavy or residual fuel oil tf | 0 | 0 | 0 | 0 | 0 | 0 | 0 | 0 | 0 | 0 | 0 | 0 | 0 | 0 | 0 | 0 | 0 | 0 | 0 | 0 | 0 | 0 | 0 | 0 | 0 | 0 | 0 | 0 | 0 | 0 | 0
Transportation Pollutant Emissions Disaggregated[aircraft,CH4,passenger,LPG propane or butane tf] | Transportation Pollutant Emissions Disaggregated | aircraft | CH4 | passenger | LPG propane or butane tf | 0 | 0 | 0 | 0 | 0 | 0 | 0 | 0 | 0 | 0 | 0 | 0 | 0 | 0 | 0 | 0 | 0 | 0 | 0 | 0 | 0 | 0 | 0 | 0 | 0 | 0 | 0 | 0 | 0 | 0 | 0
Transportation Pollutant Emissions Disaggregated[aircraft,CH4,passenger,hydrogen tf] | Transportation Pollutant Emissions Disaggregated | aircraft | CH4 | passenger | hydrogen tf | 0 | 0 | 0 | 0 | 0 | 0 | 0 | 0 | 0 | 0 | 0 | 0 | 0 | 0 | 0 | 0 | 0 | 0 | 0 | 0 | 0 | 0 | 0 | 0 | 0 | 0 | 0 | 0 | 0 | 0 | 0
Transportation Pollutant Emissions Disaggregated[aircraft,CH4,freight,electricity tf] | Transportation Pollutant Emissions Disaggregated | aircraft | CH4 | freight | electricity tf | 0 | 0 | 0 | 0 | 0 | 0 | 0 | 0 | 0 | 0 | 0 | 0 | 0 | 0 | 0 | 0 | 0 | 0 | 0 | 0 | 0 | 0 | 0 | 0 | 0 | 0 | 0 | 0 | 0 | 0 | 0
Transportation Pollutant Emissions Disaggregated[aircraft,CH4,freight,natural gas tf] | Transportation Pollutant Emissions Disaggregated | aircraft | CH4 | freight | natural gas tf | 0 | 0 | 0 | 0 | 0 | 0 | 0 | 0 | 0 | 0 | 0 | 0 | 0 | 0 | 0 | 0 | 0 | 0 | 0 | 0 | 0 | 0 | 0 | 0 | 0 | 0 | 0 | 0 | 0 | 0 | 0
Transportation Pollutant Emissions Disaggregated[aircraft,CH4,freight,petroleum gasoline tf] | Transportation Pollutant Emissions Disaggregated | aircraft | CH4 | freight | petroleum gasoline tf | 0 | 0 | 0 | 0 | 0 | 0 | 0 | 0 | 0 | 0 | 0 | 0 | 0 | 0 | 0 | 0 | 0 | 0 | 0 | 0 | 0 | 0 | 0 | 0 | 0 | 0 | 0 | 0 | 0 | 0 | 0
Transportation Pollutant Emissions Disaggregated[aircraft,CH4,freight,petroleum diesel tf] | Transportation Pollutant Emissions Disaggregated | aircraft | CH4 | freight | petroleum diesel tf | 0 | 0 | 0 | 0 | 0 | 0 | 0 | 0 | 0 | 0 | 0 | 0 | 0 | 0 | 0 | 0 | 0 | 0 | 0 | 0 | 0 | 0 | 0 | 0 | 0 | 0 | 0 | 0 | 0 | 0 | 0
Transportation Pollutant Emissions Disaggregated[aircraft,CH4,freight,biofuel gasoline tf] | Transportation Pollutant Emissions Disaggregated | aircraft | CH4 | freight | biofuel gasoline tf | 0 | 0 | 0 | 0 | 0 | 0 | 0 | 0 | 0 | 0 | 0 | 0 | 0 | 0 | 0 | 0 | 0 | 0 | 0 | 0 | 0 | 0 | 0 | 0 | 0 | 0 | 0 | 0 | 0 | 0 | 0
Transportation Pollutant Emissions Disaggregated[aircraft,CH4,freight,biofuel diesel tf] | Transportation Pollutant Emissions Disaggregated | aircraft | CH4 | freight | biofuel diesel tf | 0 | 0 | 0 | 0 | 0 | 0 | 0 | 0 | 0 | 0 | 0 | 0 | 0 | 0 | 0 | 0 | 0 | 0 | 0 | 0 | 0 | 0 | 0 | 0 | 0 | 0 | 0 | 0 | 0 | 0 | 0
Transportation Pollutant Emissions Disaggregated[aircraft,CH4,freight,jet fuel tf] | Transportation Pollutant Emissions Disaggregated | aircraft | CH4 | freight | jet fuel tf | 16267900 | 21867700 | 24129000 | 25000700 | 25309600 | 25529600 | 25428800 | 25325500 | 25316600 | 25274200 | 25307500 | 25401000 | 25583900 | 25785100 | 25988000 | 26186600 | 26305000 | 26391200 | 26512500 | 26644300 | 26830500 | 27010800 | 27235200 | 27473000 | 27734600 | 27943300 | 28124100 | 28253200 | 28365400 | 28450700 | 28548600
Transportation Pollutant Emissions Disaggregated[aircraft,CH4,freight,heavy or residual fuel oil tf] | Transportation Pollutant Emissions Disaggregated | aircraft | CH4 | freight | heavy or residual fuel oil tf | 0 | 0 | 0 | 0 | 0 | 0 | 0 | 0 | 0 | 0 | 0 | 0 | 0 | 0 | 0 | 0 | 0 | 0 | 0 | 0 | 0 | 0 | 0 | 0 | 0 | 0 | 0 | 0 | 0 | 0 | 0
Transportation Pollutant Emissions Disaggregated[aircraft,CH4,freight,LPG propane or butane tf] | Transportation Pollutant Emissions Disaggregated | aircraft | CH4 | freight | LPG propane or butane tf | 0 | 0 | 0 | 0 | 0 | 0 | 0 | 0 | 0 | 0 | 0 | 0 | 0 | 0 | 0 | 0 | 0 | 0 | 0 | 0 | 0 | 0 | 0 | 0 | 0 | 0 | 0 | 0 | 0 | 0 | 0
Transportation Pollutant Emissions Disaggregated[aircraft,CH4,freight,hydrogen tf] | Transportation Pollutant Emissions Disaggregated | aircraft | CH4 | freight | hydrogen tf | 0 | 0 | 0 | 0 | 0 | 0 | 0 | 0 | 0 | 0 | 0 | 0 | 0 | 0 | 0 | 0 | 0 | 0 | 0 | 0 | 0 | 0 | 0 | 0 | 0 | 0 | 0 | 0 | 0 | 0 | 0
Transportation Pollutant Emissions Disaggregated[aircraft,N2O,passenger,electricity tf] | Transportation Pollutant Emissions Disaggregated | aircraft | N2O | passenger | electricity tf | 0 | 0 | 0 | 0 | 0 | 0 | 0 | 0 | 0 | 0 | 0 | 0 | 0 | 0 | 0 | 0 | 0 | 0 | 0 | 0 | 0 | 0 | 0 | 0 | 0 | 0 | 0 | 0 | 0 | 0 | 0
Transportation Pollutant Emissions Disaggregated[aircraft,N2O,passenger,natural gas tf] | Transportation Pollutant Emissions Disaggregated | aircraft | N2O | passenger | natural gas tf | 0 | 0 | 0 | 0 | 0 | 0 | 0 | 0 | 0 | 0 | 0 | 0 | 0 | 0 | 0 | 0 | 0 | 0 | 0 | 0 | 0 | 0 | 0 | 0 | 0 | 0 | 0 | 0 | 0 | 0 | 0
Transportation Pollutant Emissions Disaggregated[aircraft,N2O,passenger,petroleum gasoline tf] | Transportation Pollutant Emissions Disaggregated | aircraft | N2O | passenger | petroleum gasoline tf | 0 | 0 | 0 | 0 | 0 | 0 | 0 | 0 | 0 | 0 | 0 | 0 | 0 | 0 | 0 | 0 | 0 | 0 | 0 | 0 | 0 | 0 | 0 | 0 | 0 | 0 | 0 | 0 | 0 | 0 | 0
Transportation Pollutant Emissions Disaggregated[aircraft,N2O,passenger,petroleum diesel tf] | Transportation Pollutant Emissions Disaggregated | aircraft | N2O | passenger | petroleum diesel tf | 0 | 0 | 0 | 0 | 0 | 0 | 0 | 0 | 0 | 0 | 0 | 0 | 0 | 0 | 0 | 0 | 0 | 0 | 0 | 0 | 0 | 0 | 0 | 0 | 0 | 0 | 0 | 0 | 0 | 0 | 0
Transportation Pollutant Emissions Disaggregated[aircraft,N2O,passenger,biofuel gasoline tf] | Transportation Pollutant Emissions Disaggregated | aircraft | N2O | passenger | biofuel gasoline tf | 0 | 0 | 0 | 0 | 0 | 0 | 0 | 0 | 0 | 0 | 0 | 0 | 0 | 0 | 0 | 0 | 0 | 0 | 0 | 0 | 0 | 0 | 0 | 0 | 0 | 0 | 0 | 0 | 0 | 0 | 0
Transportation Pollutant Emissions Disaggregated[aircraft,N2O,passenger,biofuel diesel tf] | Transportation Pollutant Emissions Disaggregated | aircraft | N2O | passenger | biofuel diesel tf | 0 | 0 | 0 | 0 | 0 | 0 | 0 | 0 | 0 | 0 | 0 | 0 | 0 | 0 | 0 | 0 | 0 | 0 | 0 | 0 | 0 | 0 | 0 | 0 | 0 | 0 | 0 | 0 | 0 | 0 | 0
Transportation Pollutant Emissions Disaggregated[aircraft,N2O,passenger,jet fuel tf] | Transportation Pollutant Emissions Disaggregated | aircraft | N2O | passenger | jet fuel tf | 21854400 | 29467100 | 32593900 | 33823900 | 34303200 | 34679100 | 34599000 | 34484400 | 34487000 | 34417100 | 34467500 | 34606600 | 34841800 | 35096100 | 35359300 | 35630600 | 35790400 | 35901200 | 36058300 | 36231900 | 36477500 | 36717800 | 37026800 | 37362300 | 37720400 | 38028200 | 38307200 | 38534700 | 38731000 | 38893400 | 39075900
Transportation Pollutant Emissions Disaggregated[aircraft,N2O,passenger,heavy or residual fuel oil tf] | Transportation Pollutant Emissions Disaggregated | aircraft | N2O | passenger | heavy or residual fuel oil tf | 0 | 0 | 0 | 0 | 0 | 0 | 0 | 0 | 0 | 0 | 0 | 0 | 0 | 0 | 0 | 0 | 0 | 0 | 0 | 0 | 0 | 0 | 0 | 0 | 0 | 0 | 0 | 0 | 0 | 0 | 0
Transportation Pollutant Emissions Disaggregated[aircraft,N2O,passenger,LPG propane or butane tf] | Transportation Pollutant Emissions Disaggregated | aircraft | N2O | passenger | LPG propane or butane tf | 0 | 0 | 0 | 0 | 0 | 0 | 0 | 0 | 0 | 0 | 0 | 0 | 0 | 0 | 0 | 0 | 0 | 0 | 0 | 0 | 0 | 0 | 0 | 0 | 0 | 0 | 0 | 0 | 0 | 0 | 0
Transportation Pollutant Emissions Disaggregated[aircraft,N2O,passenger,hydrogen tf] | Transportation Pollutant Emissions Disaggregated | aircraft | N2O | passenger | hydrogen tf | 0 | 0 | 0 | 0 | 0 | 0 | 0 | 0 | 0 | 0 | 0 | 0 | 0 | 0 | 0 | 0 | 0 | 0 | 0 | 0 | 0 | 0 | 0 | 0 | 0 | 0 | 0 | 0 | 0 | 0 | 0
Transportation Pollutant Emissions Disaggregated[aircraft,N2O,freight,electricity tf] | Transportation Pollutant Emissions Disaggregated | aircraft | N2O | freight | electricity tf | 0 | 0 | 0 | 0 | 0 | 0 | 0 | 0 | 0 | 0 | 0 | 0 | 0 | 0 | 0 | 0 | 0 | 0 | 0 | 0 | 0 | 0 | 0 | 0 | 0 | 0 | 0 | 0 | 0 | 0 | 0
Transportation Pollutant Emissions Disaggregated[aircraft,N2O,freight,natural gas tf] | Transportation Pollutant Emissions Disaggregated | aircraft | N2O | freight | natural gas tf | 0 | 0 | 0 | 0 | 0 | 0 | 0 | 0 | 0 | 0 | 0 | 0 | 0 | 0 | 0 | 0 | 0 | 0 | 0 | 0 | 0 | 0 | 0 | 0 | 0 | 0 | 0 | 0 | 0 | 0 | 0
Transportation Pollutant Emissions Disaggregated[aircraft,N2O,freight,petroleum gasoline tf] | Transportation Pollutant Emissions Disaggregated | aircraft | N2O | freight | petroleum gasoline tf | 0 | 0 | 0 | 0 | 0 | 0 | 0 | 0 | 0 | 0 | 0 | 0 | 0 | 0 | 0 | 0 | 0 | 0 | 0 | 0 | 0 | 0 | 0 | 0 | 0 | 0 | 0 | 0 | 0 | 0 | 0
Transportation Pollutant Emissions Disaggregated[aircraft,N2O,freight,petroleum diesel tf] | Transportation Pollutant Emissions Disaggregated | aircraft | N2O | freight | petroleum diesel tf | 0 | 0 | 0 | 0 | 0 | 0 | 0 | 0 | 0 | 0 | 0 | 0 | 0 | 0 | 0 | 0 | 0 | 0 | 0 | 0 | 0 | 0 | 0 | 0 | 0 | 0 | 0 | 0 | 0 | 0 | 0
Transportation Pollutant Emissions Disaggregated[aircraft,N2O,freight,biofuel gasoline tf] | Transportation Pollutant Emissions Disaggregated | aircraft | N2O | freight | biofuel gasoline tf | 0 | 0 | 0 | 0 | 0 | 0 | 0 | 0 | 0 | 0 | 0 | 0 | 0 | 0 | 0 | 0 | 0 | 0 | 0 | 0 | 0 | 0 | 0 | 0 | 0 | 0 | 0 | 0 | 0 | 0 | 0
Transportation Pollutant Emissions Disaggregated[aircraft,N2O,freight,biofuel diesel tf] | Transportation Pollutant Emissions Disaggregated | aircraft | N2O | freight | biofuel diesel tf | 0 | 0 | 0 | 0 | 0 | 0 | 0 | 0 | 0 | 0 | 0 | 0 | 0 | 0 | 0 | 0 | 0 | 0 | 0 | 0 | 0 | 0 | 0 | 0 | 0 | 0 | 0 | 0 | 0 | 0 | 0
Transportation Pollutant Emissions Disaggregated[aircraft,N2O,freight,jet fuel tf] | Transportation Pollutant Emissions Disaggregated | aircraft | N2O | freight | jet fuel tf | 3253570 | 4373550 | 4825800 | 5000140 | 5061920 | 5105920 | 5085750 | 5065090 | 5063310 | 5054850 | 5061510 | 5080190 | 5116780 | 5157030 | 5197610 | 5237320 | 5261000 | 5278240 | 5302500 | 5328860 | 5366090 | 5402160 | 5447040 | 5494600 | 5546920 | 5588660 | 5624830 | 5650630 | 5673080 | 5690150 | 5709730
Transportation Pollutant Emissions Disaggregated[aircraft,N2O,freight,heavy or residual fuel oil tf] | Transportation Pollutant Emissions Disaggregated | aircraft | N2O | freight | heavy or residual fuel oil tf | 0 | 0 | 0 | 0 | 0 | 0 | 0 | 0 | 0 | 0 | 0 | 0 | 0 | 0 | 0 | 0 | 0 | 0 | 0 | 0 | 0 | 0 | 0 | 0 | 0 | 0 | 0 | 0 | 0 | 0 | 0
Transportation Pollutant Emissions Disaggregated[aircraft,N2O,freight,LPG propane or butane tf] | Transportation Pollutant Emissions Disaggregated | aircraft | N2O | freight | LPG propane or butane tf | 0 | 0 | 0 | 0 | 0 | 0 | 0 | 0 | 0 | 0 | 0 | 0 | 0 | 0 | 0 | 0 | 0 | 0 | 0 | 0 | 0 | 0 | 0 | 0 | 0 | 0 | 0 | 0 | 0 | 0 | 0
Transportation Pollutant Emissions Disaggregated[aircraft,N2O,freight,hydrogen tf] | Transportation Pollutant Emissions Disaggregated | aircraft | N2O | freight | hydrogen tf | 0 | 0 | 0 | 0 | 0 | 0 | 0 | 0 | 0 | 0 | 0 | 0 | 0 | 0 | 0 | 0 | 0 | 0 | 0 | 0 | 0 | 0 | 0 | 0 | 0 | 0 | 0 | 0 | 0 | 0 | 0
Transportation Pollutant Emissions Disaggregated[aircraft,F gases,passenger,electricity tf] | Transportation Pollutant Emissions Disaggregated | aircraft | F gases | passenger | electricity tf | 0 | 0 | 0 | 0 | 0 | 0 | 0 | 0 | 0 | 0 | 0 | 0 | 0 | 0 | 0 | 0 | 0 | 0 | 0 | 0 | 0 | 0 | 0 | 0 | 0 | 0 | 0 | 0 | 0 | 0 | 0
Transportation Pollutant Emissions Disaggregated[aircraft,F gases,passenger,natural gas tf] | Transportation Pollutant Emissions Disaggregated | aircraft | F gases | passenger | natural gas tf | 0 | 0 | 0 | 0 | 0 | 0 | 0 | 0 | 0 | 0 | 0 | 0 | 0 | 0 | 0 | 0 | 0 | 0 | 0 | 0 | 0 | 0 | 0 | 0 | 0 | 0 | 0 | 0 | 0 | 0 | 0
Transportation Pollutant Emissions Disaggregated[aircraft,F gases,passenger,petroleum gasoline tf] | Transportation Pollutant Emissions Disaggregated | aircraft | F gases | passenger | petroleum gasoline tf | 0 | 0 | 0 | 0 | 0 | 0 | 0 | 0 | 0 | 0 | 0 | 0 | 0 | 0 | 0 | 0 | 0 | 0 | 0 | 0 | 0 | 0 | 0 | 0 | 0 | 0 | 0 | 0 | 0 | 0 | 0
Transportation Pollutant Emissions Disaggregated[aircraft,F gases,passenger,petroleum diesel tf] | Transportation Pollutant Emissions Disaggregated | aircraft | F gases | passenger | petroleum diesel tf | 0 | 0 | 0 | 0 | 0 | 0 | 0 | 0 | 0 | 0 | 0 | 0 | 0 | 0 | 0 | 0 | 0 | 0 | 0 | 0 | 0 | 0 | 0 | 0 | 0 | 0 | 0 | 0 | 0 | 0 | 0
Transportation Pollutant Emissions Disaggregated[aircraft,F gases,passenger,biofuel gasoline tf] | Transportation Pollutant Emissions Disaggregated | aircraft | F gases | passenger | biofuel gasoline tf | 0 | 0 | 0 | 0 | 0 | 0 | 0 | 0 | 0 | 0 | 0 | 0 | 0 | 0 | 0 | 0 | 0 | 0 | 0 | 0 | 0 | 0 | 0 | 0 | 0 | 0 | 0 | 0 | 0 | 0 | 0
Transportation Pollutant Emissions Disaggregated[aircraft,F gases,passenger,biofuel diesel tf] | Transportation Pollutant Emissions Disaggregated | aircraft | F gases | passenger | biofuel diesel tf | 0 | 0 | 0 | 0 | 0 | 0 | 0 | 0 | 0 | 0 | 0 | 0 | 0 | 0 | 0 | 0 | 0 | 0 | 0 | 0 | 0 | 0 | 0 | 0 | 0 | 0 | 0 | 0 | 0 | 0 | 0
Transportation Pollutant Emissions Disaggregated[aircraft,F gases,passenger,jet fuel tf] | Transportation Pollutant Emissions Disaggregated | aircraft | F gases | passenger | jet fuel tf | 0 | 0 | 0 | 0 | 0 | 0 | 0 | 0 | 0 | 0 | 0 | 0 | 0 | 0 | 0 | 0 | 0 | 0 | 0 | 0 | 0 | 0 | 0 | 0 | 0 | 0 | 0 | 0 | 0 | 0 | 0
Transportation Pollutant Emissions Disaggregated[aircraft,F gases,passenger,heavy or residual fuel oil tf] | Transportation Pollutant Emissions Disaggregated | aircraft | F gases | passenger | heavy or residual fuel oil tf | 0 | 0 | 0 | 0 | 0 | 0 | 0 | 0 | 0 | 0 | 0 | 0 | 0 | 0 | 0 | 0 | 0 | 0 | 0 | 0 | 0 | 0 | 0 | 0 | 0 | 0 | 0 | 0 | 0 | 0 | 0
Transportation Pollutant Emissions Disaggregated[aircraft,F gases,passenger,LPG propane or butane tf] | Transportation Pollutant Emissions Disaggregated | aircraft | F gases | passenger | LPG propane or butane tf | 0 | 0 | 0 | 0 | 0 | 0 | 0 | 0 | 0 | 0 | 0 | 0 | 0 | 0 | 0 | 0 | 0 | 0 | 0 | 0 | 0 | 0 | 0 | 0 | 0 | 0 | 0 | 0 | 0 | 0 | 0
Transportation Pollutant Emissions Disaggregated[aircraft,F gases,passenger,hydrogen tf] | Transportation Pollutant Emissions Disaggregated | aircraft | F gases | passenger | hydrogen tf | 0 | 0 | 0 | 0 | 0 | 0 | 0 | 0 | 0 | 0 | 0 | 0 | 0 | 0 | 0 | 0 | 0 | 0 | 0 | 0 | 0 | 0 | 0 | 0 | 0 | 0 | 0 | 0 | 0 | 0 | 0
Transportation Pollutant Emissions Disaggregated[aircraft,F gases,freight,electricity tf] | Transportation Pollutant Emissions Disaggregated | aircraft | F gases | freight | electricity tf | 0 | 0 | 0 | 0 | 0 | 0 | 0 | 0 | 0 | 0 | 0 | 0 | 0 | 0 | 0 | 0 | 0 | 0 | 0 | 0 | 0 | 0 | 0 | 0 | 0 | 0 | 0 | 0 | 0 | 0 | 0
Transportation Pollutant Emissions Disaggregated[aircraft,F gases,freight,natural gas tf] | Transportation Pollutant Emissions Disaggregated | aircraft | F gases | freight | natural gas tf | 0 | 0 | 0 | 0 | 0 | 0 | 0 | 0 | 0 | 0 | 0 | 0 | 0 | 0 | 0 | 0 | 0 | 0 | 0 | 0 | 0 | 0 | 0 | 0 | 0 | 0 | 0 | 0 | 0 | 0 | 0
Transportation Pollutant Emissions Disaggregated[aircraft,F gases,freight,petroleum gasoline tf] | Transportation Pollutant Emissions Disaggregated | aircraft | F gases | freight | petroleum gasoline tf | 0 | 0 | 0 | 0 | 0 | 0 | 0 | 0 | 0 | 0 | 0 | 0 | 0 | 0 | 0 | 0 | 0 | 0 | 0 | 0 | 0 | 0 | 0 | 0 | 0 | 0 | 0 | 0 | 0 | 0 | 0
Transportation Pollutant Emissions Disaggregated[aircraft,F gases,freight,petroleum diesel tf] | Transportation Pollutant Emissions Disaggregated | aircraft | F gases | freight | petroleum diesel tf | 0 | 0 | 0 | 0 | 0 | 0 | 0 | 0 | 0 | 0 | 0 | 0 | 0 | 0 | 0 | 0 | 0 | 0 | 0 | 0 | 0 | 0 | 0 | 0 | 0 | 0 | 0 | 0 | 0 | 0 | 0
Transportation Pollutant Emissions Disaggregated[aircraft,F gases,freight,biofuel gasoline tf] | Transportation Pollutant Emissions Disaggregated | aircraft | F gases | freight | biofuel gasoline tf | 0 | 0 | 0 | 0 | 0 | 0 | 0 | 0 | 0 | 0 | 0 | 0 | 0 | 0 | 0 | 0 | 0 | 0 | 0 | 0 | 0 | 0 | 0 | 0 | 0 | 0 | 0 | 0 | 0 | 0 | 0
Transportation Pollutant Emissions Disaggregated[aircraft,F gases,freight,biofuel diesel tf] | Transportation Pollutant Emissions Disaggregated | aircraft | F gases | freight | biofuel diesel tf | 0 | 0 | 0 | 0 | 0 | 0 | 0 | 0 | 0 | 0 | 0 | 0 | 0 | 0 | 0 | 0 | 0 | 0 | 0 | 0 | 0 | 0 | 0 | 0 | 0 | 0 | 0 | 0 | 0 | 0 | 0
Transportation Pollutant Emissions Disaggregated[aircraft,F gases,freight,jet fuel tf] | Transportation Pollutant Emissions Disaggregated | aircraft | F gases | freight | jet fuel tf | 0 | 0 | 0 | 0 | 0 | 0 | 0 | 0 | 0 | 0 | 0 | 0 | 0 | 0 | 0 | 0 | 0 | 0 | 0 | 0 | 0 | 0 | 0 | 0 | 0 | 0 | 0 | 0 | 0 | 0 | 0
Transportation Pollutant Emissions Disaggregated[aircraft,F gases,freight,heavy or residual fuel oil tf] | Transportation Pollutant Emissions Disaggregated | aircraft | F gases | freight | heavy or residual fuel oil tf | 0 | 0 | 0 | 0 | 0 | 0 | 0 | 0 | 0 | 0 | 0 | 0 | 0 | 0 | 0 | 0 | 0 | 0 | 0 | 0 | 0 | 0 | 0 | 0 | 0 | 0 | 0 | 0 | 0 | 0 | 0
Transportation Pollutant Emissions Disaggregated[aircraft,F gases,freight,LPG propane or butane tf] | Transportation Pollutant Emissions Disaggregated | aircraft | F gases | freight | LPG propane or butane tf | 0 | 0 | 0 | 0 | 0 | 0 | 0 | 0 | 0 | 0 | 0 | 0 | 0 | 0 | 0 | 0 | 0 | 0 | 0 | 0 | 0 | 0 | 0 | 0 | 0 | 0 | 0 | 0 | 0 | 0 | 0
Transportation Pollutant Emissions Disaggregated[aircraft,F gases,freight,hydrogen tf] | Transportation Pollutant Emissions Disaggregated | aircraft | F gases | freight | hydrogen tf | 0 | 0 | 0 | 0 | 0 | 0 | 0 | 0 | 0 | 0 | 0 | 0 | 0 | 0 | 0 | 0 | 0 | 0 | 0 | 0 | 0 | 0 | 0 | 0 | 0 | 0 | 0 | 0 | 0 | 0 | 0
Transportation Pollutant Emissions Disaggregated[rail,CO2,passenger,electricity tf] | Transportation Pollutant Emissions Disaggregated | rail | CO2 | passenger | electricity tf | 0 | 0 | 0 | 0 | 0 | 0 | 0 | 0 | 0 | 0 | 0 | 0 | 0 | 0 | 0 | 0 | 0 | 0 | 0 | 0 | 0 | 0 | 0 | 0 | 0 | 0 | 0 | 0 | 0 | 0 | 0
Transportation Pollutant Emissions Disaggregated[rail,CO2,passenger,natural gas tf] | Transportation Pollutant Emissions Disaggregated | rail | CO2 | passenger | natural gas tf | 0 | 0 | 0 | 0 | 0 | 0 | 0 | 0 | 0 | 0 | 0 | 0 | 0 | 0 | 0 | 0 | 0 | 0 | 0 | 0 | 0 | 0 | 0 | 0 | 0 | 0 | 0 | 0 | 0 | 0 | 0
Transportation Pollutant Emissions Disaggregated[rail,CO2,passenger,petroleum gasoline tf] | Transportation Pollutant Emissions Disaggregated | rail | CO2 | passenger | petroleum gasoline tf | 0 | 0 | 0 | 0 | 0 | 0 | 0 | 0 | 0 | 0 | 0 | 0 | 0 | 0 | 0 | 0 | 0 | 0 | 0 | 0 | 0 | 0 | 0 | 0 | 0 | 0 | 0 | 0 | 0 | 0 | 0
Transportation Pollutant Emissions Disaggregated[rail,CO2,passenger,petroleum diesel tf] | Transportation Pollutant Emissions Disaggregated | rail | CO2 | passenger | petroleum diesel tf | 47537100000 | 46742600000 | 45781100000 | 44961600000 | 44124300000 | 43321800000 | 42436300000 | 41656500000 | 40877000000 | 40091400000 | 39305300000 | 38517300000 | 37736900000 | 36969100000 | 36214300000 | 35670000000 | 35134200000 | 34604700000 | 34129400000 | 33658900000 | 33195000000 | 32733900000 | 32292400000 | 31869800000 | 31606100000 | 31353400000 | 31109100000 | 30886000000 | 30676800000 | 30487300000 | 30275100000
Transportation Pollutant Emissions Disaggregated[rail,CO2,passenger,biofuel gasoline tf] | Transportation Pollutant Emissions Disaggregated | rail | CO2 | passenger | biofuel gasoline tf | 0 | 0 | 0 | 0 | 0 | 0 | 0 | 0 | 0 | 0 | 0 | 0 | 0 | 0 | 0 | 0 | 0 | 0 | 0 | 0 | 0 | 0 | 0 | 0 | 0 | 0 | 0 | 0 | 0 | 0 | 0
Transportation Pollutant Emissions Disaggregated[rail,CO2,passenger,biofuel diesel tf] | Transportation Pollutant Emissions Disaggregated | rail | CO2 | passenger | biofuel diesel tf | 0 | 0 | 0 | 0 | 0 | 0 | 0 | 0 | 0 | 0 | 0 | 0 | 0 | 0 | 0 | 0 | 0 | 0 | 0 | 0 | 0 | 0 | 0 | 0 | 0 | 0 | 0 | 0 | 0 | 0 | 0
Transportation Pollutant Emissions Disaggregated[rail,CO2,passenger,jet fuel tf] | Transportation Pollutant Emissions Disaggregated | rail | CO2 | passenger | jet fuel tf | 0 | 0 | 0 | 0 | 0 | 0 | 0 | 0 | 0 | 0 | 0 | 0 | 0 | 0 | 0 | 0 | 0 | 0 | 0 | 0 | 0 | 0 | 0 | 0 | 0 | 0 | 0 | 0 | 0 | 0 | 0
Transportation Pollutant Emissions Disaggregated[rail,CO2,passenger,heavy or residual fuel oil tf] | Transportation Pollutant Emissions Disaggregated | rail | CO2 | passenger | heavy or residual fuel oil tf | 0 | 0 | 0 | 0 | 0 | 0 | 0 | 0 | 0 | 0 | 0 | 0 | 0 | 0 | 0 | 0 | 0 | 0 | 0 | 0 | 0 | 0 | 0 | 0 | 0 | 0 | 0 | 0 | 0 | 0 | 0
Transportation Pollutant Emissions Disaggregated[rail,CO2,passenger,LPG propane or butane tf] | Transportation Pollutant Emissions Disaggregated | rail | CO2 | passenger | LPG propane or butane tf | 0 | 0 | 0 | 0 | 0 | 0 | 0 | 0 | 0 | 0 | 0 | 0 | 0 | 0 | 0 | 0 | 0 | 0 | 0 | 0 | 0 | 0 | 0 | 0 | 0 | 0 | 0 | 0 | 0 | 0 | 0
Transportation Pollutant Emissions Disaggregated[rail,CO2,passenger,hydrogen tf] | Transportation Pollutant Emissions Disaggregated | rail | CO2 | passenger | hydrogen tf | 0 | 0 | 0 | 0 | 0 | 0 | 0 | 0 | 0 | 0 | 0 | 0 | 0 | 0 | 0 | 0 | 0 | 0 | 0 | 0 | 0 | 0 | 0 | 0 | 0 | 0 | 0 | 0 | 0 | 0 | 0
Transportation Pollutant Emissions Disaggregated[rail,CO2,freight,electricity tf] | Transportation Pollutant Emissions Disaggregated | rail | CO2 | freight | electricity tf | 0 | 0 | 0 | 0 | 0 | 0 | 0 | 0 | 0 | 0 | 0 | 0 | 0 | 0 | 0 | 0 | 0 | 0 | 0 | 0 | 0 | 0 | 0 | 0 | 0 | 0 | 0 | 0 | 0 | 0 | 0
Transportation Pollutant Emissions Disaggregated[rail,CO2,freight,natural gas tf] | Transportation Pollutant Emissions Disaggregated | rail | CO2 | freight | natural gas tf | 0 | 0 | 0 | 0 | 0 | 0 | 0 | 0 | 0 | 0 | 0 | 0 | 0 | 0 | 0 | 0 | 0 | 0 | 0 | 0 | 0 | 0 | 0 | 0 | 0 | 0 | 0 | 0 | 0 | 0 | 0
Transportation Pollutant Emissions Disaggregated[rail,CO2,freight,petroleum gasoline tf] | Transportation Pollutant Emissions Disaggregated | rail | CO2 | freight | petroleum gasoline tf | 0 | 0 | 0 | 0 | 0 | 0 | 0 | 0 | 0 | 0 | 0 | 0 | 0 | 0 | 0 | 0 | 0 | 0 | 0 | 0 | 0 | 0 | 0 | 0 | 0 | 0 | 0 | 0 | 0 | 0 | 0
Transportation Pollutant Emissions Disaggregated[rail,CO2,freight,petroleum diesel tf] | Transportation Pollutant Emissions Disaggregated | rail | CO2 | freight | petroleum diesel tf | 1578530000000 | 1600550000000 | 1638630000000 | 1661970000000 | 1684980000000 | 1722860000000 | 1745060000000 | 1781620000000 | 1818240000000 | 1839740000000 | 1875670000000 | 1911650000000 | 1947870000000 | 1969570000000 | 2006280000000 | 2043480000000 | 2095880000000 | 2134100000000 | 2173820000000 | 2214110000000 | 2269810000000 | 2311470000000 | 2368060000000 | 2410870000000 | 2468600000000 | 2526900000000 | 2571230000000 | 2630470000000 | 2689950000000 | 2764350000000 | 2811030000000
Transportation Pollutant Emissions Disaggregated[rail,CO2,freight,biofuel gasoline tf] | Transportation Pollutant Emissions Disaggregated | rail | CO2 | freight | biofuel gasoline tf | 0 | 0 | 0 | 0 | 0 | 0 | 0 | 0 | 0 | 0 | 0 | 0 | 0 | 0 | 0 | 0 | 0 | 0 | 0 | 0 | 0 | 0 | 0 | 0 | 0 | 0 | 0 | 0 | 0 | 0 | 0
Transportation Pollutant Emissions Disaggregated[rail,CO2,freight,biofuel diesel tf] | Transportation Pollutant Emissions Disaggregated | rail | CO2 | freight | biofuel diesel tf | 0 | 0 | 0 | 0 | 0 | 0 | 0 | 0 | 0 | 0 | 0 | 0 | 0 | 0 | 0 | 0 | 0 | 0 | 0 | 0 | 0 | 0 | 0 | 0 | 0 | 0 | 0 | 0 | 0 | 0 | 0
Transportation Pollutant Emissions Disaggregated[rail,CO2,freight,jet fuel tf] | Transportation Pollutant Emissions Disaggregated | rail | CO2 | freight | jet fuel tf | 0 | 0 | 0 | 0 | 0 | 0 | 0 | 0 | 0 | 0 | 0 | 0 | 0 | 0 | 0 | 0 | 0 | 0 | 0 | 0 | 0 | 0 | 0 | 0 | 0 | 0 | 0 | 0 | 0 | 0 | 0
Transportation Pollutant Emissions Disaggregated[rail,CO2,freight,heavy or residual fuel oil tf] | Transportation Pollutant Emissions Disaggregated | rail | CO2 | freight | heavy or residual fuel oil tf | 0 | 0 | 0 | 0 | 0 | 0 | 0 | 0 | 0 | 0 | 0 | 0 | 0 | 0 | 0 | 0 | 0 | 0 | 0 | 0 | 0 | 0 | 0 | 0 | 0 | 0 | 0 | 0 | 0 | 0 | 0
Transportation Pollutant Emissions Disaggregated[rail,CO2,freight,LPG propane or butane tf] | Transportation Pollutant Emissions Disaggregated | rail | CO2 | freight | LPG propane or butane tf | 0 | 0 | 0 | 0 | 0 | 0 | 0 | 0 | 0 | 0 | 0 | 0 | 0 | 0 | 0 | 0 | 0 | 0 | 0 | 0 | 0 | 0 | 0 | 0 | 0 | 0 | 0 | 0 | 0 | 0 | 0
Transportation Pollutant Emissions Disaggregated[rail,CO2,freight,hydrogen tf] | Transportation Pollutant Emissions Disaggregated | rail | CO2 | freight | hydrogen tf | 0 | 0 | 0 | 0 | 0 | 0 | 0 | 0 | 0 | 0 | 0 | 0 | 0 | 0 | 0 | 0 | 0 | 0 | 0 | 0 | 0 | 0 | 0 | 0 | 0 | 0 | 0 | 0 | 0 | 0 | 0
Transportation Pollutant Emissions Disaggregated[rail,VOC,passenger,electricity tf] | Transportation Pollutant Emissions Disaggregated | rail | VOC | passenger | electricity tf | 0 | 0 | 0 | 0 | 0 | 0 | 0 | 0 | 0 | 0 | 0 | 0 | 0 | 0 | 0 | 0 | 0 | 0 | 0 | 0 | 0 | 0 | 0 | 0 | 0 | 0 | 0 | 0 | 0 | 0 | 0
Transportation Pollutant Emissions Disaggregated[rail,VOC,passenger,natural gas tf] | Transportation Pollutant Emissions Disaggregated | rail | VOC | passenger | natural gas tf | 0 | 0 | 0 | 0 | 0 | 0 | 0 | 0 | 0 | 0 | 0 | 0 | 0 | 0 | 0 | 0 | 0 | 0 | 0 | 0 | 0 | 0 | 0 | 0 | 0 | 0 | 0 | 0 | 0 | 0 | 0
Transportation Pollutant Emissions Disaggregated[rail,VOC,passenger,petroleum gasoline tf] | Transportation Pollutant Emissions Disaggregated | rail | VOC | passenger | petroleum gasoline tf | 0 | 0 | 0 | 0 | 0 | 0 | 0 | 0 | 0 | 0 | 0 | 0 | 0 | 0 | 0 | 0 | 0 | 0 | 0 | 0 | 0 | 0 | 0 | 0 | 0 | 0 | 0 | 0 | 0 | 0 | 0
Transportation Pollutant Emissions Disaggregated[rail,VOC,passenger,petroleum diesel tf] | Transportation Pollutant Emissions Disaggregated | rail | VOC | passenger | petroleum diesel tf | 24585200 | 24174300 | 23677000 | 23253200 | 22820200 | 22405200 | 21947200 | 21543900 | 21140700 | 20734400 | 20327900 | 19920300 | 19516800 | 19119700 | 18729300 | 18447800 | 18170700 | 17896900 | 17651000 | 17407700 | 17167800 | 16929300 | 16701000 | 16482400 | 16346000 | 16215300 | 16089000 | 15973600 | 15865400 | 15767400 | 15657600
Transportation Pollutant Emissions Disaggregated[rail,VOC,passenger,biofuel gasoline tf] | Transportation Pollutant Emissions Disaggregated | rail | VOC | passenger | biofuel gasoline tf | 0 | 0 | 0 | 0 | 0 | 0 | 0 | 0 | 0 | 0 | 0 | 0 | 0 | 0 | 0 | 0 | 0 | 0 | 0 | 0 | 0 | 0 | 0 | 0 | 0 | 0 | 0 | 0 | 0 | 0 | 0
Transportation Pollutant Emissions Disaggregated[rail,VOC,passenger,biofuel diesel tf] | Transportation Pollutant Emissions Disaggregated | rail | VOC | passenger | biofuel diesel tf | 0 | 0 | 0 | 0 | 0 | 0 | 0 | 0 | 0 | 0 | 0 | 0 | 0 | 0 | 0 | 0 | 0 | 0 | 0 | 0 | 0 | 0 | 0 | 0 | 0 | 0 | 0 | 0 | 0 | 0 | 0
Transportation Pollutant Emissions Disaggregated[rail,VOC,passenger,jet fuel tf] | Transportation Pollutant Emissions Disaggregated | rail | VOC | passenger | jet fuel tf | 0 | 0 | 0 | 0 | 0 | 0 | 0 | 0 | 0 | 0 | 0 | 0 | 0 | 0 | 0 | 0 | 0 | 0 | 0 | 0 | 0 | 0 | 0 | 0 | 0 | 0 | 0 | 0 | 0 | 0 | 0
Transportation Pollutant Emissions Disaggregated[rail,VOC,passenger,heavy or residual fuel oil tf] | Transportation Pollutant Emissions Disaggregated | rail | VOC | passenger | heavy or residual fuel oil tf | 0 | 0 | 0 | 0 | 0 | 0 | 0 | 0 | 0 | 0 | 0 | 0 | 0 | 0 | 0 | 0 | 0 | 0 | 0 | 0 | 0 | 0 | 0 | 0 | 0 | 0 | 0 | 0 | 0 | 0 | 0
Transportation Pollutant Emissions Disaggregated[rail,VOC,passenger,LPG propane or butane tf] | Transportation Pollutant Emissions Disaggregated | rail | VOC | passenger | LPG propane or butane tf | 0 | 0 | 0 | 0 | 0 | 0 | 0 | 0 | 0 | 0 | 0 | 0 | 0 | 0 | 0 | 0 | 0 | 0 | 0 | 0 | 0 | 0 | 0 | 0 | 0 | 0 | 0 | 0 | 0 | 0 | 0
Transportation Pollutant Emissions Disaggregated[rail,VOC,passenger,hydrogen tf] | Transportation Pollutant Emissions Disaggregated | rail | VOC | passenger | hydrogen tf | 0 | 0 | 0 | 0 | 0 | 0 | 0 | 0 | 0 | 0 | 0 | 0 | 0 | 0 | 0 | 0 | 0 | 0 | 0 | 0 | 0 | 0 | 0 | 0 | 0 | 0 | 0 | 0 | 0 | 0 | 0
Transportation Pollutant Emissions Disaggregated[rail,VOC,freight,electricity tf] | Transportation Pollutant Emissions Disaggregated | rail | VOC | freight | electricity tf | 0 | 0 | 0 | 0 | 0 | 0 | 0 | 0 | 0 | 0 | 0 | 0 | 0 | 0 | 0 | 0 | 0 | 0 | 0 | 0 | 0 | 0 | 0 | 0 | 0 | 0 | 0 | 0 | 0 | 0 | 0
Transportation Pollutant Emissions Disaggregated[rail,VOC,freight,natural gas tf] | Transportation Pollutant Emissions Disaggregated | rail | VOC | freight | natural gas tf | 0 | 0 | 0 | 0 | 0 | 0 | 0 | 0 | 0 | 0 | 0 | 0 | 0 | 0 | 0 | 0 | 0 | 0 | 0 | 0 | 0 | 0 | 0 | 0 | 0 | 0 | 0 | 0 | 0 | 0 | 0
Transportation Pollutant Emissions Disaggregated[rail,VOC,freight,petroleum gasoline tf] | Transportation Pollutant Emissions Disaggregated | rail | VOC | freight | petroleum gasoline tf | 0 | 0 | 0 | 0 | 0 | 0 | 0 | 0 | 0 | 0 | 0 | 0 | 0 | 0 | 0 | 0 | 0 | 0 | 0 | 0 | 0 | 0 | 0 | 0 | 0 | 0 | 0 | 0 | 0 | 0 | 0
Transportation Pollutant Emissions Disaggregated[rail,VOC,freight,petroleum diesel tf] | Transportation Pollutant Emissions Disaggregated | rail | VOC | freight | petroleum diesel tf | 816382000 | 827772000 | 847465000 | 859539000 | 871437000 | 891027000 | 902509000 | 921415000 | 940358000 | 951474000 | 970057000 | 988664000 | 1007400000 | 1018620000 | 1037610000 | 1056850000 | 1083940000 | 1103710000 | 1124260000 | 1145090000 | 1173900000 | 1195450000 | 1224710000 | 1246860000 | 1276710000 | 1306860000 | 1329790000 | 1360420000 | 1391190000 | 1429670000 | 1453810000
Transportation Pollutant Emissions Disaggregated[rail,VOC,freight,biofuel gasoline tf] | Transportation Pollutant Emissions Disaggregated | rail | VOC | freight | biofuel gasoline tf | 0 | 0 | 0 | 0 | 0 | 0 | 0 | 0 | 0 | 0 | 0 | 0 | 0 | 0 | 0 | 0 | 0 | 0 | 0 | 0 | 0 | 0 | 0 | 0 | 0 | 0 | 0 | 0 | 0 | 0 | 0
Transportation Pollutant Emissions Disaggregated[rail,VOC,freight,biofuel diesel tf] | Transportation Pollutant Emissions Disaggregated | rail | VOC | freight | biofuel diesel tf | 0 | 0 | 0 | 0 | 0 | 0 | 0 | 0 | 0 | 0 | 0 | 0 | 0 | 0 | 0 | 0 | 0 | 0 | 0 | 0 | 0 | 0 | 0 | 0 | 0 | 0 | 0 | 0 | 0 | 0 | 0
Transportation Pollutant Emissions Disaggregated[rail,VOC,freight,jet fuel tf] | Transportation Pollutant Emissions Disaggregated | rail | VOC | freight | jet fuel tf | 0 | 0 | 0 | 0 | 0 | 0 | 0 | 0 | 0 | 0 | 0 | 0 | 0 | 0 | 0 | 0 | 0 | 0 | 0 | 0 | 0 | 0 | 0 | 0 | 0 | 0 | 0 | 0 | 0 | 0 | 0
Transportation Pollutant Emissions Disaggregated[rail,VOC,freight,heavy or residual fuel oil tf] | Transportation Pollutant Emissions Disaggregated | rail | VOC | freight | heavy or residual fuel oil tf | 0 | 0 | 0 | 0 | 0 | 0 | 0 | 0 | 0 | 0 | 0 | 0 | 0 | 0 | 0 | 0 | 0 | 0 | 0 | 0 | 0 | 0 | 0 | 0 | 0 | 0 | 0 | 0 | 0 | 0 | 0
Transportation Pollutant Emissions Disaggregated[rail,VOC,freight,LPG propane or butane tf] | Transportation Pollutant Emissions Disaggregated | rail | VOC | freight | LPG propane or butane tf | 0 | 0 | 0 | 0 | 0 | 0 | 0 | 0 | 0 | 0 | 0 | 0 | 0 | 0 | 0 | 0 | 0 | 0 | 0 | 0 | 0 | 0 | 0 | 0 | 0 | 0 | 0 | 0 | 0 | 0 | 0
Transportation Pollutant Emissions Disaggregated[rail,VOC,freight,hydrogen tf] | Transportation Pollutant Emissions Disaggregated | rail | VOC | freight | hydrogen tf | 0 | 0 | 0 | 0 | 0 | 0 | 0 | 0 | 0 | 0 | 0 | 0 | 0 | 0 | 0 | 0 | 0 | 0 | 0 | 0 | 0 | 0 | 0 | 0 | 0 | 0 | 0 | 0 | 0 | 0 | 0
Transportation Pollutant Emissions Disaggregated[rail,CO,passenger,electricity tf] | Transportation Pollutant Emissions Disaggregated | rail | CO | passenger | electricity tf | 0 | 0 | 0 | 0 | 0 | 0 | 0 | 0 | 0 | 0 | 0 | 0 | 0 | 0 | 0 | 0 | 0 | 0 | 0 | 0 | 0 | 0 | 0 | 0 | 0 | 0 | 0 | 0 | 0 | 0 | 0
Transportation Pollutant Emissions Disaggregated[rail,CO,passenger,natural gas tf] | Transportation Pollutant Emissions Disaggregated | rail | CO | passenger | natural gas tf | 0 | 0 | 0 | 0 | 0 | 0 | 0 | 0 | 0 | 0 | 0 | 0 | 0 | 0 | 0 | 0 | 0 | 0 | 0 | 0 | 0 | 0 | 0 | 0 | 0 | 0 | 0 | 0 | 0 | 0 | 0
Transportation Pollutant Emissions Disaggregated[rail,CO,passenger,petroleum gasoline tf] | Transportation Pollutant Emissions Disaggregated | rail | CO | passenger | petroleum gasoline tf | 0 | 0 | 0 | 0 | 0 | 0 | 0 | 0 | 0 | 0 | 0 | 0 | 0 | 0 | 0 | 0 | 0 | 0 | 0 | 0 | 0 | 0 | 0 | 0 | 0 | 0 | 0 | 0 | 0 | 0 | 0
Transportation Pollutant Emissions Disaggregated[rail,CO,passenger,petroleum diesel tf] | Transportation Pollutant Emissions Disaggregated | rail | CO | passenger | petroleum diesel tf | 82502700 | 81123800 | 79455000 | 78032800 | 76579500 | 75186900 | 73650000 | 72296700 | 70943700 | 69580300 | 68216000 | 66848400 | 65494000 | 64161500 | 62851500 | 61906800 | 60976900 | 60058000 | 59233000 | 58416400 | 57611400 | 56811100 | 56044800 | 55311400 | 54853700 | 54415200 | 53991200 | 53604000 | 53240900 | 52912000 | 52543600
Transportation Pollutant Emissions Disaggregated[rail,CO,passenger,biofuel gasoline tf] | Transportation Pollutant Emissions Disaggregated | rail | CO | passenger | biofuel gasoline tf | 0 | 0 | 0 | 0 | 0 | 0 | 0 | 0 | 0 | 0 | 0 | 0 | 0 | 0 | 0 | 0 | 0 | 0 | 0 | 0 | 0 | 0 | 0 | 0 | 0 | 0 | 0 | 0 | 0 | 0 | 0
Transportation Pollutant Emissions Disaggregated[rail,CO,passenger,biofuel diesel tf] | Transportation Pollutant Emissions Disaggregated | rail | CO | passenger | biofuel diesel tf | 0 | 0 | 0 | 0 | 0 | 0 | 0 | 0 | 0 | 0 | 0 | 0 | 0 | 0 | 0 | 0 | 0 | 0 | 0 | 0 | 0 | 0 | 0 | 0 | 0 | 0 | 0 | 0 | 0 | 0 | 0
Transportation Pollutant Emissions Disaggregated[rail,CO,passenger,jet fuel tf] | Transportation Pollutant Emissions Disaggregated | rail | CO | passenger | jet fuel tf | 0 | 0 | 0 | 0 | 0 | 0 | 0 | 0 | 0 | 0 | 0 | 0 | 0 | 0 | 0 | 0 | 0 | 0 | 0 | 0 | 0 | 0 | 0 | 0 | 0 | 0 | 0 | 0 | 0 | 0 | 0
Transportation Pollutant Emissions Disaggregated[rail,CO,passenger,heavy or residual fuel oil tf] | Transportation Pollutant Emissions Disaggregated | rail | CO | passenger | heavy or residual fuel oil tf | 0 | 0 | 0 | 0 | 0 | 0 | 0 | 0 | 0 | 0 | 0 | 0 | 0 | 0 | 0 | 0 | 0 | 0 | 0 | 0 | 0 | 0 | 0 | 0 | 0 | 0 | 0 | 0 | 0 | 0 | 0
Transportation Pollutant Emissions Disaggregated[rail,CO,passenger,LPG propane or butane tf] | Transportation Pollutant Emissions Disaggregated | rail | CO | passenger | LPG propane or butane tf | 0 | 0 | 0 | 0 | 0 | 0 | 0 | 0 | 0 | 0 | 0 | 0 | 0 | 0 | 0 | 0 | 0 | 0 | 0 | 0 | 0 | 0 | 0 | 0 | 0 | 0 | 0 | 0 | 0 | 0 | 0
Transportation Pollutant Emissions Disaggregated[rail,CO,passenger,hydrogen tf] | Transportation Pollutant Emissions Disaggregated | rail | CO | passenger | hydrogen tf | 0 | 0 | 0 | 0 | 0 | 0 | 0 | 0 | 0 | 0 | 0 | 0 | 0 | 0 | 0 | 0 | 0 | 0 | 0 | 0 | 0 | 0 | 0 | 0 | 0 | 0 | 0 | 0 | 0 | 0 | 0
Transportation Pollutant Emissions Disaggregated[rail,CO,freight,electricity tf] | Transportation Pollutant Emissions Disaggregated | rail | CO | freight | electricity tf | 0 | 0 | 0 | 0 | 0 | 0 | 0 | 0 | 0 | 0 | 0 | 0 | 0 | 0 | 0 | 0 | 0 | 0 | 0 | 0 | 0 | 0 | 0 | 0 | 0 | 0 | 0 | 0 | 0 | 0 | 0
Transportation Pollutant Emissions Disaggregated[rail,CO,freight,natural gas tf] | Transportation Pollutant Emissions Disaggregated | rail | CO | freight | natural gas tf | 0 | 0 | 0 | 0 | 0 | 0 | 0 | 0 | 0 | 0 | 0 | 0 | 0 | 0 | 0 | 0 | 0 | 0 | 0 | 0 | 0 | 0 | 0 | 0 | 0 | 0 | 0 | 0 | 0 | 0 | 0
Transportation Pollutant Emissions Disaggregated[rail,CO,freight,petroleum gasoline tf] | Transportation Pollutant Emissions Disaggregated | rail | CO | freight | petroleum gasoline tf | 0 | 0 | 0 | 0 | 0 | 0 | 0 | 0 | 0 | 0 | 0 | 0 | 0 | 0 | 0 | 0 | 0 | 0 | 0 | 0 | 0 | 0 | 0 | 0 | 0 | 0 | 0 | 0 | 0 | 0 | 0
Transportation Pollutant Emissions Disaggregated[rail,CO,freight,petroleum diesel tf] | Transportation Pollutant Emissions Disaggregated | rail | CO | freight | petroleum diesel tf | 2739600000 | 2777820000 | 2843910000 | 2884430000 | 2924350000 | 2990090000 | 3028620000 | 3092070000 | 3155640000 | 3192940000 | 3255300000 | 3317740000 | 3380610000 | 3418270000 | 3481980000 | 3546550000 | 3637480000 | 3703830000 | 3772760000 | 3842680000 | 3939350000 | 4011660000 | 4109880000 | 4184180000 | 4284370000 | 4385540000 | 4462480000 | 4565290000 | 4668520000 | 4797650000 | 4878660000
Transportation Pollutant Emissions Disaggregated[rail,CO,freight,biofuel gasoline tf] | Transportation Pollutant Emissions Disaggregated | rail | CO | freight | biofuel gasoline tf | 0 | 0 | 0 | 0 | 0 | 0 | 0 | 0 | 0 | 0 | 0 | 0 | 0 | 0 | 0 | 0 | 0 | 0 | 0 | 0 | 0 | 0 | 0 | 0 | 0 | 0 | 0 | 0 | 0 | 0 | 0
Transportation Pollutant Emissions Disaggregated[rail,CO,freight,biofuel diesel tf] | Transportation Pollutant Emissions Disaggregated | rail | CO | freight | biofuel diesel tf | 0 | 0 | 0 | 0 | 0 | 0 | 0 | 0 | 0 | 0 | 0 | 0 | 0 | 0 | 0 | 0 | 0 | 0 | 0 | 0 | 0 | 0 | 0 | 0 | 0 | 0 | 0 | 0 | 0 | 0 | 0
Transportation Pollutant Emissions Disaggregated[rail,CO,freight,jet fuel tf] | Transportation Pollutant Emissions Disaggregated | rail | CO | freight | jet fuel tf | 0 | 0 | 0 | 0 | 0 | 0 | 0 | 0 | 0 | 0 | 0 | 0 | 0 | 0 | 0 | 0 | 0 | 0 | 0 | 0 | 0 | 0 | 0 | 0 | 0 | 0 | 0 | 0 | 0 | 0 | 0
Transportation Pollutant Emissions Disaggregated[rail,CO,freight,heavy or residual fuel oil tf] | Transportation Pollutant Emissions Disaggregated | rail | CO | freight | heavy or residual fuel oil tf | 0 | 0 | 0 | 0 | 0 | 0 | 0 | 0 | 0 | 0 | 0 | 0 | 0 | 0 | 0 | 0 | 0 | 0 | 0 | 0 | 0 | 0 | 0 | 0 | 0 | 0 | 0 | 0 | 0 | 0 | 0
Transportation Pollutant Emissions Disaggregated[rail,CO,freight,LPG propane or butane tf] | Transportation Pollutant Emissions Disaggregated | rail | CO | freight | LPG propane or butane tf | 0 | 0 | 0 | 0 | 0 | 0 | 0 | 0 | 0 | 0 | 0 | 0 | 0 | 0 | 0 | 0 | 0 | 0 | 0 | 0 | 0 | 0 | 0 | 0 | 0 | 0 | 0 | 0 | 0 | 0 | 0
Transportation Pollutant Emissions Disaggregated[rail,CO,freight,hydrogen tf] | Transportation Pollutant Emissions Disaggregated | rail | CO | freight | hydrogen tf | 0 | 0 | 0 | 0 | 0 | 0 | 0 | 0 | 0 | 0 | 0 | 0 | 0 | 0 | 0 | 0 | 0 | 0 | 0 | 0 | 0 | 0 | 0 | 0 | 0 | 0 | 0 | 0 | 0 | 0 | 0
Transportation Pollutant Emissions Disaggregated[rail,NOx,passenger,electricity tf] | Transportation Pollutant Emissions Disaggregated | rail | NOx | passenger | electricity tf | 0 | 0 | 0 | 0 | 0 | 0 | 0 | 0 | 0 | 0 | 0 | 0 | 0 | 0 | 0 | 0 | 0 | 0 | 0 | 0 | 0 | 0 | 0 | 0 | 0 | 0 | 0 | 0 | 0 | 0 | 0
Transportation Pollutant Emissions Disaggregated[rail,NOx,passenger,natural gas tf] | Transportation Pollutant Emissions Disaggregated | rail | NOx | passenger | natural gas tf | 0 | 0 | 0 | 0 | 0 | 0 | 0 | 0 | 0 | 0 | 0 | 0 | 0 | 0 | 0 | 0 | 0 | 0 | 0 | 0 | 0 | 0 | 0 | 0 | 0 | 0 | 0 | 0 | 0 | 0 | 0
Transportation Pollutant Emissions Disaggregated[rail,NOx,passenger,petroleum gasoline tf] | Transportation Pollutant Emissions Disaggregated | rail | NOx | passenger | petroleum gasoline tf | 0 | 0 | 0 | 0 | 0 | 0 | 0 | 0 | 0 | 0 | 0 | 0 | 0 | 0 | 0 | 0 | 0 | 0 | 0 | 0 | 0 | 0 | 0 | 0 | 0 | 0 | 0 | 0 | 0 | 0 | 0
Transportation Pollutant Emissions Disaggregated[rail,NOx,passenger,petroleum diesel tf] | Transportation Pollutant Emissions Disaggregated | rail | NOx | passenger | petroleum diesel tf | 592252000 | 582353000 | 570374000 | 560165000 | 549732000 | 539735000 | 528702000 | 518987000 | 509275000 | 499487000 | 489694000 | 479876000 | 470154000 | 460588000 | 451184000 | 444403000 | 437727000 | 431131000 | 425209000 | 419347000 | 413568000 | 407823000 | 402322000 | 397057000 | 393772000 | 390624000 | 387580000 | 384801000 | 382194000 | 379833000 | 377189000
Transportation Pollutant Emissions Disaggregated[rail,NOx,passenger,biofuel gasoline tf] | Transportation Pollutant Emissions Disaggregated | rail | NOx | passenger | biofuel gasoline tf | 0 | 0 | 0 | 0 | 0 | 0 | 0 | 0 | 0 | 0 | 0 | 0 | 0 | 0 | 0 | 0 | 0 | 0 | 0 | 0 | 0 | 0 | 0 | 0 | 0 | 0 | 0 | 0 | 0 | 0 | 0
Transportation Pollutant Emissions Disaggregated[rail,NOx,passenger,biofuel diesel tf] | Transportation Pollutant Emissions Disaggregated | rail | NOx | passenger | biofuel diesel tf | 0 | 0 | 0 | 0 | 0 | 0 | 0 | 0 | 0 | 0 | 0 | 0 | 0 | 0 | 0 | 0 | 0 | 0 | 0 | 0 | 0 | 0 | 0 | 0 | 0 | 0 | 0 | 0 | 0 | 0 | 0
Transportation Pollutant Emissions Disaggregated[rail,NOx,passenger,jet fuel tf] | Transportation Pollutant Emissions Disaggregated | rail | NOx | passenger | jet fuel tf | 0 | 0 | 0 | 0 | 0 | 0 | 0 | 0 | 0 | 0 | 0 | 0 | 0 | 0 | 0 | 0 | 0 | 0 | 0 | 0 | 0 | 0 | 0 | 0 | 0 | 0 | 0 | 0 | 0 | 0 | 0
Transportation Pollutant Emissions Disaggregated[rail,NOx,passenger,heavy or residual fuel oil tf] | Transportation Pollutant Emissions Disaggregated | rail | NOx | passenger | heavy or residual fuel oil tf | 0 | 0 | 0 | 0 | 0 | 0 | 0 | 0 | 0 | 0 | 0 | 0 | 0 | 0 | 0 | 0 | 0 | 0 | 0 | 0 | 0 | 0 | 0 | 0 | 0 | 0 | 0 | 0 | 0 | 0 | 0
Transportation Pollutant Emissions Disaggregated[rail,NOx,passenger,LPG propane or butane tf] | Transportation Pollutant Emissions Disaggregated | rail | NOx | passenger | LPG propane or butane tf | 0 | 0 | 0 | 0 | 0 | 0 | 0 | 0 | 0 | 0 | 0 | 0 | 0 | 0 | 0 | 0 | 0 | 0 | 0 | 0 | 0 | 0 | 0 | 0 | 0 | 0 | 0 | 0 | 0 | 0 | 0
Transportation Pollutant Emissions Disaggregated[rail,NOx,passenger,hydrogen tf] | Transportation Pollutant Emissions Disaggregated | rail | NOx | passenger | hydrogen tf | 0 | 0 | 0 | 0 | 0 | 0 | 0 | 0 | 0 | 0 | 0 | 0 | 0 | 0 | 0 | 0 | 0 | 0 | 0 | 0 | 0 | 0 | 0 | 0 | 0 | 0 | 0 | 0 | 0 | 0 | 0
Transportation Pollutant Emissions Disaggregated[rail,NOx,freight,electricity tf] | Transportation Pollutant Emissions Disaggregated | rail | NOx | freight | electricity tf | 0 | 0 | 0 | 0 | 0 | 0 | 0 | 0 | 0 | 0 | 0 | 0 | 0 | 0 | 0 | 0 | 0 | 0 | 0 | 0 | 0 | 0 | 0 | 0 | 0 | 0 | 0 | 0 | 0 | 0 | 0
Transportation Pollutant Emissions Disaggregated[rail,NOx,freight,natural gas tf] | Transportation Pollutant Emissions Disaggregated | rail | NOx | freight | natural gas tf | 0 | 0 | 0 | 0 | 0 | 0 | 0 | 0 | 0 | 0 | 0 | 0 | 0 | 0 | 0 | 0 | 0 | 0 | 0 | 0 | 0 | 0 | 0 | 0 | 0 | 0 | 0 | 0 | 0 | 0 | 0
Transportation Pollutant Emissions Disaggregated[rail,NOx,freight,petroleum gasoline tf] | Transportation Pollutant Emissions Disaggregated | rail | NOx | freight | petroleum gasoline tf | 0 | 0 | 0 | 0 | 0 | 0 | 0 | 0 | 0 | 0 | 0 | 0 | 0 | 0 | 0 | 0 | 0 | 0 | 0 | 0 | 0 | 0 | 0 | 0 | 0 | 0 | 0 | 0 | 0 | 0 | 0
Transportation Pollutant Emissions Disaggregated[rail,NOx,freight,petroleum diesel tf] | Transportation Pollutant Emissions Disaggregated | rail | NOx | freight | petroleum diesel tf | 19666400000 | 19940800000 | 20415200000 | 20706100000 | 20992700000 | 21464600000 | 21741200000 | 22196700000 | 22653000000 | 22920800000 | 23368400000 | 23816700000 | 24268000000 | 24538400000 | 24995700000 | 25459200000 | 26111900000 | 26588200000 | 27083100000 | 27585000000 | 28278900000 | 28798000000 | 29503100000 | 30036400000 | 30755700000 | 31481900000 | 32034300000 | 32772300000 | 33513400000 | 34440300000 | 35021900000
Transportation Pollutant Emissions Disaggregated[rail,NOx,freight,biofuel gasoline tf] | Transportation Pollutant Emissions Disaggregated | rail | NOx | freight | biofuel gasoline tf | 0 | 0 | 0 | 0 | 0 | 0 | 0 | 0 | 0 | 0 | 0 | 0 | 0 | 0 | 0 | 0 | 0 | 0 | 0 | 0 | 0 | 0 | 0 | 0 | 0 | 0 | 0 | 0 | 0 | 0 | 0
Transportation Pollutant Emissions Disaggregated[rail,NOx,freight,biofuel diesel tf] | Transportation Pollutant Emissions Disaggregated | rail | NOx | freight | biofuel diesel tf | 0 | 0 | 0 | 0 | 0 | 0 | 0 | 0 | 0 | 0 | 0 | 0 | 0 | 0 | 0 | 0 | 0 | 0 | 0 | 0 | 0 | 0 | 0 | 0 | 0 | 0 | 0 | 0 | 0 | 0 | 0
Transportation Pollutant Emissions Disaggregated[rail,NOx,freight,jet fuel tf] | Transportation Pollutant Emissions Disaggregated | rail | NOx | freight | jet fuel tf | 0 | 0 | 0 | 0 | 0 | 0 | 0 | 0 | 0 | 0 | 0 | 0 | 0 | 0 | 0 | 0 | 0 | 0 | 0 | 0 | 0 | 0 | 0 | 0 | 0 | 0 | 0 | 0 | 0 | 0 | 0
Transportation Pollutant Emissions Disaggregated[rail,NOx,freight,heavy or residual fuel oil tf] | Transportation Pollutant Emissions Disaggregated | rail | NOx | freight | heavy or residual fuel oil tf | 0 | 0 | 0 | 0 | 0 | 0 | 0 | 0 | 0 | 0 | 0 | 0 | 0 | 0 | 0 | 0 | 0 | 0 | 0 | 0 | 0 | 0 | 0 | 0 | 0 | 0 | 0 | 0 | 0 | 0 | 0
Transportation Pollutant Emissions Disaggregated[rail,NOx,freight,LPG propane or butane tf] | Transportation Pollutant Emissions Disaggregated | rail | NOx | freight | LPG propane or butane tf | 0 | 0 | 0 | 0 | 0 | 0 | 0 | 0 | 0 | 0 | 0 | 0 | 0 | 0 | 0 | 0 | 0 | 0 | 0 | 0 | 0 | 0 | 0 | 0 | 0 | 0 | 0 | 0 | 0 | 0 | 0
Transportation Pollutant Emissions Disaggregated[rail,NOx,freight,hydrogen tf] | Transportation Pollutant Emissions Disaggregated | rail | NOx | freight | hydrogen tf | 0 | 0 | 0 | 0 | 0 | 0 | 0 | 0 | 0 | 0 | 0 | 0 | 0 | 0 | 0 | 0 | 0 | 0 | 0 | 0 | 0 | 0 | 0 | 0 | 0 | 0 | 0 | 0 | 0 | 0 | 0
Transportation Pollutant Emissions Disaggregated[rail,PM10,passenger,electricity tf] | Transportation Pollutant Emissions Disaggregated | rail | PM10 | passenger | electricity tf | 0 | 0 | 0 | 0 | 0 | 0 | 0 | 0 | 0 | 0 | 0 | 0 | 0 | 0 | 0 | 0 | 0 | 0 | 0 | 0 | 0 | 0 | 0 | 0 | 0 | 0 | 0 | 0 | 0 | 0 | 0
Transportation Pollutant Emissions Disaggregated[rail,PM10,passenger,natural gas tf] | Transportation Pollutant Emissions Disaggregated | rail | PM10 | passenger | natural gas tf | 0 | 0 | 0 | 0 | 0 | 0 | 0 | 0 | 0 | 0 | 0 | 0 | 0 | 0 | 0 | 0 | 0 | 0 | 0 | 0 | 0 | 0 | 0 | 0 | 0 | 0 | 0 | 0 | 0 | 0 | 0
Transportation Pollutant Emissions Disaggregated[rail,PM10,passenger,petroleum gasoline tf] | Transportation Pollutant Emissions Disaggregated | rail | PM10 | passenger | petroleum gasoline tf | 0 | 0 | 0 | 0 | 0 | 0 | 0 | 0 | 0 | 0 | 0 | 0 | 0 | 0 | 0 | 0 | 0 | 0 | 0 | 0 | 0 | 0 | 0 | 0 | 0 | 0 | 0 | 0 | 0 | 0 | 0
Transportation Pollutant Emissions Disaggregated[rail,PM10,passenger,petroleum diesel tf] | Transportation Pollutant Emissions Disaggregated | rail | PM10 | passenger | petroleum diesel tf | 17367800 | 17077500 | 16726200 | 16426800 | 16120900 | 15827700 | 15504200 | 15219300 | 14934500 | 14647500 | 14360300 | 14072400 | 13787300 | 13506800 | 13231000 | 13032100 | 12836400 | 12642900 | 12469300 | 12297400 | 12127900 | 11959400 | 11798100 | 11643700 | 11547400 | 11455000 | 11365800 | 11284300 | 11207800 | 11138600 | 11061100
Transportation Pollutant Emissions Disaggregated[rail,PM10,passenger,biofuel gasoline tf] | Transportation Pollutant Emissions Disaggregated | rail | PM10 | passenger | biofuel gasoline tf | 0 | 0 | 0 | 0 | 0 | 0 | 0 | 0 | 0 | 0 | 0 | 0 | 0 | 0 | 0 | 0 | 0 | 0 | 0 | 0 | 0 | 0 | 0 | 0 | 0 | 0 | 0 | 0 | 0 | 0 | 0
Transportation Pollutant Emissions Disaggregated[rail,PM10,passenger,biofuel diesel tf] | Transportation Pollutant Emissions Disaggregated | rail | PM10 | passenger | biofuel diesel tf | 0 | 0 | 0 | 0 | 0 | 0 | 0 | 0 | 0 | 0 | 0 | 0 | 0 | 0 | 0 | 0 | 0 | 0 | 0 | 0 | 0 | 0 | 0 | 0 | 0 | 0 | 0 | 0 | 0 | 0 | 0
Transportation Pollutant Emissions Disaggregated[rail,PM10,passenger,jet fuel tf] | Transportation Pollutant Emissions Disaggregated | rail | PM10 | passenger | jet fuel tf | 0 | 0 | 0 | 0 | 0 | 0 | 0 | 0 | 0 | 0 | 0 | 0 | 0 | 0 | 0 | 0 | 0 | 0 | 0 | 0 | 0 | 0 | 0 | 0 | 0 | 0 | 0 | 0 | 0 | 0 | 0
Transportation Pollutant Emissions Disaggregated[rail,PM10,passenger,heavy or residual fuel oil tf] | Transportation Pollutant Emissions Disaggregated | rail | PM10 | passenger | heavy or residual fuel oil tf | 0 | 0 | 0 | 0 | 0 | 0 | 0 | 0 | 0 | 0 | 0 | 0 | 0 | 0 | 0 | 0 | 0 | 0 | 0 | 0 | 0 | 0 | 0 | 0 | 0 | 0 | 0 | 0 | 0 | 0 | 0
Transportation Pollutant Emissions Disaggregated[rail,PM10,passenger,LPG propane or butane tf] | Transportation Pollutant Emissions Disaggregated | rail | PM10 | passenger | LPG propane or butane tf | 0 | 0 | 0 | 0 | 0 | 0 | 0 | 0 | 0 | 0 | 0 | 0 | 0 | 0 | 0 | 0 | 0 | 0 | 0 | 0 | 0 | 0 | 0 | 0 | 0 | 0 | 0 | 0 | 0 | 0 | 0
Transportation Pollutant Emissions Disaggregated[rail,PM10,passenger,hydrogen tf] | Transportation Pollutant Emissions Disaggregated | rail | PM10 | passenger | hydrogen tf | 0 | 0 | 0 | 0 | 0 | 0 | 0 | 0 | 0 | 0 | 0 | 0 | 0 | 0 | 0 | 0 | 0 | 0 | 0 | 0 | 0 | 0 | 0 | 0 | 0 | 0 | 0 | 0 | 0 | 0 | 0
Transportation Pollutant Emissions Disaggregated[rail,PM10,freight,electricity tf] | Transportation Pollutant Emissions Disaggregated | rail | PM10 | freight | electricity tf | 0 | 0 | 0 | 0 | 0 | 0 | 0 | 0 | 0 | 0 | 0 | 0 | 0 | 0 | 0 | 0 | 0 | 0 | 0 | 0 | 0 | 0 | 0 | 0 | 0 | 0 | 0 | 0 | 0 | 0 | 0
Transportation Pollutant Emissions Disaggregated[rail,PM10,freight,natural gas tf] | Transportation Pollutant Emissions Disaggregated | rail | PM10 | freight | natural gas tf | 0 | 0 | 0 | 0 | 0 | 0 | 0 | 0 | 0 | 0 | 0 | 0 | 0 | 0 | 0 | 0 | 0 | 0 | 0 | 0 | 0 | 0 | 0 | 0 | 0 | 0 | 0 | 0 | 0 | 0 | 0
Transportation Pollutant Emissions Disaggregated[rail,PM10,freight,petroleum gasoline tf] | Transportation Pollutant Emissions Disaggregated | rail | PM10 | freight | petroleum gasoline tf | 0 | 0 | 0 | 0 | 0 | 0 | 0 | 0 | 0 | 0 | 0 | 0 | 0 | 0 | 0 | 0 | 0 | 0 | 0 | 0 | 0 | 0 | 0 | 0 | 0 | 0 | 0 | 0 | 0 | 0 | 0
Transportation Pollutant Emissions Disaggregated[rail,PM10,freight,petroleum diesel tf] | Transportation Pollutant Emissions Disaggregated | rail | PM10 | freight | petroleum diesel tf | 576719000 | 584765000 | 598677000 | 607207000 | 615611000 | 629451000 | 637561000 | 650918000 | 664300000 | 672152000 | 685279000 | 698424000 | 711660000 | 719588000 | 732999000 | 746592000 | 765733000 | 779700000 | 794211000 | 808930000 | 829280000 | 844502000 | 865178000 | 880819000 | 901911000 | 923208000 | 939405000 | 961048000 | 982780000 | 1009960000 | 1027020000
Transportation Pollutant Emissions Disaggregated[rail,PM10,freight,biofuel gasoline tf] | Transportation Pollutant Emissions Disaggregated | rail | PM10 | freight | biofuel gasoline tf | 0 | 0 | 0 | 0 | 0 | 0 | 0 | 0 | 0 | 0 | 0 | 0 | 0 | 0 | 0 | 0 | 0 | 0 | 0 | 0 | 0 | 0 | 0 | 0 | 0 | 0 | 0 | 0 | 0 | 0 | 0
Transportation Pollutant Emissions Disaggregated[rail,PM10,freight,biofuel diesel tf] | Transportation Pollutant Emissions Disaggregated | rail | PM10 | freight | biofuel diesel tf | 0 | 0 | 0 | 0 | 0 | 0 | 0 | 0 | 0 | 0 | 0 | 0 | 0 | 0 | 0 | 0 | 0 | 0 | 0 | 0 | 0 | 0 | 0 | 0 | 0 | 0 | 0 | 0 | 0 | 0 | 0
Transportation Pollutant Emissions Disaggregated[rail,PM10,freight,jet fuel tf] | Transportation Pollutant Emissions Disaggregated | rail | PM10 | freight | jet fuel tf | 0 | 0 | 0 | 0 | 0 | 0 | 0 | 0 | 0 | 0 | 0 | 0 | 0 | 0 | 0 | 0 | 0 | 0 | 0 | 0 | 0 | 0 | 0 | 0 | 0 | 0 | 0 | 0 | 0 | 0 | 0
Transportation Pollutant Emissions Disaggregated[rail,PM10,freight,heavy or residual fuel oil tf] | Transportation Pollutant Emissions Disaggregated | rail | PM10 | freight | heavy or residual fuel oil tf | 0 | 0 | 0 | 0 | 0 | 0 | 0 | 0 | 0 | 0 | 0 | 0 | 0 | 0 | 0 | 0 | 0 | 0 | 0 | 0 | 0 | 0 | 0 | 0 | 0 | 0 | 0 | 0 | 0 | 0 | 0
Transportation Pollutant Emissions Disaggregated[rail,PM10,freight,LPG propane or butane tf] | Transportation Pollutant Emissions Disaggregated | rail | PM10 | freight | LPG propane or butane tf | 0 | 0 | 0 | 0 | 0 | 0 | 0 | 0 | 0 | 0 | 0 | 0 | 0 | 0 | 0 | 0 | 0 | 0 | 0 | 0 | 0 | 0 | 0 | 0 | 0 | 0 | 0 | 0 | 0 | 0 | 0
Transportation Pollutant Emissions Disaggregated[rail,PM10,freight,hydrogen tf] | Transportation Pollutant Emissions Disaggregated | rail | PM10 | freight | hydrogen tf | 0 | 0 | 0 | 0 | 0 | 0 | 0 | 0 | 0 | 0 | 0 | 0 | 0 | 0 | 0 | 0 | 0 | 0 | 0 | 0 | 0 | 0 | 0 | 0 | 0 | 0 | 0 | 0 | 0 | 0 | 0
Transportation Pollutant Emissions Disaggregated[rail,PM25,passenger,electricity tf] | Transportation Pollutant Emissions Disaggregated | rail | PM25 | passenger | electricity tf | 0 | 0 | 0 | 0 | 0 | 0 | 0 | 0 | 0 | 0 | 0 | 0 | 0 | 0 | 0 | 0 | 0 | 0 | 0 | 0 | 0 | 0 | 0 | 0 | 0 | 0 | 0 | 0 | 0 | 0 | 0
Transportation Pollutant Emissions Disaggregated[rail,PM25,passenger,natural gas tf] | Transportation Pollutant Emissions Disaggregated | rail | PM25 | passenger | natural gas tf | 0 | 0 | 0 | 0 | 0 | 0 | 0 | 0 | 0 | 0 | 0 | 0 | 0 | 0 | 0 | 0 | 0 | 0 | 0 | 0 | 0 | 0 | 0 | 0 | 0 | 0 | 0 | 0 | 0 | 0 | 0
Transportation Pollutant Emissions Disaggregated[rail,PM25,passenger,petroleum gasoline tf] | Transportation Pollutant Emissions Disaggregated | rail | PM25 | passenger | petroleum gasoline tf | 0 | 0 | 0 | 0 | 0 | 0 | 0 | 0 | 0 | 0 | 0 | 0 | 0 | 0 | 0 | 0 | 0 | 0 | 0 | 0 | 0 | 0 | 0 | 0 | 0 | 0 | 0 | 0 | 0 | 0 | 0
Transportation Pollutant Emissions Disaggregated[rail,PM25,passenger,petroleum diesel tf] | Transportation Pollutant Emissions Disaggregated | rail | PM25 | passenger | petroleum diesel tf | 16846400 | 16564900 | 16224100 | 15933700 | 15637000 | 15352600 | 15038800 | 14762400 | 14486200 | 14207800 | 13929200 | 13649900 | 13373400 | 13101300 | 12833800 | 12640900 | 12451000 | 12263400 | 12094900 | 11928200 | 11763800 | 11600400 | 11443900 | 11294200 | 11200700 | 11111200 | 11024600 | 10945500 | 10871400 | 10804200 | 10729000
Transportation Pollutant Emissions Disaggregated[rail,PM25,passenger,biofuel gasoline tf] | Transportation Pollutant Emissions Disaggregated | rail | PM25 | passenger | biofuel gasoline tf | 0 | 0 | 0 | 0 | 0 | 0 | 0 | 0 | 0 | 0 | 0 | 0 | 0 | 0 | 0 | 0 | 0 | 0 | 0 | 0 | 0 | 0 | 0 | 0 | 0 | 0 | 0 | 0 | 0 | 0 | 0
Transportation Pollutant Emissions Disaggregated[rail,PM25,passenger,biofuel diesel tf] | Transportation Pollutant Emissions Disaggregated | rail | PM25 | passenger | biofuel diesel tf | 0 | 0 | 0 | 0 | 0 | 0 | 0 | 0 | 0 | 0 | 0 | 0 | 0 | 0 | 0 | 0 | 0 | 0 | 0 | 0 | 0 | 0 | 0 | 0 | 0 | 0 | 0 | 0 | 0 | 0 | 0
Transportation Pollutant Emissions Disaggregated[rail,PM25,passenger,jet fuel tf] | Transportation Pollutant Emissions Disaggregated | rail | PM25 | passenger | jet fuel tf | 0 | 0 | 0 | 0 | 0 | 0 | 0 | 0 | 0 | 0 | 0 | 0 | 0 | 0 | 0 | 0 | 0 | 0 | 0 | 0 | 0 | 0 | 0 | 0 | 0 | 0 | 0 | 0 | 0 | 0 | 0
Transportation Pollutant Emissions Disaggregated[rail,PM25,passenger,heavy or residual fuel oil tf] | Transportation Pollutant Emissions Disaggregated | rail | PM25 | passenger | heavy or residual fuel oil tf | 0 | 0 | 0 | 0 | 0 | 0 | 0 | 0 | 0 | 0 | 0 | 0 | 0 | 0 | 0 | 0 | 0 | 0 | 0 | 0 | 0 | 0 | 0 | 0 | 0 | 0 | 0 | 0 | 0 | 0 | 0
Transportation Pollutant Emissions Disaggregated[rail,PM25,passenger,LPG propane or butane tf] | Transportation Pollutant Emissions Disaggregated | rail | PM25 | passenger | LPG propane or butane tf | 0 | 0 | 0 | 0 | 0 | 0 | 0 | 0 | 0 | 0 | 0 | 0 | 0 | 0 | 0 | 0 | 0 | 0 | 0 | 0 | 0 | 0 | 0 | 0 | 0 | 0 | 0 | 0 | 0 | 0 | 0
Transportation Pollutant Emissions Disaggregated[rail,PM25,passenger,hydrogen tf] | Transportation Pollutant Emissions Disaggregated | rail | PM25 | passenger | hydrogen tf | 0 | 0 | 0 | 0 | 0 | 0 | 0 | 0 | 0 | 0 | 0 | 0 | 0 | 0 | 0 | 0 | 0 | 0 | 0 | 0 | 0 | 0 | 0 | 0 | 0 | 0 | 0 | 0 | 0 | 0 | 0
Transportation Pollutant Emissions Disaggregated[rail,PM25,freight,electricity tf] | Transportation Pollutant Emissions Disaggregated | rail | PM25 | freight | electricity tf | 0 | 0 | 0 | 0 | 0 | 0 | 0 | 0 | 0 | 0 | 0 | 0 | 0 | 0 | 0 | 0 | 0 | 0 | 0 | 0 | 0 | 0 | 0 | 0 | 0 | 0 | 0 | 0 | 0 | 0 | 0
Transportation Pollutant Emissions Disaggregated[rail,PM25,freight,natural gas tf] | Transportation Pollutant Emissions Disaggregated | rail | PM25 | freight | natural gas tf | 0 | 0 | 0 | 0 | 0 | 0 | 0 | 0 | 0 | 0 | 0 | 0 | 0 | 0 | 0 | 0 | 0 | 0 | 0 | 0 | 0 | 0 | 0 | 0 | 0 | 0 | 0 | 0 | 0 | 0 | 0
Transportation Pollutant Emissions Disaggregated[rail,PM25,freight,petroleum gasoline tf] | Transportation Pollutant Emissions Disaggregated | rail | PM25 | freight | petroleum gasoline tf | 0 | 0 | 0 | 0 | 0 | 0 | 0 | 0 | 0 | 0 | 0 | 0 | 0 | 0 | 0 | 0 | 0 | 0 | 0 | 0 | 0 | 0 | 0 | 0 | 0 | 0 | 0 | 0 | 0 | 0 | 0
Transportation Pollutant Emissions Disaggregated[rail,PM25,freight,petroleum diesel tf] | Transportation Pollutant Emissions Disaggregated | rail | PM25 | freight | petroleum diesel tf | 559405000 | 567210000 | 580704000 | 588978000 | 597130000 | 610555000 | 618422000 | 631377000 | 644357000 | 651974000 | 664707000 | 677457000 | 690295000 | 697986000 | 710994000 | 724179000 | 742746000 | 756293000 | 770369000 | 784645000 | 804385000 | 819150000 | 839205000 | 854377000 | 874835000 | 895493000 | 911204000 | 932197000 | 953277000 | 979643000 | 996186000
Transportation Pollutant Emissions Disaggregated[rail,PM25,freight,biofuel gasoline tf] | Transportation Pollutant Emissions Disaggregated | rail | PM25 | freight | biofuel gasoline tf | 0 | 0 | 0 | 0 | 0 | 0 | 0 | 0 | 0 | 0 | 0 | 0 | 0 | 0 | 0 | 0 | 0 | 0 | 0 | 0 | 0 | 0 | 0 | 0 | 0 | 0 | 0 | 0 | 0 | 0 | 0
Transportation Pollutant Emissions Disaggregated[rail,PM25,freight,biofuel diesel tf] | Transportation Pollutant Emissions Disaggregated | rail | PM25 | freight | biofuel diesel tf | 0 | 0 | 0 | 0 | 0 | 0 | 0 | 0 | 0 | 0 | 0 | 0 | 0 | 0 | 0 | 0 | 0 | 0 | 0 | 0 | 0 | 0 | 0 | 0 | 0 | 0 | 0 | 0 | 0 | 0 | 0
Transportation Pollutant Emissions Disaggregated[rail,PM25,freight,jet fuel tf] | Transportation Pollutant Emissions Disaggregated | rail | PM25 | freight | jet fuel tf | 0 | 0 | 0 | 0 | 0 | 0 | 0 | 0 | 0 | 0 | 0 | 0 | 0 | 0 | 0 | 0 | 0 | 0 | 0 | 0 | 0 | 0 | 0 | 0 | 0 | 0 | 0 | 0 | 0 | 0 | 0
Transportation Pollutant Emissions Disaggregated[rail,PM25,freight,heavy or residual fuel oil tf] | Transportation Pollutant Emissions Disaggregated | rail | PM25 | freight | heavy or residual fuel oil tf | 0 | 0 | 0 | 0 | 0 | 0 | 0 | 0 | 0 | 0 | 0 | 0 | 0 | 0 | 0 | 0 | 0 | 0 | 0 | 0 | 0 | 0 | 0 | 0 | 0 | 0 | 0 | 0 | 0 | 0 | 0
Transportation Pollutant Emissions Disaggregated[rail,PM25,freight,LPG propane or butane tf] | Transportation Pollutant Emissions Disaggregated | rail | PM25 | freight | LPG propane or butane tf | 0 | 0 | 0 | 0 | 0 | 0 | 0 | 0 | 0 | 0 | 0 | 0 | 0 | 0 | 0 | 0 | 0 | 0 | 0 | 0 | 0 | 0 | 0 | 0 | 0 | 0 | 0 | 0 | 0 | 0 | 0
Transportation Pollutant Emissions Disaggregated[rail,PM25,freight,hydrogen tf] | Transportation Pollutant Emissions Disaggregated | rail | PM25 | freight | hydrogen tf | 0 | 0 | 0 | 0 | 0 | 0 | 0 | 0 | 0 | 0 | 0 | 0 | 0 | 0 | 0 | 0 | 0 | 0 | 0 | 0 | 0 | 0 | 0 | 0 | 0 | 0 | 0 | 0 | 0 | 0 | 0
Transportation Pollutant Emissions Disaggregated[rail,SOx,passenger,electricity tf] | Transportation Pollutant Emissions Disaggregated | rail | SOx | passenger | electricity tf | 0 | 0 | 0 | 0 | 0 | 0 | 0 | 0 | 0 | 0 | 0 | 0 | 0 | 0 | 0 | 0 | 0 | 0 | 0 | 0 | 0 | 0 | 0 | 0 | 0 | 0 | 0 | 0 | 0 | 0 | 0
Transportation Pollutant Emissions Disaggregated[rail,SOx,passenger,natural gas tf] | Transportation Pollutant Emissions Disaggregated | rail | SOx | passenger | natural gas tf | 0 | 0 | 0 | 0 | 0 | 0 | 0 | 0 | 0 | 0 | 0 | 0 | 0 | 0 | 0 | 0 | 0 | 0 | 0 | 0 | 0 | 0 | 0 | 0 | 0 | 0 | 0 | 0 | 0 | 0 | 0
Transportation Pollutant Emissions Disaggregated[rail,SOx,passenger,petroleum gasoline tf] | Transportation Pollutant Emissions Disaggregated | rail | SOx | passenger | petroleum gasoline tf | 0 | 0 | 0 | 0 | 0 | 0 | 0 | 0 | 0 | 0 | 0 | 0 | 0 | 0 | 0 | 0 | 0 | 0 | 0 | 0 | 0 | 0 | 0 | 0 | 0 | 0 | 0 | 0 | 0 | 0 | 0
Transportation Pollutant Emissions Disaggregated[rail,SOx,passenger,petroleum diesel tf] | Transportation Pollutant Emissions Disaggregated | rail | SOx | passenger | petroleum diesel tf | 324746 | 319318 | 312749 | 307151 | 301431 | 295949 | 289900 | 284573 | 279248 | 273881 | 268511 | 263127 | 257796 | 252551 | 247395 | 243676 | 240016 | 236399 | 233152 | 229938 | 226769 | 223619 | 220603 | 217716 | 215914 | 214188 | 212519 | 210995 | 209566 | 208271 | 206821
Transportation Pollutant Emissions Disaggregated[rail,SOx,passenger,biofuel gasoline tf] | Transportation Pollutant Emissions Disaggregated | rail | SOx | passenger | biofuel gasoline tf | 0 | 0 | 0 | 0 | 0 | 0 | 0 | 0 | 0 | 0 | 0 | 0 | 0 | 0 | 0 | 0 | 0 | 0 | 0 | 0 | 0 | 0 | 0 | 0 | 0 | 0 | 0 | 0 | 0 | 0 | 0
Transportation Pollutant Emissions Disaggregated[rail,SOx,passenger,biofuel diesel tf] | Transportation Pollutant Emissions Disaggregated | rail | SOx | passenger | biofuel diesel tf | 0 | 0 | 0 | 0 | 0 | 0 | 0 | 0 | 0 | 0 | 0 | 0 | 0 | 0 | 0 | 0 | 0 | 0 | 0 | 0 | 0 | 0 | 0 | 0 | 0 | 0 | 0 | 0 | 0 | 0 | 0
Transportation Pollutant Emissions Disaggregated[rail,SOx,passenger,jet fuel tf] | Transportation Pollutant Emissions Disaggregated | rail | SOx | passenger | jet fuel tf | 0 | 0 | 0 | 0 | 0 | 0 | 0 | 0 | 0 | 0 | 0 | 0 | 0 | 0 | 0 | 0 | 0 | 0 | 0 | 0 | 0 | 0 | 0 | 0 | 0 | 0 | 0 | 0 | 0 | 0 | 0
Transportation Pollutant Emissions Disaggregated[rail,SOx,passenger,heavy or residual fuel oil tf] | Transportation Pollutant Emissions Disaggregated | rail | SOx | passenger | heavy or residual fuel oil tf | 0 | 0 | 0 | 0 | 0 | 0 | 0 | 0 | 0 | 0 | 0 | 0 | 0 | 0 | 0 | 0 | 0 | 0 | 0 | 0 | 0 | 0 | 0 | 0 | 0 | 0 | 0 | 0 | 0 | 0 | 0
Transportation Pollutant Emissions Disaggregated[rail,SOx,passenger,LPG propane or butane tf] | Transportation Pollutant Emissions Disaggregated | rail | SOx | passenger | LPG propane or butane tf | 0 | 0 | 0 | 0 | 0 | 0 | 0 | 0 | 0 | 0 | 0 | 0 | 0 | 0 | 0 | 0 | 0 | 0 | 0 | 0 | 0 | 0 | 0 | 0 | 0 | 0 | 0 | 0 | 0 | 0 | 0
Transportation Pollutant Emissions Disaggregated[rail,SOx,passenger,hydrogen tf] | Transportation Pollutant Emissions Disaggregated | rail | SOx | passenger | hydrogen tf | 0 | 0 | 0 | 0 | 0 | 0 | 0 | 0 | 0 | 0 | 0 | 0 | 0 | 0 | 0 | 0 | 0 | 0 | 0 | 0 | 0 | 0 | 0 | 0 | 0 | 0 | 0 | 0 | 0 | 0 | 0
Transportation Pollutant Emissions Disaggregated[rail,SOx,freight,electricity tf] | Transportation Pollutant Emissions Disaggregated | rail | SOx | freight | electricity tf | 0 | 0 | 0 | 0 | 0 | 0 | 0 | 0 | 0 | 0 | 0 | 0 | 0 | 0 | 0 | 0 | 0 | 0 | 0 | 0 | 0 | 0 | 0 | 0 | 0 | 0 | 0 | 0 | 0 | 0 | 0
Transportation Pollutant Emissions Disaggregated[rail,SOx,freight,natural gas tf] | Transportation Pollutant Emissions Disaggregated | rail | SOx | freight | natural gas tf | 0 | 0 | 0 | 0 | 0 | 0 | 0 | 0 | 0 | 0 | 0 | 0 | 0 | 0 | 0 | 0 | 0 | 0 | 0 | 0 | 0 | 0 | 0 | 0 | 0 | 0 | 0 | 0 | 0 | 0 | 0
Transportation Pollutant Emissions Disaggregated[rail,SOx,freight,petroleum gasoline tf] | Transportation Pollutant Emissions Disaggregated | rail | SOx | freight | petroleum gasoline tf | 0 | 0 | 0 | 0 | 0 | 0 | 0 | 0 | 0 | 0 | 0 | 0 | 0 | 0 | 0 | 0 | 0 | 0 | 0 | 0 | 0 | 0 | 0 | 0 | 0 | 0 | 0 | 0 | 0 | 0 | 0
Transportation Pollutant Emissions Disaggregated[rail,SOx,freight,petroleum diesel tf] | Transportation Pollutant Emissions Disaggregated | rail | SOx | freight | petroleum diesel tf | 10783600 | 10934000 | 11194100 | 11353600 | 11510800 | 11769600 | 11921200 | 12170900 | 12421200 | 12568000 | 12813500 | 13059200 | 13306700 | 13455000 | 13705700 | 13959900 | 14317800 | 14578900 | 14850300 | 15125500 | 15506000 | 15790600 | 16177200 | 16469700 | 16864000 | 17262300 | 17565100 | 17969800 | 18376200 | 18884400 | 19203300
Transportation Pollutant Emissions Disaggregated[rail,SOx,freight,biofuel gasoline tf] | Transportation Pollutant Emissions Disaggregated | rail | SOx | freight | biofuel gasoline tf | 0 | 0 | 0 | 0 | 0 | 0 | 0 | 0 | 0 | 0 | 0 | 0 | 0 | 0 | 0 | 0 | 0 | 0 | 0 | 0 | 0 | 0 | 0 | 0 | 0 | 0 | 0 | 0 | 0 | 0 | 0
Transportation Pollutant Emissions Disaggregated[rail,SOx,freight,biofuel diesel tf] | Transportation Pollutant Emissions Disaggregated | rail | SOx | freight | biofuel diesel tf | 0 | 0 | 0 | 0 | 0 | 0 | 0 | 0 | 0 | 0 | 0 | 0 | 0 | 0 | 0 | 0 | 0 | 0 | 0 | 0 | 0 | 0 | 0 | 0 | 0 | 0 | 0 | 0 | 0 | 0 | 0
Transportation Pollutant Emissions Disaggregated[rail,SOx,freight,jet fuel tf] | Transportation Pollutant Emissions Disaggregated | rail | SOx | freight | jet fuel tf | 0 | 0 | 0 | 0 | 0 | 0 | 0 | 0 | 0 | 0 | 0 | 0 | 0 | 0 | 0 | 0 | 0 | 0 | 0 | 0 | 0 | 0 | 0 | 0 | 0 | 0 | 0 | 0 | 0 | 0 | 0
Transportation Pollutant Emissions Disaggregated[rail,SOx,freight,heavy or residual fuel oil tf] | Transportation Pollutant Emissions Disaggregated | rail | SOx | freight | heavy or residual fuel oil tf | 0 | 0 | 0 | 0 | 0 | 0 | 0 | 0 | 0 | 0 | 0 | 0 | 0 | 0 | 0 | 0 | 0 | 0 | 0 | 0 | 0 | 0 | 0 | 0 | 0 | 0 | 0 | 0 | 0 | 0 | 0
Transportation Pollutant Emissions Disaggregated[rail,SOx,freight,LPG propane or butane tf] | Transportation Pollutant Emissions Disaggregated | rail | SOx | freight | LPG propane or butane tf | 0 | 0 | 0 | 0 | 0 | 0 | 0 | 0 | 0 | 0 | 0 | 0 | 0 | 0 | 0 | 0 | 0 | 0 | 0 | 0 | 0 | 0 | 0 | 0 | 0 | 0 | 0 | 0 | 0 | 0 | 0
Transportation Pollutant Emissions Disaggregated[rail,SOx,freight,hydrogen tf] | Transportation Pollutant Emissions Disaggregated | rail | SOx | freight | hydrogen tf | 0 | 0 | 0 | 0 | 0 | 0 | 0 | 0 | 0 | 0 | 0 | 0 | 0 | 0 | 0 | 0 | 0 | 0 | 0 | 0 | 0 | 0 | 0 | 0 | 0 | 0 | 0 | 0 | 0 | 0 | 0
Transportation Pollutant Emissions Disaggregated[rail,BC,passenger,electricity tf] | Transportation Pollutant Emissions Disaggregated | rail | BC | passenger | electricity tf | 0 | 0 | 0 | 0 | 0 | 0 | 0 | 0 | 0 | 0 | 0 | 0 | 0 | 0 | 0 | 0 | 0 | 0 | 0 | 0 | 0 | 0 | 0 | 0 | 0 | 0 | 0 | 0 | 0 | 0 | 0
Transportation Pollutant Emissions Disaggregated[rail,BC,passenger,natural gas tf] | Transportation Pollutant Emissions Disaggregated | rail | BC | passenger | natural gas tf | 0 | 0 | 0 | 0 | 0 | 0 | 0 | 0 | 0 | 0 | 0 | 0 | 0 | 0 | 0 | 0 | 0 | 0 | 0 | 0 | 0 | 0 | 0 | 0 | 0 | 0 | 0 | 0 | 0 | 0 | 0
Transportation Pollutant Emissions Disaggregated[rail,BC,passenger,petroleum gasoline tf] | Transportation Pollutant Emissions Disaggregated | rail | BC | passenger | petroleum gasoline tf | 0 | 0 | 0 | 0 | 0 | 0 | 0 | 0 | 0 | 0 | 0 | 0 | 0 | 0 | 0 | 0 | 0 | 0 | 0 | 0 | 0 | 0 | 0 | 0 | 0 | 0 | 0 | 0 | 0 | 0 | 0
Transportation Pollutant Emissions Disaggregated[rail,BC,passenger,petroleum diesel tf] | Transportation Pollutant Emissions Disaggregated | rail | BC | passenger | petroleum diesel tf | 1414920 | 1391270 | 1362650 | 1338260 | 1313340 | 1289450 | 1263090 | 1239880 | 1216680 | 1193300 | 1169900 | 1146450 | 1123220 | 1100370 | 1077900 | 1061700 | 1045750 | 1029990 | 1015840 | 1001840 | 988033 | 974308 | 961166 | 948587 | 940738 | 933217 | 925947 | 919306 | 913078 | 907438 | 901121
Transportation Pollutant Emissions Disaggregated[rail,BC,passenger,biofuel gasoline tf] | Transportation Pollutant Emissions Disaggregated | rail | BC | passenger | biofuel gasoline tf | 0 | 0 | 0 | 0 | 0 | 0 | 0 | 0 | 0 | 0 | 0 | 0 | 0 | 0 | 0 | 0 | 0 | 0 | 0 | 0 | 0 | 0 | 0 | 0 | 0 | 0 | 0 | 0 | 0 | 0 | 0
Transportation Pollutant Emissions Disaggregated[rail,BC,passenger,biofuel diesel tf] | Transportation Pollutant Emissions Disaggregated | rail | BC | passenger | biofuel diesel tf | 0 | 0 | 0 | 0 | 0 | 0 | 0 | 0 | 0 | 0 | 0 | 0 | 0 | 0 | 0 | 0 | 0 | 0 | 0 | 0 | 0 | 0 | 0 | 0 | 0 | 0 | 0 | 0 | 0 | 0 | 0
Transportation Pollutant Emissions Disaggregated[rail,BC,passenger,jet fuel tf] | Transportation Pollutant Emissions Disaggregated | rail | BC | passenger | jet fuel tf | 0 | 0 | 0 | 0 | 0 | 0 | 0 | 0 | 0 | 0 | 0 | 0 | 0 | 0 | 0 | 0 | 0 | 0 | 0 | 0 | 0 | 0 | 0 | 0 | 0 | 0 | 0 | 0 | 0 | 0 | 0
Transportation Pollutant Emissions Disaggregated[rail,BC,passenger,heavy or residual fuel oil tf] | Transportation Pollutant Emissions Disaggregated | rail | BC | passenger | heavy or residual fuel oil tf | 0 | 0 | 0 | 0 | 0 | 0 | 0 | 0 | 0 | 0 | 0 | 0 | 0 | 0 | 0 | 0 | 0 | 0 | 0 | 0 | 0 | 0 | 0 | 0 | 0 | 0 | 0 | 0 | 0 | 0 | 0
Transportation Pollutant Emissions Disaggregated[rail,BC,passenger,LPG propane or butane tf] | Transportation Pollutant Emissions Disaggregated | rail | BC | passenger | LPG propane or butane tf | 0 | 0 | 0 | 0 | 0 | 0 | 0 | 0 | 0 | 0 | 0 | 0 | 0 | 0 | 0 | 0 | 0 | 0 | 0 | 0 | 0 | 0 | 0 | 0 | 0 | 0 | 0 | 0 | 0 | 0 | 0
Transportation Pollutant Emissions Disaggregated[rail,BC,passenger,hydrogen tf] | Transportation Pollutant Emissions Disaggregated | rail | BC | passenger | hydrogen tf | 0 | 0 | 0 | 0 | 0 | 0 | 0 | 0 | 0 | 0 | 0 | 0 | 0 | 0 | 0 | 0 | 0 | 0 | 0 | 0 | 0 | 0 | 0 | 0 | 0 | 0 | 0 | 0 | 0 | 0 | 0
Transportation Pollutant Emissions Disaggregated[rail,BC,freight,electricity tf] | Transportation Pollutant Emissions Disaggregated | rail | BC | freight | electricity tf | 0 | 0 | 0 | 0 | 0 | 0 | 0 | 0 | 0 | 0 | 0 | 0 | 0 | 0 | 0 | 0 | 0 | 0 | 0 | 0 | 0 | 0 | 0 | 0 | 0 | 0 | 0 | 0 | 0 | 0 | 0
Transportation Pollutant Emissions Disaggregated[rail,BC,freight,natural gas tf] | Transportation Pollutant Emissions Disaggregated | rail | BC | freight | natural gas tf | 0 | 0 | 0 | 0 | 0 | 0 | 0 | 0 | 0 | 0 | 0 | 0 | 0 | 0 | 0 | 0 | 0 | 0 | 0 | 0 | 0 | 0 | 0 | 0 | 0 | 0 | 0 | 0 | 0 | 0 | 0
Transportation Pollutant Emissions Disaggregated[rail,BC,freight,petroleum gasoline tf] | Transportation Pollutant Emissions Disaggregated | rail | BC | freight | petroleum gasoline tf | 0 | 0 | 0 | 0 | 0 | 0 | 0 | 0 | 0 | 0 | 0 | 0 | 0 | 0 | 0 | 0 | 0 | 0 | 0 | 0 | 0 | 0 | 0 | 0 | 0 | 0 | 0 | 0 | 0 | 0 | 0
Transportation Pollutant Emissions Disaggregated[rail,BC,freight,petroleum diesel tf] | Transportation Pollutant Emissions Disaggregated | rail | BC | freight | petroleum diesel tf | 46984000 | 47639600 | 48772900 | 49467800 | 50152500 | 51280000 | 51940700 | 53028800 | 54119000 | 54758800 | 55828200 | 56899100 | 57977400 | 58623300 | 59715900 | 60823200 | 62382600 | 63520500 | 64702700 | 65901700 | 67559600 | 68799700 | 70484200 | 71758400 | 73476700 | 75211800 | 76531300 | 78294500 | 80065000 | 82279400 | 83668900
Transportation Pollutant Emissions Disaggregated[rail,BC,freight,biofuel gasoline tf] | Transportation Pollutant Emissions Disaggregated | rail | BC | freight | biofuel gasoline tf | 0 | 0 | 0 | 0 | 0 | 0 | 0 | 0 | 0 | 0 | 0 | 0 | 0 | 0 | 0 | 0 | 0 | 0 | 0 | 0 | 0 | 0 | 0 | 0 | 0 | 0 | 0 | 0 | 0 | 0 | 0
Transportation Pollutant Emissions Disaggregated[rail,BC,freight,biofuel diesel tf] | Transportation Pollutant Emissions Disaggregated | rail | BC | freight | biofuel diesel tf | 0 | 0 | 0 | 0 | 0 | 0 | 0 | 0 | 0 | 0 | 0 | 0 | 0 | 0 | 0 | 0 | 0 | 0 | 0 | 0 | 0 | 0 | 0 | 0 | 0 | 0 | 0 | 0 | 0 | 0 | 0
Transportation Pollutant Emissions Disaggregated[rail,BC,freight,jet fuel tf] | Transportation Pollutant Emissions Disaggregated | rail | BC | freight | jet fuel tf | 0 | 0 | 0 | 0 | 0 | 0 | 0 | 0 | 0 | 0 | 0 | 0 | 0 | 0 | 0 | 0 | 0 | 0 | 0 | 0 | 0 | 0 | 0 | 0 | 0 | 0 | 0 | 0 | 0 | 0 | 0
Transportation Pollutant Emissions Disaggregated[rail,BC,freight,heavy or residual fuel oil tf] | Transportation Pollutant Emissions Disaggregated | rail | BC | freight | heavy or residual fuel oil tf | 0 | 0 | 0 | 0 | 0 | 0 | 0 | 0 | 0 | 0 | 0 | 0 | 0 | 0 | 0 | 0 | 0 | 0 | 0 | 0 | 0 | 0 | 0 | 0 | 0 | 0 | 0 | 0 | 0 | 0 | 0
Transportation Pollutant Emissions Disaggregated[rail,BC,freight,LPG propane or butane tf] | Transportation Pollutant Emissions Disaggregated | rail | BC | freight | LPG propane or butane tf | 0 | 0 | 0 | 0 | 0 | 0 | 0 | 0 | 0 | 0 | 0 | 0 | 0 | 0 | 0 | 0 | 0 | 0 | 0 | 0 | 0 | 0 | 0 | 0 | 0 | 0 | 0 | 0 | 0 | 0 | 0
Transportation Pollutant Emissions Disaggregated[rail,BC,freight,hydrogen tf] | Transportation Pollutant Emissions Disaggregated | rail | BC | freight | hydrogen tf | 0 | 0 | 0 | 0 | 0 | 0 | 0 | 0 | 0 | 0 | 0 | 0 | 0 | 0 | 0 | 0 | 0 | 0 | 0 | 0 | 0 | 0 | 0 | 0 | 0 | 0 | 0 | 0 | 0 | 0 | 0
Transportation Pollutant Emissions Disaggregated[rail,OC,passenger,electricity tf] | Transportation Pollutant Emissions Disaggregated | rail | OC | passenger | electricity tf | 0 | 0 | 0 | 0 | 0 | 0 | 0 | 0 | 0 | 0 | 0 | 0 | 0 | 0 | 0 | 0 | 0 | 0 | 0 | 0 | 0 | 0 | 0 | 0 | 0 | 0 | 0 | 0 | 0 | 0 | 0
Transportation Pollutant Emissions Disaggregated[rail,OC,passenger,natural gas tf] | Transportation Pollutant Emissions Disaggregated | rail | OC | passenger | natural gas tf | 0 | 0 | 0 | 0 | 0 | 0 | 0 | 0 | 0 | 0 | 0 | 0 | 0 | 0 | 0 | 0 | 0 | 0 | 0 | 0 | 0 | 0 | 0 | 0 | 0 | 0 | 0 | 0 | 0 | 0 | 0
Transportation Pollutant Emissions Disaggregated[rail,OC,passenger,petroleum gasoline tf] | Transportation Pollutant Emissions Disaggregated | rail | OC | passenger | petroleum gasoline tf | 0 | 0 | 0 | 0 | 0 | 0 | 0 | 0 | 0 | 0 | 0 | 0 | 0 | 0 | 0 | 0 | 0 | 0 | 0 | 0 | 0 | 0 | 0 | 0 | 0 | 0 | 0 | 0 | 0 | 0 | 0
Transportation Pollutant Emissions Disaggregated[rail,OC,passenger,petroleum diesel tf] | Transportation Pollutant Emissions Disaggregated | rail | OC | passenger | petroleum diesel tf | 14926100 | 14676700 | 14374700 | 14117400 | 13854500 | 13602600 | 13324500 | 13079700 | 12834900 | 12588200 | 12341400 | 12094000 | 11849000 | 11607900 | 11370900 | 11200000 | 11031700 | 10865500 | 10716300 | 10568500 | 10422900 | 10278100 | 10139500 | 10006800 | 9923960 | 9844620 | 9767930 | 9697870 | 9632170 | 9572670 | 9506030
Transportation Pollutant Emissions Disaggregated[rail,OC,passenger,biofuel gasoline tf] | Transportation Pollutant Emissions Disaggregated | rail | OC | passenger | biofuel gasoline tf | 0 | 0 | 0 | 0 | 0 | 0 | 0 | 0 | 0 | 0 | 0 | 0 | 0 | 0 | 0 | 0 | 0 | 0 | 0 | 0 | 0 | 0 | 0 | 0 | 0 | 0 | 0 | 0 | 0 | 0 | 0
Transportation Pollutant Emissions Disaggregated[rail,OC,passenger,biofuel diesel tf] | Transportation Pollutant Emissions Disaggregated | rail | OC | passenger | biofuel diesel tf | 0 | 0 | 0 | 0 | 0 | 0 | 0 | 0 | 0 | 0 | 0 | 0 | 0 | 0 | 0 | 0 | 0 | 0 | 0 | 0 | 0 | 0 | 0 | 0 | 0 | 0 | 0 | 0 | 0 | 0 | 0
Transportation Pollutant Emissions Disaggregated[rail,OC,passenger,jet fuel tf] | Transportation Pollutant Emissions Disaggregated | rail | OC | passenger | jet fuel tf | 0 | 0 | 0 | 0 | 0 | 0 | 0 | 0 | 0 | 0 | 0 | 0 | 0 | 0 | 0 | 0 | 0 | 0 | 0 | 0 | 0 | 0 | 0 | 0 | 0 | 0 | 0 | 0 | 0 | 0 | 0
Transportation Pollutant Emissions Disaggregated[rail,OC,passenger,heavy or residual fuel oil tf] | Transportation Pollutant Emissions Disaggregated | rail | OC | passenger | heavy or residual fuel oil tf | 0 | 0 | 0 | 0 | 0 | 0 | 0 | 0 | 0 | 0 | 0 | 0 | 0 | 0 | 0 | 0 | 0 | 0 | 0 | 0 | 0 | 0 | 0 | 0 | 0 | 0 | 0 | 0 | 0 | 0 | 0
Transportation Pollutant Emissions Disaggregated[rail,OC,passenger,LPG propane or butane tf] | Transportation Pollutant Emissions Disaggregated | rail | OC | passenger | LPG propane or butane tf | 0 | 0 | 0 | 0 | 0 | 0 | 0 | 0 | 0 | 0 | 0 | 0 | 0 | 0 | 0 | 0 | 0 | 0 | 0 | 0 | 0 | 0 | 0 | 0 | 0 | 0 | 0 | 0 | 0 | 0 | 0
Transportation Pollutant Emissions Disaggregated[rail,OC,passenger,hydrogen tf] | Transportation Pollutant Emissions Disaggregated | rail | OC | passenger | hydrogen tf | 0 | 0 | 0 | 0 | 0 | 0 | 0 | 0 | 0 | 0 | 0 | 0 | 0 | 0 | 0 | 0 | 0 | 0 | 0 | 0 | 0 | 0 | 0 | 0 | 0 | 0 | 0 | 0 | 0 | 0 | 0
Transportation Pollutant Emissions Disaggregated[rail,OC,freight,electricity tf] | Transportation Pollutant Emissions Disaggregated | rail | OC | freight | electricity tf | 0 | 0 | 0 | 0 | 0 | 0 | 0 | 0 | 0 | 0 | 0 | 0 | 0 | 0 | 0 | 0 | 0 | 0 | 0 | 0 | 0 | 0 | 0 | 0 | 0 | 0 | 0 | 0 | 0 | 0 | 0
Transportation Pollutant Emissions Disaggregated[rail,OC,freight,natural gas tf] | Transportation Pollutant Emissions Disaggregated | rail | OC | freight | natural gas tf | 0 | 0 | 0 | 0 | 0 | 0 | 0 | 0 | 0 | 0 | 0 | 0 | 0 | 0 | 0 | 0 | 0 | 0 | 0 | 0 | 0 | 0 | 0 | 0 | 0 | 0 | 0 | 0 | 0 | 0 | 0
Transportation Pollutant Emissions Disaggregated[rail,OC,freight,petroleum gasoline tf] | Transportation Pollutant Emissions Disaggregated | rail | OC | freight | petroleum gasoline tf | 0 | 0 | 0 | 0 | 0 | 0 | 0 | 0 | 0 | 0 | 0 | 0 | 0 | 0 | 0 | 0 | 0 | 0 | 0 | 0 | 0 | 0 | 0 | 0 | 0 | 0 | 0 | 0 | 0 | 0 | 0
Transportation Pollutant Emissions Disaggregated[rail,OC,freight,petroleum diesel tf] | Transportation Pollutant Emissions Disaggregated | rail | OC | freight | petroleum diesel tf | 495640000 | 502555000 | 514511000 | 521842000 | 529065000 | 540959000 | 547929000 | 559407000 | 570908000 | 577657000 | 588939000 | 600235000 | 611610000 | 618424000 | 629950000 | 641632000 | 658082000 | 670085000 | 682556000 | 695205000 | 712694000 | 725776000 | 743546000 | 756988000 | 775114000 | 793418000 | 807338000 | 825938000 | 844615000 | 867975000 | 882633000
Transportation Pollutant Emissions Disaggregated[rail,OC,freight,biofuel gasoline tf] | Transportation Pollutant Emissions Disaggregated | rail | OC | freight | biofuel gasoline tf | 0 | 0 | 0 | 0 | 0 | 0 | 0 | 0 | 0 | 0 | 0 | 0 | 0 | 0 | 0 | 0 | 0 | 0 | 0 | 0 | 0 | 0 | 0 | 0 | 0 | 0 | 0 | 0 | 0 | 0 | 0
Transportation Pollutant Emissions Disaggregated[rail,OC,freight,biofuel diesel tf] | Transportation Pollutant Emissions Disaggregated | rail | OC | freight | biofuel diesel tf | 0 | 0 | 0 | 0 | 0 | 0 | 0 | 0 | 0 | 0 | 0 | 0 | 0 | 0 | 0 | 0 | 0 | 0 | 0 | 0 | 0 | 0 | 0 | 0 | 0 | 0 | 0 | 0 | 0 | 0 | 0
Transportation Pollutant Emissions Disaggregated[rail,OC,freight,jet fuel tf] | Transportation Pollutant Emissions Disaggregated | rail | OC | freight | jet fuel tf | 0 | 0 | 0 | 0 | 0 | 0 | 0 | 0 | 0 | 0 | 0 | 0 | 0 | 0 | 0 | 0 | 0 | 0 | 0 | 0 | 0 | 0 | 0 | 0 | 0 | 0 | 0 | 0 | 0 | 0 | 0
Transportation Pollutant Emissions Disaggregated[rail,OC,freight,heavy or residual fuel oil tf] | Transportation Pollutant Emissions Disaggregated | rail | OC | freight | heavy or residual fuel oil tf | 0 | 0 | 0 | 0 | 0 | 0 | 0 | 0 | 0 | 0 | 0 | 0 | 0 | 0 | 0 | 0 | 0 | 0 | 0 | 0 | 0 | 0 | 0 | 0 | 0 | 0 | 0 | 0 | 0 | 0 | 0
Transportation Pollutant Emissions Disaggregated[rail,OC,freight,LPG propane or butane tf] | Transportation Pollutant Emissions Disaggregated | rail | OC | freight | LPG propane or butane tf | 0 | 0 | 0 | 0 | 0 | 0 | 0 | 0 | 0 | 0 | 0 | 0 | 0 | 0 | 0 | 0 | 0 | 0 | 0 | 0 | 0 | 0 | 0 | 0 | 0 | 0 | 0 | 0 | 0 | 0 | 0
Transportation Pollutant Emissions Disaggregated[rail,OC,freight,hydrogen tf] | Transportation Pollutant Emissions Disaggregated | rail | OC | freight | hydrogen tf | 0 | 0 | 0 | 0 | 0 | 0 | 0 | 0 | 0 | 0 | 0 | 0 | 0 | 0 | 0 | 0 | 0 | 0 | 0 | 0 | 0 | 0 | 0 | 0 | 0 | 0 | 0 | 0 | 0 | 0 | 0
Transportation Pollutant Emissions Disaggregated[rail,CH4,passenger,electricity tf] | Transportation Pollutant Emissions Disaggregated | rail | CH4 | passenger | electricity tf | 0 | 0 | 0 | 0 | 0 | 0 | 0 | 0 | 0 | 0 | 0 | 0 | 0 | 0 | 0 | 0 | 0 | 0 | 0 | 0 | 0 | 0 | 0 | 0 | 0 | 0 | 0 | 0 | 0 | 0 | 0
Transportation Pollutant Emissions Disaggregated[rail,CH4,passenger,natural gas tf] | Transportation Pollutant Emissions Disaggregated | rail | CH4 | passenger | natural gas tf | 0 | 0 | 0 | 0 | 0 | 0 | 0 | 0 | 0 | 0 | 0 | 0 | 0 | 0 | 0 | 0 | 0 | 0 | 0 | 0 | 0 | 0 | 0 | 0 | 0 | 0 | 0 | 0 | 0 | 0 | 0
Transportation Pollutant Emissions Disaggregated[rail,CH4,passenger,petroleum gasoline tf] | Transportation Pollutant Emissions Disaggregated | rail | CH4 | passenger | petroleum gasoline tf | 0 | 0 | 0 | 0 | 0 | 0 | 0 | 0 | 0 | 0 | 0 | 0 | 0 | 0 | 0 | 0 | 0 | 0 | 0 | 0 | 0 | 0 | 0 | 0 | 0 | 0 | 0 | 0 | 0 | 0 | 0
Transportation Pollutant Emissions Disaggregated[rail,CH4,passenger,petroleum diesel tf] | Transportation Pollutant Emissions Disaggregated | rail | CH4 | passenger | petroleum diesel tf | 1921570 | 1889460 | 1850590 | 1817460 | 1783610 | 1751180 | 1715380 | 1683860 | 1652350 | 1620600 | 1588820 | 1556970 | 1525420 | 1494390 | 1463880 | 1441870 | 1420210 | 1398810 | 1379600 | 1360580 | 1341830 | 1323190 | 1305340 | 1288260 | 1277600 | 1267380 | 1257510 | 1248490 | 1240030 | 1232370 | 1223800
Transportation Pollutant Emissions Disaggregated[rail,CH4,passenger,biofuel gasoline tf] | Transportation Pollutant Emissions Disaggregated | rail | CH4 | passenger | biofuel gasoline tf | 0 | 0 | 0 | 0 | 0 | 0 | 0 | 0 | 0 | 0 | 0 | 0 | 0 | 0 | 0 | 0 | 0 | 0 | 0 | 0 | 0 | 0 | 0 | 0 | 0 | 0 | 0 | 0 | 0 | 0 | 0
Transportation Pollutant Emissions Disaggregated[rail,CH4,passenger,biofuel diesel tf] | Transportation Pollutant Emissions Disaggregated | rail | CH4 | passenger | biofuel diesel tf | 0 | 0 | 0 | 0 | 0 | 0 | 0 | 0 | 0 | 0 | 0 | 0 | 0 | 0 | 0 | 0 | 0 | 0 | 0 | 0 | 0 | 0 | 0 | 0 | 0 | 0 | 0 | 0 | 0 | 0 | 0
Transportation Pollutant Emissions Disaggregated[rail,CH4,passenger,jet fuel tf] | Transportation Pollutant Emissions Disaggregated | rail | CH4 | passenger | jet fuel tf | 0 | 0 | 0 | 0 | 0 | 0 | 0 | 0 | 0 | 0 | 0 | 0 | 0 | 0 | 0 | 0 | 0 | 0 | 0 | 0 | 0 | 0 | 0 | 0 | 0 | 0 | 0 | 0 | 0 | 0 | 0
Transportation Pollutant Emissions Disaggregated[rail,CH4,passenger,heavy or residual fuel oil tf] | Transportation Pollutant Emissions Disaggregated | rail | CH4 | passenger | heavy or residual fuel oil tf | 0 | 0 | 0 | 0 | 0 | 0 | 0 | 0 | 0 | 0 | 0 | 0 | 0 | 0 | 0 | 0 | 0 | 0 | 0 | 0 | 0 | 0 | 0 | 0 | 0 | 0 | 0 | 0 | 0 | 0 | 0
Transportation Pollutant Emissions Disaggregated[rail,CH4,passenger,LPG propane or butane tf] | Transportation Pollutant Emissions Disaggregated | rail | CH4 | passenger | LPG propane or butane tf | 0 | 0 | 0 | 0 | 0 | 0 | 0 | 0 | 0 | 0 | 0 | 0 | 0 | 0 | 0 | 0 | 0 | 0 | 0 | 0 | 0 | 0 | 0 | 0 | 0 | 0 | 0 | 0 | 0 | 0 | 0
Transportation Pollutant Emissions Disaggregated[rail,CH4,passenger,hydrogen tf] | Transportation Pollutant Emissions Disaggregated | rail | CH4 | passenger | hydrogen tf | 0 | 0 | 0 | 0 | 0 | 0 | 0 | 0 | 0 | 0 | 0 | 0 | 0 | 0 | 0 | 0 | 0 | 0 | 0 | 0 | 0 | 0 | 0 | 0 | 0 | 0 | 0 | 0 | 0 | 0 | 0
Transportation Pollutant Emissions Disaggregated[rail,CH4,freight,electricity tf] | Transportation Pollutant Emissions Disaggregated | rail | CH4 | freight | electricity tf | 0 | 0 | 0 | 0 | 0 | 0 | 0 | 0 | 0 | 0 | 0 | 0 | 0 | 0 | 0 | 0 | 0 | 0 | 0 | 0 | 0 | 0 | 0 | 0 | 0 | 0 | 0 | 0 | 0 | 0 | 0
Transportation Pollutant Emissions Disaggregated[rail,CH4,freight,natural gas tf] | Transportation Pollutant Emissions Disaggregated | rail | CH4 | freight | natural gas tf | 0 | 0 | 0 | 0 | 0 | 0 | 0 | 0 | 0 | 0 | 0 | 0 | 0 | 0 | 0 | 0 | 0 | 0 | 0 | 0 | 0 | 0 | 0 | 0 | 0 | 0 | 0 | 0 | 0 | 0 | 0
Transportation Pollutant Emissions Disaggregated[rail,CH4,freight,petroleum gasoline tf] | Transportation Pollutant Emissions Disaggregated | rail | CH4 | freight | petroleum gasoline tf | 0 | 0 | 0 | 0 | 0 | 0 | 0 | 0 | 0 | 0 | 0 | 0 | 0 | 0 | 0 | 0 | 0 | 0 | 0 | 0 | 0 | 0 | 0 | 0 | 0 | 0 | 0 | 0 | 0 | 0 | 0
Transportation Pollutant Emissions Disaggregated[rail,CH4,freight,petroleum diesel tf] | Transportation Pollutant Emissions Disaggregated | rail | CH4 | freight | petroleum diesel tf | 63808100 | 64698400 | 66237500 | 67181300 | 68111100 | 69642400 | 70539700 | 72017400 | 73498000 | 74366800 | 75819200 | 77273600 | 78737900 | 79615100 | 81098900 | 82602900 | 84720700 | 86265900 | 87871400 | 89499900 | 91751400 | 93435600 | 95723200 | 97453700 | 99787300 | 102144000 | 103936000 | 106330000 | 108735000 | 111742000 | 113629000
Transportation Pollutant Emissions Disaggregated[rail,CH4,freight,biofuel gasoline tf] | Transportation Pollutant Emissions Disaggregated | rail | CH4 | freight | biofuel gasoline tf | 0 | 0 | 0 | 0 | 0 | 0 | 0 | 0 | 0 | 0 | 0 | 0 | 0 | 0 | 0 | 0 | 0 | 0 | 0 | 0 | 0 | 0 | 0 | 0 | 0 | 0 | 0 | 0 | 0 | 0 | 0
Transportation Pollutant Emissions Disaggregated[rail,CH4,freight,biofuel diesel tf] | Transportation Pollutant Emissions Disaggregated | rail | CH4 | freight | biofuel diesel tf | 0 | 0 | 0 | 0 | 0 | 0 | 0 | 0 | 0 | 0 | 0 | 0 | 0 | 0 | 0 | 0 | 0 | 0 | 0 | 0 | 0 | 0 | 0 | 0 | 0 | 0 | 0 | 0 | 0 | 0 | 0
Transportation Pollutant Emissions Disaggregated[rail,CH4,freight,jet fuel tf] | Transportation Pollutant Emissions Disaggregated | rail | CH4 | freight | jet fuel tf | 0 | 0 | 0 | 0 | 0 | 0 | 0 | 0 | 0 | 0 | 0 | 0 | 0 | 0 | 0 | 0 | 0 | 0 | 0 | 0 | 0 | 0 | 0 | 0 | 0 | 0 | 0 | 0 | 0 | 0 | 0
Transportation Pollutant Emissions Disaggregated[rail,CH4,freight,heavy or residual fuel oil tf] | Transportation Pollutant Emissions Disaggregated | rail | CH4 | freight | heavy or residual fuel oil tf | 0 | 0 | 0 | 0 | 0 | 0 | 0 | 0 | 0 | 0 | 0 | 0 | 0 | 0 | 0 | 0 | 0 | 0 | 0 | 0 | 0 | 0 | 0 | 0 | 0 | 0 | 0 | 0 | 0 | 0 | 0
Transportation Pollutant Emissions Disaggregated[rail,CH4,freight,LPG propane or butane tf] | Transportation Pollutant Emissions Disaggregated | rail | CH4 | freight | LPG propane or butane tf | 0 | 0 | 0 | 0 | 0 | 0 | 0 | 0 | 0 | 0 | 0 | 0 | 0 | 0 | 0 | 0 | 0 | 0 | 0 | 0 | 0 | 0 | 0 | 0 | 0 | 0 | 0 | 0 | 0 | 0 | 0
Transportation Pollutant Emissions Disaggregated[rail,CH4,freight,hydrogen tf] | Transportation Pollutant Emissions Disaggregated | rail | CH4 | freight | hydrogen tf | 0 | 0 | 0 | 0 | 0 | 0 | 0 | 0 | 0 | 0 | 0 | 0 | 0 | 0 | 0 | 0 | 0 | 0 | 0 | 0 | 0 | 0 | 0 | 0 | 0 | 0 | 0 | 0 | 0 | 0 | 0
Transportation Pollutant Emissions Disaggregated[rail,N2O,passenger,electricity tf] | Transportation Pollutant Emissions Disaggregated | rail | N2O | passenger | electricity tf | 0 | 0 | 0 | 0 | 0 | 0 | 0 | 0 | 0 | 0 | 0 | 0 | 0 | 0 | 0 | 0 | 0 | 0 | 0 | 0 | 0 | 0 | 0 | 0 | 0 | 0 | 0 | 0 | 0 | 0 | 0
Transportation Pollutant Emissions Disaggregated[rail,N2O,passenger,natural gas tf] | Transportation Pollutant Emissions Disaggregated | rail | N2O | passenger | natural gas tf | 0 | 0 | 0 | 0 | 0 | 0 | 0 | 0 | 0 | 0 | 0 | 0 | 0 | 0 | 0 | 0 | 0 | 0 | 0 | 0 | 0 | 0 | 0 | 0 | 0 | 0 | 0 | 0 | 0 | 0 | 0
Transportation Pollutant Emissions Disaggregated[rail,N2O,passenger,petroleum gasoline tf] | Transportation Pollutant Emissions Disaggregated | rail | N2O | passenger | petroleum gasoline tf | 0 | 0 | 0 | 0 | 0 | 0 | 0 | 0 | 0 | 0 | 0 | 0 | 0 | 0 | 0 | 0 | 0 | 0 | 0 | 0 | 0 | 0 | 0 | 0 | 0 | 0 | 0 | 0 | 0 | 0 | 0
Transportation Pollutant Emissions Disaggregated[rail,N2O,passenger,petroleum diesel tf] | Transportation Pollutant Emissions Disaggregated | rail | N2O | passenger | petroleum diesel tf | 384314 | 377891 | 370117 | 363493 | 356723 | 350236 | 343077 | 336773 | 330470 | 324119 | 317764 | 311393 | 305084 | 298877 | 292775 | 288374 | 284043 | 279762 | 275920 | 272116 | 268366 | 264638 | 261068 | 257652 | 255520 | 253477 | 251502 | 249698 | 248007 | 246475 | 244759
Transportation Pollutant Emissions Disaggregated[rail,N2O,passenger,biofuel gasoline tf] | Transportation Pollutant Emissions Disaggregated | rail | N2O | passenger | biofuel gasoline tf | 0 | 0 | 0 | 0 | 0 | 0 | 0 | 0 | 0 | 0 | 0 | 0 | 0 | 0 | 0 | 0 | 0 | 0 | 0 | 0 | 0 | 0 | 0 | 0 | 0 | 0 | 0 | 0 | 0 | 0 | 0
Transportation Pollutant Emissions Disaggregated[rail,N2O,passenger,biofuel diesel tf] | Transportation Pollutant Emissions Disaggregated | rail | N2O | passenger | biofuel diesel tf | 0 | 0 | 0 | 0 | 0 | 0 | 0 | 0 | 0 | 0 | 0 | 0 | 0 | 0 | 0 | 0 | 0 | 0 | 0 | 0 | 0 | 0 | 0 | 0 | 0 | 0 | 0 | 0 | 0 | 0 | 0
Transportation Pollutant Emissions Disaggregated[rail,N2O,passenger,jet fuel tf] | Transportation Pollutant Emissions Disaggregated | rail | N2O | passenger | jet fuel tf | 0 | 0 | 0 | 0 | 0 | 0 | 0 | 0 | 0 | 0 | 0 | 0 | 0 | 0 | 0 | 0 | 0 | 0 | 0 | 0 | 0 | 0 | 0 | 0 | 0 | 0 | 0 | 0 | 0 | 0 | 0
Transportation Pollutant Emissions Disaggregated[rail,N2O,passenger,heavy or residual fuel oil tf] | Transportation Pollutant Emissions Disaggregated | rail | N2O | passenger | heavy or residual fuel oil tf | 0 | 0 | 0 | 0 | 0 | 0 | 0 | 0 | 0 | 0 | 0 | 0 | 0 | 0 | 0 | 0 | 0 | 0 | 0 | 0 | 0 | 0 | 0 | 0 | 0 | 0 | 0 | 0 | 0 | 0 | 0
Transportation Pollutant Emissions Disaggregated[rail,N2O,passenger,LPG propane or butane tf] | Transportation Pollutant Emissions Disaggregated | rail | N2O | passenger | LPG propane or butane tf | 0 | 0 | 0 | 0 | 0 | 0 | 0 | 0 | 0 | 0 | 0 | 0 | 0 | 0 | 0 | 0 | 0 | 0 | 0 | 0 | 0 | 0 | 0 | 0 | 0 | 0 | 0 | 0 | 0 | 0 | 0
Transportation Pollutant Emissions Disaggregated[rail,N2O,passenger,hydrogen tf] | Transportation Pollutant Emissions Disaggregated | rail | N2O | passenger | hydrogen tf | 0 | 0 | 0 | 0 | 0 | 0 | 0 | 0 | 0 | 0 | 0 | 0 | 0 | 0 | 0 | 0 | 0 | 0 | 0 | 0 | 0 | 0 | 0 | 0 | 0 | 0 | 0 | 0 | 0 | 0 | 0
Transportation Pollutant Emissions Disaggregated[rail,N2O,freight,electricity tf] | Transportation Pollutant Emissions Disaggregated | rail | N2O | freight | electricity tf | 0 | 0 | 0 | 0 | 0 | 0 | 0 | 0 | 0 | 0 | 0 | 0 | 0 | 0 | 0 | 0 | 0 | 0 | 0 | 0 | 0 | 0 | 0 | 0 | 0 | 0 | 0 | 0 | 0 | 0 | 0
Transportation Pollutant Emissions Disaggregated[rail,N2O,freight,natural gas tf] | Transportation Pollutant Emissions Disaggregated | rail | N2O | freight | natural gas tf | 0 | 0 | 0 | 0 | 0 | 0 | 0 | 0 | 0 | 0 | 0 | 0 | 0 | 0 | 0 | 0 | 0 | 0 | 0 | 0 | 0 | 0 | 0 | 0 | 0 | 0 | 0 | 0 | 0 | 0 | 0
Transportation Pollutant Emissions Disaggregated[rail,N2O,freight,petroleum gasoline tf] | Transportation Pollutant Emissions Disaggregated | rail | N2O | freight | petroleum gasoline tf | 0 | 0 | 0 | 0 | 0 | 0 | 0 | 0 | 0 | 0 | 0 | 0 | 0 | 0 | 0 | 0 | 0 | 0 | 0 | 0 | 0 | 0 | 0 | 0 | 0 | 0 | 0 | 0 | 0 | 0 | 0
Transportation Pollutant Emissions Disaggregated[rail,N2O,freight,petroleum diesel tf] | Transportation Pollutant Emissions Disaggregated | rail | N2O | freight | petroleum diesel tf | 12761600 | 12939700 | 13247500 | 13436300 | 13622200 | 13928500 | 14107900 | 14403500 | 14699600 | 14873400 | 15163800 | 15454700 | 15747600 | 15923000 | 16219800 | 16520600 | 16944100 | 17253200 | 17574300 | 17900000 | 18350300 | 18687100 | 19144600 | 19490700 | 19957500 | 20428700 | 20787100 | 21266000 | 21746900 | 22348400 | 22725800
Transportation Pollutant Emissions Disaggregated[rail,N2O,freight,biofuel gasoline tf] | Transportation Pollutant Emissions Disaggregated | rail | N2O | freight | biofuel gasoline tf | 0 | 0 | 0 | 0 | 0 | 0 | 0 | 0 | 0 | 0 | 0 | 0 | 0 | 0 | 0 | 0 | 0 | 0 | 0 | 0 | 0 | 0 | 0 | 0 | 0 | 0 | 0 | 0 | 0 | 0 | 0
Transportation Pollutant Emissions Disaggregated[rail,N2O,freight,biofuel diesel tf] | Transportation Pollutant Emissions Disaggregated | rail | N2O | freight | biofuel diesel tf | 0 | 0 | 0 | 0 | 0 | 0 | 0 | 0 | 0 | 0 | 0 | 0 | 0 | 0 | 0 | 0 | 0 | 0 | 0 | 0 | 0 | 0 | 0 | 0 | 0 | 0 | 0 | 0 | 0 | 0 | 0
Transportation Pollutant Emissions Disaggregated[rail,N2O,freight,jet fuel tf] | Transportation Pollutant Emissions Disaggregated | rail | N2O | freight | jet fuel tf | 0 | 0 | 0 | 0 | 0 | 0 | 0 | 0 | 0 | 0 | 0 | 0 | 0 | 0 | 0 | 0 | 0 | 0 | 0 | 0 | 0 | 0 | 0 | 0 | 0 | 0 | 0 | 0 | 0 | 0 | 0
Transportation Pollutant Emissions Disaggregated[rail,N2O,freight,heavy or residual fuel oil tf] | Transportation Pollutant Emissions Disaggregated | rail | N2O | freight | heavy or residual fuel oil tf | 0 | 0 | 0 | 0 | 0 | 0 | 0 | 0 | 0 | 0 | 0 | 0 | 0 | 0 | 0 | 0 | 0 | 0 | 0 | 0 | 0 | 0 | 0 | 0 | 0 | 0 | 0 | 0 | 0 | 0 | 0
Transportation Pollutant Emissions Disaggregated[rail,N2O,freight,LPG propane or butane tf] | Transportation Pollutant Emissions Disaggregated | rail | N2O | freight | LPG propane or butane tf | 0 | 0 | 0 | 0 | 0 | 0 | 0 | 0 | 0 | 0 | 0 | 0 | 0 | 0 | 0 | 0 | 0 | 0 | 0 | 0 | 0 | 0 | 0 | 0 | 0 | 0 | 0 | 0 | 0 | 0 | 0
Transportation Pollutant Emissions Disaggregated[rail,N2O,freight,hydrogen tf] | Transportation Pollutant Emissions Disaggregated | rail | N2O | freight | hydrogen tf | 0 | 0 | 0 | 0 | 0 | 0 | 0 | 0 | 0 | 0 | 0 | 0 | 0 | 0 | 0 | 0 | 0 | 0 | 0 | 0 | 0 | 0 | 0 | 0 | 0 | 0 | 0 | 0 | 0 | 0 | 0
Transportation Pollutant Emissions Disaggregated[rail,F gases,passenger,electricity tf] | Transportation Pollutant Emissions Disaggregated | rail | F gases | passenger | electricity tf | 0 | 0 | 0 | 0 | 0 | 0 | 0 | 0 | 0 | 0 | 0 | 0 | 0 | 0 | 0 | 0 | 0 | 0 | 0 | 0 | 0 | 0 | 0 | 0 | 0 | 0 | 0 | 0 | 0 | 0 | 0
Transportation Pollutant Emissions Disaggregated[rail,F gases,passenger,natural gas tf] | Transportation Pollutant Emissions Disaggregated | rail | F gases | passenger | natural gas tf | 0 | 0 | 0 | 0 | 0 | 0 | 0 | 0 | 0 | 0 | 0 | 0 | 0 | 0 | 0 | 0 | 0 | 0 | 0 | 0 | 0 | 0 | 0 | 0 | 0 | 0 | 0 | 0 | 0 | 0 | 0
Transportation Pollutant Emissions Disaggregated[rail,F gases,passenger,petroleum gasoline tf] | Transportation Pollutant Emissions Disaggregated | rail | F gases | passenger | petroleum gasoline tf | 0 | 0 | 0 | 0 | 0 | 0 | 0 | 0 | 0 | 0 | 0 | 0 | 0 | 0 | 0 | 0 | 0 | 0 | 0 | 0 | 0 | 0 | 0 | 0 | 0 | 0 | 0 | 0 | 0 | 0 | 0
Transportation Pollutant Emissions Disaggregated[rail,F gases,passenger,petroleum diesel tf] | Transportation Pollutant Emissions Disaggregated | rail | F gases | passenger | petroleum diesel tf | 0 | 0 | 0 | 0 | 0 | 0 | 0 | 0 | 0 | 0 | 0 | 0 | 0 | 0 | 0 | 0 | 0 | 0 | 0 | 0 | 0 | 0 | 0 | 0 | 0 | 0 | 0 | 0 | 0 | 0 | 0
Transportation Pollutant Emissions Disaggregated[rail,F gases,passenger,biofuel gasoline tf] | Transportation Pollutant Emissions Disaggregated | rail | F gases | passenger | biofuel gasoline tf | 0 | 0 | 0 | 0 | 0 | 0 | 0 | 0 | 0 | 0 | 0 | 0 | 0 | 0 | 0 | 0 | 0 | 0 | 0 | 0 | 0 | 0 | 0 | 0 | 0 | 0 | 0 | 0 | 0 | 0 | 0
Transportation Pollutant Emissions Disaggregated[rail,F gases,passenger,biofuel diesel tf] | Transportation Pollutant Emissions Disaggregated | rail | F gases | passenger | biofuel diesel tf | 0 | 0 | 0 | 0 | 0 | 0 | 0 | 0 | 0 | 0 | 0 | 0 | 0 | 0 | 0 | 0 | 0 | 0 | 0 | 0 | 0 | 0 | 0 | 0 | 0 | 0 | 0 | 0 | 0 | 0 | 0
Transportation Pollutant Emissions Disaggregated[rail,F gases,passenger,jet fuel tf] | Transportation Pollutant Emissions Disaggregated | rail | F gases | passenger | jet fuel tf | 0 | 0 | 0 | 0 | 0 | 0 | 0 | 0 | 0 | 0 | 0 | 0 | 0 | 0 | 0 | 0 | 0 | 0 | 0 | 0 | 0 | 0 | 0 | 0 | 0 | 0 | 0 | 0 | 0 | 0 | 0
Transportation Pollutant Emissions Disaggregated[rail,F gases,passenger,heavy or residual fuel oil tf] | Transportation Pollutant Emissions Disaggregated | rail | F gases | passenger | heavy or residual fuel oil tf | 0 | 0 | 0 | 0 | 0 | 0 | 0 | 0 | 0 | 0 | 0 | 0 | 0 | 0 | 0 | 0 | 0 | 0 | 0 | 0 | 0 | 0 | 0 | 0 | 0 | 0 | 0 | 0 | 0 | 0 | 0
Transportation Pollutant Emissions Disaggregated[rail,F gases,passenger,LPG propane or butane tf] | Transportation Pollutant Emissions Disaggregated | rail | F gases | passenger | LPG propane or butane tf | 0 | 0 | 0 | 0 | 0 | 0 | 0 | 0 | 0 | 0 | 0 | 0 | 0 | 0 | 0 | 0 | 0 | 0 | 0 | 0 | 0 | 0 | 0 | 0 | 0 | 0 | 0 | 0 | 0 | 0 | 0
Transportation Pollutant Emissions Disaggregated[rail,F gases,passenger,hydrogen tf] | Transportation Pollutant Emissions Disaggregated | rail | F gases | passenger | hydrogen tf | 0 | 0 | 0 | 0 | 0 | 0 | 0 | 0 | 0 | 0 | 0 | 0 | 0 | 0 | 0 | 0 | 0 | 0 | 0 | 0 | 0 | 0 | 0 | 0 | 0 | 0 | 0 | 0 | 0 | 0 | 0
Transportation Pollutant Emissions Disaggregated[rail,F gases,freight,electricity tf] | Transportation Pollutant Emissions Disaggregated | rail | F gases | freight | electricity tf | 0 | 0 | 0 | 0 | 0 | 0 | 0 | 0 | 0 | 0 | 0 | 0 | 0 | 0 | 0 | 0 | 0 | 0 | 0 | 0 | 0 | 0 | 0 | 0 | 0 | 0 | 0 | 0 | 0 | 0 | 0
Transportation Pollutant Emissions Disaggregated[rail,F gases,freight,natural gas tf] | Transportation Pollutant Emissions Disaggregated | rail | F gases | freight | natural gas tf | 0 | 0 | 0 | 0 | 0 | 0 | 0 | 0 | 0 | 0 | 0 | 0 | 0 | 0 | 0 | 0 | 0 | 0 | 0 | 0 | 0 | 0 | 0 | 0 | 0 | 0 | 0 | 0 | 0 | 0 | 0
Transportation Pollutant Emissions Disaggregated[rail,F gases,freight,petroleum gasoline tf] | Transportation Pollutant Emissions Disaggregated | rail | F gases | freight | petroleum gasoline tf | 0 | 0 | 0 | 0 | 0 | 0 | 0 | 0 | 0 | 0 | 0 | 0 | 0 | 0 | 0 | 0 | 0 | 0 | 0 | 0 | 0 | 0 | 0 | 0 | 0 | 0 | 0 | 0 | 0 | 0 | 0
Transportation Pollutant Emissions Disaggregated[rail,F gases,freight,petroleum diesel tf] | Transportation Pollutant Emissions Disaggregated | rail | F gases | freight | petroleum diesel tf | 0 | 0 | 0 | 0 | 0 | 0 | 0 | 0 | 0 | 0 | 0 | 0 | 0 | 0 | 0 | 0 | 0 | 0 | 0 | 0 | 0 | 0 | 0 | 0 | 0 | 0 | 0 | 0 | 0 | 0 | 0
Transportation Pollutant Emissions Disaggregated[rail,F gases,freight,biofuel gasoline tf] | Transportation Pollutant Emissions Disaggregated | rail | F gases | freight | biofuel gasoline tf | 0 | 0 | 0 | 0 | 0 | 0 | 0 | 0 | 0 | 0 | 0 | 0 | 0 | 0 | 0 | 0 | 0 | 0 | 0 | 0 | 0 | 0 | 0 | 0 | 0 | 0 | 0 | 0 | 0 | 0 | 0
Transportation Pollutant Emissions Disaggregated[rail,F gases,freight,biofuel diesel tf] | Transportation Pollutant Emissions Disaggregated | rail | F gases | freight | biofuel diesel tf | 0 | 0 | 0 | 0 | 0 | 0 | 0 | 0 | 0 | 0 | 0 | 0 | 0 | 0 | 0 | 0 | 0 | 0 | 0 | 0 | 0 | 0 | 0 | 0 | 0 | 0 | 0 | 0 | 0 | 0 | 0
Transportation Pollutant Emissions Disaggregated[rail,F gases,freight,jet fuel tf] | Transportation Pollutant Emissions Disaggregated | rail | F gases | freight | jet fuel tf | 0 | 0 | 0 | 0 | 0 | 0 | 0 | 0 | 0 | 0 | 0 | 0 | 0 | 0 | 0 | 0 | 0 | 0 | 0 | 0 | 0 | 0 | 0 | 0 | 0 | 0 | 0 | 0 | 0 | 0 | 0
Transportation Pollutant Emissions Disaggregated[rail,F gases,freight,heavy or residual fuel oil tf] | Transportation Pollutant Emissions Disaggregated | rail | F gases | freight | heavy or residual fuel oil tf | 0 | 0 | 0 | 0 | 0 | 0 | 0 | 0 | 0 | 0 | 0 | 0 | 0 | 0 | 0 | 0 | 0 | 0 | 0 | 0 | 0 | 0 | 0 | 0 | 0 | 0 | 0 | 0 | 0 | 0 | 0
Transportation Pollutant Emissions Disaggregated[rail,F gases,freight,LPG propane or butane tf] | Transportation Pollutant Emissions Disaggregated | rail | F gases | freight | LPG propane or butane tf | 0 | 0 | 0 | 0 | 0 | 0 | 0 | 0 | 0 | 0 | 0 | 0 | 0 | 0 | 0 | 0 | 0 | 0 | 0 | 0 | 0 | 0 | 0 | 0 | 0 | 0 | 0 | 0 | 0 | 0 | 0
Transportation Pollutant Emissions Disaggregated[rail,F gases,freight,hydrogen tf] | Transportation Pollutant Emissions Disaggregated | rail | F gases | freight | hydrogen tf | 0 | 0 | 0 | 0 | 0 | 0 | 0 | 0 | 0 | 0 | 0 | 0 | 0 | 0 | 0 | 0 | 0 | 0 | 0 | 0 | 0 | 0 | 0 | 0 | 0 | 0 | 0 | 0 | 0 | 0 | 0
Transportation Pollutant Emissions Disaggregated[ships,CO2,passenger,electricity tf] | Transportation Pollutant Emissions Disaggregated | ships | CO2 | passenger | electricity tf | 0 | 0 | 0 | 0 | 0 | 0 | 0 | 0 | 0 | 0 | 0 | 0 | 0 | 0 | 0 | 0 | 0 | 0 | 0 | 0 | 0 | 0 | 0 | 0 | 0 | 0 | 0 | 0 | 0 | 0 | 0
Transportation Pollutant Emissions Disaggregated[ships,CO2,passenger,natural gas tf] | Transportation Pollutant Emissions Disaggregated | ships | CO2 | passenger | natural gas tf | 0 | 0 | 0 | 0 | 0 | 0 | 0 | 0 | 0 | 0 | 0 | 0 | 0 | 0 | 0 | 0 | 0 | 0 | 0 | 0 | 0 | 0 | 0 | 0 | 0 | 0 | 0 | 0 | 0 | 0 | 0
Transportation Pollutant Emissions Disaggregated[ships,CO2,passenger,petroleum gasoline tf] | Transportation Pollutant Emissions Disaggregated | ships | CO2 | passenger | petroleum gasoline tf | 0 | 0 | 0 | 0 | 0 | 0 | 0 | 0 | 0 | 0 | 0 | 0 | 0 | 0 | 0 | 0 | 0 | 0 | 0 | 0 | 0 | 0 | 0 | 0 | 0 | 0 | 0 | 0 | 0 | 0 | 0
Transportation Pollutant Emissions Disaggregated[ships,CO2,passenger,petroleum diesel tf] | Transportation Pollutant Emissions Disaggregated | ships | CO2 | passenger | petroleum diesel tf | 1240500000000 | 1244770000000 | 1249100000000 | 1253550000000 | 1270680000000 | 1275480000000 | 1293090000000 | 1298260000000 | 1303470000000 | 1308720000000 | 1314000000000 | 1319280000000 | 1324600000000 | 1329950000000 | 1348540000000 | 1354250000000 | 1360000000000 | 1365750000000 | 1371500000000 | 1363800000000 | 1369340000000 | 1374910000000 | 1380470000000 | 1386080000000 | 1391720000000 | 1397360000000 | 1402990000000 | 1408660000000 | 1414380000000 | 1420080000000 | 1418540000000
Transportation Pollutant Emissions Disaggregated[ships,CO2,passenger,biofuel gasoline tf] | Transportation Pollutant Emissions Disaggregated | ships | CO2 | passenger | biofuel gasoline tf | 0 | 0 | 0 | 0 | 0 | 0 | 0 | 0 | 0 | 0 | 0 | 0 | 0 | 0 | 0 | 0 | 0 | 0 | 0 | 0 | 0 | 0 | 0 | 0 | 0 | 0 | 0 | 0 | 0 | 0 | 0
Transportation Pollutant Emissions Disaggregated[ships,CO2,passenger,biofuel diesel tf] | Transportation Pollutant Emissions Disaggregated | ships | CO2 | passenger | biofuel diesel tf | 0 | 0 | 0 | 0 | 0 | 0 | 0 | 0 | 0 | 0 | 0 | 0 | 0 | 0 | 0 | 0 | 0 | 0 | 0 | 0 | 0 | 0 | 0 | 0 | 0 | 0 | 0 | 0 | 0 | 0 | 0
Transportation Pollutant Emissions Disaggregated[ships,CO2,passenger,jet fuel tf] | Transportation Pollutant Emissions Disaggregated | ships | CO2 | passenger | jet fuel tf | 0 | 0 | 0 | 0 | 0 | 0 | 0 | 0 | 0 | 0 | 0 | 0 | 0 | 0 | 0 | 0 | 0 | 0 | 0 | 0 | 0 | 0 | 0 | 0 | 0 | 0 | 0 | 0 | 0 | 0 | 0
Transportation Pollutant Emissions Disaggregated[ships,CO2,passenger,heavy or residual fuel oil tf] | Transportation Pollutant Emissions Disaggregated | ships | CO2 | passenger | heavy or residual fuel oil tf | 0 | 0 | 0 | 0 | 0 | 0 | 0 | 0 | 0 | 0 | 0 | 0 | 0 | 0 | 0 | 0 | 0 | 0 | 0 | 0 | 0 | 0 | 0 | 0 | 0 | 0 | 0 | 0 | 0 | 0 | 0
Transportation Pollutant Emissions Disaggregated[ships,CO2,passenger,LPG propane or butane tf] | Transportation Pollutant Emissions Disaggregated | ships | CO2 | passenger | LPG propane or butane tf | 0 | 0 | 0 | 0 | 0 | 0 | 0 | 0 | 0 | 0 | 0 | 0 | 0 | 0 | 0 | 0 | 0 | 0 | 0 | 0 | 0 | 0 | 0 | 0 | 0 | 0 | 0 | 0 | 0 | 0 | 0
Transportation Pollutant Emissions Disaggregated[ships,CO2,passenger,hydrogen tf] | Transportation Pollutant Emissions Disaggregated | ships | CO2 | passenger | hydrogen tf | 0 | 0 | 0 | 0 | 0 | 0 | 0 | 0 | 0 | 0 | 0 | 0 | 0 | 0 | 0 | 0 | 0 | 0 | 0 | 0 | 0 | 0 | 0 | 0 | 0 | 0 | 0 | 0 | 0 | 0 | 0
Transportation Pollutant Emissions Disaggregated[ships,CO2,freight,electricity tf] | Transportation Pollutant Emissions Disaggregated | ships | CO2 | freight | electricity tf | 0 | 0 | 0 | 0 | 0 | 0 | 0 | 0 | 0 | 0 | 0 | 0 | 0 | 0 | 0 | 0 | 0 | 0 | 0 | 0 | 0 | 0 | 0 | 0 | 0 | 0 | 0 | 0 | 0 | 0 | 0
Transportation Pollutant Emissions Disaggregated[ships,CO2,freight,natural gas tf] | Transportation Pollutant Emissions Disaggregated | ships | CO2 | freight | natural gas tf | 0 | 0 | 0 | 0 | 0 | 0 | 0 | 0 | 0 | 0 | 0 | 0 | 0 | 0 | 0 | 0 | 0 | 0 | 0 | 0 | 0 | 0 | 0 | 0 | 0 | 0 | 0 | 0 | 0 | 0 | 0
Transportation Pollutant Emissions Disaggregated[ships,CO2,freight,petroleum gasoline tf] | Transportation Pollutant Emissions Disaggregated | ships | CO2 | freight | petroleum gasoline tf | 0 | 0 | 0 | 0 | 0 | 0 | 0 | 0 | 0 | 0 | 0 | 0 | 0 | 0 | 0 | 0 | 0 | 0 | 0 | 0 | 0 | 0 | 0 | 0 | 0 | 0 | 0 | 0 | 0 | 0 | 0
Transportation Pollutant Emissions Disaggregated[ships,CO2,freight,petroleum diesel tf] | Transportation Pollutant Emissions Disaggregated | ships | CO2 | freight | petroleum diesel tf | 1447080000000 | 1331320000000 | 1459930000000 | 1185760000000 | 1186220000000 | 1205470000000 | 1337760000000 | 1423500000000 | 1616420000000 | 1681450000000 | 1598530000000 | 1653500000000 | 1716190000000 | 1791640000000 | 1851520000000 | 1934210000000 | 2172510000000 | 2269640000000 | 2397620000000 | 2508580000000 | 2637620000000 | 2655060000000 | 2862130000000 | 2961830000000 | 3160560000000 | 3155120000000 | 3405470000000 | 3534330000000 | 3650640000000 | 3797150000000 | 3918580000000
Transportation Pollutant Emissions Disaggregated[ships,CO2,freight,biofuel gasoline tf] | Transportation Pollutant Emissions Disaggregated | ships | CO2 | freight | biofuel gasoline tf | 0 | 0 | 0 | 0 | 0 | 0 | 0 | 0 | 0 | 0 | 0 | 0 | 0 | 0 | 0 | 0 | 0 | 0 | 0 | 0 | 0 | 0 | 0 | 0 | 0 | 0 | 0 | 0 | 0 | 0 | 0
Transportation Pollutant Emissions Disaggregated[ships,CO2,freight,biofuel diesel tf] | Transportation Pollutant Emissions Disaggregated | ships | CO2 | freight | biofuel diesel tf | 0 | 0 | 0 | 0 | 0 | 0 | 0 | 0 | 0 | 0 | 0 | 0 | 0 | 0 | 0 | 0 | 0 | 0 | 0 | 0 | 0 | 0 | 0 | 0 | 0 | 0 | 0 | 0 | 0 | 0 | 0
Transportation Pollutant Emissions Disaggregated[ships,CO2,freight,jet fuel tf] | Transportation Pollutant Emissions Disaggregated | ships | CO2 | freight | jet fuel tf | 0 | 0 | 0 | 0 | 0 | 0 | 0 | 0 | 0 | 0 | 0 | 0 | 0 | 0 | 0 | 0 | 0 | 0 | 0 | 0 | 0 | 0 | 0 | 0 | 0 | 0 | 0 | 0 | 0 | 0 | 0
Transportation Pollutant Emissions Disaggregated[ships,CO2,freight,heavy or residual fuel oil tf] | Transportation Pollutant Emissions Disaggregated | ships | CO2 | freight | heavy or residual fuel oil tf | 1278100000000 | 1510460000000 | 1524060000000 | 1921940000000 | 2044060000000 | 2148920000000 | 2168270000000 | 2238260000000 | 2202520000000 | 2301040000000 | 2553060000000 | 2637610000000 | 2745750000000 | 2844030000000 | 2933420000000 | 3032040000000 | 2976680000000 | 3100730000000 | 3167210000000 | 3285710000000 | 3359060000000 | 3549310000000 | 3578920000000 | 3692410000000 | 3739820000000 | 3967780000000 | 3970730000000 | 4069910000000 | 4184800000000 | 4305180000000 | 4394830000000
Transportation Pollutant Emissions Disaggregated[ships,CO2,freight,LPG propane or butane tf] | Transportation Pollutant Emissions Disaggregated | ships | CO2 | freight | LPG propane or butane tf | 0 | 0 | 0 | 0 | 0 | 0 | 0 | 0 | 0 | 0 | 0 | 0 | 0 | 0 | 0 | 0 | 0 | 0 | 0 | 0 | 0 | 0 | 0 | 0 | 0 | 0 | 0 | 0 | 0 | 0 | 0
Transportation Pollutant Emissions Disaggregated[ships,CO2,freight,hydrogen tf] | Transportation Pollutant Emissions Disaggregated | ships | CO2 | freight | hydrogen tf | 0 | 0 | 0 | 0 | 0 | 0 | 0 | 0 | 0 | 0 | 0 | 0 | 0 | 0 | 0 | 0 | 0 | 0 | 0 | 0 | 0 | 0 | 0 | 0 | 0 | 0 | 0 | 0 | 0 | 0 | 0
Transportation Pollutant Emissions Disaggregated[ships,VOC,passenger,electricity tf] | Transportation Pollutant Emissions Disaggregated | ships | VOC | passenger | electricity tf | 0 | 0 | 0 | 0 | 0 | 0 | 0 | 0 | 0 | 0 | 0 | 0 | 0 | 0 | 0 | 0 | 0 | 0 | 0 | 0 | 0 | 0 | 0 | 0 | 0 | 0 | 0 | 0 | 0 | 0 | 0
Transportation Pollutant Emissions Disaggregated[ships,VOC,passenger,natural gas tf] | Transportation Pollutant Emissions Disaggregated | ships | VOC | passenger | natural gas tf | 0 | 0 | 0 | 0 | 0 | 0 | 0 | 0 | 0 | 0 | 0 | 0 | 0 | 0 | 0 | 0 | 0 | 0 | 0 | 0 | 0 | 0 | 0 | 0 | 0 | 0 | 0 | 0 | 0 | 0 | 0
Transportation Pollutant Emissions Disaggregated[ships,VOC,passenger,petroleum gasoline tf] | Transportation Pollutant Emissions Disaggregated | ships | VOC | passenger | petroleum gasoline tf | 0 | 0 | 0 | 0 | 0 | 0 | 0 | 0 | 0 | 0 | 0 | 0 | 0 | 0 | 0 | 0 | 0 | 0 | 0 | 0 | 0 | 0 | 0 | 0 | 0 | 0 | 0 | 0 | 0 | 0 | 0
Transportation Pollutant Emissions Disaggregated[ships,VOC,passenger,petroleum diesel tf] | Transportation Pollutant Emissions Disaggregated | ships | VOC | passenger | petroleum diesel tf | 1248830000 | 1253120000 | 1257490000 | 1261960000 | 1279210000 | 1284040000 | 1301770000 | 1306970000 | 1312220000 | 1317500000 | 1322820000 | 1328140000 | 1333490000 | 1338880000 | 1357590000 | 1363340000 | 1369130000 | 1374920000 | 1380700000 | 1372950000 | 1378520000 | 1384130000 | 1389740000 | 1395380000 | 1401060000 | 1406740000 | 1412410000 | 1418120000 | 1423870000 | 1429610000 | 1428060000
Transportation Pollutant Emissions Disaggregated[ships,VOC,passenger,biofuel gasoline tf] | Transportation Pollutant Emissions Disaggregated | ships | VOC | passenger | biofuel gasoline tf | 0 | 0 | 0 | 0 | 0 | 0 | 0 | 0 | 0 | 0 | 0 | 0 | 0 | 0 | 0 | 0 | 0 | 0 | 0 | 0 | 0 | 0 | 0 | 0 | 0 | 0 | 0 | 0 | 0 | 0 | 0
Transportation Pollutant Emissions Disaggregated[ships,VOC,passenger,biofuel diesel tf] | Transportation Pollutant Emissions Disaggregated | ships | VOC | passenger | biofuel diesel tf | 0 | 0 | 0 | 0 | 0 | 0 | 0 | 0 | 0 | 0 | 0 | 0 | 0 | 0 | 0 | 0 | 0 | 0 | 0 | 0 | 0 | 0 | 0 | 0 | 0 | 0 | 0 | 0 | 0 | 0 | 0
Transportation Pollutant Emissions Disaggregated[ships,VOC,passenger,jet fuel tf] | Transportation Pollutant Emissions Disaggregated | ships | VOC | passenger | jet fuel tf | 0 | 0 | 0 | 0 | 0 | 0 | 0 | 0 | 0 | 0 | 0 | 0 | 0 | 0 | 0 | 0 | 0 | 0 | 0 | 0 | 0 | 0 | 0 | 0 | 0 | 0 | 0 | 0 | 0 | 0 | 0
Transportation Pollutant Emissions Disaggregated[ships,VOC,passenger,heavy or residual fuel oil tf] | Transportation Pollutant Emissions Disaggregated | ships | VOC | passenger | heavy or residual fuel oil tf | 0 | 0 | 0 | 0 | 0 | 0 | 0 | 0 | 0 | 0 | 0 | 0 | 0 | 0 | 0 | 0 | 0 | 0 | 0 | 0 | 0 | 0 | 0 | 0 | 0 | 0 | 0 | 0 | 0 | 0 | 0
Transportation Pollutant Emissions Disaggregated[ships,VOC,passenger,LPG propane or butane tf] | Transportation Pollutant Emissions Disaggregated | ships | VOC | passenger | LPG propane or butane tf | 0 | 0 | 0 | 0 | 0 | 0 | 0 | 0 | 0 | 0 | 0 | 0 | 0 | 0 | 0 | 0 | 0 | 0 | 0 | 0 | 0 | 0 | 0 | 0 | 0 | 0 | 0 | 0 | 0 | 0 | 0
Transportation Pollutant Emissions Disaggregated[ships,VOC,passenger,hydrogen tf] | Transportation Pollutant Emissions Disaggregated | ships | VOC | passenger | hydrogen tf | 0 | 0 | 0 | 0 | 0 | 0 | 0 | 0 | 0 | 0 | 0 | 0 | 0 | 0 | 0 | 0 | 0 | 0 | 0 | 0 | 0 | 0 | 0 | 0 | 0 | 0 | 0 | 0 | 0 | 0 | 0
Transportation Pollutant Emissions Disaggregated[ships,VOC,freight,electricity tf] | Transportation Pollutant Emissions Disaggregated | ships | VOC | freight | electricity tf | 0 | 0 | 0 | 0 | 0 | 0 | 0 | 0 | 0 | 0 | 0 | 0 | 0 | 0 | 0 | 0 | 0 | 0 | 0 | 0 | 0 | 0 | 0 | 0 | 0 | 0 | 0 | 0 | 0 | 0 | 0
Transportation Pollutant Emissions Disaggregated[ships,VOC,freight,natural gas tf] | Transportation Pollutant Emissions Disaggregated | ships | VOC | freight | natural gas tf | 0 | 0 | 0 | 0 | 0 | 0 | 0 | 0 | 0 | 0 | 0 | 0 | 0 | 0 | 0 | 0 | 0 | 0 | 0 | 0 | 0 | 0 | 0 | 0 | 0 | 0 | 0 | 0 | 0 | 0 | 0
Transportation Pollutant Emissions Disaggregated[ships,VOC,freight,petroleum gasoline tf] | Transportation Pollutant Emissions Disaggregated | ships | VOC | freight | petroleum gasoline tf | 0 | 0 | 0 | 0 | 0 | 0 | 0 | 0 | 0 | 0 | 0 | 0 | 0 | 0 | 0 | 0 | 0 | 0 | 0 | 0 | 0 | 0 | 0 | 0 | 0 | 0 | 0 | 0 | 0 | 0 | 0
Transportation Pollutant Emissions Disaggregated[ships,VOC,freight,petroleum diesel tf] | Transportation Pollutant Emissions Disaggregated | ships | VOC | freight | petroleum diesel tf | 1456790000 | 1340260000 | 1469730000 | 1193720000 | 1194180000 | 1213560000 | 1346740000 | 1433050000 | 1627270000 | 1692730000 | 1609250000 | 1664590000 | 1727710000 | 1803670000 | 1863950000 | 1947190000 | 2187090000 | 2284870000 | 2413710000 | 2525410000 | 2655320000 | 2672880000 | 2881330000 | 2981710000 | 3181770000 | 3176290000 | 3428320000 | 3558050000 | 3675130000 | 3822630000 | 3944870000
Transportation Pollutant Emissions Disaggregated[ships,VOC,freight,biofuel gasoline tf] | Transportation Pollutant Emissions Disaggregated | ships | VOC | freight | biofuel gasoline tf | 0 | 0 | 0 | 0 | 0 | 0 | 0 | 0 | 0 | 0 | 0 | 0 | 0 | 0 | 0 | 0 | 0 | 0 | 0 | 0 | 0 | 0 | 0 | 0 | 0 | 0 | 0 | 0 | 0 | 0 | 0
Transportation Pollutant Emissions Disaggregated[ships,VOC,freight,biofuel diesel tf] | Transportation Pollutant Emissions Disaggregated | ships | VOC | freight | biofuel diesel tf | 0 | 0 | 0 | 0 | 0 | 0 | 0 | 0 | 0 | 0 | 0 | 0 | 0 | 0 | 0 | 0 | 0 | 0 | 0 | 0 | 0 | 0 | 0 | 0 | 0 | 0 | 0 | 0 | 0 | 0 | 0
Transportation Pollutant Emissions Disaggregated[ships,VOC,freight,jet fuel tf] | Transportation Pollutant Emissions Disaggregated | ships | VOC | freight | jet fuel tf | 0 | 0 | 0 | 0 | 0 | 0 | 0 | 0 | 0 | 0 | 0 | 0 | 0 | 0 | 0 | 0 | 0 | 0 | 0 | 0 | 0 | 0 | 0 | 0 | 0 | 0 | 0 | 0 | 0 | 0 | 0
Transportation Pollutant Emissions Disaggregated[ships,VOC,freight,heavy or residual fuel oil tf] | Transportation Pollutant Emissions Disaggregated | ships | VOC | freight | heavy or residual fuel oil tf | 1268340000 | 1498930000 | 1512430000 | 1907260000 | 2028460000 | 2132510000 | 2151720000 | 2221170000 | 2185710000 | 2283480000 | 2533570000 | 2617470000 | 2724790000 | 2822330000 | 2911030000 | 3008900000 | 2953950000 | 3077060000 | 3143040000 | 3260630000 | 3333420000 | 3522220000 | 3551600000 | 3664220000 | 3711270000 | 3937490000 | 3940420000 | 4038840000 | 4152860000 | 4272320000 | 4361290000
Transportation Pollutant Emissions Disaggregated[ships,VOC,freight,LPG propane or butane tf] | Transportation Pollutant Emissions Disaggregated | ships | VOC | freight | LPG propane or butane tf | 0 | 0 | 0 | 0 | 0 | 0 | 0 | 0 | 0 | 0 | 0 | 0 | 0 | 0 | 0 | 0 | 0 | 0 | 0 | 0 | 0 | 0 | 0 | 0 | 0 | 0 | 0 | 0 | 0 | 0 | 0
Transportation Pollutant Emissions Disaggregated[ships,VOC,freight,hydrogen tf] | Transportation Pollutant Emissions Disaggregated | ships | VOC | freight | hydrogen tf | 0 | 0 | 0 | 0 | 0 | 0 | 0 | 0 | 0 | 0 | 0 | 0 | 0 | 0 | 0 | 0 | 0 | 0 | 0 | 0 | 0 | 0 | 0 | 0 | 0 | 0 | 0 | 0 | 0 | 0 | 0
Transportation Pollutant Emissions Disaggregated[ships,CO,passenger,electricity tf] | Transportation Pollutant Emissions Disaggregated | ships | CO | passenger | electricity tf | 0 | 0 | 0 | 0 | 0 | 0 | 0 | 0 | 0 | 0 | 0 | 0 | 0 | 0 | 0 | 0 | 0 | 0 | 0 | 0 | 0 | 0 | 0 | 0 | 0 | 0 | 0 | 0 | 0 | 0 | 0
Transportation Pollutant Emissions Disaggregated[ships,CO,passenger,natural gas tf] | Transportation Pollutant Emissions Disaggregated | ships | CO | passenger | natural gas tf | 0 | 0 | 0 | 0 | 0 | 0 | 0 | 0 | 0 | 0 | 0 | 0 | 0 | 0 | 0 | 0 | 0 | 0 | 0 | 0 | 0 | 0 | 0 | 0 | 0 | 0 | 0 | 0 | 0 | 0 | 0
Transportation Pollutant Emissions Disaggregated[ships,CO,passenger,petroleum gasoline tf] | Transportation Pollutant Emissions Disaggregated | ships | CO | passenger | petroleum gasoline tf | 0 | 0 | 0 | 0 | 0 | 0 | 0 | 0 | 0 | 0 | 0 | 0 | 0 | 0 | 0 | 0 | 0 | 0 | 0 | 0 | 0 | 0 | 0 | 0 | 0 | 0 | 0 | 0 | 0 | 0 | 0
Transportation Pollutant Emissions Disaggregated[ships,CO,passenger,petroleum diesel tf] | Transportation Pollutant Emissions Disaggregated | ships | CO | passenger | petroleum diesel tf | 2838030000 | 2847800000 | 2857710000 | 2867870000 | 2907080000 | 2918070000 | 2958340000 | 2970180000 | 2982100000 | 2994100000 | 3006190000 | 3018270000 | 3030430000 | 3042670000 | 3085190000 | 3098260000 | 3111430000 | 3124580000 | 3137720000 | 3120120000 | 3132780000 | 3145530000 | 3158260000 | 3171080000 | 3184000000 | 3196900000 | 3209780000 | 3222760000 | 3235820000 | 3248870000 | 3245360000
Transportation Pollutant Emissions Disaggregated[ships,CO,passenger,biofuel gasoline tf] | Transportation Pollutant Emissions Disaggregated | ships | CO | passenger | biofuel gasoline tf | 0 | 0 | 0 | 0 | 0 | 0 | 0 | 0 | 0 | 0 | 0 | 0 | 0 | 0 | 0 | 0 | 0 | 0 | 0 | 0 | 0 | 0 | 0 | 0 | 0 | 0 | 0 | 0 | 0 | 0 | 0
Transportation Pollutant Emissions Disaggregated[ships,CO,passenger,biofuel diesel tf] | Transportation Pollutant Emissions Disaggregated | ships | CO | passenger | biofuel diesel tf | 0 | 0 | 0 | 0 | 0 | 0 | 0 | 0 | 0 | 0 | 0 | 0 | 0 | 0 | 0 | 0 | 0 | 0 | 0 | 0 | 0 | 0 | 0 | 0 | 0 | 0 | 0 | 0 | 0 | 0 | 0
Transportation Pollutant Emissions Disaggregated[ships,CO,passenger,jet fuel tf] | Transportation Pollutant Emissions Disaggregated | ships | CO | passenger | jet fuel tf | 0 | 0 | 0 | 0 | 0 | 0 | 0 | 0 | 0 | 0 | 0 | 0 | 0 | 0 | 0 | 0 | 0 | 0 | 0 | 0 | 0 | 0 | 0 | 0 | 0 | 0 | 0 | 0 | 0 | 0 | 0
Transportation Pollutant Emissions Disaggregated[ships,CO,passenger,heavy or residual fuel oil tf] | Transportation Pollutant Emissions Disaggregated | ships | CO | passenger | heavy or residual fuel oil tf | 0 | 0 | 0 | 0 | 0 | 0 | 0 | 0 | 0 | 0 | 0 | 0 | 0 | 0 | 0 | 0 | 0 | 0 | 0 | 0 | 0 | 0 | 0 | 0 | 0 | 0 | 0 | 0 | 0 | 0 | 0
Transportation Pollutant Emissions Disaggregated[ships,CO,passenger,LPG propane or butane tf] | Transportation Pollutant Emissions Disaggregated | ships | CO | passenger | LPG propane or butane tf | 0 | 0 | 0 | 0 | 0 | 0 | 0 | 0 | 0 | 0 | 0 | 0 | 0 | 0 | 0 | 0 | 0 | 0 | 0 | 0 | 0 | 0 | 0 | 0 | 0 | 0 | 0 | 0 | 0 | 0 | 0
Transportation Pollutant Emissions Disaggregated[ships,CO,passenger,hydrogen tf] | Transportation Pollutant Emissions Disaggregated | ships | CO | passenger | hydrogen tf | 0 | 0 | 0 | 0 | 0 | 0 | 0 | 0 | 0 | 0 | 0 | 0 | 0 | 0 | 0 | 0 | 0 | 0 | 0 | 0 | 0 | 0 | 0 | 0 | 0 | 0 | 0 | 0 | 0 | 0 | 0
Transportation Pollutant Emissions Disaggregated[ships,CO,freight,electricity tf] | Transportation Pollutant Emissions Disaggregated | ships | CO | freight | electricity tf | 0 | 0 | 0 | 0 | 0 | 0 | 0 | 0 | 0 | 0 | 0 | 0 | 0 | 0 | 0 | 0 | 0 | 0 | 0 | 0 | 0 | 0 | 0 | 0 | 0 | 0 | 0 | 0 | 0 | 0 | 0
Transportation Pollutant Emissions Disaggregated[ships,CO,freight,natural gas tf] | Transportation Pollutant Emissions Disaggregated | ships | CO | freight | natural gas tf | 0 | 0 | 0 | 0 | 0 | 0 | 0 | 0 | 0 | 0 | 0 | 0 | 0 | 0 | 0 | 0 | 0 | 0 | 0 | 0 | 0 | 0 | 0 | 0 | 0 | 0 | 0 | 0 | 0 | 0 | 0
Transportation Pollutant Emissions Disaggregated[ships,CO,freight,petroleum gasoline tf] | Transportation Pollutant Emissions Disaggregated | ships | CO | freight | petroleum gasoline tf | 0 | 0 | 0 | 0 | 0 | 0 | 0 | 0 | 0 | 0 | 0 | 0 | 0 | 0 | 0 | 0 | 0 | 0 | 0 | 0 | 0 | 0 | 0 | 0 | 0 | 0 | 0 | 0 | 0 | 0 | 0
Transportation Pollutant Emissions Disaggregated[ships,CO,freight,petroleum diesel tf] | Transportation Pollutant Emissions Disaggregated | ships | CO | freight | petroleum diesel tf | 3310630000 | 3045810000 | 3340050000 | 2712790000 | 2713850000 | 2757890000 | 3060540000 | 3256700000 | 3698060000 | 3846840000 | 3657130000 | 3782880000 | 3926320000 | 4098940000 | 4235930000 | 4425090000 | 4970290000 | 5192490000 | 5485300000 | 5739140000 | 6034370000 | 6074270000 | 6548000000 | 6776100000 | 7230750000 | 7218310000 | 7791060000 | 8085870000 | 8351960000 | 8687150000 | 8964950000
Transportation Pollutant Emissions Disaggregated[ships,CO,freight,biofuel gasoline tf] | Transportation Pollutant Emissions Disaggregated | ships | CO | freight | biofuel gasoline tf | 0 | 0 | 0 | 0 | 0 | 0 | 0 | 0 | 0 | 0 | 0 | 0 | 0 | 0 | 0 | 0 | 0 | 0 | 0 | 0 | 0 | 0 | 0 | 0 | 0 | 0 | 0 | 0 | 0 | 0 | 0
Transportation Pollutant Emissions Disaggregated[ships,CO,freight,biofuel diesel tf] | Transportation Pollutant Emissions Disaggregated | ships | CO | freight | biofuel diesel tf | 0 | 0 | 0 | 0 | 0 | 0 | 0 | 0 | 0 | 0 | 0 | 0 | 0 | 0 | 0 | 0 | 0 | 0 | 0 | 0 | 0 | 0 | 0 | 0 | 0 | 0 | 0 | 0 | 0 | 0 | 0
Transportation Pollutant Emissions Disaggregated[ships,CO,freight,jet fuel tf] | Transportation Pollutant Emissions Disaggregated | ships | CO | freight | jet fuel tf | 0 | 0 | 0 | 0 | 0 | 0 | 0 | 0 | 0 | 0 | 0 | 0 | 0 | 0 | 0 | 0 | 0 | 0 | 0 | 0 | 0 | 0 | 0 | 0 | 0 | 0 | 0 | 0 | 0 | 0 | 0
Transportation Pollutant Emissions Disaggregated[ships,CO,freight,heavy or residual fuel oil tf] | Transportation Pollutant Emissions Disaggregated | ships | CO | freight | heavy or residual fuel oil tf | 2882380000 | 3406400000 | 3437090000 | 4334370000 | 4609790000 | 4846260000 | 4889920000 | 5047740000 | 4967150000 | 5189340000 | 5757690000 | 5948360000 | 6192240000 | 6413900000 | 6615490000 | 6837900000 | 6713040000 | 6992800000 | 7142730000 | 7409970000 | 7575400000 | 8004440000 | 8071230000 | 8327160000 | 8434080000 | 8948190000 | 8954840000 | 9178500000 | 9437620000 | 9709100000 | 9911290000
Transportation Pollutant Emissions Disaggregated[ships,CO,freight,LPG propane or butane tf] | Transportation Pollutant Emissions Disaggregated | ships | CO | freight | LPG propane or butane tf | 0 | 0 | 0 | 0 | 0 | 0 | 0 | 0 | 0 | 0 | 0 | 0 | 0 | 0 | 0 | 0 | 0 | 0 | 0 | 0 | 0 | 0 | 0 | 0 | 0 | 0 | 0 | 0 | 0 | 0 | 0
Transportation Pollutant Emissions Disaggregated[ships,CO,freight,hydrogen tf] | Transportation Pollutant Emissions Disaggregated | ships | CO | freight | hydrogen tf | 0 | 0 | 0 | 0 | 0 | 0 | 0 | 0 | 0 | 0 | 0 | 0 | 0 | 0 | 0 | 0 | 0 | 0 | 0 | 0 | 0 | 0 | 0 | 0 | 0 | 0 | 0 | 0 | 0 | 0 | 0
Transportation Pollutant Emissions Disaggregated[ships,NOx,passenger,electricity tf] | Transportation Pollutant Emissions Disaggregated | ships | NOx | passenger | electricity tf | 0 | 0 | 0 | 0 | 0 | 0 | 0 | 0 | 0 | 0 | 0 | 0 | 0 | 0 | 0 | 0 | 0 | 0 | 0 | 0 | 0 | 0 | 0 | 0 | 0 | 0 | 0 | 0 | 0 | 0 | 0
Transportation Pollutant Emissions Disaggregated[ships,NOx,passenger,natural gas tf] | Transportation Pollutant Emissions Disaggregated | ships | NOx | passenger | natural gas tf | 0 | 0 | 0 | 0 | 0 | 0 | 0 | 0 | 0 | 0 | 0 | 0 | 0 | 0 | 0 | 0 | 0 | 0 | 0 | 0 | 0 | 0 | 0 | 0 | 0 | 0 | 0 | 0 | 0 | 0 | 0
Transportation Pollutant Emissions Disaggregated[ships,NOx,passenger,petroleum gasoline tf] | Transportation Pollutant Emissions Disaggregated | ships | NOx | passenger | petroleum gasoline tf | 0 | 0 | 0 | 0 | 0 | 0 | 0 | 0 | 0 | 0 | 0 | 0 | 0 | 0 | 0 | 0 | 0 | 0 | 0 | 0 | 0 | 0 | 0 | 0 | 0 | 0 | 0 | 0 | 0 | 0 | 0
Transportation Pollutant Emissions Disaggregated[ships,NOx,passenger,petroleum diesel tf] | Transportation Pollutant Emissions Disaggregated | ships | NOx | passenger | petroleum diesel tf | 32588700000 | 32700800000 | 32814700000 | 32931300000 | 33381600000 | 33507700000 | 33970200000 | 34106100000 | 34243000000 | 34380800000 | 34519600000 | 34658300000 | 34797900000 | 34938600000 | 35426800000 | 35576900000 | 35728000000 | 35879000000 | 36030000000 | 35827900000 | 35973200000 | 36119600000 | 36265800000 | 36413100000 | 36561300000 | 36709500000 | 36857400000 | 37006400000 | 37156500000 | 37306300000 | 37266000000
Transportation Pollutant Emissions Disaggregated[ships,NOx,passenger,biofuel gasoline tf] | Transportation Pollutant Emissions Disaggregated | ships | NOx | passenger | biofuel gasoline tf | 0 | 0 | 0 | 0 | 0 | 0 | 0 | 0 | 0 | 0 | 0 | 0 | 0 | 0 | 0 | 0 | 0 | 0 | 0 | 0 | 0 | 0 | 0 | 0 | 0 | 0 | 0 | 0 | 0 | 0 | 0
Transportation Pollutant Emissions Disaggregated[ships,NOx,passenger,biofuel diesel tf] | Transportation Pollutant Emissions Disaggregated | ships | NOx | passenger | biofuel diesel tf | 0 | 0 | 0 | 0 | 0 | 0 | 0 | 0 | 0 | 0 | 0 | 0 | 0 | 0 | 0 | 0 | 0 | 0 | 0 | 0 | 0 | 0 | 0 | 0 | 0 | 0 | 0 | 0 | 0 | 0 | 0
Transportation Pollutant Emissions Disaggregated[ships,NOx,passenger,jet fuel tf] | Transportation Pollutant Emissions Disaggregated | ships | NOx | passenger | jet fuel tf | 0 | 0 | 0 | 0 | 0 | 0 | 0 | 0 | 0 | 0 | 0 | 0 | 0 | 0 | 0 | 0 | 0 | 0 | 0 | 0 | 0 | 0 | 0 | 0 | 0 | 0 | 0 | 0 | 0 | 0 | 0
Transportation Pollutant Emissions Disaggregated[ships,NOx,passenger,heavy or residual fuel oil tf] | Transportation Pollutant Emissions Disaggregated | ships | NOx | passenger | heavy or residual fuel oil tf | 0 | 0 | 0 | 0 | 0 | 0 | 0 | 0 | 0 | 0 | 0 | 0 | 0 | 0 | 0 | 0 | 0 | 0 | 0 | 0 | 0 | 0 | 0 | 0 | 0 | 0 | 0 | 0 | 0 | 0 | 0
Transportation Pollutant Emissions Disaggregated[ships,NOx,passenger,LPG propane or butane tf] | Transportation Pollutant Emissions Disaggregated | ships | NOx | passenger | LPG propane or butane tf | 0 | 0 | 0 | 0 | 0 | 0 | 0 | 0 | 0 | 0 | 0 | 0 | 0 | 0 | 0 | 0 | 0 | 0 | 0 | 0 | 0 | 0 | 0 | 0 | 0 | 0 | 0 | 0 | 0 | 0 | 0
Transportation Pollutant Emissions Disaggregated[ships,NOx,passenger,hydrogen tf] | Transportation Pollutant Emissions Disaggregated | ships | NOx | passenger | hydrogen tf | 0 | 0 | 0 | 0 | 0 | 0 | 0 | 0 | 0 | 0 | 0 | 0 | 0 | 0 | 0 | 0 | 0 | 0 | 0 | 0 | 0 | 0 | 0 | 0 | 0 | 0 | 0 | 0 | 0 | 0 | 0
Transportation Pollutant Emissions Disaggregated[ships,NOx,freight,electricity tf] | Transportation Pollutant Emissions Disaggregated | ships | NOx | freight | electricity tf | 0 | 0 | 0 | 0 | 0 | 0 | 0 | 0 | 0 | 0 | 0 | 0 | 0 | 0 | 0 | 0 | 0 | 0 | 0 | 0 | 0 | 0 | 0 | 0 | 0 | 0 | 0 | 0 | 0 | 0 | 0
Transportation Pollutant Emissions Disaggregated[ships,NOx,freight,natural gas tf] | Transportation Pollutant Emissions Disaggregated | ships | NOx | freight | natural gas tf | 0 | 0 | 0 | 0 | 0 | 0 | 0 | 0 | 0 | 0 | 0 | 0 | 0 | 0 | 0 | 0 | 0 | 0 | 0 | 0 | 0 | 0 | 0 | 0 | 0 | 0 | 0 | 0 | 0 | 0 | 0
Transportation Pollutant Emissions Disaggregated[ships,NOx,freight,petroleum gasoline tf] | Transportation Pollutant Emissions Disaggregated | ships | NOx | freight | petroleum gasoline tf | 0 | 0 | 0 | 0 | 0 | 0 | 0 | 0 | 0 | 0 | 0 | 0 | 0 | 0 | 0 | 0 | 0 | 0 | 0 | 0 | 0 | 0 | 0 | 0 | 0 | 0 | 0 | 0 | 0 | 0 | 0
Transportation Pollutant Emissions Disaggregated[ships,NOx,freight,petroleum diesel tf] | Transportation Pollutant Emissions Disaggregated | ships | NOx | freight | petroleum diesel tf | 38015500000 | 34974600000 | 38353200000 | 31150600000 | 31162700000 | 31668400000 | 35143700000 | 37396200000 | 42464300000 | 44172700000 | 41994200000 | 43438300000 | 45085300000 | 47067500000 | 48640500000 | 50812700000 | 57073100000 | 59624600000 | 62986800000 | 65901700000 | 69291800000 | 69749900000 | 75189700000 | 77809000000 | 83029600000 | 82886800000 | 89463600000 | 92848900000 | 95904200000 | 99753200000 | 102943000000
Transportation Pollutant Emissions Disaggregated[ships,NOx,freight,biofuel gasoline tf] | Transportation Pollutant Emissions Disaggregated | ships | NOx | freight | biofuel gasoline tf | 0 | 0 | 0 | 0 | 0 | 0 | 0 | 0 | 0 | 0 | 0 | 0 | 0 | 0 | 0 | 0 | 0 | 0 | 0 | 0 | 0 | 0 | 0 | 0 | 0 | 0 | 0 | 0 | 0 | 0 | 0
Transportation Pollutant Emissions Disaggregated[ships,NOx,freight,biofuel diesel tf] | Transportation Pollutant Emissions Disaggregated | ships | NOx | freight | biofuel diesel tf | 0 | 0 | 0 | 0 | 0 | 0 | 0 | 0 | 0 | 0 | 0 | 0 | 0 | 0 | 0 | 0 | 0 | 0 | 0 | 0 | 0 | 0 | 0 | 0 | 0 | 0 | 0 | 0 | 0 | 0 | 0
Transportation Pollutant Emissions Disaggregated[ships,NOx,freight,jet fuel tf] | Transportation Pollutant Emissions Disaggregated | ships | NOx | freight | jet fuel tf | 0 | 0 | 0 | 0 | 0 | 0 | 0 | 0 | 0 | 0 | 0 | 0 | 0 | 0 | 0 | 0 | 0 | 0 | 0 | 0 | 0 | 0 | 0 | 0 | 0 | 0 | 0 | 0 | 0 | 0 | 0
Transportation Pollutant Emissions Disaggregated[ships,NOx,freight,heavy or residual fuel oil tf] | Transportation Pollutant Emissions Disaggregated | ships | NOx | freight | heavy or residual fuel oil tf | 33098000000 | 39115200000 | 39467600000 | 49770900000 | 52933500000 | 55648900000 | 56150200000 | 57962500000 | 57037000000 | 59588500000 | 66114700000 | 68304200000 | 71104600000 | 73649900000 | 75964700000 | 78518500000 | 77084800000 | 80297300000 | 82018900000 | 85087600000 | 86987200000 | 91913800000 | 92680700000 | 95619600000 | 96847300000 | 102751000000 | 102827000000 | 105395000000 | 108371000000 | 111488000000 | 113810000000
Transportation Pollutant Emissions Disaggregated[ships,NOx,freight,LPG propane or butane tf] | Transportation Pollutant Emissions Disaggregated | ships | NOx | freight | LPG propane or butane tf | 0 | 0 | 0 | 0 | 0 | 0 | 0 | 0 | 0 | 0 | 0 | 0 | 0 | 0 | 0 | 0 | 0 | 0 | 0 | 0 | 0 | 0 | 0 | 0 | 0 | 0 | 0 | 0 | 0 | 0 | 0
Transportation Pollutant Emissions Disaggregated[ships,NOx,freight,hydrogen tf] | Transportation Pollutant Emissions Disaggregated | ships | NOx | freight | hydrogen tf | 0 | 0 | 0 | 0 | 0 | 0 | 0 | 0 | 0 | 0 | 0 | 0 | 0 | 0 | 0 | 0 | 0 | 0 | 0 | 0 | 0 | 0 | 0 | 0 | 0 | 0 | 0 | 0 | 0 | 0 | 0
Transportation Pollutant Emissions Disaggregated[ships,PM10,passenger,electricity tf] | Transportation Pollutant Emissions Disaggregated | ships | PM10 | passenger | electricity tf | 0 | 0 | 0 | 0 | 0 | 0 | 0 | 0 | 0 | 0 | 0 | 0 | 0 | 0 | 0 | 0 | 0 | 0 | 0 | 0 | 0 | 0 | 0 | 0 | 0 | 0 | 0 | 0 | 0 | 0 | 0
Transportation Pollutant Emissions Disaggregated[ships,PM10,passenger,natural gas tf] | Transportation Pollutant Emissions Disaggregated | ships | PM10 | passenger | natural gas tf | 0 | 0 | 0 | 0 | 0 | 0 | 0 | 0 | 0 | 0 | 0 | 0 | 0 | 0 | 0 | 0 | 0 | 0 | 0 | 0 | 0 | 0 | 0 | 0 | 0 | 0 | 0 | 0 | 0 | 0 | 0
Transportation Pollutant Emissions Disaggregated[ships,PM10,passenger,petroleum gasoline tf] | Transportation Pollutant Emissions Disaggregated | ships | PM10 | passenger | petroleum gasoline tf | 0 | 0 | 0 | 0 | 0 | 0 | 0 | 0 | 0 | 0 | 0 | 0 | 0 | 0 | 0 | 0 | 0 | 0 | 0 | 0 | 0 | 0 | 0 | 0 | 0 | 0 | 0 | 0 | 0 | 0 | 0
Transportation Pollutant Emissions Disaggregated[ships,PM10,passenger,petroleum diesel tf] | Transportation Pollutant Emissions Disaggregated | ships | PM10 | passenger | petroleum diesel tf | 2832060000 | 2841810000 | 2851700000 | 2861840000 | 2900970000 | 2911930000 | 2952120000 | 2963930000 | 2975830000 | 2987810000 | 2999870000 | 3011920000 | 3024060000 | 3036280000 | 3078710000 | 3091750000 | 3104880000 | 3118010000 | 3131120000 | 3113560000 | 3126190000 | 3138910000 | 3151620000 | 3164410000 | 3177300000 | 3190180000 | 3203030000 | 3215980000 | 3229020000 | 3242040000 | 3238530000
Transportation Pollutant Emissions Disaggregated[ships,PM10,passenger,biofuel gasoline tf] | Transportation Pollutant Emissions Disaggregated | ships | PM10 | passenger | biofuel gasoline tf | 0 | 0 | 0 | 0 | 0 | 0 | 0 | 0 | 0 | 0 | 0 | 0 | 0 | 0 | 0 | 0 | 0 | 0 | 0 | 0 | 0 | 0 | 0 | 0 | 0 | 0 | 0 | 0 | 0 | 0 | 0
Transportation Pollutant Emissions Disaggregated[ships,PM10,passenger,biofuel diesel tf] | Transportation Pollutant Emissions Disaggregated | ships | PM10 | passenger | biofuel diesel tf | 0 | 0 | 0 | 0 | 0 | 0 | 0 | 0 | 0 | 0 | 0 | 0 | 0 | 0 | 0 | 0 | 0 | 0 | 0 | 0 | 0 | 0 | 0 | 0 | 0 | 0 | 0 | 0 | 0 | 0 | 0
Transportation Pollutant Emissions Disaggregated[ships,PM10,passenger,jet fuel tf] | Transportation Pollutant Emissions Disaggregated | ships | PM10 | passenger | jet fuel tf | 0 | 0 | 0 | 0 | 0 | 0 | 0 | 0 | 0 | 0 | 0 | 0 | 0 | 0 | 0 | 0 | 0 | 0 | 0 | 0 | 0 | 0 | 0 | 0 | 0 | 0 | 0 | 0 | 0 | 0 | 0
Transportation Pollutant Emissions Disaggregated[ships,PM10,passenger,heavy or residual fuel oil tf] | Transportation Pollutant Emissions Disaggregated | ships | PM10 | passenger | heavy or residual fuel oil tf | 0 | 0 | 0 | 0 | 0 | 0 | 0 | 0 | 0 | 0 | 0 | 0 | 0 | 0 | 0 | 0 | 0 | 0 | 0 | 0 | 0 | 0 | 0 | 0 | 0 | 0 | 0 | 0 | 0 | 0 | 0
Transportation Pollutant Emissions Disaggregated[ships,PM10,passenger,LPG propane or butane tf] | Transportation Pollutant Emissions Disaggregated | ships | PM10 | passenger | LPG propane or butane tf | 0 | 0 | 0 | 0 | 0 | 0 | 0 | 0 | 0 | 0 | 0 | 0 | 0 | 0 | 0 | 0 | 0 | 0 | 0 | 0 | 0 | 0 | 0 | 0 | 0 | 0 | 0 | 0 | 0 | 0 | 0
Transportation Pollutant Emissions Disaggregated[ships,PM10,passenger,hydrogen tf] | Transportation Pollutant Emissions Disaggregated | ships | PM10 | passenger | hydrogen tf | 0 | 0 | 0 | 0 | 0 | 0 | 0 | 0 | 0 | 0 | 0 | 0 | 0 | 0 | 0 | 0 | 0 | 0 | 0 | 0 | 0 | 0 | 0 | 0 | 0 | 0 | 0 | 0 | 0 | 0 | 0
Transportation Pollutant Emissions Disaggregated[ships,PM10,freight,electricity tf] | Transportation Pollutant Emissions Disaggregated | ships | PM10 | freight | electricity tf | 0 | 0 | 0 | 0 | 0 | 0 | 0 | 0 | 0 | 0 | 0 | 0 | 0 | 0 | 0 | 0 | 0 | 0 | 0 | 0 | 0 | 0 | 0 | 0 | 0 | 0 | 0 | 0 | 0 | 0 | 0
Transportation Pollutant Emissions Disaggregated[ships,PM10,freight,natural gas tf] | Transportation Pollutant Emissions Disaggregated | ships | PM10 | freight | natural gas tf | 0 | 0 | 0 | 0 | 0 | 0 | 0 | 0 | 0 | 0 | 0 | 0 | 0 | 0 | 0 | 0 | 0 | 0 | 0 | 0 | 0 | 0 | 0 | 0 | 0 | 0 | 0 | 0 | 0 | 0 | 0
Transportation Pollutant Emissions Disaggregated[ships,PM10,freight,petroleum gasoline tf] | Transportation Pollutant Emissions Disaggregated | ships | PM10 | freight | petroleum gasoline tf | 0 | 0 | 0 | 0 | 0 | 0 | 0 | 0 | 0 | 0 | 0 | 0 | 0 | 0 | 0 | 0 | 0 | 0 | 0 | 0 | 0 | 0 | 0 | 0 | 0 | 0 | 0 | 0 | 0 | 0 | 0
Transportation Pollutant Emissions Disaggregated[ships,PM10,freight,petroleum diesel tf] | Transportation Pollutant Emissions Disaggregated | ships | PM10 | freight | petroleum diesel tf | 3303670000 | 3039410000 | 3333020000 | 2707090000 | 2708140000 | 2752090000 | 3054100000 | 3249850000 | 3690280000 | 3838750000 | 3649440000 | 3774930000 | 3918060000 | 4090320000 | 4227020000 | 4415790000 | 4959840000 | 5181580000 | 5473760000 | 5727080000 | 6021680000 | 6061500000 | 6534240000 | 6761860000 | 7215550000 | 7203130000 | 7774680000 | 8068870000 | 8334390000 | 8668880000 | 8946110000
Transportation Pollutant Emissions Disaggregated[ships,PM10,freight,biofuel gasoline tf] | Transportation Pollutant Emissions Disaggregated | ships | PM10 | freight | biofuel gasoline tf | 0 | 0 | 0 | 0 | 0 | 0 | 0 | 0 | 0 | 0 | 0 | 0 | 0 | 0 | 0 | 0 | 0 | 0 | 0 | 0 | 0 | 0 | 0 | 0 | 0 | 0 | 0 | 0 | 0 | 0 | 0
Transportation Pollutant Emissions Disaggregated[ships,PM10,freight,biofuel diesel tf] | Transportation Pollutant Emissions Disaggregated | ships | PM10 | freight | biofuel diesel tf | 0 | 0 | 0 | 0 | 0 | 0 | 0 | 0 | 0 | 0 | 0 | 0 | 0 | 0 | 0 | 0 | 0 | 0 | 0 | 0 | 0 | 0 | 0 | 0 | 0 | 0 | 0 | 0 | 0 | 0 | 0
Transportation Pollutant Emissions Disaggregated[ships,PM10,freight,jet fuel tf] | Transportation Pollutant Emissions Disaggregated | ships | PM10 | freight | jet fuel tf | 0 | 0 | 0 | 0 | 0 | 0 | 0 | 0 | 0 | 0 | 0 | 0 | 0 | 0 | 0 | 0 | 0 | 0 | 0 | 0 | 0 | 0 | 0 | 0 | 0 | 0 | 0 | 0 | 0 | 0 | 0
Transportation Pollutant Emissions Disaggregated[ships,PM10,freight,heavy or residual fuel oil tf] | Transportation Pollutant Emissions Disaggregated | ships | PM10 | freight | heavy or residual fuel oil tf | 2876320000 | 3399240000 | 3429860000 | 4325260000 | 4600100000 | 4836070000 | 4879640000 | 5037130000 | 4956710000 | 5178430000 | 5745580000 | 5935860000 | 6179220000 | 6400420000 | 6601580000 | 6823520000 | 6698920000 | 6978100000 | 7127720000 | 7394390000 | 7559470000 | 7987610000 | 8054260000 | 8309660000 | 8416350000 | 8929370000 | 8936010000 | 9159200000 | 9417780000 | 9688690000 | 9890450000
Transportation Pollutant Emissions Disaggregated[ships,PM10,freight,LPG propane or butane tf] | Transportation Pollutant Emissions Disaggregated | ships | PM10 | freight | LPG propane or butane tf | 0 | 0 | 0 | 0 | 0 | 0 | 0 | 0 | 0 | 0 | 0 | 0 | 0 | 0 | 0 | 0 | 0 | 0 | 0 | 0 | 0 | 0 | 0 | 0 | 0 | 0 | 0 | 0 | 0 | 0 | 0
Transportation Pollutant Emissions Disaggregated[ships,PM10,freight,hydrogen tf] | Transportation Pollutant Emissions Disaggregated | ships | PM10 | freight | hydrogen tf | 0 | 0 | 0 | 0 | 0 | 0 | 0 | 0 | 0 | 0 | 0 | 0 | 0 | 0 | 0 | 0 | 0 | 0 | 0 | 0 | 0 | 0 | 0 | 0 | 0 | 0 | 0 | 0 | 0 | 0 | 0
Transportation Pollutant Emissions Disaggregated[ships,PM25,passenger,electricity tf] | Transportation Pollutant Emissions Disaggregated | ships | PM25 | passenger | electricity tf | 0 | 0 | 0 | 0 | 0 | 0 | 0 | 0 | 0 | 0 | 0 | 0 | 0 | 0 | 0 | 0 | 0 | 0 | 0 | 0 | 0 | 0 | 0 | 0 | 0 | 0 | 0 | 0 | 0 | 0 | 0
Transportation Pollutant Emissions Disaggregated[ships,PM25,passenger,natural gas tf] | Transportation Pollutant Emissions Disaggregated | ships | PM25 | passenger | natural gas tf | 0 | 0 | 0 | 0 | 0 | 0 | 0 | 0 | 0 | 0 | 0 | 0 | 0 | 0 | 0 | 0 | 0 | 0 | 0 | 0 | 0 | 0 | 0 | 0 | 0 | 0 | 0 | 0 | 0 | 0 | 0
Transportation Pollutant Emissions Disaggregated[ships,PM25,passenger,petroleum gasoline tf] | Transportation Pollutant Emissions Disaggregated | ships | PM25 | passenger | petroleum gasoline tf | 0 | 0 | 0 | 0 | 0 | 0 | 0 | 0 | 0 | 0 | 0 | 0 | 0 | 0 | 0 | 0 | 0 | 0 | 0 | 0 | 0 | 0 | 0 | 0 | 0 | 0 | 0 | 0 | 0 | 0 | 0
Transportation Pollutant Emissions Disaggregated[ships,PM25,passenger,petroleum diesel tf] | Transportation Pollutant Emissions Disaggregated | ships | PM25 | passenger | petroleum diesel tf | 2606060000 | 2615030000 | 2624140000 | 2633470000 | 2669470000 | 2679560000 | 2716540000 | 2727410000 | 2738360000 | 2749380000 | 2760480000 | 2771570000 | 2782730000 | 2793980000 | 2833030000 | 2845030000 | 2857110000 | 2869190000 | 2881260000 | 2865090000 | 2876720000 | 2888420000 | 2900120000 | 2911890000 | 2923750000 | 2935600000 | 2947430000 | 2959340000 | 2971340000 | 2983320000 | 2980100000
Transportation Pollutant Emissions Disaggregated[ships,PM25,passenger,biofuel gasoline tf] | Transportation Pollutant Emissions Disaggregated | ships | PM25 | passenger | biofuel gasoline tf | 0 | 0 | 0 | 0 | 0 | 0 | 0 | 0 | 0 | 0 | 0 | 0 | 0 | 0 | 0 | 0 | 0 | 0 | 0 | 0 | 0 | 0 | 0 | 0 | 0 | 0 | 0 | 0 | 0 | 0 | 0
Transportation Pollutant Emissions Disaggregated[ships,PM25,passenger,biofuel diesel tf] | Transportation Pollutant Emissions Disaggregated | ships | PM25 | passenger | biofuel diesel tf | 0 | 0 | 0 | 0 | 0 | 0 | 0 | 0 | 0 | 0 | 0 | 0 | 0 | 0 | 0 | 0 | 0 | 0 | 0 | 0 | 0 | 0 | 0 | 0 | 0 | 0 | 0 | 0 | 0 | 0 | 0
Transportation Pollutant Emissions Disaggregated[ships,PM25,passenger,jet fuel tf] | Transportation Pollutant Emissions Disaggregated | ships | PM25 | passenger | jet fuel tf | 0 | 0 | 0 | 0 | 0 | 0 | 0 | 0 | 0 | 0 | 0 | 0 | 0 | 0 | 0 | 0 | 0 | 0 | 0 | 0 | 0 | 0 | 0 | 0 | 0 | 0 | 0 | 0 | 0 | 0 | 0
Transportation Pollutant Emissions Disaggregated[ships,PM25,passenger,heavy or residual fuel oil tf] | Transportation Pollutant Emissions Disaggregated | ships | PM25 | passenger | heavy or residual fuel oil tf | 0 | 0 | 0 | 0 | 0 | 0 | 0 | 0 | 0 | 0 | 0 | 0 | 0 | 0 | 0 | 0 | 0 | 0 | 0 | 0 | 0 | 0 | 0 | 0 | 0 | 0 | 0 | 0 | 0 | 0 | 0
Transportation Pollutant Emissions Disaggregated[ships,PM25,passenger,LPG propane or butane tf] | Transportation Pollutant Emissions Disaggregated | ships | PM25 | passenger | LPG propane or butane tf | 0 | 0 | 0 | 0 | 0 | 0 | 0 | 0 | 0 | 0 | 0 | 0 | 0 | 0 | 0 | 0 | 0 | 0 | 0 | 0 | 0 | 0 | 0 | 0 | 0 | 0 | 0 | 0 | 0 | 0 | 0
Transportation Pollutant Emissions Disaggregated[ships,PM25,passenger,hydrogen tf] | Transportation Pollutant Emissions Disaggregated | ships | PM25 | passenger | hydrogen tf | 0 | 0 | 0 | 0 | 0 | 0 | 0 | 0 | 0 | 0 | 0 | 0 | 0 | 0 | 0 | 0 | 0 | 0 | 0 | 0 | 0 | 0 | 0 | 0 | 0 | 0 | 0 | 0 | 0 | 0 | 0
Transportation Pollutant Emissions Disaggregated[ships,PM25,freight,electricity tf] | Transportation Pollutant Emissions Disaggregated | ships | PM25 | freight | electricity tf | 0 | 0 | 0 | 0 | 0 | 0 | 0 | 0 | 0 | 0 | 0 | 0 | 0 | 0 | 0 | 0 | 0 | 0 | 0 | 0 | 0 | 0 | 0 | 0 | 0 | 0 | 0 | 0 | 0 | 0 | 0
Transportation Pollutant Emissions Disaggregated[ships,PM25,freight,natural gas tf] | Transportation Pollutant Emissions Disaggregated | ships | PM25 | freight | natural gas tf | 0 | 0 | 0 | 0 | 0 | 0 | 0 | 0 | 0 | 0 | 0 | 0 | 0 | 0 | 0 | 0 | 0 | 0 | 0 | 0 | 0 | 0 | 0 | 0 | 0 | 0 | 0 | 0 | 0 | 0 | 0
Transportation Pollutant Emissions Disaggregated[ships,PM25,freight,petroleum gasoline tf] | Transportation Pollutant Emissions Disaggregated | ships | PM25 | freight | petroleum gasoline tf | 0 | 0 | 0 | 0 | 0 | 0 | 0 | 0 | 0 | 0 | 0 | 0 | 0 | 0 | 0 | 0 | 0 | 0 | 0 | 0 | 0 | 0 | 0 | 0 | 0 | 0 | 0 | 0 | 0 | 0 | 0
Transportation Pollutant Emissions Disaggregated[ships,PM25,freight,petroleum diesel tf] | Transportation Pollutant Emissions Disaggregated | ships | PM25 | freight | petroleum diesel tf | 3040040000 | 2796860000 | 3067050000 | 2491060000 | 2492030000 | 2532470000 | 2810380000 | 2990510000 | 3395800000 | 3532420000 | 3358210000 | 3473690000 | 3605400000 | 3763910000 | 3889700000 | 4063410000 | 4564040000 | 4768080000 | 5036950000 | 5270050000 | 5541150000 | 5577790000 | 6012800000 | 6222260000 | 6639740000 | 6628320000 | 7154260000 | 7424970000 | 7669310000 | 7977100000 | 8232200000
Transportation Pollutant Emissions Disaggregated[ships,PM25,freight,biofuel gasoline tf] | Transportation Pollutant Emissions Disaggregated | ships | PM25 | freight | biofuel gasoline tf | 0 | 0 | 0 | 0 | 0 | 0 | 0 | 0 | 0 | 0 | 0 | 0 | 0 | 0 | 0 | 0 | 0 | 0 | 0 | 0 | 0 | 0 | 0 | 0 | 0 | 0 | 0 | 0 | 0 | 0 | 0
Transportation Pollutant Emissions Disaggregated[ships,PM25,freight,biofuel diesel tf] | Transportation Pollutant Emissions Disaggregated | ships | PM25 | freight | biofuel diesel tf | 0 | 0 | 0 | 0 | 0 | 0 | 0 | 0 | 0 | 0 | 0 | 0 | 0 | 0 | 0 | 0 | 0 | 0 | 0 | 0 | 0 | 0 | 0 | 0 | 0 | 0 | 0 | 0 | 0 | 0 | 0
Transportation Pollutant Emissions Disaggregated[ships,PM25,freight,jet fuel tf] | Transportation Pollutant Emissions Disaggregated | ships | PM25 | freight | jet fuel tf | 0 | 0 | 0 | 0 | 0 | 0 | 0 | 0 | 0 | 0 | 0 | 0 | 0 | 0 | 0 | 0 | 0 | 0 | 0 | 0 | 0 | 0 | 0 | 0 | 0 | 0 | 0 | 0 | 0 | 0 | 0
Transportation Pollutant Emissions Disaggregated[ships,PM25,freight,heavy or residual fuel oil tf] | Transportation Pollutant Emissions Disaggregated | ships | PM25 | freight | heavy or residual fuel oil tf | 2646790000 | 3127980000 | 3156160000 | 3980100000 | 4233010000 | 4450150000 | 4490240000 | 4635170000 | 4561160000 | 4765190000 | 5287080000 | 5462170000 | 5686120000 | 5889660000 | 6074770000 | 6279000000 | 6164340000 | 6421240000 | 6558920000 | 6804320000 | 6956220000 | 7350200000 | 7411530000 | 7646540000 | 7744720000 | 8216800000 | 8222910000 | 8428300000 | 8666230000 | 8915530000 | 9101180000
Transportation Pollutant Emissions Disaggregated[ships,PM25,freight,LPG propane or butane tf] | Transportation Pollutant Emissions Disaggregated | ships | PM25 | freight | LPG propane or butane tf | 0 | 0 | 0 | 0 | 0 | 0 | 0 | 0 | 0 | 0 | 0 | 0 | 0 | 0 | 0 | 0 | 0 | 0 | 0 | 0 | 0 | 0 | 0 | 0 | 0 | 0 | 0 | 0 | 0 | 0 | 0
Transportation Pollutant Emissions Disaggregated[ships,PM25,freight,hydrogen tf] | Transportation Pollutant Emissions Disaggregated | ships | PM25 | freight | hydrogen tf | 0 | 0 | 0 | 0 | 0 | 0 | 0 | 0 | 0 | 0 | 0 | 0 | 0 | 0 | 0 | 0 | 0 | 0 | 0 | 0 | 0 | 0 | 0 | 0 | 0 | 0 | 0 | 0 | 0 | 0 | 0
Transportation Pollutant Emissions Disaggregated[ships,SOx,passenger,electricity tf] | Transportation Pollutant Emissions Disaggregated | ships | SOx | passenger | electricity tf | 0 | 0 | 0 | 0 | 0 | 0 | 0 | 0 | 0 | 0 | 0 | 0 | 0 | 0 | 0 | 0 | 0 | 0 | 0 | 0 | 0 | 0 | 0 | 0 | 0 | 0 | 0 | 0 | 0 | 0 | 0
Transportation Pollutant Emissions Disaggregated[ships,SOx,passenger,natural gas tf] | Transportation Pollutant Emissions Disaggregated | ships | SOx | passenger | natural gas tf | 0 | 0 | 0 | 0 | 0 | 0 | 0 | 0 | 0 | 0 | 0 | 0 | 0 | 0 | 0 | 0 | 0 | 0 | 0 | 0 | 0 | 0 | 0 | 0 | 0 | 0 | 0 | 0 | 0 | 0 | 0
Transportation Pollutant Emissions Disaggregated[ships,SOx,passenger,petroleum gasoline tf] | Transportation Pollutant Emissions Disaggregated | ships | SOx | passenger | petroleum gasoline tf | 0 | 0 | 0 | 0 | 0 | 0 | 0 | 0 | 0 | 0 | 0 | 0 | 0 | 0 | 0 | 0 | 0 | 0 | 0 | 0 | 0 | 0 | 0 | 0 | 0 | 0 | 0 | 0 | 0 | 0 | 0
Transportation Pollutant Emissions Disaggregated[ships,SOx,passenger,petroleum diesel tf] | Transportation Pollutant Emissions Disaggregated | ships | SOx | passenger | petroleum diesel tf | 8474380 | 8503540 | 8533150 | 8563480 | 8680570 | 8713360 | 8833620 | 8868970 | 8904570 | 8940410 | 8976500 | 9012560 | 9048880 | 9085440 | 9212410 | 9251440 | 9290740 | 9330010 | 9369250 | 9316690 | 9354490 | 9392560 | 9430580 | 9468870 | 9507430 | 9545950 | 9584430 | 9623170 | 9662190 | 9701150 | 9690660
Transportation Pollutant Emissions Disaggregated[ships,SOx,passenger,biofuel gasoline tf] | Transportation Pollutant Emissions Disaggregated | ships | SOx | passenger | biofuel gasoline tf | 0 | 0 | 0 | 0 | 0 | 0 | 0 | 0 | 0 | 0 | 0 | 0 | 0 | 0 | 0 | 0 | 0 | 0 | 0 | 0 | 0 | 0 | 0 | 0 | 0 | 0 | 0 | 0 | 0 | 0 | 0
Transportation Pollutant Emissions Disaggregated[ships,SOx,passenger,biofuel diesel tf] | Transportation Pollutant Emissions Disaggregated | ships | SOx | passenger | biofuel diesel tf | 0 | 0 | 0 | 0 | 0 | 0 | 0 | 0 | 0 | 0 | 0 | 0 | 0 | 0 | 0 | 0 | 0 | 0 | 0 | 0 | 0 | 0 | 0 | 0 | 0 | 0 | 0 | 0 | 0 | 0 | 0
Transportation Pollutant Emissions Disaggregated[ships,SOx,passenger,jet fuel tf] | Transportation Pollutant Emissions Disaggregated | ships | SOx | passenger | jet fuel tf | 0 | 0 | 0 | 0 | 0 | 0 | 0 | 0 | 0 | 0 | 0 | 0 | 0 | 0 | 0 | 0 | 0 | 0 | 0 | 0 | 0 | 0 | 0 | 0 | 0 | 0 | 0 | 0 | 0 | 0 | 0
Transportation Pollutant Emissions Disaggregated[ships,SOx,passenger,heavy or residual fuel oil tf] | Transportation Pollutant Emissions Disaggregated | ships | SOx | passenger | heavy or residual fuel oil tf | 0 | 0 | 0 | 0 | 0 | 0 | 0 | 0 | 0 | 0 | 0 | 0 | 0 | 0 | 0 | 0 | 0 | 0 | 0 | 0 | 0 | 0 | 0 | 0 | 0 | 0 | 0 | 0 | 0 | 0 | 0
Transportation Pollutant Emissions Disaggregated[ships,SOx,passenger,LPG propane or butane tf] | Transportation Pollutant Emissions Disaggregated | ships | SOx | passenger | LPG propane or butane tf | 0 | 0 | 0 | 0 | 0 | 0 | 0 | 0 | 0 | 0 | 0 | 0 | 0 | 0 | 0 | 0 | 0 | 0 | 0 | 0 | 0 | 0 | 0 | 0 | 0 | 0 | 0 | 0 | 0 | 0 | 0
Transportation Pollutant Emissions Disaggregated[ships,SOx,passenger,hydrogen tf] | Transportation Pollutant Emissions Disaggregated | ships | SOx | passenger | hydrogen tf | 0 | 0 | 0 | 0 | 0 | 0 | 0 | 0 | 0 | 0 | 0 | 0 | 0 | 0 | 0 | 0 | 0 | 0 | 0 | 0 | 0 | 0 | 0 | 0 | 0 | 0 | 0 | 0 | 0 | 0 | 0
Transportation Pollutant Emissions Disaggregated[ships,SOx,freight,electricity tf] | Transportation Pollutant Emissions Disaggregated | ships | SOx | freight | electricity tf | 0 | 0 | 0 | 0 | 0 | 0 | 0 | 0 | 0 | 0 | 0 | 0 | 0 | 0 | 0 | 0 | 0 | 0 | 0 | 0 | 0 | 0 | 0 | 0 | 0 | 0 | 0 | 0 | 0 | 0 | 0
Transportation Pollutant Emissions Disaggregated[ships,SOx,freight,natural gas tf] | Transportation Pollutant Emissions Disaggregated | ships | SOx | freight | natural gas tf | 0 | 0 | 0 | 0 | 0 | 0 | 0 | 0 | 0 | 0 | 0 | 0 | 0 | 0 | 0 | 0 | 0 | 0 | 0 | 0 | 0 | 0 | 0 | 0 | 0 | 0 | 0 | 0 | 0 | 0 | 0
Transportation Pollutant Emissions Disaggregated[ships,SOx,freight,petroleum gasoline tf] | Transportation Pollutant Emissions Disaggregated | ships | SOx | freight | petroleum gasoline tf | 0 | 0 | 0 | 0 | 0 | 0 | 0 | 0 | 0 | 0 | 0 | 0 | 0 | 0 | 0 | 0 | 0 | 0 | 0 | 0 | 0 | 0 | 0 | 0 | 0 | 0 | 0 | 0 | 0 | 0 | 0
Transportation Pollutant Emissions Disaggregated[ships,SOx,freight,petroleum diesel tf] | Transportation Pollutant Emissions Disaggregated | ships | SOx | freight | petroleum diesel tf | 9885570 | 9094810 | 9973400 | 8100420 | 8103580 | 8235080 | 9138780 | 9724530 | 11042400 | 11486700 | 10920200 | 11295700 | 11724000 | 12239500 | 12648500 | 13213400 | 14841300 | 15504800 | 16379100 | 17137100 | 18018700 | 18137800 | 19552400 | 20233500 | 21591100 | 21553900 | 23264200 | 24144500 | 24939000 | 25939900 | 26769400
Transportation Pollutant Emissions Disaggregated[ships,SOx,freight,biofuel gasoline tf] | Transportation Pollutant Emissions Disaggregated | ships | SOx | freight | biofuel gasoline tf | 0 | 0 | 0 | 0 | 0 | 0 | 0 | 0 | 0 | 0 | 0 | 0 | 0 | 0 | 0 | 0 | 0 | 0 | 0 | 0 | 0 | 0 | 0 | 0 | 0 | 0 | 0 | 0 | 0 | 0 | 0
Transportation Pollutant Emissions Disaggregated[ships,SOx,freight,biofuel diesel tf] | Transportation Pollutant Emissions Disaggregated | ships | SOx | freight | biofuel diesel tf | 0 | 0 | 0 | 0 | 0 | 0 | 0 | 0 | 0 | 0 | 0 | 0 | 0 | 0 | 0 | 0 | 0 | 0 | 0 | 0 | 0 | 0 | 0 | 0 | 0 | 0 | 0 | 0 | 0 | 0 | 0
Transportation Pollutant Emissions Disaggregated[ships,SOx,freight,jet fuel tf] | Transportation Pollutant Emissions Disaggregated | ships | SOx | freight | jet fuel tf | 0 | 0 | 0 | 0 | 0 | 0 | 0 | 0 | 0 | 0 | 0 | 0 | 0 | 0 | 0 | 0 | 0 | 0 | 0 | 0 | 0 | 0 | 0 | 0 | 0 | 0 | 0 | 0 | 0 | 0 | 0
Transportation Pollutant Emissions Disaggregated[ships,SOx,freight,heavy or residual fuel oil tf] | Transportation Pollutant Emissions Disaggregated | ships | SOx | freight | heavy or residual fuel oil tf | 22913000000 | 27078600000 | 27322500000 | 34455300000 | 36644700000 | 38524500000 | 38871500000 | 40126100000 | 39485400000 | 41251700000 | 45769700000 | 47285400000 | 49224100000 | 50986100000 | 52588600000 | 54356600000 | 53364000000 | 55588000000 | 56779800000 | 58904200000 | 60219200000 | 63629800000 | 64160800000 | 66195200000 | 67045200000 | 71131900000 | 71184800000 | 72962800000 | 75022600000 | 77180700000 | 78787900000
Transportation Pollutant Emissions Disaggregated[ships,SOx,freight,LPG propane or butane tf] | Transportation Pollutant Emissions Disaggregated | ships | SOx | freight | LPG propane or butane tf | 0 | 0 | 0 | 0 | 0 | 0 | 0 | 0 | 0 | 0 | 0 | 0 | 0 | 0 | 0 | 0 | 0 | 0 | 0 | 0 | 0 | 0 | 0 | 0 | 0 | 0 | 0 | 0 | 0 | 0 | 0
Transportation Pollutant Emissions Disaggregated[ships,SOx,freight,hydrogen tf] | Transportation Pollutant Emissions Disaggregated | ships | SOx | freight | hydrogen tf | 0 | 0 | 0 | 0 | 0 | 0 | 0 | 0 | 0 | 0 | 0 | 0 | 0 | 0 | 0 | 0 | 0 | 0 | 0 | 0 | 0 | 0 | 0 | 0 | 0 | 0 | 0 | 0 | 0 | 0 | 0
Transportation Pollutant Emissions Disaggregated[ships,BC,passenger,electricity tf] | Transportation Pollutant Emissions Disaggregated | ships | BC | passenger | electricity tf | 0 | 0 | 0 | 0 | 0 | 0 | 0 | 0 | 0 | 0 | 0 | 0 | 0 | 0 | 0 | 0 | 0 | 0 | 0 | 0 | 0 | 0 | 0 | 0 | 0 | 0 | 0 | 0 | 0 | 0 | 0
Transportation Pollutant Emissions Disaggregated[ships,BC,passenger,natural gas tf] | Transportation Pollutant Emissions Disaggregated | ships | BC | passenger | natural gas tf | 0 | 0 | 0 | 0 | 0 | 0 | 0 | 0 | 0 | 0 | 0 | 0 | 0 | 0 | 0 | 0 | 0 | 0 | 0 | 0 | 0 | 0 | 0 | 0 | 0 | 0 | 0 | 0 | 0 | 0 | 0
Transportation Pollutant Emissions Disaggregated[ships,BC,passenger,petroleum gasoline tf] | Transportation Pollutant Emissions Disaggregated | ships | BC | passenger | petroleum gasoline tf | 0 | 0 | 0 | 0 | 0 | 0 | 0 | 0 | 0 | 0 | 0 | 0 | 0 | 0 | 0 | 0 | 0 | 0 | 0 | 0 | 0 | 0 | 0 | 0 | 0 | 0 | 0 | 0 | 0 | 0 | 0
Transportation Pollutant Emissions Disaggregated[ships,BC,passenger,petroleum diesel tf] | Transportation Pollutant Emissions Disaggregated | ships | BC | passenger | petroleum diesel tf | 390908000 | 392253000 | 393619000 | 395018000 | 400419000 | 401932000 | 407479000 | 409110000 | 410752000 | 412405000 | 414070000 | 415733000 | 417408000 | 419095000 | 424952000 | 426752000 | 428565000 | 430376000 | 432187000 | 429762000 | 431506000 | 433262000 | 435016000 | 436782000 | 438561000 | 440338000 | 442112000 | 443900000 | 445699000 | 447497000 | 447013000
Transportation Pollutant Emissions Disaggregated[ships,BC,passenger,biofuel gasoline tf] | Transportation Pollutant Emissions Disaggregated | ships | BC | passenger | biofuel gasoline tf | 0 | 0 | 0 | 0 | 0 | 0 | 0 | 0 | 0 | 0 | 0 | 0 | 0 | 0 | 0 | 0 | 0 | 0 | 0 | 0 | 0 | 0 | 0 | 0 | 0 | 0 | 0 | 0 | 0 | 0 | 0
Transportation Pollutant Emissions Disaggregated[ships,BC,passenger,biofuel diesel tf] | Transportation Pollutant Emissions Disaggregated | ships | BC | passenger | biofuel diesel tf | 0 | 0 | 0 | 0 | 0 | 0 | 0 | 0 | 0 | 0 | 0 | 0 | 0 | 0 | 0 | 0 | 0 | 0 | 0 | 0 | 0 | 0 | 0 | 0 | 0 | 0 | 0 | 0 | 0 | 0 | 0
Transportation Pollutant Emissions Disaggregated[ships,BC,passenger,jet fuel tf] | Transportation Pollutant Emissions Disaggregated | ships | BC | passenger | jet fuel tf | 0 | 0 | 0 | 0 | 0 | 0 | 0 | 0 | 0 | 0 | 0 | 0 | 0 | 0 | 0 | 0 | 0 | 0 | 0 | 0 | 0 | 0 | 0 | 0 | 0 | 0 | 0 | 0 | 0 | 0 | 0
Transportation Pollutant Emissions Disaggregated[ships,BC,passenger,heavy or residual fuel oil tf] | Transportation Pollutant Emissions Disaggregated | ships | BC | passenger | heavy or residual fuel oil tf | 0 | 0 | 0 | 0 | 0 | 0 | 0 | 0 | 0 | 0 | 0 | 0 | 0 | 0 | 0 | 0 | 0 | 0 | 0 | 0 | 0 | 0 | 0 | 0 | 0 | 0 | 0 | 0 | 0 | 0 | 0
Transportation Pollutant Emissions Disaggregated[ships,BC,passenger,LPG propane or butane tf] | Transportation Pollutant Emissions Disaggregated | ships | BC | passenger | LPG propane or butane tf | 0 | 0 | 0 | 0 | 0 | 0 | 0 | 0 | 0 | 0 | 0 | 0 | 0 | 0 | 0 | 0 | 0 | 0 | 0 | 0 | 0 | 0 | 0 | 0 | 0 | 0 | 0 | 0 | 0 | 0 | 0
Transportation Pollutant Emissions Disaggregated[ships,BC,passenger,hydrogen tf] | Transportation Pollutant Emissions Disaggregated | ships | BC | passenger | hydrogen tf | 0 | 0 | 0 | 0 | 0 | 0 | 0 | 0 | 0 | 0 | 0 | 0 | 0 | 0 | 0 | 0 | 0 | 0 | 0 | 0 | 0 | 0 | 0 | 0 | 0 | 0 | 0 | 0 | 0 | 0 | 0
Transportation Pollutant Emissions Disaggregated[ships,BC,freight,electricity tf] | Transportation Pollutant Emissions Disaggregated | ships | BC | freight | electricity tf | 0 | 0 | 0 | 0 | 0 | 0 | 0 | 0 | 0 | 0 | 0 | 0 | 0 | 0 | 0 | 0 | 0 | 0 | 0 | 0 | 0 | 0 | 0 | 0 | 0 | 0 | 0 | 0 | 0 | 0 | 0
Transportation Pollutant Emissions Disaggregated[ships,BC,freight,natural gas tf] | Transportation Pollutant Emissions Disaggregated | ships | BC | freight | natural gas tf | 0 | 0 | 0 | 0 | 0 | 0 | 0 | 0 | 0 | 0 | 0 | 0 | 0 | 0 | 0 | 0 | 0 | 0 | 0 | 0 | 0 | 0 | 0 | 0 | 0 | 0 | 0 | 0 | 0 | 0 | 0
Transportation Pollutant Emissions Disaggregated[ships,BC,freight,petroleum gasoline tf] | Transportation Pollutant Emissions Disaggregated | ships | BC | freight | petroleum gasoline tf | 0 | 0 | 0 | 0 | 0 | 0 | 0 | 0 | 0 | 0 | 0 | 0 | 0 | 0 | 0 | 0 | 0 | 0 | 0 | 0 | 0 | 0 | 0 | 0 | 0 | 0 | 0 | 0 | 0 | 0 | 0
Transportation Pollutant Emissions Disaggregated[ships,BC,freight,petroleum diesel tf] | Transportation Pollutant Emissions Disaggregated | ships | BC | freight | petroleum diesel tf | 456003000 | 419527000 | 460055000 | 373658000 | 373803000 | 379869000 | 421556000 | 448575000 | 509367000 | 529860000 | 503729000 | 521051000 | 540808000 | 564584000 | 583453000 | 609509000 | 684604000 | 715209000 | 755540000 | 790504000 | 831169000 | 836665000 | 901916000 | 933334000 | 995957000 | 994244000 | 1073130000 | 1113740000 | 1150390000 | 1196560000 | 1234820000
Transportation Pollutant Emissions Disaggregated[ships,BC,freight,biofuel gasoline tf] | Transportation Pollutant Emissions Disaggregated | ships | BC | freight | biofuel gasoline tf | 0 | 0 | 0 | 0 | 0 | 0 | 0 | 0 | 0 | 0 | 0 | 0 | 0 | 0 | 0 | 0 | 0 | 0 | 0 | 0 | 0 | 0 | 0 | 0 | 0 | 0 | 0 | 0 | 0 | 0 | 0
Transportation Pollutant Emissions Disaggregated[ships,BC,freight,biofuel diesel tf] | Transportation Pollutant Emissions Disaggregated | ships | BC | freight | biofuel diesel tf | 0 | 0 | 0 | 0 | 0 | 0 | 0 | 0 | 0 | 0 | 0 | 0 | 0 | 0 | 0 | 0 | 0 | 0 | 0 | 0 | 0 | 0 | 0 | 0 | 0 | 0 | 0 | 0 | 0 | 0 | 0
Transportation Pollutant Emissions Disaggregated[ships,BC,freight,jet fuel tf] | Transportation Pollutant Emissions Disaggregated | ships | BC | freight | jet fuel tf | 0 | 0 | 0 | 0 | 0 | 0 | 0 | 0 | 0 | 0 | 0 | 0 | 0 | 0 | 0 | 0 | 0 | 0 | 0 | 0 | 0 | 0 | 0 | 0 | 0 | 0 | 0 | 0 | 0 | 0 | 0
Transportation Pollutant Emissions Disaggregated[ships,BC,freight,heavy or residual fuel oil tf] | Transportation Pollutant Emissions Disaggregated | ships | BC | freight | heavy or residual fuel oil tf | 397017000 | 469195000 | 473422000 | 597013000 | 634949000 | 667520000 | 673533000 | 695272000 | 684171000 | 714776000 | 793059000 | 819322000 | 852914000 | 883445000 | 911211000 | 941846000 | 924648000 | 963183000 | 983834000 | 1020640000 | 1043430000 | 1102530000 | 1111720000 | 1146980000 | 1161700000 | 1232520000 | 1233430000 | 1264240000 | 1299930000 | 1337320000 | 1365170000
Transportation Pollutant Emissions Disaggregated[ships,BC,freight,LPG propane or butane tf] | Transportation Pollutant Emissions Disaggregated | ships | BC | freight | LPG propane or butane tf | 0 | 0 | 0 | 0 | 0 | 0 | 0 | 0 | 0 | 0 | 0 | 0 | 0 | 0 | 0 | 0 | 0 | 0 | 0 | 0 | 0 | 0 | 0 | 0 | 0 | 0 | 0 | 0 | 0 | 0 | 0
Transportation Pollutant Emissions Disaggregated[ships,BC,freight,hydrogen tf] | Transportation Pollutant Emissions Disaggregated | ships | BC | freight | hydrogen tf | 0 | 0 | 0 | 0 | 0 | 0 | 0 | 0 | 0 | 0 | 0 | 0 | 0 | 0 | 0 | 0 | 0 | 0 | 0 | 0 | 0 | 0 | 0 | 0 | 0 | 0 | 0 | 0 | 0 | 0 | 0
Transportation Pollutant Emissions Disaggregated[ships,OC,passenger,electricity tf] | Transportation Pollutant Emissions Disaggregated | ships | OC | passenger | electricity tf | 0 | 0 | 0 | 0 | 0 | 0 | 0 | 0 | 0 | 0 | 0 | 0 | 0 | 0 | 0 | 0 | 0 | 0 | 0 | 0 | 0 | 0 | 0 | 0 | 0 | 0 | 0 | 0 | 0 | 0 | 0
Transportation Pollutant Emissions Disaggregated[ships,OC,passenger,natural gas tf] | Transportation Pollutant Emissions Disaggregated | ships | OC | passenger | natural gas tf | 0 | 0 | 0 | 0 | 0 | 0 | 0 | 0 | 0 | 0 | 0 | 0 | 0 | 0 | 0 | 0 | 0 | 0 | 0 | 0 | 0 | 0 | 0 | 0 | 0 | 0 | 0 | 0 | 0 | 0 | 0
Transportation Pollutant Emissions Disaggregated[ships,OC,passenger,petroleum gasoline tf] | Transportation Pollutant Emissions Disaggregated | ships | OC | passenger | petroleum gasoline tf | 0 | 0 | 0 | 0 | 0 | 0 | 0 | 0 | 0 | 0 | 0 | 0 | 0 | 0 | 0 | 0 | 0 | 0 | 0 | 0 | 0 | 0 | 0 | 0 | 0 | 0 | 0 | 0 | 0 | 0 | 0
Transportation Pollutant Emissions Disaggregated[ships,OC,passenger,petroleum diesel tf] | Transportation Pollutant Emissions Disaggregated | ships | OC | passenger | petroleum diesel tf | 1016360000 | 1019850000 | 1023410000 | 1027040000 | 1041090000 | 1045020000 | 1059440000 | 1063680000 | 1067950000 | 1072250000 | 1076580000 | 1080900000 | 1085260000 | 1089640000 | 1104870000 | 1109550000 | 1114270000 | 1118980000 | 1123680000 | 1117380000 | 1121910000 | 1126480000 | 1131040000 | 1135630000 | 1140250000 | 1144870000 | 1149490000 | 1154130000 | 1158810000 | 1163490000 | 1162230000
Transportation Pollutant Emissions Disaggregated[ships,OC,passenger,biofuel gasoline tf] | Transportation Pollutant Emissions Disaggregated | ships | OC | passenger | biofuel gasoline tf | 0 | 0 | 0 | 0 | 0 | 0 | 0 | 0 | 0 | 0 | 0 | 0 | 0 | 0 | 0 | 0 | 0 | 0 | 0 | 0 | 0 | 0 | 0 | 0 | 0 | 0 | 0 | 0 | 0 | 0 | 0
Transportation Pollutant Emissions Disaggregated[ships,OC,passenger,biofuel diesel tf] | Transportation Pollutant Emissions Disaggregated | ships | OC | passenger | biofuel diesel tf | 0 | 0 | 0 | 0 | 0 | 0 | 0 | 0 | 0 | 0 | 0 | 0 | 0 | 0 | 0 | 0 | 0 | 0 | 0 | 0 | 0 | 0 | 0 | 0 | 0 | 0 | 0 | 0 | 0 | 0 | 0
Transportation Pollutant Emissions Disaggregated[ships,OC,passenger,jet fuel tf] | Transportation Pollutant Emissions Disaggregated | ships | OC | passenger | jet fuel tf | 0 | 0 | 0 | 0 | 0 | 0 | 0 | 0 | 0 | 0 | 0 | 0 | 0 | 0 | 0 | 0 | 0 | 0 | 0 | 0 | 0 | 0 | 0 | 0 | 0 | 0 | 0 | 0 | 0 | 0 | 0
Transportation Pollutant Emissions Disaggregated[ships,OC,passenger,heavy or residual fuel oil tf] | Transportation Pollutant Emissions Disaggregated | ships | OC | passenger | heavy or residual fuel oil tf | 0 | 0 | 0 | 0 | 0 | 0 | 0 | 0 | 0 | 0 | 0 | 0 | 0 | 0 | 0 | 0 | 0 | 0 | 0 | 0 | 0 | 0 | 0 | 0 | 0 | 0 | 0 | 0 | 0 | 0 | 0
Transportation Pollutant Emissions Disaggregated[ships,OC,passenger,LPG propane or butane tf] | Transportation Pollutant Emissions Disaggregated | ships | OC | passenger | LPG propane or butane tf | 0 | 0 | 0 | 0 | 0 | 0 | 0 | 0 | 0 | 0 | 0 | 0 | 0 | 0 | 0 | 0 | 0 | 0 | 0 | 0 | 0 | 0 | 0 | 0 | 0 | 0 | 0 | 0 | 0 | 0 | 0
Transportation Pollutant Emissions Disaggregated[ships,OC,passenger,hydrogen tf] | Transportation Pollutant Emissions Disaggregated | ships | OC | passenger | hydrogen tf | 0 | 0 | 0 | 0 | 0 | 0 | 0 | 0 | 0 | 0 | 0 | 0 | 0 | 0 | 0 | 0 | 0 | 0 | 0 | 0 | 0 | 0 | 0 | 0 | 0 | 0 | 0 | 0 | 0 | 0 | 0
Transportation Pollutant Emissions Disaggregated[ships,OC,freight,electricity tf] | Transportation Pollutant Emissions Disaggregated | ships | OC | freight | electricity tf | 0 | 0 | 0 | 0 | 0 | 0 | 0 | 0 | 0 | 0 | 0 | 0 | 0 | 0 | 0 | 0 | 0 | 0 | 0 | 0 | 0 | 0 | 0 | 0 | 0 | 0 | 0 | 0 | 0 | 0 | 0
Transportation Pollutant Emissions Disaggregated[ships,OC,freight,natural gas tf] | Transportation Pollutant Emissions Disaggregated | ships | OC | freight | natural gas tf | 0 | 0 | 0 | 0 | 0 | 0 | 0 | 0 | 0 | 0 | 0 | 0 | 0 | 0 | 0 | 0 | 0 | 0 | 0 | 0 | 0 | 0 | 0 | 0 | 0 | 0 | 0 | 0 | 0 | 0 | 0
Transportation Pollutant Emissions Disaggregated[ships,OC,freight,petroleum gasoline tf] | Transportation Pollutant Emissions Disaggregated | ships | OC | freight | petroleum gasoline tf | 0 | 0 | 0 | 0 | 0 | 0 | 0 | 0 | 0 | 0 | 0 | 0 | 0 | 0 | 0 | 0 | 0 | 0 | 0 | 0 | 0 | 0 | 0 | 0 | 0 | 0 | 0 | 0 | 0 | 0 | 0
Transportation Pollutant Emissions Disaggregated[ships,OC,freight,petroleum diesel tf] | Transportation Pollutant Emissions Disaggregated | ships | OC | freight | petroleum diesel tf | 1185610000 | 1090770000 | 1196140000 | 971507000 | 971886000 | 987657000 | 1096040000 | 1166290000 | 1324350000 | 1377630000 | 1309690000 | 1354730000 | 1406090000 | 1467910000 | 1516970000 | 1584720000 | 1779960000 | 1859540000 | 1964400000 | 2055300000 | 2161030000 | 2175320000 | 2344970000 | 2426660000 | 2589480000 | 2585020000 | 2790140000 | 2895720000 | 2991010000 | 3111050000 | 3210530000
Transportation Pollutant Emissions Disaggregated[ships,OC,freight,biofuel gasoline tf] | Transportation Pollutant Emissions Disaggregated | ships | OC | freight | biofuel gasoline tf | 0 | 0 | 0 | 0 | 0 | 0 | 0 | 0 | 0 | 0 | 0 | 0 | 0 | 0 | 0 | 0 | 0 | 0 | 0 | 0 | 0 | 0 | 0 | 0 | 0 | 0 | 0 | 0 | 0 | 0 | 0
Transportation Pollutant Emissions Disaggregated[ships,OC,freight,biofuel diesel tf] | Transportation Pollutant Emissions Disaggregated | ships | OC | freight | biofuel diesel tf | 0 | 0 | 0 | 0 | 0 | 0 | 0 | 0 | 0 | 0 | 0 | 0 | 0 | 0 | 0 | 0 | 0 | 0 | 0 | 0 | 0 | 0 | 0 | 0 | 0 | 0 | 0 | 0 | 0 | 0 | 0
Transportation Pollutant Emissions Disaggregated[ships,OC,freight,jet fuel tf] | Transportation Pollutant Emissions Disaggregated | ships | OC | freight | jet fuel tf | 0 | 0 | 0 | 0 | 0 | 0 | 0 | 0 | 0 | 0 | 0 | 0 | 0 | 0 | 0 | 0 | 0 | 0 | 0 | 0 | 0 | 0 | 0 | 0 | 0 | 0 | 0 | 0 | 0 | 0 | 0
Transportation Pollutant Emissions Disaggregated[ships,OC,freight,heavy or residual fuel oil tf] | Transportation Pollutant Emissions Disaggregated | ships | OC | freight | heavy or residual fuel oil tf | 1032240000 | 1219900000 | 1230890000 | 1552230000 | 1650860000 | 1735550000 | 1751180000 | 1807700000 | 1778840000 | 1858410000 | 2061950000 | 2130230000 | 2217570000 | 2296950000 | 2369140000 | 2448790000 | 2404080000 | 2504270000 | 2557960000 | 2653660000 | 2712910000 | 2866560000 | 2890470000 | 2982130000 | 3020420000 | 3204530000 | 3206910000 | 3287010000 | 3379810000 | 3477030000 | 3549440000
Transportation Pollutant Emissions Disaggregated[ships,OC,freight,LPG propane or butane tf] | Transportation Pollutant Emissions Disaggregated | ships | OC | freight | LPG propane or butane tf | 0 | 0 | 0 | 0 | 0 | 0 | 0 | 0 | 0 | 0 | 0 | 0 | 0 | 0 | 0 | 0 | 0 | 0 | 0 | 0 | 0 | 0 | 0 | 0 | 0 | 0 | 0 | 0 | 0 | 0 | 0
Transportation Pollutant Emissions Disaggregated[ships,OC,freight,hydrogen tf] | Transportation Pollutant Emissions Disaggregated | ships | OC | freight | hydrogen tf | 0 | 0 | 0 | 0 | 0 | 0 | 0 | 0 | 0 | 0 | 0 | 0 | 0 | 0 | 0 | 0 | 0 | 0 | 0 | 0 | 0 | 0 | 0 | 0 | 0 | 0 | 0 | 0 | 0 | 0 | 0
Transportation Pollutant Emissions Disaggregated[ships,CH4,passenger,electricity tf] | Transportation Pollutant Emissions Disaggregated | ships | CH4 | passenger | electricity tf | 0 | 0 | 0 | 0 | 0 | 0 | 0 | 0 | 0 | 0 | 0 | 0 | 0 | 0 | 0 | 0 | 0 | 0 | 0 | 0 | 0 | 0 | 0 | 0 | 0 | 0 | 0 | 0 | 0 | 0 | 0
Transportation Pollutant Emissions Disaggregated[ships,CH4,passenger,natural gas tf] | Transportation Pollutant Emissions Disaggregated | ships | CH4 | passenger | natural gas tf | 0 | 0 | 0 | 0 | 0 | 0 | 0 | 0 | 0 | 0 | 0 | 0 | 0 | 0 | 0 | 0 | 0 | 0 | 0 | 0 | 0 | 0 | 0 | 0 | 0 | 0 | 0 | 0 | 0 | 0 | 0
Transportation Pollutant Emissions Disaggregated[ships,CH4,passenger,petroleum gasoline tf] | Transportation Pollutant Emissions Disaggregated | ships | CH4 | passenger | petroleum gasoline tf | 0 | 0 | 0 | 0 | 0 | 0 | 0 | 0 | 0 | 0 | 0 | 0 | 0 | 0 | 0 | 0 | 0 | 0 | 0 | 0 | 0 | 0 | 0 | 0 | 0 | 0 | 0 | 0 | 0 | 0 | 0
Transportation Pollutant Emissions Disaggregated[ships,CH4,passenger,petroleum diesel tf] | Transportation Pollutant Emissions Disaggregated | ships | CH4 | passenger | petroleum diesel tf | 50144300 | 50316800 | 50492000 | 50671500 | 51364300 | 51558400 | 52269900 | 52479100 | 52689700 | 52901800 | 53115400 | 53328800 | 53543700 | 53760000 | 54511300 | 54742200 | 54974800 | 55207100 | 55439300 | 55128400 | 55352000 | 55577300 | 55802300 | 56028800 | 56257000 | 56484900 | 56712600 | 56941800 | 57172700 | 57403200 | 57341200
Transportation Pollutant Emissions Disaggregated[ships,CH4,passenger,biofuel gasoline tf] | Transportation Pollutant Emissions Disaggregated | ships | CH4 | passenger | biofuel gasoline tf | 0 | 0 | 0 | 0 | 0 | 0 | 0 | 0 | 0 | 0 | 0 | 0 | 0 | 0 | 0 | 0 | 0 | 0 | 0 | 0 | 0 | 0 | 0 | 0 | 0 | 0 | 0 | 0 | 0 | 0 | 0
Transportation Pollutant Emissions Disaggregated[ships,CH4,passenger,biofuel diesel tf] | Transportation Pollutant Emissions Disaggregated | ships | CH4 | passenger | biofuel diesel tf | 0 | 0 | 0 | 0 | 0 | 0 | 0 | 0 | 0 | 0 | 0 | 0 | 0 | 0 | 0 | 0 | 0 | 0 | 0 | 0 | 0 | 0 | 0 | 0 | 0 | 0 | 0 | 0 | 0 | 0 | 0
Transportation Pollutant Emissions Disaggregated[ships,CH4,passenger,jet fuel tf] | Transportation Pollutant Emissions Disaggregated | ships | CH4 | passenger | jet fuel tf | 0 | 0 | 0 | 0 | 0 | 0 | 0 | 0 | 0 | 0 | 0 | 0 | 0 | 0 | 0 | 0 | 0 | 0 | 0 | 0 | 0 | 0 | 0 | 0 | 0 | 0 | 0 | 0 | 0 | 0 | 0
Transportation Pollutant Emissions Disaggregated[ships,CH4,passenger,heavy or residual fuel oil tf] | Transportation Pollutant Emissions Disaggregated | ships | CH4 | passenger | heavy or residual fuel oil tf | 0 | 0 | 0 | 0 | 0 | 0 | 0 | 0 | 0 | 0 | 0 | 0 | 0 | 0 | 0 | 0 | 0 | 0 | 0 | 0 | 0 | 0 | 0 | 0 | 0 | 0 | 0 | 0 | 0 | 0 | 0
Transportation Pollutant Emissions Disaggregated[ships,CH4,passenger,LPG propane or butane tf] | Transportation Pollutant Emissions Disaggregated | ships | CH4 | passenger | LPG propane or butane tf | 0 | 0 | 0 | 0 | 0 | 0 | 0 | 0 | 0 | 0 | 0 | 0 | 0 | 0 | 0 | 0 | 0 | 0 | 0 | 0 | 0 | 0 | 0 | 0 | 0 | 0 | 0 | 0 | 0 | 0 | 0
Transportation Pollutant Emissions Disaggregated[ships,CH4,passenger,hydrogen tf] | Transportation Pollutant Emissions Disaggregated | ships | CH4 | passenger | hydrogen tf | 0 | 0 | 0 | 0 | 0 | 0 | 0 | 0 | 0 | 0 | 0 | 0 | 0 | 0 | 0 | 0 | 0 | 0 | 0 | 0 | 0 | 0 | 0 | 0 | 0 | 0 | 0 | 0 | 0 | 0 | 0
Transportation Pollutant Emissions Disaggregated[ships,CH4,freight,electricity tf] | Transportation Pollutant Emissions Disaggregated | ships | CH4 | freight | electricity tf | 0 | 0 | 0 | 0 | 0 | 0 | 0 | 0 | 0 | 0 | 0 | 0 | 0 | 0 | 0 | 0 | 0 | 0 | 0 | 0 | 0 | 0 | 0 | 0 | 0 | 0 | 0 | 0 | 0 | 0 | 0
Transportation Pollutant Emissions Disaggregated[ships,CH4,freight,natural gas tf] | Transportation Pollutant Emissions Disaggregated | ships | CH4 | freight | natural gas tf | 0 | 0 | 0 | 0 | 0 | 0 | 0 | 0 | 0 | 0 | 0 | 0 | 0 | 0 | 0 | 0 | 0 | 0 | 0 | 0 | 0 | 0 | 0 | 0 | 0 | 0 | 0 | 0 | 0 | 0 | 0
Transportation Pollutant Emissions Disaggregated[ships,CH4,freight,petroleum gasoline tf] | Transportation Pollutant Emissions Disaggregated | ships | CH4 | freight | petroleum gasoline tf | 0 | 0 | 0 | 0 | 0 | 0 | 0 | 0 | 0 | 0 | 0 | 0 | 0 | 0 | 0 | 0 | 0 | 0 | 0 | 0 | 0 | 0 | 0 | 0 | 0 | 0 | 0 | 0 | 0 | 0 | 0
Transportation Pollutant Emissions Disaggregated[ships,CH4,freight,petroleum diesel tf] | Transportation Pollutant Emissions Disaggregated | ships | CH4 | freight | petroleum diesel tf | 58494500 | 53815500 | 59014200 | 47931500 | 47950200 | 48728300 | 54075600 | 57541600 | 65339800 | 67968600 | 64616600 | 66838500 | 69372800 | 72422800 | 74843200 | 78185600 | 87818500 | 91744500 | 96917900 | 101403000 | 106619000 | 107324000 | 115695000 | 119725000 | 127758000 | 127538000 | 137658000 | 142867000 | 147568000 | 153490000 | 158399000
Transportation Pollutant Emissions Disaggregated[ships,CH4,freight,biofuel gasoline tf] | Transportation Pollutant Emissions Disaggregated | ships | CH4 | freight | biofuel gasoline tf | 0 | 0 | 0 | 0 | 0 | 0 | 0 | 0 | 0 | 0 | 0 | 0 | 0 | 0 | 0 | 0 | 0 | 0 | 0 | 0 | 0 | 0 | 0 | 0 | 0 | 0 | 0 | 0 | 0 | 0 | 0
Transportation Pollutant Emissions Disaggregated[ships,CH4,freight,biofuel diesel tf] | Transportation Pollutant Emissions Disaggregated | ships | CH4 | freight | biofuel diesel tf | 0 | 0 | 0 | 0 | 0 | 0 | 0 | 0 | 0 | 0 | 0 | 0 | 0 | 0 | 0 | 0 | 0 | 0 | 0 | 0 | 0 | 0 | 0 | 0 | 0 | 0 | 0 | 0 | 0 | 0 | 0
Transportation Pollutant Emissions Disaggregated[ships,CH4,freight,jet fuel tf] | Transportation Pollutant Emissions Disaggregated | ships | CH4 | freight | jet fuel tf | 0 | 0 | 0 | 0 | 0 | 0 | 0 | 0 | 0 | 0 | 0 | 0 | 0 | 0 | 0 | 0 | 0 | 0 | 0 | 0 | 0 | 0 | 0 | 0 | 0 | 0 | 0 | 0 | 0 | 0 | 0
Transportation Pollutant Emissions Disaggregated[ships,CH4,freight,heavy or residual fuel oil tf] | Transportation Pollutant Emissions Disaggregated | ships | CH4 | freight | heavy or residual fuel oil tf | 50927900 | 60186700 | 60728800 | 76582600 | 81448900 | 85627000 | 86398400 | 89187000 | 87763000 | 91688900 | 101731000 | 105100000 | 109409000 | 113325000 | 116887000 | 120817000 | 118610000 | 123554000 | 126203000 | 130924000 | 133847000 | 141428000 | 142608000 | 147130000 | 149019000 | 158103000 | 158220000 | 162172000 | 166750000 | 171547000 | 175119000
Transportation Pollutant Emissions Disaggregated[ships,CH4,freight,LPG propane or butane tf] | Transportation Pollutant Emissions Disaggregated | ships | CH4 | freight | LPG propane or butane tf | 0 | 0 | 0 | 0 | 0 | 0 | 0 | 0 | 0 | 0 | 0 | 0 | 0 | 0 | 0 | 0 | 0 | 0 | 0 | 0 | 0 | 0 | 0 | 0 | 0 | 0 | 0 | 0 | 0 | 0 | 0
Transportation Pollutant Emissions Disaggregated[ships,CH4,freight,hydrogen tf] | Transportation Pollutant Emissions Disaggregated | ships | CH4 | freight | hydrogen tf | 0 | 0 | 0 | 0 | 0 | 0 | 0 | 0 | 0 | 0 | 0 | 0 | 0 | 0 | 0 | 0 | 0 | 0 | 0 | 0 | 0 | 0 | 0 | 0 | 0 | 0 | 0 | 0 | 0 | 0 | 0
Transportation Pollutant Emissions Disaggregated[ships,N2O,passenger,electricity tf] | Transportation Pollutant Emissions Disaggregated | ships | N2O | passenger | electricity tf | 0 | 0 | 0 | 0 | 0 | 0 | 0 | 0 | 0 | 0 | 0 | 0 | 0 | 0 | 0 | 0 | 0 | 0 | 0 | 0 | 0 | 0 | 0 | 0 | 0 | 0 | 0 | 0 | 0 | 0 | 0
Transportation Pollutant Emissions Disaggregated[ships,N2O,passenger,natural gas tf] | Transportation Pollutant Emissions Disaggregated | ships | N2O | passenger | natural gas tf | 0 | 0 | 0 | 0 | 0 | 0 | 0 | 0 | 0 | 0 | 0 | 0 | 0 | 0 | 0 | 0 | 0 | 0 | 0 | 0 | 0 | 0 | 0 | 0 | 0 | 0 | 0 | 0 | 0 | 0 | 0
Transportation Pollutant Emissions Disaggregated[ships,N2O,passenger,petroleum gasoline tf] | Transportation Pollutant Emissions Disaggregated | ships | N2O | passenger | petroleum gasoline tf | 0 | 0 | 0 | 0 | 0 | 0 | 0 | 0 | 0 | 0 | 0 | 0 | 0 | 0 | 0 | 0 | 0 | 0 | 0 | 0 | 0 | 0 | 0 | 0 | 0 | 0 | 0 | 0 | 0 | 0 | 0
Transportation Pollutant Emissions Disaggregated[ships,N2O,passenger,petroleum diesel tf] | Transportation Pollutant Emissions Disaggregated | ships | N2O | passenger | petroleum diesel tf | 10028900 | 10063400 | 10098400 | 10134300 | 10272900 | 10311700 | 10454000 | 10495800 | 10537900 | 10580400 | 10623100 | 10665800 | 10708700 | 10752000 | 10902300 | 10948400 | 10995000 | 11041400 | 11087900 | 11025700 | 11070400 | 11115500 | 11160500 | 11205800 | 11251400 | 11297000 | 11342500 | 11388400 | 11434500 | 11480600 | 11468200
Transportation Pollutant Emissions Disaggregated[ships,N2O,passenger,biofuel gasoline tf] | Transportation Pollutant Emissions Disaggregated | ships | N2O | passenger | biofuel gasoline tf | 0 | 0 | 0 | 0 | 0 | 0 | 0 | 0 | 0 | 0 | 0 | 0 | 0 | 0 | 0 | 0 | 0 | 0 | 0 | 0 | 0 | 0 | 0 | 0 | 0 | 0 | 0 | 0 | 0 | 0 | 0
Transportation Pollutant Emissions Disaggregated[ships,N2O,passenger,biofuel diesel tf] | Transportation Pollutant Emissions Disaggregated | ships | N2O | passenger | biofuel diesel tf | 0 | 0 | 0 | 0 | 0 | 0 | 0 | 0 | 0 | 0 | 0 | 0 | 0 | 0 | 0 | 0 | 0 | 0 | 0 | 0 | 0 | 0 | 0 | 0 | 0 | 0 | 0 | 0 | 0 | 0 | 0
Transportation Pollutant Emissions Disaggregated[ships,N2O,passenger,jet fuel tf] | Transportation Pollutant Emissions Disaggregated | ships | N2O | passenger | jet fuel tf | 0 | 0 | 0 | 0 | 0 | 0 | 0 | 0 | 0 | 0 | 0 | 0 | 0 | 0 | 0 | 0 | 0 | 0 | 0 | 0 | 0 | 0 | 0 | 0 | 0 | 0 | 0 | 0 | 0 | 0 | 0
Transportation Pollutant Emissions Disaggregated[ships,N2O,passenger,heavy or residual fuel oil tf] | Transportation Pollutant Emissions Disaggregated | ships | N2O | passenger | heavy or residual fuel oil tf | 0 | 0 | 0 | 0 | 0 | 0 | 0 | 0 | 0 | 0 | 0 | 0 | 0 | 0 | 0 | 0 | 0 | 0 | 0 | 0 | 0 | 0 | 0 | 0 | 0 | 0 | 0 | 0 | 0 | 0 | 0
Transportation Pollutant Emissions Disaggregated[ships,N2O,passenger,LPG propane or butane tf] | Transportation Pollutant Emissions Disaggregated | ships | N2O | passenger | LPG propane or butane tf | 0 | 0 | 0 | 0 | 0 | 0 | 0 | 0 | 0 | 0 | 0 | 0 | 0 | 0 | 0 | 0 | 0 | 0 | 0 | 0 | 0 | 0 | 0 | 0 | 0 | 0 | 0 | 0 | 0 | 0 | 0
Transportation Pollutant Emissions Disaggregated[ships,N2O,passenger,hydrogen tf] | Transportation Pollutant Emissions Disaggregated | ships | N2O | passenger | hydrogen tf | 0 | 0 | 0 | 0 | 0 | 0 | 0 | 0 | 0 | 0 | 0 | 0 | 0 | 0 | 0 | 0 | 0 | 0 | 0 | 0 | 0 | 0 | 0 | 0 | 0 | 0 | 0 | 0 | 0 | 0 | 0
Transportation Pollutant Emissions Disaggregated[ships,N2O,freight,electricity tf] | Transportation Pollutant Emissions Disaggregated | ships | N2O | freight | electricity tf | 0 | 0 | 0 | 0 | 0 | 0 | 0 | 0 | 0 | 0 | 0 | 0 | 0 | 0 | 0 | 0 | 0 | 0 | 0 | 0 | 0 | 0 | 0 | 0 | 0 | 0 | 0 | 0 | 0 | 0 | 0
Transportation Pollutant Emissions Disaggregated[ships,N2O,freight,natural gas tf] | Transportation Pollutant Emissions Disaggregated | ships | N2O | freight | natural gas tf | 0 | 0 | 0 | 0 | 0 | 0 | 0 | 0 | 0 | 0 | 0 | 0 | 0 | 0 | 0 | 0 | 0 | 0 | 0 | 0 | 0 | 0 | 0 | 0 | 0 | 0 | 0 | 0 | 0 | 0 | 0
Transportation Pollutant Emissions Disaggregated[ships,N2O,freight,petroleum gasoline tf] | Transportation Pollutant Emissions Disaggregated | ships | N2O | freight | petroleum gasoline tf | 0 | 0 | 0 | 0 | 0 | 0 | 0 | 0 | 0 | 0 | 0 | 0 | 0 | 0 | 0 | 0 | 0 | 0 | 0 | 0 | 0 | 0 | 0 | 0 | 0 | 0 | 0 | 0 | 0 | 0 | 0
Transportation Pollutant Emissions Disaggregated[ships,N2O,freight,petroleum diesel tf] | Transportation Pollutant Emissions Disaggregated | ships | N2O | freight | petroleum diesel tf | 11698900 | 10763100 | 11802800 | 9586290 | 9590030 | 9745650 | 10815100 | 11508300 | 13068000 | 13593700 | 12923300 | 13367700 | 13874600 | 14484600 | 14968600 | 15637100 | 17563700 | 18348900 | 19383600 | 20280600 | 21323900 | 21464900 | 23138900 | 23945000 | 25551600 | 25507600 | 27531600 | 28573300 | 29513600 | 30698100 | 31679800
Transportation Pollutant Emissions Disaggregated[ships,N2O,freight,biofuel gasoline tf] | Transportation Pollutant Emissions Disaggregated | ships | N2O | freight | biofuel gasoline tf | 0 | 0 | 0 | 0 | 0 | 0 | 0 | 0 | 0 | 0 | 0 | 0 | 0 | 0 | 0 | 0 | 0 | 0 | 0 | 0 | 0 | 0 | 0 | 0 | 0 | 0 | 0 | 0 | 0 | 0 | 0
Transportation Pollutant Emissions Disaggregated[ships,N2O,freight,biofuel diesel tf] | Transportation Pollutant Emissions Disaggregated | ships | N2O | freight | biofuel diesel tf | 0 | 0 | 0 | 0 | 0 | 0 | 0 | 0 | 0 | 0 | 0 | 0 | 0 | 0 | 0 | 0 | 0 | 0 | 0 | 0 | 0 | 0 | 0 | 0 | 0 | 0 | 0 | 0 | 0 | 0 | 0
Transportation Pollutant Emissions Disaggregated[ships,N2O,freight,jet fuel tf] | Transportation Pollutant Emissions Disaggregated | ships | N2O | freight | jet fuel tf | 0 | 0 | 0 | 0 | 0 | 0 | 0 | 0 | 0 | 0 | 0 | 0 | 0 | 0 | 0 | 0 | 0 | 0 | 0 | 0 | 0 | 0 | 0 | 0 | 0 | 0 | 0 | 0 | 0 | 0 | 0
Transportation Pollutant Emissions Disaggregated[ships,N2O,freight,heavy or residual fuel oil tf] | Transportation Pollutant Emissions Disaggregated | ships | N2O | freight | heavy or residual fuel oil tf | 10185600 | 12037300 | 12145800 | 15316500 | 16289800 | 17125400 | 17279700 | 17837400 | 17552600 | 18337800 | 20346200 | 21019900 | 21881700 | 22665000 | 23377400 | 24163300 | 23722100 | 24710700 | 25240500 | 26184900 | 26769500 | 28285600 | 28521600 | 29426000 | 29803800 | 31620500 | 31644000 | 32434400 | 33350100 | 34309400 | 35023900
Transportation Pollutant Emissions Disaggregated[ships,N2O,freight,LPG propane or butane tf] | Transportation Pollutant Emissions Disaggregated | ships | N2O | freight | LPG propane or butane tf | 0 | 0 | 0 | 0 | 0 | 0 | 0 | 0 | 0 | 0 | 0 | 0 | 0 | 0 | 0 | 0 | 0 | 0 | 0 | 0 | 0 | 0 | 0 | 0 | 0 | 0 | 0 | 0 | 0 | 0 | 0
Transportation Pollutant Emissions Disaggregated[ships,N2O,freight,hydrogen tf] | Transportation Pollutant Emissions Disaggregated | ships | N2O | freight | hydrogen tf | 0 | 0 | 0 | 0 | 0 | 0 | 0 | 0 | 0 | 0 | 0 | 0 | 0 | 0 | 0 | 0 | 0 | 0 | 0 | 0 | 0 | 0 | 0 | 0 | 0 | 0 | 0 | 0 | 0 | 0 | 0
Transportation Pollutant Emissions Disaggregated[ships,F gases,passenger,electricity tf] | Transportation Pollutant Emissions Disaggregated | ships | F gases | passenger | electricity tf | 0 | 0 | 0 | 0 | 0 | 0 | 0 | 0 | 0 | 0 | 0 | 0 | 0 | 0 | 0 | 0 | 0 | 0 | 0 | 0 | 0 | 0 | 0 | 0 | 0 | 0 | 0 | 0 | 0 | 0 | 0
Transportation Pollutant Emissions Disaggregated[ships,F gases,passenger,natural gas tf] | Transportation Pollutant Emissions Disaggregated | ships | F gases | passenger | natural gas tf | 0 | 0 | 0 | 0 | 0 | 0 | 0 | 0 | 0 | 0 | 0 | 0 | 0 | 0 | 0 | 0 | 0 | 0 | 0 | 0 | 0 | 0 | 0 | 0 | 0 | 0 | 0 | 0 | 0 | 0 | 0
Transportation Pollutant Emissions Disaggregated[ships,F gases,passenger,petroleum gasoline tf] | Transportation Pollutant Emissions Disaggregated | ships | F gases | passenger | petroleum gasoline tf | 0 | 0 | 0 | 0 | 0 | 0 | 0 | 0 | 0 | 0 | 0 | 0 | 0 | 0 | 0 | 0 | 0 | 0 | 0 | 0 | 0 | 0 | 0 | 0 | 0 | 0 | 0 | 0 | 0 | 0 | 0
Transportation Pollutant Emissions Disaggregated[ships,F gases,passenger,petroleum diesel tf] | Transportation Pollutant Emissions Disaggregated | ships | F gases | passenger | petroleum diesel tf | 0 | 0 | 0 | 0 | 0 | 0 | 0 | 0 | 0 | 0 | 0 | 0 | 0 | 0 | 0 | 0 | 0 | 0 | 0 | 0 | 0 | 0 | 0 | 0 | 0 | 0 | 0 | 0 | 0 | 0 | 0
Transportation Pollutant Emissions Disaggregated[ships,F gases,passenger,biofuel gasoline tf] | Transportation Pollutant Emissions Disaggregated | ships | F gases | passenger | biofuel gasoline tf | 0 | 0 | 0 | 0 | 0 | 0 | 0 | 0 | 0 | 0 | 0 | 0 | 0 | 0 | 0 | 0 | 0 | 0 | 0 | 0 | 0 | 0 | 0 | 0 | 0 | 0 | 0 | 0 | 0 | 0 | 0
Transportation Pollutant Emissions Disaggregated[ships,F gases,passenger,biofuel diesel tf] | Transportation Pollutant Emissions Disaggregated | ships | F gases | passenger | biofuel diesel tf | 0 | 0 | 0 | 0 | 0 | 0 | 0 | 0 | 0 | 0 | 0 | 0 | 0 | 0 | 0 | 0 | 0 | 0 | 0 | 0 | 0 | 0 | 0 | 0 | 0 | 0 | 0 | 0 | 0 | 0 | 0
Transportation Pollutant Emissions Disaggregated[ships,F gases,passenger,jet fuel tf] | Transportation Pollutant Emissions Disaggregated | ships | F gases | passenger | jet fuel tf | 0 | 0 | 0 | 0 | 0 | 0 | 0 | 0 | 0 | 0 | 0 | 0 | 0 | 0 | 0 | 0 | 0 | 0 | 0 | 0 | 0 | 0 | 0 | 0 | 0 | 0 | 0 | 0 | 0 | 0 | 0
Transportation Pollutant Emissions Disaggregated[ships,F gases,passenger,heavy or residual fuel oil tf] | Transportation Pollutant Emissions Disaggregated | ships | F gases | passenger | heavy or residual fuel oil tf | 0 | 0 | 0 | 0 | 0 | 0 | 0 | 0 | 0 | 0 | 0 | 0 | 0 | 0 | 0 | 0 | 0 | 0 | 0 | 0 | 0 | 0 | 0 | 0 | 0 | 0 | 0 | 0 | 0 | 0 | 0
Transportation Pollutant Emissions Disaggregated[ships,F gases,passenger,LPG propane or butane tf] | Transportation Pollutant Emissions Disaggregated | ships | F gases | passenger | LPG propane or butane tf | 0 | 0 | 0 | 0 | 0 | 0 | 0 | 0 | 0 | 0 | 0 | 0 | 0 | 0 | 0 | 0 | 0 | 0 | 0 | 0 | 0 | 0 | 0 | 0 | 0 | 0 | 0 | 0 | 0 | 0 | 0
Transportation Pollutant Emissions Disaggregated[ships,F gases,passenger,hydrogen tf] | Transportation Pollutant Emissions Disaggregated | ships | F gases | passenger | hydrogen tf | 0 | 0 | 0 | 0 | 0 | 0 | 0 | 0 | 0 | 0 | 0 | 0 | 0 | 0 | 0 | 0 | 0 | 0 | 0 | 0 | 0 | 0 | 0 | 0 | 0 | 0 | 0 | 0 | 0 | 0 | 0
Transportation Pollutant Emissions Disaggregated[ships,F gases,freight,electricity tf] | Transportation Pollutant Emissions Disaggregated | ships | F gases | freight | electricity tf | 0 | 0 | 0 | 0 | 0 | 0 | 0 | 0 | 0 | 0 | 0 | 0 | 0 | 0 | 0 | 0 | 0 | 0 | 0 | 0 | 0 | 0 | 0 | 0 | 0 | 0 | 0 | 0 | 0 | 0 | 0
Transportation Pollutant Emissions Disaggregated[ships,F gases,freight,natural gas tf] | Transportation Pollutant Emissions Disaggregated | ships | F gases | freight | natural gas tf | 0 | 0 | 0 | 0 | 0 | 0 | 0 | 0 | 0 | 0 | 0 | 0 | 0 | 0 | 0 | 0 | 0 | 0 | 0 | 0 | 0 | 0 | 0 | 0 | 0 | 0 | 0 | 0 | 0 | 0 | 0
Transportation Pollutant Emissions Disaggregated[ships,F gases,freight,petroleum gasoline tf] | Transportation Pollutant Emissions Disaggregated | ships | F gases | freight | petroleum gasoline tf | 0 | 0 | 0 | 0 | 0 | 0 | 0 | 0 | 0 | 0 | 0 | 0 | 0 | 0 | 0 | 0 | 0 | 0 | 0 | 0 | 0 | 0 | 0 | 0 | 0 | 0 | 0 | 0 | 0 | 0 | 0
Transportation Pollutant Emissions Disaggregated[ships,F gases,freight,petroleum diesel tf] | Transportation Pollutant Emissions Disaggregated | ships | F gases | freight | petroleum diesel tf | 0 | 0 | 0 | 0 | 0 | 0 | 0 | 0 | 0 | 0 | 0 | 0 | 0 | 0 | 0 | 0 | 0 | 0 | 0 | 0 | 0 | 0 | 0 | 0 | 0 | 0 | 0 | 0 | 0 | 0 | 0
Transportation Pollutant Emissions Disaggregated[ships,F gases,freight,biofuel gasoline tf] | Transportation Pollutant Emissions Disaggregated | ships | F gases | freight | biofuel gasoline tf | 0 | 0 | 0 | 0 | 0 | 0 | 0 | 0 | 0 | 0 | 0 | 0 | 0 | 0 | 0 | 0 | 0 | 0 | 0 | 0 | 0 | 0 | 0 | 0 | 0 | 0 | 0 | 0 | 0 | 0 | 0
Transportation Pollutant Emissions Disaggregated[ships,F gases,freight,biofuel diesel tf] | Transportation Pollutant Emissions Disaggregated | ships | F gases | freight | biofuel diesel tf | 0 | 0 | 0 | 0 | 0 | 0 | 0 | 0 | 0 | 0 | 0 | 0 | 0 | 0 | 0 | 0 | 0 | 0 | 0 | 0 | 0 | 0 | 0 | 0 | 0 | 0 | 0 | 0 | 0 | 0 | 0
Transportation Pollutant Emissions Disaggregated[ships,F gases,freight,jet fuel tf] | Transportation Pollutant Emissions Disaggregated | ships | F gases | freight | jet fuel tf | 0 | 0 | 0 | 0 | 0 | 0 | 0 | 0 | 0 | 0 | 0 | 0 | 0 | 0 | 0 | 0 | 0 | 0 | 0 | 0 | 0 | 0 | 0 | 0 | 0 | 0 | 0 | 0 | 0 | 0 | 0
Transportation Pollutant Emissions Disaggregated[ships,F gases,freight,heavy or residual fuel oil tf] | Transportation Pollutant Emissions Disaggregated | ships | F gases | freight | heavy or residual fuel oil tf | 0 | 0 | 0 | 0 | 0 | 0 | 0 | 0 | 0 | 0 | 0 | 0 | 0 | 0 | 0 | 0 | 0 | 0 | 0 | 0 | 0 | 0 | 0 | 0 | 0 | 0 | 0 | 0 | 0 | 0 | 0
Transportation Pollutant Emissions Disaggregated[ships,F gases,freight,LPG propane or butane tf] | Transportation Pollutant Emissions Disaggregated | ships | F gases | freight | LPG propane or butane tf | 0 | 0 | 0 | 0 | 0 | 0 | 0 | 0 | 0 | 0 | 0 | 0 | 0 | 0 | 0 | 0 | 0 | 0 | 0 | 0 | 0 | 0 | 0 | 0 | 0 | 0 | 0 | 0 | 0 | 0 | 0
Transportation Pollutant Emissions Disaggregated[ships,F gases,freight,hydrogen tf] | Transportation Pollutant Emissions Disaggregated | ships | F gases | freight | hydrogen tf | 0 | 0 | 0 | 0 | 0 | 0 | 0 | 0 | 0 | 0 | 0 | 0 | 0 | 0 | 0 | 0 | 0 | 0 | 0 | 0 | 0 | 0 | 0 | 0 | 0 | 0 | 0 | 0 | 0 | 0 | 0
Transportation Pollutant Emissions Disaggregated[motorbikes,CO2,passenger,electricity tf] | Transportation Pollutant Emissions Disaggregated | motorbikes | CO2 | passenger | electricity tf | 0 | 0 | 0 | 0 | 0 | 0 | 0 | 0 | 0 | 0 | 0 | 0 | 0 | 0 | 0 | 0 | 0 | 0 | 0 | 0 | 0 | 0 | 0 | 0 | 0 | 0 | 0 | 0 | 0 | 0 | 0
Transportation Pollutant Emissions Disaggregated[motorbikes,CO2,passenger,natural gas tf] | Transportation Pollutant Emissions Disaggregated | motorbikes | CO2 | passenger | natural gas tf | 2690040 | 2695110 | 2352790 | 2015420 | 1688810 | 1388890 | 1116180 | 870213 | 651917 | 462349 | 302648 | 174428 | 79610.9 | 45174.5 | 20272.1 | 5122.53 | 0 | 0 | 0 | 0 | 0 | 0 | 0 | 0 | 0 | 0 | 0 | 0 | 0 | 0 | 0
Transportation Pollutant Emissions Disaggregated[motorbikes,CO2,passenger,petroleum gasoline tf] | Transportation Pollutant Emissions Disaggregated | motorbikes | CO2 | passenger | petroleum gasoline tf | 249931000000 | 280495000000 | 276924000000 | 271008000000 | 262510000000 | 254873000000 | 246857000000 | 238616000000 | 230327000000 | 222171000000 | 214124000000 | 206337000000 | 198866000000 | 191704000000 | 184851000000 | 178340000000 | 171995000000 | 165582000000 | 159413000000 | 154051000000 | 149706000000 | 146439000000 | 144090000000 | 142437000000 | 141229000000 | 140249000000 | 139417000000 | 138691000000 | 138033000000 | 137488000000 | 136926000000
Transportation Pollutant Emissions Disaggregated[motorbikes,CO2,passenger,petroleum diesel tf] | Transportation Pollutant Emissions Disaggregated | motorbikes | CO2 | passenger | petroleum diesel tf | 24096800 | 23922900 | 20735900 | 17683000 | 14803200 | 12212900 | 9911490 | 7877700 | 6101700 | 4573300 | 3281260 | 2288520 | 1462500 | 810279 | 368225 | 94312.8 | 0 | 0 | 0 | 0 | 0 | 0 | 0 | 0 | 0 | 0 | 0 | 0 | 0 | 0 | 0
Transportation Pollutant Emissions Disaggregated[motorbikes,CO2,passenger,biofuel gasoline tf] | Transportation Pollutant Emissions Disaggregated | motorbikes | CO2 | passenger | biofuel gasoline tf | 0 | 0 | 0 | 0 | 0 | 0 | 0 | 0 | 0 | 0 | 0 | 0 | 0 | 0 | 0 | 0 | 0 | 0 | 0 | 0 | 0 | 0 | 0 | 0 | 0 | 0 | 0 | 0 | 0 | 0 | 0
Transportation Pollutant Emissions Disaggregated[motorbikes,CO2,passenger,biofuel diesel tf] | Transportation Pollutant Emissions Disaggregated | motorbikes | CO2 | passenger | biofuel diesel tf | 0 | 0 | 0 | 0 | 0 | 0 | 0 | 0 | 0 | 0 | 0 | 0 | 0 | 0 | 0 | 0 | 0 | 0 | 0 | 0 | 0 | 0 | 0 | 0 | 0 | 0 | 0 | 0 | 0 | 0 | 0
Transportation Pollutant Emissions Disaggregated[motorbikes,CO2,passenger,jet fuel tf] | Transportation Pollutant Emissions Disaggregated | motorbikes | CO2 | passenger | jet fuel tf | 0 | 0 | 0 | 0 | 0 | 0 | 0 | 0 | 0 | 0 | 0 | 0 | 0 | 0 | 0 | 0 | 0 | 0 | 0 | 0 | 0 | 0 | 0 | 0 | 0 | 0 | 0 | 0 | 0 | 0 | 0
Transportation Pollutant Emissions Disaggregated[motorbikes,CO2,passenger,heavy or residual fuel oil tf] | Transportation Pollutant Emissions Disaggregated | motorbikes | CO2 | passenger | heavy or residual fuel oil tf | 0 | 0 | 0 | 0 | 0 | 0 | 0 | 0 | 0 | 0 | 0 | 0 | 0 | 0 | 0 | 0 | 0 | 0 | 0 | 0 | 0 | 0 | 0 | 0 | 0 | 0 | 0 | 0 | 0 | 0 | 0
Transportation Pollutant Emissions Disaggregated[motorbikes,CO2,passenger,LPG propane or butane tf] | Transportation Pollutant Emissions Disaggregated | motorbikes | CO2 | passenger | LPG propane or butane tf | 0 | 0 | 0 | 0 | 0 | 0 | 0 | 0 | 0 | 0 | 0 | 0 | 0 | 0 | 0 | 0 | 0 | 0 | 0 | 0 | 0 | 0 | 0 | 0 | 0 | 0 | 0 | 0 | 0 | 0 | 0
Transportation Pollutant Emissions Disaggregated[motorbikes,CO2,passenger,hydrogen tf] | Transportation Pollutant Emissions Disaggregated | motorbikes | CO2 | passenger | hydrogen tf | 0 | 0 | 0 | 0 | 0 | 0 | 0 | 0 | 0 | 0 | 0 | 0 | 0 | 0 | 0 | 0 | 0 | 0 | 0 | 0 | 0 | 0 | 0 | 0 | 0 | 0 | 0 | 0 | 0 | 0 | 0
Transportation Pollutant Emissions Disaggregated[motorbikes,CO2,freight,electricity tf] | Transportation Pollutant Emissions Disaggregated | motorbikes | CO2 | freight | electricity tf | 0 | 0 | 0 | 0 | 0 | 0 | 0 | 0 | 0 | 0 | 0 | 0 | 0 | 0 | 0 | 0 | 0 | 0 | 0 | 0 | 0 | 0 | 0 | 0 | 0 | 0 | 0 | 0 | 0 | 0 | 0
Transportation Pollutant Emissions Disaggregated[motorbikes,CO2,freight,natural gas tf] | Transportation Pollutant Emissions Disaggregated | motorbikes | CO2 | freight | natural gas tf | 7892470000 | 10800100000 | 16720300000 | 21742100000 | 25090100000 | 27968600000 | 31134800000 | 34081400000 | 37101300000 | 40506500000 | 44305600000 | 49282100000 | 54746000000 | 61390900000 | 69266000000 | 78422600000 | 89614200000 | 102546000000 | 117269000000 | 133793000000 | 152110000000 | 172245000000 | 193795000000 | 217527000000 | 243060000000 | 265299000000 | 288377000000 | 308498000000 | 331132000000 | 357250000000 | 385403000000
Transportation Pollutant Emissions Disaggregated[motorbikes,CO2,freight,petroleum gasoline tf] | Transportation Pollutant Emissions Disaggregated | motorbikes | CO2 | freight | petroleum gasoline tf | 0 | 0 | 0 | 0 | 0 | 0 | 0 | 0 | 0 | 0 | 0 | 0 | 0 | 0 | 0 | 0 | 0 | 0 | 0 | 0 | 0 | 0 | 0 | 0 | 0 | 0 | 0 | 0 | 0 | 0 | 0
Transportation Pollutant Emissions Disaggregated[motorbikes,CO2,freight,petroleum diesel tf] | Transportation Pollutant Emissions Disaggregated | motorbikes | CO2 | freight | petroleum diesel tf | 11450200000000 | 11333800000000 | 11207400000000 | 11077000000000 | 10895400000000 | 10704500000000 | 10500200000000 | 10255600000000 | 9991580000000 | 9705530000000 | 9397090000000 | 9448290000000 | 9476700000000 | 9495590000000 | 9506480000000 | 9509260000000 | 9497450000000 | 9449100000000 | 9394930000000 | 9338290000000 | 9295900000000 | 9248900000000 | 9223930000000 | 9164190000000 | 9106440000000 | 9076250000000 | 9098170000000 | 9129180000000 | 9162000000000 | 9239310000000 | 9328000000000
Transportation Pollutant Emissions Disaggregated[motorbikes,CO2,freight,biofuel gasoline tf] | Transportation Pollutant Emissions Disaggregated | motorbikes | CO2 | freight | biofuel gasoline tf | 0 | 0 | 0 | 0 | 0 | 0 | 0 | 0 | 0 | 0 | 0 | 0 | 0 | 0 | 0 | 0 | 0 | 0 | 0 | 0 | 0 | 0 | 0 | 0 | 0 | 0 | 0 | 0 | 0 | 0 | 0
Transportation Pollutant Emissions Disaggregated[motorbikes,CO2,freight,biofuel diesel tf] | Transportation Pollutant Emissions Disaggregated | motorbikes | CO2 | freight | biofuel diesel tf | 0 | 0 | 0 | 0 | 0 | 0 | 0 | 0 | 0 | 0 | 0 | 0 | 0 | 0 | 0 | 0 | 0 | 0 | 0 | 0 | 0 | 0 | 0 | 0 | 0 | 0 | 0 | 0 | 0 | 0 | 0
Transportation Pollutant Emissions Disaggregated[motorbikes,CO2,freight,jet fuel tf] | Transportation Pollutant Emissions Disaggregated | motorbikes | CO2 | freight | jet fuel tf | 0 | 0 | 0 | 0 | 0 | 0 | 0 | 0 | 0 | 0 | 0 | 0 | 0 | 0 | 0 | 0 | 0 | 0 | 0 | 0 | 0 | 0 | 0 | 0 | 0 | 0 | 0 | 0 | 0 | 0 | 0
Transportation Pollutant Emissions Disaggregated[motorbikes,CO2,freight,heavy or residual fuel oil tf] | Transportation Pollutant Emissions Disaggregated | motorbikes | CO2 | freight | heavy or residual fuel oil tf | 0 | 0 | 0 | 0 | 0 | 0 | 0 | 0 | 0 | 0 | 0 | 0 | 0 | 0 | 0 | 0 | 0 | 0 | 0 | 0 | 0 | 0 | 0 | 0 | 0 | 0 | 0 | 0 | 0 | 0 | 0
Transportation Pollutant Emissions Disaggregated[motorbikes,CO2,freight,LPG propane or butane tf] | Transportation Pollutant Emissions Disaggregated | motorbikes | CO2 | freight | LPG propane or butane tf | 0 | 0 | 0 | 0 | 0 | 0 | 0 | 0 | 0 | 0 | 0 | 0 | 0 | 0 | 0 | 0 | 0 | 0 | 0 | 0 | 0 | 0 | 0 | 0 | 0 | 0 | 0 | 0 | 0 | 0 | 0
Transportation Pollutant Emissions Disaggregated[motorbikes,CO2,freight,hydrogen tf] | Transportation Pollutant Emissions Disaggregated | motorbikes | CO2 | freight | hydrogen tf | 0 | 0 | 0 | 0 | 0 | 0 | 0 | 0 | 0 | 0 | 0 | 0 | 0 | 0 | 0 | 0 | 0 | 0 | 0 | 0 | 0 | 0 | 0 | 0 | 0 | 0 | 0 | 0 | 0 | 0 | 0
Transportation Pollutant Emissions Disaggregated[motorbikes,VOC,passenger,electricity tf] | Transportation Pollutant Emissions Disaggregated | motorbikes | VOC | passenger | electricity tf | 0 | 0 | 0 | 0 | 0 | 0 | 0 | 0 | 0 | 0 | 0 | 0 | 0 | 0 | 0 | 0 | 0 | 0 | 0 | 0 | 0 | 0 | 0 | 0 | 0 | 0 | 0 | 0 | 0 | 0 | 0
Transportation Pollutant Emissions Disaggregated[motorbikes,VOC,passenger,natural gas tf] | Transportation Pollutant Emissions Disaggregated | motorbikes | VOC | passenger | natural gas tf | 1761.49 | 1764.81 | 1540.66 | 1319.74 | 1105.86 | 909.473 | 730.898 | 569.832 | 426.888 | 302.755 | 198.18 | 114.219 | 52.1308 | 29.5812 | 13.2746 | 3.3543 | 0 | 0 | 0 | 0 | 0 | 0 | 0 | 0 | 0 | 0 | 0 | 0 | 0 | 0 | 0
Transportation Pollutant Emissions Disaggregated[motorbikes,VOC,passenger,petroleum gasoline tf] | Transportation Pollutant Emissions Disaggregated | motorbikes | VOC | passenger | petroleum gasoline tf | 177301000 | 198983000 | 196450000 | 192254000 | 186225000 | 180807000 | 175121000 | 169274000 | 163394000 | 157608000 | 151900000 | 146376000 | 141076000 | 135995000 | 131134000 | 126515000 | 122014000 | 117464000 | 113088000 | 109284000 | 106202000 | 103884000 | 102218000 | 101045000 | 100188000 | 99493000 | 98902700 | 98387200 | 97920400 | 97533800 | 97135400
Transportation Pollutant Emissions Disaggregated[motorbikes,VOC,passenger,petroleum diesel tf] | Transportation Pollutant Emissions Disaggregated | motorbikes | VOC | passenger | petroleum diesel tf | 18117.4 | 17986.7 | 15590.5 | 13295.1 | 11129.9 | 9182.38 | 7452.05 | 5922.93 | 4587.62 | 3438.48 | 2467.05 | 1720.65 | 1099.59 | 609.216 | 276.854 | 70.91 | 0 | 0 | 0 | 0 | 0 | 0 | 0 | 0 | 0 | 0 | 0 | 0 | 0 | 0 | 0
Transportation Pollutant Emissions Disaggregated[motorbikes,VOC,passenger,biofuel gasoline tf] | Transportation Pollutant Emissions Disaggregated | motorbikes | VOC | passenger | biofuel gasoline tf | 12386800 | 13943400 | 13807200 | 13552700 | 13166900 | 12822000 | 12455600 | 12075400 | 11690400 | 11293100 | 10916100 | 10519100 | 10138300 | 9773160 | 9423780 | 9091840 | 8768380 | 8441400 | 8126920 | 7853550 | 7632080 | 7465510 | 7345770 | 7261510 | 7199910 | 7149960 | 7107540 | 7070490 | 7036940 | 7009160 | 6980530
Transportation Pollutant Emissions Disaggregated[motorbikes,VOC,passenger,biofuel diesel tf] | Transportation Pollutant Emissions Disaggregated | motorbikes | VOC | passenger | biofuel diesel tf | 2412.36 | 2691.76 | 2603.35 | 2462.33 | 2274.86 | 2062.54 | 1833.03 | 1590.67 | 1341.79 | 1092.94 | 850.705 | 593.325 | 379.169 | 210.074 | 95.4666 | 24.4517 | 0 | 0 | 0 | 0 | 0 | 0 | 0 | 0 | 0 | 0 | 0 | 0 | 0 | 0 | 0
Transportation Pollutant Emissions Disaggregated[motorbikes,VOC,passenger,jet fuel tf] | Transportation Pollutant Emissions Disaggregated | motorbikes | VOC | passenger | jet fuel tf | 0 | 0 | 0 | 0 | 0 | 0 | 0 | 0 | 0 | 0 | 0 | 0 | 0 | 0 | 0 | 0 | 0 | 0 | 0 | 0 | 0 | 0 | 0 | 0 | 0 | 0 | 0 | 0 | 0 | 0 | 0
Transportation Pollutant Emissions Disaggregated[motorbikes,VOC,passenger,heavy or residual fuel oil tf] | Transportation Pollutant Emissions Disaggregated | motorbikes | VOC | passenger | heavy or residual fuel oil tf | 0 | 0 | 0 | 0 | 0 | 0 | 0 | 0 | 0 | 0 | 0 | 0 | 0 | 0 | 0 | 0 | 0 | 0 | 0 | 0 | 0 | 0 | 0 | 0 | 0 | 0 | 0 | 0 | 0 | 0 | 0
Transportation Pollutant Emissions Disaggregated[motorbikes,VOC,passenger,LPG propane or butane tf] | Transportation Pollutant Emissions Disaggregated | motorbikes | VOC | passenger | LPG propane or butane tf | 0 | 0 | 0 | 0 | 0 | 0 | 0 | 0 | 0 | 0 | 0 | 0 | 0 | 0 | 0 | 0 | 0 | 0 | 0 | 0 | 0 | 0 | 0 | 0 | 0 | 0 | 0 | 0 | 0 | 0 | 0
Transportation Pollutant Emissions Disaggregated[motorbikes,VOC,passenger,hydrogen tf] | Transportation Pollutant Emissions Disaggregated | motorbikes | VOC | passenger | hydrogen tf | 0 | 0 | 0 | 0 | 0 | 0 | 0 | 0 | 0 | 0 | 0 | 0 | 0 | 0 | 0 | 0 | 0 | 0 | 0 | 0 | 0 | 0 | 0 | 0 | 0 | 0 | 0 | 0 | 0 | 0 | 0
Transportation Pollutant Emissions Disaggregated[motorbikes,VOC,freight,electricity tf] | Transportation Pollutant Emissions Disaggregated | motorbikes | VOC | freight | electricity tf | 0 | 0 | 0 | 0 | 0 | 0 | 0 | 0 | 0 | 0 | 0 | 0 | 0 | 0 | 0 | 0 | 0 | 0 | 0 | 0 | 0 | 0 | 0 | 0 | 0 | 0 | 0 | 0 | 0 | 0 | 0
Transportation Pollutant Emissions Disaggregated[motorbikes,VOC,freight,natural gas tf] | Transportation Pollutant Emissions Disaggregated | motorbikes | VOC | freight | natural gas tf | 5168140 | 7072090 | 10948800 | 14237200 | 16429500 | 18314400 | 20387700 | 22317200 | 24294600 | 26524500 | 29012200 | 32270900 | 35848700 | 40199900 | 45356700 | 51352700 | 58681100 | 67148900 | 76790000 | 87610500 | 99604800 | 112789000 | 126901000 | 142441000 | 159161000 | 173723000 | 188835000 | 202010000 | 216831000 | 233934000 | 252370000
Transportation Pollutant Emissions Disaggregated[motorbikes,VOC,freight,petroleum gasoline tf] | Transportation Pollutant Emissions Disaggregated | motorbikes | VOC | freight | petroleum gasoline tf | 0 | 0 | 0 | 0 | 0 | 0 | 0 | 0 | 0 | 0 | 0 | 0 | 0 | 0 | 0 | 0 | 0 | 0 | 0 | 0 | 0 | 0 | 0 | 0 | 0 | 0 | 0 | 0 | 0 | 0 | 0
Transportation Pollutant Emissions Disaggregated[motorbikes,VOC,freight,petroleum diesel tf] | Transportation Pollutant Emissions Disaggregated | motorbikes | VOC | freight | petroleum diesel tf | 8608910000 | 8521390000 | 8426370000 | 8328360000 | 8191790000 | 8048300000 | 7894660000 | 7710750000 | 7512270000 | 7297200000 | 7065290000 | 7103780000 | 7125150000 | 7139350000 | 7147540000 | 7149630000 | 7140750000 | 7104400000 | 7063670000 | 7021080000 | 6989210000 | 6953880000 | 6935100000 | 6890190000 | 6846770000 | 6824060000 | 6840540000 | 6863860000 | 6888530000 | 6946660000 | 7013340000
Transportation Pollutant Emissions Disaggregated[motorbikes,VOC,freight,biofuel gasoline tf] | Transportation Pollutant Emissions Disaggregated | motorbikes | VOC | freight | biofuel gasoline tf | 0 | 0 | 0 | 0 | 0 | 0 | 0 | 0 | 0 | 0 | 0 | 0 | 0 | 0 | 0 | 0 | 0 | 0 | 0 | 0 | 0 | 0 | 0 | 0 | 0 | 0 | 0 | 0 | 0 | 0 | 0
Transportation Pollutant Emissions Disaggregated[motorbikes,VOC,freight,biofuel diesel tf] | Transportation Pollutant Emissions Disaggregated | motorbikes | VOC | freight | biofuel diesel tf | 1146290000 | 1275250000 | 1407060000 | 1542460000 | 1674330000 | 1807810000 | 1941900000 | 2070810000 | 2197190000 | 2319460000 | 2436300000 | 2449580000 | 2456940000 | 2461840000 | 2464660000 | 2465380000 | 2462320000 | 2449790000 | 2435740000 | 2421060000 | 2410070000 | 2397880000 | 2391410000 | 2375920000 | 2360950000 | 2353120000 | 2358800000 | 2366840000 | 2375350000 | 2395400000 | 2418390000
Transportation Pollutant Emissions Disaggregated[motorbikes,VOC,freight,jet fuel tf] | Transportation Pollutant Emissions Disaggregated | motorbikes | VOC | freight | jet fuel tf | 0 | 0 | 0 | 0 | 0 | 0 | 0 | 0 | 0 | 0 | 0 | 0 | 0 | 0 | 0 | 0 | 0 | 0 | 0 | 0 | 0 | 0 | 0 | 0 | 0 | 0 | 0 | 0 | 0 | 0 | 0
Transportation Pollutant Emissions Disaggregated[motorbikes,VOC,freight,heavy or residual fuel oil tf] | Transportation Pollutant Emissions Disaggregated | motorbikes | VOC | freight | heavy or residual fuel oil tf | 0 | 0 | 0 | 0 | 0 | 0 | 0 | 0 | 0 | 0 | 0 | 0 | 0 | 0 | 0 | 0 | 0 | 0 | 0 | 0 | 0 | 0 | 0 | 0 | 0 | 0 | 0 | 0 | 0 | 0 | 0
Transportation Pollutant Emissions Disaggregated[motorbikes,VOC,freight,LPG propane or butane tf] | Transportation Pollutant Emissions Disaggregated | motorbikes | VOC | freight | LPG propane or butane tf | 0 | 0 | 0 | 0 | 0 | 0 | 0 | 0 | 0 | 0 | 0 | 0 | 0 | 0 | 0 | 0 | 0 | 0 | 0 | 0 | 0 | 0 | 0 | 0 | 0 | 0 | 0 | 0 | 0 | 0 | 0
Transportation Pollutant Emissions Disaggregated[motorbikes,VOC,freight,hydrogen tf] | Transportation Pollutant Emissions Disaggregated | motorbikes | VOC | freight | hydrogen tf | 0 | 0 | 0 | 0 | 0 | 0 | 0 | 0 | 0 | 0 | 0 | 0 | 0 | 0 | 0 | 0 | 0 | 0 | 0 | 0 | 0 | 0 | 0 | 0 | 0 | 0 | 0 | 0 | 0 | 0 | 0
Transportation Pollutant Emissions Disaggregated[motorbikes,CO,passenger,electricity tf] | Transportation Pollutant Emissions Disaggregated | motorbikes | CO | passenger | electricity tf | 0 | 0 | 0 | 0 | 0 | 0 | 0 | 0 | 0 | 0 | 0 | 0 | 0 | 0 | 0 | 0 | 0 | 0 | 0 | 0 | 0 | 0 | 0 | 0 | 0 | 0 | 0 | 0 | 0 | 0 | 0
Transportation Pollutant Emissions Disaggregated[motorbikes,CO,passenger,natural gas tf] | Transportation Pollutant Emissions Disaggregated | motorbikes | CO | passenger | natural gas tf | 27481.1 | 27532.8 | 24035.8 | 20589.3 | 17252.6 | 14188.7 | 11402.8 | 8889.97 | 6659.89 | 4723.29 | 3091.81 | 1781.93 | 813.293 | 461.496 | 207.097 | 52.331 | 0 | 0 | 0 | 0 | 0 | 0 | 0 | 0 | 0 | 0 | 0 | 0 | 0 | 0 | 0
Transportation Pollutant Emissions Disaggregated[motorbikes,CO,passenger,petroleum gasoline tf] | Transportation Pollutant Emissions Disaggregated | motorbikes | CO | passenger | petroleum gasoline tf | 2006480000 | 2251850000 | 2223190000 | 2175690000 | 2107470000 | 2046160000 | 1981810000 | 1915640000 | 1849100000 | 1783620000 | 1719020000 | 1656500000 | 1596530000 | 1539030000 | 1484010000 | 1431740000 | 1380800000 | 1329310000 | 1279790000 | 1236740000 | 1201860000 | 1175630000 | 1156780000 | 1143510000 | 1133810000 | 1125940000 | 1119260000 | 1113430000 | 1108150000 | 1103770000 | 1099260000
Transportation Pollutant Emissions Disaggregated[motorbikes,CO,passenger,petroleum diesel tf] | Transportation Pollutant Emissions Disaggregated | motorbikes | CO | passenger | petroleum diesel tf | 219399 | 217816 | 188799 | 161002 | 134782 | 111197 | 90243.1 | 71725.7 | 55555.3 | 41639.4 | 29875.6 | 20836.7 | 13315.9 | 7377.51 | 3352.66 | 858.709 | 0 | 0 | 0 | 0 | 0 | 0 | 0 | 0 | 0 | 0 | 0 | 0 | 0 | 0 | 0
Transportation Pollutant Emissions Disaggregated[motorbikes,CO,passenger,biofuel gasoline tf] | Transportation Pollutant Emissions Disaggregated | motorbikes | CO | passenger | biofuel gasoline tf | 150002000 | 168852000 | 167203000 | 164121000 | 159449000 | 155271000 | 150835000 | 146231000 | 141569000 | 136757000 | 132192000 | 127385000 | 122772000 | 118351000 | 114120000 | 110100000 | 106183000 | 102224000 | 98415300 | 95104900 | 92422900 | 90405800 | 88955700 | 87935300 | 87189400 | 86584500 | 86070800 | 85622200 | 85215900 | 84879500 | 84532800
Transportation Pollutant Emissions Disaggregated[motorbikes,CO,passenger,biofuel diesel tf] | Transportation Pollutant Emissions Disaggregated | motorbikes | CO | passenger | biofuel diesel tf | 58491.9 | 65266.4 | 63122.7 | 59703.4 | 55158 | 50010 | 44445.1 | 38568.4 | 32533.9 | 26500.3 | 20626.8 | 14386.2 | 9193.61 | 5093.61 | 2314.75 | 592.873 | 0 | 0 | 0 | 0 | 0 | 0 | 0 | 0 | 0 | 0 | 0 | 0 | 0 | 0 | 0
Transportation Pollutant Emissions Disaggregated[motorbikes,CO,passenger,jet fuel tf] | Transportation Pollutant Emissions Disaggregated | motorbikes | CO | passenger | jet fuel tf | 0 | 0 | 0 | 0 | 0 | 0 | 0 | 0 | 0 | 0 | 0 | 0 | 0 | 0 | 0 | 0 | 0 | 0 | 0 | 0 | 0 | 0 | 0 | 0 | 0 | 0 | 0 | 0 | 0 | 0 | 0
Transportation Pollutant Emissions Disaggregated[motorbikes,CO,passenger,heavy or residual fuel oil tf] | Transportation Pollutant Emissions Disaggregated | motorbikes | CO | passenger | heavy or residual fuel oil tf | 0 | 0 | 0 | 0 | 0 | 0 | 0 | 0 | 0 | 0 | 0 | 0 | 0 | 0 | 0 | 0 | 0 | 0 | 0 | 0 | 0 | 0 | 0 | 0 | 0 | 0 | 0 | 0 | 0 | 0 | 0
Transportation Pollutant Emissions Disaggregated[motorbikes,CO,passenger,LPG propane or butane tf] | Transportation Pollutant Emissions Disaggregated | motorbikes | CO | passenger | LPG propane or butane tf | 0 | 0 | 0 | 0 | 0 | 0 | 0 | 0 | 0 | 0 | 0 | 0 | 0 | 0 | 0 | 0 | 0 | 0 | 0 | 0 | 0 | 0 | 0 | 0 | 0 | 0 | 0 | 0 | 0 | 0 | 0
Transportation Pollutant Emissions Disaggregated[motorbikes,CO,passenger,hydrogen tf] | Transportation Pollutant Emissions Disaggregated | motorbikes | CO | passenger | hydrogen tf | 0 | 0 | 0 | 0 | 0 | 0 | 0 | 0 | 0 | 0 | 0 | 0 | 0 | 0 | 0 | 0 | 0 | 0 | 0 | 0 | 0 | 0 | 0 | 0 | 0 | 0 | 0 | 0 | 0 | 0 | 0
Transportation Pollutant Emissions Disaggregated[motorbikes,CO,freight,electricity tf] | Transportation Pollutant Emissions Disaggregated | motorbikes | CO | freight | electricity tf | 0 | 0 | 0 | 0 | 0 | 0 | 0 | 0 | 0 | 0 | 0 | 0 | 0 | 0 | 0 | 0 | 0 | 0 | 0 | 0 | 0 | 0 | 0 | 0 | 0 | 0 | 0 | 0 | 0 | 0 | 0
Transportation Pollutant Emissions Disaggregated[motorbikes,CO,freight,natural gas tf] | Transportation Pollutant Emissions Disaggregated | motorbikes | CO | freight | natural gas tf | 80628300 | 110332000 | 170813000 | 222114000 | 256317000 | 285723000 | 318068000 | 348170000 | 379021000 | 413809000 | 452619000 | 503459000 | 559277000 | 627160000 | 707611000 | 801154000 | 915485000 | 1047590000 | 1198000000 | 1366810000 | 1553940000 | 1759630000 | 1979780000 | 2222230000 | 2483070000 | 2710250000 | 2946010000 | 3151570000 | 3382790000 | 3649610000 | 3937220000
Transportation Pollutant Emissions Disaggregated[motorbikes,CO,freight,petroleum gasoline tf] | Transportation Pollutant Emissions Disaggregated | motorbikes | CO | freight | petroleum gasoline tf | 0 | 0 | 0 | 0 | 0 | 0 | 0 | 0 | 0 | 0 | 0 | 0 | 0 | 0 | 0 | 0 | 0 | 0 | 0 | 0 | 0 | 0 | 0 | 0 | 0 | 0 | 0 | 0 | 0 | 0 | 0
Transportation Pollutant Emissions Disaggregated[motorbikes,CO,freight,petroleum diesel tf] | Transportation Pollutant Emissions Disaggregated | motorbikes | CO | freight | petroleum diesel tf | 104253000000 | 103193000000 | 102042000000 | 100855000000 | 99201200000 | 97463600000 | 95603000000 | 93376000000 | 90972300000 | 88367900000 | 85559500000 | 86025700000 | 86284400000 | 86456300000 | 86555500000 | 86580800000 | 86473300000 | 86033100000 | 85539900000 | 85024100000 | 84638200000 | 84210300000 | 83982900000 | 83439100000 | 82913200000 | 82638300000 | 82837900000 | 83120300000 | 83419000000 | 84123000000 | 84930500000
Transportation Pollutant Emissions Disaggregated[motorbikes,CO,freight,biofuel gasoline tf] | Transportation Pollutant Emissions Disaggregated | motorbikes | CO | freight | biofuel gasoline tf | 0 | 0 | 0 | 0 | 0 | 0 | 0 | 0 | 0 | 0 | 0 | 0 | 0 | 0 | 0 | 0 | 0 | 0 | 0 | 0 | 0 | 0 | 0 | 0 | 0 | 0 | 0 | 0 | 0 | 0 | 0
Transportation Pollutant Emissions Disaggregated[motorbikes,CO,freight,biofuel diesel tf] | Transportation Pollutant Emissions Disaggregated | motorbikes | CO | freight | biofuel diesel tf | 27793800000 | 30920700000 | 34116600000 | 37399600000 | 40597100000 | 43833400000 | 47084800000 | 50210300000 | 53274600000 | 56239200000 | 59072300000 | 59394200000 | 59572800000 | 59691500000 | 59760000000 | 59777500000 | 59703200000 | 59399300000 | 59058800000 | 58702700000 | 58436200000 | 58140800000 | 57983800000 | 57608300000 | 57245300000 | 57055500000 | 57193300000 | 57388200000 | 57594500000 | 58080500000 | 58638000000
Transportation Pollutant Emissions Disaggregated[motorbikes,CO,freight,jet fuel tf] | Transportation Pollutant Emissions Disaggregated | motorbikes | CO | freight | jet fuel tf | 0 | 0 | 0 | 0 | 0 | 0 | 0 | 0 | 0 | 0 | 0 | 0 | 0 | 0 | 0 | 0 | 0 | 0 | 0 | 0 | 0 | 0 | 0 | 0 | 0 | 0 | 0 | 0 | 0 | 0 | 0
Transportation Pollutant Emissions Disaggregated[motorbikes,CO,freight,heavy or residual fuel oil tf] | Transportation Pollutant Emissions Disaggregated | motorbikes | CO | freight | heavy or residual fuel oil tf | 0 | 0 | 0 | 0 | 0 | 0 | 0 | 0 | 0 | 0 | 0 | 0 | 0 | 0 | 0 | 0 | 0 | 0 | 0 | 0 | 0 | 0 | 0 | 0 | 0 | 0 | 0 | 0 | 0 | 0 | 0
Transportation Pollutant Emissions Disaggregated[motorbikes,CO,freight,LPG propane or butane tf] | Transportation Pollutant Emissions Disaggregated | motorbikes | CO | freight | LPG propane or butane tf | 0 | 0 | 0 | 0 | 0 | 0 | 0 | 0 | 0 | 0 | 0 | 0 | 0 | 0 | 0 | 0 | 0 | 0 | 0 | 0 | 0 | 0 | 0 | 0 | 0 | 0 | 0 | 0 | 0 | 0 | 0
Transportation Pollutant Emissions Disaggregated[motorbikes,CO,freight,hydrogen tf] | Transportation Pollutant Emissions Disaggregated | motorbikes | CO | freight | hydrogen tf | 0 | 0 | 0 | 0 | 0 | 0 | 0 | 0 | 0 | 0 | 0 | 0 | 0 | 0 | 0 | 0 | 0 | 0 | 0 | 0 | 0 | 0 | 0 | 0 | 0 | 0 | 0 | 0 | 0 | 0 | 0
Transportation Pollutant Emissions Disaggregated[motorbikes,NOx,passenger,electricity tf] | Transportation Pollutant Emissions Disaggregated | motorbikes | NOx | passenger | electricity tf | 0 | 0 | 0 | 0 | 0 | 0 | 0 | 0 | 0 | 0 | 0 | 0 | 0 | 0 | 0 | 0 | 0 | 0 | 0 | 0 | 0 | 0 | 0 | 0 | 0 | 0 | 0 | 0 | 0 | 0 | 0
Transportation Pollutant Emissions Disaggregated[motorbikes,NOx,passenger,natural gas tf] | Transportation Pollutant Emissions Disaggregated | motorbikes | NOx | passenger | natural gas tf | 1220.19 | 1222.49 | 1067.21 | 914.186 | 766.033 | 629.994 | 506.294 | 394.724 | 295.706 | 209.719 | 137.28 | 79.1194 | 36.1111 | 20.4909 | 9.1953 | 2.3236 | 0 | 0 | 0 | 0 | 0 | 0 | 0 | 0 | 0 | 0 | 0 | 0 | 0 | 0 | 0
Transportation Pollutant Emissions Disaggregated[motorbikes,NOx,passenger,petroleum gasoline tf] | Transportation Pollutant Emissions Disaggregated | motorbikes | NOx | passenger | petroleum gasoline tf | 89089400 | 99983900 | 98711300 | 96602500 | 93573200 | 90851100 | 87993700 | 85055900 | 82101400 | 79194200 | 76325900 | 73550000 | 70887100 | 68334100 | 65891300 | 63570400 | 61308700 | 59022500 | 56823600 | 54912200 | 53363700 | 52199100 | 51361800 | 50772600 | 50342000 | 49992700 | 49696100 | 49437100 | 49202500 | 49008200 | 48808100
Transportation Pollutant Emissions Disaggregated[motorbikes,NOx,passenger,petroleum diesel tf] | Transportation Pollutant Emissions Disaggregated | motorbikes | NOx | passenger | petroleum diesel tf | 9741.53 | 9671.23 | 8382.84 | 7148.62 | 5984.43 | 4937.26 | 4006.88 | 3184.69 | 2466.71 | 1848.83 | 1326.5 | 925.171 | 591.238 | 327.568 | 148.861 | 38.1275 | 0 | 0 | 0 | 0 | 0 | 0 | 0 | 0 | 0 | 0 | 0 | 0 | 0 | 0 | 0
Transportation Pollutant Emissions Disaggregated[motorbikes,NOx,passenger,biofuel gasoline tf] | Transportation Pollutant Emissions Disaggregated | motorbikes | NOx | passenger | biofuel gasoline tf | 6660340 | 7497310 | 7424100 | 7287250 | 7079810 | 6894330 | 6697330 | 6492920 | 6285910 | 6072260 | 5869570 | 5656100 | 5451320 | 5254990 | 5067130 | 4888650 | 4714730 | 4538910 | 4369820 | 4222830 | 4103740 | 4014180 | 3949790 | 3904490 | 3871370 | 3844510 | 3821700 | 3801780 | 3783740 | 3768800 | 3753410
Transportation Pollutant Emissions Disaggregated[motorbikes,NOx,passenger,biofuel diesel tf] | Transportation Pollutant Emissions Disaggregated | motorbikes | NOx | passenger | biofuel diesel tf | 2739.47 | 3056.75 | 2956.35 | 2796.21 | 2583.33 | 2342.22 | 2081.59 | 1806.35 | 1523.73 | 1241.14 | 966.058 | 673.777 | 430.583 | 238.559 | 108.412 | 27.7672 | 0 | 0 | 0 | 0 | 0 | 0 | 0 | 0 | 0 | 0 | 0 | 0 | 0 | 0 | 0
Transportation Pollutant Emissions Disaggregated[motorbikes,NOx,passenger,jet fuel tf] | Transportation Pollutant Emissions Disaggregated | motorbikes | NOx | passenger | jet fuel tf | 0 | 0 | 0 | 0 | 0 | 0 | 0 | 0 | 0 | 0 | 0 | 0 | 0 | 0 | 0 | 0 | 0 | 0 | 0 | 0 | 0 | 0 | 0 | 0 | 0 | 0 | 0 | 0 | 0 | 0 | 0
Transportation Pollutant Emissions Disaggregated[motorbikes,NOx,passenger,heavy or residual fuel oil tf] | Transportation Pollutant Emissions Disaggregated | motorbikes | NOx | passenger | heavy or residual fuel oil tf | 0 | 0 | 0 | 0 | 0 | 0 | 0 | 0 | 0 | 0 | 0 | 0 | 0 | 0 | 0 | 0 | 0 | 0 | 0 | 0 | 0 | 0 | 0 | 0 | 0 | 0 | 0 | 0 | 0 | 0 | 0
Transportation Pollutant Emissions Disaggregated[motorbikes,NOx,passenger,LPG propane or butane tf] | Transportation Pollutant Emissions Disaggregated | motorbikes | NOx | passenger | LPG propane or butane tf | 0 | 0 | 0 | 0 | 0 | 0 | 0 | 0 | 0 | 0 | 0 | 0 | 0 | 0 | 0 | 0 | 0 | 0 | 0 | 0 | 0 | 0 | 0 | 0 | 0 | 0 | 0 | 0 | 0 | 0 | 0
Transportation Pollutant Emissions Disaggregated[motorbikes,NOx,passenger,hydrogen tf] | Transportation Pollutant Emissions Disaggregated | motorbikes | NOx | passenger | hydrogen tf | 0 | 0 | 0 | 0 | 0 | 0 | 0 | 0 | 0 | 0 | 0 | 0 | 0 | 0 | 0 | 0 | 0 | 0 | 0 | 0 | 0 | 0 | 0 | 0 | 0 | 0 | 0 | 0 | 0 | 0 | 0
Transportation Pollutant Emissions Disaggregated[motorbikes,NOx,freight,electricity tf] | Transportation Pollutant Emissions Disaggregated | motorbikes | NOx | freight | electricity tf | 0 | 0 | 0 | 0 | 0 | 0 | 0 | 0 | 0 | 0 | 0 | 0 | 0 | 0 | 0 | 0 | 0 | 0 | 0 | 0 | 0 | 0 | 0 | 0 | 0 | 0 | 0 | 0 | 0 | 0 | 0
Transportation Pollutant Emissions Disaggregated[motorbikes,NOx,freight,natural gas tf] | Transportation Pollutant Emissions Disaggregated | motorbikes | NOx | freight | natural gas tf | 3579980 | 4898850 | 7584260 | 9862110 | 11380700 | 12686400 | 14122600 | 15459100 | 16828900 | 18373600 | 20096800 | 22354100 | 24832500 | 27846600 | 31418700 | 35572100 | 40648500 | 46514100 | 53192600 | 60688000 | 68996400 | 78129500 | 87904400 | 98669200 | 110251000 | 120338000 | 130806000 | 139933000 | 150200000 | 162047000 | 174817000
Transportation Pollutant Emissions Disaggregated[motorbikes,NOx,freight,petroleum gasoline tf] | Transportation Pollutant Emissions Disaggregated | motorbikes | NOx | freight | petroleum gasoline tf | 0 | 0 | 0 | 0 | 0 | 0 | 0 | 0 | 0 | 0 | 0 | 0 | 0 | 0 | 0 | 0 | 0 | 0 | 0 | 0 | 0 | 0 | 0 | 0 | 0 | 0 | 0 | 0 | 0 | 0 | 0
Transportation Pollutant Emissions Disaggregated[motorbikes,NOx,freight,petroleum diesel tf] | Transportation Pollutant Emissions Disaggregated | motorbikes | NOx | freight | petroleum diesel tf | 4628910000 | 4581850000 | 4530760000 | 4478060000 | 4404630000 | 4327480000 | 4244860000 | 4145980000 | 4039260000 | 3923620000 | 3798920000 | 3819620000 | 3831110000 | 3838740000 | 3843150000 | 3844270000 | 3839500000 | 3819950000 | 3798050000 | 3775150000 | 3758020000 | 3739020000 | 3728920000 | 3704770000 | 3681430000 | 3669220000 | 3678080000 | 3690620000 | 3703880000 | 3735140000 | 3770990000
Transportation Pollutant Emissions Disaggregated[motorbikes,NOx,freight,biofuel gasoline tf] | Transportation Pollutant Emissions Disaggregated | motorbikes | NOx | freight | biofuel gasoline tf | 0 | 0 | 0 | 0 | 0 | 0 | 0 | 0 | 0 | 0 | 0 | 0 | 0 | 0 | 0 | 0 | 0 | 0 | 0 | 0 | 0 | 0 | 0 | 0 | 0 | 0 | 0 | 0 | 0 | 0 | 0
Transportation Pollutant Emissions Disaggregated[motorbikes,NOx,freight,biofuel diesel tf] | Transportation Pollutant Emissions Disaggregated | motorbikes | NOx | freight | biofuel diesel tf | 1301720000 | 1448170000 | 1597850000 | 1751610000 | 1901370000 | 2052940000 | 2205220000 | 2351600000 | 2495120000 | 2633970000 | 2766660000 | 2781730000 | 2790100000 | 2795660000 | 2798860000 | 2799680000 | 2796200000 | 2781970000 | 2766020000 | 2749340000 | 2736860000 | 2723030000 | 2715680000 | 2698090000 | 2681090000 | 2672200000 | 2678650000 | 2687780000 | 2697440000 | 2720200000 | 2746310000
Transportation Pollutant Emissions Disaggregated[motorbikes,NOx,freight,jet fuel tf] | Transportation Pollutant Emissions Disaggregated | motorbikes | NOx | freight | jet fuel tf | 0 | 0 | 0 | 0 | 0 | 0 | 0 | 0 | 0 | 0 | 0 | 0 | 0 | 0 | 0 | 0 | 0 | 0 | 0 | 0 | 0 | 0 | 0 | 0 | 0 | 0 | 0 | 0 | 0 | 0 | 0
Transportation Pollutant Emissions Disaggregated[motorbikes,NOx,freight,heavy or residual fuel oil tf] | Transportation Pollutant Emissions Disaggregated | motorbikes | NOx | freight | heavy or residual fuel oil tf | 0 | 0 | 0 | 0 | 0 | 0 | 0 | 0 | 0 | 0 | 0 | 0 | 0 | 0 | 0 | 0 | 0 | 0 | 0 | 0 | 0 | 0 | 0 | 0 | 0 | 0 | 0 | 0 | 0 | 0 | 0
Transportation Pollutant Emissions Disaggregated[motorbikes,NOx,freight,LPG propane or butane tf] | Transportation Pollutant Emissions Disaggregated | motorbikes | NOx | freight | LPG propane or butane tf | 0 | 0 | 0 | 0 | 0 | 0 | 0 | 0 | 0 | 0 | 0 | 0 | 0 | 0 | 0 | 0 | 0 | 0 | 0 | 0 | 0 | 0 | 0 | 0 | 0 | 0 | 0 | 0 | 0 | 0 | 0
Transportation Pollutant Emissions Disaggregated[motorbikes,NOx,freight,hydrogen tf] | Transportation Pollutant Emissions Disaggregated | motorbikes | NOx | freight | hydrogen tf | 0 | 0 | 0 | 0 | 0 | 0 | 0 | 0 | 0 | 0 | 0 | 0 | 0 | 0 | 0 | 0 | 0 | 0 | 0 | 0 | 0 | 0 | 0 | 0 | 0 | 0 | 0 | 0 | 0 | 0 | 0
Transportation Pollutant Emissions Disaggregated[motorbikes,PM10,passenger,electricity tf] | Transportation Pollutant Emissions Disaggregated | motorbikes | PM10 | passenger | electricity tf | 0 | 0 | 0 | 0 | 0 | 0 | 0 | 0 | 0 | 0 | 0 | 0 | 0 | 0 | 0 | 0 | 0 | 0 | 0 | 0 | 0 | 0 | 0 | 0 | 0 | 0 | 0 | 0 | 0 | 0 | 0
Transportation Pollutant Emissions Disaggregated[motorbikes,PM10,passenger,natural gas tf] | Transportation Pollutant Emissions Disaggregated | motorbikes | PM10 | passenger | natural gas tf | 237.939 | 238.387 | 208.109 | 178.268 | 149.378 | 122.85 | 98.7283 | 76.9718 | 57.6632 | 40.8956 | 26.7698 | 15.4284 | 7.0417 | 3.9958 | 1.7931 | 0.4531 | 0 | 0 | 0 | 0 | 0 | 0 | 0 | 0 | 0 | 0 | 0 | 0 | 0 | 0 | 0
Transportation Pollutant Emissions Disaggregated[motorbikes,PM10,passenger,petroleum gasoline tf] | Transportation Pollutant Emissions Disaggregated | motorbikes | PM10 | passenger | petroleum gasoline tf | 17370300 | 19494400 | 19246300 | 18835100 | 18244500 | 17713700 | 17156600 | 16583800 | 16007800 | 15440900 | 14881700 | 14340500 | 13821300 | 13323500 | 12847200 | 12394700 | 11953700 | 11507900 | 11079200 | 10706500 | 10404600 | 10177500 | 10014300 | 9899420 | 9815450 | 9747350 | 9689520 | 9639020 | 9593280 | 9555410 | 9516380
Transportation Pollutant Emissions Disaggregated[motorbikes,PM10,passenger,petroleum diesel tf] | Transportation Pollutant Emissions Disaggregated | motorbikes | PM10 | passenger | petroleum diesel tf | 1899.41 | 1885.7 | 1634.49 | 1393.84 | 1166.85 | 962.669 | 781.263 | 620.952 | 480.96 | 360.486 | 258.642 | 180.39 | 115.28 | 63.8694 | 29.025 | 7.4341 | 0 | 0 | 0 | 0 | 0 | 0 | 0 | 0 | 0 | 0 | 0 | 0 | 0 | 0 | 0
Transportation Pollutant Emissions Disaggregated[motorbikes,PM10,passenger,biofuel gasoline tf] | Transportation Pollutant Emissions Disaggregated | motorbikes | PM10 | passenger | biofuel gasoline tf | 1298660 | 1461850 | 1447580 | 1420890 | 1380450 | 1344280 | 1305870 | 1266010 | 1225650 | 1183990 | 1144470 | 1102850 | 1062920 | 1024640 | 988008 | 953207 | 919294 | 885013 | 852042 | 823382 | 800162 | 782699 | 770145 | 761311 | 754853 | 749615 | 745168 | 741285 | 737767 | 734854 | 731853
Transportation Pollutant Emissions Disaggregated[motorbikes,PM10,passenger,biofuel diesel tf] | Transportation Pollutant Emissions Disaggregated | motorbikes | PM10 | passenger | biofuel diesel tf | 490.662 | 547.49 | 529.508 | 500.825 | 462.696 | 419.511 | 372.83 | 323.533 | 272.912 | 222.299 | 173.029 | 120.679 | 77.121 | 42.728 | 19.4174 | 4.9733 | 0 | 0 | 0 | 0 | 0 | 0 | 0 | 0 | 0 | 0 | 0 | 0 | 0 | 0 | 0
Transportation Pollutant Emissions Disaggregated[motorbikes,PM10,passenger,jet fuel tf] | Transportation Pollutant Emissions Disaggregated | motorbikes | PM10 | passenger | jet fuel tf | 0 | 0 | 0 | 0 | 0 | 0 | 0 | 0 | 0 | 0 | 0 | 0 | 0 | 0 | 0 | 0 | 0 | 0 | 0 | 0 | 0 | 0 | 0 | 0 | 0 | 0 | 0 | 0 | 0 | 0 | 0
Transportation Pollutant Emissions Disaggregated[motorbikes,PM10,passenger,heavy or residual fuel oil tf] | Transportation Pollutant Emissions Disaggregated | motorbikes | PM10 | passenger | heavy or residual fuel oil tf | 0 | 0 | 0 | 0 | 0 | 0 | 0 | 0 | 0 | 0 | 0 | 0 | 0 | 0 | 0 | 0 | 0 | 0 | 0 | 0 | 0 | 0 | 0 | 0 | 0 | 0 | 0 | 0 | 0 | 0 | 0
Transportation Pollutant Emissions Disaggregated[motorbikes,PM10,passenger,LPG propane or butane tf] | Transportation Pollutant Emissions Disaggregated | motorbikes | PM10 | passenger | LPG propane or butane tf | 0 | 0 | 0 | 0 | 0 | 0 | 0 | 0 | 0 | 0 | 0 | 0 | 0 | 0 | 0 | 0 | 0 | 0 | 0 | 0 | 0 | 0 | 0 | 0 | 0 | 0 | 0 | 0 | 0 | 0 | 0
Transportation Pollutant Emissions Disaggregated[motorbikes,PM10,passenger,hydrogen tf] | Transportation Pollutant Emissions Disaggregated | motorbikes | PM10 | passenger | hydrogen tf | 0 | 0 | 0 | 0 | 0 | 0 | 0 | 0 | 0 | 0 | 0 | 0 | 0 | 0 | 0 | 0 | 0 | 0 | 0 | 0 | 0 | 0 | 0 | 0 | 0 | 0 | 0 | 0 | 0 | 0 | 0
Transportation Pollutant Emissions Disaggregated[motorbikes,PM10,freight,electricity tf] | Transportation Pollutant Emissions Disaggregated | motorbikes | PM10 | freight | electricity tf | 0 | 0 | 0 | 0 | 0 | 0 | 0 | 0 | 0 | 0 | 0 | 0 | 0 | 0 | 0 | 0 | 0 | 0 | 0 | 0 | 0 | 0 | 0 | 0 | 0 | 0 | 0 | 0 | 0 | 0 | 0
Transportation Pollutant Emissions Disaggregated[motorbikes,PM10,freight,natural gas tf] | Transportation Pollutant Emissions Disaggregated | motorbikes | PM10 | freight | natural gas tf | 698103 | 955283 | 1478940 | 1923130 | 2219260 | 2473870 | 2753930 | 3014560 | 3281670 | 3582870 | 3918910 | 4359090 | 4842380 | 5430130 | 6126700 | 6936620 | 7926530 | 9070330 | 10372600 | 11834300 | 13454400 | 15235400 | 17141500 | 19240700 | 21499100 | 23466100 | 25507400 | 27287200 | 29289200 | 31599400 | 34089600
Transportation Pollutant Emissions Disaggregated[motorbikes,PM10,freight,petroleum gasoline tf] | Transportation Pollutant Emissions Disaggregated | motorbikes | PM10 | freight | petroleum gasoline tf | 0 | 0 | 0 | 0 | 0 | 0 | 0 | 0 | 0 | 0 | 0 | 0 | 0 | 0 | 0 | 0 | 0 | 0 | 0 | 0 | 0 | 0 | 0 | 0 | 0 | 0 | 0 | 0 | 0 | 0 | 0
Transportation Pollutant Emissions Disaggregated[motorbikes,PM10,freight,petroleum diesel tf] | Transportation Pollutant Emissions Disaggregated | motorbikes | PM10 | freight | petroleum diesel tf | 902547000 | 893372000 | 883409000 | 873134000 | 858816000 | 843774000 | 827666000 | 808385000 | 787576000 | 765029000 | 740716000 | 744752000 | 746991000 | 748480000 | 749339000 | 749558000 | 748627000 | 744816000 | 740546000 | 736081000 | 732740000 | 729035000 | 727067000 | 722358000 | 717806000 | 715426000 | 717154000 | 719599000 | 722185000 | 728279000 | 735270000
Transportation Pollutant Emissions Disaggregated[motorbikes,PM10,freight,biofuel gasoline tf] | Transportation Pollutant Emissions Disaggregated | motorbikes | PM10 | freight | biofuel gasoline tf | 0 | 0 | 0 | 0 | 0 | 0 | 0 | 0 | 0 | 0 | 0 | 0 | 0 | 0 | 0 | 0 | 0 | 0 | 0 | 0 | 0 | 0 | 0 | 0 | 0 | 0 | 0 | 0 | 0 | 0 | 0
Transportation Pollutant Emissions Disaggregated[motorbikes,PM10,freight,biofuel diesel tf] | Transportation Pollutant Emissions Disaggregated | motorbikes | PM10 | freight | biofuel diesel tf | 233149000 | 259379000 | 286189000 | 313728000 | 340551000 | 367699000 | 394973000 | 421191000 | 446896000 | 471766000 | 495531000 | 498231000 | 499730000 | 500725000 | 501300000 | 501446000 | 500824000 | 498274000 | 495418000 | 492431000 | 490195000 | 487717000 | 486400000 | 483250000 | 480205000 | 478613000 | 479769000 | 481404000 | 483134000 | 487211000 | 491888000
Transportation Pollutant Emissions Disaggregated[motorbikes,PM10,freight,jet fuel tf] | Transportation Pollutant Emissions Disaggregated | motorbikes | PM10 | freight | jet fuel tf | 0 | 0 | 0 | 0 | 0 | 0 | 0 | 0 | 0 | 0 | 0 | 0 | 0 | 0 | 0 | 0 | 0 | 0 | 0 | 0 | 0 | 0 | 0 | 0 | 0 | 0 | 0 | 0 | 0 | 0 | 0
Transportation Pollutant Emissions Disaggregated[motorbikes,PM10,freight,heavy or residual fuel oil tf] | Transportation Pollutant Emissions Disaggregated | motorbikes | PM10 | freight | heavy or residual fuel oil tf | 0 | 0 | 0 | 0 | 0 | 0 | 0 | 0 | 0 | 0 | 0 | 0 | 0 | 0 | 0 | 0 | 0 | 0 | 0 | 0 | 0 | 0 | 0 | 0 | 0 | 0 | 0 | 0 | 0 | 0 | 0
Transportation Pollutant Emissions Disaggregated[motorbikes,PM10,freight,LPG propane or butane tf] | Transportation Pollutant Emissions Disaggregated | motorbikes | PM10 | freight | LPG propane or butane tf | 0 | 0 | 0 | 0 | 0 | 0 | 0 | 0 | 0 | 0 | 0 | 0 | 0 | 0 | 0 | 0 | 0 | 0 | 0 | 0 | 0 | 0 | 0 | 0 | 0 | 0 | 0 | 0 | 0 | 0 | 0
Transportation Pollutant Emissions Disaggregated[motorbikes,PM10,freight,hydrogen tf] | Transportation Pollutant Emissions Disaggregated | motorbikes | PM10 | freight | hydrogen tf | 0 | 0 | 0 | 0 | 0 | 0 | 0 | 0 | 0 | 0 | 0 | 0 | 0 | 0 | 0 | 0 | 0 | 0 | 0 | 0 | 0 | 0 | 0 | 0 | 0 | 0 | 0 | 0 | 0 | 0 | 0
Transportation Pollutant Emissions Disaggregated[motorbikes,PM25,passenger,electricity tf] | Transportation Pollutant Emissions Disaggregated | motorbikes | PM25 | passenger | electricity tf | 0 | 0 | 0 | 0 | 0 | 0 | 0 | 0 | 0 | 0 | 0 | 0 | 0 | 0 | 0 | 0 | 0 | 0 | 0 | 0 | 0 | 0 | 0 | 0 | 0 | 0 | 0 | 0 | 0 | 0 | 0
Transportation Pollutant Emissions Disaggregated[motorbikes,PM25,passenger,natural gas tf] | Transportation Pollutant Emissions Disaggregated | motorbikes | PM25 | passenger | natural gas tf | 95.3592 | 95.5387 | 83.404 | 71.4446 | 59.8664 | 49.2347 | 39.5675 | 30.8481 | 23.1098 | 16.3898 | 10.7286 | 6.1833 | 2.8221 | 1.6014 | 0.71862 | 0.18159 | 0 | 0 | 0 | 0 | 0 | 0 | 0 | 0 | 0 | 0 | 0 | 0 | 0 | 0 | 0
Transportation Pollutant Emissions Disaggregated[motorbikes,PM25,passenger,petroleum gasoline tf] | Transportation Pollutant Emissions Disaggregated | motorbikes | PM25 | passenger | petroleum gasoline tf | 6964560 | 7816230 | 7716750 | 7551890 | 7315080 | 7102270 | 6878900 | 6649230 | 6418270 | 6191000 | 5966770 | 5749770 | 5541590 | 5342010 | 5151040 | 4969610 | 4792800 | 4614080 | 4442180 | 4292760 | 4171700 | 4080660 | 4015200 | 3969140 | 3935480 | 3908170 | 3884990 | 3864740 | 3846400 | 3831210 | 3815560
Transportation Pollutant Emissions Disaggregated[motorbikes,PM25,passenger,petroleum diesel tf] | Transportation Pollutant Emissions Disaggregated | motorbikes | PM25 | passenger | petroleum diesel tf | 761.387 | 755.892 | 655.193 | 558.728 | 467.736 | 385.891 | 313.173 | 248.912 | 192.795 | 144.502 | 103.678 | 72.3103 | 46.2105 | 25.6024 | 11.6348 | 2.98 | 0 | 0 | 0 | 0 | 0 | 0 | 0 | 0 | 0 | 0 | 0 | 0 | 0 | 0 | 0
Transportation Pollutant Emissions Disaggregated[motorbikes,PM25,passenger,biofuel gasoline tf] | Transportation Pollutant Emissions Disaggregated | motorbikes | PM25 | passenger | biofuel gasoline tf | 520467 | 585872 | 580151 | 569456 | 553247 | 538752 | 523358 | 507384 | 491208 | 474512 | 458673 | 441992 | 425989 | 410647 | 395967 | 382020 | 368429 | 354690 | 341476 | 329990 | 320684 | 313685 | 308654 | 305113 | 302525 | 300426 | 298644 | 297087 | 295677 | 294510 | 293307
Transportation Pollutant Emissions Disaggregated[motorbikes,PM25,passenger,biofuel diesel tf] | Transportation Pollutant Emissions Disaggregated | motorbikes | PM25 | passenger | biofuel diesel tf | 202.103 | 225.511 | 218.104 | 206.289 | 190.584 | 172.796 | 153.568 | 133.263 | 112.412 | 91.5646 | 71.2705 | 49.7076 | 31.7661 | 17.5996 | 7.998 | 2.0485 | 0 | 0 | 0 | 0 | 0 | 0 | 0 | 0 | 0 | 0 | 0 | 0 | 0 | 0 | 0
Transportation Pollutant Emissions Disaggregated[motorbikes,PM25,passenger,jet fuel tf] | Transportation Pollutant Emissions Disaggregated | motorbikes | PM25 | passenger | jet fuel tf | 0 | 0 | 0 | 0 | 0 | 0 | 0 | 0 | 0 | 0 | 0 | 0 | 0 | 0 | 0 | 0 | 0 | 0 | 0 | 0 | 0 | 0 | 0 | 0 | 0 | 0 | 0 | 0 | 0 | 0 | 0
Transportation Pollutant Emissions Disaggregated[motorbikes,PM25,passenger,heavy or residual fuel oil tf] | Transportation Pollutant Emissions Disaggregated | motorbikes | PM25 | passenger | heavy or residual fuel oil tf | 0 | 0 | 0 | 0 | 0 | 0 | 0 | 0 | 0 | 0 | 0 | 0 | 0 | 0 | 0 | 0 | 0 | 0 | 0 | 0 | 0 | 0 | 0 | 0 | 0 | 0 | 0 | 0 | 0 | 0 | 0
Transportation Pollutant Emissions Disaggregated[motorbikes,PM25,passenger,LPG propane or butane tf] | Transportation Pollutant Emissions Disaggregated | motorbikes | PM25 | passenger | LPG propane or butane tf | 0 | 0 | 0 | 0 | 0 | 0 | 0 | 0 | 0 | 0 | 0 | 0 | 0 | 0 | 0 | 0 | 0 | 0 | 0 | 0 | 0 | 0 | 0 | 0 | 0 | 0 | 0 | 0 | 0 | 0 | 0
Transportation Pollutant Emissions Disaggregated[motorbikes,PM25,passenger,hydrogen tf] | Transportation Pollutant Emissions Disaggregated | motorbikes | PM25 | passenger | hydrogen tf | 0 | 0 | 0 | 0 | 0 | 0 | 0 | 0 | 0 | 0 | 0 | 0 | 0 | 0 | 0 | 0 | 0 | 0 | 0 | 0 | 0 | 0 | 0 | 0 | 0 | 0 | 0 | 0 | 0 | 0 | 0
Transportation Pollutant Emissions Disaggregated[motorbikes,PM25,freight,electricity tf] | Transportation Pollutant Emissions Disaggregated | motorbikes | PM25 | freight | electricity tf | 0 | 0 | 0 | 0 | 0 | 0 | 0 | 0 | 0 | 0 | 0 | 0 | 0 | 0 | 0 | 0 | 0 | 0 | 0 | 0 | 0 | 0 | 0 | 0 | 0 | 0 | 0 | 0 | 0 | 0 | 0
Transportation Pollutant Emissions Disaggregated[motorbikes,PM25,freight,natural gas tf] | Transportation Pollutant Emissions Disaggregated | motorbikes | PM25 | freight | natural gas tf | 279780 | 382850 | 592718 | 770735 | 889417 | 991455 | 1103700 | 1208150 | 1315200 | 1435910 | 1570590 | 1747000 | 1940690 | 2176240 | 2455410 | 2780000 | 3176730 | 3635130 | 4157060 | 4742830 | 5392150 | 6105910 | 6869830 | 7711110 | 8616220 | 9404560 | 10222600 | 10935900 | 11738300 | 12664100 | 13662100
Transportation Pollutant Emissions Disaggregated[motorbikes,PM25,freight,petroleum gasoline tf] | Transportation Pollutant Emissions Disaggregated | motorbikes | PM25 | freight | petroleum gasoline tf | 0 | 0 | 0 | 0 | 0 | 0 | 0 | 0 | 0 | 0 | 0 | 0 | 0 | 0 | 0 | 0 | 0 | 0 | 0 | 0 | 0 | 0 | 0 | 0 | 0 | 0 | 0 | 0 | 0 | 0 | 0
Transportation Pollutant Emissions Disaggregated[motorbikes,PM25,freight,petroleum diesel tf] | Transportation Pollutant Emissions Disaggregated | motorbikes | PM25 | freight | petroleum diesel tf | 361790000 | 358112000 | 354119000 | 350000000 | 344261000 | 338231000 | 331774000 | 324045000 | 315704000 | 306665000 | 296919000 | 298537000 | 299435000 | 300032000 | 300376000 | 300464000 | 300091000 | 298563000 | 296851000 | 295062000 | 293722000 | 292237000 | 291448000 | 289561000 | 287736000 | 286782000 | 287474000 | 288454000 | 289491000 | 291934000 | 294736000
Transportation Pollutant Emissions Disaggregated[motorbikes,PM25,freight,biofuel gasoline tf] | Transportation Pollutant Emissions Disaggregated | motorbikes | PM25 | freight | biofuel gasoline tf | 0 | 0 | 0 | 0 | 0 | 0 | 0 | 0 | 0 | 0 | 0 | 0 | 0 | 0 | 0 | 0 | 0 | 0 | 0 | 0 | 0 | 0 | 0 | 0 | 0 | 0 | 0 | 0 | 0 | 0 | 0
Transportation Pollutant Emissions Disaggregated[motorbikes,PM25,freight,biofuel diesel tf] | Transportation Pollutant Emissions Disaggregated | motorbikes | PM25 | freight | biofuel diesel tf | 96034000 | 106838000 | 117881000 | 129224000 | 140272000 | 151455000 | 162689000 | 173488000 | 184076000 | 194320000 | 204109000 | 205221000 | 205838000 | 206248000 | 206485000 | 206545000 | 206289000 | 205239000 | 204062000 | 202832000 | 201911000 | 200890000 | 200348000 | 199050000 | 197796000 | 197140000 | 197616000 | 198290000 | 199003000 | 200682000 | 202608000
Transportation Pollutant Emissions Disaggregated[motorbikes,PM25,freight,jet fuel tf] | Transportation Pollutant Emissions Disaggregated | motorbikes | PM25 | freight | jet fuel tf | 0 | 0 | 0 | 0 | 0 | 0 | 0 | 0 | 0 | 0 | 0 | 0 | 0 | 0 | 0 | 0 | 0 | 0 | 0 | 0 | 0 | 0 | 0 | 0 | 0 | 0 | 0 | 0 | 0 | 0 | 0
Transportation Pollutant Emissions Disaggregated[motorbikes,PM25,freight,heavy or residual fuel oil tf] | Transportation Pollutant Emissions Disaggregated | motorbikes | PM25 | freight | heavy or residual fuel oil tf | 0 | 0 | 0 | 0 | 0 | 0 | 0 | 0 | 0 | 0 | 0 | 0 | 0 | 0 | 0 | 0 | 0 | 0 | 0 | 0 | 0 | 0 | 0 | 0 | 0 | 0 | 0 | 0 | 0 | 0 | 0
Transportation Pollutant Emissions Disaggregated[motorbikes,PM25,freight,LPG propane or butane tf] | Transportation Pollutant Emissions Disaggregated | motorbikes | PM25 | freight | LPG propane or butane tf | 0 | 0 | 0 | 0 | 0 | 0 | 0 | 0 | 0 | 0 | 0 | 0 | 0 | 0 | 0 | 0 | 0 | 0 | 0 | 0 | 0 | 0 | 0 | 0 | 0 | 0 | 0 | 0 | 0 | 0 | 0
Transportation Pollutant Emissions Disaggregated[motorbikes,PM25,freight,hydrogen tf] | Transportation Pollutant Emissions Disaggregated | motorbikes | PM25 | freight | hydrogen tf | 0 | 0 | 0 | 0 | 0 | 0 | 0 | 0 | 0 | 0 | 0 | 0 | 0 | 0 | 0 | 0 | 0 | 0 | 0 | 0 | 0 | 0 | 0 | 0 | 0 | 0 | 0 | 0 | 0 | 0 | 0
Transportation Pollutant Emissions Disaggregated[motorbikes,SOx,passenger,electricity tf] | Transportation Pollutant Emissions Disaggregated | motorbikes | SOx | passenger | electricity tf | 0 | 0 | 0 | 0 | 0 | 0 | 0 | 0 | 0 | 0 | 0 | 0 | 0 | 0 | 0 | 0 | 0 | 0 | 0 | 0 | 0 | 0 | 0 | 0 | 0 | 0 | 0 | 0 | 0 | 0 | 0
Transportation Pollutant Emissions Disaggregated[motorbikes,SOx,passenger,natural gas tf] | Transportation Pollutant Emissions Disaggregated | motorbikes | SOx | passenger | natural gas tf | 12.3406 | 12.3638 | 10.7935 | 9.2458 | 7.7474 | 6.3716 | 5.1205 | 3.9921 | 2.9907 | 2.121 | 1.3884 | 0.80019 | 0.36522 | 0.20724 | 0.092998 | 0.0235 | 0 | 0 | 0 | 0 | 0 | 0 | 0 | 0 | 0 | 0 | 0 | 0 | 0 | 0 | 0
Transportation Pollutant Emissions Disaggregated[motorbikes,SOx,passenger,petroleum gasoline tf] | Transportation Pollutant Emissions Disaggregated | motorbikes | SOx | passenger | petroleum gasoline tf | 1456660 | 1634790 | 1613980 | 1579500 | 1529970 | 1485470 | 1438750 | 1390710 | 1342400 | 1294870 | 1247970 | 1202580 | 1159040 | 1117300 | 1077360 | 1039410 | 1002430 | 965051 | 929098 | 897845 | 872526 | 853484 | 839794 | 830161 | 823119 | 817408 | 812559 | 808324 | 804488 | 801312 | 798039
Transportation Pollutant Emissions Disaggregated[motorbikes,SOx,passenger,petroleum diesel tf] | Transportation Pollutant Emissions Disaggregated | motorbikes | SOx | passenger | petroleum diesel tf | 44.8065 | 44.4832 | 38.5572 | 32.8804 | 27.5256 | 22.7091 | 18.4298 | 14.6481 | 11.3457 | 8.5038 | 6.1013 | 4.2554 | 2.7194 | 1.5067 | 0.68469 | 0.17537 | 0 | 0 | 0 | 0 | 0 | 0 | 0 | 0 | 0 | 0 | 0 | 0 | 0 | 0 | 0
Transportation Pollutant Emissions Disaggregated[motorbikes,SOx,passenger,biofuel gasoline tf] | Transportation Pollutant Emissions Disaggregated | motorbikes | SOx | passenger | biofuel gasoline tf | 35156 | 39573.9 | 39187.4 | 38465 | 37370.1 | 36391.1 | 35351.2 | 34272.3 | 33179.6 | 32051.9 | 30982 | 29855.2 | 28774.3 | 27738 | 26746.4 | 25804.3 | 24886.2 | 23958.2 | 23065.7 | 22289.8 | 21661.2 | 21188.5 | 20848.6 | 20609.5 | 20434.7 | 20292.9 | 20172.5 | 20067.3 | 19972.1 | 19893.3 | 19812
Transportation Pollutant Emissions Disaggregated[motorbikes,SOx,passenger,biofuel diesel tf] | Transportation Pollutant Emissions Disaggregated | motorbikes | SOx | passenger | biofuel diesel tf | 0 | 0 | 0 | 0 | 0 | 0 | 0 | 0 | 0 | 0 | 0 | 0 | 0 | 0 | 0 | 0 | 0 | 0 | 0 | 0 | 0 | 0 | 0 | 0 | 0 | 0 | 0 | 0 | 0 | 0 | 0
Transportation Pollutant Emissions Disaggregated[motorbikes,SOx,passenger,jet fuel tf] | Transportation Pollutant Emissions Disaggregated | motorbikes | SOx | passenger | jet fuel tf | 0 | 0 | 0 | 0 | 0 | 0 | 0 | 0 | 0 | 0 | 0 | 0 | 0 | 0 | 0 | 0 | 0 | 0 | 0 | 0 | 0 | 0 | 0 | 0 | 0 | 0 | 0 | 0 | 0 | 0 | 0
Transportation Pollutant Emissions Disaggregated[motorbikes,SOx,passenger,heavy or residual fuel oil tf] | Transportation Pollutant Emissions Disaggregated | motorbikes | SOx | passenger | heavy or residual fuel oil tf | 0 | 0 | 0 | 0 | 0 | 0 | 0 | 0 | 0 | 0 | 0 | 0 | 0 | 0 | 0 | 0 | 0 | 0 | 0 | 0 | 0 | 0 | 0 | 0 | 0 | 0 | 0 | 0 | 0 | 0 | 0
Transportation Pollutant Emissions Disaggregated[motorbikes,SOx,passenger,LPG propane or butane tf] | Transportation Pollutant Emissions Disaggregated | motorbikes | SOx | passenger | LPG propane or butane tf | 0 | 0 | 0 | 0 | 0 | 0 | 0 | 0 | 0 | 0 | 0 | 0 | 0 | 0 | 0 | 0 | 0 | 0 | 0 | 0 | 0 | 0 | 0 | 0 | 0 | 0 | 0 | 0 | 0 | 0 | 0
Transportation Pollutant Emissions Disaggregated[motorbikes,SOx,passenger,hydrogen tf] | Transportation Pollutant Emissions Disaggregated | motorbikes | SOx | passenger | hydrogen tf | 0 | 0 | 0 | 0 | 0 | 0 | 0 | 0 | 0 | 0 | 0 | 0 | 0 | 0 | 0 | 0 | 0 | 0 | 0 | 0 | 0 | 0 | 0 | 0 | 0 | 0 | 0 | 0 | 0 | 0 | 0
Transportation Pollutant Emissions Disaggregated[motorbikes,SOx,freight,electricity tf] | Transportation Pollutant Emissions Disaggregated | motorbikes | SOx | freight | electricity tf | 0 | 0 | 0 | 0 | 0 | 0 | 0 | 0 | 0 | 0 | 0 | 0 | 0 | 0 | 0 | 0 | 0 | 0 | 0 | 0 | 0 | 0 | 0 | 0 | 0 | 0 | 0 | 0 | 0 | 0 | 0
Transportation Pollutant Emissions Disaggregated[motorbikes,SOx,freight,natural gas tf] | Transportation Pollutant Emissions Disaggregated | motorbikes | SOx | freight | natural gas tf | 36206.8 | 49545.3 | 76704.7 | 99742.1 | 115101 | 128306 | 142831 | 156349 | 170202 | 185824 | 203252 | 226082 | 251148 | 281631 | 317758 | 359764 | 411106 | 470429 | 537973 | 613778 | 697807 | 790176 | 889036 | 997908 | 1115040 | 1217060 | 1322930 | 1415240 | 1519070 | 1638890 | 1768040
Transportation Pollutant Emissions Disaggregated[motorbikes,SOx,freight,petroleum gasoline tf] | Transportation Pollutant Emissions Disaggregated | motorbikes | SOx | freight | petroleum gasoline tf | 0 | 0 | 0 | 0 | 0 | 0 | 0 | 0 | 0 | 0 | 0 | 0 | 0 | 0 | 0 | 0 | 0 | 0 | 0 | 0 | 0 | 0 | 0 | 0 | 0 | 0 | 0 | 0 | 0 | 0 | 0
Transportation Pollutant Emissions Disaggregated[motorbikes,SOx,freight,petroleum diesel tf] | Transportation Pollutant Emissions Disaggregated | motorbikes | SOx | freight | petroleum diesel tf | 21290900 | 21074400 | 20839400 | 20597000 | 20259300 | 19904400 | 19524400 | 19069600 | 18578700 | 18046800 | 17473300 | 17568500 | 17621300 | 17656500 | 17676700 | 17681900 | 17659900 | 17570000 | 17469300 | 17364000 | 17285100 | 17197800 | 17151300 | 17040200 | 16932900 | 16876700 | 16917500 | 16975100 | 17036200 | 17179900 | 17344800
Transportation Pollutant Emissions Disaggregated[motorbikes,SOx,freight,biofuel gasoline tf] | Transportation Pollutant Emissions Disaggregated | motorbikes | SOx | freight | biofuel gasoline tf | 0 | 0 | 0 | 0 | 0 | 0 | 0 | 0 | 0 | 0 | 0 | 0 | 0 | 0 | 0 | 0 | 0 | 0 | 0 | 0 | 0 | 0 | 0 | 0 | 0 | 0 | 0 | 0 | 0 | 0 | 0
Transportation Pollutant Emissions Disaggregated[motorbikes,SOx,freight,biofuel diesel tf] | Transportation Pollutant Emissions Disaggregated | motorbikes | SOx | freight | biofuel diesel tf | 0 | 0 | 0 | 0 | 0 | 0 | 0 | 0 | 0 | 0 | 0 | 0 | 0 | 0 | 0 | 0 | 0 | 0 | 0 | 0 | 0 | 0 | 0 | 0 | 0 | 0 | 0 | 0 | 0 | 0 | 0
Transportation Pollutant Emissions Disaggregated[motorbikes,SOx,freight,jet fuel tf] | Transportation Pollutant Emissions Disaggregated | motorbikes | SOx | freight | jet fuel tf | 0 | 0 | 0 | 0 | 0 | 0 | 0 | 0 | 0 | 0 | 0 | 0 | 0 | 0 | 0 | 0 | 0 | 0 | 0 | 0 | 0 | 0 | 0 | 0 | 0 | 0 | 0 | 0 | 0 | 0 | 0
Transportation Pollutant Emissions Disaggregated[motorbikes,SOx,freight,heavy or residual fuel oil tf] | Transportation Pollutant Emissions Disaggregated | motorbikes | SOx | freight | heavy or residual fuel oil tf | 0 | 0 | 0 | 0 | 0 | 0 | 0 | 0 | 0 | 0 | 0 | 0 | 0 | 0 | 0 | 0 | 0 | 0 | 0 | 0 | 0 | 0 | 0 | 0 | 0 | 0 | 0 | 0 | 0 | 0 | 0
Transportation Pollutant Emissions Disaggregated[motorbikes,SOx,freight,LPG propane or butane tf] | Transportation Pollutant Emissions Disaggregated | motorbikes | SOx | freight | LPG propane or butane tf | 0 | 0 | 0 | 0 | 0 | 0 | 0 | 0 | 0 | 0 | 0 | 0 | 0 | 0 | 0 | 0 | 0 | 0 | 0 | 0 | 0 | 0 | 0 | 0 | 0 | 0 | 0 | 0 | 0 | 0 | 0
Transportation Pollutant Emissions Disaggregated[motorbikes,SOx,freight,hydrogen tf] | Transportation Pollutant Emissions Disaggregated | motorbikes | SOx | freight | hydrogen tf | 0 | 0 | 0 | 0 | 0 | 0 | 0 | 0 | 0 | 0 | 0 | 0 | 0 | 0 | 0 | 0 | 0 | 0 | 0 | 0 | 0 | 0 | 0 | 0 | 0 | 0 | 0 | 0 | 0 | 0 | 0
Transportation Pollutant Emissions Disaggregated[motorbikes,BC,passenger,electricity tf] | Transportation Pollutant Emissions Disaggregated | motorbikes | BC | passenger | electricity tf | 0 | 0 | 0 | 0 | 0 | 0 | 0 | 0 | 0 | 0 | 0 | 0 | 0 | 0 | 0 | 0 | 0 | 0 | 0 | 0 | 0 | 0 | 0 | 0 | 0 | 0 | 0 | 0 | 0 | 0 | 0
Transportation Pollutant Emissions Disaggregated[motorbikes,BC,passenger,natural gas tf] | Transportation Pollutant Emissions Disaggregated | motorbikes | BC | passenger | natural gas tf | 17.695 | 17.7283 | 15.4766 | 13.2574 | 11.1089 | 9.1361 | 7.3422 | 5.7242 | 4.2883 | 3.0413 | 1.9908 | 1.1474 | 0.52368 | 0.29716 | 0.13335 | 0.033696 | 0 | 0 | 0 | 0 | 0 | 0 | 0 | 0 | 0 | 0 | 0 | 0 | 0 | 0 | 0
Transportation Pollutant Emissions Disaggregated[motorbikes,BC,passenger,petroleum gasoline tf] | Transportation Pollutant Emissions Disaggregated | motorbikes | BC | passenger | petroleum gasoline tf | 1288720 | 1446310 | 1427900 | 1397400 | 1353580 | 1314200 | 1272870 | 1230370 | 1187630 | 1145580 | 1104090 | 1063930 | 1025410 | 988483 | 953146 | 919573 | 886857 | 853786 | 821978 | 794329 | 771929 | 755082 | 742971 | 734448 | 728218 | 723166 | 718875 | 715129 | 711735 | 708925 | 706030
Transportation Pollutant Emissions Disaggregated[motorbikes,BC,passenger,petroleum diesel tf] | Transportation Pollutant Emissions Disaggregated | motorbikes | BC | passenger | petroleum diesel tf | 141.238 | 140.219 | 121.539 | 103.645 | 86.7656 | 71.5831 | 58.0939 | 46.1734 | 35.7637 | 26.8054 | 19.2324 | 13.4136 | 8.5721 | 4.7493 | 2.1583 | 0.55279 | 0 | 0 | 0 | 0 | 0 | 0 | 0 | 0 | 0 | 0 | 0 | 0 | 0 | 0 | 0
Transportation Pollutant Emissions Disaggregated[motorbikes,BC,passenger,biofuel gasoline tf] | Transportation Pollutant Emissions Disaggregated | motorbikes | BC | passenger | biofuel gasoline tf | 96480.7 | 108605 | 107544 | 105562 | 102557 | 99870.2 | 97016.6 | 94055.4 | 91056.8 | 87961.9 | 85025.7 | 81933.5 | 78967 | 76123 | 73401.7 | 70816.3 | 68296.8 | 65750 | 63300.5 | 61171.2 | 59446.2 | 58148.8 | 57216.1 | 56559.8 | 56080.1 | 55691 | 55360.6 | 55072 | 54810.7 | 54594.3 | 54371.3
Transportation Pollutant Emissions Disaggregated[motorbikes,BC,passenger,biofuel diesel tf] | Transportation Pollutant Emissions Disaggregated | motorbikes | BC | passenger | biofuel diesel tf | 33.5906 | 37.481 | 36.2499 | 34.2863 | 31.676 | 28.7196 | 25.5238 | 22.149 | 18.6835 | 15.2185 | 11.8455 | 8.2617 | 5.2797 | 2.9251 | 1.3293 | 0.34047 | 0 | 0 | 0 | 0 | 0 | 0 | 0 | 0 | 0 | 0 | 0 | 0 | 0 | 0 | 0
Transportation Pollutant Emissions Disaggregated[motorbikes,BC,passenger,jet fuel tf] | Transportation Pollutant Emissions Disaggregated | motorbikes | BC | passenger | jet fuel tf | 0 | 0 | 0 | 0 | 0 | 0 | 0 | 0 | 0 | 0 | 0 | 0 | 0 | 0 | 0 | 0 | 0 | 0 | 0 | 0 | 0 | 0 | 0 | 0 | 0 | 0 | 0 | 0 | 0 | 0 | 0
Transportation Pollutant Emissions Disaggregated[motorbikes,BC,passenger,heavy or residual fuel oil tf] | Transportation Pollutant Emissions Disaggregated | motorbikes | BC | passenger | heavy or residual fuel oil tf | 0 | 0 | 0 | 0 | 0 | 0 | 0 | 0 | 0 | 0 | 0 | 0 | 0 | 0 | 0 | 0 | 0 | 0 | 0 | 0 | 0 | 0 | 0 | 0 | 0 | 0 | 0 | 0 | 0 | 0 | 0
Transportation Pollutant Emissions Disaggregated[motorbikes,BC,passenger,LPG propane or butane tf] | Transportation Pollutant Emissions Disaggregated | motorbikes | BC | passenger | LPG propane or butane tf | 0 | 0 | 0 | 0 | 0 | 0 | 0 | 0 | 0 | 0 | 0 | 0 | 0 | 0 | 0 | 0 | 0 | 0 | 0 | 0 | 0 | 0 | 0 | 0 | 0 | 0 | 0 | 0 | 0 | 0 | 0
Transportation Pollutant Emissions Disaggregated[motorbikes,BC,passenger,hydrogen tf] | Transportation Pollutant Emissions Disaggregated | motorbikes | BC | passenger | hydrogen tf | 0 | 0 | 0 | 0 | 0 | 0 | 0 | 0 | 0 | 0 | 0 | 0 | 0 | 0 | 0 | 0 | 0 | 0 | 0 | 0 | 0 | 0 | 0 | 0 | 0 | 0 | 0 | 0 | 0 | 0 | 0
Transportation Pollutant Emissions Disaggregated[motorbikes,BC,freight,electricity tf] | Transportation Pollutant Emissions Disaggregated | motorbikes | BC | freight | electricity tf | 0 | 0 | 0 | 0 | 0 | 0 | 0 | 0 | 0 | 0 | 0 | 0 | 0 | 0 | 0 | 0 | 0 | 0 | 0 | 0 | 0 | 0 | 0 | 0 | 0 | 0 | 0 | 0 | 0 | 0 | 0
Transportation Pollutant Emissions Disaggregated[motorbikes,BC,freight,natural gas tf] | Transportation Pollutant Emissions Disaggregated | motorbikes | BC | freight | natural gas tf | 51916.3 | 71042.3 | 109986 | 143019 | 165042 | 183976 | 204803 | 224186 | 244051 | 266450 | 291440 | 324176 | 360117 | 403827 | 455629 | 515861 | 589478 | 674540 | 771391 | 880087 | 1000570 | 1133020 | 1274780 | 1430890 | 1598840 | 1745120 | 1896930 | 2029290 | 2178170 | 2349980 | 2535170
Transportation Pollutant Emissions Disaggregated[motorbikes,BC,freight,petroleum gasoline tf] | Transportation Pollutant Emissions Disaggregated | motorbikes | BC | freight | petroleum gasoline tf | 0 | 0 | 0 | 0 | 0 | 0 | 0 | 0 | 0 | 0 | 0 | 0 | 0 | 0 | 0 | 0 | 0 | 0 | 0 | 0 | 0 | 0 | 0 | 0 | 0 | 0 | 0 | 0 | 0 | 0 | 0
Transportation Pollutant Emissions Disaggregated[motorbikes,BC,freight,petroleum diesel tf] | Transportation Pollutant Emissions Disaggregated | motorbikes | BC | freight | petroleum diesel tf | 67112500 | 66430200 | 65689400 | 64925400 | 63860700 | 62742100 | 61544400 | 60110700 | 58563400 | 56886700 | 55078900 | 55379000 | 55545500 | 55656200 | 55720000 | 55736300 | 55667100 | 55383700 | 55066200 | 54734200 | 54485800 | 54210300 | 54064000 | 53713800 | 53375300 | 53198300 | 53326800 | 53508600 | 53700900 | 54154100 | 54673900
Transportation Pollutant Emissions Disaggregated[motorbikes,BC,freight,biofuel gasoline tf] | Transportation Pollutant Emissions Disaggregated | motorbikes | BC | freight | biofuel gasoline tf | 0 | 0 | 0 | 0 | 0 | 0 | 0 | 0 | 0 | 0 | 0 | 0 | 0 | 0 | 0 | 0 | 0 | 0 | 0 | 0 | 0 | 0 | 0 | 0 | 0 | 0 | 0 | 0 | 0 | 0 | 0
Transportation Pollutant Emissions Disaggregated[motorbikes,BC,freight,biofuel diesel tf] | Transportation Pollutant Emissions Disaggregated | motorbikes | BC | freight | biofuel diesel tf | 15961300 | 17757000 | 19592400 | 21477700 | 23314000 | 25172500 | 27039700 | 28834600 | 30594400 | 32296900 | 33923900 | 34108700 | 34211300 | 34279500 | 34318800 | 34328900 | 34286200 | 34111700 | 33916100 | 33711600 | 33558600 | 33388900 | 33298800 | 33083100 | 32874700 | 32765700 | 32844800 | 32956800 | 33075200 | 33354300 | 33674500
Transportation Pollutant Emissions Disaggregated[motorbikes,BC,freight,jet fuel tf] | Transportation Pollutant Emissions Disaggregated | motorbikes | BC | freight | jet fuel tf | 0 | 0 | 0 | 0 | 0 | 0 | 0 | 0 | 0 | 0 | 0 | 0 | 0 | 0 | 0 | 0 | 0 | 0 | 0 | 0 | 0 | 0 | 0 | 0 | 0 | 0 | 0 | 0 | 0 | 0 | 0
Transportation Pollutant Emissions Disaggregated[motorbikes,BC,freight,heavy or residual fuel oil tf] | Transportation Pollutant Emissions Disaggregated | motorbikes | BC | freight | heavy or residual fuel oil tf | 0 | 0 | 0 | 0 | 0 | 0 | 0 | 0 | 0 | 0 | 0 | 0 | 0 | 0 | 0 | 0 | 0 | 0 | 0 | 0 | 0 | 0 | 0 | 0 | 0 | 0 | 0 | 0 | 0 | 0 | 0
Transportation Pollutant Emissions Disaggregated[motorbikes,BC,freight,LPG propane or butane tf] | Transportation Pollutant Emissions Disaggregated | motorbikes | BC | freight | LPG propane or butane tf | 0 | 0 | 0 | 0 | 0 | 0 | 0 | 0 | 0 | 0 | 0 | 0 | 0 | 0 | 0 | 0 | 0 | 0 | 0 | 0 | 0 | 0 | 0 | 0 | 0 | 0 | 0 | 0 | 0 | 0 | 0
Transportation Pollutant Emissions Disaggregated[motorbikes,BC,freight,hydrogen tf] | Transportation Pollutant Emissions Disaggregated | motorbikes | BC | freight | hydrogen tf | 0 | 0 | 0 | 0 | 0 | 0 | 0 | 0 | 0 | 0 | 0 | 0 | 0 | 0 | 0 | 0 | 0 | 0 | 0 | 0 | 0 | 0 | 0 | 0 | 0 | 0 | 0 | 0 | 0 | 0 | 0
Transportation Pollutant Emissions Disaggregated[motorbikes,OC,passenger,electricity tf] | Transportation Pollutant Emissions Disaggregated | motorbikes | OC | passenger | electricity tf | 0 | 0 | 0 | 0 | 0 | 0 | 0 | 0 | 0 | 0 | 0 | 0 | 0 | 0 | 0 | 0 | 0 | 0 | 0 | 0 | 0 | 0 | 0 | 0 | 0 | 0 | 0 | 0 | 0 | 0 | 0
Transportation Pollutant Emissions Disaggregated[motorbikes,OC,passenger,natural gas tf] | Transportation Pollutant Emissions Disaggregated | motorbikes | OC | passenger | natural gas tf | 33.4012 | 33.4641 | 29.2137 | 25.0247 | 20.9692 | 17.2453 | 13.8592 | 10.8051 | 8.0946 | 5.7408 | 3.7579 | 2.1658 | 0.9885 | 0.56091 | 0.25171 | 0.063604 | 0 | 0 | 0 | 0 | 0 | 0 | 0 | 0 | 0 | 0 | 0 | 0 | 0 | 0 | 0
Transportation Pollutant Emissions Disaggregated[motorbikes,OC,passenger,petroleum gasoline tf] | Transportation Pollutant Emissions Disaggregated | motorbikes | OC | passenger | petroleum gasoline tf | 2440340 | 2738760 | 2703900 | 2646130 | 2563160 | 2488590 | 2410320 | 2329850 | 2248920 | 2169290 | 2090720 | 2014680 | 1941740 | 1871810 | 1804890 | 1741320 | 1679370 | 1616740 | 1556510 | 1504150 | 1461740 | 1429840 | 1406900 | 1390760 | 1378970 | 1369400 | 1361270 | 1354180 | 1347750 | 1342430 | 1336950
Transportation Pollutant Emissions Disaggregated[motorbikes,OC,passenger,petroleum diesel tf] | Transportation Pollutant Emissions Disaggregated | motorbikes | OC | passenger | petroleum diesel tf | 266.566 | 264.643 | 229.387 | 195.614 | 163.758 | 135.103 | 109.644 | 87.1456 | 67.4988 | 50.5913 | 36.2984 | 25.3163 | 16.1786 | 8.9636 | 4.0734 | 1.0433 | 0 | 0 | 0 | 0 | 0 | 0 | 0 | 0 | 0 | 0 | 0 | 0 | 0 | 0 | 0
Transportation Pollutant Emissions Disaggregated[motorbikes,OC,passenger,biofuel gasoline tf] | Transportation Pollutant Emissions Disaggregated | motorbikes | OC | passenger | biofuel gasoline tf | 182388 | 205308 | 203303 | 199556 | 193875 | 188796 | 183401 | 177803 | 172135 | 166284 | 160734 | 154888 | 149280 | 143904 | 138759 | 133872 | 129109 | 124295 | 119664 | 115639 | 112378 | 109925 | 108162 | 106921 | 106014 | 105279 | 104654 | 104109 | 103615 | 103206 | 102784
Transportation Pollutant Emissions Disaggregated[motorbikes,OC,passenger,biofuel diesel tf] | Transportation Pollutant Emissions Disaggregated | motorbikes | OC | passenger | biofuel diesel tf | 31.1913 | 34.8038 | 33.6607 | 31.8373 | 29.4134 | 26.6682 | 23.7007 | 20.5669 | 17.3489 | 14.1315 | 10.9994 | 7.6715 | 4.9026 | 2.7162 | 1.2344 | 0.31615 | 0 | 0 | 0 | 0 | 0 | 0 | 0 | 0 | 0 | 0 | 0 | 0 | 0 | 0 | 0
Transportation Pollutant Emissions Disaggregated[motorbikes,OC,passenger,jet fuel tf] | Transportation Pollutant Emissions Disaggregated | motorbikes | OC | passenger | jet fuel tf | 0 | 0 | 0 | 0 | 0 | 0 | 0 | 0 | 0 | 0 | 0 | 0 | 0 | 0 | 0 | 0 | 0 | 0 | 0 | 0 | 0 | 0 | 0 | 0 | 0 | 0 | 0 | 0 | 0 | 0 | 0
Transportation Pollutant Emissions Disaggregated[motorbikes,OC,passenger,heavy or residual fuel oil tf] | Transportation Pollutant Emissions Disaggregated | motorbikes | OC | passenger | heavy or residual fuel oil tf | 0 | 0 | 0 | 0 | 0 | 0 | 0 | 0 | 0 | 0 | 0 | 0 | 0 | 0 | 0 | 0 | 0 | 0 | 0 | 0 | 0 | 0 | 0 | 0 | 0 | 0 | 0 | 0 | 0 | 0 | 0
Transportation Pollutant Emissions Disaggregated[motorbikes,OC,passenger,LPG propane or butane tf] | Transportation Pollutant Emissions Disaggregated | motorbikes | OC | passenger | LPG propane or butane tf | 0 | 0 | 0 | 0 | 0 | 0 | 0 | 0 | 0 | 0 | 0 | 0 | 0 | 0 | 0 | 0 | 0 | 0 | 0 | 0 | 0 | 0 | 0 | 0 | 0 | 0 | 0 | 0 | 0 | 0 | 0
Transportation Pollutant Emissions Disaggregated[motorbikes,OC,passenger,hydrogen tf] | Transportation Pollutant Emissions Disaggregated | motorbikes | OC | passenger | hydrogen tf | 0 | 0 | 0 | 0 | 0 | 0 | 0 | 0 | 0 | 0 | 0 | 0 | 0 | 0 | 0 | 0 | 0 | 0 | 0 | 0 | 0 | 0 | 0 | 0 | 0 | 0 | 0 | 0 | 0 | 0 | 0
Transportation Pollutant Emissions Disaggregated[motorbikes,OC,freight,electricity tf] | Transportation Pollutant Emissions Disaggregated | motorbikes | OC | freight | electricity tf | 0 | 0 | 0 | 0 | 0 | 0 | 0 | 0 | 0 | 0 | 0 | 0 | 0 | 0 | 0 | 0 | 0 | 0 | 0 | 0 | 0 | 0 | 0 | 0 | 0 | 0 | 0 | 0 | 0 | 0 | 0
Transportation Pollutant Emissions Disaggregated[motorbikes,OC,freight,natural gas tf] | Transportation Pollutant Emissions Disaggregated | motorbikes | OC | freight | natural gas tf | 97997.7 | 134100 | 207610 | 269963 | 311534 | 347274 | 386588 | 423175 | 460672 | 502954 | 550125 | 611917 | 679759 | 762266 | 860049 | 973743 | 1112700 | 1273270 | 1456080 | 1661260 | 1888690 | 2138700 | 2406280 | 2700950 | 3017980 | 3294110 | 3580660 | 3830500 | 4111530 | 4435830 | 4785400
Transportation Pollutant Emissions Disaggregated[motorbikes,OC,freight,petroleum gasoline tf] | Transportation Pollutant Emissions Disaggregated | motorbikes | OC | freight | petroleum gasoline tf | 0 | 0 | 0 | 0 | 0 | 0 | 0 | 0 | 0 | 0 | 0 | 0 | 0 | 0 | 0 | 0 | 0 | 0 | 0 | 0 | 0 | 0 | 0 | 0 | 0 | 0 | 0 | 0 | 0 | 0 | 0
Transportation Pollutant Emissions Disaggregated[motorbikes,OC,freight,petroleum diesel tf] | Transportation Pollutant Emissions Disaggregated | motorbikes | OC | freight | petroleum diesel tf | 126665000 | 125377000 | 123979000 | 122537000 | 120528000 | 118417000 | 116156000 | 113450000 | 110530000 | 107366000 | 103953000 | 104520000 | 104834000 | 105043000 | 105164000 | 105194000 | 105064000 | 104529000 | 103930000 | 103303000 | 102834000 | 102314000 | 102038000 | 101377000 | 100738000 | 100404000 | 100647000 | 100990000 | 101353000 | 102208000 | 103189000
Transportation Pollutant Emissions Disaggregated[motorbikes,OC,freight,biofuel gasoline tf] | Transportation Pollutant Emissions Disaggregated | motorbikes | OC | freight | biofuel gasoline tf | 0 | 0 | 0 | 0 | 0 | 0 | 0 | 0 | 0 | 0 | 0 | 0 | 0 | 0 | 0 | 0 | 0 | 0 | 0 | 0 | 0 | 0 | 0 | 0 | 0 | 0 | 0 | 0 | 0 | 0 | 0
Transportation Pollutant Emissions Disaggregated[motorbikes,OC,freight,biofuel diesel tf] | Transportation Pollutant Emissions Disaggregated | motorbikes | OC | freight | biofuel diesel tf | 14821200 | 16488700 | 18192900 | 19943600 | 21648700 | 23374500 | 25108300 | 26775000 | 28409100 | 29990000 | 31500800 | 31672400 | 31767600 | 31831000 | 31867500 | 31876800 | 31837200 | 31675100 | 31493500 | 31303700 | 31161600 | 31004000 | 30920300 | 30720100 | 30526500 | 30425300 | 30498700 | 30602700 | 30712700 | 30971900 | 31269200
Transportation Pollutant Emissions Disaggregated[motorbikes,OC,freight,jet fuel tf] | Transportation Pollutant Emissions Disaggregated | motorbikes | OC | freight | jet fuel tf | 0 | 0 | 0 | 0 | 0 | 0 | 0 | 0 | 0 | 0 | 0 | 0 | 0 | 0 | 0 | 0 | 0 | 0 | 0 | 0 | 0 | 0 | 0 | 0 | 0 | 0 | 0 | 0 | 0 | 0 | 0
Transportation Pollutant Emissions Disaggregated[motorbikes,OC,freight,heavy or residual fuel oil tf] | Transportation Pollutant Emissions Disaggregated | motorbikes | OC | freight | heavy or residual fuel oil tf | 0 | 0 | 0 | 0 | 0 | 0 | 0 | 0 | 0 | 0 | 0 | 0 | 0 | 0 | 0 | 0 | 0 | 0 | 0 | 0 | 0 | 0 | 0 | 0 | 0 | 0 | 0 | 0 | 0 | 0 | 0
Transportation Pollutant Emissions Disaggregated[motorbikes,OC,freight,LPG propane or butane tf] | Transportation Pollutant Emissions Disaggregated | motorbikes | OC | freight | LPG propane or butane tf | 0 | 0 | 0 | 0 | 0 | 0 | 0 | 0 | 0 | 0 | 0 | 0 | 0 | 0 | 0 | 0 | 0 | 0 | 0 | 0 | 0 | 0 | 0 | 0 | 0 | 0 | 0 | 0 | 0 | 0 | 0
Transportation Pollutant Emissions Disaggregated[motorbikes,OC,freight,hydrogen tf] | Transportation Pollutant Emissions Disaggregated | motorbikes | OC | freight | hydrogen tf | 0 | 0 | 0 | 0 | 0 | 0 | 0 | 0 | 0 | 0 | 0 | 0 | 0 | 0 | 0 | 0 | 0 | 0 | 0 | 0 | 0 | 0 | 0 | 0 | 0 | 0 | 0 | 0 | 0 | 0 | 0
Transportation Pollutant Emissions Disaggregated[motorbikes,CH4,passenger,electricity tf] | Transportation Pollutant Emissions Disaggregated | motorbikes | CH4 | passenger | electricity tf | 0 | 0 | 0 | 0 | 0 | 0 | 0 | 0 | 0 | 0 | 0 | 0 | 0 | 0 | 0 | 0 | 0 | 0 | 0 | 0 | 0 | 0 | 0 | 0 | 0 | 0 | 0 | 0 | 0 | 0 | 0
Transportation Pollutant Emissions Disaggregated[motorbikes,CH4,passenger,natural gas tf] | Transportation Pollutant Emissions Disaggregated | motorbikes | CH4 | passenger | natural gas tf | 50.9942 | 51.0902 | 44.6011 | 38.2057 | 32.0141 | 26.3287 | 21.1591 | 16.4963 | 12.3582 | 8.7646 | 5.7372 | 3.3066 | 1.5092 | 0.85636 | 0.38429 | 0.097106 | 0 | 0 | 0 | 0 | 0 | 0 | 0 | 0 | 0 | 0 | 0 | 0 | 0 | 0 | 0
Transportation Pollutant Emissions Disaggregated[motorbikes,CH4,passenger,petroleum gasoline tf] | Transportation Pollutant Emissions Disaggregated | motorbikes | CH4 | passenger | petroleum gasoline tf | 10282300 | 11539700 | 11392800 | 11149400 | 10799800 | 10485600 | 10155900 | 9816780 | 9475790 | 9140250 | 8809200 | 8488830 | 8181480 | 7886830 | 7604890 | 7337020 | 7075990 | 6812120 | 6558340 | 6337730 | 6159010 | 6024590 | 5927960 | 5859960 | 5810250 | 5769940 | 5735710 | 5705810 | 5678740 | 5656320 | 5633210
Transportation Pollutant Emissions Disaggregated[motorbikes,CH4,passenger,petroleum diesel tf] | Transportation Pollutant Emissions Disaggregated | motorbikes | CH4 | passenger | petroleum diesel tf | 974.055 | 967.026 | 838.2 | 714.791 | 598.383 | 493.677 | 400.648 | 318.437 | 246.646 | 184.865 | 132.637 | 92.5078 | 59.1179 | 32.7536 | 14.8846 | 3.8124 | 0 | 0 | 0 | 0 | 0 | 0 | 0 | 0 | 0 | 0 | 0 | 0 | 0 | 0 | 0
Transportation Pollutant Emissions Disaggregated[motorbikes,CH4,passenger,biofuel gasoline tf] | Transportation Pollutant Emissions Disaggregated | motorbikes | CH4 | passenger | biofuel gasoline tf | 0 | 0 | 0 | 0 | 0 | 0 | 0 | 0 | 0 | 0 | 0 | 0 | 0 | 0 | 0 | 0 | 0 | 0 | 0 | 0 | 0 | 0 | 0 | 0 | 0 | 0 | 0 | 0 | 0 | 0 | 0
Transportation Pollutant Emissions Disaggregated[motorbikes,CH4,passenger,biofuel diesel tf] | Transportation Pollutant Emissions Disaggregated | motorbikes | CH4 | passenger | biofuel diesel tf | 0 | 0 | 0 | 0 | 0 | 0 | 0 | 0 | 0 | 0 | 0 | 0 | 0 | 0 | 0 | 0 | 0 | 0 | 0 | 0 | 0 | 0 | 0 | 0 | 0 | 0 | 0 | 0 | 0 | 0 | 0
Transportation Pollutant Emissions Disaggregated[motorbikes,CH4,passenger,jet fuel tf] | Transportation Pollutant Emissions Disaggregated | motorbikes | CH4 | passenger | jet fuel tf | 0 | 0 | 0 | 0 | 0 | 0 | 0 | 0 | 0 | 0 | 0 | 0 | 0 | 0 | 0 | 0 | 0 | 0 | 0 | 0 | 0 | 0 | 0 | 0 | 0 | 0 | 0 | 0 | 0 | 0 | 0
Transportation Pollutant Emissions Disaggregated[motorbikes,CH4,passenger,heavy or residual fuel oil tf] | Transportation Pollutant Emissions Disaggregated | motorbikes | CH4 | passenger | heavy or residual fuel oil tf | 0 | 0 | 0 | 0 | 0 | 0 | 0 | 0 | 0 | 0 | 0 | 0 | 0 | 0 | 0 | 0 | 0 | 0 | 0 | 0 | 0 | 0 | 0 | 0 | 0 | 0 | 0 | 0 | 0 | 0 | 0
Transportation Pollutant Emissions Disaggregated[motorbikes,CH4,passenger,LPG propane or butane tf] | Transportation Pollutant Emissions Disaggregated | motorbikes | CH4 | passenger | LPG propane or butane tf | 0 | 0 | 0 | 0 | 0 | 0 | 0 | 0 | 0 | 0 | 0 | 0 | 0 | 0 | 0 | 0 | 0 | 0 | 0 | 0 | 0 | 0 | 0 | 0 | 0 | 0 | 0 | 0 | 0 | 0 | 0
Transportation Pollutant Emissions Disaggregated[motorbikes,CH4,passenger,hydrogen tf] | Transportation Pollutant Emissions Disaggregated | motorbikes | CH4 | passenger | hydrogen tf | 0 | 0 | 0 | 0 | 0 | 0 | 0 | 0 | 0 | 0 | 0 | 0 | 0 | 0 | 0 | 0 | 0 | 0 | 0 | 0 | 0 | 0 | 0 | 0 | 0 | 0 | 0 | 0 | 0 | 0 | 0
Transportation Pollutant Emissions Disaggregated[motorbikes,CH4,freight,electricity tf] | Transportation Pollutant Emissions Disaggregated | motorbikes | CH4 | freight | electricity tf | 0 | 0 | 0 | 0 | 0 | 0 | 0 | 0 | 0 | 0 | 0 | 0 | 0 | 0 | 0 | 0 | 0 | 0 | 0 | 0 | 0 | 0 | 0 | 0 | 0 | 0 | 0 | 0 | 0 | 0 | 0
Transportation Pollutant Emissions Disaggregated[motorbikes,CH4,freight,natural gas tf] | Transportation Pollutant Emissions Disaggregated | motorbikes | CH4 | freight | natural gas tf | 149615 | 204733 | 316962 | 412158 | 475624 | 530190 | 590211 | 646069 | 703316 | 767868 | 839886 | 934224 | 1037800 | 1163770 | 1313050 | 1486630 | 1698780 | 1943920 | 2223030 | 2536270 | 2883500 | 3265190 | 3673700 | 4123590 | 4607610 | 5029180 | 5466650 | 5848090 | 6277140 | 6772270 | 7305950
Transportation Pollutant Emissions Disaggregated[motorbikes,CH4,freight,petroleum gasoline tf] | Transportation Pollutant Emissions Disaggregated | motorbikes | CH4 | freight | petroleum gasoline tf | 0 | 0 | 0 | 0 | 0 | 0 | 0 | 0 | 0 | 0 | 0 | 0 | 0 | 0 | 0 | 0 | 0 | 0 | 0 | 0 | 0 | 0 | 0 | 0 | 0 | 0 | 0 | 0 | 0 | 0 | 0
Transportation Pollutant Emissions Disaggregated[motorbikes,CH4,freight,petroleum diesel tf] | Transportation Pollutant Emissions Disaggregated | motorbikes | CH4 | freight | petroleum diesel tf | 462845000 | 458139000 | 453030000 | 447761000 | 440419000 | 432704000 | 424444000 | 414557000 | 403885000 | 392322000 | 379854000 | 381924000 | 383073000 | 383836000 | 384276000 | 384389000 | 383911000 | 381957000 | 379767000 | 377477000 | 375764000 | 373864000 | 372855000 | 370440000 | 368106000 | 366885000 | 367771000 | 369025000 | 370351000 | 373477000 | 377062000
Transportation Pollutant Emissions Disaggregated[motorbikes,CH4,freight,biofuel gasoline tf] | Transportation Pollutant Emissions Disaggregated | motorbikes | CH4 | freight | biofuel gasoline tf | 0 | 0 | 0 | 0 | 0 | 0 | 0 | 0 | 0 | 0 | 0 | 0 | 0 | 0 | 0 | 0 | 0 | 0 | 0 | 0 | 0 | 0 | 0 | 0 | 0 | 0 | 0 | 0 | 0 | 0 | 0
Transportation Pollutant Emissions Disaggregated[motorbikes,CH4,freight,biofuel diesel tf] | Transportation Pollutant Emissions Disaggregated | motorbikes | CH4 | freight | biofuel diesel tf | 0 | 0 | 0 | 0 | 0 | 0 | 0 | 0 | 0 | 0 | 0 | 0 | 0 | 0 | 0 | 0 | 0 | 0 | 0 | 0 | 0 | 0 | 0 | 0 | 0 | 0 | 0 | 0 | 0 | 0 | 0
Transportation Pollutant Emissions Disaggregated[motorbikes,CH4,freight,jet fuel tf] | Transportation Pollutant Emissions Disaggregated | motorbikes | CH4 | freight | jet fuel tf | 0 | 0 | 0 | 0 | 0 | 0 | 0 | 0 | 0 | 0 | 0 | 0 | 0 | 0 | 0 | 0 | 0 | 0 | 0 | 0 | 0 | 0 | 0 | 0 | 0 | 0 | 0 | 0 | 0 | 0 | 0
Transportation Pollutant Emissions Disaggregated[motorbikes,CH4,freight,heavy or residual fuel oil tf] | Transportation Pollutant Emissions Disaggregated | motorbikes | CH4 | freight | heavy or residual fuel oil tf | 0 | 0 | 0 | 0 | 0 | 0 | 0 | 0 | 0 | 0 | 0 | 0 | 0 | 0 | 0 | 0 | 0 | 0 | 0 | 0 | 0 | 0 | 0 | 0 | 0 | 0 | 0 | 0 | 0 | 0 | 0
Transportation Pollutant Emissions Disaggregated[motorbikes,CH4,freight,LPG propane or butane tf] | Transportation Pollutant Emissions Disaggregated | motorbikes | CH4 | freight | LPG propane or butane tf | 0 | 0 | 0 | 0 | 0 | 0 | 0 | 0 | 0 | 0 | 0 | 0 | 0 | 0 | 0 | 0 | 0 | 0 | 0 | 0 | 0 | 0 | 0 | 0 | 0 | 0 | 0 | 0 | 0 | 0 | 0
Transportation Pollutant Emissions Disaggregated[motorbikes,CH4,freight,hydrogen tf] | Transportation Pollutant Emissions Disaggregated | motorbikes | CH4 | freight | hydrogen tf | 0 | 0 | 0 | 0 | 0 | 0 | 0 | 0 | 0 | 0 | 0 | 0 | 0 | 0 | 0 | 0 | 0 | 0 | 0 | 0 | 0 | 0 | 0 | 0 | 0 | 0 | 0 | 0 | 0 | 0 | 0
Transportation Pollutant Emissions Disaggregated[motorbikes,N2O,passenger,electricity tf] | Transportation Pollutant Emissions Disaggregated | motorbikes | N2O | passenger | electricity tf | 0 | 0 | 0 | 0 | 0 | 0 | 0 | 0 | 0 | 0 | 0 | 0 | 0 | 0 | 0 | 0 | 0 | 0 | 0 | 0 | 0 | 0 | 0 | 0 | 0 | 0 | 0 | 0 | 0 | 0 | 0
Transportation Pollutant Emissions Disaggregated[motorbikes,N2O,passenger,natural gas tf] | Transportation Pollutant Emissions Disaggregated | motorbikes | N2O | passenger | natural gas tf | 5.0994 | 5.109 | 4.4601 | 3.8206 | 3.2014 | 2.6329 | 2.1159 | 1.6496 | 1.2358 | 0.87646 | 0.57372 | 0.33066 | 0.15092 | 0.085636 | 0.038429 | 0.0097106 | 0 | 0 | 0 | 0 | 0 | 0 | 0 | 0 | 0 | 0 | 0 | 0 | 0 | 0 | 0
Transportation Pollutant Emissions Disaggregated[motorbikes,N2O,passenger,petroleum gasoline tf] | Transportation Pollutant Emissions Disaggregated | motorbikes | N2O | passenger | petroleum gasoline tf | 2056460 | 2307940 | 2278570 | 2229890 | 2159960 | 2097130 | 2031170 | 1963360 | 1895160 | 1828050 | 1761840 | 1697770 | 1636300 | 1577370 | 1520980 | 1467400 | 1415200 | 1362420 | 1311670 | 1267550 | 1231800 | 1204920 | 1185590 | 1171990 | 1162050 | 1153990 | 1147140 | 1141160 | 1135750 | 1131260 | 1126640
Transportation Pollutant Emissions Disaggregated[motorbikes,N2O,passenger,petroleum diesel tf] | Transportation Pollutant Emissions Disaggregated | motorbikes | N2O | passenger | petroleum diesel tf | 194.811 | 193.405 | 167.64 | 142.958 | 119.677 | 98.7353 | 80.1296 | 63.6874 | 49.3292 | 36.9729 | 26.5274 | 18.5016 | 11.8236 | 6.5507 | 2.9769 | 0.76247 | 0 | 0 | 0 | 0 | 0 | 0 | 0 | 0 | 0 | 0 | 0 | 0 | 0 | 0 | 0
Transportation Pollutant Emissions Disaggregated[motorbikes,N2O,passenger,biofuel gasoline tf] | Transportation Pollutant Emissions Disaggregated | motorbikes | N2O | passenger | biofuel gasoline tf | 0 | 0 | 0 | 0 | 0 | 0 | 0 | 0 | 0 | 0 | 0 | 0 | 0 | 0 | 0 | 0 | 0 | 0 | 0 | 0 | 0 | 0 | 0 | 0 | 0 | 0 | 0 | 0 | 0 | 0 | 0
Transportation Pollutant Emissions Disaggregated[motorbikes,N2O,passenger,biofuel diesel tf] | Transportation Pollutant Emissions Disaggregated | motorbikes | N2O | passenger | biofuel diesel tf | 0 | 0 | 0 | 0 | 0 | 0 | 0 | 0 | 0 | 0 | 0 | 0 | 0 | 0 | 0 | 0 | 0 | 0 | 0 | 0 | 0 | 0 | 0 | 0 | 0 | 0 | 0 | 0 | 0 | 0 | 0
Transportation Pollutant Emissions Disaggregated[motorbikes,N2O,passenger,jet fuel tf] | Transportation Pollutant Emissions Disaggregated | motorbikes | N2O | passenger | jet fuel tf | 0 | 0 | 0 | 0 | 0 | 0 | 0 | 0 | 0 | 0 | 0 | 0 | 0 | 0 | 0 | 0 | 0 | 0 | 0 | 0 | 0 | 0 | 0 | 0 | 0 | 0 | 0 | 0 | 0 | 0 | 0
Transportation Pollutant Emissions Disaggregated[motorbikes,N2O,passenger,heavy or residual fuel oil tf] | Transportation Pollutant Emissions Disaggregated | motorbikes | N2O | passenger | heavy or residual fuel oil tf | 0 | 0 | 0 | 0 | 0 | 0 | 0 | 0 | 0 | 0 | 0 | 0 | 0 | 0 | 0 | 0 | 0 | 0 | 0 | 0 | 0 | 0 | 0 | 0 | 0 | 0 | 0 | 0 | 0 | 0 | 0
Transportation Pollutant Emissions Disaggregated[motorbikes,N2O,passenger,LPG propane or butane tf] | Transportation Pollutant Emissions Disaggregated | motorbikes | N2O | passenger | LPG propane or butane tf | 0 | 0 | 0 | 0 | 0 | 0 | 0 | 0 | 0 | 0 | 0 | 0 | 0 | 0 | 0 | 0 | 0 | 0 | 0 | 0 | 0 | 0 | 0 | 0 | 0 | 0 | 0 | 0 | 0 | 0 | 0
Transportation Pollutant Emissions Disaggregated[motorbikes,N2O,passenger,hydrogen tf] | Transportation Pollutant Emissions Disaggregated | motorbikes | N2O | passenger | hydrogen tf | 0 | 0 | 0 | 0 | 0 | 0 | 0 | 0 | 0 | 0 | 0 | 0 | 0 | 0 | 0 | 0 | 0 | 0 | 0 | 0 | 0 | 0 | 0 | 0 | 0 | 0 | 0 | 0 | 0 | 0 | 0
Transportation Pollutant Emissions Disaggregated[motorbikes,N2O,freight,electricity tf] | Transportation Pollutant Emissions Disaggregated | motorbikes | N2O | freight | electricity tf | 0 | 0 | 0 | 0 | 0 | 0 | 0 | 0 | 0 | 0 | 0 | 0 | 0 | 0 | 0 | 0 | 0 | 0 | 0 | 0 | 0 | 0 | 0 | 0 | 0 | 0 | 0 | 0 | 0 | 0 | 0
Transportation Pollutant Emissions Disaggregated[motorbikes,N2O,freight,natural gas tf] | Transportation Pollutant Emissions Disaggregated | motorbikes | N2O | freight | natural gas tf | 14961.5 | 20473.3 | 31696.2 | 41215.8 | 47562.4 | 53019 | 59021.1 | 64606.9 | 70331.6 | 76786.8 | 83988.6 | 93422.4 | 103780 | 116377 | 131305 | 148663 | 169878 | 194392 | 222303 | 253627 | 288350 | 326519 | 367370 | 412359 | 460761 | 502918 | 546665 | 584809 | 627714 | 677227 | 730595
Transportation Pollutant Emissions Disaggregated[motorbikes,N2O,freight,petroleum gasoline tf] | Transportation Pollutant Emissions Disaggregated | motorbikes | N2O | freight | petroleum gasoline tf | 0 | 0 | 0 | 0 | 0 | 0 | 0 | 0 | 0 | 0 | 0 | 0 | 0 | 0 | 0 | 0 | 0 | 0 | 0 | 0 | 0 | 0 | 0 | 0 | 0 | 0 | 0 | 0 | 0 | 0 | 0
Transportation Pollutant Emissions Disaggregated[motorbikes,N2O,freight,petroleum diesel tf] | Transportation Pollutant Emissions Disaggregated | motorbikes | N2O | freight | petroleum diesel tf | 92568900 | 91627900 | 90606100 | 89552300 | 88083700 | 86540900 | 84888800 | 82911300 | 80777100 | 78464500 | 75970900 | 76384800 | 76614500 | 76767200 | 76855200 | 76877700 | 76782200 | 76391400 | 75953400 | 75495500 | 75152800 | 74772900 | 74571000 | 74088000 | 73621100 | 73377000 | 73554200 | 73805000 | 74070300 | 74695300 | 75412300
Transportation Pollutant Emissions Disaggregated[motorbikes,N2O,freight,biofuel gasoline tf] | Transportation Pollutant Emissions Disaggregated | motorbikes | N2O | freight | biofuel gasoline tf | 0 | 0 | 0 | 0 | 0 | 0 | 0 | 0 | 0 | 0 | 0 | 0 | 0 | 0 | 0 | 0 | 0 | 0 | 0 | 0 | 0 | 0 | 0 | 0 | 0 | 0 | 0 | 0 | 0 | 0 | 0
Transportation Pollutant Emissions Disaggregated[motorbikes,N2O,freight,biofuel diesel tf] | Transportation Pollutant Emissions Disaggregated | motorbikes | N2O | freight | biofuel diesel tf | 0 | 0 | 0 | 0 | 0 | 0 | 0 | 0 | 0 | 0 | 0 | 0 | 0 | 0 | 0 | 0 | 0 | 0 | 0 | 0 | 0 | 0 | 0 | 0 | 0 | 0 | 0 | 0 | 0 | 0 | 0
Transportation Pollutant Emissions Disaggregated[motorbikes,N2O,freight,jet fuel tf] | Transportation Pollutant Emissions Disaggregated | motorbikes | N2O | freight | jet fuel tf | 0 | 0 | 0 | 0 | 0 | 0 | 0 | 0 | 0 | 0 | 0 | 0 | 0 | 0 | 0 | 0 | 0 | 0 | 0 | 0 | 0 | 0 | 0 | 0 | 0 | 0 | 0 | 0 | 0 | 0 | 0
Transportation Pollutant Emissions Disaggregated[motorbikes,N2O,freight,heavy or residual fuel oil tf] | Transportation Pollutant Emissions Disaggregated | motorbikes | N2O | freight | heavy or residual fuel oil tf | 0 | 0 | 0 | 0 | 0 | 0 | 0 | 0 | 0 | 0 | 0 | 0 | 0 | 0 | 0 | 0 | 0 | 0 | 0 | 0 | 0 | 0 | 0 | 0 | 0 | 0 | 0 | 0 | 0 | 0 | 0
Transportation Pollutant Emissions Disaggregated[motorbikes,N2O,freight,LPG propane or butane tf] | Transportation Pollutant Emissions Disaggregated | motorbikes | N2O | freight | LPG propane or butane tf | 0 | 0 | 0 | 0 | 0 | 0 | 0 | 0 | 0 | 0 | 0 | 0 | 0 | 0 | 0 | 0 | 0 | 0 | 0 | 0 | 0 | 0 | 0 | 0 | 0 | 0 | 0 | 0 | 0 | 0 | 0
Transportation Pollutant Emissions Disaggregated[motorbikes,N2O,freight,hydrogen tf] | Transportation Pollutant Emissions Disaggregated | motorbikes | N2O | freight | hydrogen tf | 0 | 0 | 0 | 0 | 0 | 0 | 0 | 0 | 0 | 0 | 0 | 0 | 0 | 0 | 0 | 0 | 0 | 0 | 0 | 0 | 0 | 0 | 0 | 0 | 0 | 0 | 0 | 0 | 0 | 0 | 0
Transportation Pollutant Emissions Disaggregated[motorbikes,F gases,passenger,electricity tf] | Transportation Pollutant Emissions Disaggregated | motorbikes | F gases | passenger | electricity tf | 0 | 0 | 0 | 0 | 0 | 0 | 0 | 0 | 0 | 0 | 0 | 0 | 0 | 0 | 0 | 0 | 0 | 0 | 0 | 0 | 0 | 0 | 0 | 0 | 0 | 0 | 0 | 0 | 0 | 0 | 0
Transportation Pollutant Emissions Disaggregated[motorbikes,F gases,passenger,natural gas tf] | Transportation Pollutant Emissions Disaggregated | motorbikes | F gases | passenger | natural gas tf | 0 | 0 | 0 | 0 | 0 | 0 | 0 | 0 | 0 | 0 | 0 | 0 | 0 | 0 | 0 | 0 | 0 | 0 | 0 | 0 | 0 | 0 | 0 | 0 | 0 | 0 | 0 | 0 | 0 | 0 | 0
Transportation Pollutant Emissions Disaggregated[motorbikes,F gases,passenger,petroleum gasoline tf] | Transportation Pollutant Emissions Disaggregated | motorbikes | F gases | passenger | petroleum gasoline tf | 0 | 0 | 0 | 0 | 0 | 0 | 0 | 0 | 0 | 0 | 0 | 0 | 0 | 0 | 0 | 0 | 0 | 0 | 0 | 0 | 0 | 0 | 0 | 0 | 0 | 0 | 0 | 0 | 0 | 0 | 0
Transportation Pollutant Emissions Disaggregated[motorbikes,F gases,passenger,petroleum diesel tf] | Transportation Pollutant Emissions Disaggregated | motorbikes | F gases | passenger | petroleum diesel tf | 0 | 0 | 0 | 0 | 0 | 0 | 0 | 0 | 0 | 0 | 0 | 0 | 0 | 0 | 0 | 0 | 0 | 0 | 0 | 0 | 0 | 0 | 0 | 0 | 0 | 0 | 0 | 0 | 0 | 0 | 0
Transportation Pollutant Emissions Disaggregated[motorbikes,F gases,passenger,biofuel gasoline tf] | Transportation Pollutant Emissions Disaggregated | motorbikes | F gases | passenger | biofuel gasoline tf | 0 | 0 | 0 | 0 | 0 | 0 | 0 | 0 | 0 | 0 | 0 | 0 | 0 | 0 | 0 | 0 | 0 | 0 | 0 | 0 | 0 | 0 | 0 | 0 | 0 | 0 | 0 | 0 | 0 | 0 | 0
Transportation Pollutant Emissions Disaggregated[motorbikes,F gases,passenger,biofuel diesel tf] | Transportation Pollutant Emissions Disaggregated | motorbikes | F gases | passenger | biofuel diesel tf | 0 | 0 | 0 | 0 | 0 | 0 | 0 | 0 | 0 | 0 | 0 | 0 | 0 | 0 | 0 | 0 | 0 | 0 | 0 | 0 | 0 | 0 | 0 | 0 | 0 | 0 | 0 | 0 | 0 | 0 | 0
Transportation Pollutant Emissions Disaggregated[motorbikes,F gases,passenger,jet fuel tf] | Transportation Pollutant Emissions Disaggregated | motorbikes | F gases | passenger | jet fuel tf | 0 | 0 | 0 | 0 | 0 | 0 | 0 | 0 | 0 | 0 | 0 | 0 | 0 | 0 | 0 | 0 | 0 | 0 | 0 | 0 | 0 | 0 | 0 | 0 | 0 | 0 | 0 | 0 | 0 | 0 | 0
Transportation Pollutant Emissions Disaggregated[motorbikes,F gases,passenger,heavy or residual fuel oil tf] | Transportation Pollutant Emissions Disaggregated | motorbikes | F gases | passenger | heavy or residual fuel oil tf | 0 | 0 | 0 | 0 | 0 | 0 | 0 | 0 | 0 | 0 | 0 | 0 | 0 | 0 | 0 | 0 | 0 | 0 | 0 | 0 | 0 | 0 | 0 | 0 | 0 | 0 | 0 | 0 | 0 | 0 | 0
Transportation Pollutant Emissions Disaggregated[motorbikes,F gases,passenger,LPG propane or butane tf] | Transportation Pollutant Emissions Disaggregated | motorbikes | F gases | passenger | LPG propane or butane tf | 0 | 0 | 0 | 0 | 0 | 0 | 0 | 0 | 0 | 0 | 0 | 0 | 0 | 0 | 0 | 0 | 0 | 0 | 0 | 0 | 0 | 0 | 0 | 0 | 0 | 0 | 0 | 0 | 0 | 0 | 0
Transportation Pollutant Emissions Disaggregated[motorbikes,F gases,passenger,hydrogen tf] | Transportation Pollutant Emissions Disaggregated | motorbikes | F gases | passenger | hydrogen tf | 0 | 0 | 0 | 0 | 0 | 0 | 0 | 0 | 0 | 0 | 0 | 0 | 0 | 0 | 0 | 0 | 0 | 0 | 0 | 0 | 0 | 0 | 0 | 0 | 0 | 0 | 0 | 0 | 0 | 0 | 0
Transportation Pollutant Emissions Disaggregated[motorbikes,F gases,freight,electricity tf] | Transportation Pollutant Emissions Disaggregated | motorbikes | F gases | freight | electricity tf | 0 | 0 | 0 | 0 | 0 | 0 | 0 | 0 | 0 | 0 | 0 | 0 | 0 | 0 | 0 | 0 | 0 | 0 | 0 | 0 | 0 | 0 | 0 | 0 | 0 | 0 | 0 | 0 | 0 | 0 | 0
Transportation Pollutant Emissions Disaggregated[motorbikes,F gases,freight,natural gas tf] | Transportation Pollutant Emissions Disaggregated | motorbikes | F gases | freight | natural gas tf | 0 | 0 | 0 | 0 | 0 | 0 | 0 | 0 | 0 | 0 | 0 | 0 | 0 | 0 | 0 | 0 | 0 | 0 | 0 | 0 | 0 | 0 | 0 | 0 | 0 | 0 | 0 | 0 | 0 | 0 | 0
Transportation Pollutant Emissions Disaggregated[motorbikes,F gases,freight,petroleum gasoline tf] | Transportation Pollutant Emissions Disaggregated | motorbikes | F gases | freight | petroleum gasoline tf | 0 | 0 | 0 | 0 | 0 | 0 | 0 | 0 | 0 | 0 | 0 | 0 | 0 | 0 | 0 | 0 | 0 | 0 | 0 | 0 | 0 | 0 | 0 | 0 | 0 | 0 | 0 | 0 | 0 | 0 | 0
Transportation Pollutant Emissions Disaggregated[motorbikes,F gases,freight,petroleum diesel tf] | Transportation Pollutant Emissions Disaggregated | motorbikes | F gases | freight | petroleum diesel tf | 0 | 0 | 0 | 0 | 0 | 0 | 0 | 0 | 0 | 0 | 0 | 0 | 0 | 0 | 0 | 0 | 0 | 0 | 0 | 0 | 0 | 0 | 0 | 0 | 0 | 0 | 0 | 0 | 0 | 0 | 0
Transportation Pollutant Emissions Disaggregated[motorbikes,F gases,freight,biofuel gasoline tf] | Transportation Pollutant Emissions Disaggregated | motorbikes | F gases | freight | biofuel gasoline tf | 0 | 0 | 0 | 0 | 0 | 0 | 0 | 0 | 0 | 0 | 0 | 0 | 0 | 0 | 0 | 0 | 0 | 0 | 0 | 0 | 0 | 0 | 0 | 0 | 0 | 0 | 0 | 0 | 0 | 0 | 0
Transportation Pollutant Emissions Disaggregated[motorbikes,F gases,freight,biofuel diesel tf] | Transportation Pollutant Emissions Disaggregated | motorbikes | F gases | freight | biofuel diesel tf | 0 | 0 | 0 | 0 | 0 | 0 | 0 | 0 | 0 | 0 | 0 | 0 | 0 | 0 | 0 | 0 | 0 | 0 | 0 | 0 | 0 | 0 | 0 | 0 | 0 | 0 | 0 | 0 | 0 | 0 | 0
Transportation Pollutant Emissions Disaggregated[motorbikes,F gases,freight,jet fuel tf] | Transportation Pollutant Emissions Disaggregated | motorbikes | F gases | freight | jet fuel tf | 0 | 0 | 0 | 0 | 0 | 0 | 0 | 0 | 0 | 0 | 0 | 0 | 0 | 0 | 0 | 0 | 0 | 0 | 0 | 0 | 0 | 0 | 0 | 0 | 0 | 0 | 0 | 0 | 0 | 0 | 0
Transportation Pollutant Emissions Disaggregated[motorbikes,F gases,freight,heavy or residual fuel oil tf] | Transportation Pollutant Emissions Disaggregated | motorbikes | F gases | freight | heavy or residual fuel oil tf | 0 | 0 | 0 | 0 | 0 | 0 | 0 | 0 | 0 | 0 | 0 | 0 | 0 | 0 | 0 | 0 | 0 | 0 | 0 | 0 | 0 | 0 | 0 | 0 | 0 | 0 | 0 | 0 | 0 | 0 | 0
Transportation Pollutant Emissions Disaggregated[motorbikes,F gases,freight,LPG propane or butane tf] | Transportation Pollutant Emissions Disaggregated | motorbikes | F gases | freight | LPG propane or butane tf | 0 | 0 | 0 | 0 | 0 | 0 | 0 | 0 | 0 | 0 | 0 | 0 | 0 | 0 | 0 | 0 | 0 | 0 | 0 | 0 | 0 | 0 | 0 | 0 | 0 | 0 | 0 | 0 | 0 | 0 | 0
Transportation Pollutant Emissions Disaggregated[motorbikes,F gases,freight,hydrogen tf] | Transportation Pollutant Emissions Disaggregated | motorbikes | F gases | freight | hydrogen tf | 0 | 0 | 0 | 0 | 0 | 0 | 0 | 0 | 0 | 0 | 0 | 0 | 0 | 0 | 0 | 0 | 0 | 0 | 0 | 0 | 0 | 0 | 0 | 0 | 0 | 0 | 0 | 0 | 0 | 0 | 0
Industrial Sector Energy Related Emissions before CCS[electricity if,agriculture and forestry 01T03,CO2] | Industrial Sector Energy Related Emissions before CCS | electricity if | agriculture and forestry 01T03 | CO2 |  | 0 | 0 | 0 | 0 | 0 | 0 | 0 | 0 | 0 | 0 | 0 | 0 | 0 | 0 | 0 | 0 | 0 | 0 | 0 | 0 | 0 | 0 | 0 | 0 | 0 | 0 | 0 | 0 | 0 | 0 | 0
Industrial Sector Energy Related Emissions before CCS[electricity if,agriculture and forestry 01T03,VOC] | Industrial Sector Energy Related Emissions before CCS | electricity if | agriculture and forestry 01T03 | VOC |  | 0 | 0 | 0 | 0 | 0 | 0 | 0 | 0 | 0 | 0 | 0 | 0 | 0 | 0 | 0 | 0 | 0 | 0 | 0 | 0 | 0 | 0 | 0 | 0 | 0 | 0 | 0 | 0 | 0 | 0 | 0
Industrial Sector Energy Related Emissions before CCS[electricity if,agriculture and forestry 01T03,CO] | Industrial Sector Energy Related Emissions before CCS | electricity if | agriculture and forestry 01T03 | CO |  | 0 | 0 | 0 | 0 | 0 | 0 | 0 | 0 | 0 | 0 | 0 | 0 | 0 | 0 | 0 | 0 | 0 | 0 | 0 | 0 | 0 | 0 | 0 | 0 | 0 | 0 | 0 | 0 | 0 | 0 | 0
Industrial Sector Energy Related Emissions before CCS[electricity if,agriculture and forestry 01T03,NOx] | Industrial Sector Energy Related Emissions before CCS | electricity if | agriculture and forestry 01T03 | NOx |  | 0 | 0 | 0 | 0 | 0 | 0 | 0 | 0 | 0 | 0 | 0 | 0 | 0 | 0 | 0 | 0 | 0 | 0 | 0 | 0 | 0 | 0 | 0 | 0 | 0 | 0 | 0 | 0 | 0 | 0 | 0
Industrial Sector Energy Related Emissions before CCS[electricity if,agriculture and forestry 01T03,PM10] | Industrial Sector Energy Related Emissions before CCS | electricity if | agriculture and forestry 01T03 | PM10 |  | 0 | 0 | 0 | 0 | 0 | 0 | 0 | 0 | 0 | 0 | 0 | 0 | 0 | 0 | 0 | 0 | 0 | 0 | 0 | 0 | 0 | 0 | 0 | 0 | 0 | 0 | 0 | 0 | 0 | 0 | 0
Industrial Sector Energy Related Emissions before CCS[electricity if,agriculture and forestry 01T03,PM25] | Industrial Sector Energy Related Emissions before CCS | electricity if | agriculture and forestry 01T03 | PM25 |  | 0 | 0 | 0 | 0 | 0 | 0 | 0 | 0 | 0 | 0 | 0 | 0 | 0 | 0 | 0 | 0 | 0 | 0 | 0 | 0 | 0 | 0 | 0 | 0 | 0 | 0 | 0 | 0 | 0 | 0 | 0
Industrial Sector Energy Related Emissions before CCS[electricity if,agriculture and forestry 01T03,SOx] | Industrial Sector Energy Related Emissions before CCS | electricity if | agriculture and forestry 01T03 | SOx |  | 0 | 0 | 0 | 0 | 0 | 0 | 0 | 0 | 0 | 0 | 0 | 0 | 0 | 0 | 0 | 0 | 0 | 0 | 0 | 0 | 0 | 0 | 0 | 0 | 0 | 0 | 0 | 0 | 0 | 0 | 0
Industrial Sector Energy Related Emissions before CCS[electricity if,agriculture and forestry 01T03,BC] | Industrial Sector Energy Related Emissions before CCS | electricity if | agriculture and forestry 01T03 | BC |  | 0 | 0 | 0 | 0 | 0 | 0 | 0 | 0 | 0 | 0 | 0 | 0 | 0 | 0 | 0 | 0 | 0 | 0 | 0 | 0 | 0 | 0 | 0 | 0 | 0 | 0 | 0 | 0 | 0 | 0 | 0
Industrial Sector Energy Related Emissions before CCS[electricity if,agriculture and forestry 01T03,OC] | Industrial Sector Energy Related Emissions before CCS | electricity if | agriculture and forestry 01T03 | OC |  | 0 | 0 | 0 | 0 | 0 | 0 | 0 | 0 | 0 | 0 | 0 | 0 | 0 | 0 | 0 | 0 | 0 | 0 | 0 | 0 | 0 | 0 | 0 | 0 | 0 | 0 | 0 | 0 | 0 | 0 | 0
Industrial Sector Energy Related Emissions before CCS[electricity if,agriculture and forestry 01T03,CH4] | Industrial Sector Energy Related Emissions before CCS | electricity if | agriculture and forestry 01T03 | CH4 |  | 0 | 0 | 0 | 0 | 0 | 0 | 0 | 0 | 0 | 0 | 0 | 0 | 0 | 0 | 0 | 0 | 0 | 0 | 0 | 0 | 0 | 0 | 0 | 0 | 0 | 0 | 0 | 0 | 0 | 0 | 0
Industrial Sector Energy Related Emissions before CCS[electricity if,agriculture and forestry 01T03,N2O] | Industrial Sector Energy Related Emissions before CCS | electricity if | agriculture and forestry 01T03 | N2O |  | 0 | 0 | 0 | 0 | 0 | 0 | 0 | 0 | 0 | 0 | 0 | 0 | 0 | 0 | 0 | 0 | 0 | 0 | 0 | 0 | 0 | 0 | 0 | 0 | 0 | 0 | 0 | 0 | 0 | 0 | 0
Industrial Sector Energy Related Emissions before CCS[electricity if,agriculture and forestry 01T03,F gases] | Industrial Sector Energy Related Emissions before CCS | electricity if | agriculture and forestry 01T03 | F gases |  | 0 | 0 | 0 | 0 | 0 | 0 | 0 | 0 | 0 | 0 | 0 | 0 | 0 | 0 | 0 | 0 | 0 | 0 | 0 | 0 | 0 | 0 | 0 | 0 | 0 | 0 | 0 | 0 | 0 | 0 | 0
Industrial Sector Energy Related Emissions before CCS[electricity if,coal mining 05,CO2] | Industrial Sector Energy Related Emissions before CCS | electricity if | coal mining 05 | CO2 |  | 0 | 0 | 0 | 0 | 0 | 0 | 0 | 0 | 0 | 0 | 0 | 0 | 0 | 0 | 0 | 0 | 0 | 0 | 0 | 0 | 0 | 0 | 0 | 0 | 0 | 0 | 0 | 0 | 0 | 0 | 0
Industrial Sector Energy Related Emissions before CCS[electricity if,coal mining 05,VOC] | Industrial Sector Energy Related Emissions before CCS | electricity if | coal mining 05 | VOC |  | 0 | 0 | 0 | 0 | 0 | 0 | 0 | 0 | 0 | 0 | 0 | 0 | 0 | 0 | 0 | 0 | 0 | 0 | 0 | 0 | 0 | 0 | 0 | 0 | 0 | 0 | 0 | 0 | 0 | 0 | 0
Industrial Sector Energy Related Emissions before CCS[electricity if,coal mining 05,CO] | Industrial Sector Energy Related Emissions before CCS | electricity if | coal mining 05 | CO |  | 0 | 0 | 0 | 0 | 0 | 0 | 0 | 0 | 0 | 0 | 0 | 0 | 0 | 0 | 0 | 0 | 0 | 0 | 0 | 0 | 0 | 0 | 0 | 0 | 0 | 0 | 0 | 0 | 0 | 0 | 0
Industrial Sector Energy Related Emissions before CCS[electricity if,coal mining 05,NOx] | Industrial Sector Energy Related Emissions before CCS | electricity if | coal mining 05 | NOx |  | 0 | 0 | 0 | 0 | 0 | 0 | 0 | 0 | 0 | 0 | 0 | 0 | 0 | 0 | 0 | 0 | 0 | 0 | 0 | 0 | 0 | 0 | 0 | 0 | 0 | 0 | 0 | 0 | 0 | 0 | 0
Industrial Sector Energy Related Emissions before CCS[electricity if,coal mining 05,PM10] | Industrial Sector Energy Related Emissions before CCS | electricity if | coal mining 05 | PM10 |  | 0 | 0 | 0 | 0 | 0 | 0 | 0 | 0 | 0 | 0 | 0 | 0 | 0 | 0 | 0 | 0 | 0 | 0 | 0 | 0 | 0 | 0 | 0 | 0 | 0 | 0 | 0 | 0 | 0 | 0 | 0
Industrial Sector Energy Related Emissions before CCS[electricity if,coal mining 05,PM25] | Industrial Sector Energy Related Emissions before CCS | electricity if | coal mining 05 | PM25 |  | 0 | 0 | 0 | 0 | 0 | 0 | 0 | 0 | 0 | 0 | 0 | 0 | 0 | 0 | 0 | 0 | 0 | 0 | 0 | 0 | 0 | 0 | 0 | 0 | 0 | 0 | 0 | 0 | 0 | 0 | 0
Industrial Sector Energy Related Emissions before CCS[electricity if,coal mining 05,SOx] | Industrial Sector Energy Related Emissions before CCS | electricity if | coal mining 05 | SOx |  | 0 | 0 | 0 | 0 | 0 | 0 | 0 | 0 | 0 | 0 | 0 | 0 | 0 | 0 | 0 | 0 | 0 | 0 | 0 | 0 | 0 | 0 | 0 | 0 | 0 | 0 | 0 | 0 | 0 | 0 | 0
Industrial Sector Energy Related Emissions before CCS[electricity if,coal mining 05,BC] | Industrial Sector Energy Related Emissions before CCS | electricity if | coal mining 05 | BC |  | 0 | 0 | 0 | 0 | 0 | 0 | 0 | 0 | 0 | 0 | 0 | 0 | 0 | 0 | 0 | 0 | 0 | 0 | 0 | 0 | 0 | 0 | 0 | 0 | 0 | 0 | 0 | 0 | 0 | 0 | 0
Industrial Sector Energy Related Emissions before CCS[electricity if,coal mining 05,OC] | Industrial Sector Energy Related Emissions before CCS | electricity if | coal mining 05 | OC |  | 0 | 0 | 0 | 0 | 0 | 0 | 0 | 0 | 0 | 0 | 0 | 0 | 0 | 0 | 0 | 0 | 0 | 0 | 0 | 0 | 0 | 0 | 0 | 0 | 0 | 0 | 0 | 0 | 0 | 0 | 0
Industrial Sector Energy Related Emissions before CCS[electricity if,coal mining 05,CH4] | Industrial Sector Energy Related Emissions before CCS | electricity if | coal mining 05 | CH4 |  | 0 | 0 | 0 | 0 | 0 | 0 | 0 | 0 | 0 | 0 | 0 | 0 | 0 | 0 | 0 | 0 | 0 | 0 | 0 | 0 | 0 | 0 | 0 | 0 | 0 | 0 | 0 | 0 | 0 | 0 | 0
Industrial Sector Energy Related Emissions before CCS[electricity if,coal mining 05,N2O] | Industrial Sector Energy Related Emissions before CCS | electricity if | coal mining 05 | N2O |  | 0 | 0 | 0 | 0 | 0 | 0 | 0 | 0 | 0 | 0 | 0 | 0 | 0 | 0 | 0 | 0 | 0 | 0 | 0 | 0 | 0 | 0 | 0 | 0 | 0 | 0 | 0 | 0 | 0 | 0 | 0
Industrial Sector Energy Related Emissions before CCS[electricity if,coal mining 05,F gases] | Industrial Sector Energy Related Emissions before CCS | electricity if | coal mining 05 | F gases |  | 0 | 0 | 0 | 0 | 0 | 0 | 0 | 0 | 0 | 0 | 0 | 0 | 0 | 0 | 0 | 0 | 0 | 0 | 0 | 0 | 0 | 0 | 0 | 0 | 0 | 0 | 0 | 0 | 0 | 0 | 0
Industrial Sector Energy Related Emissions before CCS[electricity if,oil and gas extraction 06,CO2] | Industrial Sector Energy Related Emissions before CCS | electricity if | oil and gas extraction 06 | CO2 |  | 0 | 0 | 0 | 0 | 0 | 0 | 0 | 0 | 0 | 0 | 0 | 0 | 0 | 0 | 0 | 0 | 0 | 0 | 0 | 0 | 0 | 0 | 0 | 0 | 0 | 0 | 0 | 0 | 0 | 0 | 0
Industrial Sector Energy Related Emissions before CCS[electricity if,oil and gas extraction 06,VOC] | Industrial Sector Energy Related Emissions before CCS | electricity if | oil and gas extraction 06 | VOC |  | 0 | 0 | 0 | 0 | 0 | 0 | 0 | 0 | 0 | 0 | 0 | 0 | 0 | 0 | 0 | 0 | 0 | 0 | 0 | 0 | 0 | 0 | 0 | 0 | 0 | 0 | 0 | 0 | 0 | 0 | 0
Industrial Sector Energy Related Emissions before CCS[electricity if,oil and gas extraction 06,CO] | Industrial Sector Energy Related Emissions before CCS | electricity if | oil and gas extraction 06 | CO |  | 0 | 0 | 0 | 0 | 0 | 0 | 0 | 0 | 0 | 0 | 0 | 0 | 0 | 0 | 0 | 0 | 0 | 0 | 0 | 0 | 0 | 0 | 0 | 0 | 0 | 0 | 0 | 0 | 0 | 0 | 0
Industrial Sector Energy Related Emissions before CCS[electricity if,oil and gas extraction 06,NOx] | Industrial Sector Energy Related Emissions before CCS | electricity if | oil and gas extraction 06 | NOx |  | 0 | 0 | 0 | 0 | 0 | 0 | 0 | 0 | 0 | 0 | 0 | 0 | 0 | 0 | 0 | 0 | 0 | 0 | 0 | 0 | 0 | 0 | 0 | 0 | 0 | 0 | 0 | 0 | 0 | 0 | 0
Industrial Sector Energy Related Emissions before CCS[electricity if,oil and gas extraction 06,PM10] | Industrial Sector Energy Related Emissions before CCS | electricity if | oil and gas extraction 06 | PM10 |  | 0 | 0 | 0 | 0 | 0 | 0 | 0 | 0 | 0 | 0 | 0 | 0 | 0 | 0 | 0 | 0 | 0 | 0 | 0 | 0 | 0 | 0 | 0 | 0 | 0 | 0 | 0 | 0 | 0 | 0 | 0
Industrial Sector Energy Related Emissions before CCS[electricity if,oil and gas extraction 06,PM25] | Industrial Sector Energy Related Emissions before CCS | electricity if | oil and gas extraction 06 | PM25 |  | 0 | 0 | 0 | 0 | 0 | 0 | 0 | 0 | 0 | 0 | 0 | 0 | 0 | 0 | 0 | 0 | 0 | 0 | 0 | 0 | 0 | 0 | 0 | 0 | 0 | 0 | 0 | 0 | 0 | 0 | 0
Industrial Sector Energy Related Emissions before CCS[electricity if,oil and gas extraction 06,SOx] | Industrial Sector Energy Related Emissions before CCS | electricity if | oil and gas extraction 06 | SOx |  | 0 | 0 | 0 | 0 | 0 | 0 | 0 | 0 | 0 | 0 | 0 | 0 | 0 | 0 | 0 | 0 | 0 | 0 | 0 | 0 | 0 | 0 | 0 | 0 | 0 | 0 | 0 | 0 | 0 | 0 | 0
Industrial Sector Energy Related Emissions before CCS[electricity if,oil and gas extraction 06,BC] | Industrial Sector Energy Related Emissions before CCS | electricity if | oil and gas extraction 06 | BC |  | 0 | 0 | 0 | 0 | 0 | 0 | 0 | 0 | 0 | 0 | 0 | 0 | 0 | 0 | 0 | 0 | 0 | 0 | 0 | 0 | 0 | 0 | 0 | 0 | 0 | 0 | 0 | 0 | 0 | 0 | 0
Industrial Sector Energy Related Emissions before CCS[electricity if,oil and gas extraction 06,OC] | Industrial Sector Energy Related Emissions before CCS | electricity if | oil and gas extraction 06 | OC |  | 0 | 0 | 0 | 0 | 0 | 0 | 0 | 0 | 0 | 0 | 0 | 0 | 0 | 0 | 0 | 0 | 0 | 0 | 0 | 0 | 0 | 0 | 0 | 0 | 0 | 0 | 0 | 0 | 0 | 0 | 0
Industrial Sector Energy Related Emissions before CCS[electricity if,oil and gas extraction 06,CH4] | Industrial Sector Energy Related Emissions before CCS | electricity if | oil and gas extraction 06 | CH4 |  | 0 | 0 | 0 | 0 | 0 | 0 | 0 | 0 | 0 | 0 | 0 | 0 | 0 | 0 | 0 | 0 | 0 | 0 | 0 | 0 | 0 | 0 | 0 | 0 | 0 | 0 | 0 | 0 | 0 | 0 | 0
Industrial Sector Energy Related Emissions before CCS[electricity if,oil and gas extraction 06,N2O] | Industrial Sector Energy Related Emissions before CCS | electricity if | oil and gas extraction 06 | N2O |  | 0 | 0 | 0 | 0 | 0 | 0 | 0 | 0 | 0 | 0 | 0 | 0 | 0 | 0 | 0 | 0 | 0 | 0 | 0 | 0 | 0 | 0 | 0 | 0 | 0 | 0 | 0 | 0 | 0 | 0 | 0
Industrial Sector Energy Related Emissions before CCS[electricity if,oil and gas extraction 06,F gases] | Industrial Sector Energy Related Emissions before CCS | electricity if | oil and gas extraction 06 | F gases |  | 0 | 0 | 0 | 0 | 0 | 0 | 0 | 0 | 0 | 0 | 0 | 0 | 0 | 0 | 0 | 0 | 0 | 0 | 0 | 0 | 0 | 0 | 0 | 0 | 0 | 0 | 0 | 0 | 0 | 0 | 0
Industrial Sector Energy Related Emissions before CCS[electricity if,other mining and quarrying 07T08,CO2] | Industrial Sector Energy Related Emissions before CCS | electricity if | other mining and quarrying 07T08 | CO2 |  | 0 | 0 | 0 | 0 | 0 | 0 | 0 | 0 | 0 | 0 | 0 | 0 | 0 | 0 | 0 | 0 | 0 | 0 | 0 | 0 | 0 | 0 | 0 | 0 | 0 | 0 | 0 | 0 | 0 | 0 | 0
Industrial Sector Energy Related Emissions before CCS[electricity if,other mining and quarrying 07T08,VOC] | Industrial Sector Energy Related Emissions before CCS | electricity if | other mining and quarrying 07T08 | VOC |  | 0 | 0 | 0 | 0 | 0 | 0 | 0 | 0 | 0 | 0 | 0 | 0 | 0 | 0 | 0 | 0 | 0 | 0 | 0 | 0 | 0 | 0 | 0 | 0 | 0 | 0 | 0 | 0 | 0 | 0 | 0
Industrial Sector Energy Related Emissions before CCS[electricity if,other mining and quarrying 07T08,CO] | Industrial Sector Energy Related Emissions before CCS | electricity if | other mining and quarrying 07T08 | CO |  | 0 | 0 | 0 | 0 | 0 | 0 | 0 | 0 | 0 | 0 | 0 | 0 | 0 | 0 | 0 | 0 | 0 | 0 | 0 | 0 | 0 | 0 | 0 | 0 | 0 | 0 | 0 | 0 | 0 | 0 | 0
Industrial Sector Energy Related Emissions before CCS[electricity if,other mining and quarrying 07T08,NOx] | Industrial Sector Energy Related Emissions before CCS | electricity if | other mining and quarrying 07T08 | NOx |  | 0 | 0 | 0 | 0 | 0 | 0 | 0 | 0 | 0 | 0 | 0 | 0 | 0 | 0 | 0 | 0 | 0 | 0 | 0 | 0 | 0 | 0 | 0 | 0 | 0 | 0 | 0 | 0 | 0 | 0 | 0
Industrial Sector Energy Related Emissions before CCS[electricity if,other mining and quarrying 07T08,PM10] | Industrial Sector Energy Related Emissions before CCS | electricity if | other mining and quarrying 07T08 | PM10 |  | 0 | 0 | 0 | 0 | 0 | 0 | 0 | 0 | 0 | 0 | 0 | 0 | 0 | 0 | 0 | 0 | 0 | 0 | 0 | 0 | 0 | 0 | 0 | 0 | 0 | 0 | 0 | 0 | 0 | 0 | 0
Industrial Sector Energy Related Emissions before CCS[electricity if,other mining and quarrying 07T08,PM25] | Industrial Sector Energy Related Emissions before CCS | electricity if | other mining and quarrying 07T08 | PM25 |  | 0 | 0 | 0 | 0 | 0 | 0 | 0 | 0 | 0 | 0 | 0 | 0 | 0 | 0 | 0 | 0 | 0 | 0 | 0 | 0 | 0 | 0 | 0 | 0 | 0 | 0 | 0 | 0 | 0 | 0 | 0
Industrial Sector Energy Related Emissions before CCS[electricity if,other mining and quarrying 07T08,SOx] | Industrial Sector Energy Related Emissions before CCS | electricity if | other mining and quarrying 07T08 | SOx |  | 0 | 0 | 0 | 0 | 0 | 0 | 0 | 0 | 0 | 0 | 0 | 0 | 0 | 0 | 0 | 0 | 0 | 0 | 0 | 0 | 0 | 0 | 0 | 0 | 0 | 0 | 0 | 0 | 0 | 0 | 0
Industrial Sector Energy Related Emissions before CCS[electricity if,other mining and quarrying 07T08,BC] | Industrial Sector Energy Related Emissions before CCS | electricity if | other mining and quarrying 07T08 | BC |  | 0 | 0 | 0 | 0 | 0 | 0 | 0 | 0 | 0 | 0 | 0 | 0 | 0 | 0 | 0 | 0 | 0 | 0 | 0 | 0 | 0 | 0 | 0 | 0 | 0 | 0 | 0 | 0 | 0 | 0 | 0
Industrial Sector Energy Related Emissions before CCS[electricity if,other mining and quarrying 07T08,OC] | Industrial Sector Energy Related Emissions before CCS | electricity if | other mining and quarrying 07T08 | OC |  | 0 | 0 | 0 | 0 | 0 | 0 | 0 | 0 | 0 | 0 | 0 | 0 | 0 | 0 | 0 | 0 | 0 | 0 | 0 | 0 | 0 | 0 | 0 | 0 | 0 | 0 | 0 | 0 | 0 | 0 | 0
Industrial Sector Energy Related Emissions before CCS[electricity if,other mining and quarrying 07T08,CH4] | Industrial Sector Energy Related Emissions before CCS | electricity if | other mining and quarrying 07T08 | CH4 |  | 0 | 0 | 0 | 0 | 0 | 0 | 0 | 0 | 0 | 0 | 0 | 0 | 0 | 0 | 0 | 0 | 0 | 0 | 0 | 0 | 0 | 0 | 0 | 0 | 0 | 0 | 0 | 0 | 0 | 0 | 0
Industrial Sector Energy Related Emissions before CCS[electricity if,other mining and quarrying 07T08,N2O] | Industrial Sector Energy Related Emissions before CCS | electricity if | other mining and quarrying 07T08 | N2O |  | 0 | 0 | 0 | 0 | 0 | 0 | 0 | 0 | 0 | 0 | 0 | 0 | 0 | 0 | 0 | 0 | 0 | 0 | 0 | 0 | 0 | 0 | 0 | 0 | 0 | 0 | 0 | 0 | 0 | 0 | 0
Industrial Sector Energy Related Emissions before CCS[electricity if,other mining and quarrying 07T08,F gases] | Industrial Sector Energy Related Emissions before CCS | electricity if | other mining and quarrying 07T08 | F gases |  | 0 | 0 | 0 | 0 | 0 | 0 | 0 | 0 | 0 | 0 | 0 | 0 | 0 | 0 | 0 | 0 | 0 | 0 | 0 | 0 | 0 | 0 | 0 | 0 | 0 | 0 | 0 | 0 | 0 | 0 | 0
Industrial Sector Energy Related Emissions before CCS[electricity if,food beverage and tobacco 10T12,CO2] | Industrial Sector Energy Related Emissions before CCS | electricity if | food beverage and tobacco 10T12 | CO2 |  | 0 | 0 | 0 | 0 | 0 | 0 | 0 | 0 | 0 | 0 | 0 | 0 | 0 | 0 | 0 | 0 | 0 | 0 | 0 | 0 | 0 | 0 | 0 | 0 | 0 | 0 | 0 | 0 | 0 | 0 | 0
Industrial Sector Energy Related Emissions before CCS[electricity if,food beverage and tobacco 10T12,VOC] | Industrial Sector Energy Related Emissions before CCS | electricity if | food beverage and tobacco 10T12 | VOC |  | 0 | 0 | 0 | 0 | 0 | 0 | 0 | 0 | 0 | 0 | 0 | 0 | 0 | 0 | 0 | 0 | 0 | 0 | 0 | 0 | 0 | 0 | 0 | 0 | 0 | 0 | 0 | 0 | 0 | 0 | 0
Industrial Sector Energy Related Emissions before CCS[electricity if,food beverage and tobacco 10T12,CO] | Industrial Sector Energy Related Emissions before CCS | electricity if | food beverage and tobacco 10T12 | CO |  | 0 | 0 | 0 | 0 | 0 | 0 | 0 | 0 | 0 | 0 | 0 | 0 | 0 | 0 | 0 | 0 | 0 | 0 | 0 | 0 | 0 | 0 | 0 | 0 | 0 | 0 | 0 | 0 | 0 | 0 | 0
Industrial Sector Energy Related Emissions before CCS[electricity if,food beverage and tobacco 10T12,NOx] | Industrial Sector Energy Related Emissions before CCS | electricity if | food beverage and tobacco 10T12 | NOx |  | 0 | 0 | 0 | 0 | 0 | 0 | 0 | 0 | 0 | 0 | 0 | 0 | 0 | 0 | 0 | 0 | 0 | 0 | 0 | 0 | 0 | 0 | 0 | 0 | 0 | 0 | 0 | 0 | 0 | 0 | 0
Industrial Sector Energy Related Emissions before CCS[electricity if,food beverage and tobacco 10T12,PM10] | Industrial Sector Energy Related Emissions before CCS | electricity if | food beverage and tobacco 10T12 | PM10 |  | 0 | 0 | 0 | 0 | 0 | 0 | 0 | 0 | 0 | 0 | 0 | 0 | 0 | 0 | 0 | 0 | 0 | 0 | 0 | 0 | 0 | 0 | 0 | 0 | 0 | 0 | 0 | 0 | 0 | 0 | 0
Industrial Sector Energy Related Emissions before CCS[electricity if,food beverage and tobacco 10T12,PM25] | Industrial Sector Energy Related Emissions before CCS | electricity if | food beverage and tobacco 10T12 | PM25 |  | 0 | 0 | 0 | 0 | 0 | 0 | 0 | 0 | 0 | 0 | 0 | 0 | 0 | 0 | 0 | 0 | 0 | 0 | 0 | 0 | 0 | 0 | 0 | 0 | 0 | 0 | 0 | 0 | 0 | 0 | 0
Industrial Sector Energy Related Emissions before CCS[electricity if,food beverage and tobacco 10T12,SOx] | Industrial Sector Energy Related Emissions before CCS | electricity if | food beverage and tobacco 10T12 | SOx |  | 0 | 0 | 0 | 0 | 0 | 0 | 0 | 0 | 0 | 0 | 0 | 0 | 0 | 0 | 0 | 0 | 0 | 0 | 0 | 0 | 0 | 0 | 0 | 0 | 0 | 0 | 0 | 0 | 0 | 0 | 0
Industrial Sector Energy Related Emissions before CCS[electricity if,food beverage and tobacco 10T12,BC] | Industrial Sector Energy Related Emissions before CCS | electricity if | food beverage and tobacco 10T12 | BC |  | 0 | 0 | 0 | 0 | 0 | 0 | 0 | 0 | 0 | 0 | 0 | 0 | 0 | 0 | 0 | 0 | 0 | 0 | 0 | 0 | 0 | 0 | 0 | 0 | 0 | 0 | 0 | 0 | 0 | 0 | 0
Industrial Sector Energy Related Emissions before CCS[electricity if,food beverage and tobacco 10T12,OC] | Industrial Sector Energy Related Emissions before CCS | electricity if | food beverage and tobacco 10T12 | OC |  | 0 | 0 | 0 | 0 | 0 | 0 | 0 | 0 | 0 | 0 | 0 | 0 | 0 | 0 | 0 | 0 | 0 | 0 | 0 | 0 | 0 | 0 | 0 | 0 | 0 | 0 | 0 | 0 | 0 | 0 | 0
Industrial Sector Energy Related Emissions before CCS[electricity if,food beverage and tobacco 10T12,CH4] | Industrial Sector Energy Related Emissions before CCS | electricity if | food beverage and tobacco 10T12 | CH4 |  | 0 | 0 | 0 | 0 | 0 | 0 | 0 | 0 | 0 | 0 | 0 | 0 | 0 | 0 | 0 | 0 | 0 | 0 | 0 | 0 | 0 | 0 | 0 | 0 | 0 | 0 | 0 | 0 | 0 | 0 | 0
Industrial Sector Energy Related Emissions before CCS[electricity if,food beverage and tobacco 10T12,N2O] | Industrial Sector Energy Related Emissions before CCS | electricity if | food beverage and tobacco 10T12 | N2O |  | 0 | 0 | 0 | 0 | 0 | 0 | 0 | 0 | 0 | 0 | 0 | 0 | 0 | 0 | 0 | 0 | 0 | 0 | 0 | 0 | 0 | 0 | 0 | 0 | 0 | 0 | 0 | 0 | 0 | 0 | 0
Industrial Sector Energy Related Emissions before CCS[electricity if,food beverage and tobacco 10T12,F gases] | Industrial Sector Energy Related Emissions before CCS | electricity if | food beverage and tobacco 10T12 | F gases |  | 0 | 0 | 0 | 0 | 0 | 0 | 0 | 0 | 0 | 0 | 0 | 0 | 0 | 0 | 0 | 0 | 0 | 0 | 0 | 0 | 0 | 0 | 0 | 0 | 0 | 0 | 0 | 0 | 0 | 0 | 0
Industrial Sector Energy Related Emissions before CCS[electricity if,textiles apparel and leather 13T15,CO2] | Industrial Sector Energy Related Emissions before CCS | electricity if | textiles apparel and leather 13T15 | CO2 |  | 0 | 0 | 0 | 0 | 0 | 0 | 0 | 0 | 0 | 0 | 0 | 0 | 0 | 0 | 0 | 0 | 0 | 0 | 0 | 0 | 0 | 0 | 0 | 0 | 0 | 0 | 0 | 0 | 0 | 0 | 0
Industrial Sector Energy Related Emissions before CCS[electricity if,textiles apparel and leather 13T15,VOC] | Industrial Sector Energy Related Emissions before CCS | electricity if | textiles apparel and leather 13T15 | VOC |  | 0 | 0 | 0 | 0 | 0 | 0 | 0 | 0 | 0 | 0 | 0 | 0 | 0 | 0 | 0 | 0 | 0 | 0 | 0 | 0 | 0 | 0 | 0 | 0 | 0 | 0 | 0 | 0 | 0 | 0 | 0
Industrial Sector Energy Related Emissions before CCS[electricity if,textiles apparel and leather 13T15,CO] | Industrial Sector Energy Related Emissions before CCS | electricity if | textiles apparel and leather 13T15 | CO |  | 0 | 0 | 0 | 0 | 0 | 0 | 0 | 0 | 0 | 0 | 0 | 0 | 0 | 0 | 0 | 0 | 0 | 0 | 0 | 0 | 0 | 0 | 0 | 0 | 0 | 0 | 0 | 0 | 0 | 0 | 0
Industrial Sector Energy Related Emissions before CCS[electricity if,textiles apparel and leather 13T15,NOx] | Industrial Sector Energy Related Emissions before CCS | electricity if | textiles apparel and leather 13T15 | NOx |  | 0 | 0 | 0 | 0 | 0 | 0 | 0 | 0 | 0 | 0 | 0 | 0 | 0 | 0 | 0 | 0 | 0 | 0 | 0 | 0 | 0 | 0 | 0 | 0 | 0 | 0 | 0 | 0 | 0 | 0 | 0
Industrial Sector Energy Related Emissions before CCS[electricity if,textiles apparel and leather 13T15,PM10] | Industrial Sector Energy Related Emissions before CCS | electricity if | textiles apparel and leather 13T15 | PM10 |  | 0 | 0 | 0 | 0 | 0 | 0 | 0 | 0 | 0 | 0 | 0 | 0 | 0 | 0 | 0 | 0 | 0 | 0 | 0 | 0 | 0 | 0 | 0 | 0 | 0 | 0 | 0 | 0 | 0 | 0 | 0
Industrial Sector Energy Related Emissions before CCS[electricity if,textiles apparel and leather 13T15,PM25] | Industrial Sector Energy Related Emissions before CCS | electricity if | textiles apparel and leather 13T15 | PM25 |  | 0 | 0 | 0 | 0 | 0 | 0 | 0 | 0 | 0 | 0 | 0 | 0 | 0 | 0 | 0 | 0 | 0 | 0 | 0 | 0 | 0 | 0 | 0 | 0 | 0 | 0 | 0 | 0 | 0 | 0 | 0
Industrial Sector Energy Related Emissions before CCS[electricity if,textiles apparel and leather 13T15,SOx] | Industrial Sector Energy Related Emissions before CCS | electricity if | textiles apparel and leather 13T15 | SOx |  | 0 | 0 | 0 | 0 | 0 | 0 | 0 | 0 | 0 | 0 | 0 | 0 | 0 | 0 | 0 | 0 | 0 | 0 | 0 | 0 | 0 | 0 | 0 | 0 | 0 | 0 | 0 | 0 | 0 | 0 | 0
Industrial Sector Energy Related Emissions before CCS[electricity if,textiles apparel and leather 13T15,BC] | Industrial Sector Energy Related Emissions before CCS | electricity if | textiles apparel and leather 13T15 | BC |  | 0 | 0 | 0 | 0 | 0 | 0 | 0 | 0 | 0 | 0 | 0 | 0 | 0 | 0 | 0 | 0 | 0 | 0 | 0 | 0 | 0 | 0 | 0 | 0 | 0 | 0 | 0 | 0 | 0 | 0 | 0
Industrial Sector Energy Related Emissions before CCS[electricity if,textiles apparel and leather 13T15,OC] | Industrial Sector Energy Related Emissions before CCS | electricity if | textiles apparel and leather 13T15 | OC |  | 0 | 0 | 0 | 0 | 0 | 0 | 0 | 0 | 0 | 0 | 0 | 0 | 0 | 0 | 0 | 0 | 0 | 0 | 0 | 0 | 0 | 0 | 0 | 0 | 0 | 0 | 0 | 0 | 0 | 0 | 0
Industrial Sector Energy Related Emissions before CCS[electricity if,textiles apparel and leather 13T15,CH4] | Industrial Sector Energy Related Emissions before CCS | electricity if | textiles apparel and leather 13T15 | CH4 |  | 0 | 0 | 0 | 0 | 0 | 0 | 0 | 0 | 0 | 0 | 0 | 0 | 0 | 0 | 0 | 0 | 0 | 0 | 0 | 0 | 0 | 0 | 0 | 0 | 0 | 0 | 0 | 0 | 0 | 0 | 0
Industrial Sector Energy Related Emissions before CCS[electricity if,textiles apparel and leather 13T15,N2O] | Industrial Sector Energy Related Emissions before CCS | electricity if | textiles apparel and leather 13T15 | N2O |  | 0 | 0 | 0 | 0 | 0 | 0 | 0 | 0 | 0 | 0 | 0 | 0 | 0 | 0 | 0 | 0 | 0 | 0 | 0 | 0 | 0 | 0 | 0 | 0 | 0 | 0 | 0 | 0 | 0 | 0 | 0
Industrial Sector Energy Related Emissions before CCS[electricity if,textiles apparel and leather 13T15,F gases] | Industrial Sector Energy Related Emissions before CCS | electricity if | textiles apparel and leather 13T15 | F gases |  | 0 | 0 | 0 | 0 | 0 | 0 | 0 | 0 | 0 | 0 | 0 | 0 | 0 | 0 | 0 | 0 | 0 | 0 | 0 | 0 | 0 | 0 | 0 | 0 | 0 | 0 | 0 | 0 | 0 | 0 | 0
Industrial Sector Energy Related Emissions before CCS[electricity if,wood products 16,CO2] | Industrial Sector Energy Related Emissions before CCS | electricity if | wood products 16 | CO2 |  | 0 | 0 | 0 | 0 | 0 | 0 | 0 | 0 | 0 | 0 | 0 | 0 | 0 | 0 | 0 | 0 | 0 | 0 | 0 | 0 | 0 | 0 | 0 | 0 | 0 | 0 | 0 | 0 | 0 | 0 | 0
Industrial Sector Energy Related Emissions before CCS[electricity if,wood products 16,VOC] | Industrial Sector Energy Related Emissions before CCS | electricity if | wood products 16 | VOC |  | 0 | 0 | 0 | 0 | 0 | 0 | 0 | 0 | 0 | 0 | 0 | 0 | 0 | 0 | 0 | 0 | 0 | 0 | 0 | 0 | 0 | 0 | 0 | 0 | 0 | 0 | 0 | 0 | 0 | 0 | 0
Industrial Sector Energy Related Emissions before CCS[electricity if,wood products 16,CO] | Industrial Sector Energy Related Emissions before CCS | electricity if | wood products 16 | CO |  | 0 | 0 | 0 | 0 | 0 | 0 | 0 | 0 | 0 | 0 | 0 | 0 | 0 | 0 | 0 | 0 | 0 | 0 | 0 | 0 | 0 | 0 | 0 | 0 | 0 | 0 | 0 | 0 | 0 | 0 | 0
Industrial Sector Energy Related Emissions before CCS[electricity if,wood products 16,NOx] | Industrial Sector Energy Related Emissions before CCS | electricity if | wood products 16 | NOx |  | 0 | 0 | 0 | 0 | 0 | 0 | 0 | 0 | 0 | 0 | 0 | 0 | 0 | 0 | 0 | 0 | 0 | 0 | 0 | 0 | 0 | 0 | 0 | 0 | 0 | 0 | 0 | 0 | 0 | 0 | 0
Industrial Sector Energy Related Emissions before CCS[electricity if,wood products 16,PM10] | Industrial Sector Energy Related Emissions before CCS | electricity if | wood products 16 | PM10 |  | 0 | 0 | 0 | 0 | 0 | 0 | 0 | 0 | 0 | 0 | 0 | 0 | 0 | 0 | 0 | 0 | 0 | 0 | 0 | 0 | 0 | 0 | 0 | 0 | 0 | 0 | 0 | 0 | 0 | 0 | 0
Industrial Sector Energy Related Emissions before CCS[electricity if,wood products 16,PM25] | Industrial Sector Energy Related Emissions before CCS | electricity if | wood products 16 | PM25 |  | 0 | 0 | 0 | 0 | 0 | 0 | 0 | 0 | 0 | 0 | 0 | 0 | 0 | 0 | 0 | 0 | 0 | 0 | 0 | 0 | 0 | 0 | 0 | 0 | 0 | 0 | 0 | 0 | 0 | 0 | 0
Industrial Sector Energy Related Emissions before CCS[electricity if,wood products 16,SOx] | Industrial Sector Energy Related Emissions before CCS | electricity if | wood products 16 | SOx |  | 0 | 0 | 0 | 0 | 0 | 0 | 0 | 0 | 0 | 0 | 0 | 0 | 0 | 0 | 0 | 0 | 0 | 0 | 0 | 0 | 0 | 0 | 0 | 0 | 0 | 0 | 0 | 0 | 0 | 0 | 0
Industrial Sector Energy Related Emissions before CCS[electricity if,wood products 16,BC] | Industrial Sector Energy Related Emissions before CCS | electricity if | wood products 16 | BC |  | 0 | 0 | 0 | 0 | 0 | 0 | 0 | 0 | 0 | 0 | 0 | 0 | 0 | 0 | 0 | 0 | 0 | 0 | 0 | 0 | 0 | 0 | 0 | 0 | 0 | 0 | 0 | 0 | 0 | 0 | 0
Industrial Sector Energy Related Emissions before CCS[electricity if,wood products 16,OC] | Industrial Sector Energy Related Emissions before CCS | electricity if | wood products 16 | OC |  | 0 | 0 | 0 | 0 | 0 | 0 | 0 | 0 | 0 | 0 | 0 | 0 | 0 | 0 | 0 | 0 | 0 | 0 | 0 | 0 | 0 | 0 | 0 | 0 | 0 | 0 | 0 | 0 | 0 | 0 | 0
Industrial Sector Energy Related Emissions before CCS[electricity if,wood products 16,CH4] | Industrial Sector Energy Related Emissions before CCS | electricity if | wood products 16 | CH4 |  | 0 | 0 | 0 | 0 | 0 | 0 | 0 | 0 | 0 | 0 | 0 | 0 | 0 | 0 | 0 | 0 | 0 | 0 | 0 | 0 | 0 | 0 | 0 | 0 | 0 | 0 | 0 | 0 | 0 | 0 | 0
Industrial Sector Energy Related Emissions before CCS[electricity if,wood products 16,N2O] | Industrial Sector Energy Related Emissions before CCS | electricity if | wood products 16 | N2O |  | 0 | 0 | 0 | 0 | 0 | 0 | 0 | 0 | 0 | 0 | 0 | 0 | 0 | 0 | 0 | 0 | 0 | 0 | 0 | 0 | 0 | 0 | 0 | 0 | 0 | 0 | 0 | 0 | 0 | 0 | 0
Industrial Sector Energy Related Emissions before CCS[electricity if,wood products 16,F gases] | Industrial Sector Energy Related Emissions before CCS | electricity if | wood products 16 | F gases |  | 0 | 0 | 0 | 0 | 0 | 0 | 0 | 0 | 0 | 0 | 0 | 0 | 0 | 0 | 0 | 0 | 0 | 0 | 0 | 0 | 0 | 0 | 0 | 0 | 0 | 0 | 0 | 0 | 0 | 0 | 0
Industrial Sector Energy Related Emissions before CCS[electricity if,pulp paper and printing 17T18,CO2] | Industrial Sector Energy Related Emissions before CCS | electricity if | pulp paper and printing 17T18 | CO2 |  | 0 | 0 | 0 | 0 | 0 | 0 | 0 | 0 | 0 | 0 | 0 | 0 | 0 | 0 | 0 | 0 | 0 | 0 | 0 | 0 | 0 | 0 | 0 | 0 | 0 | 0 | 0 | 0 | 0 | 0 | 0
Industrial Sector Energy Related Emissions before CCS[electricity if,pulp paper and printing 17T18,VOC] | Industrial Sector Energy Related Emissions before CCS | electricity if | pulp paper and printing 17T18 | VOC |  | 0 | 0 | 0 | 0 | 0 | 0 | 0 | 0 | 0 | 0 | 0 | 0 | 0 | 0 | 0 | 0 | 0 | 0 | 0 | 0 | 0 | 0 | 0 | 0 | 0 | 0 | 0 | 0 | 0 | 0 | 0
Industrial Sector Energy Related Emissions before CCS[electricity if,pulp paper and printing 17T18,CO] | Industrial Sector Energy Related Emissions before CCS | electricity if | pulp paper and printing 17T18 | CO |  | 0 | 0 | 0 | 0 | 0 | 0 | 0 | 0 | 0 | 0 | 0 | 0 | 0 | 0 | 0 | 0 | 0 | 0 | 0 | 0 | 0 | 0 | 0 | 0 | 0 | 0 | 0 | 0 | 0 | 0 | 0
Industrial Sector Energy Related Emissions before CCS[electricity if,pulp paper and printing 17T18,NOx] | Industrial Sector Energy Related Emissions before CCS | electricity if | pulp paper and printing 17T18 | NOx |  | 0 | 0 | 0 | 0 | 0 | 0 | 0 | 0 | 0 | 0 | 0 | 0 | 0 | 0 | 0 | 0 | 0 | 0 | 0 | 0 | 0 | 0 | 0 | 0 | 0 | 0 | 0 | 0 | 0 | 0 | 0
Industrial Sector Energy Related Emissions before CCS[electricity if,pulp paper and printing 17T18,PM10] | Industrial Sector Energy Related Emissions before CCS | electricity if | pulp paper and printing 17T18 | PM10 |  | 0 | 0 | 0 | 0 | 0 | 0 | 0 | 0 | 0 | 0 | 0 | 0 | 0 | 0 | 0 | 0 | 0 | 0 | 0 | 0 | 0 | 0 | 0 | 0 | 0 | 0 | 0 | 0 | 0 | 0 | 0
Industrial Sector Energy Related Emissions before CCS[electricity if,pulp paper and printing 17T18,PM25] | Industrial Sector Energy Related Emissions before CCS | electricity if | pulp paper and printing 17T18 | PM25 |  | 0 | 0 | 0 | 0 | 0 | 0 | 0 | 0 | 0 | 0 | 0 | 0 | 0 | 0 | 0 | 0 | 0 | 0 | 0 | 0 | 0 | 0 | 0 | 0 | 0 | 0 | 0 | 0 | 0 | 0 | 0
Industrial Sector Energy Related Emissions before CCS[electricity if,pulp paper and printing 17T18,SOx] | Industrial Sector Energy Related Emissions before CCS | electricity if | pulp paper and printing 17T18 | SOx |  | 0 | 0 | 0 | 0 | 0 | 0 | 0 | 0 | 0 | 0 | 0 | 0 | 0 | 0 | 0 | 0 | 0 | 0 | 0 | 0 | 0 | 0 | 0 | 0 | 0 | 0 | 0 | 0 | 0 | 0 | 0
Industrial Sector Energy Related Emissions before CCS[electricity if,pulp paper and printing 17T18,BC] | Industrial Sector Energy Related Emissions before CCS | electricity if | pulp paper and printing 17T18 | BC |  | 0 | 0 | 0 | 0 | 0 | 0 | 0 | 0 | 0 | 0 | 0 | 0 | 0 | 0 | 0 | 0 | 0 | 0 | 0 | 0 | 0 | 0 | 0 | 0 | 0 | 0 | 0 | 0 | 0 | 0 | 0
Industrial Sector Energy Related Emissions before CCS[electricity if,pulp paper and printing 17T18,OC] | Industrial Sector Energy Related Emissions before CCS | electricity if | pulp paper and printing 17T18 | OC |  | 0 | 0 | 0 | 0 | 0 | 0 | 0 | 0 | 0 | 0 | 0 | 0 | 0 | 0 | 0 | 0 | 0 | 0 | 0 | 0 | 0 | 0 | 0 | 0 | 0 | 0 | 0 | 0 | 0 | 0 | 0
Industrial Sector Energy Related Emissions before CCS[electricity if,pulp paper and printing 17T18,CH4] | Industrial Sector Energy Related Emissions before CCS | electricity if | pulp paper and printing 17T18 | CH4 |  | 0 | 0 | 0 | 0 | 0 | 0 | 0 | 0 | 0 | 0 | 0 | 0 | 0 | 0 | 0 | 0 | 0 | 0 | 0 | 0 | 0 | 0 | 0 | 0 | 0 | 0 | 0 | 0 | 0 | 0 | 0
Industrial Sector Energy Related Emissions before CCS[electricity if,pulp paper and printing 17T18,N2O] | Industrial Sector Energy Related Emissions before CCS | electricity if | pulp paper and printing 17T18 | N2O |  | 0 | 0 | 0 | 0 | 0 | 0 | 0 | 0 | 0 | 0 | 0 | 0 | 0 | 0 | 0 | 0 | 0 | 0 | 0 | 0 | 0 | 0 | 0 | 0 | 0 | 0 | 0 | 0 | 0 | 0 | 0
Industrial Sector Energy Related Emissions before CCS[electricity if,pulp paper and printing 17T18,F gases] | Industrial Sector Energy Related Emissions before CCS | electricity if | pulp paper and printing 17T18 | F gases |  | 0 | 0 | 0 | 0 | 0 | 0 | 0 | 0 | 0 | 0 | 0 | 0 | 0 | 0 | 0 | 0 | 0 | 0 | 0 | 0 | 0 | 0 | 0 | 0 | 0 | 0 | 0 | 0 | 0 | 0 | 0
Industrial Sector Energy Related Emissions before CCS[electricity if,refined petroleum and coke 19,CO2] | Industrial Sector Energy Related Emissions before CCS | electricity if | refined petroleum and coke 19 | CO2 |  | 0 | 0 | 0 | 0 | 0 | 0 | 0 | 0 | 0 | 0 | 0 | 0 | 0 | 0 | 0 | 0 | 0 | 0 | 0 | 0 | 0 | 0 | 0 | 0 | 0 | 0 | 0 | 0 | 0 | 0 | 0
Industrial Sector Energy Related Emissions before CCS[electricity if,refined petroleum and coke 19,VOC] | Industrial Sector Energy Related Emissions before CCS | electricity if | refined petroleum and coke 19 | VOC |  | 0 | 0 | 0 | 0 | 0 | 0 | 0 | 0 | 0 | 0 | 0 | 0 | 0 | 0 | 0 | 0 | 0 | 0 | 0 | 0 | 0 | 0 | 0 | 0 | 0 | 0 | 0 | 0 | 0 | 0 | 0
Industrial Sector Energy Related Emissions before CCS[electricity if,refined petroleum and coke 19,CO] | Industrial Sector Energy Related Emissions before CCS | electricity if | refined petroleum and coke 19 | CO |  | 0 | 0 | 0 | 0 | 0 | 0 | 0 | 0 | 0 | 0 | 0 | 0 | 0 | 0 | 0 | 0 | 0 | 0 | 0 | 0 | 0 | 0 | 0 | 0 | 0 | 0 | 0 | 0 | 0 | 0 | 0
Industrial Sector Energy Related Emissions before CCS[electricity if,refined petroleum and coke 19,NOx] | Industrial Sector Energy Related Emissions before CCS | electricity if | refined petroleum and coke 19 | NOx |  | 0 | 0 | 0 | 0 | 0 | 0 | 0 | 0 | 0 | 0 | 0 | 0 | 0 | 0 | 0 | 0 | 0 | 0 | 0 | 0 | 0 | 0 | 0 | 0 | 0 | 0 | 0 | 0 | 0 | 0 | 0
Industrial Sector Energy Related Emissions before CCS[electricity if,refined petroleum and coke 19,PM10] | Industrial Sector Energy Related Emissions before CCS | electricity if | refined petroleum and coke 19 | PM10 |  | 0 | 0 | 0 | 0 | 0 | 0 | 0 | 0 | 0 | 0 | 0 | 0 | 0 | 0 | 0 | 0 | 0 | 0 | 0 | 0 | 0 | 0 | 0 | 0 | 0 | 0 | 0 | 0 | 0 | 0 | 0
Industrial Sector Energy Related Emissions before CCS[electricity if,refined petroleum and coke 19,PM25] | Industrial Sector Energy Related Emissions before CCS | electricity if | refined petroleum and coke 19 | PM25 |  | 0 | 0 | 0 | 0 | 0 | 0 | 0 | 0 | 0 | 0 | 0 | 0 | 0 | 0 | 0 | 0 | 0 | 0 | 0 | 0 | 0 | 0 | 0 | 0 | 0 | 0 | 0 | 0 | 0 | 0 | 0
Industrial Sector Energy Related Emissions before CCS[electricity if,refined petroleum and coke 19,SOx] | Industrial Sector Energy Related Emissions before CCS | electricity if | refined petroleum and coke 19 | SOx |  | 0 | 0 | 0 | 0 | 0 | 0 | 0 | 0 | 0 | 0 | 0 | 0 | 0 | 0 | 0 | 0 | 0 | 0 | 0 | 0 | 0 | 0 | 0 | 0 | 0 | 0 | 0 | 0 | 0 | 0 | 0
Industrial Sector Energy Related Emissions before CCS[electricity if,refined petroleum and coke 19,BC] | Industrial Sector Energy Related Emissions before CCS | electricity if | refined petroleum and coke 19 | BC |  | 0 | 0 | 0 | 0 | 0 | 0 | 0 | 0 | 0 | 0 | 0 | 0 | 0 | 0 | 0 | 0 | 0 | 0 | 0 | 0 | 0 | 0 | 0 | 0 | 0 | 0 | 0 | 0 | 0 | 0 | 0
Industrial Sector Energy Related Emissions before CCS[electricity if,refined petroleum and coke 19,OC] | Industrial Sector Energy Related Emissions before CCS | electricity if | refined petroleum and coke 19 | OC |  | 0 | 0 | 0 | 0 | 0 | 0 | 0 | 0 | 0 | 0 | 0 | 0 | 0 | 0 | 0 | 0 | 0 | 0 | 0 | 0 | 0 | 0 | 0 | 0 | 0 | 0 | 0 | 0 | 0 | 0 | 0
Industrial Sector Energy Related Emissions before CCS[electricity if,refined petroleum and coke 19,CH4] | Industrial Sector Energy Related Emissions before CCS | electricity if | refined petroleum and coke 19 | CH4 |  | 0 | 0 | 0 | 0 | 0 | 0 | 0 | 0 | 0 | 0 | 0 | 0 | 0 | 0 | 0 | 0 | 0 | 0 | 0 | 0 | 0 | 0 | 0 | 0 | 0 | 0 | 0 | 0 | 0 | 0 | 0
Industrial Sector Energy Related Emissions before CCS[electricity if,refined petroleum and coke 19,N2O] | Industrial Sector Energy Related Emissions before CCS | electricity if | refined petroleum and coke 19 | N2O |  | 0 | 0 | 0 | 0 | 0 | 0 | 0 | 0 | 0 | 0 | 0 | 0 | 0 | 0 | 0 | 0 | 0 | 0 | 0 | 0 | 0 | 0 | 0 | 0 | 0 | 0 | 0 | 0 | 0 | 0 | 0
Industrial Sector Energy Related Emissions before CCS[electricity if,refined petroleum and coke 19,F gases] | Industrial Sector Energy Related Emissions before CCS | electricity if | refined petroleum and coke 19 | F gases |  | 0 | 0 | 0 | 0 | 0 | 0 | 0 | 0 | 0 | 0 | 0 | 0 | 0 | 0 | 0 | 0 | 0 | 0 | 0 | 0 | 0 | 0 | 0 | 0 | 0 | 0 | 0 | 0 | 0 | 0 | 0
Industrial Sector Energy Related Emissions before CCS[electricity if,chemicals 20,CO2] | Industrial Sector Energy Related Emissions before CCS | electricity if | chemicals 20 | CO2 |  | 0 | 0 | 0 | 0 | 0 | 0 | 0 | 0 | 0 | 0 | 0 | 0 | 0 | 0 | 0 | 0 | 0 | 0 | 0 | 0 | 0 | 0 | 0 | 0 | 0 | 0 | 0 | 0 | 0 | 0 | 0
Industrial Sector Energy Related Emissions before CCS[electricity if,chemicals 20,VOC] | Industrial Sector Energy Related Emissions before CCS | electricity if | chemicals 20 | VOC |  | 0 | 0 | 0 | 0 | 0 | 0 | 0 | 0 | 0 | 0 | 0 | 0 | 0 | 0 | 0 | 0 | 0 | 0 | 0 | 0 | 0 | 0 | 0 | 0 | 0 | 0 | 0 | 0 | 0 | 0 | 0
Industrial Sector Energy Related Emissions before CCS[electricity if,chemicals 20,CO] | Industrial Sector Energy Related Emissions before CCS | electricity if | chemicals 20 | CO |  | 0 | 0 | 0 | 0 | 0 | 0 | 0 | 0 | 0 | 0 | 0 | 0 | 0 | 0 | 0 | 0 | 0 | 0 | 0 | 0 | 0 | 0 | 0 | 0 | 0 | 0 | 0 | 0 | 0 | 0 | 0
Industrial Sector Energy Related Emissions before CCS[electricity if,chemicals 20,NOx] | Industrial Sector Energy Related Emissions before CCS | electricity if | chemicals 20 | NOx |  | 0 | 0 | 0 | 0 | 0 | 0 | 0 | 0 | 0 | 0 | 0 | 0 | 0 | 0 | 0 | 0 | 0 | 0 | 0 | 0 | 0 | 0 | 0 | 0 | 0 | 0 | 0 | 0 | 0 | 0 | 0
Industrial Sector Energy Related Emissions before CCS[electricity if,chemicals 20,PM10] | Industrial Sector Energy Related Emissions before CCS | electricity if | chemicals 20 | PM10 |  | 0 | 0 | 0 | 0 | 0 | 0 | 0 | 0 | 0 | 0 | 0 | 0 | 0 | 0 | 0 | 0 | 0 | 0 | 0 | 0 | 0 | 0 | 0 | 0 | 0 | 0 | 0 | 0 | 0 | 0 | 0
Industrial Sector Energy Related Emissions before CCS[electricity if,chemicals 20,PM25] | Industrial Sector Energy Related Emissions before CCS | electricity if | chemicals 20 | PM25 |  | 0 | 0 | 0 | 0 | 0 | 0 | 0 | 0 | 0 | 0 | 0 | 0 | 0 | 0 | 0 | 0 | 0 | 0 | 0 | 0 | 0 | 0 | 0 | 0 | 0 | 0 | 0 | 0 | 0 | 0 | 0
Industrial Sector Energy Related Emissions before CCS[electricity if,chemicals 20,SOx] | Industrial Sector Energy Related Emissions before CCS | electricity if | chemicals 20 | SOx |  | 0 | 0 | 0 | 0 | 0 | 0 | 0 | 0 | 0 | 0 | 0 | 0 | 0 | 0 | 0 | 0 | 0 | 0 | 0 | 0 | 0 | 0 | 0 | 0 | 0 | 0 | 0 | 0 | 0 | 0 | 0
Industrial Sector Energy Related Emissions before CCS[electricity if,chemicals 20,BC] | Industrial Sector Energy Related Emissions before CCS | electricity if | chemicals 20 | BC |  | 0 | 0 | 0 | 0 | 0 | 0 | 0 | 0 | 0 | 0 | 0 | 0 | 0 | 0 | 0 | 0 | 0 | 0 | 0 | 0 | 0 | 0 | 0 | 0 | 0 | 0 | 0 | 0 | 0 | 0 | 0
Industrial Sector Energy Related Emissions before CCS[electricity if,chemicals 20,OC] | Industrial Sector Energy Related Emissions before CCS | electricity if | chemicals 20 | OC |  | 0 | 0 | 0 | 0 | 0 | 0 | 0 | 0 | 0 | 0 | 0 | 0 | 0 | 0 | 0 | 0 | 0 | 0 | 0 | 0 | 0 | 0 | 0 | 0 | 0 | 0 | 0 | 0 | 0 | 0 | 0
Industrial Sector Energy Related Emissions before CCS[electricity if,chemicals 20,CH4] | Industrial Sector Energy Related Emissions before CCS | electricity if | chemicals 20 | CH4 |  | 0 | 0 | 0 | 0 | 0 | 0 | 0 | 0 | 0 | 0 | 0 | 0 | 0 | 0 | 0 | 0 | 0 | 0 | 0 | 0 | 0 | 0 | 0 | 0 | 0 | 0 | 0 | 0 | 0 | 0 | 0
Industrial Sector Energy Related Emissions before CCS[electricity if,chemicals 20,N2O] | Industrial Sector Energy Related Emissions before CCS | electricity if | chemicals 20 | N2O |  | 0 | 0 | 0 | 0 | 0 | 0 | 0 | 0 | 0 | 0 | 0 | 0 | 0 | 0 | 0 | 0 | 0 | 0 | 0 | 0 | 0 | 0 | 0 | 0 | 0 | 0 | 0 | 0 | 0 | 0 | 0
Industrial Sector Energy Related Emissions before CCS[electricity if,chemicals 20,F gases] | Industrial Sector Energy Related Emissions before CCS | electricity if | chemicals 20 | F gases |  | 0 | 0 | 0 | 0 | 0 | 0 | 0 | 0 | 0 | 0 | 0 | 0 | 0 | 0 | 0 | 0 | 0 | 0 | 0 | 0 | 0 | 0 | 0 | 0 | 0 | 0 | 0 | 0 | 0 | 0 | 0
Industrial Sector Energy Related Emissions before CCS[electricity if,rubber and plastic products 22,CO2] | Industrial Sector Energy Related Emissions before CCS | electricity if | rubber and plastic products 22 | CO2 |  | 0 | 0 | 0 | 0 | 0 | 0 | 0 | 0 | 0 | 0 | 0 | 0 | 0 | 0 | 0 | 0 | 0 | 0 | 0 | 0 | 0 | 0 | 0 | 0 | 0 | 0 | 0 | 0 | 0 | 0 | 0
Industrial Sector Energy Related Emissions before CCS[electricity if,rubber and plastic products 22,VOC] | Industrial Sector Energy Related Emissions before CCS | electricity if | rubber and plastic products 22 | VOC |  | 0 | 0 | 0 | 0 | 0 | 0 | 0 | 0 | 0 | 0 | 0 | 0 | 0 | 0 | 0 | 0 | 0 | 0 | 0 | 0 | 0 | 0 | 0 | 0 | 0 | 0 | 0 | 0 | 0 | 0 | 0
Industrial Sector Energy Related Emissions before CCS[electricity if,rubber and plastic products 22,CO] | Industrial Sector Energy Related Emissions before CCS | electricity if | rubber and plastic products 22 | CO |  | 0 | 0 | 0 | 0 | 0 | 0 | 0 | 0 | 0 | 0 | 0 | 0 | 0 | 0 | 0 | 0 | 0 | 0 | 0 | 0 | 0 | 0 | 0 | 0 | 0 | 0 | 0 | 0 | 0 | 0 | 0
Industrial Sector Energy Related Emissions before CCS[electricity if,rubber and plastic products 22,NOx] | Industrial Sector Energy Related Emissions before CCS | electricity if | rubber and plastic products 22 | NOx |  | 0 | 0 | 0 | 0 | 0 | 0 | 0 | 0 | 0 | 0 | 0 | 0 | 0 | 0 | 0 | 0 | 0 | 0 | 0 | 0 | 0 | 0 | 0 | 0 | 0 | 0 | 0 | 0 | 0 | 0 | 0
Industrial Sector Energy Related Emissions before CCS[electricity if,rubber and plastic products 22,PM10] | Industrial Sector Energy Related Emissions before CCS | electricity if | rubber and plastic products 22 | PM10 |  | 0 | 0 | 0 | 0 | 0 | 0 | 0 | 0 | 0 | 0 | 0 | 0 | 0 | 0 | 0 | 0 | 0 | 0 | 0 | 0 | 0 | 0 | 0 | 0 | 0 | 0 | 0 | 0 | 0 | 0 | 0
Industrial Sector Energy Related Emissions before CCS[electricity if,rubber and plastic products 22,PM25] | Industrial Sector Energy Related Emissions before CCS | electricity if | rubber and plastic products 22 | PM25 |  | 0 | 0 | 0 | 0 | 0 | 0 | 0 | 0 | 0 | 0 | 0 | 0 | 0 | 0 | 0 | 0 | 0 | 0 | 0 | 0 | 0 | 0 | 0 | 0 | 0 | 0 | 0 | 0 | 0 | 0 | 0
Industrial Sector Energy Related Emissions before CCS[electricity if,rubber and plastic products 22,SOx] | Industrial Sector Energy Related Emissions before CCS | electricity if | rubber and plastic products 22 | SOx |  | 0 | 0 | 0 | 0 | 0 | 0 | 0 | 0 | 0 | 0 | 0 | 0 | 0 | 0 | 0 | 0 | 0 | 0 | 0 | 0 | 0 | 0 | 0 | 0 | 0 | 0 | 0 | 0 | 0 | 0 | 0
Industrial Sector Energy Related Emissions before CCS[electricity if,rubber and plastic products 22,BC] | Industrial Sector Energy Related Emissions before CCS | electricity if | rubber and plastic products 22 | BC |  | 0 | 0 | 0 | 0 | 0 | 0 | 0 | 0 | 0 | 0 | 0 | 0 | 0 | 0 | 0 | 0 | 0 | 0 | 0 | 0 | 0 | 0 | 0 | 0 | 0 | 0 | 0 | 0 | 0 | 0 | 0
Industrial Sector Energy Related Emissions before CCS[electricity if,rubber and plastic products 22,OC] | Industrial Sector Energy Related Emissions before CCS | electricity if | rubber and plastic products 22 | OC |  | 0 | 0 | 0 | 0 | 0 | 0 | 0 | 0 | 0 | 0 | 0 | 0 | 0 | 0 | 0 | 0 | 0 | 0 | 0 | 0 | 0 | 0 | 0 | 0 | 0 | 0 | 0 | 0 | 0 | 0 | 0
Industrial Sector Energy Related Emissions before CCS[electricity if,rubber and plastic products 22,CH4] | Industrial Sector Energy Related Emissions before CCS | electricity if | rubber and plastic products 22 | CH4 |  | 0 | 0 | 0 | 0 | 0 | 0 | 0 | 0 | 0 | 0 | 0 | 0 | 0 | 0 | 0 | 0 | 0 | 0 | 0 | 0 | 0 | 0 | 0 | 0 | 0 | 0 | 0 | 0 | 0 | 0 | 0
Industrial Sector Energy Related Emissions before CCS[electricity if,rubber and plastic products 22,N2O] | Industrial Sector Energy Related Emissions before CCS | electricity if | rubber and plastic products 22 | N2O |  | 0 | 0 | 0 | 0 | 0 | 0 | 0 | 0 | 0 | 0 | 0 | 0 | 0 | 0 | 0 | 0 | 0 | 0 | 0 | 0 | 0 | 0 | 0 | 0 | 0 | 0 | 0 | 0 | 0 | 0 | 0
Industrial Sector Energy Related Emissions before CCS[electricity if,rubber and plastic products 22,F gases] | Industrial Sector Energy Related Emissions before CCS | electricity if | rubber and plastic products 22 | F gases |  | 0 | 0 | 0 | 0 | 0 | 0 | 0 | 0 | 0 | 0 | 0 | 0 | 0 | 0 | 0 | 0 | 0 | 0 | 0 | 0 | 0 | 0 | 0 | 0 | 0 | 0 | 0 | 0 | 0 | 0 | 0
Industrial Sector Energy Related Emissions before CCS[electricity if,glass and glass products 231,CO2] | Industrial Sector Energy Related Emissions before CCS | electricity if | glass and glass products 231 | CO2 |  | 0 | 0 | 0 | 0 | 0 | 0 | 0 | 0 | 0 | 0 | 0 | 0 | 0 | 0 | 0 | 0 | 0 | 0 | 0 | 0 | 0 | 0 | 0 | 0 | 0 | 0 | 0 | 0 | 0 | 0 | 0
Industrial Sector Energy Related Emissions before CCS[electricity if,glass and glass products 231,VOC] | Industrial Sector Energy Related Emissions before CCS | electricity if | glass and glass products 231 | VOC |  | 0 | 0 | 0 | 0 | 0 | 0 | 0 | 0 | 0 | 0 | 0 | 0 | 0 | 0 | 0 | 0 | 0 | 0 | 0 | 0 | 0 | 0 | 0 | 0 | 0 | 0 | 0 | 0 | 0 | 0 | 0
Industrial Sector Energy Related Emissions before CCS[electricity if,glass and glass products 231,CO] | Industrial Sector Energy Related Emissions before CCS | electricity if | glass and glass products 231 | CO |  | 0 | 0 | 0 | 0 | 0 | 0 | 0 | 0 | 0 | 0 | 0 | 0 | 0 | 0 | 0 | 0 | 0 | 0 | 0 | 0 | 0 | 0 | 0 | 0 | 0 | 0 | 0 | 0 | 0 | 0 | 0
Industrial Sector Energy Related Emissions before CCS[electricity if,glass and glass products 231,NOx] | Industrial Sector Energy Related Emissions before CCS | electricity if | glass and glass products 231 | NOx |  | 0 | 0 | 0 | 0 | 0 | 0 | 0 | 0 | 0 | 0 | 0 | 0 | 0 | 0 | 0 | 0 | 0 | 0 | 0 | 0 | 0 | 0 | 0 | 0 | 0 | 0 | 0 | 0 | 0 | 0 | 0
Industrial Sector Energy Related Emissions before CCS[electricity if,glass and glass products 231,PM10] | Industrial Sector Energy Related Emissions before CCS | electricity if | glass and glass products 231 | PM10 |  | 0 | 0 | 0 | 0 | 0 | 0 | 0 | 0 | 0 | 0 | 0 | 0 | 0 | 0 | 0 | 0 | 0 | 0 | 0 | 0 | 0 | 0 | 0 | 0 | 0 | 0 | 0 | 0 | 0 | 0 | 0
Industrial Sector Energy Related Emissions before CCS[electricity if,glass and glass products 231,PM25] | Industrial Sector Energy Related Emissions before CCS | electricity if | glass and glass products 231 | PM25 |  | 0 | 0 | 0 | 0 | 0 | 0 | 0 | 0 | 0 | 0 | 0 | 0 | 0 | 0 | 0 | 0 | 0 | 0 | 0 | 0 | 0 | 0 | 0 | 0 | 0 | 0 | 0 | 0 | 0 | 0 | 0
Industrial Sector Energy Related Emissions before CCS[electricity if,glass and glass products 231,SOx] | Industrial Sector Energy Related Emissions before CCS | electricity if | glass and glass products 231 | SOx |  | 0 | 0 | 0 | 0 | 0 | 0 | 0 | 0 | 0 | 0 | 0 | 0 | 0 | 0 | 0 | 0 | 0 | 0 | 0 | 0 | 0 | 0 | 0 | 0 | 0 | 0 | 0 | 0 | 0 | 0 | 0
Industrial Sector Energy Related Emissions before CCS[electricity if,glass and glass products 231,BC] | Industrial Sector Energy Related Emissions before CCS | electricity if | glass and glass products 231 | BC |  | 0 | 0 | 0 | 0 | 0 | 0 | 0 | 0 | 0 | 0 | 0 | 0 | 0 | 0 | 0 | 0 | 0 | 0 | 0 | 0 | 0 | 0 | 0 | 0 | 0 | 0 | 0 | 0 | 0 | 0 | 0
Industrial Sector Energy Related Emissions before CCS[electricity if,glass and glass products 231,OC] | Industrial Sector Energy Related Emissions before CCS | electricity if | glass and glass products 231 | OC |  | 0 | 0 | 0 | 0 | 0 | 0 | 0 | 0 | 0 | 0 | 0 | 0 | 0 | 0 | 0 | 0 | 0 | 0 | 0 | 0 | 0 | 0 | 0 | 0 | 0 | 0 | 0 | 0 | 0 | 0 | 0
Industrial Sector Energy Related Emissions before CCS[electricity if,glass and glass products 231,CH4] | Industrial Sector Energy Related Emissions before CCS | electricity if | glass and glass products 231 | CH4 |  | 0 | 0 | 0 | 0 | 0 | 0 | 0 | 0 | 0 | 0 | 0 | 0 | 0 | 0 | 0 | 0 | 0 | 0 | 0 | 0 | 0 | 0 | 0 | 0 | 0 | 0 | 0 | 0 | 0 | 0 | 0
Industrial Sector Energy Related Emissions before CCS[electricity if,glass and glass products 231,N2O] | Industrial Sector Energy Related Emissions before CCS | electricity if | glass and glass products 231 | N2O |  | 0 | 0 | 0 | 0 | 0 | 0 | 0 | 0 | 0 | 0 | 0 | 0 | 0 | 0 | 0 | 0 | 0 | 0 | 0 | 0 | 0 | 0 | 0 | 0 | 0 | 0 | 0 | 0 | 0 | 0 | 0
Industrial Sector Energy Related Emissions before CCS[electricity if,glass and glass products 231,F gases] | Industrial Sector Energy Related Emissions before CCS | electricity if | glass and glass products 231 | F gases |  | 0 | 0 | 0 | 0 | 0 | 0 | 0 | 0 | 0 | 0 | 0 | 0 | 0 | 0 | 0 | 0 | 0 | 0 | 0 | 0 | 0 | 0 | 0 | 0 | 0 | 0 | 0 | 0 | 0 | 0 | 0
Industrial Sector Energy Related Emissions before CCS[electricity if,cement and other nonmetallic minerals 239,CO2] | Industrial Sector Energy Related Emissions before CCS | electricity if | cement and other nonmetallic minerals 239 | CO2 |  | 0 | 0 | 0 | 0 | 0 | 0 | 0 | 0 | 0 | 0 | 0 | 0 | 0 | 0 | 0 | 0 | 0 | 0 | 0 | 0 | 0 | 0 | 0 | 0 | 0 | 0 | 0 | 0 | 0 | 0 | 0
Industrial Sector Energy Related Emissions before CCS[electricity if,cement and other nonmetallic minerals 239,VOC] | Industrial Sector Energy Related Emissions before CCS | electricity if | cement and other nonmetallic minerals 239 | VOC |  | 0 | 0 | 0 | 0 | 0 | 0 | 0 | 0 | 0 | 0 | 0 | 0 | 0 | 0 | 0 | 0 | 0 | 0 | 0 | 0 | 0 | 0 | 0 | 0 | 0 | 0 | 0 | 0 | 0 | 0 | 0
Industrial Sector Energy Related Emissions before CCS[electricity if,cement and other nonmetallic minerals 239,CO] | Industrial Sector Energy Related Emissions before CCS | electricity if | cement and other nonmetallic minerals 239 | CO |  | 0 | 0 | 0 | 0 | 0 | 0 | 0 | 0 | 0 | 0 | 0 | 0 | 0 | 0 | 0 | 0 | 0 | 0 | 0 | 0 | 0 | 0 | 0 | 0 | 0 | 0 | 0 | 0 | 0 | 0 | 0
Industrial Sector Energy Related Emissions before CCS[electricity if,cement and other nonmetallic minerals 239,NOx] | Industrial Sector Energy Related Emissions before CCS | electricity if | cement and other nonmetallic minerals 239 | NOx |  | 0 | 0 | 0 | 0 | 0 | 0 | 0 | 0 | 0 | 0 | 0 | 0 | 0 | 0 | 0 | 0 | 0 | 0 | 0 | 0 | 0 | 0 | 0 | 0 | 0 | 0 | 0 | 0 | 0 | 0 | 0
Industrial Sector Energy Related Emissions before CCS[electricity if,cement and other nonmetallic minerals 239,PM10] | Industrial Sector Energy Related Emissions before CCS | electricity if | cement and other nonmetallic minerals 239 | PM10 |  | 0 | 0 | 0 | 0 | 0 | 0 | 0 | 0 | 0 | 0 | 0 | 0 | 0 | 0 | 0 | 0 | 0 | 0 | 0 | 0 | 0 | 0 | 0 | 0 | 0 | 0 | 0 | 0 | 0 | 0 | 0
Industrial Sector Energy Related Emissions before CCS[electricity if,cement and other nonmetallic minerals 239,PM25] | Industrial Sector Energy Related Emissions before CCS | electricity if | cement and other nonmetallic minerals 239 | PM25 |  | 0 | 0 | 0 | 0 | 0 | 0 | 0 | 0 | 0 | 0 | 0 | 0 | 0 | 0 | 0 | 0 | 0 | 0 | 0 | 0 | 0 | 0 | 0 | 0 | 0 | 0 | 0 | 0 | 0 | 0 | 0
Industrial Sector Energy Related Emissions before CCS[electricity if,cement and other nonmetallic minerals 239,SOx] | Industrial Sector Energy Related Emissions before CCS | electricity if | cement and other nonmetallic minerals 239 | SOx |  | 0 | 0 | 0 | 0 | 0 | 0 | 0 | 0 | 0 | 0 | 0 | 0 | 0 | 0 | 0 | 0 | 0 | 0 | 0 | 0 | 0 | 0 | 0 | 0 | 0 | 0 | 0 | 0 | 0 | 0 | 0
Industrial Sector Energy Related Emissions before CCS[electricity if,cement and other nonmetallic minerals 239,BC] | Industrial Sector Energy Related Emissions before CCS | electricity if | cement and other nonmetallic minerals 239 | BC |  | 0 | 0 | 0 | 0 | 0 | 0 | 0 | 0 | 0 | 0 | 0 | 0 | 0 | 0 | 0 | 0 | 0 | 0 | 0 | 0 | 0 | 0 | 0 | 0 | 0 | 0 | 0 | 0 | 0 | 0 | 0
Industrial Sector Energy Related Emissions before CCS[electricity if,cement and other nonmetallic minerals 239,OC] | Industrial Sector Energy Related Emissions before CCS | electricity if | cement and other nonmetallic minerals 239 | OC |  | 0 | 0 | 0 | 0 | 0 | 0 | 0 | 0 | 0 | 0 | 0 | 0 | 0 | 0 | 0 | 0 | 0 | 0 | 0 | 0 | 0 | 0 | 0 | 0 | 0 | 0 | 0 | 0 | 0 | 0 | 0
Industrial Sector Energy Related Emissions before CCS[electricity if,cement and other nonmetallic minerals 239,CH4] | Industrial Sector Energy Related Emissions before CCS | electricity if | cement and other nonmetallic minerals 239 | CH4 |  | 0 | 0 | 0 | 0 | 0 | 0 | 0 | 0 | 0 | 0 | 0 | 0 | 0 | 0 | 0 | 0 | 0 | 0 | 0 | 0 | 0 | 0 | 0 | 0 | 0 | 0 | 0 | 0 | 0 | 0 | 0
Industrial Sector Energy Related Emissions before CCS[electricity if,cement and other nonmetallic minerals 239,N2O] | Industrial Sector Energy Related Emissions before CCS | electricity if | cement and other nonmetallic minerals 239 | N2O |  | 0 | 0 | 0 | 0 | 0 | 0 | 0 | 0 | 0 | 0 | 0 | 0 | 0 | 0 | 0 | 0 | 0 | 0 | 0 | 0 | 0 | 0 | 0 | 0 | 0 | 0 | 0 | 0 | 0 | 0 | 0
Industrial Sector Energy Related Emissions before CCS[electricity if,cement and other nonmetallic minerals 239,F gases] | Industrial Sector Energy Related Emissions before CCS | electricity if | cement and other nonmetallic minerals 239 | F gases |  | 0 | 0 | 0 | 0 | 0 | 0 | 0 | 0 | 0 | 0 | 0 | 0 | 0 | 0 | 0 | 0 | 0 | 0 | 0 | 0 | 0 | 0 | 0 | 0 | 0 | 0 | 0 | 0 | 0 | 0 | 0
Industrial Sector Energy Related Emissions before CCS[electricity if,iron and steel 241,CO2] | Industrial Sector Energy Related Emissions before CCS | electricity if | iron and steel 241 | CO2 |  | 0 | 0 | 0 | 0 | 0 | 0 | 0 | 0 | 0 | 0 | 0 | 0 | 0 | 0 | 0 | 0 | 0 | 0 | 0 | 0 | 0 | 0 | 0 | 0 | 0 | 0 | 0 | 0 | 0 | 0 | 0
Industrial Sector Energy Related Emissions before CCS[electricity if,iron and steel 241,VOC] | Industrial Sector Energy Related Emissions before CCS | electricity if | iron and steel 241 | VOC |  | 0 | 0 | 0 | 0 | 0 | 0 | 0 | 0 | 0 | 0 | 0 | 0 | 0 | 0 | 0 | 0 | 0 | 0 | 0 | 0 | 0 | 0 | 0 | 0 | 0 | 0 | 0 | 0 | 0 | 0 | 0
Industrial Sector Energy Related Emissions before CCS[electricity if,iron and steel 241,CO] | Industrial Sector Energy Related Emissions before CCS | electricity if | iron and steel 241 | CO |  | 0 | 0 | 0 | 0 | 0 | 0 | 0 | 0 | 0 | 0 | 0 | 0 | 0 | 0 | 0 | 0 | 0 | 0 | 0 | 0 | 0 | 0 | 0 | 0 | 0 | 0 | 0 | 0 | 0 | 0 | 0
Industrial Sector Energy Related Emissions before CCS[electricity if,iron and steel 241,NOx] | Industrial Sector Energy Related Emissions before CCS | electricity if | iron and steel 241 | NOx |  | 0 | 0 | 0 | 0 | 0 | 0 | 0 | 0 | 0 | 0 | 0 | 0 | 0 | 0 | 0 | 0 | 0 | 0 | 0 | 0 | 0 | 0 | 0 | 0 | 0 | 0 | 0 | 0 | 0 | 0 | 0
Industrial Sector Energy Related Emissions before CCS[electricity if,iron and steel 241,PM10] | Industrial Sector Energy Related Emissions before CCS | electricity if | iron and steel 241 | PM10 |  | 0 | 0 | 0 | 0 | 0 | 0 | 0 | 0 | 0 | 0 | 0 | 0 | 0 | 0 | 0 | 0 | 0 | 0 | 0 | 0 | 0 | 0 | 0 | 0 | 0 | 0 | 0 | 0 | 0 | 0 | 0
Industrial Sector Energy Related Emissions before CCS[electricity if,iron and steel 241,PM25] | Industrial Sector Energy Related Emissions before CCS | electricity if | iron and steel 241 | PM25 |  | 0 | 0 | 0 | 0 | 0 | 0 | 0 | 0 | 0 | 0 | 0 | 0 | 0 | 0 | 0 | 0 | 0 | 0 | 0 | 0 | 0 | 0 | 0 | 0 | 0 | 0 | 0 | 0 | 0 | 0 | 0
Industrial Sector Energy Related Emissions before CCS[electricity if,iron and steel 241,SOx] | Industrial Sector Energy Related Emissions before CCS | electricity if | iron and steel 241 | SOx |  | 0 | 0 | 0 | 0 | 0 | 0 | 0 | 0 | 0 | 0 | 0 | 0 | 0 | 0 | 0 | 0 | 0 | 0 | 0 | 0 | 0 | 0 | 0 | 0 | 0 | 0 | 0 | 0 | 0 | 0 | 0
Industrial Sector Energy Related Emissions before CCS[electricity if,iron and steel 241,BC] | Industrial Sector Energy Related Emissions before CCS | electricity if | iron and steel 241 | BC |  | 0 | 0 | 0 | 0 | 0 | 0 | 0 | 0 | 0 | 0 | 0 | 0 | 0 | 0 | 0 | 0 | 0 | 0 | 0 | 0 | 0 | 0 | 0 | 0 | 0 | 0 | 0 | 0 | 0 | 0 | 0
Industrial Sector Energy Related Emissions before CCS[electricity if,iron and steel 241,OC] | Industrial Sector Energy Related Emissions before CCS | electricity if | iron and steel 241 | OC |  | 0 | 0 | 0 | 0 | 0 | 0 | 0 | 0 | 0 | 0 | 0 | 0 | 0 | 0 | 0 | 0 | 0 | 0 | 0 | 0 | 0 | 0 | 0 | 0 | 0 | 0 | 0 | 0 | 0 | 0 | 0
Industrial Sector Energy Related Emissions before CCS[electricity if,iron and steel 241,CH4] | Industrial Sector Energy Related Emissions before CCS | electricity if | iron and steel 241 | CH4 |  | 0 | 0 | 0 | 0 | 0 | 0 | 0 | 0 | 0 | 0 | 0 | 0 | 0 | 0 | 0 | 0 | 0 | 0 | 0 | 0 | 0 | 0 | 0 | 0 | 0 | 0 | 0 | 0 | 0 | 0 | 0
Industrial Sector Energy Related Emissions before CCS[electricity if,iron and steel 241,N2O] | Industrial Sector Energy Related Emissions before CCS | electricity if | iron and steel 241 | N2O |  | 0 | 0 | 0 | 0 | 0 | 0 | 0 | 0 | 0 | 0 | 0 | 0 | 0 | 0 | 0 | 0 | 0 | 0 | 0 | 0 | 0 | 0 | 0 | 0 | 0 | 0 | 0 | 0 | 0 | 0 | 0
Industrial Sector Energy Related Emissions before CCS[electricity if,iron and steel 241,F gases] | Industrial Sector Energy Related Emissions before CCS | electricity if | iron and steel 241 | F gases |  | 0 | 0 | 0 | 0 | 0 | 0 | 0 | 0 | 0 | 0 | 0 | 0 | 0 | 0 | 0 | 0 | 0 | 0 | 0 | 0 | 0 | 0 | 0 | 0 | 0 | 0 | 0 | 0 | 0 | 0 | 0
Industrial Sector Energy Related Emissions before CCS[electricity if,other metals 242,CO2] | Industrial Sector Energy Related Emissions before CCS | electricity if | other metals 242 | CO2 |  | 0 | 0 | 0 | 0 | 0 | 0 | 0 | 0 | 0 | 0 | 0 | 0 | 0 | 0 | 0 | 0 | 0 | 0 | 0 | 0 | 0 | 0 | 0 | 0 | 0 | 0 | 0 | 0 | 0 | 0 | 0
Industrial Sector Energy Related Emissions before CCS[electricity if,other metals 242,VOC] | Industrial Sector Energy Related Emissions before CCS | electricity if | other metals 242 | VOC |  | 0 | 0 | 0 | 0 | 0 | 0 | 0 | 0 | 0 | 0 | 0 | 0 | 0 | 0 | 0 | 0 | 0 | 0 | 0 | 0 | 0 | 0 | 0 | 0 | 0 | 0 | 0 | 0 | 0 | 0 | 0
Industrial Sector Energy Related Emissions before CCS[electricity if,other metals 242,CO] | Industrial Sector Energy Related Emissions before CCS | electricity if | other metals 242 | CO |  | 0 | 0 | 0 | 0 | 0 | 0 | 0 | 0 | 0 | 0 | 0 | 0 | 0 | 0 | 0 | 0 | 0 | 0 | 0 | 0 | 0 | 0 | 0 | 0 | 0 | 0 | 0 | 0 | 0 | 0 | 0
Industrial Sector Energy Related Emissions before CCS[electricity if,other metals 242,NOx] | Industrial Sector Energy Related Emissions before CCS | electricity if | other metals 242 | NOx |  | 0 | 0 | 0 | 0 | 0 | 0 | 0 | 0 | 0 | 0 | 0 | 0 | 0 | 0 | 0 | 0 | 0 | 0 | 0 | 0 | 0 | 0 | 0 | 0 | 0 | 0 | 0 | 0 | 0 | 0 | 0
Industrial Sector Energy Related Emissions before CCS[electricity if,other metals 242,PM10] | Industrial Sector Energy Related Emissions before CCS | electricity if | other metals 242 | PM10 |  | 0 | 0 | 0 | 0 | 0 | 0 | 0 | 0 | 0 | 0 | 0 | 0 | 0 | 0 | 0 | 0 | 0 | 0 | 0 | 0 | 0 | 0 | 0 | 0 | 0 | 0 | 0 | 0 | 0 | 0 | 0
Industrial Sector Energy Related Emissions before CCS[electricity if,other metals 242,PM25] | Industrial Sector Energy Related Emissions before CCS | electricity if | other metals 242 | PM25 |  | 0 | 0 | 0 | 0 | 0 | 0 | 0 | 0 | 0 | 0 | 0 | 0 | 0 | 0 | 0 | 0 | 0 | 0 | 0 | 0 | 0 | 0 | 0 | 0 | 0 | 0 | 0 | 0 | 0 | 0 | 0
Industrial Sector Energy Related Emissions before CCS[electricity if,other metals 242,SOx] | Industrial Sector Energy Related Emissions before CCS | electricity if | other metals 242 | SOx |  | 0 | 0 | 0 | 0 | 0 | 0 | 0 | 0 | 0 | 0 | 0 | 0 | 0 | 0 | 0 | 0 | 0 | 0 | 0 | 0 | 0 | 0 | 0 | 0 | 0 | 0 | 0 | 0 | 0 | 0 | 0
Industrial Sector Energy Related Emissions before CCS[electricity if,other metals 242,BC] | Industrial Sector Energy Related Emissions before CCS | electricity if | other metals 242 | BC |  | 0 | 0 | 0 | 0 | 0 | 0 | 0 | 0 | 0 | 0 | 0 | 0 | 0 | 0 | 0 | 0 | 0 | 0 | 0 | 0 | 0 | 0 | 0 | 0 | 0 | 0 | 0 | 0 | 0 | 0 | 0
Industrial Sector Energy Related Emissions before CCS[electricity if,other metals 242,OC] | Industrial Sector Energy Related Emissions before CCS | electricity if | other metals 242 | OC |  | 0 | 0 | 0 | 0 | 0 | 0 | 0 | 0 | 0 | 0 | 0 | 0 | 0 | 0 | 0 | 0 | 0 | 0 | 0 | 0 | 0 | 0 | 0 | 0 | 0 | 0 | 0 | 0 | 0 | 0 | 0
Industrial Sector Energy Related Emissions before CCS[electricity if,other metals 242,CH4] | Industrial Sector Energy Related Emissions before CCS | electricity if | other metals 242 | CH4 |  | 0 | 0 | 0 | 0 | 0 | 0 | 0 | 0 | 0 | 0 | 0 | 0 | 0 | 0 | 0 | 0 | 0 | 0 | 0 | 0 | 0 | 0 | 0 | 0 | 0 | 0 | 0 | 0 | 0 | 0 | 0
Industrial Sector Energy Related Emissions before CCS[electricity if,other metals 242,N2O] | Industrial Sector Energy Related Emissions before CCS | electricity if | other metals 242 | N2O |  | 0 | 0 | 0 | 0 | 0 | 0 | 0 | 0 | 0 | 0 | 0 | 0 | 0 | 0 | 0 | 0 | 0 | 0 | 0 | 0 | 0 | 0 | 0 | 0 | 0 | 0 | 0 | 0 | 0 | 0 | 0
Industrial Sector Energy Related Emissions before CCS[electricity if,other metals 242,F gases] | Industrial Sector Energy Related Emissions before CCS | electricity if | other metals 242 | F gases |  | 0 | 0 | 0 | 0 | 0 | 0 | 0 | 0 | 0 | 0 | 0 | 0 | 0 | 0 | 0 | 0 | 0 | 0 | 0 | 0 | 0 | 0 | 0 | 0 | 0 | 0 | 0 | 0 | 0 | 0 | 0
Industrial Sector Energy Related Emissions before CCS[electricity if,metal products except machinery and vehicles 25,CO2] | Industrial Sector Energy Related Emissions before CCS | electricity if | metal products except machinery and vehicles 25 | CO2 |  | 0 | 0 | 0 | 0 | 0 | 0 | 0 | 0 | 0 | 0 | 0 | 0 | 0 | 0 | 0 | 0 | 0 | 0 | 0 | 0 | 0 | 0 | 0 | 0 | 0 | 0 | 0 | 0 | 0 | 0 | 0
Industrial Sector Energy Related Emissions before CCS[electricity if,metal products except machinery and vehicles 25,VOC] | Industrial Sector Energy Related Emissions before CCS | electricity if | metal products except machinery and vehicles 25 | VOC |  | 0 | 0 | 0 | 0 | 0 | 0 | 0 | 0 | 0 | 0 | 0 | 0 | 0 | 0 | 0 | 0 | 0 | 0 | 0 | 0 | 0 | 0 | 0 | 0 | 0 | 0 | 0 | 0 | 0 | 0 | 0
Industrial Sector Energy Related Emissions before CCS[electricity if,metal products except machinery and vehicles 25,CO] | Industrial Sector Energy Related Emissions before CCS | electricity if | metal products except machinery and vehicles 25 | CO |  | 0 | 0 | 0 | 0 | 0 | 0 | 0 | 0 | 0 | 0 | 0 | 0 | 0 | 0 | 0 | 0 | 0 | 0 | 0 | 0 | 0 | 0 | 0 | 0 | 0 | 0 | 0 | 0 | 0 | 0 | 0
Industrial Sector Energy Related Emissions before CCS[electricity if,metal products except machinery and vehicles 25,NOx] | Industrial Sector Energy Related Emissions before CCS | electricity if | metal products except machinery and vehicles 25 | NOx |  | 0 | 0 | 0 | 0 | 0 | 0 | 0 | 0 | 0 | 0 | 0 | 0 | 0 | 0 | 0 | 0 | 0 | 0 | 0 | 0 | 0 | 0 | 0 | 0 | 0 | 0 | 0 | 0 | 0 | 0 | 0
Industrial Sector Energy Related Emissions before CCS[electricity if,metal products except machinery and vehicles 25,PM10] | Industrial Sector Energy Related Emissions before CCS | electricity if | metal products except machinery and vehicles 25 | PM10 |  | 0 | 0 | 0 | 0 | 0 | 0 | 0 | 0 | 0 | 0 | 0 | 0 | 0 | 0 | 0 | 0 | 0 | 0 | 0 | 0 | 0 | 0 | 0 | 0 | 0 | 0 | 0 | 0 | 0 | 0 | 0
Industrial Sector Energy Related Emissions before CCS[electricity if,metal products except machinery and vehicles 25,PM25] | Industrial Sector Energy Related Emissions before CCS | electricity if | metal products except machinery and vehicles 25 | PM25 |  | 0 | 0 | 0 | 0 | 0 | 0 | 0 | 0 | 0 | 0 | 0 | 0 | 0 | 0 | 0 | 0 | 0 | 0 | 0 | 0 | 0 | 0 | 0 | 0 | 0 | 0 | 0 | 0 | 0 | 0 | 0
Industrial Sector Energy Related Emissions before CCS[electricity if,metal products except machinery and vehicles 25,SOx] | Industrial Sector Energy Related Emissions before CCS | electricity if | metal products except machinery and vehicles 25 | SOx |  | 0 | 0 | 0 | 0 | 0 | 0 | 0 | 0 | 0 | 0 | 0 | 0 | 0 | 0 | 0 | 0 | 0 | 0 | 0 | 0 | 0 | 0 | 0 | 0 | 0 | 0 | 0 | 0 | 0 | 0 | 0
Industrial Sector Energy Related Emissions before CCS[electricity if,metal products except machinery and vehicles 25,BC] | Industrial Sector Energy Related Emissions before CCS | electricity if | metal products except machinery and vehicles 25 | BC |  | 0 | 0 | 0 | 0 | 0 | 0 | 0 | 0 | 0 | 0 | 0 | 0 | 0 | 0 | 0 | 0 | 0 | 0 | 0 | 0 | 0 | 0 | 0 | 0 | 0 | 0 | 0 | 0 | 0 | 0 | 0
Industrial Sector Energy Related Emissions before CCS[electricity if,metal products except machinery and vehicles 25,OC] | Industrial Sector Energy Related Emissions before CCS | electricity if | metal products except machinery and vehicles 25 | OC |  | 0 | 0 | 0 | 0 | 0 | 0 | 0 | 0 | 0 | 0 | 0 | 0 | 0 | 0 | 0 | 0 | 0 | 0 | 0 | 0 | 0 | 0 | 0 | 0 | 0 | 0 | 0 | 0 | 0 | 0 | 0
Industrial Sector Energy Related Emissions before CCS[electricity if,metal products except machinery and vehicles 25,CH4] | Industrial Sector Energy Related Emissions before CCS | electricity if | metal products except machinery and vehicles 25 | CH4 |  | 0 | 0 | 0 | 0 | 0 | 0 | 0 | 0 | 0 | 0 | 0 | 0 | 0 | 0 | 0 | 0 | 0 | 0 | 0 | 0 | 0 | 0 | 0 | 0 | 0 | 0 | 0 | 0 | 0 | 0 | 0
Industrial Sector Energy Related Emissions before CCS[electricity if,metal products except machinery and vehicles 25,N2O] | Industrial Sector Energy Related Emissions before CCS | electricity if | metal products except machinery and vehicles 25 | N2O |  | 0 | 0 | 0 | 0 | 0 | 0 | 0 | 0 | 0 | 0 | 0 | 0 | 0 | 0 | 0 | 0 | 0 | 0 | 0 | 0 | 0 | 0 | 0 | 0 | 0 | 0 | 0 | 0 | 0 | 0 | 0
Industrial Sector Energy Related Emissions before CCS[electricity if,metal products except machinery and vehicles 25,F gases] | Industrial Sector Energy Related Emissions before CCS | electricity if | metal products except machinery and vehicles 25 | F gases |  | 0 | 0 | 0 | 0 | 0 | 0 | 0 | 0 | 0 | 0 | 0 | 0 | 0 | 0 | 0 | 0 | 0 | 0 | 0 | 0 | 0 | 0 | 0 | 0 | 0 | 0 | 0 | 0 | 0 | 0 | 0
Industrial Sector Energy Related Emissions before CCS[electricity if,computers and electronics 26,CO2] | Industrial Sector Energy Related Emissions before CCS | electricity if | computers and electronics 26 | CO2 |  | 0 | 0 | 0 | 0 | 0 | 0 | 0 | 0 | 0 | 0 | 0 | 0 | 0 | 0 | 0 | 0 | 0 | 0 | 0 | 0 | 0 | 0 | 0 | 0 | 0 | 0 | 0 | 0 | 0 | 0 | 0
Industrial Sector Energy Related Emissions before CCS[electricity if,computers and electronics 26,VOC] | Industrial Sector Energy Related Emissions before CCS | electricity if | computers and electronics 26 | VOC |  | 0 | 0 | 0 | 0 | 0 | 0 | 0 | 0 | 0 | 0 | 0 | 0 | 0 | 0 | 0 | 0 | 0 | 0 | 0 | 0 | 0 | 0 | 0 | 0 | 0 | 0 | 0 | 0 | 0 | 0 | 0
Industrial Sector Energy Related Emissions before CCS[electricity if,computers and electronics 26,CO] | Industrial Sector Energy Related Emissions before CCS | electricity if | computers and electronics 26 | CO |  | 0 | 0 | 0 | 0 | 0 | 0 | 0 | 0 | 0 | 0 | 0 | 0 | 0 | 0 | 0 | 0 | 0 | 0 | 0 | 0 | 0 | 0 | 0 | 0 | 0 | 0 | 0 | 0 | 0 | 0 | 0
Industrial Sector Energy Related Emissions before CCS[electricity if,computers and electronics 26,NOx] | Industrial Sector Energy Related Emissions before CCS | electricity if | computers and electronics 26 | NOx |  | 0 | 0 | 0 | 0 | 0 | 0 | 0 | 0 | 0 | 0 | 0 | 0 | 0 | 0 | 0 | 0 | 0 | 0 | 0 | 0 | 0 | 0 | 0 | 0 | 0 | 0 | 0 | 0 | 0 | 0 | 0
Industrial Sector Energy Related Emissions before CCS[electricity if,computers and electronics 26,PM10] | Industrial Sector Energy Related Emissions before CCS | electricity if | computers and electronics 26 | PM10 |  | 0 | 0 | 0 | 0 | 0 | 0 | 0 | 0 | 0 | 0 | 0 | 0 | 0 | 0 | 0 | 0 | 0 | 0 | 0 | 0 | 0 | 0 | 0 | 0 | 0 | 0 | 0 | 0 | 0 | 0 | 0
Industrial Sector Energy Related Emissions before CCS[electricity if,computers and electronics 26,PM25] | Industrial Sector Energy Related Emissions before CCS | electricity if | computers and electronics 26 | PM25 |  | 0 | 0 | 0 | 0 | 0 | 0 | 0 | 0 | 0 | 0 | 0 | 0 | 0 | 0 | 0 | 0 | 0 | 0 | 0 | 0 | 0 | 0 | 0 | 0 | 0 | 0 | 0 | 0 | 0 | 0 | 0
Industrial Sector Energy Related Emissions before CCS[electricity if,computers and electronics 26,SOx] | Industrial Sector Energy Related Emissions before CCS | electricity if | computers and electronics 26 | SOx |  | 0 | 0 | 0 | 0 | 0 | 0 | 0 | 0 | 0 | 0 | 0 | 0 | 0 | 0 | 0 | 0 | 0 | 0 | 0 | 0 | 0 | 0 | 0 | 0 | 0 | 0 | 0 | 0 | 0 | 0 | 0
Industrial Sector Energy Related Emissions before CCS[electricity if,computers and electronics 26,BC] | Industrial Sector Energy Related Emissions before CCS | electricity if | computers and electronics 26 | BC |  | 0 | 0 | 0 | 0 | 0 | 0 | 0 | 0 | 0 | 0 | 0 | 0 | 0 | 0 | 0 | 0 | 0 | 0 | 0 | 0 | 0 | 0 | 0 | 0 | 0 | 0 | 0 | 0 | 0 | 0 | 0
Industrial Sector Energy Related Emissions before CCS[electricity if,computers and electronics 26,OC] | Industrial Sector Energy Related Emissions before CCS | electricity if | computers and electronics 26 | OC |  | 0 | 0 | 0 | 0 | 0 | 0 | 0 | 0 | 0 | 0 | 0 | 0 | 0 | 0 | 0 | 0 | 0 | 0 | 0 | 0 | 0 | 0 | 0 | 0 | 0 | 0 | 0 | 0 | 0 | 0 | 0
Industrial Sector Energy Related Emissions before CCS[electricity if,computers and electronics 26,CH4] | Industrial Sector Energy Related Emissions before CCS | electricity if | computers and electronics 26 | CH4 |  | 0 | 0 | 0 | 0 | 0 | 0 | 0 | 0 | 0 | 0 | 0 | 0 | 0 | 0 | 0 | 0 | 0 | 0 | 0 | 0 | 0 | 0 | 0 | 0 | 0 | 0 | 0 | 0 | 0 | 0 | 0
Industrial Sector Energy Related Emissions before CCS[electricity if,computers and electronics 26,N2O] | Industrial Sector Energy Related Emissions before CCS | electricity if | computers and electronics 26 | N2O |  | 0 | 0 | 0 | 0 | 0 | 0 | 0 | 0 | 0 | 0 | 0 | 0 | 0 | 0 | 0 | 0 | 0 | 0 | 0 | 0 | 0 | 0 | 0 | 0 | 0 | 0 | 0 | 0 | 0 | 0 | 0
Industrial Sector Energy Related Emissions before CCS[electricity if,computers and electronics 26,F gases] | Industrial Sector Energy Related Emissions before CCS | electricity if | computers and electronics 26 | F gases |  | 0 | 0 | 0 | 0 | 0 | 0 | 0 | 0 | 0 | 0 | 0 | 0 | 0 | 0 | 0 | 0 | 0 | 0 | 0 | 0 | 0 | 0 | 0 | 0 | 0 | 0 | 0 | 0 | 0 | 0 | 0
Industrial Sector Energy Related Emissions before CCS[electricity if,appliances and electrical equipment 27,CO2] | Industrial Sector Energy Related Emissions before CCS | electricity if | appliances and electrical equipment 27 | CO2 |  | 0 | 0 | 0 | 0 | 0 | 0 | 0 | 0 | 0 | 0 | 0 | 0 | 0 | 0 | 0 | 0 | 0 | 0 | 0 | 0 | 0 | 0 | 0 | 0 | 0 | 0 | 0 | 0 | 0 | 0 | 0
Industrial Sector Energy Related Emissions before CCS[electricity if,appliances and electrical equipment 27,VOC] | Industrial Sector Energy Related Emissions before CCS | electricity if | appliances and electrical equipment 27 | VOC |  | 0 | 0 | 0 | 0 | 0 | 0 | 0 | 0 | 0 | 0 | 0 | 0 | 0 | 0 | 0 | 0 | 0 | 0 | 0 | 0 | 0 | 0 | 0 | 0 | 0 | 0 | 0 | 0 | 0 | 0 | 0
Industrial Sector Energy Related Emissions before CCS[electricity if,appliances and electrical equipment 27,CO] | Industrial Sector Energy Related Emissions before CCS | electricity if | appliances and electrical equipment 27 | CO |  | 0 | 0 | 0 | 0 | 0 | 0 | 0 | 0 | 0 | 0 | 0 | 0 | 0 | 0 | 0 | 0 | 0 | 0 | 0 | 0 | 0 | 0 | 0 | 0 | 0 | 0 | 0 | 0 | 0 | 0 | 0
Industrial Sector Energy Related Emissions before CCS[electricity if,appliances and electrical equipment 27,NOx] | Industrial Sector Energy Related Emissions before CCS | electricity if | appliances and electrical equipment 27 | NOx |  | 0 | 0 | 0 | 0 | 0 | 0 | 0 | 0 | 0 | 0 | 0 | 0 | 0 | 0 | 0 | 0 | 0 | 0 | 0 | 0 | 0 | 0 | 0 | 0 | 0 | 0 | 0 | 0 | 0 | 0 | 0
Industrial Sector Energy Related Emissions before CCS[electricity if,appliances and electrical equipment 27,PM10] | Industrial Sector Energy Related Emissions before CCS | electricity if | appliances and electrical equipment 27 | PM10 |  | 0 | 0 | 0 | 0 | 0 | 0 | 0 | 0 | 0 | 0 | 0 | 0 | 0 | 0 | 0 | 0 | 0 | 0 | 0 | 0 | 0 | 0 | 0 | 0 | 0 | 0 | 0 | 0 | 0 | 0 | 0
Industrial Sector Energy Related Emissions before CCS[electricity if,appliances and electrical equipment 27,PM25] | Industrial Sector Energy Related Emissions before CCS | electricity if | appliances and electrical equipment 27 | PM25 |  | 0 | 0 | 0 | 0 | 0 | 0 | 0 | 0 | 0 | 0 | 0 | 0 | 0 | 0 | 0 | 0 | 0 | 0 | 0 | 0 | 0 | 0 | 0 | 0 | 0 | 0 | 0 | 0 | 0 | 0 | 0
Industrial Sector Energy Related Emissions before CCS[electricity if,appliances and electrical equipment 27,SOx] | Industrial Sector Energy Related Emissions before CCS | electricity if | appliances and electrical equipment 27 | SOx |  | 0 | 0 | 0 | 0 | 0 | 0 | 0 | 0 | 0 | 0 | 0 | 0 | 0 | 0 | 0 | 0 | 0 | 0 | 0 | 0 | 0 | 0 | 0 | 0 | 0 | 0 | 0 | 0 | 0 | 0 | 0
Industrial Sector Energy Related Emissions before CCS[electricity if,appliances and electrical equipment 27,BC] | Industrial Sector Energy Related Emissions before CCS | electricity if | appliances and electrical equipment 27 | BC |  | 0 | 0 | 0 | 0 | 0 | 0 | 0 | 0 | 0 | 0 | 0 | 0 | 0 | 0 | 0 | 0 | 0 | 0 | 0 | 0 | 0 | 0 | 0 | 0 | 0 | 0 | 0 | 0 | 0 | 0 | 0
Industrial Sector Energy Related Emissions before CCS[electricity if,appliances and electrical equipment 27,OC] | Industrial Sector Energy Related Emissions before CCS | electricity if | appliances and electrical equipment 27 | OC |  | 0 | 0 | 0 | 0 | 0 | 0 | 0 | 0 | 0 | 0 | 0 | 0 | 0 | 0 | 0 | 0 | 0 | 0 | 0 | 0 | 0 | 0 | 0 | 0 | 0 | 0 | 0 | 0 | 0 | 0 | 0
Industrial Sector Energy Related Emissions before CCS[electricity if,appliances and electrical equipment 27,CH4] | Industrial Sector Energy Related Emissions before CCS | electricity if | appliances and electrical equipment 27 | CH4 |  | 0 | 0 | 0 | 0 | 0 | 0 | 0 | 0 | 0 | 0 | 0 | 0 | 0 | 0 | 0 | 0 | 0 | 0 | 0 | 0 | 0 | 0 | 0 | 0 | 0 | 0 | 0 | 0 | 0 | 0 | 0
Industrial Sector Energy Related Emissions before CCS[electricity if,appliances and electrical equipment 27,N2O] | Industrial Sector Energy Related Emissions before CCS | electricity if | appliances and electrical equipment 27 | N2O |  | 0 | 0 | 0 | 0 | 0 | 0 | 0 | 0 | 0 | 0 | 0 | 0 | 0 | 0 | 0 | 0 | 0 | 0 | 0 | 0 | 0 | 0 | 0 | 0 | 0 | 0 | 0 | 0 | 0 | 0 | 0
Industrial Sector Energy Related Emissions before CCS[electricity if,appliances and electrical equipment 27,F gases] | Industrial Sector Energy Related Emissions before CCS | electricity if | appliances and electrical equipment 27 | F gases |  | 0 | 0 | 0 | 0 | 0 | 0 | 0 | 0 | 0 | 0 | 0 | 0 | 0 | 0 | 0 | 0 | 0 | 0 | 0 | 0 | 0 | 0 | 0 | 0 | 0 | 0 | 0 | 0 | 0 | 0 | 0
Industrial Sector Energy Related Emissions before CCS[electricity if,other machinery 28,CO2] | Industrial Sector Energy Related Emissions before CCS | electricity if | other machinery 28 | CO2 |  | 0 | 0 | 0 | 0 | 0 | 0 | 0 | 0 | 0 | 0 | 0 | 0 | 0 | 0 | 0 | 0 | 0 | 0 | 0 | 0 | 0 | 0 | 0 | 0 | 0 | 0 | 0 | 0 | 0 | 0 | 0
Industrial Sector Energy Related Emissions before CCS[electricity if,other machinery 28,VOC] | Industrial Sector Energy Related Emissions before CCS | electricity if | other machinery 28 | VOC |  | 0 | 0 | 0 | 0 | 0 | 0 | 0 | 0 | 0 | 0 | 0 | 0 | 0 | 0 | 0 | 0 | 0 | 0 | 0 | 0 | 0 | 0 | 0 | 0 | 0 | 0 | 0 | 0 | 0 | 0 | 0
Industrial Sector Energy Related Emissions before CCS[electricity if,other machinery 28,CO] | Industrial Sector Energy Related Emissions before CCS | electricity if | other machinery 28 | CO |  | 0 | 0 | 0 | 0 | 0 | 0 | 0 | 0 | 0 | 0 | 0 | 0 | 0 | 0 | 0 | 0 | 0 | 0 | 0 | 0 | 0 | 0 | 0 | 0 | 0 | 0 | 0 | 0 | 0 | 0 | 0
Industrial Sector Energy Related Emissions before CCS[electricity if,other machinery 28,NOx] | Industrial Sector Energy Related Emissions before CCS | electricity if | other machinery 28 | NOx |  | 0 | 0 | 0 | 0 | 0 | 0 | 0 | 0 | 0 | 0 | 0 | 0 | 0 | 0 | 0 | 0 | 0 | 0 | 0 | 0 | 0 | 0 | 0 | 0 | 0 | 0 | 0 | 0 | 0 | 0 | 0
Industrial Sector Energy Related Emissions before CCS[electricity if,other machinery 28,PM10] | Industrial Sector Energy Related Emissions before CCS | electricity if | other machinery 28 | PM10 |  | 0 | 0 | 0 | 0 | 0 | 0 | 0 | 0 | 0 | 0 | 0 | 0 | 0 | 0 | 0 | 0 | 0 | 0 | 0 | 0 | 0 | 0 | 0 | 0 | 0 | 0 | 0 | 0 | 0 | 0 | 0
Industrial Sector Energy Related Emissions before CCS[electricity if,other machinery 28,PM25] | Industrial Sector Energy Related Emissions before CCS | electricity if | other machinery 28 | PM25 |  | 0 | 0 | 0 | 0 | 0 | 0 | 0 | 0 | 0 | 0 | 0 | 0 | 0 | 0 | 0 | 0 | 0 | 0 | 0 | 0 | 0 | 0 | 0 | 0 | 0 | 0 | 0 | 0 | 0 | 0 | 0
Industrial Sector Energy Related Emissions before CCS[electricity if,other machinery 28,SOx] | Industrial Sector Energy Related Emissions before CCS | electricity if | other machinery 28 | SOx |  | 0 | 0 | 0 | 0 | 0 | 0 | 0 | 0 | 0 | 0 | 0 | 0 | 0 | 0 | 0 | 0 | 0 | 0 | 0 | 0 | 0 | 0 | 0 | 0 | 0 | 0 | 0 | 0 | 0 | 0 | 0
Industrial Sector Energy Related Emissions before CCS[electricity if,other machinery 28,BC] | Industrial Sector Energy Related Emissions before CCS | electricity if | other machinery 28 | BC |  | 0 | 0 | 0 | 0 | 0 | 0 | 0 | 0 | 0 | 0 | 0 | 0 | 0 | 0 | 0 | 0 | 0 | 0 | 0 | 0 | 0 | 0 | 0 | 0 | 0 | 0 | 0 | 0 | 0 | 0 | 0
Industrial Sector Energy Related Emissions before CCS[electricity if,other machinery 28,OC] | Industrial Sector Energy Related Emissions before CCS | electricity if | other machinery 28 | OC |  | 0 | 0 | 0 | 0 | 0 | 0 | 0 | 0 | 0 | 0 | 0 | 0 | 0 | 0 | 0 | 0 | 0 | 0 | 0 | 0 | 0 | 0 | 0 | 0 | 0 | 0 | 0 | 0 | 0 | 0 | 0
Industrial Sector Energy Related Emissions before CCS[electricity if,other machinery 28,CH4] | Industrial Sector Energy Related Emissions before CCS | electricity if | other machinery 28 | CH4 |  | 0 | 0 | 0 | 0 | 0 | 0 | 0 | 0 | 0 | 0 | 0 | 0 | 0 | 0 | 0 | 0 | 0 | 0 | 0 | 0 | 0 | 0 | 0 | 0 | 0 | 0 | 0 | 0 | 0 | 0 | 0
Industrial Sector Energy Related Emissions before CCS[electricity if,other machinery 28,N2O] | Industrial Sector Energy Related Emissions before CCS | electricity if | other machinery 28 | N2O |  | 0 | 0 | 0 | 0 | 0 | 0 | 0 | 0 | 0 | 0 | 0 | 0 | 0 | 0 | 0 | 0 | 0 | 0 | 0 | 0 | 0 | 0 | 0 | 0 | 0 | 0 | 0 | 0 | 0 | 0 | 0
Industrial Sector Energy Related Emissions before CCS[electricity if,other machinery 28,F gases] | Industrial Sector Energy Related Emissions before CCS | electricity if | other machinery 28 | F gases |  | 0 | 0 | 0 | 0 | 0 | 0 | 0 | 0 | 0 | 0 | 0 | 0 | 0 | 0 | 0 | 0 | 0 | 0 | 0 | 0 | 0 | 0 | 0 | 0 | 0 | 0 | 0 | 0 | 0 | 0 | 0
Industrial Sector Energy Related Emissions before CCS[electricity if,road vehicles 29,CO2] | Industrial Sector Energy Related Emissions before CCS | electricity if | road vehicles 29 | CO2 |  | 0 | 0 | 0 | 0 | 0 | 0 | 0 | 0 | 0 | 0 | 0 | 0 | 0 | 0 | 0 | 0 | 0 | 0 | 0 | 0 | 0 | 0 | 0 | 0 | 0 | 0 | 0 | 0 | 0 | 0 | 0
Industrial Sector Energy Related Emissions before CCS[electricity if,road vehicles 29,VOC] | Industrial Sector Energy Related Emissions before CCS | electricity if | road vehicles 29 | VOC |  | 0 | 0 | 0 | 0 | 0 | 0 | 0 | 0 | 0 | 0 | 0 | 0 | 0 | 0 | 0 | 0 | 0 | 0 | 0 | 0 | 0 | 0 | 0 | 0 | 0 | 0 | 0 | 0 | 0 | 0 | 0
Industrial Sector Energy Related Emissions before CCS[electricity if,road vehicles 29,CO] | Industrial Sector Energy Related Emissions before CCS | electricity if | road vehicles 29 | CO |  | 0 | 0 | 0 | 0 | 0 | 0 | 0 | 0 | 0 | 0 | 0 | 0 | 0 | 0 | 0 | 0 | 0 | 0 | 0 | 0 | 0 | 0 | 0 | 0 | 0 | 0 | 0 | 0 | 0 | 0 | 0
Industrial Sector Energy Related Emissions before CCS[electricity if,road vehicles 29,NOx] | Industrial Sector Energy Related Emissions before CCS | electricity if | road vehicles 29 | NOx |  | 0 | 0 | 0 | 0 | 0 | 0 | 0 | 0 | 0 | 0 | 0 | 0 | 0 | 0 | 0 | 0 | 0 | 0 | 0 | 0 | 0 | 0 | 0 | 0 | 0 | 0 | 0 | 0 | 0 | 0 | 0
Industrial Sector Energy Related Emissions before CCS[electricity if,road vehicles 29,PM10] | Industrial Sector Energy Related Emissions before CCS | electricity if | road vehicles 29 | PM10 |  | 0 | 0 | 0 | 0 | 0 | 0 | 0 | 0 | 0 | 0 | 0 | 0 | 0 | 0 | 0 | 0 | 0 | 0 | 0 | 0 | 0 | 0 | 0 | 0 | 0 | 0 | 0 | 0 | 0 | 0 | 0
Industrial Sector Energy Related Emissions before CCS[electricity if,road vehicles 29,PM25] | Industrial Sector Energy Related Emissions before CCS | electricity if | road vehicles 29 | PM25 |  | 0 | 0 | 0 | 0 | 0 | 0 | 0 | 0 | 0 | 0 | 0 | 0 | 0 | 0 | 0 | 0 | 0 | 0 | 0 | 0 | 0 | 0 | 0 | 0 | 0 | 0 | 0 | 0 | 0 | 0 | 0
Industrial Sector Energy Related Emissions before CCS[electricity if,road vehicles 29,SOx] | Industrial Sector Energy Related Emissions before CCS | electricity if | road vehicles 29 | SOx |  | 0 | 0 | 0 | 0 | 0 | 0 | 0 | 0 | 0 | 0 | 0 | 0 | 0 | 0 | 0 | 0 | 0 | 0 | 0 | 0 | 0 | 0 | 0 | 0 | 0 | 0 | 0 | 0 | 0 | 0 | 0
Industrial Sector Energy Related Emissions before CCS[electricity if,road vehicles 29,BC] | Industrial Sector Energy Related Emissions before CCS | electricity if | road vehicles 29 | BC |  | 0 | 0 | 0 | 0 | 0 | 0 | 0 | 0 | 0 | 0 | 0 | 0 | 0 | 0 | 0 | 0 | 0 | 0 | 0 | 0 | 0 | 0 | 0 | 0 | 0 | 0 | 0 | 0 | 0 | 0 | 0
Industrial Sector Energy Related Emissions before CCS[electricity if,road vehicles 29,OC] | Industrial Sector Energy Related Emissions before CCS | electricity if | road vehicles 29 | OC |  | 0 | 0 | 0 | 0 | 0 | 0 | 0 | 0 | 0 | 0 | 0 | 0 | 0 | 0 | 0 | 0 | 0 | 0 | 0 | 0 | 0 | 0 | 0 | 0 | 0 | 0 | 0 | 0 | 0 | 0 | 0
Industrial Sector Energy Related Emissions before CCS[electricity if,road vehicles 29,CH4] | Industrial Sector Energy Related Emissions before CCS | electricity if | road vehicles 29 | CH4 |  | 0 | 0 | 0 | 0 | 0 | 0 | 0 | 0 | 0 | 0 | 0 | 0 | 0 | 0 | 0 | 0 | 0 | 0 | 0 | 0 | 0 | 0 | 0 | 0 | 0 | 0 | 0 | 0 | 0 | 0 | 0
Industrial Sector Energy Related Emissions before CCS[electricity if,road vehicles 29,N2O] | Industrial Sector Energy Related Emissions before CCS | electricity if | road vehicles 29 | N2O |  | 0 | 0 | 0 | 0 | 0 | 0 | 0 | 0 | 0 | 0 | 0 | 0 | 0 | 0 | 0 | 0 | 0 | 0 | 0 | 0 | 0 | 0 | 0 | 0 | 0 | 0 | 0 | 0 | 0 | 0 | 0
Industrial Sector Energy Related Emissions before CCS[electricity if,road vehicles 29,F gases] | Industrial Sector Energy Related Emissions before CCS | electricity if | road vehicles 29 | F gases |  | 0 | 0 | 0 | 0 | 0 | 0 | 0 | 0 | 0 | 0 | 0 | 0 | 0 | 0 | 0 | 0 | 0 | 0 | 0 | 0 | 0 | 0 | 0 | 0 | 0 | 0 | 0 | 0 | 0 | 0 | 0
Industrial Sector Energy Related Emissions before CCS[electricity if,nonroad vehicles 30,CO2] | Industrial Sector Energy Related Emissions before CCS | electricity if | nonroad vehicles 30 | CO2 |  | 0 | 0 | 0 | 0 | 0 | 0 | 0 | 0 | 0 | 0 | 0 | 0 | 0 | 0 | 0 | 0 | 0 | 0 | 0 | 0 | 0 | 0 | 0 | 0 | 0 | 0 | 0 | 0 | 0 | 0 | 0
Industrial Sector Energy Related Emissions before CCS[electricity if,nonroad vehicles 30,VOC] | Industrial Sector Energy Related Emissions before CCS | electricity if | nonroad vehicles 30 | VOC |  | 0 | 0 | 0 | 0 | 0 | 0 | 0 | 0 | 0 | 0 | 0 | 0 | 0 | 0 | 0 | 0 | 0 | 0 | 0 | 0 | 0 | 0 | 0 | 0 | 0 | 0 | 0 | 0 | 0 | 0 | 0
Industrial Sector Energy Related Emissions before CCS[electricity if,nonroad vehicles 30,CO] | Industrial Sector Energy Related Emissions before CCS | electricity if | nonroad vehicles 30 | CO |  | 0 | 0 | 0 | 0 | 0 | 0 | 0 | 0 | 0 | 0 | 0 | 0 | 0 | 0 | 0 | 0 | 0 | 0 | 0 | 0 | 0 | 0 | 0 | 0 | 0 | 0 | 0 | 0 | 0 | 0 | 0
Industrial Sector Energy Related Emissions before CCS[electricity if,nonroad vehicles 30,NOx] | Industrial Sector Energy Related Emissions before CCS | electricity if | nonroad vehicles 30 | NOx |  | 0 | 0 | 0 | 0 | 0 | 0 | 0 | 0 | 0 | 0 | 0 | 0 | 0 | 0 | 0 | 0 | 0 | 0 | 0 | 0 | 0 | 0 | 0 | 0 | 0 | 0 | 0 | 0 | 0 | 0 | 0
Industrial Sector Energy Related Emissions before CCS[electricity if,nonroad vehicles 30,PM10] | Industrial Sector Energy Related Emissions before CCS | electricity if | nonroad vehicles 30 | PM10 |  | 0 | 0 | 0 | 0 | 0 | 0 | 0 | 0 | 0 | 0 | 0 | 0 | 0 | 0 | 0 | 0 | 0 | 0 | 0 | 0 | 0 | 0 | 0 | 0 | 0 | 0 | 0 | 0 | 0 | 0 | 0
Industrial Sector Energy Related Emissions before CCS[electricity if,nonroad vehicles 30,PM25] | Industrial Sector Energy Related Emissions before CCS | electricity if | nonroad vehicles 30 | PM25 |  | 0 | 0 | 0 | 0 | 0 | 0 | 0 | 0 | 0 | 0 | 0 | 0 | 0 | 0 | 0 | 0 | 0 | 0 | 0 | 0 | 0 | 0 | 0 | 0 | 0 | 0 | 0 | 0 | 0 | 0 | 0
Industrial Sector Energy Related Emissions before CCS[electricity if,nonroad vehicles 30,SOx] | Industrial Sector Energy Related Emissions before CCS | electricity if | nonroad vehicles 30 | SOx |  | 0 | 0 | 0 | 0 | 0 | 0 | 0 | 0 | 0 | 0 | 0 | 0 | 0 | 0 | 0 | 0 | 0 | 0 | 0 | 0 | 0 | 0 | 0 | 0 | 0 | 0 | 0 | 0 | 0 | 0 | 0
Industrial Sector Energy Related Emissions before CCS[electricity if,nonroad vehicles 30,BC] | Industrial Sector Energy Related Emissions before CCS | electricity if | nonroad vehicles 30 | BC |  | 0 | 0 | 0 | 0 | 0 | 0 | 0 | 0 | 0 | 0 | 0 | 0 | 0 | 0 | 0 | 0 | 0 | 0 | 0 | 0 | 0 | 0 | 0 | 0 | 0 | 0 | 0 | 0 | 0 | 0 | 0
Industrial Sector Energy Related Emissions before CCS[electricity if,nonroad vehicles 30,OC] | Industrial Sector Energy Related Emissions before CCS | electricity if | nonroad vehicles 30 | OC |  | 0 | 0 | 0 | 0 | 0 | 0 | 0 | 0 | 0 | 0 | 0 | 0 | 0 | 0 | 0 | 0 | 0 | 0 | 0 | 0 | 0 | 0 | 0 | 0 | 0 | 0 | 0 | 0 | 0 | 0 | 0
Industrial Sector Energy Related Emissions before CCS[electricity if,nonroad vehicles 30,CH4] | Industrial Sector Energy Related Emissions before CCS | electricity if | nonroad vehicles 30 | CH4 |  | 0 | 0 | 0 | 0 | 0 | 0 | 0 | 0 | 0 | 0 | 0 | 0 | 0 | 0 | 0 | 0 | 0 | 0 | 0 | 0 | 0 | 0 | 0 | 0 | 0 | 0 | 0 | 0 | 0 | 0 | 0
Industrial Sector Energy Related Emissions before CCS[electricity if,nonroad vehicles 30,N2O] | Industrial Sector Energy Related Emissions before CCS | electricity if | nonroad vehicles 30 | N2O |  | 0 | 0 | 0 | 0 | 0 | 0 | 0 | 0 | 0 | 0 | 0 | 0 | 0 | 0 | 0 | 0 | 0 | 0 | 0 | 0 | 0 | 0 | 0 | 0 | 0 | 0 | 0 | 0 | 0 | 0 | 0
Industrial Sector Energy Related Emissions before CCS[electricity if,nonroad vehicles 30,F gases] | Industrial Sector Energy Related Emissions before CCS | electricity if | nonroad vehicles 30 | F gases |  | 0 | 0 | 0 | 0 | 0 | 0 | 0 | 0 | 0 | 0 | 0 | 0 | 0 | 0 | 0 | 0 | 0 | 0 | 0 | 0 | 0 | 0 | 0 | 0 | 0 | 0 | 0 | 0 | 0 | 0 | 0
Industrial Sector Energy Related Emissions before CCS[electricity if,other manufacturing 31T33,CO2] | Industrial Sector Energy Related Emissions before CCS | electricity if | other manufacturing 31T33 | CO2 |  | 0 | 0 | 0 | 0 | 0 | 0 | 0 | 0 | 0 | 0 | 0 | 0 | 0 | 0 | 0 | 0 | 0 | 0 | 0 | 0 | 0 | 0 | 0 | 0 | 0 | 0 | 0 | 0 | 0 | 0 | 0
Industrial Sector Energy Related Emissions before CCS[electricity if,other manufacturing 31T33,VOC] | Industrial Sector Energy Related Emissions before CCS | electricity if | other manufacturing 31T33 | VOC |  | 0 | 0 | 0 | 0 | 0 | 0 | 0 | 0 | 0 | 0 | 0 | 0 | 0 | 0 | 0 | 0 | 0 | 0 | 0 | 0 | 0 | 0 | 0 | 0 | 0 | 0 | 0 | 0 | 0 | 0 | 0
Industrial Sector Energy Related Emissions before CCS[electricity if,other manufacturing 31T33,CO] | Industrial Sector Energy Related Emissions before CCS | electricity if | other manufacturing 31T33 | CO |  | 0 | 0 | 0 | 0 | 0 | 0 | 0 | 0 | 0 | 0 | 0 | 0 | 0 | 0 | 0 | 0 | 0 | 0 | 0 | 0 | 0 | 0 | 0 | 0 | 0 | 0 | 0 | 0 | 0 | 0 | 0
Industrial Sector Energy Related Emissions before CCS[electricity if,other manufacturing 31T33,NOx] | Industrial Sector Energy Related Emissions before CCS | electricity if | other manufacturing 31T33 | NOx |  | 0 | 0 | 0 | 0 | 0 | 0 | 0 | 0 | 0 | 0 | 0 | 0 | 0 | 0 | 0 | 0 | 0 | 0 | 0 | 0 | 0 | 0 | 0 | 0 | 0 | 0 | 0 | 0 | 0 | 0 | 0
Industrial Sector Energy Related Emissions before CCS[electricity if,other manufacturing 31T33,PM10] | Industrial Sector Energy Related Emissions before CCS | electricity if | other manufacturing 31T33 | PM10 |  | 0 | 0 | 0 | 0 | 0 | 0 | 0 | 0 | 0 | 0 | 0 | 0 | 0 | 0 | 0 | 0 | 0 | 0 | 0 | 0 | 0 | 0 | 0 | 0 | 0 | 0 | 0 | 0 | 0 | 0 | 0
Industrial Sector Energy Related Emissions before CCS[electricity if,other manufacturing 31T33,PM25] | Industrial Sector Energy Related Emissions before CCS | electricity if | other manufacturing 31T33 | PM25 |  | 0 | 0 | 0 | 0 | 0 | 0 | 0 | 0 | 0 | 0 | 0 | 0 | 0 | 0 | 0 | 0 | 0 | 0 | 0 | 0 | 0 | 0 | 0 | 0 | 0 | 0 | 0 | 0 | 0 | 0 | 0
Industrial Sector Energy Related Emissions before CCS[electricity if,other manufacturing 31T33,SOx] | Industrial Sector Energy Related Emissions before CCS | electricity if | other manufacturing 31T33 | SOx |  | 0 | 0 | 0 | 0 | 0 | 0 | 0 | 0 | 0 | 0 | 0 | 0 | 0 | 0 | 0 | 0 | 0 | 0 | 0 | 0 | 0 | 0 | 0 | 0 | 0 | 0 | 0 | 0 | 0 | 0 | 0
Industrial Sector Energy Related Emissions before CCS[electricity if,other manufacturing 31T33,BC] | Industrial Sector Energy Related Emissions before CCS | electricity if | other manufacturing 31T33 | BC |  | 0 | 0 | 0 | 0 | 0 | 0 | 0 | 0 | 0 | 0 | 0 | 0 | 0 | 0 | 0 | 0 | 0 | 0 | 0 | 0 | 0 | 0 | 0 | 0 | 0 | 0 | 0 | 0 | 0 | 0 | 0
Industrial Sector Energy Related Emissions before CCS[electricity if,other manufacturing 31T33,OC] | Industrial Sector Energy Related Emissions before CCS | electricity if | other manufacturing 31T33 | OC |  | 0 | 0 | 0 | 0 | 0 | 0 | 0 | 0 | 0 | 0 | 0 | 0 | 0 | 0 | 0 | 0 | 0 | 0 | 0 | 0 | 0 | 0 | 0 | 0 | 0 | 0 | 0 | 0 | 0 | 0 | 0
Industrial Sector Energy Related Emissions before CCS[electricity if,other manufacturing 31T33,CH4] | Industrial Sector Energy Related Emissions before CCS | electricity if | other manufacturing 31T33 | CH4 |  | 0 | 0 | 0 | 0 | 0 | 0 | 0 | 0 | 0 | 0 | 0 | 0 | 0 | 0 | 0 | 0 | 0 | 0 | 0 | 0 | 0 | 0 | 0 | 0 | 0 | 0 | 0 | 0 | 0 | 0 | 0
Industrial Sector Energy Related Emissions before CCS[electricity if,other manufacturing 31T33,N2O] | Industrial Sector Energy Related Emissions before CCS | electricity if | other manufacturing 31T33 | N2O |  | 0 | 0 | 0 | 0 | 0 | 0 | 0 | 0 | 0 | 0 | 0 | 0 | 0 | 0 | 0 | 0 | 0 | 0 | 0 | 0 | 0 | 0 | 0 | 0 | 0 | 0 | 0 | 0 | 0 | 0 | 0
Industrial Sector Energy Related Emissions before CCS[electricity if,other manufacturing 31T33,F gases] | Industrial Sector Energy Related Emissions before CCS | electricity if | other manufacturing 31T33 | F gases |  | 0 | 0 | 0 | 0 | 0 | 0 | 0 | 0 | 0 | 0 | 0 | 0 | 0 | 0 | 0 | 0 | 0 | 0 | 0 | 0 | 0 | 0 | 0 | 0 | 0 | 0 | 0 | 0 | 0 | 0 | 0
Industrial Sector Energy Related Emissions before CCS[electricity if,energy pipelines and gas processing 352T353,CO2] | Industrial Sector Energy Related Emissions before CCS | electricity if | energy pipelines and gas processing 352T353 | CO2 |  | 0 | 0 | 0 | 0 | 0 | 0 | 0 | 0 | 0 | 0 | 0 | 0 | 0 | 0 | 0 | 0 | 0 | 0 | 0 | 0 | 0 | 0 | 0 | 0 | 0 | 0 | 0 | 0 | 0 | 0 | 0
Industrial Sector Energy Related Emissions before CCS[electricity if,energy pipelines and gas processing 352T353,VOC] | Industrial Sector Energy Related Emissions before CCS | electricity if | energy pipelines and gas processing 352T353 | VOC |  | 0 | 0 | 0 | 0 | 0 | 0 | 0 | 0 | 0 | 0 | 0 | 0 | 0 | 0 | 0 | 0 | 0 | 0 | 0 | 0 | 0 | 0 | 0 | 0 | 0 | 0 | 0 | 0 | 0 | 0 | 0
Industrial Sector Energy Related Emissions before CCS[electricity if,energy pipelines and gas processing 352T353,CO] | Industrial Sector Energy Related Emissions before CCS | electricity if | energy pipelines and gas processing 352T353 | CO |  | 0 | 0 | 0 | 0 | 0 | 0 | 0 | 0 | 0 | 0 | 0 | 0 | 0 | 0 | 0 | 0 | 0 | 0 | 0 | 0 | 0 | 0 | 0 | 0 | 0 | 0 | 0 | 0 | 0 | 0 | 0
Industrial Sector Energy Related Emissions before CCS[electricity if,energy pipelines and gas processing 352T353,NOx] | Industrial Sector Energy Related Emissions before CCS | electricity if | energy pipelines and gas processing 352T353 | NOx |  | 0 | 0 | 0 | 0 | 0 | 0 | 0 | 0 | 0 | 0 | 0 | 0 | 0 | 0 | 0 | 0 | 0 | 0 | 0 | 0 | 0 | 0 | 0 | 0 | 0 | 0 | 0 | 0 | 0 | 0 | 0
Industrial Sector Energy Related Emissions before CCS[electricity if,energy pipelines and gas processing 352T353,PM10] | Industrial Sector Energy Related Emissions before CCS | electricity if | energy pipelines and gas processing 352T353 | PM10 |  | 0 | 0 | 0 | 0 | 0 | 0 | 0 | 0 | 0 | 0 | 0 | 0 | 0 | 0 | 0 | 0 | 0 | 0 | 0 | 0 | 0 | 0 | 0 | 0 | 0 | 0 | 0 | 0 | 0 | 0 | 0
Industrial Sector Energy Related Emissions before CCS[electricity if,energy pipelines and gas processing 352T353,PM25] | Industrial Sector Energy Related Emissions before CCS | electricity if | energy pipelines and gas processing 352T353 | PM25 |  | 0 | 0 | 0 | 0 | 0 | 0 | 0 | 0 | 0 | 0 | 0 | 0 | 0 | 0 | 0 | 0 | 0 | 0 | 0 | 0 | 0 | 0 | 0 | 0 | 0 | 0 | 0 | 0 | 0 | 0 | 0
Industrial Sector Energy Related Emissions before CCS[electricity if,energy pipelines and gas processing 352T353,SOx] | Industrial Sector Energy Related Emissions before CCS | electricity if | energy pipelines and gas processing 352T353 | SOx |  | 0 | 0 | 0 | 0 | 0 | 0 | 0 | 0 | 0 | 0 | 0 | 0 | 0 | 0 | 0 | 0 | 0 | 0 | 0 | 0 | 0 | 0 | 0 | 0 | 0 | 0 | 0 | 0 | 0 | 0 | 0
Industrial Sector Energy Related Emissions before CCS[electricity if,energy pipelines and gas processing 352T353,BC] | Industrial Sector Energy Related Emissions before CCS | electricity if | energy pipelines and gas processing 352T353 | BC |  | 0 | 0 | 0 | 0 | 0 | 0 | 0 | 0 | 0 | 0 | 0 | 0 | 0 | 0 | 0 | 0 | 0 | 0 | 0 | 0 | 0 | 0 | 0 | 0 | 0 | 0 | 0 | 0 | 0 | 0 | 0
Industrial Sector Energy Related Emissions before CCS[electricity if,energy pipelines and gas processing 352T353,OC] | Industrial Sector Energy Related Emissions before CCS | electricity if | energy pipelines and gas processing 352T353 | OC |  | 0 | 0 | 0 | 0 | 0 | 0 | 0 | 0 | 0 | 0 | 0 | 0 | 0 | 0 | 0 | 0 | 0 | 0 | 0 | 0 | 0 | 0 | 0 | 0 | 0 | 0 | 0 | 0 | 0 | 0 | 0
Industrial Sector Energy Related Emissions before CCS[electricity if,energy pipelines and gas processing 352T353,CH4] | Industrial Sector Energy Related Emissions before CCS | electricity if | energy pipelines and gas processing 352T353 | CH4 |  | 0 | 0 | 0 | 0 | 0 | 0 | 0 | 0 | 0 | 0 | 0 | 0 | 0 | 0 | 0 | 0 | 0 | 0 | 0 | 0 | 0 | 0 | 0 | 0 | 0 | 0 | 0 | 0 | 0 | 0 | 0
Industrial Sector Energy Related Emissions before CCS[electricity if,energy pipelines and gas processing 352T353,N2O] | Industrial Sector Energy Related Emissions before CCS | electricity if | energy pipelines and gas processing 352T353 | N2O |  | 0 | 0 | 0 | 0 | 0 | 0 | 0 | 0 | 0 | 0 | 0 | 0 | 0 | 0 | 0 | 0 | 0 | 0 | 0 | 0 | 0 | 0 | 0 | 0 | 0 | 0 | 0 | 0 | 0 | 0 | 0
Industrial Sector Energy Related Emissions before CCS[electricity if,energy pipelines and gas processing 352T353,F gases] | Industrial Sector Energy Related Emissions before CCS | electricity if | energy pipelines and gas processing 352T353 | F gases |  | 0 | 0 | 0 | 0 | 0 | 0 | 0 | 0 | 0 | 0 | 0 | 0 | 0 | 0 | 0 | 0 | 0 | 0 | 0 | 0 | 0 | 0 | 0 | 0 | 0 | 0 | 0 | 0 | 0 | 0 | 0
Industrial Sector Energy Related Emissions before CCS[electricity if,water and waste 36T39,CO2] | Industrial Sector Energy Related Emissions before CCS | electricity if | water and waste 36T39 | CO2 |  | 0 | 0 | 0 | 0 | 0 | 0 | 0 | 0 | 0 | 0 | 0 | 0 | 0 | 0 | 0 | 0 | 0 | 0 | 0 | 0 | 0 | 0 | 0 | 0 | 0 | 0 | 0 | 0 | 0 | 0 | 0
Industrial Sector Energy Related Emissions before CCS[electricity if,water and waste 36T39,VOC] | Industrial Sector Energy Related Emissions before CCS | electricity if | water and waste 36T39 | VOC |  | 0 | 0 | 0 | 0 | 0 | 0 | 0 | 0 | 0 | 0 | 0 | 0 | 0 | 0 | 0 | 0 | 0 | 0 | 0 | 0 | 0 | 0 | 0 | 0 | 0 | 0 | 0 | 0 | 0 | 0 | 0
Industrial Sector Energy Related Emissions before CCS[electricity if,water and waste 36T39,CO] | Industrial Sector Energy Related Emissions before CCS | electricity if | water and waste 36T39 | CO |  | 0 | 0 | 0 | 0 | 0 | 0 | 0 | 0 | 0 | 0 | 0 | 0 | 0 | 0 | 0 | 0 | 0 | 0 | 0 | 0 | 0 | 0 | 0 | 0 | 0 | 0 | 0 | 0 | 0 | 0 | 0
Industrial Sector Energy Related Emissions before CCS[electricity if,water and waste 36T39,NOx] | Industrial Sector Energy Related Emissions before CCS | electricity if | water and waste 36T39 | NOx |  | 0 | 0 | 0 | 0 | 0 | 0 | 0 | 0 | 0 | 0 | 0 | 0 | 0 | 0 | 0 | 0 | 0 | 0 | 0 | 0 | 0 | 0 | 0 | 0 | 0 | 0 | 0 | 0 | 0 | 0 | 0
Industrial Sector Energy Related Emissions before CCS[electricity if,water and waste 36T39,PM10] | Industrial Sector Energy Related Emissions before CCS | electricity if | water and waste 36T39 | PM10 |  | 0 | 0 | 0 | 0 | 0 | 0 | 0 | 0 | 0 | 0 | 0 | 0 | 0 | 0 | 0 | 0 | 0 | 0 | 0 | 0 | 0 | 0 | 0 | 0 | 0 | 0 | 0 | 0 | 0 | 0 | 0
Industrial Sector Energy Related Emissions before CCS[electricity if,water and waste 36T39,PM25] | Industrial Sector Energy Related Emissions before CCS | electricity if | water and waste 36T39 | PM25 |  | 0 | 0 | 0 | 0 | 0 | 0 | 0 | 0 | 0 | 0 | 0 | 0 | 0 | 0 | 0 | 0 | 0 | 0 | 0 | 0 | 0 | 0 | 0 | 0 | 0 | 0 | 0 | 0 | 0 | 0 | 0
Industrial Sector Energy Related Emissions before CCS[electricity if,water and waste 36T39,SOx] | Industrial Sector Energy Related Emissions before CCS | electricity if | water and waste 36T39 | SOx |  | 0 | 0 | 0 | 0 | 0 | 0 | 0 | 0 | 0 | 0 | 0 | 0 | 0 | 0 | 0 | 0 | 0 | 0 | 0 | 0 | 0 | 0 | 0 | 0 | 0 | 0 | 0 | 0 | 0 | 0 | 0
Industrial Sector Energy Related Emissions before CCS[electricity if,water and waste 36T39,BC] | Industrial Sector Energy Related Emissions before CCS | electricity if | water and waste 36T39 | BC |  | 0 | 0 | 0 | 0 | 0 | 0 | 0 | 0 | 0 | 0 | 0 | 0 | 0 | 0 | 0 | 0 | 0 | 0 | 0 | 0 | 0 | 0 | 0 | 0 | 0 | 0 | 0 | 0 | 0 | 0 | 0
Industrial Sector Energy Related Emissions before CCS[electricity if,water and waste 36T39,OC] | Industrial Sector Energy Related Emissions before CCS | electricity if | water and waste 36T39 | OC |  | 0 | 0 | 0 | 0 | 0 | 0 | 0 | 0 | 0 | 0 | 0 | 0 | 0 | 0 | 0 | 0 | 0 | 0 | 0 | 0 | 0 | 0 | 0 | 0 | 0 | 0 | 0 | 0 | 0 | 0 | 0
Industrial Sector Energy Related Emissions before CCS[electricity if,water and waste 36T39,CH4] | Industrial Sector Energy Related Emissions before CCS | electricity if | water and waste 36T39 | CH4 |  | 0 | 0 | 0 | 0 | 0 | 0 | 0 | 0 | 0 | 0 | 0 | 0 | 0 | 0 | 0 | 0 | 0 | 0 | 0 | 0 | 0 | 0 | 0 | 0 | 0 | 0 | 0 | 0 | 0 | 0 | 0
Industrial Sector Energy Related Emissions before CCS[electricity if,water and waste 36T39,N2O] | Industrial Sector Energy Related Emissions before CCS | electricity if | water and waste 36T39 | N2O |  | 0 | 0 | 0 | 0 | 0 | 0 | 0 | 0 | 0 | 0 | 0 | 0 | 0 | 0 | 0 | 0 | 0 | 0 | 0 | 0 | 0 | 0 | 0 | 0 | 0 | 0 | 0 | 0 | 0 | 0 | 0
Industrial Sector Energy Related Emissions before CCS[electricity if,water and waste 36T39,F gases] | Industrial Sector Energy Related Emissions before CCS | electricity if | water and waste 36T39 | F gases |  | 0 | 0 | 0 | 0 | 0 | 0 | 0 | 0 | 0 | 0 | 0 | 0 | 0 | 0 | 0 | 0 | 0 | 0 | 0 | 0 | 0 | 0 | 0 | 0 | 0 | 0 | 0 | 0 | 0 | 0 | 0
Industrial Sector Energy Related Emissions before CCS[electricity if,construction 41T43,CO2] | Industrial Sector Energy Related Emissions before CCS | electricity if | construction 41T43 | CO2 |  | 0 | 0 | 0 | 0 | 0 | 0 | 0 | 0 | 0 | 0 | 0 | 0 | 0 | 0 | 0 | 0 | 0 | 0 | 0 | 0 | 0 | 0 | 0 | 0 | 0 | 0 | 0 | 0 | 0 | 0 | 0
Industrial Sector Energy Related Emissions before CCS[electricity if,construction 41T43,VOC] | Industrial Sector Energy Related Emissions before CCS | electricity if | construction 41T43 | VOC |  | 0 | 0 | 0 | 0 | 0 | 0 | 0 | 0 | 0 | 0 | 0 | 0 | 0 | 0 | 0 | 0 | 0 | 0 | 0 | 0 | 0 | 0 | 0 | 0 | 0 | 0 | 0 | 0 | 0 | 0 | 0
Industrial Sector Energy Related Emissions before CCS[electricity if,construction 41T43,CO] | Industrial Sector Energy Related Emissions before CCS | electricity if | construction 41T43 | CO |  | 0 | 0 | 0 | 0 | 0 | 0 | 0 | 0 | 0 | 0 | 0 | 0 | 0 | 0 | 0 | 0 | 0 | 0 | 0 | 0 | 0 | 0 | 0 | 0 | 0 | 0 | 0 | 0 | 0 | 0 | 0
Industrial Sector Energy Related Emissions before CCS[electricity if,construction 41T43,NOx] | Industrial Sector Energy Related Emissions before CCS | electricity if | construction 41T43 | NOx |  | 0 | 0 | 0 | 0 | 0 | 0 | 0 | 0 | 0 | 0 | 0 | 0 | 0 | 0 | 0 | 0 | 0 | 0 | 0 | 0 | 0 | 0 | 0 | 0 | 0 | 0 | 0 | 0 | 0 | 0 | 0
Industrial Sector Energy Related Emissions before CCS[electricity if,construction 41T43,PM10] | Industrial Sector Energy Related Emissions before CCS | electricity if | construction 41T43 | PM10 |  | 0 | 0 | 0 | 0 | 0 | 0 | 0 | 0 | 0 | 0 | 0 | 0 | 0 | 0 | 0 | 0 | 0 | 0 | 0 | 0 | 0 | 0 | 0 | 0 | 0 | 0 | 0 | 0 | 0 | 0 | 0
Industrial Sector Energy Related Emissions before CCS[electricity if,construction 41T43,PM25] | Industrial Sector Energy Related Emissions before CCS | electricity if | construction 41T43 | PM25 |  | 0 | 0 | 0 | 0 | 0 | 0 | 0 | 0 | 0 | 0 | 0 | 0 | 0 | 0 | 0 | 0 | 0 | 0 | 0 | 0 | 0 | 0 | 0 | 0 | 0 | 0 | 0 | 0 | 0 | 0 | 0
Industrial Sector Energy Related Emissions before CCS[electricity if,construction 41T43,SOx] | Industrial Sector Energy Related Emissions before CCS | electricity if | construction 41T43 | SOx |  | 0 | 0 | 0 | 0 | 0 | 0 | 0 | 0 | 0 | 0 | 0 | 0 | 0 | 0 | 0 | 0 | 0 | 0 | 0 | 0 | 0 | 0 | 0 | 0 | 0 | 0 | 0 | 0 | 0 | 0 | 0
Industrial Sector Energy Related Emissions before CCS[electricity if,construction 41T43,BC] | Industrial Sector Energy Related Emissions before CCS | electricity if | construction 41T43 | BC |  | 0 | 0 | 0 | 0 | 0 | 0 | 0 | 0 | 0 | 0 | 0 | 0 | 0 | 0 | 0 | 0 | 0 | 0 | 0 | 0 | 0 | 0 | 0 | 0 | 0 | 0 | 0 | 0 | 0 | 0 | 0
Industrial Sector Energy Related Emissions before CCS[electricity if,construction 41T43,OC] | Industrial Sector Energy Related Emissions before CCS | electricity if | construction 41T43 | OC |  | 0 | 0 | 0 | 0 | 0 | 0 | 0 | 0 | 0 | 0 | 0 | 0 | 0 | 0 | 0 | 0 | 0 | 0 | 0 | 0 | 0 | 0 | 0 | 0 | 0 | 0 | 0 | 0 | 0 | 0 | 0
Industrial Sector Energy Related Emissions before CCS[electricity if,construction 41T43,CH4] | Industrial Sector Energy Related Emissions before CCS | electricity if | construction 41T43 | CH4 |  | 0 | 0 | 0 | 0 | 0 | 0 | 0 | 0 | 0 | 0 | 0 | 0 | 0 | 0 | 0 | 0 | 0 | 0 | 0 | 0 | 0 | 0 | 0 | 0 | 0 | 0 | 0 | 0 | 0 | 0 | 0
Industrial Sector Energy Related Emissions before CCS[electricity if,construction 41T43,N2O] | Industrial Sector Energy Related Emissions before CCS | electricity if | construction 41T43 | N2O |  | 0 | 0 | 0 | 0 | 0 | 0 | 0 | 0 | 0 | 0 | 0 | 0 | 0 | 0 | 0 | 0 | 0 | 0 | 0 | 0 | 0 | 0 | 0 | 0 | 0 | 0 | 0 | 0 | 0 | 0 | 0
Industrial Sector Energy Related Emissions before CCS[electricity if,construction 41T43,F gases] | Industrial Sector Energy Related Emissions before CCS | electricity if | construction 41T43 | F gases |  | 0 | 0 | 0 | 0 | 0 | 0 | 0 | 0 | 0 | 0 | 0 | 0 | 0 | 0 | 0 | 0 | 0 | 0 | 0 | 0 | 0 | 0 | 0 | 0 | 0 | 0 | 0 | 0 | 0 | 0 | 0
Industrial Sector Energy Related Emissions before CCS[hard coal if,agriculture and forestry 01T03,CO2] | Industrial Sector Energy Related Emissions before CCS | hard coal if | agriculture and forestry 01T03 | CO2 |  | 0 | 0 | 0 | 0 | 0 | 0 | 0 | 0 | 0 | 0 | 0 | 0 | 0 | 0 | 0 | 0 | 0 | 0 | 0 | 0 | 0 | 0 | 0 | 0 | 0 | 0 | 0 | 0 | 0 | 0 | 0
Industrial Sector Energy Related Emissions before CCS[hard coal if,agriculture and forestry 01T03,VOC] | Industrial Sector Energy Related Emissions before CCS | hard coal if | agriculture and forestry 01T03 | VOC |  | 0 | 0 | 0 | 0 | 0 | 0 | 0 | 0 | 0 | 0 | 0 | 0 | 0 | 0 | 0 | 0 | 0 | 0 | 0 | 0 | 0 | 0 | 0 | 0 | 0 | 0 | 0 | 0 | 0 | 0 | 0
Industrial Sector Energy Related Emissions before CCS[hard coal if,agriculture and forestry 01T03,CO] | Industrial Sector Energy Related Emissions before CCS | hard coal if | agriculture and forestry 01T03 | CO |  | 0 | 0 | 0 | 0 | 0 | 0 | 0 | 0 | 0 | 0 | 0 | 0 | 0 | 0 | 0 | 0 | 0 | 0 | 0 | 0 | 0 | 0 | 0 | 0 | 0 | 0 | 0 | 0 | 0 | 0 | 0
Industrial Sector Energy Related Emissions before CCS[hard coal if,agriculture and forestry 01T03,NOx] | Industrial Sector Energy Related Emissions before CCS | hard coal if | agriculture and forestry 01T03 | NOx |  | 0 | 0 | 0 | 0 | 0 | 0 | 0 | 0 | 0 | 0 | 0 | 0 | 0 | 0 | 0 | 0 | 0 | 0 | 0 | 0 | 0 | 0 | 0 | 0 | 0 | 0 | 0 | 0 | 0 | 0 | 0
Industrial Sector Energy Related Emissions before CCS[hard coal if,agriculture and forestry 01T03,PM10] | Industrial Sector Energy Related Emissions before CCS | hard coal if | agriculture and forestry 01T03 | PM10 |  | 0 | 0 | 0 | 0 | 0 | 0 | 0 | 0 | 0 | 0 | 0 | 0 | 0 | 0 | 0 | 0 | 0 | 0 | 0 | 0 | 0 | 0 | 0 | 0 | 0 | 0 | 0 | 0 | 0 | 0 | 0
Industrial Sector Energy Related Emissions before CCS[hard coal if,agriculture and forestry 01T03,PM25] | Industrial Sector Energy Related Emissions before CCS | hard coal if | agriculture and forestry 01T03 | PM25 |  | 0 | 0 | 0 | 0 | 0 | 0 | 0 | 0 | 0 | 0 | 0 | 0 | 0 | 0 | 0 | 0 | 0 | 0 | 0 | 0 | 0 | 0 | 0 | 0 | 0 | 0 | 0 | 0 | 0 | 0 | 0
Industrial Sector Energy Related Emissions before CCS[hard coal if,agriculture and forestry 01T03,SOx] | Industrial Sector Energy Related Emissions before CCS | hard coal if | agriculture and forestry 01T03 | SOx |  | 0 | 0 | 0 | 0 | 0 | 0 | 0 | 0 | 0 | 0 | 0 | 0 | 0 | 0 | 0 | 0 | 0 | 0 | 0 | 0 | 0 | 0 | 0 | 0 | 0 | 0 | 0 | 0 | 0 | 0 | 0
Industrial Sector Energy Related Emissions before CCS[hard coal if,agriculture and forestry 01T03,BC] | Industrial Sector Energy Related Emissions before CCS | hard coal if | agriculture and forestry 01T03 | BC |  | 0 | 0 | 0 | 0 | 0 | 0 | 0 | 0 | 0 | 0 | 0 | 0 | 0 | 0 | 0 | 0 | 0 | 0 | 0 | 0 | 0 | 0 | 0 | 0 | 0 | 0 | 0 | 0 | 0 | 0 | 0
Industrial Sector Energy Related Emissions before CCS[hard coal if,agriculture and forestry 01T03,OC] | Industrial Sector Energy Related Emissions before CCS | hard coal if | agriculture and forestry 01T03 | OC |  | 0 | 0 | 0 | 0 | 0 | 0 | 0 | 0 | 0 | 0 | 0 | 0 | 0 | 0 | 0 | 0 | 0 | 0 | 0 | 0 | 0 | 0 | 0 | 0 | 0 | 0 | 0 | 0 | 0 | 0 | 0
Industrial Sector Energy Related Emissions before CCS[hard coal if,agriculture and forestry 01T03,CH4] | Industrial Sector Energy Related Emissions before CCS | hard coal if | agriculture and forestry 01T03 | CH4 |  | 0 | 0 | 0 | 0 | 0 | 0 | 0 | 0 | 0 | 0 | 0 | 0 | 0 | 0 | 0 | 0 | 0 | 0 | 0 | 0 | 0 | 0 | 0 | 0 | 0 | 0 | 0 | 0 | 0 | 0 | 0
Industrial Sector Energy Related Emissions before CCS[hard coal if,agriculture and forestry 01T03,N2O] | Industrial Sector Energy Related Emissions before CCS | hard coal if | agriculture and forestry 01T03 | N2O |  | 0 | 0 | 0 | 0 | 0 | 0 | 0 | 0 | 0 | 0 | 0 | 0 | 0 | 0 | 0 | 0 | 0 | 0 | 0 | 0 | 0 | 0 | 0 | 0 | 0 | 0 | 0 | 0 | 0 | 0 | 0
Industrial Sector Energy Related Emissions before CCS[hard coal if,agriculture and forestry 01T03,F gases] | Industrial Sector Energy Related Emissions before CCS | hard coal if | agriculture and forestry 01T03 | F gases |  | 0 | 0 | 0 | 0 | 0 | 0 | 0 | 0 | 0 | 0 | 0 | 0 | 0 | 0 | 0 | 0 | 0 | 0 | 0 | 0 | 0 | 0 | 0 | 0 | 0 | 0 | 0 | 0 | 0 | 0 | 0
Industrial Sector Energy Related Emissions before CCS[hard coal if,coal mining 05,CO2] | Industrial Sector Energy Related Emissions before CCS | hard coal if | coal mining 05 | CO2 |  | 0 | 0 | 0 | 0 | 0 | 0 | 0 | 0 | 0 | 0 | 0 | 0 | 0 | 0 | 0 | 0 | 0 | 0 | 0 | 0 | 0 | 0 | 0 | 0 | 0 | 0 | 0 | 0 | 0 | 0 | 0
Industrial Sector Energy Related Emissions before CCS[hard coal if,coal mining 05,VOC] | Industrial Sector Energy Related Emissions before CCS | hard coal if | coal mining 05 | VOC |  | 0 | 0 | 0 | 0 | 0 | 0 | 0 | 0 | 0 | 0 | 0 | 0 | 0 | 0 | 0 | 0 | 0 | 0 | 0 | 0 | 0 | 0 | 0 | 0 | 0 | 0 | 0 | 0 | 0 | 0 | 0
Industrial Sector Energy Related Emissions before CCS[hard coal if,coal mining 05,CO] | Industrial Sector Energy Related Emissions before CCS | hard coal if | coal mining 05 | CO |  | 0 | 0 | 0 | 0 | 0 | 0 | 0 | 0 | 0 | 0 | 0 | 0 | 0 | 0 | 0 | 0 | 0 | 0 | 0 | 0 | 0 | 0 | 0 | 0 | 0 | 0 | 0 | 0 | 0 | 0 | 0
Industrial Sector Energy Related Emissions before CCS[hard coal if,coal mining 05,NOx] | Industrial Sector Energy Related Emissions before CCS | hard coal if | coal mining 05 | NOx |  | 0 | 0 | 0 | 0 | 0 | 0 | 0 | 0 | 0 | 0 | 0 | 0 | 0 | 0 | 0 | 0 | 0 | 0 | 0 | 0 | 0 | 0 | 0 | 0 | 0 | 0 | 0 | 0 | 0 | 0 | 0
Industrial Sector Energy Related Emissions before CCS[hard coal if,coal mining 05,PM10] | Industrial Sector Energy Related Emissions before CCS | hard coal if | coal mining 05 | PM10 |  | 0 | 0 | 0 | 0 | 0 | 0 | 0 | 0 | 0 | 0 | 0 | 0 | 0 | 0 | 0 | 0 | 0 | 0 | 0 | 0 | 0 | 0 | 0 | 0 | 0 | 0 | 0 | 0 | 0 | 0 | 0
Industrial Sector Energy Related Emissions before CCS[hard coal if,coal mining 05,PM25] | Industrial Sector Energy Related Emissions before CCS | hard coal if | coal mining 05 | PM25 |  | 0 | 0 | 0 | 0 | 0 | 0 | 0 | 0 | 0 | 0 | 0 | 0 | 0 | 0 | 0 | 0 | 0 | 0 | 0 | 0 | 0 | 0 | 0 | 0 | 0 | 0 | 0 | 0 | 0 | 0 | 0
Industrial Sector Energy Related Emissions before CCS[hard coal if,coal mining 05,SOx] | Industrial Sector Energy Related Emissions before CCS | hard coal if | coal mining 05 | SOx |  | 0 | 0 | 0 | 0 | 0 | 0 | 0 | 0 | 0 | 0 | 0 | 0 | 0 | 0 | 0 | 0 | 0 | 0 | 0 | 0 | 0 | 0 | 0 | 0 | 0 | 0 | 0 | 0 | 0 | 0 | 0
Industrial Sector Energy Related Emissions before CCS[hard coal if,coal mining 05,BC] | Industrial Sector Energy Related Emissions before CCS | hard coal if | coal mining 05 | BC |  | 0 | 0 | 0 | 0 | 0 | 0 | 0 | 0 | 0 | 0 | 0 | 0 | 0 | 0 | 0 | 0 | 0 | 0 | 0 | 0 | 0 | 0 | 0 | 0 | 0 | 0 | 0 | 0 | 0 | 0 | 0
Industrial Sector Energy Related Emissions before CCS[hard coal if,coal mining 05,OC] | Industrial Sector Energy Related Emissions before CCS | hard coal if | coal mining 05 | OC |  | 0 | 0 | 0 | 0 | 0 | 0 | 0 | 0 | 0 | 0 | 0 | 0 | 0 | 0 | 0 | 0 | 0 | 0 | 0 | 0 | 0 | 0 | 0 | 0 | 0 | 0 | 0 | 0 | 0 | 0 | 0
Industrial Sector Energy Related Emissions before CCS[hard coal if,coal mining 05,CH4] | Industrial Sector Energy Related Emissions before CCS | hard coal if | coal mining 05 | CH4 |  | 0 | 0 | 0 | 0 | 0 | 0 | 0 | 0 | 0 | 0 | 0 | 0 | 0 | 0 | 0 | 0 | 0 | 0 | 0 | 0 | 0 | 0 | 0 | 0 | 0 | 0 | 0 | 0 | 0 | 0 | 0
Industrial Sector Energy Related Emissions before CCS[hard coal if,coal mining 05,N2O] | Industrial Sector Energy Related Emissions before CCS | hard coal if | coal mining 05 | N2O |  | 0 | 0 | 0 | 0 | 0 | 0 | 0 | 0 | 0 | 0 | 0 | 0 | 0 | 0 | 0 | 0 | 0 | 0 | 0 | 0 | 0 | 0 | 0 | 0 | 0 | 0 | 0 | 0 | 0 | 0 | 0
Industrial Sector Energy Related Emissions before CCS[hard coal if,coal mining 05,F gases] | Industrial Sector Energy Related Emissions before CCS | hard coal if | coal mining 05 | F gases |  | 0 | 0 | 0 | 0 | 0 | 0 | 0 | 0 | 0 | 0 | 0 | 0 | 0 | 0 | 0 | 0 | 0 | 0 | 0 | 0 | 0 | 0 | 0 | 0 | 0 | 0 | 0 | 0 | 0 | 0 | 0
Industrial Sector Energy Related Emissions before CCS[hard coal if,oil and gas extraction 06,CO2] | Industrial Sector Energy Related Emissions before CCS | hard coal if | oil and gas extraction 06 | CO2 |  | 0 | 0 | 0 | 0 | 0 | 0 | 0 | 0 | 0 | 0 | 0 | 0 | 0 | 0 | 0 | 0 | 0 | 0 | 0 | 0 | 0 | 0 | 0 | 0 | 0 | 0 | 0 | 0 | 0 | 0 | 0
Industrial Sector Energy Related Emissions before CCS[hard coal if,oil and gas extraction 06,VOC] | Industrial Sector Energy Related Emissions before CCS | hard coal if | oil and gas extraction 06 | VOC |  | 0 | 0 | 0 | 0 | 0 | 0 | 0 | 0 | 0 | 0 | 0 | 0 | 0 | 0 | 0 | 0 | 0 | 0 | 0 | 0 | 0 | 0 | 0 | 0 | 0 | 0 | 0 | 0 | 0 | 0 | 0
Industrial Sector Energy Related Emissions before CCS[hard coal if,oil and gas extraction 06,CO] | Industrial Sector Energy Related Emissions before CCS | hard coal if | oil and gas extraction 06 | CO |  | 0 | 0 | 0 | 0 | 0 | 0 | 0 | 0 | 0 | 0 | 0 | 0 | 0 | 0 | 0 | 0 | 0 | 0 | 0 | 0 | 0 | 0 | 0 | 0 | 0 | 0 | 0 | 0 | 0 | 0 | 0
Industrial Sector Energy Related Emissions before CCS[hard coal if,oil and gas extraction 06,NOx] | Industrial Sector Energy Related Emissions before CCS | hard coal if | oil and gas extraction 06 | NOx |  | 0 | 0 | 0 | 0 | 0 | 0 | 0 | 0 | 0 | 0 | 0 | 0 | 0 | 0 | 0 | 0 | 0 | 0 | 0 | 0 | 0 | 0 | 0 | 0 | 0 | 0 | 0 | 0 | 0 | 0 | 0
Industrial Sector Energy Related Emissions before CCS[hard coal if,oil and gas extraction 06,PM10] | Industrial Sector Energy Related Emissions before CCS | hard coal if | oil and gas extraction 06 | PM10 |  | 0 | 0 | 0 | 0 | 0 | 0 | 0 | 0 | 0 | 0 | 0 | 0 | 0 | 0 | 0 | 0 | 0 | 0 | 0 | 0 | 0 | 0 | 0 | 0 | 0 | 0 | 0 | 0 | 0 | 0 | 0
Industrial Sector Energy Related Emissions before CCS[hard coal if,oil and gas extraction 06,PM25] | Industrial Sector Energy Related Emissions before CCS | hard coal if | oil and gas extraction 06 | PM25 |  | 0 | 0 | 0 | 0 | 0 | 0 | 0 | 0 | 0 | 0 | 0 | 0 | 0 | 0 | 0 | 0 | 0 | 0 | 0 | 0 | 0 | 0 | 0 | 0 | 0 | 0 | 0 | 0 | 0 | 0 | 0
Industrial Sector Energy Related Emissions before CCS[hard coal if,oil and gas extraction 06,SOx] | Industrial Sector Energy Related Emissions before CCS | hard coal if | oil and gas extraction 06 | SOx |  | 0 | 0 | 0 | 0 | 0 | 0 | 0 | 0 | 0 | 0 | 0 | 0 | 0 | 0 | 0 | 0 | 0 | 0 | 0 | 0 | 0 | 0 | 0 | 0 | 0 | 0 | 0 | 0 | 0 | 0 | 0
Industrial Sector Energy Related Emissions before CCS[hard coal if,oil and gas extraction 06,BC] | Industrial Sector Energy Related Emissions before CCS | hard coal if | oil and gas extraction 06 | BC |  | 0 | 0 | 0 | 0 | 0 | 0 | 0 | 0 | 0 | 0 | 0 | 0 | 0 | 0 | 0 | 0 | 0 | 0 | 0 | 0 | 0 | 0 | 0 | 0 | 0 | 0 | 0 | 0 | 0 | 0 | 0
Industrial Sector Energy Related Emissions before CCS[hard coal if,oil and gas extraction 06,OC] | Industrial Sector Energy Related Emissions before CCS | hard coal if | oil and gas extraction 06 | OC |  | 0 | 0 | 0 | 0 | 0 | 0 | 0 | 0 | 0 | 0 | 0 | 0 | 0 | 0 | 0 | 0 | 0 | 0 | 0 | 0 | 0 | 0 | 0 | 0 | 0 | 0 | 0 | 0 | 0 | 0 | 0
Industrial Sector Energy Related Emissions before CCS[hard coal if,oil and gas extraction 06,CH4] | Industrial Sector Energy Related Emissions before CCS | hard coal if | oil and gas extraction 06 | CH4 |  | 0 | 0 | 0 | 0 | 0 | 0 | 0 | 0 | 0 | 0 | 0 | 0 | 0 | 0 | 0 | 0 | 0 | 0 | 0 | 0 | 0 | 0 | 0 | 0 | 0 | 0 | 0 | 0 | 0 | 0 | 0
Industrial Sector Energy Related Emissions before CCS[hard coal if,oil and gas extraction 06,N2O] | Industrial Sector Energy Related Emissions before CCS | hard coal if | oil and gas extraction 06 | N2O |  | 0 | 0 | 0 | 0 | 0 | 0 | 0 | 0 | 0 | 0 | 0 | 0 | 0 | 0 | 0 | 0 | 0 | 0 | 0 | 0 | 0 | 0 | 0 | 0 | 0 | 0 | 0 | 0 | 0 | 0 | 0
Industrial Sector Energy Related Emissions before CCS[hard coal if,oil and gas extraction 06,F gases] | Industrial Sector Energy Related Emissions before CCS | hard coal if | oil and gas extraction 06 | F gases |  | 0 | 0 | 0 | 0 | 0 | 0 | 0 | 0 | 0 | 0 | 0 | 0 | 0 | 0 | 0 | 0 | 0 | 0 | 0 | 0 | 0 | 0 | 0 | 0 | 0 | 0 | 0 | 0 | 0 | 0 | 0
Industrial Sector Energy Related Emissions before CCS[hard coal if,other mining and quarrying 07T08,CO2] | Industrial Sector Energy Related Emissions before CCS | hard coal if | other mining and quarrying 07T08 | CO2 |  | 0 | 0 | 0 | 0 | 0 | 0 | 0 | 0 | 0 | 0 | 0 | 0 | 0 | 0 | 0 | 0 | 0 | 0 | 0 | 0 | 0 | 0 | 0 | 0 | 0 | 0 | 0 | 0 | 0 | 0 | 0
Industrial Sector Energy Related Emissions before CCS[hard coal if,other mining and quarrying 07T08,VOC] | Industrial Sector Energy Related Emissions before CCS | hard coal if | other mining and quarrying 07T08 | VOC |  | 0 | 0 | 0 | 0 | 0 | 0 | 0 | 0 | 0 | 0 | 0 | 0 | 0 | 0 | 0 | 0 | 0 | 0 | 0 | 0 | 0 | 0 | 0 | 0 | 0 | 0 | 0 | 0 | 0 | 0 | 0
Industrial Sector Energy Related Emissions before CCS[hard coal if,other mining and quarrying 07T08,CO] | Industrial Sector Energy Related Emissions before CCS | hard coal if | other mining and quarrying 07T08 | CO |  | 0 | 0 | 0 | 0 | 0 | 0 | 0 | 0 | 0 | 0 | 0 | 0 | 0 | 0 | 0 | 0 | 0 | 0 | 0 | 0 | 0 | 0 | 0 | 0 | 0 | 0 | 0 | 0 | 0 | 0 | 0
Industrial Sector Energy Related Emissions before CCS[hard coal if,other mining and quarrying 07T08,NOx] | Industrial Sector Energy Related Emissions before CCS | hard coal if | other mining and quarrying 07T08 | NOx |  | 0 | 0 | 0 | 0 | 0 | 0 | 0 | 0 | 0 | 0 | 0 | 0 | 0 | 0 | 0 | 0 | 0 | 0 | 0 | 0 | 0 | 0 | 0 | 0 | 0 | 0 | 0 | 0 | 0 | 0 | 0
Industrial Sector Energy Related Emissions before CCS[hard coal if,other mining and quarrying 07T08,PM10] | Industrial Sector Energy Related Emissions before CCS | hard coal if | other mining and quarrying 07T08 | PM10 |  | 0 | 0 | 0 | 0 | 0 | 0 | 0 | 0 | 0 | 0 | 0 | 0 | 0 | 0 | 0 | 0 | 0 | 0 | 0 | 0 | 0 | 0 | 0 | 0 | 0 | 0 | 0 | 0 | 0 | 0 | 0
Industrial Sector Energy Related Emissions before CCS[hard coal if,other mining and quarrying 07T08,PM25] | Industrial Sector Energy Related Emissions before CCS | hard coal if | other mining and quarrying 07T08 | PM25 |  | 0 | 0 | 0 | 0 | 0 | 0 | 0 | 0 | 0 | 0 | 0 | 0 | 0 | 0 | 0 | 0 | 0 | 0 | 0 | 0 | 0 | 0 | 0 | 0 | 0 | 0 | 0 | 0 | 0 | 0 | 0
Industrial Sector Energy Related Emissions before CCS[hard coal if,other mining and quarrying 07T08,SOx] | Industrial Sector Energy Related Emissions before CCS | hard coal if | other mining and quarrying 07T08 | SOx |  | 0 | 0 | 0 | 0 | 0 | 0 | 0 | 0 | 0 | 0 | 0 | 0 | 0 | 0 | 0 | 0 | 0 | 0 | 0 | 0 | 0 | 0 | 0 | 0 | 0 | 0 | 0 | 0 | 0 | 0 | 0
Industrial Sector Energy Related Emissions before CCS[hard coal if,other mining and quarrying 07T08,BC] | Industrial Sector Energy Related Emissions before CCS | hard coal if | other mining and quarrying 07T08 | BC |  | 0 | 0 | 0 | 0 | 0 | 0 | 0 | 0 | 0 | 0 | 0 | 0 | 0 | 0 | 0 | 0 | 0 | 0 | 0 | 0 | 0 | 0 | 0 | 0 | 0 | 0 | 0 | 0 | 0 | 0 | 0
Industrial Sector Energy Related Emissions before CCS[hard coal if,other mining and quarrying 07T08,OC] | Industrial Sector Energy Related Emissions before CCS | hard coal if | other mining and quarrying 07T08 | OC |  | 0 | 0 | 0 | 0 | 0 | 0 | 0 | 0 | 0 | 0 | 0 | 0 | 0 | 0 | 0 | 0 | 0 | 0 | 0 | 0 | 0 | 0 | 0 | 0 | 0 | 0 | 0 | 0 | 0 | 0 | 0
Industrial Sector Energy Related Emissions before CCS[hard coal if,other mining and quarrying 07T08,CH4] | Industrial Sector Energy Related Emissions before CCS | hard coal if | other mining and quarrying 07T08 | CH4 |  | 0 | 0 | 0 | 0 | 0 | 0 | 0 | 0 | 0 | 0 | 0 | 0 | 0 | 0 | 0 | 0 | 0 | 0 | 0 | 0 | 0 | 0 | 0 | 0 | 0 | 0 | 0 | 0 | 0 | 0 | 0
Industrial Sector Energy Related Emissions before CCS[hard coal if,other mining and quarrying 07T08,N2O] | Industrial Sector Energy Related Emissions before CCS | hard coal if | other mining and quarrying 07T08 | N2O |  | 0 | 0 | 0 | 0 | 0 | 0 | 0 | 0 | 0 | 0 | 0 | 0 | 0 | 0 | 0 | 0 | 0 | 0 | 0 | 0 | 0 | 0 | 0 | 0 | 0 | 0 | 0 | 0 | 0 | 0 | 0
Industrial Sector Energy Related Emissions before CCS[hard coal if,other mining and quarrying 07T08,F gases] | Industrial Sector Energy Related Emissions before CCS | hard coal if | other mining and quarrying 07T08 | F gases |  | 0 | 0 | 0 | 0 | 0 | 0 | 0 | 0 | 0 | 0 | 0 | 0 | 0 | 0 | 0 | 0 | 0 | 0 | 0 | 0 | 0 | 0 | 0 | 0 | 0 | 0 | 0 | 0 | 0 | 0 | 0
Industrial Sector Energy Related Emissions before CCS[hard coal if,food beverage and tobacco 10T12,CO2] | Industrial Sector Energy Related Emissions before CCS | hard coal if | food beverage and tobacco 10T12 | CO2 |  | 0 | 0 | 0 | 0 | 0 | 0 | 0 | 0 | 0 | 0 | 0 | 0 | 0 | 0 | 0 | 0 | 0 | 0 | 0 | 0 | 0 | 0 | 0 | 0 | 0 | 0 | 0 | 0 | 0 | 0 | 0
Industrial Sector Energy Related Emissions before CCS[hard coal if,food beverage and tobacco 10T12,VOC] | Industrial Sector Energy Related Emissions before CCS | hard coal if | food beverage and tobacco 10T12 | VOC |  | 0 | 0 | 0 | 0 | 0 | 0 | 0 | 0 | 0 | 0 | 0 | 0 | 0 | 0 | 0 | 0 | 0 | 0 | 0 | 0 | 0 | 0 | 0 | 0 | 0 | 0 | 0 | 0 | 0 | 0 | 0
Industrial Sector Energy Related Emissions before CCS[hard coal if,food beverage and tobacco 10T12,CO] | Industrial Sector Energy Related Emissions before CCS | hard coal if | food beverage and tobacco 10T12 | CO |  | 0 | 0 | 0 | 0 | 0 | 0 | 0 | 0 | 0 | 0 | 0 | 0 | 0 | 0 | 0 | 0 | 0 | 0 | 0 | 0 | 0 | 0 | 0 | 0 | 0 | 0 | 0 | 0 | 0 | 0 | 0
Industrial Sector Energy Related Emissions before CCS[hard coal if,food beverage and tobacco 10T12,NOx] | Industrial Sector Energy Related Emissions before CCS | hard coal if | food beverage and tobacco 10T12 | NOx |  | 0 | 0 | 0 | 0 | 0 | 0 | 0 | 0 | 0 | 0 | 0 | 0 | 0 | 0 | 0 | 0 | 0 | 0 | 0 | 0 | 0 | 0 | 0 | 0 | 0 | 0 | 0 | 0 | 0 | 0 | 0
Industrial Sector Energy Related Emissions before CCS[hard coal if,food beverage and tobacco 10T12,PM10] | Industrial Sector Energy Related Emissions before CCS | hard coal if | food beverage and tobacco 10T12 | PM10 |  | 0 | 0 | 0 | 0 | 0 | 0 | 0 | 0 | 0 | 0 | 0 | 0 | 0 | 0 | 0 | 0 | 0 | 0 | 0 | 0 | 0 | 0 | 0 | 0 | 0 | 0 | 0 | 0 | 0 | 0 | 0
Industrial Sector Energy Related Emissions before CCS[hard coal if,food beverage and tobacco 10T12,PM25] | Industrial Sector Energy Related Emissions before CCS | hard coal if | food beverage and tobacco 10T12 | PM25 |  | 0 | 0 | 0 | 0 | 0 | 0 | 0 | 0 | 0 | 0 | 0 | 0 | 0 | 0 | 0 | 0 | 0 | 0 | 0 | 0 | 0 | 0 | 0 | 0 | 0 | 0 | 0 | 0 | 0 | 0 | 0
Industrial Sector Energy Related Emissions before CCS[hard coal if,food beverage and tobacco 10T12,SOx] | Industrial Sector Energy Related Emissions before CCS | hard coal if | food beverage and tobacco 10T12 | SOx |  | 0 | 0 | 0 | 0 | 0 | 0 | 0 | 0 | 0 | 0 | 0 | 0 | 0 | 0 | 0 | 0 | 0 | 0 | 0 | 0 | 0 | 0 | 0 | 0 | 0 | 0 | 0 | 0 | 0 | 0 | 0
Industrial Sector Energy Related Emissions before CCS[hard coal if,food beverage and tobacco 10T12,BC] | Industrial Sector Energy Related Emissions before CCS | hard coal if | food beverage and tobacco 10T12 | BC |  | 0 | 0 | 0 | 0 | 0 | 0 | 0 | 0 | 0 | 0 | 0 | 0 | 0 | 0 | 0 | 0 | 0 | 0 | 0 | 0 | 0 | 0 | 0 | 0 | 0 | 0 | 0 | 0 | 0 | 0 | 0
Industrial Sector Energy Related Emissions before CCS[hard coal if,food beverage and tobacco 10T12,OC] | Industrial Sector Energy Related Emissions before CCS | hard coal if | food beverage and tobacco 10T12 | OC |  | 0 | 0 | 0 | 0 | 0 | 0 | 0 | 0 | 0 | 0 | 0 | 0 | 0 | 0 | 0 | 0 | 0 | 0 | 0 | 0 | 0 | 0 | 0 | 0 | 0 | 0 | 0 | 0 | 0 | 0 | 0
Industrial Sector Energy Related Emissions before CCS[hard coal if,food beverage and tobacco 10T12,CH4] | Industrial Sector Energy Related Emissions before CCS | hard coal if | food beverage and tobacco 10T12 | CH4 |  | 0 | 0 | 0 | 0 | 0 | 0 | 0 | 0 | 0 | 0 | 0 | 0 | 0 | 0 | 0 | 0 | 0 | 0 | 0 | 0 | 0 | 0 | 0 | 0 | 0 | 0 | 0 | 0 | 0 | 0 | 0
Industrial Sector Energy Related Emissions before CCS[hard coal if,food beverage and tobacco 10T12,N2O] | Industrial Sector Energy Related Emissions before CCS | hard coal if | food beverage and tobacco 10T12 | N2O |  | 0 | 0 | 0 | 0 | 0 | 0 | 0 | 0 | 0 | 0 | 0 | 0 | 0 | 0 | 0 | 0 | 0 | 0 | 0 | 0 | 0 | 0 | 0 | 0 | 0 | 0 | 0 | 0 | 0 | 0 | 0
Industrial Sector Energy Related Emissions before CCS[hard coal if,food beverage and tobacco 10T12,F gases] | Industrial Sector Energy Related Emissions before CCS | hard coal if | food beverage and tobacco 10T12 | F gases |  | 0 | 0 | 0 | 0 | 0 | 0 | 0 | 0 | 0 | 0 | 0 | 0 | 0 | 0 | 0 | 0 | 0 | 0 | 0 | 0 | 0 | 0 | 0 | 0 | 0 | 0 | 0 | 0 | 0 | 0 | 0
Industrial Sector Energy Related Emissions before CCS[hard coal if,textiles apparel and leather 13T15,CO2] | Industrial Sector Energy Related Emissions before CCS | hard coal if | textiles apparel and leather 13T15 | CO2 |  | 0 | 0 | 0 | 0 | 0 | 0 | 0 | 0 | 0 | 0 | 0 | 0 | 0 | 0 | 0 | 0 | 0 | 0 | 0 | 0 | 0 | 0 | 0 | 0 | 0 | 0 | 0 | 0 | 0 | 0 | 0
Industrial Sector Energy Related Emissions before CCS[hard coal if,textiles apparel and leather 13T15,VOC] | Industrial Sector Energy Related Emissions before CCS | hard coal if | textiles apparel and leather 13T15 | VOC |  | 0 | 0 | 0 | 0 | 0 | 0 | 0 | 0 | 0 | 0 | 0 | 0 | 0 | 0 | 0 | 0 | 0 | 0 | 0 | 0 | 0 | 0 | 0 | 0 | 0 | 0 | 0 | 0 | 0 | 0 | 0
Industrial Sector Energy Related Emissions before CCS[hard coal if,textiles apparel and leather 13T15,CO] | Industrial Sector Energy Related Emissions before CCS | hard coal if | textiles apparel and leather 13T15 | CO |  | 0 | 0 | 0 | 0 | 0 | 0 | 0 | 0 | 0 | 0 | 0 | 0 | 0 | 0 | 0 | 0 | 0 | 0 | 0 | 0 | 0 | 0 | 0 | 0 | 0 | 0 | 0 | 0 | 0 | 0 | 0
Industrial Sector Energy Related Emissions before CCS[hard coal if,textiles apparel and leather 13T15,NOx] | Industrial Sector Energy Related Emissions before CCS | hard coal if | textiles apparel and leather 13T15 | NOx |  | 0 | 0 | 0 | 0 | 0 | 0 | 0 | 0 | 0 | 0 | 0 | 0 | 0 | 0 | 0 | 0 | 0 | 0 | 0 | 0 | 0 | 0 | 0 | 0 | 0 | 0 | 0 | 0 | 0 | 0 | 0
Industrial Sector Energy Related Emissions before CCS[hard coal if,textiles apparel and leather 13T15,PM10] | Industrial Sector Energy Related Emissions before CCS | hard coal if | textiles apparel and leather 13T15 | PM10 |  | 0 | 0 | 0 | 0 | 0 | 0 | 0 | 0 | 0 | 0 | 0 | 0 | 0 | 0 | 0 | 0 | 0 | 0 | 0 | 0 | 0 | 0 | 0 | 0 | 0 | 0 | 0 | 0 | 0 | 0 | 0
Industrial Sector Energy Related Emissions before CCS[hard coal if,textiles apparel and leather 13T15,PM25] | Industrial Sector Energy Related Emissions before CCS | hard coal if | textiles apparel and leather 13T15 | PM25 |  | 0 | 0 | 0 | 0 | 0 | 0 | 0 | 0 | 0 | 0 | 0 | 0 | 0 | 0 | 0 | 0 | 0 | 0 | 0 | 0 | 0 | 0 | 0 | 0 | 0 | 0 | 0 | 0 | 0 | 0 | 0
Industrial Sector Energy Related Emissions before CCS[hard coal if,textiles apparel and leather 13T15,SOx] | Industrial Sector Energy Related Emissions before CCS | hard coal if | textiles apparel and leather 13T15 | SOx |  | 0 | 0 | 0 | 0 | 0 | 0 | 0 | 0 | 0 | 0 | 0 | 0 | 0 | 0 | 0 | 0 | 0 | 0 | 0 | 0 | 0 | 0 | 0 | 0 | 0 | 0 | 0 | 0 | 0 | 0 | 0
Industrial Sector Energy Related Emissions before CCS[hard coal if,textiles apparel and leather 13T15,BC] | Industrial Sector Energy Related Emissions before CCS | hard coal if | textiles apparel and leather 13T15 | BC |  | 0 | 0 | 0 | 0 | 0 | 0 | 0 | 0 | 0 | 0 | 0 | 0 | 0 | 0 | 0 | 0 | 0 | 0 | 0 | 0 | 0 | 0 | 0 | 0 | 0 | 0 | 0 | 0 | 0 | 0 | 0
Industrial Sector Energy Related Emissions before CCS[hard coal if,textiles apparel and leather 13T15,OC] | Industrial Sector Energy Related Emissions before CCS | hard coal if | textiles apparel and leather 13T15 | OC |  | 0 | 0 | 0 | 0 | 0 | 0 | 0 | 0 | 0 | 0 | 0 | 0 | 0 | 0 | 0 | 0 | 0 | 0 | 0 | 0 | 0 | 0 | 0 | 0 | 0 | 0 | 0 | 0 | 0 | 0 | 0
Industrial Sector Energy Related Emissions before CCS[hard coal if,textiles apparel and leather 13T15,CH4] | Industrial Sector Energy Related Emissions before CCS | hard coal if | textiles apparel and leather 13T15 | CH4 |  | 0 | 0 | 0 | 0 | 0 | 0 | 0 | 0 | 0 | 0 | 0 | 0 | 0 | 0 | 0 | 0 | 0 | 0 | 0 | 0 | 0 | 0 | 0 | 0 | 0 | 0 | 0 | 0 | 0 | 0 | 0
Industrial Sector Energy Related Emissions before CCS[hard coal if,textiles apparel and leather 13T15,N2O] | Industrial Sector Energy Related Emissions before CCS | hard coal if | textiles apparel and leather 13T15 | N2O |  | 0 | 0 | 0 | 0 | 0 | 0 | 0 | 0 | 0 | 0 | 0 | 0 | 0 | 0 | 0 | 0 | 0 | 0 | 0 | 0 | 0 | 0 | 0 | 0 | 0 | 0 | 0 | 0 | 0 | 0 | 0
Industrial Sector Energy Related Emissions before CCS[hard coal if,textiles apparel and leather 13T15,F gases] | Industrial Sector Energy Related Emissions before CCS | hard coal if | textiles apparel and leather 13T15 | F gases |  | 0 | 0 | 0 | 0 | 0 | 0 | 0 | 0 | 0 | 0 | 0 | 0 | 0 | 0 | 0 | 0 | 0 | 0 | 0 | 0 | 0 | 0 | 0 | 0 | 0 | 0 | 0 | 0 | 0 | 0 | 0
Industrial Sector Energy Related Emissions before CCS[hard coal if,wood products 16,CO2] | Industrial Sector Energy Related Emissions before CCS | hard coal if | wood products 16 | CO2 |  | 0 | 0 | 0 | 0 | 0 | 0 | 0 | 0 | 0 | 0 | 0 | 0 | 0 | 0 | 0 | 0 | 0 | 0 | 0 | 0 | 0 | 0 | 0 | 0 | 0 | 0 | 0 | 0 | 0 | 0 | 0
Industrial Sector Energy Related Emissions before CCS[hard coal if,wood products 16,VOC] | Industrial Sector Energy Related Emissions before CCS | hard coal if | wood products 16 | VOC |  | 0 | 0 | 0 | 0 | 0 | 0 | 0 | 0 | 0 | 0 | 0 | 0 | 0 | 0 | 0 | 0 | 0 | 0 | 0 | 0 | 0 | 0 | 0 | 0 | 0 | 0 | 0 | 0 | 0 | 0 | 0
Industrial Sector Energy Related Emissions before CCS[hard coal if,wood products 16,CO] | Industrial Sector Energy Related Emissions before CCS | hard coal if | wood products 16 | CO |  | 0 | 0 | 0 | 0 | 0 | 0 | 0 | 0 | 0 | 0 | 0 | 0 | 0 | 0 | 0 | 0 | 0 | 0 | 0 | 0 | 0 | 0 | 0 | 0 | 0 | 0 | 0 | 0 | 0 | 0 | 0
Industrial Sector Energy Related Emissions before CCS[hard coal if,wood products 16,NOx] | Industrial Sector Energy Related Emissions before CCS | hard coal if | wood products 16 | NOx |  | 0 | 0 | 0 | 0 | 0 | 0 | 0 | 0 | 0 | 0 | 0 | 0 | 0 | 0 | 0 | 0 | 0 | 0 | 0 | 0 | 0 | 0 | 0 | 0 | 0 | 0 | 0 | 0 | 0 | 0 | 0
Industrial Sector Energy Related Emissions before CCS[hard coal if,wood products 16,PM10] | Industrial Sector Energy Related Emissions before CCS | hard coal if | wood products 16 | PM10 |  | 0 | 0 | 0 | 0 | 0 | 0 | 0 | 0 | 0 | 0 | 0 | 0 | 0 | 0 | 0 | 0 | 0 | 0 | 0 | 0 | 0 | 0 | 0 | 0 | 0 | 0 | 0 | 0 | 0 | 0 | 0
Industrial Sector Energy Related Emissions before CCS[hard coal if,wood products 16,PM25] | Industrial Sector Energy Related Emissions before CCS | hard coal if | wood products 16 | PM25 |  | 0 | 0 | 0 | 0 | 0 | 0 | 0 | 0 | 0 | 0 | 0 | 0 | 0 | 0 | 0 | 0 | 0 | 0 | 0 | 0 | 0 | 0 | 0 | 0 | 0 | 0 | 0 | 0 | 0 | 0 | 0
Industrial Sector Energy Related Emissions before CCS[hard coal if,wood products 16,SOx] | Industrial Sector Energy Related Emissions before CCS | hard coal if | wood products 16 | SOx |  | 0 | 0 | 0 | 0 | 0 | 0 | 0 | 0 | 0 | 0 | 0 | 0 | 0 | 0 | 0 | 0 | 0 | 0 | 0 | 0 | 0 | 0 | 0 | 0 | 0 | 0 | 0 | 0 | 0 | 0 | 0
Industrial Sector Energy Related Emissions before CCS[hard coal if,wood products 16,BC] | Industrial Sector Energy Related Emissions before CCS | hard coal if | wood products 16 | BC |  | 0 | 0 | 0 | 0 | 0 | 0 | 0 | 0 | 0 | 0 | 0 | 0 | 0 | 0 | 0 | 0 | 0 | 0 | 0 | 0 | 0 | 0 | 0 | 0 | 0 | 0 | 0 | 0 | 0 | 0 | 0
Industrial Sector Energy Related Emissions before CCS[hard coal if,wood products 16,OC] | Industrial Sector Energy Related Emissions before CCS | hard coal if | wood products 16 | OC |  | 0 | 0 | 0 | 0 | 0 | 0 | 0 | 0 | 0 | 0 | 0 | 0 | 0 | 0 | 0 | 0 | 0 | 0 | 0 | 0 | 0 | 0 | 0 | 0 | 0 | 0 | 0 | 0 | 0 | 0 | 0
Industrial Sector Energy Related Emissions before CCS[hard coal if,wood products 16,CH4] | Industrial Sector Energy Related Emissions before CCS | hard coal if | wood products 16 | CH4 |  | 0 | 0 | 0 | 0 | 0 | 0 | 0 | 0 | 0 | 0 | 0 | 0 | 0 | 0 | 0 | 0 | 0 | 0 | 0 | 0 | 0 | 0 | 0 | 0 | 0 | 0 | 0 | 0 | 0 | 0 | 0
Industrial Sector Energy Related Emissions before CCS[hard coal if,wood products 16,N2O] | Industrial Sector Energy Related Emissions before CCS | hard coal if | wood products 16 | N2O |  | 0 | 0 | 0 | 0 | 0 | 0 | 0 | 0 | 0 | 0 | 0 | 0 | 0 | 0 | 0 | 0 | 0 | 0 | 0 | 0 | 0 | 0 | 0 | 0 | 0 | 0 | 0 | 0 | 0 | 0 | 0
Industrial Sector Energy Related Emissions before CCS[hard coal if,wood products 16,F gases] | Industrial Sector Energy Related Emissions before CCS | hard coal if | wood products 16 | F gases |  | 0 | 0 | 0 | 0 | 0 | 0 | 0 | 0 | 0 | 0 | 0 | 0 | 0 | 0 | 0 | 0 | 0 | 0 | 0 | 0 | 0 | 0 | 0 | 0 | 0 | 0 | 0 | 0 | 0 | 0 | 0
Industrial Sector Energy Related Emissions before CCS[hard coal if,pulp paper and printing 17T18,CO2] | Industrial Sector Energy Related Emissions before CCS | hard coal if | pulp paper and printing 17T18 | CO2 |  | 0 | 0 | 0 | 0 | 0 | 0 | 0 | 0 | 0 | 0 | 0 | 0 | 0 | 0 | 0 | 0 | 0 | 0 | 0 | 0 | 0 | 0 | 0 | 0 | 0 | 0 | 0 | 0 | 0 | 0 | 0
Industrial Sector Energy Related Emissions before CCS[hard coal if,pulp paper and printing 17T18,VOC] | Industrial Sector Energy Related Emissions before CCS | hard coal if | pulp paper and printing 17T18 | VOC |  | 0 | 0 | 0 | 0 | 0 | 0 | 0 | 0 | 0 | 0 | 0 | 0 | 0 | 0 | 0 | 0 | 0 | 0 | 0 | 0 | 0 | 0 | 0 | 0 | 0 | 0 | 0 | 0 | 0 | 0 | 0
Industrial Sector Energy Related Emissions before CCS[hard coal if,pulp paper and printing 17T18,CO] | Industrial Sector Energy Related Emissions before CCS | hard coal if | pulp paper and printing 17T18 | CO |  | 0 | 0 | 0 | 0 | 0 | 0 | 0 | 0 | 0 | 0 | 0 | 0 | 0 | 0 | 0 | 0 | 0 | 0 | 0 | 0 | 0 | 0 | 0 | 0 | 0 | 0 | 0 | 0 | 0 | 0 | 0
Industrial Sector Energy Related Emissions before CCS[hard coal if,pulp paper and printing 17T18,NOx] | Industrial Sector Energy Related Emissions before CCS | hard coal if | pulp paper and printing 17T18 | NOx |  | 0 | 0 | 0 | 0 | 0 | 0 | 0 | 0 | 0 | 0 | 0 | 0 | 0 | 0 | 0 | 0 | 0 | 0 | 0 | 0 | 0 | 0 | 0 | 0 | 0 | 0 | 0 | 0 | 0 | 0 | 0
Industrial Sector Energy Related Emissions before CCS[hard coal if,pulp paper and printing 17T18,PM10] | Industrial Sector Energy Related Emissions before CCS | hard coal if | pulp paper and printing 17T18 | PM10 |  | 0 | 0 | 0 | 0 | 0 | 0 | 0 | 0 | 0 | 0 | 0 | 0 | 0 | 0 | 0 | 0 | 0 | 0 | 0 | 0 | 0 | 0 | 0 | 0 | 0 | 0 | 0 | 0 | 0 | 0 | 0
Industrial Sector Energy Related Emissions before CCS[hard coal if,pulp paper and printing 17T18,PM25] | Industrial Sector Energy Related Emissions before CCS | hard coal if | pulp paper and printing 17T18 | PM25 |  | 0 | 0 | 0 | 0 | 0 | 0 | 0 | 0 | 0 | 0 | 0 | 0 | 0 | 0 | 0 | 0 | 0 | 0 | 0 | 0 | 0 | 0 | 0 | 0 | 0 | 0 | 0 | 0 | 0 | 0 | 0
Industrial Sector Energy Related Emissions before CCS[hard coal if,pulp paper and printing 17T18,SOx] | Industrial Sector Energy Related Emissions before CCS | hard coal if | pulp paper and printing 17T18 | SOx |  | 0 | 0 | 0 | 0 | 0 | 0 | 0 | 0 | 0 | 0 | 0 | 0 | 0 | 0 | 0 | 0 | 0 | 0 | 0 | 0 | 0 | 0 | 0 | 0 | 0 | 0 | 0 | 0 | 0 | 0 | 0
Industrial Sector Energy Related Emissions before CCS[hard coal if,pulp paper and printing 17T18,BC] | Industrial Sector Energy Related Emissions before CCS | hard coal if | pulp paper and printing 17T18 | BC |  | 0 | 0 | 0 | 0 | 0 | 0 | 0 | 0 | 0 | 0 | 0 | 0 | 0 | 0 | 0 | 0 | 0 | 0 | 0 | 0 | 0 | 0 | 0 | 0 | 0 | 0 | 0 | 0 | 0 | 0 | 0
Industrial Sector Energy Related Emissions before CCS[hard coal if,pulp paper and printing 17T18,OC] | Industrial Sector Energy Related Emissions before CCS | hard coal if | pulp paper and printing 17T18 | OC |  | 0 | 0 | 0 | 0 | 0 | 0 | 0 | 0 | 0 | 0 | 0 | 0 | 0 | 0 | 0 | 0 | 0 | 0 | 0 | 0 | 0 | 0 | 0 | 0 | 0 | 0 | 0 | 0 | 0 | 0 | 0
Industrial Sector Energy Related Emissions before CCS[hard coal if,pulp paper and printing 17T18,CH4] | Industrial Sector Energy Related Emissions before CCS | hard coal if | pulp paper and printing 17T18 | CH4 |  | 0 | 0 | 0 | 0 | 0 | 0 | 0 | 0 | 0 | 0 | 0 | 0 | 0 | 0 | 0 | 0 | 0 | 0 | 0 | 0 | 0 | 0 | 0 | 0 | 0 | 0 | 0 | 0 | 0 | 0 | 0
Industrial Sector Energy Related Emissions before CCS[hard coal if,pulp paper and printing 17T18,N2O] | Industrial Sector Energy Related Emissions before CCS | hard coal if | pulp paper and printing 17T18 | N2O |  | 0 | 0 | 0 | 0 | 0 | 0 | 0 | 0 | 0 | 0 | 0 | 0 | 0 | 0 | 0 | 0 | 0 | 0 | 0 | 0 | 0 | 0 | 0 | 0 | 0 | 0 | 0 | 0 | 0 | 0 | 0
Industrial Sector Energy Related Emissions before CCS[hard coal if,pulp paper and printing 17T18,F gases] | Industrial Sector Energy Related Emissions before CCS | hard coal if | pulp paper and printing 17T18 | F gases |  | 0 | 0 | 0 | 0 | 0 | 0 | 0 | 0 | 0 | 0 | 0 | 0 | 0 | 0 | 0 | 0 | 0 | 0 | 0 | 0 | 0 | 0 | 0 | 0 | 0 | 0 | 0 | 0 | 0 | 0 | 0
Industrial Sector Energy Related Emissions before CCS[hard coal if,refined petroleum and coke 19,CO2] | Industrial Sector Energy Related Emissions before CCS | hard coal if | refined petroleum and coke 19 | CO2 |  | 5498550000000 | 5499760000000 | 5500140000000 | 5500640000000 | 5500930000000 | 5501170000000 | 5501370000000 | 5501600000000 | 5501540000000 | 5503060000000 | 5504420000000 | 5505730000000 | 5507180000000 | 5508460000000 | 5509710000000 | 5510820000000 | 5512140000000 | 5511940000000 | 5511730000000 | 5511630000000 | 5511470000000 | 5511460000000 | 5511340000000 | 5511200000000 | 5511060000000 | 3817430000000 | 4156020000000 | 3817350000000 | 3478580000000 | 3139820000000 | 2801110000000
Industrial Sector Energy Related Emissions before CCS[hard coal if,refined petroleum and coke 19,VOC] | Industrial Sector Energy Related Emissions before CCS | hard coal if | refined petroleum and coke 19 | VOC |  | 25788100 | 25793700 | 25795500 | 25797900 | 25799200 | 25800300 | 25801300 | 25802400 | 25802100 | 25809200 | 25815600 | 25821700 | 25828500 | 25834500 | 25840400 | 25845600 | 25851800 | 25850900 | 25849900 | 25849400 | 25848700 | 25848600 | 25848000 | 25847400 | 25846700 | 17903700 | 19491600 | 17903300 | 16314500 | 14725700 | 13137100
Industrial Sector Energy Related Emissions before CCS[hard coal if,refined petroleum and coke 19,CO] | Industrial Sector Energy Related Emissions before CCS | hard coal if | refined petroleum and coke 19 | CO |  | 1310600000 | 1310890000 | 1310980000 | 1311100000 | 1311170000 | 1311230000 | 1311280000 | 1311330000 | 1311320000 | 1311680000 | 1312000000 | 1312310000 | 1312660000 | 1312960000 | 1313260000 | 1313530000 | 1313840000 | 1313790000 | 1313740000 | 1313720000 | 1313680000 | 1313680000 | 1313650000 | 1313620000 | 1313590000 | 909901000 | 990606000 | 909881000 | 829135000 | 748390000 | 667656000
Industrial Sector Energy Related Emissions before CCS[hard coal if,refined petroleum and coke 19,NOx] | Industrial Sector Energy Related Emissions before CCS | hard coal if | refined petroleum and coke 19 | NOx |  | 6654600000 | 6656060000 | 6656520000 | 6657130000 | 6657480000 | 6657760000 | 6658010000 | 6658290000 | 6658210000 | 6660060000 | 6661700000 | 6663290000 | 6665040000 | 6666590000 | 6668100000 | 6669450000 | 6671040000 | 6670800000 | 6670550000 | 6670430000 | 6670240000 | 6670220000 | 6670070000 | 6669910000 | 6669740000 | 4620030000 | 5029810000 | 4619930000 | 4209940000 | 3799960000 | 3390030000
Industrial Sector Energy Related Emissions before CCS[hard coal if,refined petroleum and coke 19,PM10] | Industrial Sector Energy Related Emissions before CCS | hard coal if | refined petroleum and coke 19 | PM10 |  | 145726000 | 145758000 | 145768000 | 145781000 | 145789000 | 145795000 | 145801000 | 145807000 | 145805000 | 145845000 | 145881000 | 145916000 | 145954000 | 145988000 | 146022000 | 146051000 | 146086000 | 146081000 | 146075000 | 146073000 | 146068000 | 146068000 | 146065000 | 146061000 | 146057000 | 101172000 | 110145000 | 101170000 | 92191400 | 83213400 | 74236600
Industrial Sector Energy Related Emissions before CCS[hard coal if,refined petroleum and coke 19,PM25] | Industrial Sector Energy Related Emissions before CCS | hard coal if | refined petroleum and coke 19 | PM25 |  | 137943000 | 137973000 | 137983000 | 137995000 | 138003000 | 138009000 | 138014000 | 138019000 | 138018000 | 138056000 | 138090000 | 138123000 | 138159000 | 138192000 | 138223000 | 138251000 | 138284000 | 138279000 | 138274000 | 138271000 | 138267000 | 138267000 | 138264000 | 138260000 | 138257000 | 95768400 | 104263000 | 95766300 | 87267700 | 78769200 | 70271800
Industrial Sector Energy Related Emissions before CCS[hard coal if,refined petroleum and coke 19,SOx] | Industrial Sector Energy Related Emissions before CCS | hard coal if | refined petroleum and coke 19 | SOx |  | 29785000000 | 29791500000 | 29793600000 | 29796300000 | 29797900000 | 29799100000 | 29800300000 | 29801500000 | 29801200000 | 29809400000 | 29816800000 | 29823900000 | 29831700000 | 29838700000 | 29845400000 | 29851500000 | 29858600000 | 29857500000 | 29856400000 | 29855900000 | 29855000000 | 29854900000 | 29854200000 | 29853500000 | 29852800000 | 20678600000 | 22512700000 | 20678100000 | 18843100000 | 17008000000 | 15173300000
Industrial Sector Energy Related Emissions before CCS[hard coal if,refined petroleum and coke 19,BC] | Industrial Sector Energy Related Emissions before CCS | hard coal if | refined petroleum and coke 19 | BC |  | 5924280 | 5925590 | 5925990 | 5926530 | 5926850 | 5927100 | 5927330 | 5927570 | 5927500 | 5929140 | 5930610 | 5932020 | 5933580 | 5934960 | 5936310 | 5937510 | 5938920 | 5938710 | 5938490 | 5938380 | 5938210 | 5938200 | 5938060 | 5937920 | 5937770 | 4113000 | 4477810 | 4112910 | 3747920 | 3382930 | 3017990
Industrial Sector Energy Related Emissions before CCS[hard coal if,refined petroleum and coke 19,OC] | Industrial Sector Energy Related Emissions before CCS | hard coal if | refined petroleum and coke 19 | OC |  | 11151600 | 11154000 | 11154800 | 11155800 | 11156400 | 11156900 | 11157300 | 11157800 | 11157700 | 11160700 | 11163500 | 11166200 | 11169100 | 11171700 | 11174200 | 11176500 | 11179100 | 11178800 | 11178300 | 11178100 | 11177800 | 11177800 | 11177500 | 11177300 | 11177000 | 7742120 | 8428820 | 7741950 | 7054900 | 6367870 | 5680920
Industrial Sector Energy Related Emissions before CCS[hard coal if,refined petroleum and coke 19,CH4] | Industrial Sector Energy Related Emissions before CCS | hard coal if | refined petroleum and coke 19 | CH4 |  | 638893000 | 639034000 | 639078000 | 639136000 | 639170000 | 639197000 | 639221000 | 639248000 | 639241000 | 639418000 | 639575000 | 639727000 | 639896000 | 640045000 | 640190000 | 640320000 | 640472000 | 640449000 | 640425000 | 640414000 | 640395000 | 640394000 | 640379000 | 640364000 | 640347000 | 443559000 | 482901000 | 443549000 | 404187000 | 364826000 | 325470000
Industrial Sector Energy Related Emissions before CCS[hard coal if,refined petroleum and coke 19,N2O] | Industrial Sector Energy Related Emissions before CCS | hard coal if | refined petroleum and coke 19 | N2O |  | 92929900 | 92950400 | 92956800 | 92965200 | 92970200 | 92974200 | 92977600 | 92981500 | 92980500 | 93006200 | 93029200 | 93051300 | 93075800 | 93097400 | 93118500 | 93137400 | 93159600 | 93156300 | 93152700 | 93151100 | 93148400 | 93148200 | 93146000 | 93143800 | 93141400 | 64517700 | 70240200 | 64516200 | 58790800 | 53065600 | 47341000
Industrial Sector Energy Related Emissions before CCS[hard coal if,refined petroleum and coke 19,F gases] | Industrial Sector Energy Related Emissions before CCS | hard coal if | refined petroleum and coke 19 | F gases |  | 0 | 0 | 0 | 0 | 0 | 0 | 0 | 0 | 0 | 0 | 0 | 0 | 0 | 0 | 0 | 0 | 0 | 0 | 0 | 0 | 0 | 0 | 0 | 0 | 0 | 0 | 0 | 0 | 0 | 0 | 0
Industrial Sector Energy Related Emissions before CCS[hard coal if,chemicals 20,CO2] | Industrial Sector Energy Related Emissions before CCS | hard coal if | chemicals 20 | CO2 |  | 0 | 35615600 | 62128300 | 80542500 | 89460500 | 91508000 | 89195800 | 92055900 | 144143000 | 138074000 | 131563000 | 122762000 | 125527000 | 127513000 | 129135000 | 129687000 | 131250000 | 126584000 | 123476000 | 120314000 | 117700000 | 115208000 | 111277000 | 107257000 | 102904000 | 78217200 | 78766800 | 73386400 | 68270300 | 63186400 | 57982100
Industrial Sector Energy Related Emissions before CCS[hard coal if,chemicals 20,VOC] | Industrial Sector Energy Related Emissions before CCS | hard coal if | chemicals 20 | VOC |  | 0 | 167.036 | 291.38 | 377.742 | 419.568 | 429.17 | 418.326 | 431.74 | 676.029 | 647.562 | 617.026 | 575.752 | 588.716 | 598.033 | 605.642 | 608.227 | 615.557 | 593.678 | 579.1 | 564.269 | 552.009 | 540.323 | 521.888 | 503.033 | 482.619 | 366.837 | 369.414 | 344.18 | 320.186 | 296.343 | 271.935
Industrial Sector Energy Related Emissions before CCS[hard coal if,chemicals 20,CO] | Industrial Sector Energy Related Emissions before CCS | hard coal if | chemicals 20 | CO |  | 0 | 8489.13 | 14808.5 | 19197.6 | 21323.3 | 21811.3 | 21260.2 | 21941.9 | 34357.2 | 32910.4 | 31358.6 | 29260.9 | 29919.8 | 30393.3 | 30780 | 30911.4 | 31283.9 | 30171.9 | 29431 | 28677.3 | 28054.2 | 27460.3 | 26523.4 | 25565.2 | 24527.7 | 18643.4 | 18774.4 | 17492 | 16272.5 | 15060.7 | 13820.3
Industrial Sector Energy Related Emissions before CCS[hard coal if,chemicals 20,NOx] | Industrial Sector Energy Related Emissions before CCS | hard coal if | chemicals 20 | NOx |  | 0 | 43103.6 | 75190.5 | 97476.2 | 108269 | 110747 | 107949 | 111410 | 174449 | 167103 | 159223 | 148572 | 151918 | 154322 | 156286 | 156953 | 158844 | 153198 | 149436 | 145609 | 142446 | 139430 | 134673 | 129807 | 124540 | 94662 | 95327.2 | 88815.6 | 82623.8 | 76471.1 | 70172.7
Industrial Sector Energy Related Emissions before CCS[hard coal if,chemicals 20,PM10] | Industrial Sector Energy Related Emissions before CCS | hard coal if | chemicals 20 | PM10 |  | 0 | 943.905 | 1646.56 | 2134.58 | 2370.94 | 2425.2 | 2363.92 | 2439.72 | 3820.17 | 3659.31 | 3486.75 | 3253.52 | 3326.78 | 3379.43 | 3422.42 | 3437.03 | 3478.45 | 3354.81 | 3272.44 | 3188.63 | 3119.35 | 3053.31 | 2949.14 | 2842.59 | 2727.23 | 2072.96 | 2087.52 | 1944.93 | 1809.34 | 1674.6 | 1536.68
Industrial Sector Energy Related Emissions before CCS[hard coal if,chemicals 20,PM25] | Industrial Sector Energy Related Emissions before CCS | hard coal if | chemicals 20 | PM25 |  | 0 | 893.494 | 1558.62 | 2020.58 | 2244.31 | 2295.67 | 2237.67 | 2309.42 | 3616.15 | 3463.87 | 3300.53 | 3079.75 | 3149.1 | 3198.94 | 3239.64 | 3253.47 | 3292.68 | 3175.64 | 3097.66 | 3018.33 | 2952.75 | 2890.24 | 2791.63 | 2690.77 | 2581.58 | 1962.25 | 1976.03 | 1841.05 | 1712.71 | 1585.17 | 1454.61
Industrial Sector Energy Related Emissions before CCS[hard coal if,chemicals 20,SOx] | Industrial Sector Energy Related Emissions before CCS | hard coal if | chemicals 20 | SOx |  | 0 | 192925 | 336541 | 436289 | 484597 | 495688 | 483163 | 498656 | 780807 | 747928 | 712660 | 664988 | 679962 | 690723 | 699511 | 702497 | 710963 | 685693 | 668855 | 651726 | 637566 | 624068 | 602776 | 580998 | 557420 | 423693 | 426670 | 397525 | 369812 | 342273 | 314082
Industrial Sector Energy Related Emissions before CCS[hard coal if,chemicals 20,BC] | Industrial Sector Energy Related Emissions before CCS | hard coal if | chemicals 20 | BC |  | 0 | 38.3732 | 66.9386 | 86.7786 | 96.3872 | 98.5932 | 96.102 | 99.1835 | 155.304 | 148.764 | 141.749 | 132.267 | 135.246 | 137.386 | 139.134 | 139.728 | 141.412 | 136.385 | 133.036 | 129.629 | 126.813 | 124.128 | 119.893 | 115.562 | 110.872 | 84.2733 | 84.8655 | 79.0684 | 73.5562 | 68.0787 | 62.4715
Industrial Sector Energy Related Emissions before CCS[hard coal if,chemicals 20,OC] | Industrial Sector Energy Related Emissions before CCS | hard coal if | chemicals 20 | OC |  | 0 | 72.2319 | 126.002 | 163.348 | 181.435 | 185.587 | 180.898 | 186.698 | 292.337 | 280.027 | 266.822 | 248.974 | 254.58 | 258.609 | 261.899 | 263.017 | 266.187 | 256.726 | 250.422 | 244.008 | 238.707 | 233.653 | 225.681 | 217.528 | 208.7 | 158.632 | 159.747 | 148.835 | 138.459 | 128.148 | 117.593
Industrial Sector Energy Related Emissions before CCS[hard coal if,chemicals 20,CH4] | Industrial Sector Energy Related Emissions before CCS | hard coal if | chemicals 20 | CH4 |  | 0 | 4138.29 | 7218.87 | 9358.48 | 10394.7 | 10632.6 | 10363.9 | 10696.3 | 16748.5 | 16043.2 | 15286.7 | 14264.1 | 14585.3 | 14816.1 | 15004.7 | 15068.7 | 15250.3 | 14708.2 | 14347.1 | 13979.6 | 13675.9 | 13386.4 | 12929.7 | 12462.5 | 11956.8 | 9088.3 | 9152.16 | 8526.99 | 7932.53 | 7341.82 | 6737.13
Industrial Sector Energy Related Emissions before CCS[hard coal if,chemicals 20,N2O] | Industrial Sector Energy Related Emissions before CCS | hard coal if | chemicals 20 | N2O |  | 0 | 601.932 | 1050.02 | 1361.23 | 1511.96 | 1546.56 | 1507.48 | 1555.82 | 2436.14 | 2333.56 | 2223.52 | 2074.78 | 2121.5 | 2155.07 | 2182.49 | 2191.81 | 2218.22 | 2139.38 | 2086.85 | 2033.4 | 1989.22 | 1947.11 | 1880.68 | 1812.73 | 1739.17 | 1321.93 | 1331.22 | 1240.29 | 1153.82 | 1067.9 | 979.945
Industrial Sector Energy Related Emissions before CCS[hard coal if,chemicals 20,F gases] | Industrial Sector Energy Related Emissions before CCS | hard coal if | chemicals 20 | F gases |  | 0 | 0 | 0 | 0 | 0 | 0 | 0 | 0 | 0 | 0 | 0 | 0 | 0 | 0 | 0 | 0 | 0 | 0 | 0 | 0 | 0 | 0 | 0 | 0 | 0 | 0 | 0 | 0 | 0 | 0 | 0
Industrial Sector Energy Related Emissions before CCS[hard coal if,rubber and plastic products 22,CO2] | Industrial Sector Energy Related Emissions before CCS | hard coal if | rubber and plastic products 22 | CO2 |  | 0 | 0 | 0 | 0 | 0 | 0 | 0 | 0 | 0 | 0 | 0 | 0 | 0 | 0 | 0 | 0 | 0 | 0 | 0 | 0 | 0 | 0 | 0 | 0 | 0 | 0 | 0 | 0 | 0 | 0 | 0
Industrial Sector Energy Related Emissions before CCS[hard coal if,rubber and plastic products 22,VOC] | Industrial Sector Energy Related Emissions before CCS | hard coal if | rubber and plastic products 22 | VOC |  | 0 | 0 | 0 | 0 | 0 | 0 | 0 | 0 | 0 | 0 | 0 | 0 | 0 | 0 | 0 | 0 | 0 | 0 | 0 | 0 | 0 | 0 | 0 | 0 | 0 | 0 | 0 | 0 | 0 | 0 | 0
Industrial Sector Energy Related Emissions before CCS[hard coal if,rubber and plastic products 22,CO] | Industrial Sector Energy Related Emissions before CCS | hard coal if | rubber and plastic products 22 | CO |  | 0 | 0 | 0 | 0 | 0 | 0 | 0 | 0 | 0 | 0 | 0 | 0 | 0 | 0 | 0 | 0 | 0 | 0 | 0 | 0 | 0 | 0 | 0 | 0 | 0 | 0 | 0 | 0 | 0 | 0 | 0
Industrial Sector Energy Related Emissions before CCS[hard coal if,rubber and plastic products 22,NOx] | Industrial Sector Energy Related Emissions before CCS | hard coal if | rubber and plastic products 22 | NOx |  | 0 | 0 | 0 | 0 | 0 | 0 | 0 | 0 | 0 | 0 | 0 | 0 | 0 | 0 | 0 | 0 | 0 | 0 | 0 | 0 | 0 | 0 | 0 | 0 | 0 | 0 | 0 | 0 | 0 | 0 | 0
Industrial Sector Energy Related Emissions before CCS[hard coal if,rubber and plastic products 22,PM10] | Industrial Sector Energy Related Emissions before CCS | hard coal if | rubber and plastic products 22 | PM10 |  | 0 | 0 | 0 | 0 | 0 | 0 | 0 | 0 | 0 | 0 | 0 | 0 | 0 | 0 | 0 | 0 | 0 | 0 | 0 | 0 | 0 | 0 | 0 | 0 | 0 | 0 | 0 | 0 | 0 | 0 | 0
Industrial Sector Energy Related Emissions before CCS[hard coal if,rubber and plastic products 22,PM25] | Industrial Sector Energy Related Emissions before CCS | hard coal if | rubber and plastic products 22 | PM25 |  | 0 | 0 | 0 | 0 | 0 | 0 | 0 | 0 | 0 | 0 | 0 | 0 | 0 | 0 | 0 | 0 | 0 | 0 | 0 | 0 | 0 | 0 | 0 | 0 | 0 | 0 | 0 | 0 | 0 | 0 | 0
Industrial Sector Energy Related Emissions before CCS[hard coal if,rubber and plastic products 22,SOx] | Industrial Sector Energy Related Emissions before CCS | hard coal if | rubber and plastic products 22 | SOx |  | 0 | 0 | 0 | 0 | 0 | 0 | 0 | 0 | 0 | 0 | 0 | 0 | 0 | 0 | 0 | 0 | 0 | 0 | 0 | 0 | 0 | 0 | 0 | 0 | 0 | 0 | 0 | 0 | 0 | 0 | 0
Industrial Sector Energy Related Emissions before CCS[hard coal if,rubber and plastic products 22,BC] | Industrial Sector Energy Related Emissions before CCS | hard coal if | rubber and plastic products 22 | BC |  | 0 | 0 | 0 | 0 | 0 | 0 | 0 | 0 | 0 | 0 | 0 | 0 | 0 | 0 | 0 | 0 | 0 | 0 | 0 | 0 | 0 | 0 | 0 | 0 | 0 | 0 | 0 | 0 | 0 | 0 | 0
Industrial Sector Energy Related Emissions before CCS[hard coal if,rubber and plastic products 22,OC] | Industrial Sector Energy Related Emissions before CCS | hard coal if | rubber and plastic products 22 | OC |  | 0 | 0 | 0 | 0 | 0 | 0 | 0 | 0 | 0 | 0 | 0 | 0 | 0 | 0 | 0 | 0 | 0 | 0 | 0 | 0 | 0 | 0 | 0 | 0 | 0 | 0 | 0 | 0 | 0 | 0 | 0
Industrial Sector Energy Related Emissions before CCS[hard coal if,rubber and plastic products 22,CH4] | Industrial Sector Energy Related Emissions before CCS | hard coal if | rubber and plastic products 22 | CH4 |  | 0 | 0 | 0 | 0 | 0 | 0 | 0 | 0 | 0 | 0 | 0 | 0 | 0 | 0 | 0 | 0 | 0 | 0 | 0 | 0 | 0 | 0 | 0 | 0 | 0 | 0 | 0 | 0 | 0 | 0 | 0
Industrial Sector Energy Related Emissions before CCS[hard coal if,rubber and plastic products 22,N2O] | Industrial Sector Energy Related Emissions before CCS | hard coal if | rubber and plastic products 22 | N2O |  | 0 | 0 | 0 | 0 | 0 | 0 | 0 | 0 | 0 | 0 | 0 | 0 | 0 | 0 | 0 | 0 | 0 | 0 | 0 | 0 | 0 | 0 | 0 | 0 | 0 | 0 | 0 | 0 | 0 | 0 | 0
Industrial Sector Energy Related Emissions before CCS[hard coal if,rubber and plastic products 22,F gases] | Industrial Sector Energy Related Emissions before CCS | hard coal if | rubber and plastic products 22 | F gases |  | 0 | 0 | 0 | 0 | 0 | 0 | 0 | 0 | 0 | 0 | 0 | 0 | 0 | 0 | 0 | 0 | 0 | 0 | 0 | 0 | 0 | 0 | 0 | 0 | 0 | 0 | 0 | 0 | 0 | 0 | 0
Industrial Sector Energy Related Emissions before CCS[hard coal if,glass and glass products 231,CO2] | Industrial Sector Energy Related Emissions before CCS | hard coal if | glass and glass products 231 | CO2 |  | 0 | 0 | 0 | 0 | 0 | 0 | 0 | 0 | 0 | 0 | 0 | 0 | 0 | 0 | 0 | 0 | 0 | 0 | 0 | 0 | 0 | 0 | 0 | 0 | 0 | 0 | 0 | 0 | 0 | 0 | 0
Industrial Sector Energy Related Emissions before CCS[hard coal if,glass and glass products 231,VOC] | Industrial Sector Energy Related Emissions before CCS | hard coal if | glass and glass products 231 | VOC |  | 0 | 0 | 0 | 0 | 0 | 0 | 0 | 0 | 0 | 0 | 0 | 0 | 0 | 0 | 0 | 0 | 0 | 0 | 0 | 0 | 0 | 0 | 0 | 0 | 0 | 0 | 0 | 0 | 0 | 0 | 0
Industrial Sector Energy Related Emissions before CCS[hard coal if,glass and glass products 231,CO] | Industrial Sector Energy Related Emissions before CCS | hard coal if | glass and glass products 231 | CO |  | 0 | 0 | 0 | 0 | 0 | 0 | 0 | 0 | 0 | 0 | 0 | 0 | 0 | 0 | 0 | 0 | 0 | 0 | 0 | 0 | 0 | 0 | 0 | 0 | 0 | 0 | 0 | 0 | 0 | 0 | 0
Industrial Sector Energy Related Emissions before CCS[hard coal if,glass and glass products 231,NOx] | Industrial Sector Energy Related Emissions before CCS | hard coal if | glass and glass products 231 | NOx |  | 0 | 0 | 0 | 0 | 0 | 0 | 0 | 0 | 0 | 0 | 0 | 0 | 0 | 0 | 0 | 0 | 0 | 0 | 0 | 0 | 0 | 0 | 0 | 0 | 0 | 0 | 0 | 0 | 0 | 0 | 0
Industrial Sector Energy Related Emissions before CCS[hard coal if,glass and glass products 231,PM10] | Industrial Sector Energy Related Emissions before CCS | hard coal if | glass and glass products 231 | PM10 |  | 0 | 0 | 0 | 0 | 0 | 0 | 0 | 0 | 0 | 0 | 0 | 0 | 0 | 0 | 0 | 0 | 0 | 0 | 0 | 0 | 0 | 0 | 0 | 0 | 0 | 0 | 0 | 0 | 0 | 0 | 0
Industrial Sector Energy Related Emissions before CCS[hard coal if,glass and glass products 231,PM25] | Industrial Sector Energy Related Emissions before CCS | hard coal if | glass and glass products 231 | PM25 |  | 0 | 0 | 0 | 0 | 0 | 0 | 0 | 0 | 0 | 0 | 0 | 0 | 0 | 0 | 0 | 0 | 0 | 0 | 0 | 0 | 0 | 0 | 0 | 0 | 0 | 0 | 0 | 0 | 0 | 0 | 0
Industrial Sector Energy Related Emissions before CCS[hard coal if,glass and glass products 231,SOx] | Industrial Sector Energy Related Emissions before CCS | hard coal if | glass and glass products 231 | SOx |  | 0 | 0 | 0 | 0 | 0 | 0 | 0 | 0 | 0 | 0 | 0 | 0 | 0 | 0 | 0 | 0 | 0 | 0 | 0 | 0 | 0 | 0 | 0 | 0 | 0 | 0 | 0 | 0 | 0 | 0 | 0
Industrial Sector Energy Related Emissions before CCS[hard coal if,glass and glass products 231,BC] | Industrial Sector Energy Related Emissions before CCS | hard coal if | glass and glass products 231 | BC |  | 0 | 0 | 0 | 0 | 0 | 0 | 0 | 0 | 0 | 0 | 0 | 0 | 0 | 0 | 0 | 0 | 0 | 0 | 0 | 0 | 0 | 0 | 0 | 0 | 0 | 0 | 0 | 0 | 0 | 0 | 0
Industrial Sector Energy Related Emissions before CCS[hard coal if,glass and glass products 231,OC] | Industrial Sector Energy Related Emissions before CCS | hard coal if | glass and glass products 231 | OC |  | 0 | 0 | 0 | 0 | 0 | 0 | 0 | 0 | 0 | 0 | 0 | 0 | 0 | 0 | 0 | 0 | 0 | 0 | 0 | 0 | 0 | 0 | 0 | 0 | 0 | 0 | 0 | 0 | 0 | 0 | 0
Industrial Sector Energy Related Emissions before CCS[hard coal if,glass and glass products 231,CH4] | Industrial Sector Energy Related Emissions before CCS | hard coal if | glass and glass products 231 | CH4 |  | 0 | 0 | 0 | 0 | 0 | 0 | 0 | 0 | 0 | 0 | 0 | 0 | 0 | 0 | 0 | 0 | 0 | 0 | 0 | 0 | 0 | 0 | 0 | 0 | 0 | 0 | 0 | 0 | 0 | 0 | 0
Industrial Sector Energy Related Emissions before CCS[hard coal if,glass and glass products 231,N2O] | Industrial Sector Energy Related Emissions before CCS | hard coal if | glass and glass products 231 | N2O |  | 0 | 0 | 0 | 0 | 0 | 0 | 0 | 0 | 0 | 0 | 0 | 0 | 0 | 0 | 0 | 0 | 0 | 0 | 0 | 0 | 0 | 0 | 0 | 0 | 0 | 0 | 0 | 0 | 0 | 0 | 0
Industrial Sector Energy Related Emissions before CCS[hard coal if,glass and glass products 231,F gases] | Industrial Sector Energy Related Emissions before CCS | hard coal if | glass and glass products 231 | F gases |  | 0 | 0 | 0 | 0 | 0 | 0 | 0 | 0 | 0 | 0 | 0 | 0 | 0 | 0 | 0 | 0 | 0 | 0 | 0 | 0 | 0 | 0 | 0 | 0 | 0 | 0 | 0 | 0 | 0 | 0 | 0
Industrial Sector Energy Related Emissions before CCS[hard coal if,cement and other nonmetallic minerals 239,CO2] | Industrial Sector Energy Related Emissions before CCS | hard coal if | cement and other nonmetallic minerals 239 | CO2 |  | 3386890000000 | 3301810000000 | 3216900000000 | 3132000000000 | 3047060000000 | 2962100000000 | 2877110000000 | 2792140000000 | 2707400000000 | 2623580000000 | 2539660000000 | 2455610000000 | 2371620000000 | 2287560000000 | 2203440000000 | 2119290000000 | 2120250000000 | 2120100000000 | 2119950000000 | 2119810000000 | 2119690000000 | 2119570000000 | 2119430000000 | 2119270000000 | 2119100000000 | 2117190000000 | 2117430000000 | 2117000000000 | 2116570000000 | 2116150000000 | 2115740000000
Industrial Sector Energy Related Emissions before CCS[hard coal if,cement and other nonmetallic minerals 239,VOC] | Industrial Sector Energy Related Emissions before CCS | hard coal if | cement and other nonmetallic minerals 239 | VOC |  | 15884500 | 15485400 | 15087200 | 14689000 | 14290600 | 13892200 | 13493600 | 13095100 | 12697600 | 12304500 | 11910900 | 11516800 | 11122900 | 10728600 | 10334100 | 9939430 | 9943910 | 9943210 | 9942530 | 9941850 | 9941280 | 9940730 | 9940070 | 9939320 | 9938520 | 9929580 | 9930710 | 9928670 | 9926670 | 9924700 | 9922780
Industrial Sector Energy Related Emissions before CCS[hard coal if,cement and other nonmetallic minerals 239,CO] | Industrial Sector Energy Related Emissions before CCS | hard coal if | cement and other nonmetallic minerals 239 | CO |  | 807281000 | 787000000 | 766763000 | 746526000 | 726280000 | 706028000 | 685772000 | 665518000 | 645319000 | 625341000 | 605338000 | 585306000 | 565287000 | 545249000 | 525200000 | 505143000 | 505370000 | 505335000 | 505300000 | 505265000 | 505237000 | 505208000 | 505175000 | 505137000 | 505096000 | 504642000 | 504699000 | 504596000 | 504494000 | 504394000 | 504296000
Industrial Sector Energy Related Emissions before CCS[hard coal if,cement and other nonmetallic minerals 239,NOx] | Industrial Sector Energy Related Emissions before CCS | hard coal if | cement and other nonmetallic minerals 239 | NOx |  | 4098980000 | 3996000000 | 3893250000 | 3790490000 | 3687690000 | 3584870000 | 3482010000 | 3379170000 | 3276610000 | 3175170000 | 3073610000 | 2971900000 | 2870250000 | 2768510000 | 2666710000 | 2564870000 | 2566020000 | 2565840000 | 2565670000 | 2565490000 | 2565340000 | 2565200000 | 2565030000 | 2564840000 | 2564630000 | 2562320000 | 2562610000 | 2562090000 | 2561570000 | 2561070000 | 2560570000
Industrial Sector Energy Related Emissions before CCS[hard coal if,cement and other nonmetallic minerals 239,PM10] | Industrial Sector Energy Related Emissions before CCS | hard coal if | cement and other nonmetallic minerals 239 | PM10 |  | 89761500 | 87506400 | 85256300 | 83006100 | 80755000 | 78503200 | 76250900 | 73998900 | 71753000 | 69531600 | 67307500 | 65080100 | 62854200 | 60626200 | 58396900 | 56166800 | 56192100 | 56188100 | 56184300 | 56180400 | 56177200 | 56174100 | 56170300 | 56166100 | 56161600 | 56111100 | 56117400 | 56105900 | 56094600 | 56083500 | 56072700
Industrial Sector Energy Related Emissions before CCS[hard coal if,cement and other nonmetallic minerals 239,PM25] | Industrial Sector Energy Related Emissions before CCS | hard coal if | cement and other nonmetallic minerals 239 | PM25 |  | 84967500 | 82832900 | 80703000 | 78573000 | 76442100 | 74310600 | 72178500 | 70046800 | 67920800 | 65818100 | 63712700 | 61604300 | 59497300 | 57388300 | 55278100 | 53167000 | 53191000 | 53187200 | 53183600 | 53179900 | 53176900 | 53173900 | 53170400 | 53166400 | 53162100 | 53114300 | 53120300 | 53109400 | 53098700 | 53088200 | 53078000
Industrial Sector Energy Related Emissions before CCS[hard coal if,cement and other nonmetallic minerals 239,SOx] | Industrial Sector Energy Related Emissions before CCS | hard coal if | cement and other nonmetallic minerals 239 | SOx |  | 18346400000 | 17885500000 | 17425600000 | 16965700000 | 16505600000 | 16045300000 | 15585000000 | 15124700000 | 14665600000 | 14211600000 | 13757000000 | 13301800000 | 12846800000 | 12391400000 | 11935800000 | 11480000000 | 11485100000 | 11484300000 | 11483500000 | 11482700000 | 11482100000 | 11481500000 | 11480700000 | 11479800000 | 11478900000 | 11468600000 | 11469900000 | 11467500000 | 11465200000 | 11462900000 | 11460700000
Industrial Sector Energy Related Emissions before CCS[hard coal if,cement and other nonmetallic minerals 239,BC] | Industrial Sector Energy Related Emissions before CCS | hard coal if | cement and other nonmetallic minerals 239 | BC |  | 3649130 | 3557450 | 3465980 | 3374500 | 3282990 | 3191440 | 3099880 | 3008330 | 2917020 | 2826710 | 2736290 | 2645740 | 2555250 | 2464680 | 2374050 | 2283380 | 2284410 | 2284250 | 2284100 | 2283940 | 2283810 | 2283680 | 2283530 | 2283360 | 2283170 | 2281120 | 2281380 | 2280910 | 2280450 | 2280000 | 2279560
Industrial Sector Energy Related Emissions before CCS[hard coal if,cement and other nonmetallic minerals 239,OC] | Industrial Sector Energy Related Emissions before CCS | hard coal if | cement and other nonmetallic minerals 239 | OC |  | 6868950 | 6696380 | 6524200 | 6352000 | 6179740 | 6007420 | 5835060 | 5662730 | 5490860 | 5320870 | 5150670 | 4980220 | 4809880 | 4639390 | 4468790 | 4298130 | 4300070 | 4299770 | 4299470 | 4299180 | 4298930 | 4298690 | 4298410 | 4298080 | 4297740 | 4293870 | 4294360 | 4293480 | 4292610 | 4291760 | 4290930
Industrial Sector Energy Related Emissions before CCS[hard coal if,cement and other nonmetallic minerals 239,CH4] | Industrial Sector Energy Related Emissions before CCS | hard coal if | cement and other nonmetallic minerals 239 | CH4 |  | 393534000 | 383647000 | 373782000 | 363917000 | 354047000 | 344175000 | 334301000 | 324427000 | 314581000 | 304842000 | 295091000 | 285325000 | 275566000 | 265798000 | 256025000 | 246247000 | 246358000 | 246341000 | 246324000 | 246307000 | 246293000 | 246279000 | 246263000 | 246244000 | 246225000 | 246003000 | 246031000 | 245981000 | 245931000 | 245882000 | 245835000
Industrial Sector Energy Related Emissions before CCS[hard coal if,cement and other nonmetallic minerals 239,N2O] | Industrial Sector Energy Related Emissions before CCS | hard coal if | cement and other nonmetallic minerals 239 | N2O |  | 57241300 | 55803200 | 54368300 | 52933400 | 51497800 | 50061800 | 48625500 | 47189400 | 45757200 | 44340600 | 42922300 | 41501800 | 40082400 | 38661600 | 37240000 | 35817800 | 35833900 | 35831400 | 35828900 | 35826500 | 35824400 | 35822500 | 35820100 | 35817400 | 35814500 | 35782300 | 35786300 | 35779000 | 35771800 | 35764700 | 35757800
Industrial Sector Energy Related Emissions before CCS[hard coal if,cement and other nonmetallic minerals 239,F gases] | Industrial Sector Energy Related Emissions before CCS | hard coal if | cement and other nonmetallic minerals 239 | F gases |  | 0 | 0 | 0 | 0 | 0 | 0 | 0 | 0 | 0 | 0 | 0 | 0 | 0 | 0 | 0 | 0 | 0 | 0 | 0 | 0 | 0 | 0 | 0 | 0 | 0 | 0 | 0 | 0 | 0 | 0 | 0
Industrial Sector Energy Related Emissions before CCS[hard coal if,iron and steel 241,CO2] | Industrial Sector Energy Related Emissions before CCS | hard coal if | iron and steel 241 | CO2 |  | 0 | 0 | 0 | 0 | 0 | 0 | 0 | 0 | 0 | 0 | 0 | 0 | 0 | 0 | 0 | 0 | 0 | 0 | 0 | 0 | 0 | 0 | 0 | 0 | 0 | 0 | 0 | 0 | 0 | 0 | 0
Industrial Sector Energy Related Emissions before CCS[hard coal if,iron and steel 241,VOC] | Industrial Sector Energy Related Emissions before CCS | hard coal if | iron and steel 241 | VOC |  | 0 | 0 | 0 | 0 | 0 | 0 | 0 | 0 | 0 | 0 | 0 | 0 | 0 | 0 | 0 | 0 | 0 | 0 | 0 | 0 | 0 | 0 | 0 | 0 | 0 | 0 | 0 | 0 | 0 | 0 | 0
Industrial Sector Energy Related Emissions before CCS[hard coal if,iron and steel 241,CO] | Industrial Sector Energy Related Emissions before CCS | hard coal if | iron and steel 241 | CO |  | 0 | 0 | 0 | 0 | 0 | 0 | 0 | 0 | 0 | 0 | 0 | 0 | 0 | 0 | 0 | 0 | 0 | 0 | 0 | 0 | 0 | 0 | 0 | 0 | 0 | 0 | 0 | 0 | 0 | 0 | 0
Industrial Sector Energy Related Emissions before CCS[hard coal if,iron and steel 241,NOx] | Industrial Sector Energy Related Emissions before CCS | hard coal if | iron and steel 241 | NOx |  | 0 | 0 | 0 | 0 | 0 | 0 | 0 | 0 | 0 | 0 | 0 | 0 | 0 | 0 | 0 | 0 | 0 | 0 | 0 | 0 | 0 | 0 | 0 | 0 | 0 | 0 | 0 | 0 | 0 | 0 | 0
Industrial Sector Energy Related Emissions before CCS[hard coal if,iron and steel 241,PM10] | Industrial Sector Energy Related Emissions before CCS | hard coal if | iron and steel 241 | PM10 |  | 0 | 0 | 0 | 0 | 0 | 0 | 0 | 0 | 0 | 0 | 0 | 0 | 0 | 0 | 0 | 0 | 0 | 0 | 0 | 0 | 0 | 0 | 0 | 0 | 0 | 0 | 0 | 0 | 0 | 0 | 0
Industrial Sector Energy Related Emissions before CCS[hard coal if,iron and steel 241,PM25] | Industrial Sector Energy Related Emissions before CCS | hard coal if | iron and steel 241 | PM25 |  | 0 | 0 | 0 | 0 | 0 | 0 | 0 | 0 | 0 | 0 | 0 | 0 | 0 | 0 | 0 | 0 | 0 | 0 | 0 | 0 | 0 | 0 | 0 | 0 | 0 | 0 | 0 | 0 | 0 | 0 | 0
Industrial Sector Energy Related Emissions before CCS[hard coal if,iron and steel 241,SOx] | Industrial Sector Energy Related Emissions before CCS | hard coal if | iron and steel 241 | SOx |  | 0 | 0 | 0 | 0 | 0 | 0 | 0 | 0 | 0 | 0 | 0 | 0 | 0 | 0 | 0 | 0 | 0 | 0 | 0 | 0 | 0 | 0 | 0 | 0 | 0 | 0 | 0 | 0 | 0 | 0 | 0
Industrial Sector Energy Related Emissions before CCS[hard coal if,iron and steel 241,BC] | Industrial Sector Energy Related Emissions before CCS | hard coal if | iron and steel 241 | BC |  | 0 | 0 | 0 | 0 | 0 | 0 | 0 | 0 | 0 | 0 | 0 | 0 | 0 | 0 | 0 | 0 | 0 | 0 | 0 | 0 | 0 | 0 | 0 | 0 | 0 | 0 | 0 | 0 | 0 | 0 | 0
Industrial Sector Energy Related Emissions before CCS[hard coal if,iron and steel 241,OC] | Industrial Sector Energy Related Emissions before CCS | hard coal if | iron and steel 241 | OC |  | 0 | 0 | 0 | 0 | 0 | 0 | 0 | 0 | 0 | 0 | 0 | 0 | 0 | 0 | 0 | 0 | 0 | 0 | 0 | 0 | 0 | 0 | 0 | 0 | 0 | 0 | 0 | 0 | 0 | 0 | 0
Industrial Sector Energy Related Emissions before CCS[hard coal if,iron and steel 241,CH4] | Industrial Sector Energy Related Emissions before CCS | hard coal if | iron and steel 241 | CH4 |  | 0 | 0 | 0 | 0 | 0 | 0 | 0 | 0 | 0 | 0 | 0 | 0 | 0 | 0 | 0 | 0 | 0 | 0 | 0 | 0 | 0 | 0 | 0 | 0 | 0 | 0 | 0 | 0 | 0 | 0 | 0
Industrial Sector Energy Related Emissions before CCS[hard coal if,iron and steel 241,N2O] | Industrial Sector Energy Related Emissions before CCS | hard coal if | iron and steel 241 | N2O |  | 0 | 0 | 0 | 0 | 0 | 0 | 0 | 0 | 0 | 0 | 0 | 0 | 0 | 0 | 0 | 0 | 0 | 0 | 0 | 0 | 0 | 0 | 0 | 0 | 0 | 0 | 0 | 0 | 0 | 0 | 0
Industrial Sector Energy Related Emissions before CCS[hard coal if,iron and steel 241,F gases] | Industrial Sector Energy Related Emissions before CCS | hard coal if | iron and steel 241 | F gases |  | 0 | 0 | 0 | 0 | 0 | 0 | 0 | 0 | 0 | 0 | 0 | 0 | 0 | 0 | 0 | 0 | 0 | 0 | 0 | 0 | 0 | 0 | 0 | 0 | 0 | 0 | 0 | 0 | 0 | 0 | 0
Industrial Sector Energy Related Emissions before CCS[hard coal if,other metals 242,CO2] | Industrial Sector Energy Related Emissions before CCS | hard coal if | other metals 242 | CO2 |  | 0 | 0 | 0 | 0 | 0 | 0 | 0 | 0 | 0 | 0 | 0 | 0 | 0 | 0 | 0 | 0 | 0 | 0 | 0 | 0 | 0 | 0 | 0 | 0 | 0 | 0 | 0 | 0 | 0 | 0 | 0
Industrial Sector Energy Related Emissions before CCS[hard coal if,other metals 242,VOC] | Industrial Sector Energy Related Emissions before CCS | hard coal if | other metals 242 | VOC |  | 0 | 0 | 0 | 0 | 0 | 0 | 0 | 0 | 0 | 0 | 0 | 0 | 0 | 0 | 0 | 0 | 0 | 0 | 0 | 0 | 0 | 0 | 0 | 0 | 0 | 0 | 0 | 0 | 0 | 0 | 0
Industrial Sector Energy Related Emissions before CCS[hard coal if,other metals 242,CO] | Industrial Sector Energy Related Emissions before CCS | hard coal if | other metals 242 | CO |  | 0 | 0 | 0 | 0 | 0 | 0 | 0 | 0 | 0 | 0 | 0 | 0 | 0 | 0 | 0 | 0 | 0 | 0 | 0 | 0 | 0 | 0 | 0 | 0 | 0 | 0 | 0 | 0 | 0 | 0 | 0
Industrial Sector Energy Related Emissions before CCS[hard coal if,other metals 242,NOx] | Industrial Sector Energy Related Emissions before CCS | hard coal if | other metals 242 | NOx |  | 0 | 0 | 0 | 0 | 0 | 0 | 0 | 0 | 0 | 0 | 0 | 0 | 0 | 0 | 0 | 0 | 0 | 0 | 0 | 0 | 0 | 0 | 0 | 0 | 0 | 0 | 0 | 0 | 0 | 0 | 0
Industrial Sector Energy Related Emissions before CCS[hard coal if,other metals 242,PM10] | Industrial Sector Energy Related Emissions before CCS | hard coal if | other metals 242 | PM10 |  | 0 | 0 | 0 | 0 | 0 | 0 | 0 | 0 | 0 | 0 | 0 | 0 | 0 | 0 | 0 | 0 | 0 | 0 | 0 | 0 | 0 | 0 | 0 | 0 | 0 | 0 | 0 | 0 | 0 | 0 | 0
Industrial Sector Energy Related Emissions before CCS[hard coal if,other metals 242,PM25] | Industrial Sector Energy Related Emissions before CCS | hard coal if | other metals 242 | PM25 |  | 0 | 0 | 0 | 0 | 0 | 0 | 0 | 0 | 0 | 0 | 0 | 0 | 0 | 0 | 0 | 0 | 0 | 0 | 0 | 0 | 0 | 0 | 0 | 0 | 0 | 0 | 0 | 0 | 0 | 0 | 0
Industrial Sector Energy Related Emissions before CCS[hard coal if,other metals 242,SOx] | Industrial Sector Energy Related Emissions before CCS | hard coal if | other metals 242 | SOx |  | 0 | 0 | 0 | 0 | 0 | 0 | 0 | 0 | 0 | 0 | 0 | 0 | 0 | 0 | 0 | 0 | 0 | 0 | 0 | 0 | 0 | 0 | 0 | 0 | 0 | 0 | 0 | 0 | 0 | 0 | 0
Industrial Sector Energy Related Emissions before CCS[hard coal if,other metals 242,BC] | Industrial Sector Energy Related Emissions before CCS | hard coal if | other metals 242 | BC |  | 0 | 0 | 0 | 0 | 0 | 0 | 0 | 0 | 0 | 0 | 0 | 0 | 0 | 0 | 0 | 0 | 0 | 0 | 0 | 0 | 0 | 0 | 0 | 0 | 0 | 0 | 0 | 0 | 0 | 0 | 0
Industrial Sector Energy Related Emissions before CCS[hard coal if,other metals 242,OC] | Industrial Sector Energy Related Emissions before CCS | hard coal if | other metals 242 | OC |  | 0 | 0 | 0 | 0 | 0 | 0 | 0 | 0 | 0 | 0 | 0 | 0 | 0 | 0 | 0 | 0 | 0 | 0 | 0 | 0 | 0 | 0 | 0 | 0 | 0 | 0 | 0 | 0 | 0 | 0 | 0
Industrial Sector Energy Related Emissions before CCS[hard coal if,other metals 242,CH4] | Industrial Sector Energy Related Emissions before CCS | hard coal if | other metals 242 | CH4 |  | 0 | 0 | 0 | 0 | 0 | 0 | 0 | 0 | 0 | 0 | 0 | 0 | 0 | 0 | 0 | 0 | 0 | 0 | 0 | 0 | 0 | 0 | 0 | 0 | 0 | 0 | 0 | 0 | 0 | 0 | 0
Industrial Sector Energy Related Emissions before CCS[hard coal if,other metals 242,N2O] | Industrial Sector Energy Related Emissions before CCS | hard coal if | other metals 242 | N2O |  | 0 | 0 | 0 | 0 | 0 | 0 | 0 | 0 | 0 | 0 | 0 | 0 | 0 | 0 | 0 | 0 | 0 | 0 | 0 | 0 | 0 | 0 | 0 | 0 | 0 | 0 | 0 | 0 | 0 | 0 | 0
Industrial Sector Energy Related Emissions before CCS[hard coal if,other metals 242,F gases] | Industrial Sector Energy Related Emissions before CCS | hard coal if | other metals 242 | F gases |  | 0 | 0 | 0 | 0 | 0 | 0 | 0 | 0 | 0 | 0 | 0 | 0 | 0 | 0 | 0 | 0 | 0 | 0 | 0 | 0 | 0 | 0 | 0 | 0 | 0 | 0 | 0 | 0 | 0 | 0 | 0
Industrial Sector Energy Related Emissions before CCS[hard coal if,metal products except machinery and vehicles 25,CO2] | Industrial Sector Energy Related Emissions before CCS | hard coal if | metal products except machinery and vehicles 25 | CO2 |  | 0 | 0 | 0 | 0 | 0 | 0 | 0 | 0 | 0 | 0 | 0 | 0 | 0 | 0 | 0 | 0 | 0 | 0 | 0 | 0 | 0 | 0 | 0 | 0 | 0 | 0 | 0 | 0 | 0 | 0 | 0
Industrial Sector Energy Related Emissions before CCS[hard coal if,metal products except machinery and vehicles 25,VOC] | Industrial Sector Energy Related Emissions before CCS | hard coal if | metal products except machinery and vehicles 25 | VOC |  | 0 | 0 | 0 | 0 | 0 | 0 | 0 | 0 | 0 | 0 | 0 | 0 | 0 | 0 | 0 | 0 | 0 | 0 | 0 | 0 | 0 | 0 | 0 | 0 | 0 | 0 | 0 | 0 | 0 | 0 | 0
Industrial Sector Energy Related Emissions before CCS[hard coal if,metal products except machinery and vehicles 25,CO] | Industrial Sector Energy Related Emissions before CCS | hard coal if | metal products except machinery and vehicles 25 | CO |  | 0 | 0 | 0 | 0 | 0 | 0 | 0 | 0 | 0 | 0 | 0 | 0 | 0 | 0 | 0 | 0 | 0 | 0 | 0 | 0 | 0 | 0 | 0 | 0 | 0 | 0 | 0 | 0 | 0 | 0 | 0
Industrial Sector Energy Related Emissions before CCS[hard coal if,metal products except machinery and vehicles 25,NOx] | Industrial Sector Energy Related Emissions before CCS | hard coal if | metal products except machinery and vehicles 25 | NOx |  | 0 | 0 | 0 | 0 | 0 | 0 | 0 | 0 | 0 | 0 | 0 | 0 | 0 | 0 | 0 | 0 | 0 | 0 | 0 | 0 | 0 | 0 | 0 | 0 | 0 | 0 | 0 | 0 | 0 | 0 | 0
Industrial Sector Energy Related Emissions before CCS[hard coal if,metal products except machinery and vehicles 25,PM10] | Industrial Sector Energy Related Emissions before CCS | hard coal if | metal products except machinery and vehicles 25 | PM10 |  | 0 | 0 | 0 | 0 | 0 | 0 | 0 | 0 | 0 | 0 | 0 | 0 | 0 | 0 | 0 | 0 | 0 | 0 | 0 | 0 | 0 | 0 | 0 | 0 | 0 | 0 | 0 | 0 | 0 | 0 | 0
Industrial Sector Energy Related Emissions before CCS[hard coal if,metal products except machinery and vehicles 25,PM25] | Industrial Sector Energy Related Emissions before CCS | hard coal if | metal products except machinery and vehicles 25 | PM25 |  | 0 | 0 | 0 | 0 | 0 | 0 | 0 | 0 | 0 | 0 | 0 | 0 | 0 | 0 | 0 | 0 | 0 | 0 | 0 | 0 | 0 | 0 | 0 | 0 | 0 | 0 | 0 | 0 | 0 | 0 | 0
Industrial Sector Energy Related Emissions before CCS[hard coal if,metal products except machinery and vehicles 25,SOx] | Industrial Sector Energy Related Emissions before CCS | hard coal if | metal products except machinery and vehicles 25 | SOx |  | 0 | 0 | 0 | 0 | 0 | 0 | 0 | 0 | 0 | 0 | 0 | 0 | 0 | 0 | 0 | 0 | 0 | 0 | 0 | 0 | 0 | 0 | 0 | 0 | 0 | 0 | 0 | 0 | 0 | 0 | 0
Industrial Sector Energy Related Emissions before CCS[hard coal if,metal products except machinery and vehicles 25,BC] | Industrial Sector Energy Related Emissions before CCS | hard coal if | metal products except machinery and vehicles 25 | BC |  | 0 | 0 | 0 | 0 | 0 | 0 | 0 | 0 | 0 | 0 | 0 | 0 | 0 | 0 | 0 | 0 | 0 | 0 | 0 | 0 | 0 | 0 | 0 | 0 | 0 | 0 | 0 | 0 | 0 | 0 | 0
Industrial Sector Energy Related Emissions before CCS[hard coal if,metal products except machinery and vehicles 25,OC] | Industrial Sector Energy Related Emissions before CCS | hard coal if | metal products except machinery and vehicles 25 | OC |  | 0 | 0 | 0 | 0 | 0 | 0 | 0 | 0 | 0 | 0 | 0 | 0 | 0 | 0 | 0 | 0 | 0 | 0 | 0 | 0 | 0 | 0 | 0 | 0 | 0 | 0 | 0 | 0 | 0 | 0 | 0
Industrial Sector Energy Related Emissions before CCS[hard coal if,metal products except machinery and vehicles 25,CH4] | Industrial Sector Energy Related Emissions before CCS | hard coal if | metal products except machinery and vehicles 25 | CH4 |  | 0 | 0 | 0 | 0 | 0 | 0 | 0 | 0 | 0 | 0 | 0 | 0 | 0 | 0 | 0 | 0 | 0 | 0 | 0 | 0 | 0 | 0 | 0 | 0 | 0 | 0 | 0 | 0 | 0 | 0 | 0
Industrial Sector Energy Related Emissions before CCS[hard coal if,metal products except machinery and vehicles 25,N2O] | Industrial Sector Energy Related Emissions before CCS | hard coal if | metal products except machinery and vehicles 25 | N2O |  | 0 | 0 | 0 | 0 | 0 | 0 | 0 | 0 | 0 | 0 | 0 | 0 | 0 | 0 | 0 | 0 | 0 | 0 | 0 | 0 | 0 | 0 | 0 | 0 | 0 | 0 | 0 | 0 | 0 | 0 | 0
Industrial Sector Energy Related Emissions before CCS[hard coal if,metal products except machinery and vehicles 25,F gases] | Industrial Sector Energy Related Emissions before CCS | hard coal if | metal products except machinery and vehicles 25 | F gases |  | 0 | 0 | 0 | 0 | 0 | 0 | 0 | 0 | 0 | 0 | 0 | 0 | 0 | 0 | 0 | 0 | 0 | 0 | 0 | 0 | 0 | 0 | 0 | 0 | 0 | 0 | 0 | 0 | 0 | 0 | 0
Industrial Sector Energy Related Emissions before CCS[hard coal if,computers and electronics 26,CO2] | Industrial Sector Energy Related Emissions before CCS | hard coal if | computers and electronics 26 | CO2 |  | 0 | 0 | 0 | 0 | 0 | 0 | 0 | 0 | 0 | 0 | 0 | 0 | 0 | 0 | 0 | 0 | 0 | 0 | 0 | 0 | 0 | 0 | 0 | 0 | 0 | 0 | 0 | 0 | 0 | 0 | 0
Industrial Sector Energy Related Emissions before CCS[hard coal if,computers and electronics 26,VOC] | Industrial Sector Energy Related Emissions before CCS | hard coal if | computers and electronics 26 | VOC |  | 0 | 0 | 0 | 0 | 0 | 0 | 0 | 0 | 0 | 0 | 0 | 0 | 0 | 0 | 0 | 0 | 0 | 0 | 0 | 0 | 0 | 0 | 0 | 0 | 0 | 0 | 0 | 0 | 0 | 0 | 0
Industrial Sector Energy Related Emissions before CCS[hard coal if,computers and electronics 26,CO] | Industrial Sector Energy Related Emissions before CCS | hard coal if | computers and electronics 26 | CO |  | 0 | 0 | 0 | 0 | 0 | 0 | 0 | 0 | 0 | 0 | 0 | 0 | 0 | 0 | 0 | 0 | 0 | 0 | 0 | 0 | 0 | 0 | 0 | 0 | 0 | 0 | 0 | 0 | 0 | 0 | 0
Industrial Sector Energy Related Emissions before CCS[hard coal if,computers and electronics 26,NOx] | Industrial Sector Energy Related Emissions before CCS | hard coal if | computers and electronics 26 | NOx |  | 0 | 0 | 0 | 0 | 0 | 0 | 0 | 0 | 0 | 0 | 0 | 0 | 0 | 0 | 0 | 0 | 0 | 0 | 0 | 0 | 0 | 0 | 0 | 0 | 0 | 0 | 0 | 0 | 0 | 0 | 0
Industrial Sector Energy Related Emissions before CCS[hard coal if,computers and electronics 26,PM10] | Industrial Sector Energy Related Emissions before CCS | hard coal if | computers and electronics 26 | PM10 |  | 0 | 0 | 0 | 0 | 0 | 0 | 0 | 0 | 0 | 0 | 0 | 0 | 0 | 0 | 0 | 0 | 0 | 0 | 0 | 0 | 0 | 0 | 0 | 0 | 0 | 0 | 0 | 0 | 0 | 0 | 0
Industrial Sector Energy Related Emissions before CCS[hard coal if,computers and electronics 26,PM25] | Industrial Sector Energy Related Emissions before CCS | hard coal if | computers and electronics 26 | PM25 |  | 0 | 0 | 0 | 0 | 0 | 0 | 0 | 0 | 0 | 0 | 0 | 0 | 0 | 0 | 0 | 0 | 0 | 0 | 0 | 0 | 0 | 0 | 0 | 0 | 0 | 0 | 0 | 0 | 0 | 0 | 0
Industrial Sector Energy Related Emissions before CCS[hard coal if,computers and electronics 26,SOx] | Industrial Sector Energy Related Emissions before CCS | hard coal if | computers and electronics 26 | SOx |  | 0 | 0 | 0 | 0 | 0 | 0 | 0 | 0 | 0 | 0 | 0 | 0 | 0 | 0 | 0 | 0 | 0 | 0 | 0 | 0 | 0 | 0 | 0 | 0 | 0 | 0 | 0 | 0 | 0 | 0 | 0
Industrial Sector Energy Related Emissions before CCS[hard coal if,computers and electronics 26,BC] | Industrial Sector Energy Related Emissions before CCS | hard coal if | computers and electronics 26 | BC |  | 0 | 0 | 0 | 0 | 0 | 0 | 0 | 0 | 0 | 0 | 0 | 0 | 0 | 0 | 0 | 0 | 0 | 0 | 0 | 0 | 0 | 0 | 0 | 0 | 0 | 0 | 0 | 0 | 0 | 0 | 0
Industrial Sector Energy Related Emissions before CCS[hard coal if,computers and electronics 26,OC] | Industrial Sector Energy Related Emissions before CCS | hard coal if | computers and electronics 26 | OC |  | 0 | 0 | 0 | 0 | 0 | 0 | 0 | 0 | 0 | 0 | 0 | 0 | 0 | 0 | 0 | 0 | 0 | 0 | 0 | 0 | 0 | 0 | 0 | 0 | 0 | 0 | 0 | 0 | 0 | 0 | 0
Industrial Sector Energy Related Emissions before CCS[hard coal if,computers and electronics 26,CH4] | Industrial Sector Energy Related Emissions before CCS | hard coal if | computers and electronics 26 | CH4 |  | 0 | 0 | 0 | 0 | 0 | 0 | 0 | 0 | 0 | 0 | 0 | 0 | 0 | 0 | 0 | 0 | 0 | 0 | 0 | 0 | 0 | 0 | 0 | 0 | 0 | 0 | 0 | 0 | 0 | 0 | 0
Industrial Sector Energy Related Emissions before CCS[hard coal if,computers and electronics 26,N2O] | Industrial Sector Energy Related Emissions before CCS | hard coal if | computers and electronics 26 | N2O |  | 0 | 0 | 0 | 0 | 0 | 0 | 0 | 0 | 0 | 0 | 0 | 0 | 0 | 0 | 0 | 0 | 0 | 0 | 0 | 0 | 0 | 0 | 0 | 0 | 0 | 0 | 0 | 0 | 0 | 0 | 0
Industrial Sector Energy Related Emissions before CCS[hard coal if,computers and electronics 26,F gases] | Industrial Sector Energy Related Emissions before CCS | hard coal if | computers and electronics 26 | F gases |  | 0 | 0 | 0 | 0 | 0 | 0 | 0 | 0 | 0 | 0 | 0 | 0 | 0 | 0 | 0 | 0 | 0 | 0 | 0 | 0 | 0 | 0 | 0 | 0 | 0 | 0 | 0 | 0 | 0 | 0 | 0
Industrial Sector Energy Related Emissions before CCS[hard coal if,appliances and electrical equipment 27,CO2] | Industrial Sector Energy Related Emissions before CCS | hard coal if | appliances and electrical equipment 27 | CO2 |  | 0 | 0 | 0 | 0 | 0 | 0 | 0 | 0 | 0 | 0 | 0 | 0 | 0 | 0 | 0 | 0 | 0 | 0 | 0 | 0 | 0 | 0 | 0 | 0 | 0 | 0 | 0 | 0 | 0 | 0 | 0
Industrial Sector Energy Related Emissions before CCS[hard coal if,appliances and electrical equipment 27,VOC] | Industrial Sector Energy Related Emissions before CCS | hard coal if | appliances and electrical equipment 27 | VOC |  | 0 | 0 | 0 | 0 | 0 | 0 | 0 | 0 | 0 | 0 | 0 | 0 | 0 | 0 | 0 | 0 | 0 | 0 | 0 | 0 | 0 | 0 | 0 | 0 | 0 | 0 | 0 | 0 | 0 | 0 | 0
Industrial Sector Energy Related Emissions before CCS[hard coal if,appliances and electrical equipment 27,CO] | Industrial Sector Energy Related Emissions before CCS | hard coal if | appliances and electrical equipment 27 | CO |  | 0 | 0 | 0 | 0 | 0 | 0 | 0 | 0 | 0 | 0 | 0 | 0 | 0 | 0 | 0 | 0 | 0 | 0 | 0 | 0 | 0 | 0 | 0 | 0 | 0 | 0 | 0 | 0 | 0 | 0 | 0
Industrial Sector Energy Related Emissions before CCS[hard coal if,appliances and electrical equipment 27,NOx] | Industrial Sector Energy Related Emissions before CCS | hard coal if | appliances and electrical equipment 27 | NOx |  | 0 | 0 | 0 | 0 | 0 | 0 | 0 | 0 | 0 | 0 | 0 | 0 | 0 | 0 | 0 | 0 | 0 | 0 | 0 | 0 | 0 | 0 | 0 | 0 | 0 | 0 | 0 | 0 | 0 | 0 | 0
Industrial Sector Energy Related Emissions before CCS[hard coal if,appliances and electrical equipment 27,PM10] | Industrial Sector Energy Related Emissions before CCS | hard coal if | appliances and electrical equipment 27 | PM10 |  | 0 | 0 | 0 | 0 | 0 | 0 | 0 | 0 | 0 | 0 | 0 | 0 | 0 | 0 | 0 | 0 | 0 | 0 | 0 | 0 | 0 | 0 | 0 | 0 | 0 | 0 | 0 | 0 | 0 | 0 | 0
Industrial Sector Energy Related Emissions before CCS[hard coal if,appliances and electrical equipment 27,PM25] | Industrial Sector Energy Related Emissions before CCS | hard coal if | appliances and electrical equipment 27 | PM25 |  | 0 | 0 | 0 | 0 | 0 | 0 | 0 | 0 | 0 | 0 | 0 | 0 | 0 | 0 | 0 | 0 | 0 | 0 | 0 | 0 | 0 | 0 | 0 | 0 | 0 | 0 | 0 | 0 | 0 | 0 | 0
Industrial Sector Energy Related Emissions before CCS[hard coal if,appliances and electrical equipment 27,SOx] | Industrial Sector Energy Related Emissions before CCS | hard coal if | appliances and electrical equipment 27 | SOx |  | 0 | 0 | 0 | 0 | 0 | 0 | 0 | 0 | 0 | 0 | 0 | 0 | 0 | 0 | 0 | 0 | 0 | 0 | 0 | 0 | 0 | 0 | 0 | 0 | 0 | 0 | 0 | 0 | 0 | 0 | 0
Industrial Sector Energy Related Emissions before CCS[hard coal if,appliances and electrical equipment 27,BC] | Industrial Sector Energy Related Emissions before CCS | hard coal if | appliances and electrical equipment 27 | BC |  | 0 | 0 | 0 | 0 | 0 | 0 | 0 | 0 | 0 | 0 | 0 | 0 | 0 | 0 | 0 | 0 | 0 | 0 | 0 | 0 | 0 | 0 | 0 | 0 | 0 | 0 | 0 | 0 | 0 | 0 | 0
Industrial Sector Energy Related Emissions before CCS[hard coal if,appliances and electrical equipment 27,OC] | Industrial Sector Energy Related Emissions before CCS | hard coal if | appliances and electrical equipment 27 | OC |  | 0 | 0 | 0 | 0 | 0 | 0 | 0 | 0 | 0 | 0 | 0 | 0 | 0 | 0 | 0 | 0 | 0 | 0 | 0 | 0 | 0 | 0 | 0 | 0 | 0 | 0 | 0 | 0 | 0 | 0 | 0
Industrial Sector Energy Related Emissions before CCS[hard coal if,appliances and electrical equipment 27,CH4] | Industrial Sector Energy Related Emissions before CCS | hard coal if | appliances and electrical equipment 27 | CH4 |  | 0 | 0 | 0 | 0 | 0 | 0 | 0 | 0 | 0 | 0 | 0 | 0 | 0 | 0 | 0 | 0 | 0 | 0 | 0 | 0 | 0 | 0 | 0 | 0 | 0 | 0 | 0 | 0 | 0 | 0 | 0
Industrial Sector Energy Related Emissions before CCS[hard coal if,appliances and electrical equipment 27,N2O] | Industrial Sector Energy Related Emissions before CCS | hard coal if | appliances and electrical equipment 27 | N2O |  | 0 | 0 | 0 | 0 | 0 | 0 | 0 | 0 | 0 | 0 | 0 | 0 | 0 | 0 | 0 | 0 | 0 | 0 | 0 | 0 | 0 | 0 | 0 | 0 | 0 | 0 | 0 | 0 | 0 | 0 | 0
Industrial Sector Energy Related Emissions before CCS[hard coal if,appliances and electrical equipment 27,F gases] | Industrial Sector Energy Related Emissions before CCS | hard coal if | appliances and electrical equipment 27 | F gases |  | 0 | 0 | 0 | 0 | 0 | 0 | 0 | 0 | 0 | 0 | 0 | 0 | 0 | 0 | 0 | 0 | 0 | 0 | 0 | 0 | 0 | 0 | 0 | 0 | 0 | 0 | 0 | 0 | 0 | 0 | 0
Industrial Sector Energy Related Emissions before CCS[hard coal if,other machinery 28,CO2] | Industrial Sector Energy Related Emissions before CCS | hard coal if | other machinery 28 | CO2 |  | 0 | 0 | 0 | 0 | 0 | 0 | 0 | 0 | 0 | 0 | 0 | 0 | 0 | 0 | 0 | 0 | 0 | 0 | 0 | 0 | 0 | 0 | 0 | 0 | 0 | 0 | 0 | 0 | 0 | 0 | 0
Industrial Sector Energy Related Emissions before CCS[hard coal if,other machinery 28,VOC] | Industrial Sector Energy Related Emissions before CCS | hard coal if | other machinery 28 | VOC |  | 0 | 0 | 0 | 0 | 0 | 0 | 0 | 0 | 0 | 0 | 0 | 0 | 0 | 0 | 0 | 0 | 0 | 0 | 0 | 0 | 0 | 0 | 0 | 0 | 0 | 0 | 0 | 0 | 0 | 0 | 0
Industrial Sector Energy Related Emissions before CCS[hard coal if,other machinery 28,CO] | Industrial Sector Energy Related Emissions before CCS | hard coal if | other machinery 28 | CO |  | 0 | 0 | 0 | 0 | 0 | 0 | 0 | 0 | 0 | 0 | 0 | 0 | 0 | 0 | 0 | 0 | 0 | 0 | 0 | 0 | 0 | 0 | 0 | 0 | 0 | 0 | 0 | 0 | 0 | 0 | 0
Industrial Sector Energy Related Emissions before CCS[hard coal if,other machinery 28,NOx] | Industrial Sector Energy Related Emissions before CCS | hard coal if | other machinery 28 | NOx |  | 0 | 0 | 0 | 0 | 0 | 0 | 0 | 0 | 0 | 0 | 0 | 0 | 0 | 0 | 0 | 0 | 0 | 0 | 0 | 0 | 0 | 0 | 0 | 0 | 0 | 0 | 0 | 0 | 0 | 0 | 0
Industrial Sector Energy Related Emissions before CCS[hard coal if,other machinery 28,PM10] | Industrial Sector Energy Related Emissions before CCS | hard coal if | other machinery 28 | PM10 |  | 0 | 0 | 0 | 0 | 0 | 0 | 0 | 0 | 0 | 0 | 0 | 0 | 0 | 0 | 0 | 0 | 0 | 0 | 0 | 0 | 0 | 0 | 0 | 0 | 0 | 0 | 0 | 0 | 0 | 0 | 0
Industrial Sector Energy Related Emissions before CCS[hard coal if,other machinery 28,PM25] | Industrial Sector Energy Related Emissions before CCS | hard coal if | other machinery 28 | PM25 |  | 0 | 0 | 0 | 0 | 0 | 0 | 0 | 0 | 0 | 0 | 0 | 0 | 0 | 0 | 0 | 0 | 0 | 0 | 0 | 0 | 0 | 0 | 0 | 0 | 0 | 0 | 0 | 0 | 0 | 0 | 0
Industrial Sector Energy Related Emissions before CCS[hard coal if,other machinery 28,SOx] | Industrial Sector Energy Related Emissions before CCS | hard coal if | other machinery 28 | SOx |  | 0 | 0 | 0 | 0 | 0 | 0 | 0 | 0 | 0 | 0 | 0 | 0 | 0 | 0 | 0 | 0 | 0 | 0 | 0 | 0 | 0 | 0 | 0 | 0 | 0 | 0 | 0 | 0 | 0 | 0 | 0
Industrial Sector Energy Related Emissions before CCS[hard coal if,other machinery 28,BC] | Industrial Sector Energy Related Emissions before CCS | hard coal if | other machinery 28 | BC |  | 0 | 0 | 0 | 0 | 0 | 0 | 0 | 0 | 0 | 0 | 0 | 0 | 0 | 0 | 0 | 0 | 0 | 0 | 0 | 0 | 0 | 0 | 0 | 0 | 0 | 0 | 0 | 0 | 0 | 0 | 0
Industrial Sector Energy Related Emissions before CCS[hard coal if,other machinery 28,OC] | Industrial Sector Energy Related Emissions before CCS | hard coal if | other machinery 28 | OC |  | 0 | 0 | 0 | 0 | 0 | 0 | 0 | 0 | 0 | 0 | 0 | 0 | 0 | 0 | 0 | 0 | 0 | 0 | 0 | 0 | 0 | 0 | 0 | 0 | 0 | 0 | 0 | 0 | 0 | 0 | 0
Industrial Sector Energy Related Emissions before CCS[hard coal if,other machinery 28,CH4] | Industrial Sector Energy Related Emissions before CCS | hard coal if | other machinery 28 | CH4 |  | 0 | 0 | 0 | 0 | 0 | 0 | 0 | 0 | 0 | 0 | 0 | 0 | 0 | 0 | 0 | 0 | 0 | 0 | 0 | 0 | 0 | 0 | 0 | 0 | 0 | 0 | 0 | 0 | 0 | 0 | 0
Industrial Sector Energy Related Emissions before CCS[hard coal if,other machinery 28,N2O] | Industrial Sector Energy Related Emissions before CCS | hard coal if | other machinery 28 | N2O |  | 0 | 0 | 0 | 0 | 0 | 0 | 0 | 0 | 0 | 0 | 0 | 0 | 0 | 0 | 0 | 0 | 0 | 0 | 0 | 0 | 0 | 0 | 0 | 0 | 0 | 0 | 0 | 0 | 0 | 0 | 0
Industrial Sector Energy Related Emissions before CCS[hard coal if,other machinery 28,F gases] | Industrial Sector Energy Related Emissions before CCS | hard coal if | other machinery 28 | F gases |  | 0 | 0 | 0 | 0 | 0 | 0 | 0 | 0 | 0 | 0 | 0 | 0 | 0 | 0 | 0 | 0 | 0 | 0 | 0 | 0 | 0 | 0 | 0 | 0 | 0 | 0 | 0 | 0 | 0 | 0 | 0
Industrial Sector Energy Related Emissions before CCS[hard coal if,road vehicles 29,CO2] | Industrial Sector Energy Related Emissions before CCS | hard coal if | road vehicles 29 | CO2 |  | 0 | 0 | 0 | 0 | 0 | 0 | 0 | 0 | 0 | 0 | 0 | 0 | 0 | 0 | 0 | 0 | 0 | 0 | 0 | 0 | 0 | 0 | 0 | 0 | 0 | 0 | 0 | 0 | 0 | 0 | 0
Industrial Sector Energy Related Emissions before CCS[hard coal if,road vehicles 29,VOC] | Industrial Sector Energy Related Emissions before CCS | hard coal if | road vehicles 29 | VOC |  | 0 | 0 | 0 | 0 | 0 | 0 | 0 | 0 | 0 | 0 | 0 | 0 | 0 | 0 | 0 | 0 | 0 | 0 | 0 | 0 | 0 | 0 | 0 | 0 | 0 | 0 | 0 | 0 | 0 | 0 | 0
Industrial Sector Energy Related Emissions before CCS[hard coal if,road vehicles 29,CO] | Industrial Sector Energy Related Emissions before CCS | hard coal if | road vehicles 29 | CO |  | 0 | 0 | 0 | 0 | 0 | 0 | 0 | 0 | 0 | 0 | 0 | 0 | 0 | 0 | 0 | 0 | 0 | 0 | 0 | 0 | 0 | 0 | 0 | 0 | 0 | 0 | 0 | 0 | 0 | 0 | 0
Industrial Sector Energy Related Emissions before CCS[hard coal if,road vehicles 29,NOx] | Industrial Sector Energy Related Emissions before CCS | hard coal if | road vehicles 29 | NOx |  | 0 | 0 | 0 | 0 | 0 | 0 | 0 | 0 | 0 | 0 | 0 | 0 | 0 | 0 | 0 | 0 | 0 | 0 | 0 | 0 | 0 | 0 | 0 | 0 | 0 | 0 | 0 | 0 | 0 | 0 | 0
Industrial Sector Energy Related Emissions before CCS[hard coal if,road vehicles 29,PM10] | Industrial Sector Energy Related Emissions before CCS | hard coal if | road vehicles 29 | PM10 |  | 0 | 0 | 0 | 0 | 0 | 0 | 0 | 0 | 0 | 0 | 0 | 0 | 0 | 0 | 0 | 0 | 0 | 0 | 0 | 0 | 0 | 0 | 0 | 0 | 0 | 0 | 0 | 0 | 0 | 0 | 0
Industrial Sector Energy Related Emissions before CCS[hard coal if,road vehicles 29,PM25] | Industrial Sector Energy Related Emissions before CCS | hard coal if | road vehicles 29 | PM25 |  | 0 | 0 | 0 | 0 | 0 | 0 | 0 | 0 | 0 | 0 | 0 | 0 | 0 | 0 | 0 | 0 | 0 | 0 | 0 | 0 | 0 | 0 | 0 | 0 | 0 | 0 | 0 | 0 | 0 | 0 | 0
Industrial Sector Energy Related Emissions before CCS[hard coal if,road vehicles 29,SOx] | Industrial Sector Energy Related Emissions before CCS | hard coal if | road vehicles 29 | SOx |  | 0 | 0 | 0 | 0 | 0 | 0 | 0 | 0 | 0 | 0 | 0 | 0 | 0 | 0 | 0 | 0 | 0 | 0 | 0 | 0 | 0 | 0 | 0 | 0 | 0 | 0 | 0 | 0 | 0 | 0 | 0
Industrial Sector Energy Related Emissions before CCS[hard coal if,road vehicles 29,BC] | Industrial Sector Energy Related Emissions before CCS | hard coal if | road vehicles 29 | BC |  | 0 | 0 | 0 | 0 | 0 | 0 | 0 | 0 | 0 | 0 | 0 | 0 | 0 | 0 | 0 | 0 | 0 | 0 | 0 | 0 | 0 | 0 | 0 | 0 | 0 | 0 | 0 | 0 | 0 | 0 | 0
Industrial Sector Energy Related Emissions before CCS[hard coal if,road vehicles 29,OC] | Industrial Sector Energy Related Emissions before CCS | hard coal if | road vehicles 29 | OC |  | 0 | 0 | 0 | 0 | 0 | 0 | 0 | 0 | 0 | 0 | 0 | 0 | 0 | 0 | 0 | 0 | 0 | 0 | 0 | 0 | 0 | 0 | 0 | 0 | 0 | 0 | 0 | 0 | 0 | 0 | 0
Industrial Sector Energy Related Emissions before CCS[hard coal if,road vehicles 29,CH4] | Industrial Sector Energy Related Emissions before CCS | hard coal if | road vehicles 29 | CH4 |  | 0 | 0 | 0 | 0 | 0 | 0 | 0 | 0 | 0 | 0 | 0 | 0 | 0 | 0 | 0 | 0 | 0 | 0 | 0 | 0 | 0 | 0 | 0 | 0 | 0 | 0 | 0 | 0 | 0 | 0 | 0
Industrial Sector Energy Related Emissions before CCS[hard coal if,road vehicles 29,N2O] | Industrial Sector Energy Related Emissions before CCS | hard coal if | road vehicles 29 | N2O |  | 0 | 0 | 0 | 0 | 0 | 0 | 0 | 0 | 0 | 0 | 0 | 0 | 0 | 0 | 0 | 0 | 0 | 0 | 0 | 0 | 0 | 0 | 0 | 0 | 0 | 0 | 0 | 0 | 0 | 0 | 0
Industrial Sector Energy Related Emissions before CCS[hard coal if,road vehicles 29,F gases] | Industrial Sector Energy Related Emissions before CCS | hard coal if | road vehicles 29 | F gases |  | 0 | 0 | 0 | 0 | 0 | 0 | 0 | 0 | 0 | 0 | 0 | 0 | 0 | 0 | 0 | 0 | 0 | 0 | 0 | 0 | 0 | 0 | 0 | 0 | 0 | 0 | 0 | 0 | 0 | 0 | 0
Industrial Sector Energy Related Emissions before CCS[hard coal if,nonroad vehicles 30,CO2] | Industrial Sector Energy Related Emissions before CCS | hard coal if | nonroad vehicles 30 | CO2 |  | 0 | 0 | 0 | 0 | 0 | 0 | 0 | 0 | 0 | 0 | 0 | 0 | 0 | 0 | 0 | 0 | 0 | 0 | 0 | 0 | 0 | 0 | 0 | 0 | 0 | 0 | 0 | 0 | 0 | 0 | 0
Industrial Sector Energy Related Emissions before CCS[hard coal if,nonroad vehicles 30,VOC] | Industrial Sector Energy Related Emissions before CCS | hard coal if | nonroad vehicles 30 | VOC |  | 0 | 0 | 0 | 0 | 0 | 0 | 0 | 0 | 0 | 0 | 0 | 0 | 0 | 0 | 0 | 0 | 0 | 0 | 0 | 0 | 0 | 0 | 0 | 0 | 0 | 0 | 0 | 0 | 0 | 0 | 0
Industrial Sector Energy Related Emissions before CCS[hard coal if,nonroad vehicles 30,CO] | Industrial Sector Energy Related Emissions before CCS | hard coal if | nonroad vehicles 30 | CO |  | 0 | 0 | 0 | 0 | 0 | 0 | 0 | 0 | 0 | 0 | 0 | 0 | 0 | 0 | 0 | 0 | 0 | 0 | 0 | 0 | 0 | 0 | 0 | 0 | 0 | 0 | 0 | 0 | 0 | 0 | 0
Industrial Sector Energy Related Emissions before CCS[hard coal if,nonroad vehicles 30,NOx] | Industrial Sector Energy Related Emissions before CCS | hard coal if | nonroad vehicles 30 | NOx |  | 0 | 0 | 0 | 0 | 0 | 0 | 0 | 0 | 0 | 0 | 0 | 0 | 0 | 0 | 0 | 0 | 0 | 0 | 0 | 0 | 0 | 0 | 0 | 0 | 0 | 0 | 0 | 0 | 0 | 0 | 0
Industrial Sector Energy Related Emissions before CCS[hard coal if,nonroad vehicles 30,PM10] | Industrial Sector Energy Related Emissions before CCS | hard coal if | nonroad vehicles 30 | PM10 |  | 0 | 0 | 0 | 0 | 0 | 0 | 0 | 0 | 0 | 0 | 0 | 0 | 0 | 0 | 0 | 0 | 0 | 0 | 0 | 0 | 0 | 0 | 0 | 0 | 0 | 0 | 0 | 0 | 0 | 0 | 0
Industrial Sector Energy Related Emissions before CCS[hard coal if,nonroad vehicles 30,PM25] | Industrial Sector Energy Related Emissions before CCS | hard coal if | nonroad vehicles 30 | PM25 |  | 0 | 0 | 0 | 0 | 0 | 0 | 0 | 0 | 0 | 0 | 0 | 0 | 0 | 0 | 0 | 0 | 0 | 0 | 0 | 0 | 0 | 0 | 0 | 0 | 0 | 0 | 0 | 0 | 0 | 0 | 0
Industrial Sector Energy Related Emissions before CCS[hard coal if,nonroad vehicles 30,SOx] | Industrial Sector Energy Related Emissions before CCS | hard coal if | nonroad vehicles 30 | SOx |  | 0 | 0 | 0 | 0 | 0 | 0 | 0 | 0 | 0 | 0 | 0 | 0 | 0 | 0 | 0 | 0 | 0 | 0 | 0 | 0 | 0 | 0 | 0 | 0 | 0 | 0 | 0 | 0 | 0 | 0 | 0
Industrial Sector Energy Related Emissions before CCS[hard coal if,nonroad vehicles 30,BC] | Industrial Sector Energy Related Emissions before CCS | hard coal if | nonroad vehicles 30 | BC |  | 0 | 0 | 0 | 0 | 0 | 0 | 0 | 0 | 0 | 0 | 0 | 0 | 0 | 0 | 0 | 0 | 0 | 0 | 0 | 0 | 0 | 0 | 0 | 0 | 0 | 0 | 0 | 0 | 0 | 0 | 0
Industrial Sector Energy Related Emissions before CCS[hard coal if,nonroad vehicles 30,OC] | Industrial Sector Energy Related Emissions before CCS | hard coal if | nonroad vehicles 30 | OC |  | 0 | 0 | 0 | 0 | 0 | 0 | 0 | 0 | 0 | 0 | 0 | 0 | 0 | 0 | 0 | 0 | 0 | 0 | 0 | 0 | 0 | 0 | 0 | 0 | 0 | 0 | 0 | 0 | 0 | 0 | 0
Industrial Sector Energy Related Emissions before CCS[hard coal if,nonroad vehicles 30,CH4] | Industrial Sector Energy Related Emissions before CCS | hard coal if | nonroad vehicles 30 | CH4 |  | 0 | 0 | 0 | 0 | 0 | 0 | 0 | 0 | 0 | 0 | 0 | 0 | 0 | 0 | 0 | 0 | 0 | 0 | 0 | 0 | 0 | 0 | 0 | 0 | 0 | 0 | 0 | 0 | 0 | 0 | 0
Industrial Sector Energy Related Emissions before CCS[hard coal if,nonroad vehicles 30,N2O] | Industrial Sector Energy Related Emissions before CCS | hard coal if | nonroad vehicles 30 | N2O |  | 0 | 0 | 0 | 0 | 0 | 0 | 0 | 0 | 0 | 0 | 0 | 0 | 0 | 0 | 0 | 0 | 0 | 0 | 0 | 0 | 0 | 0 | 0 | 0 | 0 | 0 | 0 | 0 | 0 | 0 | 0
Industrial Sector Energy Related Emissions before CCS[hard coal if,nonroad vehicles 30,F gases] | Industrial Sector Energy Related Emissions before CCS | hard coal if | nonroad vehicles 30 | F gases |  | 0 | 0 | 0 | 0 | 0 | 0 | 0 | 0 | 0 | 0 | 0 | 0 | 0 | 0 | 0 | 0 | 0 | 0 | 0 | 0 | 0 | 0 | 0 | 0 | 0 | 0 | 0 | 0 | 0 | 0 | 0
Industrial Sector Energy Related Emissions before CCS[hard coal if,other manufacturing 31T33,CO2] | Industrial Sector Energy Related Emissions before CCS | hard coal if | other manufacturing 31T33 | CO2 |  | 36271500000 | 33294900000 | 32568600000 | 31491700000 | 29735200000 | 28058400000 | 26286700000 | 24570300000 | 22737400000 | 21004200000 | 19430200000 | 18111900000 | 16688200000 | 15373700000 | 13796900000 | 13909100000 | 13467400000 | 12995500000 | 12617200000 | 12273800000 | 11998400000 | 11764700000 | 11526700000 | 11322200000 | 11141600000 | 40712200000 | 34546400000 | 40297400000 | 46048400000 | 51799400000 | 57550400000
Industrial Sector Energy Related Emissions before CCS[hard coal if,other manufacturing 31T33,VOC] | Industrial Sector Energy Related Emissions before CCS | hard coal if | other manufacturing 31T33 | VOC |  | 170112 | 156152 | 152746 | 147695 | 139457 | 131593 | 123284 | 115234 | 106638 | 98509.4 | 91127 | 84944.3 | 78267.4 | 72102.5 | 64707.2 | 65233.4 | 63161.7 | 60948.8 | 59174.5 | 57563.7 | 56272.1 | 55176.3 | 54060.1 | 53100.6 | 52253.9 | 190939 | 162022 | 188994 | 215966 | 242938 | 269910
Industrial Sector Energy Related Emissions before CCS[hard coal if,other manufacturing 31T33,CO] | Industrial Sector Energy Related Emissions before CCS | hard coal if | other manufacturing 31T33 | CO |  | 8645460 | 7935980 | 7762860 | 7506180 | 7087510 | 6687840 | 6265560 | 5856430 | 5419550 | 5006450 | 4631260 | 4317050 | 3977710 | 3664400 | 3288560 | 3315290 | 3210010 | 3097540 | 3007370 | 2925510 | 2859870 | 2804180 | 2747450 | 2698680 | 2655650 | 9703920 | 8234280 | 9605060 | 10975800 | 12346600 | 13717400
Industrial Sector Energy Related Emissions before CCS[hard coal if,other manufacturing 31T33,NOx] | Industrial Sector Energy Related Emissions before CCS | hard coal if | other manufacturing 31T33 | NOx |  | 43897400 | 40295000 | 39416000 | 38112700 | 35986900 | 33957600 | 31813400 | 29736100 | 27517800 | 25420300 | 23515300 | 21919800 | 20196900 | 18606000 | 16697700 | 16833400 | 16298800 | 15727800 | 15270000 | 14854300 | 14521000 | 14238200 | 13950200 | 13702600 | 13484100 | 49271700 | 41809700 | 48769800 | 55729900 | 62690000 | 69650100
Industrial Sector Energy Related Emissions before CCS[hard coal if,other manufacturing 31T33,PM10] | Industrial Sector Energy Related Emissions before CCS | hard coal if | other manufacturing 31T33 | PM10 |  | 961288 | 882400 | 863151 | 834611 | 788059 | 743620 | 696667 | 651176 | 602599 | 556667 | 514950 | 480012 | 442282 | 407444 | 365654 | 368627 | 356920 | 344415 | 334389 | 325287 | 317988 | 311796 | 305488 | 300066 | 295282 | 1078980 | 915569 | 1067990 | 1220400 | 1372820 | 1525230
Industrial Sector Energy Related Emissions before CCS[hard coal if,other manufacturing 31T33,PM25] | Industrial Sector Energy Related Emissions before CCS | hard coal if | other manufacturing 31T33 | PM25 |  | 909948 | 835273 | 817052 | 790037 | 745971 | 703905 | 659459 | 616398 | 570416 | 526937 | 487447 | 454376 | 418660 | 385683 | 346125 | 348940 | 337858 | 326021 | 316531 | 307914 | 301005 | 295144 | 289173 | 284041 | 279511 | 1021350 | 866671 | 1010950 | 1155220 | 1299500 | 1443770
Industrial Sector Energy Related Emissions before CCS[hard coal if,other manufacturing 31T33,SOx] | Industrial Sector Energy Related Emissions before CCS | hard coal if | other manufacturing 31T33 | SOx |  | 196478000 | 180354000 | 176420000 | 170587000 | 161072000 | 151989000 | 142392000 | 133094000 | 123166000 | 113777000 | 105251000 | 98109900 | 90398200 | 83277700 | 74736300 | 75344000 | 72951200 | 70395300 | 68346100 | 66485600 | 64993800 | 63728200 | 62438900 | 61330700 | 60352800 | 220533000 | 187134000 | 218286000 | 249439000 | 280591000 | 311743000
Industrial Sector Energy Related Emissions before CCS[hard coal if,other manufacturing 31T33,BC] | Industrial Sector Energy Related Emissions before CCS | hard coal if | other manufacturing 31T33 | BC |  | 39079.9 | 35872.8 | 35090.2 | 33930 | 32037.5 | 30230.9 | 28322 | 26472.7 | 24497.8 | 22630.5 | 20934.6 | 19514.2 | 17980.4 | 16564.1 | 14865.2 | 14986 | 14510.1 | 14001.7 | 13594.2 | 13224.1 | 12927.4 | 12675.6 | 12419.2 | 12198.8 | 12004.3 | 43864.4 | 37221.2 | 43417.5 | 49613.8 | 55810 | 62006.3
Industrial Sector Energy Related Emissions before CCS[hard coal if,other manufacturing 31T33,OC] | Industrial Sector Energy Related Emissions before CCS | hard coal if | other manufacturing 31T33 | OC |  | 73562.1 | 67525.2 | 66052.2 | 63868.2 | 60305.9 | 56905.2 | 53312.1 | 49830.9 | 46113.6 | 42598.7 | 39406.3 | 36732.7 | 33845.4 | 31179.5 | 27981.5 | 28209 | 27313.2 | 26356.2 | 25589 | 24892.4 | 24333.9 | 23860 | 23377.3 | 22962.4 | 22596.3 | 82568.3 | 70063.5 | 81727.1 | 93390.7 | 105054 | 116718
Industrial Sector Energy Related Emissions before CCS[hard coal if,other manufacturing 31T33,CH4] | Industrial Sector Energy Related Emissions before CCS | hard coal if | other manufacturing 31T33 | CH4 |  | 4214500 | 3868630 | 3784240 | 3659120 | 3455020 | 3260190 | 3054340 | 2854900 | 2641930 | 2440550 | 2257650 | 2104480 | 1939060 | 1786320 | 1603110 | 1616140 | 1564820 | 1509990 | 1466040 | 1426130 | 1394130 | 1366980 | 1339330 | 1315560 | 1294580 | 4730470 | 4014050 | 4682280 | 5350510 | 6018730 | 6686960
Industrial Sector Energy Related Emissions before CCS[hard coal if,other manufacturing 31T33,N2O] | Industrial Sector Energy Related Emissions before CCS | hard coal if | other manufacturing 31T33 | N2O |  | 613018 | 562710 | 550435 | 532235 | 502549 | 474210 | 444267 | 415258 | 384280 | 354989 | 328386 | 306106 | 282045 | 259829 | 233179 | 235075 | 227610 | 219635 | 213242 | 207437 | 202782 | 198834 | 194811 | 191354 | 188302 | 688069 | 583862 | 681059 | 778256 | 875451 | 972648
Industrial Sector Energy Related Emissions before CCS[hard coal if,other manufacturing 31T33,F gases] | Industrial Sector Energy Related Emissions before CCS | hard coal if | other manufacturing 31T33 | F gases |  | 0 | 0 | 0 | 0 | 0 | 0 | 0 | 0 | 0 | 0 | 0 | 0 | 0 | 0 | 0 | 0 | 0 | 0 | 0 | 0 | 0 | 0 | 0 | 0 | 0 | 0 | 0 | 0 | 0 | 0 | 0
Industrial Sector Energy Related Emissions before CCS[hard coal if,energy pipelines and gas processing 352T353,CO2] | Industrial Sector Energy Related Emissions before CCS | hard coal if | energy pipelines and gas processing 352T353 | CO2 |  | 0 | 266237000 | 279622000 | 279039000 | 259019000 | 237282000 | 218579000 | 216402000 | 213201000 | 211668000 | 205309000 | 199026000 | 200795000 | 201243000 | 202350000 | 203144000 | 206301000 | 203812000 | 198860000 | 195226000 | 191853000 | 188941000 | 186967000 | 185447000 | 182590000 | 142261000 | 148496000 | 140939000 | 132880000 | 125182000 | 117842000
Industrial Sector Energy Related Emissions before CCS[hard coal if,energy pipelines and gas processing 352T353,VOC] | Industrial Sector Energy Related Emissions before CCS | hard coal if | energy pipelines and gas processing 352T353 | VOC |  | 0 | 1248.64 | 1311.42 | 1308.69 | 1214.79 | 1112.85 | 1025.13 | 1014.92 | 999.906 | 992.716 | 962.895 | 933.428 | 941.724 | 943.823 | 949.016 | 952.742 | 967.546 | 955.875 | 932.65 | 915.606 | 899.788 | 886.128 | 876.872 | 869.741 | 856.343 | 667.202 | 696.444 | 660.999 | 623.204 | 587.103 | 552.676
Industrial Sector Energy Related Emissions before CCS[hard coal if,energy pipelines and gas processing 352T353,CO] | Industrial Sector Energy Related Emissions before CCS | hard coal if | energy pipelines and gas processing 352T353 | CO |  | 0 | 63458.6 | 66649.1 | 66510.1 | 61738.2 | 56557.2 | 52099.3 | 51580.3 | 50817.3 | 50451.9 | 48936.3 | 47438.7 | 47860.4 | 47967.1 | 48231 | 48420.3 | 49172.7 | 48579.5 | 47399.2 | 46533 | 45729.1 | 45034.9 | 44564.4 | 44202 | 43521.1 | 33908.6 | 35394.7 | 33593.3 | 31672.5 | 29837.8 | 28088.2
Industrial Sector Energy Related Emissions before CCS[hard coal if,energy pipelines and gas processing 352T353,NOx] | Industrial Sector Energy Related Emissions before CCS | hard coal if | energy pipelines and gas processing 352T353 | NOx |  | 0 | 322212 | 338411 | 337706 | 313476 | 287170 | 264535 | 261899 | 258025 | 256170 | 248475 | 240871 | 243012 | 243553 | 244893 | 245855 | 249675 | 246663 | 240670 | 236272 | 232190 | 228665 | 226276 | 224436 | 220979 | 172171 | 179717 | 170570 | 160818 | 151502 | 142618
Industrial Sector Energy Related Emissions before CCS[hard coal if,energy pipelines and gas processing 352T353,PM10] | Industrial Sector Energy Related Emissions before CCS | hard coal if | energy pipelines and gas processing 352T353 | PM10 |  | 0 | 7055.96 | 7410.71 | 7395.25 | 6864.66 | 6288.59 | 5792.91 | 5735.2 | 5650.37 | 5609.74 | 5441.23 | 5274.71 | 5321.59 | 5333.45 | 5362.8 | 5383.85 | 5467.5 | 5401.55 | 5270.31 | 5174 | 5084.61 | 5007.42 | 4955.12 | 4914.82 | 4839.11 | 3770.29 | 3935.54 | 3735.24 | 3521.67 | 3317.66 | 3123.12
Industrial Sector Energy Related Emissions before CCS[hard coal if,energy pipelines and gas processing 352T353,PM25] | Industrial Sector Energy Related Emissions before CCS | hard coal if | energy pipelines and gas processing 352T353 | PM25 |  | 0 | 6679.12 | 7014.92 | 7000.29 | 6498.04 | 5952.73 | 5483.53 | 5428.9 | 5348.6 | 5310.13 | 5150.62 | 4993 | 5037.38 | 5048.6 | 5076.38 | 5096.31 | 5175.5 | 5113.07 | 4988.84 | 4897.67 | 4813.05 | 4739.99 | 4690.47 | 4652.33 | 4580.66 | 3568.93 | 3725.35 | 3535.75 | 3333.58 | 3140.47 | 2956.32
Industrial Sector Energy Related Emissions before CCS[hard coal if,energy pipelines and gas processing 352T353,SOx] | Industrial Sector Energy Related Emissions before CCS | hard coal if | energy pipelines and gas processing 352T353 | SOx |  | 0 | 1442170 | 1514680 | 1511520 | 1403070 | 1285330 | 1184020 | 1172220 | 1154880 | 1146580 | 1112140 | 1078100 | 1087680 | 1090110 | 1096100 | 1100410 | 1117510 | 1104030 | 1077200 | 1057520 | 1039250 | 1023470 | 1012780 | 1004540 | 989069 | 770612 | 804387 | 763448 | 719795 | 678098 | 638336
Industrial Sector Energy Related Emissions before CCS[hard coal if,energy pipelines and gas processing 352T353,BC] | Industrial Sector Energy Related Emissions before CCS | hard coal if | energy pipelines and gas processing 352T353 | BC |  | 0 | 286.85 | 301.272 | 300.644 | 279.074 | 255.654 | 235.503 | 233.157 | 229.708 | 228.056 | 221.206 | 214.436 | 216.342 | 216.824 | 218.017 | 218.873 | 222.274 | 219.593 | 214.257 | 210.342 | 206.708 | 203.57 | 201.444 | 199.805 | 196.727 | 153.276 | 159.994 | 151.851 | 143.169 | 134.875 | 126.966
Industrial Sector Energy Related Emissions before CCS[hard coal if,energy pipelines and gas processing 352T353,OC] | Industrial Sector Energy Related Emissions before CCS | hard coal if | energy pipelines and gas processing 352T353 | OC |  | 0 | 539.954 | 567.101 | 565.918 | 525.315 | 481.231 | 443.3 | 438.884 | 432.392 | 429.282 | 416.387 | 403.644 | 407.232 | 408.14 | 410.385 | 411.996 | 418.398 | 413.351 | 403.308 | 395.938 | 389.097 | 383.191 | 379.188 | 376.104 | 370.311 | 288.52 | 301.165 | 285.837 | 269.494 | 253.882 | 238.995
Industrial Sector Energy Related Emissions before CCS[hard coal if,energy pipelines and gas processing 352T353,CH4] | Industrial Sector Energy Related Emissions before CCS | hard coal if | energy pipelines and gas processing 352T353 | CH4 |  | 0 | 30934.9 | 32490.1 | 32422.4 | 30096.2 | 27570.6 | 25397.4 | 25144.4 | 24772.4 | 24594.3 | 23855.5 | 23125.5 | 23331 | 23383 | 23511.7 | 23604 | 23970.7 | 23681.6 | 23106.2 | 22683.9 | 22292 | 21953.6 | 21724.3 | 21547.6 | 21215.7 | 16529.8 | 17254.2 | 16376.1 | 15439.7 | 14545.3 | 13692.4
Industrial Sector Energy Related Emissions before CCS[hard coal if,energy pipelines and gas processing 352T353,N2O] | Industrial Sector Energy Related Emissions before CCS | hard coal if | energy pipelines and gas processing 352T353 | N2O |  | 0 | 4499.62 | 4725.84 | 4715.98 | 4377.63 | 4010.26 | 3694.17 | 3657.36 | 3603.27 | 3577.35 | 3469.89 | 3363.7 | 3393.6 | 3401.17 | 3419.88 | 3433.3 | 3486.65 | 3444.59 | 3360.9 | 3299.48 | 3242.48 | 3193.25 | 3159.9 | 3134.2 | 3085.92 | 2404.33 | 2509.71 | 2381.98 | 2245.78 | 2115.69 | 1991.63
Industrial Sector Energy Related Emissions before CCS[hard coal if,energy pipelines and gas processing 352T353,F gases] | Industrial Sector Energy Related Emissions before CCS | hard coal if | energy pipelines and gas processing 352T353 | F gases |  | 0 | 0 | 0 | 0 | 0 | 0 | 0 | 0 | 0 | 0 | 0 | 0 | 0 | 0 | 0 | 0 | 0 | 0 | 0 | 0 | 0 | 0 | 0 | 0 | 0 | 0 | 0 | 0 | 0 | 0 | 0
Industrial Sector Energy Related Emissions before CCS[hard coal if,water and waste 36T39,CO2] | Industrial Sector Energy Related Emissions before CCS | hard coal if | water and waste 36T39 | CO2 |  | 0 | 0 | 0 | 0 | 0 | 0 | 0 | 0 | 0 | 0 | 0 | 0 | 0 | 0 | 0 | 0 | 0 | 0 | 0 | 0 | 0 | 0 | 0 | 0 | 0 | 0 | 0 | 0 | 0 | 0 | 0
Industrial Sector Energy Related Emissions before CCS[hard coal if,water and waste 36T39,VOC] | Industrial Sector Energy Related Emissions before CCS | hard coal if | water and waste 36T39 | VOC |  | 0 | 0 | 0 | 0 | 0 | 0 | 0 | 0 | 0 | 0 | 0 | 0 | 0 | 0 | 0 | 0 | 0 | 0 | 0 | 0 | 0 | 0 | 0 | 0 | 0 | 0 | 0 | 0 | 0 | 0 | 0
Industrial Sector Energy Related Emissions before CCS[hard coal if,water and waste 36T39,CO] | Industrial Sector Energy Related Emissions before CCS | hard coal if | water and waste 36T39 | CO |  | 0 | 0 | 0 | 0 | 0 | 0 | 0 | 0 | 0 | 0 | 0 | 0 | 0 | 0 | 0 | 0 | 0 | 0 | 0 | 0 | 0 | 0 | 0 | 0 | 0 | 0 | 0 | 0 | 0 | 0 | 0
Industrial Sector Energy Related Emissions before CCS[hard coal if,water and waste 36T39,NOx] | Industrial Sector Energy Related Emissions before CCS | hard coal if | water and waste 36T39 | NOx |  | 0 | 0 | 0 | 0 | 0 | 0 | 0 | 0 | 0 | 0 | 0 | 0 | 0 | 0 | 0 | 0 | 0 | 0 | 0 | 0 | 0 | 0 | 0 | 0 | 0 | 0 | 0 | 0 | 0 | 0 | 0
Industrial Sector Energy Related Emissions before CCS[hard coal if,water and waste 36T39,PM10] | Industrial Sector Energy Related Emissions before CCS | hard coal if | water and waste 36T39 | PM10 |  | 0 | 0 | 0 | 0 | 0 | 0 | 0 | 0 | 0 | 0 | 0 | 0 | 0 | 0 | 0 | 0 | 0 | 0 | 0 | 0 | 0 | 0 | 0 | 0 | 0 | 0 | 0 | 0 | 0 | 0 | 0
Industrial Sector Energy Related Emissions before CCS[hard coal if,water and waste 36T39,PM25] | Industrial Sector Energy Related Emissions before CCS | hard coal if | water and waste 36T39 | PM25 |  | 0 | 0 | 0 | 0 | 0 | 0 | 0 | 0 | 0 | 0 | 0 | 0 | 0 | 0 | 0 | 0 | 0 | 0 | 0 | 0 | 0 | 0 | 0 | 0 | 0 | 0 | 0 | 0 | 0 | 0 | 0
Industrial Sector Energy Related Emissions before CCS[hard coal if,water and waste 36T39,SOx] | Industrial Sector Energy Related Emissions before CCS | hard coal if | water and waste 36T39 | SOx |  | 0 | 0 | 0 | 0 | 0 | 0 | 0 | 0 | 0 | 0 | 0 | 0 | 0 | 0 | 0 | 0 | 0 | 0 | 0 | 0 | 0 | 0 | 0 | 0 | 0 | 0 | 0 | 0 | 0 | 0 | 0
Industrial Sector Energy Related Emissions before CCS[hard coal if,water and waste 36T39,BC] | Industrial Sector Energy Related Emissions before CCS | hard coal if | water and waste 36T39 | BC |  | 0 | 0 | 0 | 0 | 0 | 0 | 0 | 0 | 0 | 0 | 0 | 0 | 0 | 0 | 0 | 0 | 0 | 0 | 0 | 0 | 0 | 0 | 0 | 0 | 0 | 0 | 0 | 0 | 0 | 0 | 0
Industrial Sector Energy Related Emissions before CCS[hard coal if,water and waste 36T39,OC] | Industrial Sector Energy Related Emissions before CCS | hard coal if | water and waste 36T39 | OC |  | 0 | 0 | 0 | 0 | 0 | 0 | 0 | 0 | 0 | 0 | 0 | 0 | 0 | 0 | 0 | 0 | 0 | 0 | 0 | 0 | 0 | 0 | 0 | 0 | 0 | 0 | 0 | 0 | 0 | 0 | 0
Industrial Sector Energy Related Emissions before CCS[hard coal if,water and waste 36T39,CH4] | Industrial Sector Energy Related Emissions before CCS | hard coal if | water and waste 36T39 | CH4 |  | 0 | 0 | 0 | 0 | 0 | 0 | 0 | 0 | 0 | 0 | 0 | 0 | 0 | 0 | 0 | 0 | 0 | 0 | 0 | 0 | 0 | 0 | 0 | 0 | 0 | 0 | 0 | 0 | 0 | 0 | 0
Industrial Sector Energy Related Emissions before CCS[hard coal if,water and waste 36T39,N2O] | Industrial Sector Energy Related Emissions before CCS | hard coal if | water and waste 36T39 | N2O |  | 0 | 0 | 0 | 0 | 0 | 0 | 0 | 0 | 0 | 0 | 0 | 0 | 0 | 0 | 0 | 0 | 0 | 0 | 0 | 0 | 0 | 0 | 0 | 0 | 0 | 0 | 0 | 0 | 0 | 0 | 0
Industrial Sector Energy Related Emissions before CCS[hard coal if,water and waste 36T39,F gases] | Industrial Sector Energy Related Emissions before CCS | hard coal if | water and waste 36T39 | F gases |  | 0 | 0 | 0 | 0 | 0 | 0 | 0 | 0 | 0 | 0 | 0 | 0 | 0 | 0 | 0 | 0 | 0 | 0 | 0 | 0 | 0 | 0 | 0 | 0 | 0 | 0 | 0 | 0 | 0 | 0 | 0
Industrial Sector Energy Related Emissions before CCS[hard coal if,construction 41T43,CO2] | Industrial Sector Energy Related Emissions before CCS | hard coal if | construction 41T43 | CO2 |  | 0 | 0 | 0 | 0 | 0 | 0 | 0 | 0 | 0 | 0 | 0 | 0 | 0 | 0 | 0 | 0 | 0 | 0 | 0 | 0 | 0 | 0 | 0 | 0 | 0 | 0 | 0 | 0 | 0 | 0 | 0
Industrial Sector Energy Related Emissions before CCS[hard coal if,construction 41T43,VOC] | Industrial Sector Energy Related Emissions before CCS | hard coal if | construction 41T43 | VOC |  | 0 | 0 | 0 | 0 | 0 | 0 | 0 | 0 | 0 | 0 | 0 | 0 | 0 | 0 | 0 | 0 | 0 | 0 | 0 | 0 | 0 | 0 | 0 | 0 | 0 | 0 | 0 | 0 | 0 | 0 | 0
Industrial Sector Energy Related Emissions before CCS[hard coal if,construction 41T43,CO] | Industrial Sector Energy Related Emissions before CCS | hard coal if | construction 41T43 | CO |  | 0 | 0 | 0 | 0 | 0 | 0 | 0 | 0 | 0 | 0 | 0 | 0 | 0 | 0 | 0 | 0 | 0 | 0 | 0 | 0 | 0 | 0 | 0 | 0 | 0 | 0 | 0 | 0 | 0 | 0 | 0
Industrial Sector Energy Related Emissions before CCS[hard coal if,construction 41T43,NOx] | Industrial Sector Energy Related Emissions before CCS | hard coal if | construction 41T43 | NOx |  | 0 | 0 | 0 | 0 | 0 | 0 | 0 | 0 | 0 | 0 | 0 | 0 | 0 | 0 | 0 | 0 | 0 | 0 | 0 | 0 | 0 | 0 | 0 | 0 | 0 | 0 | 0 | 0 | 0 | 0 | 0
Industrial Sector Energy Related Emissions before CCS[hard coal if,construction 41T43,PM10] | Industrial Sector Energy Related Emissions before CCS | hard coal if | construction 41T43 | PM10 |  | 0 | 0 | 0 | 0 | 0 | 0 | 0 | 0 | 0 | 0 | 0 | 0 | 0 | 0 | 0 | 0 | 0 | 0 | 0 | 0 | 0 | 0 | 0 | 0 | 0 | 0 | 0 | 0 | 0 | 0 | 0
Industrial Sector Energy Related Emissions before CCS[hard coal if,construction 41T43,PM25] | Industrial Sector Energy Related Emissions before CCS | hard coal if | construction 41T43 | PM25 |  | 0 | 0 | 0 | 0 | 0 | 0 | 0 | 0 | 0 | 0 | 0 | 0 | 0 | 0 | 0 | 0 | 0 | 0 | 0 | 0 | 0 | 0 | 0 | 0 | 0 | 0 | 0 | 0 | 0 | 0 | 0
Industrial Sector Energy Related Emissions before CCS[hard coal if,construction 41T43,SOx] | Industrial Sector Energy Related Emissions before CCS | hard coal if | construction 41T43 | SOx |  | 0 | 0 | 0 | 0 | 0 | 0 | 0 | 0 | 0 | 0 | 0 | 0 | 0 | 0 | 0 | 0 | 0 | 0 | 0 | 0 | 0 | 0 | 0 | 0 | 0 | 0 | 0 | 0 | 0 | 0 | 0
Industrial Sector Energy Related Emissions before CCS[hard coal if,construction 41T43,BC] | Industrial Sector Energy Related Emissions before CCS | hard coal if | construction 41T43 | BC |  | 0 | 0 | 0 | 0 | 0 | 0 | 0 | 0 | 0 | 0 | 0 | 0 | 0 | 0 | 0 | 0 | 0 | 0 | 0 | 0 | 0 | 0 | 0 | 0 | 0 | 0 | 0 | 0 | 0 | 0 | 0
Industrial Sector Energy Related Emissions before CCS[hard coal if,construction 41T43,OC] | Industrial Sector Energy Related Emissions before CCS | hard coal if | construction 41T43 | OC |  | 0 | 0 | 0 | 0 | 0 | 0 | 0 | 0 | 0 | 0 | 0 | 0 | 0 | 0 | 0 | 0 | 0 | 0 | 0 | 0 | 0 | 0 | 0 | 0 | 0 | 0 | 0 | 0 | 0 | 0 | 0
Industrial Sector Energy Related Emissions before CCS[hard coal if,construction 41T43,CH4] | Industrial Sector Energy Related Emissions before CCS | hard coal if | construction 41T43 | CH4 |  | 0 | 0 | 0 | 0 | 0 | 0 | 0 | 0 | 0 | 0 | 0 | 0 | 0 | 0 | 0 | 0 | 0 | 0 | 0 | 0 | 0 | 0 | 0 | 0 | 0 | 0 | 0 | 0 | 0 | 0 | 0
Industrial Sector Energy Related Emissions before CCS[hard coal if,construction 41T43,N2O] | Industrial Sector Energy Related Emissions before CCS | hard coal if | construction 41T43 | N2O |  | 0 | 0 | 0 | 0 | 0 | 0 | 0 | 0 | 0 | 0 | 0 | 0 | 0 | 0 | 0 | 0 | 0 | 0 | 0 | 0 | 0 | 0 | 0 | 0 | 0 | 0 | 0 | 0 | 0 | 0 | 0
Industrial Sector Energy Related Emissions before CCS[hard coal if,construction 41T43,F gases] | Industrial Sector Energy Related Emissions before CCS | hard coal if | construction 41T43 | F gases |  | 0 | 0 | 0 | 0 | 0 | 0 | 0 | 0 | 0 | 0 | 0 | 0 | 0 | 0 | 0 | 0 | 0 | 0 | 0 | 0 | 0 | 0 | 0 | 0 | 0 | 0 | 0 | 0 | 0 | 0 | 0
Industrial Sector Energy Related Emissions before CCS[natural gas if,agriculture and forestry 01T03,CO2] | Industrial Sector Energy Related Emissions before CCS | natural gas if | agriculture and forestry 01T03 | CO2 |  | 655482000000 | 633207000000 | 610928000000 | 588648000000 | 566373000000 | 544093000000 | 521816000000 | 499538000000 | 477260000000 | 454982000000 | 432704000000 | 410427000000 | 388149000000 | 365871000000 | 343593000000 | 321315000000 | 299037000000 | 276759000000 | 254482000000 | 232204000000 | 209926000000 | 187648000000 | 165370000000 | 143092000000 | 120947000000 | 100122000000 | 77592800000 | 55645100000 | 33697600000 | 11749900000 | 0
Industrial Sector Energy Related Emissions before CCS[natural gas if,agriculture and forestry 01T03,VOC] | Industrial Sector Energy Related Emissions before CCS | natural gas if | agriculture and forestry 01T03 | VOC |  | 28326800 | 27364200 | 26401400 | 25438500 | 24475900 | 23513100 | 22550400 | 21587700 | 20624900 | 19662200 | 18699400 | 17736700 | 16773900 | 15811200 | 14848500 | 13885700 | 12923000 | 11960200 | 10997500 | 10034700 | 9072000 | 8109240 | 7146500 | 6183760 | 5226730 | 4326780 | 3353190 | 2404710 | 1456250 | 507776 | 0
Industrial Sector Energy Related Emissions before CCS[natural gas if,agriculture and forestry 01T03,CO] | Industrial Sector Energy Related Emissions before CCS | natural gas if | agriculture and forestry 01T03 | CO |  | 247665000 | 239249000 | 230831000 | 222413000 | 213996000 | 205578000 | 197161000 | 188744000 | 180326000 | 171909000 | 163491000 | 155074000 | 146657000 | 138239000 | 129822000 | 121404000 | 112987000 | 104570000 | 96152400 | 87735100 | 79317700 | 70900200 | 62482800 | 54065400 | 45698000 | 37829600 | 29317400 | 21024700 | 12732200 | 4439550 | 0
Industrial Sector Energy Related Emissions before CCS[natural gas if,agriculture and forestry 01T03,NOx] | Industrial Sector Energy Related Emissions before CCS | natural gas if | agriculture and forestry 01T03 | NOx |  | 405902000 | 392109000 | 378312000 | 364516000 | 350722000 | 336926000 | 323131000 | 309335000 | 295540000 | 281744000 | 267949000 | 254153000 | 240358000 | 226563000 | 212767000 | 198972000 | 185176000 | 171381000 | 157586000 | 143790000 | 129995000 | 116199000 | 102404000 | 88608800 | 74895200 | 61999500 | 48048800 | 34457800 | 20867000 | 7276050 | 0
Industrial Sector Energy Related Emissions before CCS[natural gas if,agriculture and forestry 01T03,PM10] | Industrial Sector Energy Related Emissions before CCS | natural gas if | agriculture and forestry 01T03 | PM10 |  | 39111500 | 37782400 | 36453000 | 35123600 | 33794500 | 32465100 | 31135900 | 29806600 | 28477300 | 27148000 | 25818700 | 24489500 | 23160200 | 21830900 | 20501600 | 19172300 | 17843000 | 16513800 | 15184500 | 13855200 | 12525900 | 11196600 | 9867350 | 8538070 | 7216680 | 5974080 | 4629830 | 3320250 | 2010680 | 701098 | 0
Industrial Sector Energy Related Emissions before CCS[natural gas if,agriculture and forestry 01T03,PM25] | Industrial Sector Energy Related Emissions before CCS | natural gas if | agriculture and forestry 01T03 | PM25 |  | 39111500 | 37782400 | 36453000 | 35123600 | 33794500 | 32465100 | 31135900 | 29806600 | 28477300 | 27148000 | 25818700 | 24489500 | 23160200 | 21830900 | 20501600 | 19172300 | 17843000 | 16513800 | 15184500 | 13855200 | 12525900 | 11196600 | 9867350 | 8538070 | 7216680 | 5974080 | 4629830 | 3320250 | 2010680 | 701098 | 0
Industrial Sector Energy Related Emissions before CCS[natural gas if,agriculture and forestry 01T03,SOx] | Industrial Sector Energy Related Emissions before CCS | natural gas if | agriculture and forestry 01T03 | SOx |  | 2989570 | 2887980 | 2786360 | 2684750 | 2583160 | 2481540 | 2379940 | 2278330 | 2176720 | 2075120 | 1973510 | 1871900 | 1770300 | 1668690 | 1567090 | 1465480 | 1363870 | 1262260 | 1160660 | 1059050 | 957446 | 855838 | 754232 | 652626 | 551622 | 456642 | 353891 | 253790 | 153690 | 53589.9 | 0
Industrial Sector Energy Related Emissions before CCS[natural gas if,agriculture and forestry 01T03,BC] | Industrial Sector Energy Related Emissions before CCS | natural gas if | agriculture and forestry 01T03 | BC |  | 6448580 | 6229440 | 6010260 | 5791070 | 5571930 | 5352740 | 5133580 | 4914420 | 4695240 | 4476080 | 4256910 | 4037740 | 3818580 | 3599410 | 3380240 | 3161070 | 2941900 | 2722740 | 2503570 | 2284400 | 2065240 | 1846060 | 1626900 | 1407730 | 1189860 | 984988 | 763352 | 547432 | 331514 | 115595 | 0
Industrial Sector Energy Related Emissions before CCS[natural gas if,agriculture and forestry 01T03,OC] | Industrial Sector Energy Related Emissions before CCS | natural gas if | agriculture and forestry 01T03 | OC |  | 16739100 | 16170300 | 15601300 | 15032400 | 14463500 | 13894600 | 13325700 | 12756800 | 12187800 | 11618900 | 11050000 | 10481100 | 9912200 | 9343290 | 8774380 | 8205460 | 7636550 | 7067640 | 6498730 | 5929820 | 5360910 | 4791980 | 4223070 | 3654160 | 3088630 | 2556820 | 1981500 | 1421020 | 860539 | 300059 | 0
Industrial Sector Energy Related Emissions before CCS[natural gas if,agriculture and forestry 01T03,CH4] | Industrial Sector Energy Related Emissions before CCS | natural gas if | agriculture and forestry 01T03 | CH4 |  | 12353600 | 11933800 | 11513900 | 11094000 | 10674200 | 10254300 | 9834450 | 9414590 | 8994720 | 8574860 | 8155000 | 7735140 | 7315280 | 6895420 | 6475560 | 6055690 | 5635830 | 5215970 | 4796110 | 4376250 | 3956390 | 3536520 | 3116660 | 2696800 | 2279430 | 1886950 | 1462360 | 1048720 | 635084 | 221446 | 0
Industrial Sector Energy Related Emissions before CCS[natural gas if,agriculture and forestry 01T03,N2O] | Industrial Sector Energy Related Emissions before CCS | natural gas if | agriculture and forestry 01T03 | N2O |  | 1235360 | 1193380 | 1151390 | 1109400 | 1067420 | 1025430 | 983445 | 941459 | 899472 | 857486 | 815500 | 773514 | 731528 | 689542 | 647556 | 605569 | 563583 | 521597 | 479611 | 437625 | 395639 | 353652 | 311666 | 269680 | 227943 | 188695 | 146236 | 104872 | 63508.4 | 22144.6 | 0
Industrial Sector Energy Related Emissions before CCS[natural gas if,agriculture and forestry 01T03,F gases] | Industrial Sector Energy Related Emissions before CCS | natural gas if | agriculture and forestry 01T03 | F gases |  | 0 | 0 | 0 | 0 | 0 | 0 | 0 | 0 | 0 | 0 | 0 | 0 | 0 | 0 | 0 | 0 | 0 | 0 | 0 | 0 | 0 | 0 | 0 | 0 | 0 | 0 | 0 | 0 | 0 | 0 | 0
Industrial Sector Energy Related Emissions before CCS[natural gas if,coal mining 05,CO2] | Industrial Sector Energy Related Emissions before CCS | natural gas if | coal mining 05 | CO2 |  | 1581190 | 1581190 | 1602410 | 1639550 | 1671390 | 1703230 | 1719140 | 1724450 | 1724450 | 1729760 | 1735060 | 1740370 | 1740370 | 1745670 | 1756290 | 1766900 | 1777510 | 1788120 | 1804040 | 1814650 | 1819960 | 1835880 | 1857100 | 1883630 | 1899550 | 1915470 | 1936690 | 1957910 | 1979140 | 2000360 | 2016280
Industrial Sector Energy Related Emissions before CCS[natural gas if,coal mining 05,VOC] | Industrial Sector Energy Related Emissions before CCS | natural gas if | coal mining 05 | VOC |  | 68.3314 | 68.3314 | 69.2486 | 70.8537 | 72.2295 | 73.6053 | 74.2932 | 74.5225 | 74.5225 | 74.7518 | 74.9811 | 75.2104 | 75.2104 | 75.4397 | 75.8983 | 76.3569 | 76.8155 | 77.2741 | 77.962 | 78.4206 | 78.6499 | 79.3378 | 80.255 | 81.4015 | 82.0894 | 82.7773 | 83.6945 | 84.6117 | 85.5289 | 86.4461 | 87.134
Industrial Sector Energy Related Emissions before CCS[natural gas if,coal mining 05,CO] | Industrial Sector Energy Related Emissions before CCS | natural gas if | coal mining 05 | CO |  | 597.43 | 597.43 | 605.45 | 619.483 | 631.512 | 643.541 | 649.555 | 651.56 | 651.56 | 653.565 | 655.57 | 657.574 | 657.574 | 659.579 | 663.589 | 667.598 | 671.608 | 675.618 | 681.632 | 685.642 | 687.646 | 693.661 | 701.68 | 711.704 | 717.718 | 723.733 | 731.752 | 739.771 | 747.79 | 755.81 | 761.824
Industrial Sector Energy Related Emissions before CCS[natural gas if,coal mining 05,NOx] | Industrial Sector Energy Related Emissions before CCS | natural gas if | coal mining 05 | NOx |  | 979.139 | 979.139 | 992.281 | 1015.28 | 1035 | 1054.71 | 1064.57 | 1067.85 | 1067.85 | 1071.14 | 1074.42 | 1077.71 | 1077.71 | 1081 | 1087.57 | 1094.14 | 1100.71 | 1107.28 | 1117.14 | 1123.71 | 1127 | 1136.85 | 1150 | 1166.42 | 1176.28 | 1186.14 | 1199.28 | 1212.42 | 1225.57 | 1238.71 | 1248.57
Industrial Sector Energy Related Emissions before CCS[natural gas if,coal mining 05,PM10] | Industrial Sector Energy Related Emissions before CCS | natural gas if | coal mining 05 | PM10 |  | 94.3468 | 94.3468 | 95.6132 | 97.8294 | 99.729 | 101.629 | 102.578 | 102.895 | 102.895 | 103.212 | 103.528 | 103.845 | 103.845 | 104.161 | 104.795 | 105.428 | 106.061 | 106.694 | 107.644 | 108.277 | 108.594 | 109.544 | 110.81 | 112.393 | 113.343 | 114.293 | 115.559 | 116.825 | 118.092 | 119.358 | 120.308
Industrial Sector Energy Related Emissions before CCS[natural gas if,coal mining 05,PM25] | Industrial Sector Energy Related Emissions before CCS | natural gas if | coal mining 05 | PM25 |  | 94.3468 | 94.3468 | 95.6132 | 97.8294 | 99.729 | 101.629 | 102.578 | 102.895 | 102.895 | 103.212 | 103.528 | 103.845 | 103.845 | 104.161 | 104.795 | 105.428 | 106.061 | 106.694 | 107.644 | 108.277 | 108.594 | 109.544 | 110.81 | 112.393 | 113.343 | 114.293 | 115.559 | 116.825 | 118.092 | 119.358 | 120.308
Industrial Sector Energy Related Emissions before CCS[natural gas if,coal mining 05,SOx] | Industrial Sector Energy Related Emissions before CCS | natural gas if | coal mining 05 | SOx |  | 7.2116 | 7.2116 | 7.3084 | 7.4778 | 7.623 | 7.7682 | 7.8408 | 7.865 | 7.865 | 7.8892 | 7.9134 | 7.9376 | 7.9376 | 7.9618 | 8.0102 | 8.0586 | 8.107 | 8.1554 | 8.228 | 8.2764 | 8.3006 | 8.3732 | 8.47 | 8.591 | 8.6636 | 8.7362 | 8.833 | 8.9298 | 9.0266 | 9.1234 | 9.196
Industrial Sector Energy Related Emissions before CCS[natural gas if,coal mining 05,BC] | Industrial Sector Energy Related Emissions before CCS | natural gas if | coal mining 05 | BC |  | 15.5556 | 15.5556 | 15.7644 | 16.1298 | 16.443 | 16.7562 | 16.9128 | 16.965 | 16.965 | 17.0172 | 17.0694 | 17.1216 | 17.1216 | 17.1738 | 17.2782 | 17.3826 | 17.487 | 17.5914 | 17.748 | 17.8524 | 17.9046 | 18.0612 | 18.27 | 18.531 | 18.6876 | 18.8442 | 19.053 | 19.2618 | 19.4706 | 19.6794 | 19.836
Industrial Sector Energy Related Emissions before CCS[natural gas if,coal mining 05,OC] | Industrial Sector Energy Related Emissions before CCS | natural gas if | coal mining 05 | OC |  | 40.379 | 40.379 | 40.921 | 41.8695 | 42.6825 | 43.4955 | 43.902 | 44.0375 | 44.0375 | 44.173 | 44.3085 | 44.444 | 44.444 | 44.5795 | 44.8505 | 45.1215 | 45.3925 | 45.6635 | 46.07 | 46.341 | 46.4765 | 46.883 | 47.425 | 48.1025 | 48.509 | 48.9155 | 49.4575 | 49.9995 | 50.5415 | 51.0835 | 51.49
Industrial Sector Energy Related Emissions before CCS[natural gas if,coal mining 05,CH4] | Industrial Sector Energy Related Emissions before CCS | natural gas if | coal mining 05 | CH4 |  | 29.8 | 29.8 | 30.2 | 30.9 | 31.5 | 32.1 | 32.4 | 32.5 | 32.5 | 32.6 | 32.7 | 32.8 | 32.8 | 32.9 | 33.1 | 33.3 | 33.5 | 33.7 | 34 | 34.2 | 34.3 | 34.6 | 35 | 35.5 | 35.8 | 36.1 | 36.5 | 36.9 | 37.3 | 37.7 | 38
Industrial Sector Energy Related Emissions before CCS[natural gas if,coal mining 05,N2O] | Industrial Sector Energy Related Emissions before CCS | natural gas if | coal mining 05 | N2O |  | 2.98 | 2.98 | 3.02 | 3.09 | 3.15 | 3.21 | 3.24 | 3.25 | 3.25 | 3.26 | 3.27 | 3.28 | 3.28 | 3.29 | 3.31 | 3.33 | 3.35 | 3.37 | 3.4 | 3.42 | 3.43 | 3.46 | 3.5 | 3.55 | 3.58 | 3.61 | 3.65 | 3.69 | 3.73 | 3.77 | 3.8
Industrial Sector Energy Related Emissions before CCS[natural gas if,coal mining 05,F gases] | Industrial Sector Energy Related Emissions before CCS | natural gas if | coal mining 05 | F gases |  | 0 | 0 | 0 | 0 | 0 | 0 | 0 | 0 | 0 | 0 | 0 | 0 | 0 | 0 | 0 | 0 | 0 | 0 | 0 | 0 | 0 | 0 | 0 | 0 | 0 | 0 | 0 | 0 | 0 | 0 | 0
Industrial Sector Energy Related Emissions before CCS[natural gas if,oil and gas extraction 06,CO2] | Industrial Sector Energy Related Emissions before CCS | natural gas if | oil and gas extraction 06 | CO2 |  | 12744500000000 | 11679900000000 | 12187000000000 | 12751100000000 | 13029800000000 | 13469500000000 | 13587900000000 | 13587700000000 | 13717300000000 | 13591300000000 | 13406500000000 | 13391000000000 | 13290000000000 | 13406600000000 | 13533600000000 | 13497200000000 | 13413900000000 | 13471800000000 | 13563600000000 | 13613200000000 | 13499200000000 | 13351300000000 | 13279200000000 | 13284700000000 | 13357400000000 | 13408400000000 | 13394000000000 | 13413200000000 | 13432500000000 | 13451700000000 | 13471000000000
Industrial Sector Energy Related Emissions before CCS[natural gas if,oil and gas extraction 06,VOC] | Industrial Sector Energy Related Emissions before CCS | natural gas if | oil and gas extraction 06 | VOC |  | 550756000 | 504749000 | 526663000 | 551042000 | 563085000 | 582090000 | 587205000 | 587196000 | 592796000 | 587350000 | 579363000 | 578696000 | 574330000 | 579370000 | 584857000 | 583284000 | 579684000 | 582186000 | 586155000 | 588299000 | 583369000 | 576978000 | 573865000 | 574103000 | 577244000 | 579448000 | 578824000 | 579657000 | 580489000 | 581319000 | 582151000
Industrial Sector Energy Related Emissions before CCS[natural gas if,oil and gas extraction 06,CO] | Industrial Sector Energy Related Emissions before CCS | natural gas if | oil and gas extraction 06 | CO |  | 4815330000 | 4413090000 | 4604680000 | 4817840000 | 4923130000 | 5089290000 | 5134010000 | 5133930000 | 5182890000 | 5135280000 | 5065450000 | 5059610000 | 5021440000 | 5065510000 | 5113480000 | 5099730000 | 5068250000 | 5090130000 | 5124830000 | 5143580000 | 5100470000 | 5044600000 | 5017370000 | 5019460000 | 5046920000 | 5066190000 | 5060740000 | 5068010000 | 5075290000 | 5082550000 | 5089830000
Industrial Sector Energy Related Emissions before CCS[natural gas if,oil and gas extraction 06,NOx] | Industrial Sector Energy Related Emissions before CCS | natural gas if | oil and gas extraction 06 | NOx |  | 7891920000 | 7232680000 | 7546690000 | 7896030000 | 8068590000 | 8340910000 | 8414220000 | 8414090000 | 8494320000 | 8416290000 | 8301850000 | 8292290000 | 8229730000 | 8301950000 | 8380570000 | 8358030000 | 8306450000 | 8342290000 | 8399170000 | 8429890000 | 8359250000 | 8267680000 | 8223060000 | 8226470000 | 8271490000 | 8303060000 | 8294130000 | 8306050000 | 8317980000 | 8329870000 | 8341800000
Industrial Sector Energy Related Emissions before CCS[natural gas if,oil and gas extraction 06,PM10] | Industrial Sector Energy Related Emissions before CCS | natural gas if | oil and gas extraction 06 | PM10 |  | 760442000 | 696919000 | 727176000 | 760837000 | 777465000 | 803705000 | 810768000 | 810756000 | 818487000 | 810968000 | 799941000 | 799019000 | 792991000 | 799950000 | 807526000 | 805354000 | 800384000 | 803838000 | 809318000 | 812278000 | 805472000 | 796648000 | 792348000 | 792678000 | 797015000 | 800058000 | 799197000 | 800346000 | 801495000 | 802641000 | 803790000
Industrial Sector Energy Related Emissions before CCS[natural gas if,oil and gas extraction 06,PM25] | Industrial Sector Energy Related Emissions before CCS | natural gas if | oil and gas extraction 06 | PM25 |  | 760442000 | 696919000 | 727176000 | 760837000 | 777465000 | 803705000 | 810768000 | 810756000 | 818487000 | 810968000 | 799941000 | 799019000 | 792991000 | 799950000 | 807526000 | 805354000 | 800384000 | 803838000 | 809318000 | 812278000 | 805472000 | 796648000 | 792348000 | 792678000 | 797015000 | 800058000 | 799197000 | 800346000 | 801495000 | 802641000 | 803790000
Industrial Sector Energy Related Emissions before CCS[natural gas if,oil and gas extraction 06,SOx] | Industrial Sector Energy Related Emissions before CCS | natural gas if | oil and gas extraction 06 | SOx |  | 58126000 | 53270500 | 55583300 | 58156200 | 59427200 | 61432900 | 61972800 | 61971800 | 62562800 | 61988100 | 61145200 | 61074800 | 60614000 | 61145900 | 61725000 | 61559000 | 61179100 | 61443100 | 61862000 | 62088200 | 61567900 | 60893500 | 60564900 | 60590000 | 60921600 | 61154100 | 61088300 | 61176100 | 61264000 | 61351600 | 61439400
Industrial Sector Energy Related Emissions before CCS[natural gas if,oil and gas extraction 06,BC] | Industrial Sector Energy Related Emissions before CCS | natural gas if | oil and gas extraction 06 | BC |  | 125379000 | 114906000 | 119895000 | 125444000 | 128186000 | 132512000 | 133677000 | 133675000 | 134950000 | 133710000 | 131892000 | 131740000 | 130746000 | 131893000 | 133142000 | 132784000 | 131965000 | 132534000 | 133438000 | 133926000 | 132804000 | 131349000 | 130640000 | 130694000 | 131409000 | 131911000 | 131769000 | 131958000 | 132148000 | 132337000 | 132526000
Industrial Sector Energy Related Emissions before CCS[natural gas if,oil and gas extraction 06,OC] | Industrial Sector Energy Related Emissions before CCS | natural gas if | oil and gas extraction 06 | OC |  | 325457000 | 298271000 | 311220000 | 325627000 | 332743000 | 343974000 | 346997000 | 346991000 | 350300000 | 347082000 | 342362000 | 341968000 | 339388000 | 342366000 | 345609000 | 344679000 | 342552000 | 344030000 | 346376000 | 347643000 | 344730000 | 340953000 | 339113000 | 339254000 | 341110000 | 342413000 | 342044000 | 342536000 | 343028000 | 343518000 | 344010000
Industrial Sector Energy Related Emissions before CCS[natural gas if,oil and gas extraction 06,CH4] | Industrial Sector Energy Related Emissions before CCS | natural gas if | oil and gas extraction 06 | CH4 |  | 240190000 | 220126000 | 229683000 | 240315000 | 245567000 | 253855000 | 256086000 | 256082000 | 258524000 | 256149000 | 252666000 | 252375000 | 250471000 | 252669000 | 255062000 | 254376000 | 252806000 | 253897000 | 255628000 | 256563000 | 254413000 | 251626000 | 250268000 | 250372000 | 251742000 | 252703000 | 252431000 | 252794000 | 253157000 | 253519000 | 253882000
Industrial Sector Energy Related Emissions before CCS[natural gas if,oil and gas extraction 06,N2O] | Industrial Sector Energy Related Emissions before CCS | natural gas if | oil and gas extraction 06 | N2O |  | 24019000 | 22012600 | 22968300 | 24031500 | 24556700 | 25385500 | 25608600 | 25608200 | 25852400 | 25614900 | 25266600 | 25237500 | 25047100 | 25266900 | 25506200 | 25437600 | 25280600 | 25389700 | 25562800 | 25656300 | 25441300 | 25162600 | 25026800 | 25037200 | 25174200 | 25270300 | 25243100 | 25279400 | 25315700 | 25351900 | 25388200
Industrial Sector Energy Related Emissions before CCS[natural gas if,oil and gas extraction 06,F gases] | Industrial Sector Energy Related Emissions before CCS | natural gas if | oil and gas extraction 06 | F gases |  | 0 | 0 | 0 | 0 | 0 | 0 | 0 | 0 | 0 | 0 | 0 | 0 | 0 | 0 | 0 | 0 | 0 | 0 | 0 | 0 | 0 | 0 | 0 | 0 | 0 | 0 | 0 | 0 | 0 | 0 | 0
Industrial Sector Energy Related Emissions before CCS[natural gas if,other mining and quarrying 07T08,CO2] | Industrial Sector Energy Related Emissions before CCS | natural gas if | other mining and quarrying 07T08 | CO2 |  | 299403000000 | 298901000000 | 303739000000 | 310179000000 | 316467000000 | 321925000000 | 324901000000 | 326399000000 | 326745000000 | 327057000000 | 327928000000 | 329143000000 | 329505000000 | 330321000000 | 332104000000 | 334590000000 | 336367000000 | 338338000000 | 341069000000 | 343258000000 | 344814000000 | 347398000000 | 351697000000 | 356131000000 | 359394000000 | 362472000000 | 366772000000 | 370557000000 | 374341000000 | 378126000000 | 381911000000
Industrial Sector Energy Related Emissions before CCS[natural gas if,other mining and quarrying 07T08,VOC] | Industrial Sector Energy Related Emissions before CCS | natural gas if | other mining and quarrying 07T08 | VOC |  | 12938800 | 12917100 | 13126100 | 13404400 | 13676200 | 13912100 | 14040700 | 14105400 | 14120300 | 14133800 | 14171500 | 14224000 | 14239600 | 14274900 | 14351900 | 14459400 | 14536200 | 14621400 | 14739400 | 14834000 | 14901200 | 15012900 | 15198600 | 15390300 | 15531300 | 15664300 | 15850200 | 16013700 | 16177300 | 16340800 | 16504400
Industrial Sector Energy Related Emissions before CCS[natural gas if,other mining and quarrying 07T08,CO] | Industrial Sector Energy Related Emissions before CCS | natural gas if | other mining and quarrying 07T08 | CO |  | 113125000 | 112936000 | 114764000 | 117197000 | 119573000 | 121635000 | 122759000 | 123325000 | 123456000 | 123574000 | 123903000 | 124362000 | 124499000 | 124807000 | 125481000 | 126420000 | 127092000 | 127836000 | 128868000 | 129695000 | 130283000 | 131260000 | 132884000 | 134559000 | 135792000 | 136955000 | 138580000 | 140010000 | 141440000 | 142870000 | 144300000
Industrial Sector Energy Related Emissions before CCS[natural gas if,other mining and quarrying 07T08,NOx] | Industrial Sector Energy Related Emissions before CCS | natural gas if | other mining and quarrying 07T08 | NOx |  | 185403000 | 185092000 | 188088000 | 192076000 | 195970000 | 199350000 | 201192000 | 202120000 | 202334000 | 202527000 | 203067000 | 203819000 | 204044000 | 204549000 | 205653000 | 207192000 | 208293000 | 209513000 | 211204000 | 212560000 | 213523000 | 215124000 | 217785000 | 220531000 | 222552000 | 224458000 | 227121000 | 229465000 | 231808000 | 234152000 | 236495000
Industrial Sector Energy Related Emissions before CCS[natural gas if,other mining and quarrying 07T08,PM10] | Industrial Sector Energy Related Emissions before CCS | natural gas if | other mining and quarrying 07T08 | PM10 |  | 17864900 | 17834900 | 18123600 | 18507800 | 18883000 | 19208700 | 19386300 | 19475700 | 19496300 | 19514900 | 19566900 | 19639400 | 19661000 | 19709700 | 19816100 | 19964400 | 20070400 | 20188100 | 20351000 | 20481600 | 20574400 | 20728700 | 20985100 | 21249700 | 21444500 | 21628100 | 21884700 | 22110500 | 22336300 | 22562200 | 22788000
Industrial Sector Energy Related Emissions before CCS[natural gas if,other mining and quarrying 07T08,PM25] | Industrial Sector Energy Related Emissions before CCS | natural gas if | other mining and quarrying 07T08 | PM25 |  | 17864900 | 17834900 | 18123600 | 18507800 | 18883000 | 19208700 | 19386300 | 19475700 | 19496300 | 19514900 | 19566900 | 19639400 | 19661000 | 19709700 | 19816100 | 19964400 | 20070400 | 20188100 | 20351000 | 20481600 | 20574400 | 20728700 | 20985100 | 21249700 | 21444500 | 21628100 | 21884700 | 22110500 | 22336300 | 22562200 | 22788000
Industrial Sector Energy Related Emissions before CCS[natural gas if,other mining and quarrying 07T08,SOx] | Industrial Sector Energy Related Emissions before CCS | natural gas if | other mining and quarrying 07T08 | SOx |  | 1365540 | 1363250 | 1385310 | 1414690 | 1443370 | 1468260 | 1481830 | 1488670 | 1490240 | 1491660 | 1495640 | 1501180 | 1502830 | 1506550 | 1514680 | 1526020 | 1534130 | 1543120 | 1555570 | 1565560 | 1572650 | 1584440 | 1604040 | 1624270 | 1639150 | 1653190 | 1672800 | 1690070 | 1707320 | 1724590 | 1741850
Industrial Sector Energy Related Emissions before CCS[natural gas if,other mining and quarrying 07T08,BC] | Industrial Sector Energy Related Emissions before CCS | natural gas if | other mining and quarrying 07T08 | BC |  | 2945510 | 2940560 | 2988160 | 3051510 | 3113380 | 3167070 | 3196350 | 3211090 | 3214490 | 3217560 | 3226130 | 3238080 | 3241650 | 3249670 | 3267210 | 3291670 | 3309150 | 3328540 | 3355410 | 3376940 | 3392250 | 3417670 | 3459960 | 3503590 | 3535690 | 3565980 | 3608280 | 3645510 | 3682740 | 3719980 | 3757210
Industrial Sector Energy Related Emissions before CCS[natural gas if,other mining and quarrying 07T08,OC] | Industrial Sector Energy Related Emissions before CCS | natural gas if | other mining and quarrying 07T08 | OC |  | 7645900 | 7633070 | 7756620 | 7921070 | 8081650 | 8221040 | 8297030 | 8335300 | 8344120 | 8352080 | 8374330 | 8405360 | 8414620 | 8435440 | 8480970 | 8544470 | 8589850 | 8640180 | 8709930 | 8765820 | 8805550 | 8871550 | 8981320 | 9094560 | 9177900 | 9256510 | 9366320 | 9462970 | 9559610 | 9656260 | 9752910
Industrial Sector Energy Related Emissions before CCS[natural gas if,other mining and quarrying 07T08,CH4] | Industrial Sector Energy Related Emissions before CCS | natural gas if | other mining and quarrying 07T08 | CH4 |  | 5642730 | 5633260 | 5724440 | 5845810 | 5964320 | 6067190 | 6123270 | 6151510 | 6158020 | 6163900 | 6180320 | 6203220 | 6210050 | 6225420 | 6259020 | 6305880 | 6339370 | 6376520 | 6427990 | 6469240 | 6498560 | 6547270 | 6628280 | 6711850 | 6773360 | 6831370 | 6912410 | 6983740 | 7055060 | 7126390 | 7197720
Industrial Sector Energy Related Emissions before CCS[natural gas if,other mining and quarrying 07T08,N2O] | Industrial Sector Energy Related Emissions before CCS | natural gas if | other mining and quarrying 07T08 | N2O |  | 564273 | 563326 | 572444 | 584581 | 596432 | 606719 | 612327 | 615151 | 615802 | 616390 | 618032 | 620322 | 621005 | 622542 | 625902 | 630588 | 633937 | 637652 | 642799 | 646924 | 649856 | 654727 | 662828 | 671185 | 677336 | 683137 | 691241 | 698374 | 705506 | 712639 | 719772
Industrial Sector Energy Related Emissions before CCS[natural gas if,other mining and quarrying 07T08,F gases] | Industrial Sector Energy Related Emissions before CCS | natural gas if | other mining and quarrying 07T08 | F gases |  | 0 | 0 | 0 | 0 | 0 | 0 | 0 | 0 | 0 | 0 | 0 | 0 | 0 | 0 | 0 | 0 | 0 | 0 | 0 | 0 | 0 | 0 | 0 | 0 | 0 | 0 | 0 | 0 | 0 | 0 | 0
Industrial Sector Energy Related Emissions before CCS[natural gas if,food beverage and tobacco 10T12,CO2] | Industrial Sector Energy Related Emissions before CCS | natural gas if | food beverage and tobacco 10T12 | CO2 |  | 3171120000000 | 3165800000000 | 3217040000000 | 3285250000000 | 3351850000000 | 3409660000000 | 3441180000000 | 3457040000000 | 3460710000000 | 3464010000000 | 3473240000000 | 3486110000000 | 3489950000000 | 3498580000000 | 3517470000000 | 3543800000000 | 3562620000000 | 3583500000000 | 3612430000000 | 3635610000000 | 3652080000000 | 3679460000000 | 3724990000000 | 3771950000000 | 3806510000000 | 3839110000000 | 3884660000000 | 3924750000000 | 3964830000000 | 4004920000000 | 4045000000000
Industrial Sector Energy Related Emissions before CCS[natural gas if,food beverage and tobacco 10T12,VOC] | Industrial Sector Energy Related Emissions before CCS | natural gas if | food beverage and tobacco 10T12 | VOC |  | 137041000 | 136811000 | 139025000 | 141973000 | 144851000 | 147349000 | 148711000 | 149397000 | 149555000 | 149698000 | 150097000 | 150653000 | 150819000 | 151192000 | 152008000 | 153146000 | 153959000 | 154862000 | 156112000 | 157114000 | 157826000 | 159009000 | 160976000 | 163006000 | 164499000 | 165908000 | 167876000 | 169609000 | 171341000 | 173073000 | 174805000
Industrial Sector Energy Related Emissions before CCS[natural gas if,food beverage and tobacco 10T12,CO] | Industrial Sector Energy Related Emissions before CCS | natural gas if | food beverage and tobacco 10T12 | CO |  | 1198160000 | 1196150000 | 1215520000 | 1241290000 | 1266450000 | 1288290000 | 1300200000 | 1306200000 | 1307580000 | 1308830000 | 1312320000 | 1317180000 | 1318630000 | 1321890000 | 1329030000 | 1338980000 | 1346090000 | 1353980000 | 1364910000 | 1373660000 | 1379890000 | 1390230000 | 1407440000 | 1425180000 | 1438240000 | 1450560000 | 1467770000 | 1482910000 | 1498060000 | 1513200000 | 1528350000
Industrial Sector Energy Related Emissions before CCS[natural gas if,food beverage and tobacco 10T12,NOx] | Industrial Sector Energy Related Emissions before CCS | natural gas if | food beverage and tobacco 10T12 | NOx |  | 1963690000 | 1960400000 | 1992130000 | 2034370000 | 2075610000 | 2111400000 | 2130920000 | 2140750000 | 2143020000 | 2145060000 | 2150780000 | 2158750000 | 2161120000 | 2166470000 | 2178170000 | 2194470000 | 2206120000 | 2219050000 | 2236970000 | 2251320000 | 2261520000 | 2278480000 | 2306670000 | 2335750000 | 2357150000 | 2377340000 | 2405550000 | 2430370000 | 2455190000 | 2480010000 | 2504830000
Industrial Sector Energy Related Emissions before CCS[natural gas if,food beverage and tobacco 10T12,PM10] | Industrial Sector Energy Related Emissions before CCS | natural gas if | food beverage and tobacco 10T12 | PM10 |  | 189215000 | 188898000 | 191956000 | 196025000 | 199999000 | 203448000 | 205329000 | 206276000 | 206494000 | 206692000 | 207242000 | 208010000 | 208239000 | 208754000 | 209881000 | 211453000 | 212575000 | 213821000 | 215547000 | 216931000 | 217914000 | 219547000 | 222264000 | 225066000 | 227128000 | 229073000 | 231791000 | 234183000 | 236575000 | 238967000 | 241358000
Industrial Sector Energy Related Emissions before CCS[natural gas if,food beverage and tobacco 10T12,PM25] | Industrial Sector Energy Related Emissions before CCS | natural gas if | food beverage and tobacco 10T12 | PM25 |  | 189215000 | 188898000 | 191956000 | 196025000 | 199999000 | 203448000 | 205329000 | 206276000 | 206494000 | 206692000 | 207242000 | 208010000 | 208239000 | 208754000 | 209881000 | 211453000 | 212575000 | 213821000 | 215547000 | 216931000 | 217914000 | 219547000 | 222264000 | 225066000 | 227128000 | 229073000 | 231791000 | 234183000 | 236575000 | 238967000 | 241358000
Industrial Sector Energy Related Emissions before CCS[natural gas if,food beverage and tobacco 10T12,SOx] | Industrial Sector Energy Related Emissions before CCS | natural gas if | food beverage and tobacco 10T12 | SOx |  | 14463100 | 14438800 | 14672500 | 14983600 | 15287400 | 15551000 | 15694800 | 15767100 | 15783800 | 15798900 | 15841000 | 15899700 | 15917200 | 15956600 | 16042700 | 16162800 | 16248700 | 16343900 | 16475800 | 16581500 | 16656700 | 16781500 | 16989200 | 17203400 | 17361000 | 17509700 | 17717400 | 17900300 | 18083100 | 18265900 | 18448700
Industrial Sector Energy Related Emissions before CCS[natural gas if,food beverage and tobacco 10T12,BC] | Industrial Sector Energy Related Emissions before CCS | natural gas if | food beverage and tobacco 10T12 | BC |  | 31197200 | 31144900 | 31649000 | 32320000 | 32975200 | 33543900 | 33854000 | 34010100 | 34046100 | 34078700 | 34169400 | 34296100 | 34333800 | 34418700 | 34604600 | 34863600 | 35048800 | 35254200 | 35538800 | 35766800 | 35928900 | 36198200 | 36646100 | 37108100 | 37448200 | 37768900 | 38217000 | 38611300 | 39005700 | 39400000 | 39794400
Industrial Sector Energy Related Emissions before CCS[natural gas if,food beverage and tobacco 10T12,OC] | Industrial Sector Energy Related Emissions before CCS | natural gas if | food beverage and tobacco 10T12 | OC |  | 80981300 | 80845400 | 82154100 | 83895900 | 85596600 | 87072800 | 87877800 | 88283000 | 88376500 | 88460900 | 88696500 | 89025300 | 89123200 | 89343700 | 89826100 | 90498600 | 90979000 | 91512200 | 92251000 | 92843000 | 93263700 | 93962700 | 95125500 | 96324800 | 97207400 | 98039900 | 99203100 | 100227000 | 101250000 | 102274000 | 103298000
Industrial Sector Energy Related Emissions before CCS[natural gas if,food beverage and tobacco 10T12,CH4] | Industrial Sector Energy Related Emissions before CCS | natural gas if | food beverage and tobacco 10T12 | CH4 |  | 59764800 | 59664500 | 60630300 | 61915800 | 63170900 | 64260400 | 64854500 | 65153500 | 65222500 | 65284800 | 65458700 | 65701300 | 65773600 | 65936300 | 66292300 | 66788600 | 67143200 | 67536700 | 68081900 | 68518800 | 68829300 | 69345200 | 70203300 | 71088400 | 71739800 | 72354200 | 73212600 | 73968100 | 74723500 | 75479000 | 76234400
Industrial Sector Energy Related Emissions before CCS[natural gas if,food beverage and tobacco 10T12,N2O] | Industrial Sector Energy Related Emissions before CCS | natural gas if | food beverage and tobacco 10T12 | N2O |  | 5976480 | 5966450 | 6063030 | 6191580 | 6317090 | 6426040 | 6485450 | 6515350 | 6522250 | 6528480 | 6545870 | 6570130 | 6577360 | 6593630 | 6629230 | 6678860 | 6714320 | 6753670 | 6808190 | 6851880 | 6882930 | 6934520 | 7020330 | 7108840 | 7173980 | 7235420 | 7321260 | 7396810 | 7472350 | 7547900 | 7623440
Industrial Sector Energy Related Emissions before CCS[natural gas if,food beverage and tobacco 10T12,F gases] | Industrial Sector Energy Related Emissions before CCS | natural gas if | food beverage and tobacco 10T12 | F gases |  | 0 | 0 | 0 | 0 | 0 | 0 | 0 | 0 | 0 | 0 | 0 | 0 | 0 | 0 | 0 | 0 | 0 | 0 | 0 | 0 | 0 | 0 | 0 | 0 | 0 | 0 | 0 | 0 | 0 | 0 | 0
Industrial Sector Energy Related Emissions before CCS[natural gas if,textiles apparel and leather 13T15,CO2] | Industrial Sector Energy Related Emissions before CCS | natural gas if | textiles apparel and leather 13T15 | CO2 |  | 165712000000 | 165434000000 | 168112000000 | 171676000000 | 175156000000 | 178177000000 | 179824000000 | 180653000000 | 180844000000 | 181017000000 | 181499000000 | 182172000000 | 182373000000 | 182824000000 | 183810000000 | 185187000000 | 186170000000 | 187261000000 | 188773000000 | 189984000000 | 190845000000 | 192276000000 | 194655000000 | 197109000000 | 198915000000 | 200619000000 | 202999000000 | 205093000000 | 207188000000 | 209283000000 | 211377000000
Industrial Sector Energy Related Emissions before CCS[natural gas if,textiles apparel and leather 13T15,VOC] | Industrial Sector Energy Related Emissions before CCS | natural gas if | textiles apparel and leather 13T15 | VOC |  | 7161270 | 7149250 | 7264980 | 7419000 | 7569400 | 7699960 | 7771140 | 7806950 | 7815230 | 7822680 | 7843530 | 7872600 | 7881270 | 7900760 | 7943410 | 8002890 | 8045380 | 8092520 | 8157850 | 8210200 | 8247420 | 8309240 | 8412050 | 8518110 | 8596160 | 8669790 | 8772630 | 8863160 | 8953680 | 9044210 | 9134720
Industrial Sector Energy Related Emissions before CCS[natural gas if,textiles apparel and leather 13T15,CO] | Industrial Sector Energy Related Emissions before CCS | natural gas if | textiles apparel and leather 13T15 | CO |  | 62611900 | 62506900 | 63518700 | 64865300 | 66180300 | 67321800 | 67944100 | 68257200 | 68329600 | 68394800 | 68577000 | 68831200 | 68907000 | 69077400 | 69450300 | 69970300 | 70341800 | 70754000 | 71325200 | 71782900 | 72108200 | 72648700 | 73547700 | 74474900 | 75157300 | 75801100 | 76700200 | 77491700 | 78283200 | 79074700 | 79866000
Industrial Sector Energy Related Emissions before CCS[natural gas if,textiles apparel and leather 13T15,NOx] | Industrial Sector Energy Related Emissions before CCS | natural gas if | textiles apparel and leather 13T15 | NOx |  | 102616000 | 102444000 | 104102000 | 106309000 | 108464000 | 110335000 | 111355000 | 111868000 | 111987000 | 112093000 | 112392000 | 112809000 | 112933000 | 113212000 | 113823000 | 114676000 | 115284000 | 115960000 | 116896000 | 117646000 | 118179000 | 119065000 | 120539000 | 122058000 | 123177000 | 124232000 | 125705000 | 127002000 | 128300000 | 129597000 | 130894000
Industrial Sector Energy Related Emissions before CCS[natural gas if,textiles apparel and leather 13T15,PM10] | Industrial Sector Energy Related Emissions before CCS | natural gas if | textiles apparel and leather 13T15 | PM10 |  | 9887730 | 9871140 | 10030900 | 10243600 | 10451300 | 10631500 | 10729800 | 10779200 | 10790700 | 10801000 | 10829700 | 10869900 | 10881900 | 10908800 | 10967700 | 11049800 | 11108400 | 11173500 | 11263700 | 11336000 | 11387400 | 11472800 | 11614700 | 11761200 | 11868900 | 11970600 | 12112600 | 12237600 | 12362600 | 12487600 | 12612500
Industrial Sector Energy Related Emissions before CCS[natural gas if,textiles apparel and leather 13T15,PM25] | Industrial Sector Energy Related Emissions before CCS | natural gas if | textiles apparel and leather 13T15 | PM25 |  | 9887730 | 9871140 | 10030900 | 10243600 | 10451300 | 10631500 | 10729800 | 10779200 | 10790700 | 10801000 | 10829700 | 10869900 | 10881900 | 10908800 | 10967700 | 11049800 | 11108400 | 11173500 | 11263700 | 11336000 | 11387400 | 11472800 | 11614700 | 11761200 | 11868900 | 11970600 | 12112600 | 12237600 | 12362600 | 12487600 | 12612500
Industrial Sector Energy Related Emissions before CCS[natural gas if,textiles apparel and leather 13T15,SOx] | Industrial Sector Energy Related Emissions before CCS | natural gas if | textiles apparel and leather 13T15 | SOx |  | 755790 | 754522 | 766736 | 782991 | 798864 | 812643 | 820155 | 823935 | 824809 | 825595 | 827795 | 830863 | 831778 | 833835 | 838336 | 844614 | 849098 | 854074 | 860968 | 866493 | 870421 | 876945 | 887796 | 898989 | 907227 | 914997 | 925851 | 935405 | 944959 | 954513 | 964065
Industrial Sector Energy Related Emissions before CCS[natural gas if,textiles apparel and leather 13T15,BC] | Industrial Sector Energy Related Emissions before CCS | natural gas if | textiles apparel and leather 13T15 | BC |  | 1630260 | 1627520 | 1653870 | 1688930 | 1723170 | 1752890 | 1769090 | 1777250 | 1779130 | 1780830 | 1785570 | 1792190 | 1794170 | 1798600 | 1808310 | 1821850 | 1831530 | 1842260 | 1857130 | 1869050 | 1877520 | 1891590 | 1915000 | 1939140 | 1956910 | 1973670 | 1997080 | 2017690 | 2038300 | 2058910 | 2079510
Industrial Sector Energy Related Emissions before CCS[natural gas if,textiles apparel and leather 13T15,OC] | Industrial Sector Energy Related Emissions before CCS | natural gas if | textiles apparel and leather 13T15 | OC |  | 4231800 | 4224700 | 4293090 | 4384100 | 4472980 | 4550130 | 4592190 | 4613350 | 4618250 | 4622650 | 4634970 | 4652150 | 4657270 | 4668790 | 4693990 | 4729140 | 4754250 | 4782110 | 4820710 | 4851650 | 4873640 | 4910170 | 4970930 | 5033590 | 5079720 | 5123230 | 5184000 | 5237500 | 5290990 | 5344490 | 5397970
Industrial Sector Energy Related Emissions before CCS[natural gas if,textiles apparel and leather 13T15,CH4] | Industrial Sector Energy Related Emissions before CCS | natural gas if | textiles apparel and leather 13T15 | CH4 |  | 3123100 | 3117860 | 3168330 | 3235500 | 3301090 | 3358030 | 3389070 | 3404690 | 3408300 | 3411550 | 3420640 | 3433320 | 3437100 | 3445600 | 3464200 | 3490140 | 3508670 | 3529230 | 3557720 | 3580550 | 3596780 | 3623740 | 3668580 | 3714830 | 3748870 | 3780980 | 3825830 | 3865310 | 3904790 | 3944270 | 3983740
Industrial Sector Energy Related Emissions before CCS[natural gas if,textiles apparel and leather 13T15,N2O] | Industrial Sector Energy Related Emissions before CCS | natural gas if | textiles apparel and leather 13T15 | N2O |  | 312310 | 311786 | 316833 | 323550 | 330109 | 335803 | 338907 | 340469 | 340830 | 341155 | 342064 | 343332 | 343710 | 344560 | 346420 | 349014 | 350867 | 352923 | 355772 | 358055 | 359678 | 362374 | 366858 | 371483 | 374887 | 378098 | 382583 | 386531 | 390479 | 394427 | 398374
Industrial Sector Energy Related Emissions before CCS[natural gas if,textiles apparel and leather 13T15,F gases] | Industrial Sector Energy Related Emissions before CCS | natural gas if | textiles apparel and leather 13T15 | F gases |  | 0 | 0 | 0 | 0 | 0 | 0 | 0 | 0 | 0 | 0 | 0 | 0 | 0 | 0 | 0 | 0 | 0 | 0 | 0 | 0 | 0 | 0 | 0 | 0 | 0 | 0 | 0 | 0 | 0 | 0 | 0
Industrial Sector Energy Related Emissions before CCS[natural gas if,wood products 16,CO2] | Industrial Sector Energy Related Emissions before CCS | natural gas if | wood products 16 | CO2 |  | 384986000000 | 384341000000 | 390561000000 | 398842000000 | 406928000000 | 413946000000 | 417773000000 | 419699000000 | 420143000000 | 420545000000 | 421665000000 | 423227000000 | 423693000000 | 424742000000 | 427034000000 | 430231000000 | 432516000000 | 435051000000 | 438562000000 | 441377000000 | 443377000000 | 446700000000 | 452228000000 | 457930000000 | 462126000000 | 466084000000 | 471613000000 | 476479000000 | 481346000000 | 486213000000 | 491079000000
Industrial Sector Energy Related Emissions before CCS[natural gas if,wood products 16,VOC] | Industrial Sector Energy Related Emissions before CCS | natural gas if | wood products 16 | VOC |  | 16637300 | 16609400 | 16878200 | 17236100 | 17585500 | 17888800 | 18054100 | 18137400 | 18156600 | 18173900 | 18222300 | 18289900 | 18310000 | 18355300 | 18454400 | 18592500 | 18691300 | 18800800 | 18952600 | 19074200 | 19160600 | 19304300 | 19543100 | 19789500 | 19970900 | 20141900 | 20380900 | 20591200 | 20801500 | 21011800 | 21222100
Industrial Sector Energy Related Emissions before CCS[natural gas if,wood products 16,CO] | Industrial Sector Energy Related Emissions before CCS | natural gas if | wood products 16 | CO |  | 145462000 | 145218000 | 147568000 | 150697000 | 153752000 | 156404000 | 157850000 | 158577000 | 158745000 | 158897000 | 159320000 | 159911000 | 160087000 | 160483000 | 161349000 | 162557000 | 163420000 | 164378000 | 165705000 | 166768000 | 167524000 | 168780000 | 170868000 | 173022000 | 174608000 | 176103000 | 178193000 | 180031000 | 181870000 | 183709000 | 185547000
Industrial Sector Energy Related Emissions before CCS[natural gas if,wood products 16,NOx] | Industrial Sector Energy Related Emissions before CCS | natural gas if | wood products 16 | NOx |  | 238400000 | 238000000 | 241852000 | 246980000 | 251987000 | 256333000 | 258703000 | 259895000 | 260171000 | 260419000 | 261113000 | 262080000 | 262369000 | 263018000 | 264438000 | 266417000 | 267832000 | 269402000 | 271576000 | 273319000 | 274558000 | 276616000 | 280039000 | 283569000 | 286168000 | 288619000 | 292043000 | 295056000 | 298070000 | 301083000 | 304097000
Industrial Sector Energy Related Emissions before CCS[natural gas if,wood products 16,PM10] | Industrial Sector Energy Related Emissions before CCS | natural gas if | wood products 16 | PM10 |  | 22971500 | 22933000 | 23304100 | 23798300 | 24280700 | 24699500 | 24927800 | 25042700 | 25069200 | 25093200 | 25160000 | 25253300 | 25281000 | 25343600 | 25480400 | 25671200 | 25807500 | 25958700 | 26168300 | 26336200 | 26455500 | 26653900 | 26983700 | 27323900 | 27574300 | 27810400 | 28140400 | 28430700 | 28721100 | 29011500 | 29301800
Industrial Sector Energy Related Emissions before CCS[natural gas if,wood products 16,PM25] | Industrial Sector Energy Related Emissions before CCS | natural gas if | wood products 16 | PM25 |  | 22971500 | 22933000 | 23304100 | 23798300 | 24280700 | 24699500 | 24927800 | 25042700 | 25069200 | 25093200 | 25160000 | 25253300 | 25281000 | 25343600 | 25480400 | 25671200 | 25807500 | 25958700 | 26168300 | 26336200 | 26455500 | 26653900 | 26983700 | 27323900 | 27574300 | 27810400 | 28140400 | 28430700 | 28721100 | 29011500 | 29301800
Industrial Sector Energy Related Emissions before CCS[natural gas if,wood products 16,SOx] | Industrial Sector Energy Related Emissions before CCS | natural gas if | wood products 16 | SOx |  | 1755870 | 1752930 | 1781300 | 1819070 | 1855950 | 1887960 | 1905410 | 1914190 | 1916220 | 1918050 | 1923160 | 1930290 | 1932410 | 1937190 | 1947650 | 1962230 | 1972650 | 1984210 | 2000230 | 2013060 | 2022190 | 2037340 | 2062550 | 2088560 | 2107700 | 2125750 | 2150970 | 2173160 | 2195360 | 2217550 | 2239750
Industrial Sector Energy Related Emissions before CCS[natural gas if,wood products 16,BC] | Industrial Sector Energy Related Emissions before CCS | natural gas if | wood products 16 | BC |  | 3787460 | 3781110 | 3842310 | 3923780 | 4003320 | 4072370 | 4110010 | 4128960 | 4133340 | 4137280 | 4148300 | 4163680 | 4168260 | 4178570 | 4201130 | 4232580 | 4255060 | 4279990 | 4314540 | 4342230 | 4361910 | 4394600 | 4448980 | 4505070 | 4546360 | 4585290 | 4639690 | 4687570 | 4735440 | 4783320 | 4831190
Industrial Sector Energy Related Emissions before CCS[natural gas if,wood products 16,OC] | Industrial Sector Energy Related Emissions before CCS | natural gas if | wood products 16 | OC |  | 9831450 | 9814960 | 9973820 | 10185300 | 10391800 | 10571000 | 10668700 | 10717900 | 10729300 | 10739500 | 10768100 | 10808000 | 10819900 | 10846700 | 10905200 | 10986900 | 11045200 | 11109900 | 11199600 | 11271500 | 11322600 | 11407400 | 11548600 | 11694200 | 11801400 | 11902400 | 12043600 | 12167900 | 12292200 | 12416500 | 12540700
Industrial Sector Energy Related Emissions before CCS[natural gas if,wood products 16,CH4] | Industrial Sector Energy Related Emissions before CCS | natural gas if | wood products 16 | CH4 |  | 7255680 | 7243510 | 7360750 | 7516820 | 7669200 | 7801470 | 7873590 | 7909890 | 7918270 | 7925830 | 7946940 | 7976390 | 7985170 | 8004930 | 8048140 | 8108390 | 8151450 | 8199220 | 8265400 | 8318450 | 8356140 | 8418780 | 8522950 | 8630410 | 8709500 | 8784090 | 8888300 | 8980010 | 9071730 | 9163450 | 9255160
Industrial Sector Energy Related Emissions before CCS[natural gas if,wood products 16,N2O] | Industrial Sector Energy Related Emissions before CCS | natural gas if | wood products 16 | N2O |  | 725568 | 724351 | 736075 | 751682 | 766920 | 780147 | 787359 | 790989 | 791827 | 792583 | 794694 | 797639 | 798517 | 800493 | 804814 | 810839 | 815145 | 819922 | 826540 | 831845 | 835614 | 841878 | 852295 | 863041 | 870950 | 878409 | 888830 | 898001 | 907173 | 916345 | 925516
Industrial Sector Energy Related Emissions before CCS[natural gas if,wood products 16,F gases] | Industrial Sector Energy Related Emissions before CCS | natural gas if | wood products 16 | F gases |  | 0 | 0 | 0 | 0 | 0 | 0 | 0 | 0 | 0 | 0 | 0 | 0 | 0 | 0 | 0 | 0 | 0 | 0 | 0 | 0 | 0 | 0 | 0 | 0 | 0 | 0 | 0 | 0 | 0 | 0 | 0
Industrial Sector Energy Related Emissions before CCS[natural gas if,pulp paper and printing 17T18,CO2] | Industrial Sector Energy Related Emissions before CCS | natural gas if | pulp paper and printing 17T18 | CO2 |  | 665128000000 | 664014000000 | 674764000000 | 689069000000 | 703040000000 | 715164000000 | 721775000000 | 725102000000 | 725871000000 | 726561000000 | 728498000000 | 731199000000 | 732005000000 | 733814000000 | 737773000000 | 743296000000 | 747244000000 | 751627000000 | 757691000000 | 762552000000 | 766011000000 | 771752000000 | 781303000000 | 791151000000 | 798404000000 | 805239000000 | 814795000000 | 823199000000 | 831609000000 | 840014000000 | 848424000000
Industrial Sector Energy Related Emissions before CCS[natural gas if,pulp paper and printing 17T18,VOC] | Industrial Sector Energy Related Emissions before CCS | natural gas if | pulp paper and printing 17T18 | VOC |  | 28743700 | 28695500 | 29160100 | 29778300 | 30382000 | 30906000 | 31191700 | 31335500 | 31368700 | 31398500 | 31482200 | 31598900 | 31633800 | 31712000 | 31883000 | 32121700 | 32292300 | 32481700 | 32743800 | 32953800 | 33103400 | 33351500 | 33764200 | 34189800 | 34503200 | 34798600 | 35211500 | 35574700 | 35938200 | 36301400 | 36664800
Industrial Sector Energy Related Emissions before CCS[natural gas if,pulp paper and printing 17T18,CO] | Industrial Sector Energy Related Emissions before CCS | natural gas if | pulp paper and printing 17T18 | CO |  | 251310000 | 250889000 | 254950000 | 260355000 | 265634000 | 270215000 | 272713000 | 273970000 | 274261000 | 274521000 | 275253000 | 276273000 | 276578000 | 277262000 | 278757000 | 280844000 | 282336000 | 283992000 | 286283000 | 288120000 | 289427000 | 291596000 | 295205000 | 298926000 | 301666000 | 304248000 | 307859000 | 311035000 | 314212000 | 317388000 | 320566000
Industrial Sector Energy Related Emissions before CCS[natural gas if,pulp paper and printing 17T18,NOx] | Industrial Sector Energy Related Emissions before CCS | natural gas if | pulp paper and printing 17T18 | NOx |  | 411876000 | 411186000 | 417842000 | 426701000 | 435352000 | 442860000 | 446954000 | 449014000 | 449490000 | 449917000 | 451117000 | 452789000 | 453289000 | 454409000 | 456860000 | 460281000 | 462725000 | 465439000 | 469195000 | 472204000 | 474347000 | 477902000 | 483816000 | 489914000 | 494406000 | 498638000 | 504555000 | 509760000 | 514968000 | 520172000 | 525380000
Industrial Sector Energy Related Emissions before CCS[natural gas if,pulp paper and printing 17T18,PM10] | Industrial Sector Energy Related Emissions before CCS | natural gas if | pulp paper and printing 17T18 | PM10 |  | 39687100 | 39620600 | 40262000 | 41115600 | 41949200 | 42672600 | 43067100 | 43265600 | 43311500 | 43352700 | 43468200 | 43629400 | 43677500 | 43785500 | 44021600 | 44351200 | 44586800 | 44848300 | 45210200 | 45500200 | 45706600 | 46049200 | 46619000 | 47206600 | 47639400 | 48047200 | 48617400 | 49118900 | 49620700 | 50122200 | 50624000
Industrial Sector Energy Related Emissions before CCS[natural gas if,pulp paper and printing 17T18,PM25] | Industrial Sector Energy Related Emissions before CCS | natural gas if | pulp paper and printing 17T18 | PM25 |  | 39687100 | 39620600 | 40262000 | 41115600 | 41949200 | 42672600 | 43067100 | 43265600 | 43311500 | 43352700 | 43468200 | 43629400 | 43677500 | 43785500 | 44021600 | 44351200 | 44586800 | 44848300 | 45210200 | 45500200 | 45706600 | 46049200 | 46619000 | 47206600 | 47639400 | 48047200 | 48617400 | 49118900 | 49620700 | 50122200 | 50624000
Industrial Sector Energy Related Emissions before CCS[natural gas if,pulp paper and printing 17T18,SOx] | Industrial Sector Energy Related Emissions before CCS | natural gas if | pulp paper and printing 17T18 | SOx |  | 3033570 | 3028480 | 3077510 | 3142760 | 3206480 | 3261770 | 3291930 | 3307100 | 3310610 | 3313750 | 3322590 | 3334910 | 3338580 | 3346840 | 3364890 | 3390080 | 3408090 | 3428080 | 3455740 | 3477900 | 3493680 | 3519870 | 3563430 | 3608340 | 3641420 | 3672590 | 3716180 | 3754510 | 3792870 | 3831200 | 3869560
Industrial Sector Energy Related Emissions before CCS[natural gas if,pulp paper and printing 17T18,BC] | Industrial Sector Energy Related Emissions before CCS | natural gas if | pulp paper and printing 17T18 | BC |  | 6543480 | 6532520 | 6638270 | 6779010 | 6916450 | 7035720 | 7100770 | 7133500 | 7141060 | 7147850 | 7166900 | 7193470 | 7201410 | 7219210 | 7258150 | 7312490 | 7351330 | 7394440 | 7454110 | 7501920 | 7535960 | 7592440 | 7686400 | 7783280 | 7854640 | 7921870 | 8015880 | 8098570 | 8181310 | 8263990 | 8346730
Industrial Sector Energy Related Emissions before CCS[natural gas if,pulp paper and printing 17T18,OC] | Industrial Sector Energy Related Emissions before CCS | natural gas if | pulp paper and printing 17T18 | OC |  | 16985500 | 16957000 | 17231500 | 17596800 | 17953600 | 18263200 | 18432100 | 18517000 | 18536700 | 18554300 | 18603700 | 18672700 | 18693300 | 18739500 | 18840600 | 18981700 | 19082500 | 19194400 | 19349300 | 19473400 | 19561700 | 19708300 | 19952200 | 20203700 | 20389000 | 20563500 | 20807500 | 21022100 | 21236900 | 21451500 | 21666300
Industrial Sector Energy Related Emissions before CCS[natural gas if,pulp paper and printing 17T18,CH4] | Industrial Sector Energy Related Emissions before CCS | natural gas if | pulp paper and printing 17T18 | CH4 |  | 12535400 | 12514400 | 12717000 | 12986600 | 13249900 | 13478400 | 13603000 | 13665700 | 13680200 | 13693200 | 13729700 | 13780600 | 13795800 | 13829900 | 13904500 | 14008600 | 14083000 | 14165600 | 14279900 | 14371500 | 14436700 | 14544900 | 14724900 | 14910500 | 15047200 | 15176000 | 15356100 | 15514500 | 15673000 | 15831400 | 15989900
Industrial Sector Energy Related Emissions before CCS[natural gas if,pulp paper and printing 17T18,N2O] | Industrial Sector Energy Related Emissions before CCS | natural gas if | pulp paper and printing 17T18 | N2O |  | 1253540 | 1251440 | 1271700 | 1298660 | 1324990 | 1347840 | 1360300 | 1366570 | 1368020 | 1369320 | 1372970 | 1378060 | 1379580 | 1382990 | 1390450 | 1400860 | 1408300 | 1416560 | 1427990 | 1437150 | 1443670 | 1454490 | 1472490 | 1491050 | 1504720 | 1517600 | 1535610 | 1551450 | 1567300 | 1583140 | 1598990
Industrial Sector Energy Related Emissions before CCS[natural gas if,pulp paper and printing 17T18,F gases] | Industrial Sector Energy Related Emissions before CCS | natural gas if | pulp paper and printing 17T18 | F gases |  | 0 | 0 | 0 | 0 | 0 | 0 | 0 | 0 | 0 | 0 | 0 | 0 | 0 | 0 | 0 | 0 | 0 | 0 | 0 | 0 | 0 | 0 | 0 | 0 | 0 | 0 | 0 | 0 | 0 | 0 | 0
Industrial Sector Energy Related Emissions before CCS[natural gas if,refined petroleum and coke 19,CO2] | Industrial Sector Energy Related Emissions before CCS | natural gas if | refined petroleum and coke 19 | CO2 |  | 6142140000000 | 6570850000000 | 6150040000000 | 6269890000000 | 6216150000000 | 6153930000000 | 6018750000000 | 5981780000000 | 5741440000000 | 5620230000000 | 5500760000000 | 5413660000000 | 5277670000000 | 5252620000000 | 5092380000000 | 4999660000000 | 5023240000000 | 4887580000000 | 4823390000000 | 4809840000000 | 4793060000000 | 4725550000000 | 4693700000000 | 4671910000000 | 4656590000000 | 4622830000000 | 4601310000000 | 4577850000000 | 4553830000000 | 4529820000000 | 4506050000000
Industrial Sector Energy Related Emissions before CCS[natural gas if,refined petroleum and coke 19,VOC] | Industrial Sector Energy Related Emissions before CCS | natural gas if | refined petroleum and coke 19 | VOC |  | 265434000 | 283961000 | 265776000 | 270955000 | 268632000 | 265944000 | 260102000 | 258504000 | 248118000 | 242880000 | 237717000 | 233953000 | 228076000 | 226993000 | 220068000 | 216061000 | 217080000 | 211218000 | 208444000 | 207858000 | 207133000 | 204216000 | 202839000 | 201897000 | 201236000 | 199777000 | 198847000 | 197833000 | 196795000 | 195757000 | 194730000
Industrial Sector Energy Related Emissions before CCS[natural gas if,refined petroleum and coke 19,CO] | Industrial Sector Energy Related Emissions before CCS | natural gas if | refined petroleum and coke 19 | CO |  | 2320720000 | 2482710000 | 2323710000 | 2368990000 | 2348690000 | 2325180000 | 2274100000 | 2260130000 | 2169330000 | 2123530000 | 2078390000 | 2045480000 | 1994100000 | 1984630000 | 1924090000 | 1889050000 | 1897960000 | 1846710000 | 1822450000 | 1817330000 | 1810990000 | 1785490000 | 1773450000 | 1765220000 | 1759430000 | 1746670000 | 1738540000 | 1729680000 | 1720600000 | 1711530000 | 1702550000
Industrial Sector Energy Related Emissions before CCS[natural gas if,refined petroleum and coke 19,NOx] | Industrial Sector Energy Related Emissions before CCS | natural gas if | refined petroleum and coke 19 | NOx |  | 3803470000 | 4068950000 | 3808370000 | 3882580000 | 3849300000 | 3810770000 | 3727070000 | 3704170000 | 3555340000 | 3480290000 | 3406310000 | 3352370000 | 3268160000 | 3252650000 | 3153420000 | 3096000000 | 3110600000 | 3026600000 | 2986850000 | 2978460000 | 2968070000 | 2926260000 | 2906540000 | 2893040000 | 2883560000 | 2862650000 | 2849330000 | 2834800000 | 2819930000 | 2805060000 | 2790340000
Industrial Sector Energy Related Emissions before CCS[natural gas if,refined petroleum and coke 19,PM10] | Industrial Sector Energy Related Emissions before CCS | natural gas if | refined petroleum and coke 19 | PM10 |  | 366491000 | 392071000 | 366963000 | 374114000 | 370907000 | 367195000 | 359129000 | 356923000 | 342582000 | 335350000 | 328221000 | 323024000 | 314909000 | 313415000 | 303854000 | 298321000 | 299728000 | 291634000 | 287804000 | 286995000 | 285994000 | 281966000 | 280065000 | 278765000 | 277851000 | 275837000 | 274552000 | 273153000 | 271719000 | 270287000 | 268868000
Industrial Sector Energy Related Emissions before CCS[natural gas if,refined petroleum and coke 19,PM25] | Industrial Sector Energy Related Emissions before CCS | natural gas if | refined petroleum and coke 19 | PM25 |  | 366491000 | 392071000 | 366963000 | 374114000 | 370907000 | 367195000 | 359129000 | 356923000 | 342582000 | 335350000 | 328221000 | 323024000 | 314909000 | 313415000 | 303854000 | 298321000 | 299728000 | 291634000 | 287804000 | 286995000 | 285994000 | 281966000 | 280065000 | 278765000 | 277851000 | 275837000 | 274552000 | 273153000 | 271719000 | 270287000 | 268868000
Industrial Sector Energy Related Emissions before CCS[natural gas if,refined petroleum and coke 19,SOx] | Industrial Sector Energy Related Emissions before CCS | natural gas if | refined petroleum and coke 19 | SOx |  | 28013500 | 29968800 | 28049600 | 28596200 | 28351100 | 28067300 | 27450800 | 27282100 | 26186000 | 25633200 | 25088300 | 24691000 | 24070800 | 23956500 | 23225700 | 22802800 | 22910400 | 22291700 | 21998900 | 21937100 | 21860500 | 21552700 | 21407400 | 21308000 | 21238100 | 21084200 | 20986000 | 20879000 | 20769500 | 20659900 | 20551500
Industrial Sector Energy Related Emissions before CCS[natural gas if,refined petroleum and coke 19,BC] | Industrial Sector Energy Related Emissions before CCS | natural gas if | refined petroleum and coke 19 | BC |  | 60425900 | 64643500 | 60503600 | 61682700 | 61153900 | 60541900 | 59212000 | 58848300 | 56483800 | 55291400 | 54116100 | 53259100 | 51921300 | 51674900 | 50098400 | 49186200 | 49418200 | 48083600 | 47452200 | 47318800 | 47153700 | 46489600 | 46176200 | 45961800 | 45811200 | 45479100 | 45267300 | 45036600 | 44800200 | 44564000 | 44330100
Industrial Sector Energy Related Emissions before CCS[natural gas if,refined petroleum and coke 19,OC] | Industrial Sector Energy Related Emissions before CCS | natural gas if | refined petroleum and coke 19 | OC |  | 156853000 | 167801000 | 157054000 | 160115000 | 158742000 | 157154000 | 153702000 | 152757000 | 146620000 | 143525000 | 140474000 | 138249000 | 134776000 | 134137000 | 130045000 | 127677000 | 128279000 | 124815000 | 123176000 | 122830000 | 122401000 | 120677000 | 119864000 | 119307000 | 118916000 | 118054000 | 117504000 | 116905000 | 116292000 | 115679000 | 115072000
Industrial Sector Energy Related Emissions before CCS[natural gas if,refined petroleum and coke 19,CH4] | Industrial Sector Energy Related Emissions before CCS | natural gas if | refined petroleum and coke 19 | CH4 |  | 115758000 | 123838000 | 115907000 | 118166000 | 117153000 | 115981000 | 113433000 | 112736000 | 108207000 | 105922000 | 103671000 | 102029000 | 99466000 | 98994000 | 95974000 | 94226500 | 94670900 | 92114300 | 90904500 | 90649100 | 90332800 | 89060600 | 88460200 | 88049500 | 87760900 | 87124600 | 86719000 | 86276900 | 85824200 | 85371700 | 84923700
Industrial Sector Energy Related Emissions before CCS[natural gas if,refined petroleum and coke 19,N2O] | Industrial Sector Energy Related Emissions before CCS | natural gas if | refined petroleum and coke 19 | N2O |  | 11575800 | 12383800 | 11590700 | 11816600 | 11715300 | 11598100 | 11343300 | 11273600 | 10820700 | 10592200 | 10367100 | 10202900 | 9946600 | 9899400 | 9597400 | 9422650 | 9467090 | 9211430 | 9090450 | 9064910 | 9033280 | 8906060 | 8846020 | 8804950 | 8776090 | 8712460 | 8671900 | 8627690 | 8582420 | 8537170 | 8492370
Industrial Sector Energy Related Emissions before CCS[natural gas if,refined petroleum and coke 19,F gases] | Industrial Sector Energy Related Emissions before CCS | natural gas if | refined petroleum and coke 19 | F gases |  | 0 | 0 | 0 | 0 | 0 | 0 | 0 | 0 | 0 | 0 | 0 | 0 | 0 | 0 | 0 | 0 | 0 | 0 | 0 | 0 | 0 | 0 | 0 | 0 | 0 | 0 | 0 | 0 | 0 | 0 | 0
Industrial Sector Energy Related Emissions before CCS[natural gas if,chemicals 20,CO2] | Industrial Sector Energy Related Emissions before CCS | natural gas if | chemicals 20 | CO2 |  | 7247410000000 | 7235350000000 | 7352620000000 | 7508600000000 | 7660820000000 | 7792960000000 | 7865010000000 | 7901270000000 | 7909890000000 | 7917400000000 | 7938490000000 | 7967850000000 | 7976620000000 | 7996380000000 | 8039580000000 | 8099760000000 | 8142750000000 | 8190480000000 | 8256580000000 | 8309520000000 | 8347180000000 | 8409720000000 | 8513760000000 | 8621080000000 | 8700070000000 | 8774550000000 | 8878630000000 | 8970210000000 | 9061840000000 | 9153420000000 | 9245040000000
Industrial Sector Energy Related Emissions before CCS[natural gas if,chemicals 20,VOC] | Industrial Sector Energy Related Emissions before CCS | natural gas if | chemicals 20 | VOC |  | 313199000 | 312677000 | 317745000 | 324486000 | 331064000 | 336774000 | 339888000 | 341455000 | 341828000 | 342152000 | 343064000 | 344332000 | 344711000 | 345565000 | 347432000 | 350033000 | 351891000 | 353953000 | 356810000 | 359098000 | 360725000 | 363428000 | 367924000 | 372562000 | 375975000 | 379194000 | 383692000 | 387650000 | 391609000 | 395567000 | 399527000
Industrial Sector Energy Related Emissions before CCS[natural gas if,chemicals 20,CO] | Industrial Sector Energy Related Emissions before CCS | natural gas if | chemicals 20 | CO |  | 2738340000 | 2733780000 | 2778090000 | 2837020000 | 2894540000 | 2944460000 | 2971690000 | 2985390000 | 2988640000 | 2991480000 | 2999450000 | 3010540000 | 3013860000 | 3021320000 | 3037650000 | 3060380000 | 3076630000 | 3094660000 | 3119640000 | 3139640000 | 3153870000 | 3177500000 | 3216810000 | 3257360000 | 3287200000 | 3315340000 | 3354670000 | 3389270000 | 3423890000 | 3458490000 | 3493110000
Industrial Sector Energy Related Emissions before CCS[natural gas if,chemicals 20,NOx] | Industrial Sector Energy Related Emissions before CCS | natural gas if | chemicals 20 | NOx |  | 4487900000 | 4480440000 | 4553050000 | 4649640000 | 4743900000 | 4825730000 | 4870350000 | 4892800000 | 4898140000 | 4902790000 | 4915850000 | 4934030000 | 4939460000 | 4951690000 | 4978450000 | 5015720000 | 5042330000 | 5071890000 | 5112820000 | 5145610000 | 5168930000 | 5207660000 | 5272080000 | 5338540000 | 5387450000 | 5433570000 | 5498030000 | 5554730000 | 5611480000 | 5668180000 | 5724920000
Industrial Sector Energy Related Emissions before CCS[natural gas if,chemicals 20,PM10] | Industrial Sector Energy Related Emissions before CCS | natural gas if | chemicals 20 | PM10 |  | 432441000 | 431721000 | 438718000 | 448025000 | 457108000 | 464993000 | 469292000 | 471455000 | 471970000 | 472418000 | 473676000 | 475428000 | 475951000 | 477130000 | 479708000 | 483299000 | 485864000 | 488712000 | 492656000 | 495815000 | 498062000 | 501794000 | 508001000 | 514405000 | 519118000 | 523563000 | 529773000 | 535237000 | 540705000 | 546169000 | 551636000
Industrial Sector Energy Related Emissions before CCS[natural gas if,chemicals 20,PM25] | Industrial Sector Energy Related Emissions before CCS | natural gas if | chemicals 20 | PM25 |  | 432441000 | 431721000 | 438718000 | 448025000 | 457108000 | 464993000 | 469292000 | 471455000 | 471970000 | 472418000 | 473676000 | 475428000 | 475951000 | 477130000 | 479708000 | 483299000 | 485864000 | 488712000 | 492656000 | 495815000 | 498062000 | 501794000 | 508001000 | 514405000 | 519118000 | 523563000 | 529773000 | 535237000 | 540705000 | 546169000 | 551636000
Industrial Sector Energy Related Emissions before CCS[natural gas if,chemicals 20,SOx] | Industrial Sector Energy Related Emissions before CCS | natural gas if | chemicals 20 | SOx |  | 33054500 | 32999500 | 33534400 | 34245800 | 34940000 | 35542700 | 35871300 | 36036700 | 36076000 | 36110300 | 36206500 | 36340400 | 36380400 | 36470500 | 36667500 | 36942000 | 37138000 | 37355700 | 37657200 | 37898700 | 38070400 | 38355700 | 38830200 | 39319700 | 39679900 | 40019600 | 40494300 | 40912000 | 41329900 | 41747600 | 42165500
Industrial Sector Energy Related Emissions before CCS[natural gas if,chemicals 20,BC] | Industrial Sector Energy Related Emissions before CCS | natural gas if | chemicals 20 | BC |  | 71299500 | 71180800 | 72334500 | 73869000 | 75366500 | 76666500 | 77375300 | 77732000 | 77816900 | 77890700 | 78098200 | 78387100 | 78473300 | 78667700 | 79092800 | 79684800 | 80107700 | 80577300 | 81227600 | 81748400 | 82118900 | 82734200 | 83757600 | 84813500 | 85590600 | 86323300 | 87347300 | 88248200 | 89149600 | 90050600 | 90952000
Industrial Sector Energy Related Emissions before CCS[natural gas if,chemicals 20,OC] | Industrial Sector Energy Related Emissions before CCS | natural gas if | chemicals 20 | OC |  | 185078000 | 184770000 | 187765000 | 191748000 | 195635000 | 199010000 | 200850000 | 201776000 | 201996000 | 202188000 | 202726000 | 203476000 | 203700000 | 204204000 | 205308000 | 206845000 | 207942000 | 209161000 | 210849000 | 212201000 | 213163000 | 214760000 | 217417000 | 220158000 | 222175000 | 224077000 | 226735000 | 229073000 | 231413000 | 233752000 | 236092000
Industrial Sector Energy Related Emissions before CCS[natural gas if,chemicals 20,CH4] | Industrial Sector Energy Related Emissions before CCS | natural gas if | chemicals 20 | CH4 |  | 136589000 | 136362000 | 138572000 | 141511000 | 144380000 | 146871000 | 148229000 | 148912000 | 149074000 | 149216000 | 149613000 | 150167000 | 150332000 | 150704000 | 151519000 | 152653000 | 153463000 | 154363000 | 155608000 | 156606000 | 157316000 | 158495000 | 160455000 | 162478000 | 163967000 | 165370000 | 167332000 | 169058000 | 170785000 | 172511000 | 174238000
Industrial Sector Energy Related Emissions before CCS[natural gas if,chemicals 20,N2O] | Industrial Sector Energy Related Emissions before CCS | natural gas if | chemicals 20 | N2O |  | 13658900 | 13636200 | 13857200 | 14151100 | 14438000 | 14687100 | 14822900 | 14891200 | 14907400 | 14921600 | 14961300 | 15016700 | 15033200 | 15070400 | 15151900 | 15265300 | 15346300 | 15436300 | 15560800 | 15660600 | 15731600 | 15849500 | 16045500 | 16247800 | 16396700 | 16537000 | 16733200 | 16905800 | 17078500 | 17251100 | 17423800
Industrial Sector Energy Related Emissions before CCS[natural gas if,chemicals 20,F gases] | Industrial Sector Energy Related Emissions before CCS | natural gas if | chemicals 20 | F gases |  | 0 | 0 | 0 | 0 | 0 | 0 | 0 | 0 | 0 | 0 | 0 | 0 | 0 | 0 | 0 | 0 | 0 | 0 | 0 | 0 | 0 | 0 | 0 | 0 | 0 | 0 | 0 | 0 | 0 | 0 | 0
Industrial Sector Energy Related Emissions before CCS[natural gas if,rubber and plastic products 22,CO2] | Industrial Sector Energy Related Emissions before CCS | natural gas if | rubber and plastic products 22 | CO2 |  | 86948900000 | 86803000000 | 88208000000 | 90078400000 | 91904200000 | 93489600000 | 94353400000 | 94788500000 | 94888800000 | 94979500000 | 95232600000 | 95585500000 | 95690500000 | 95927700000 | 96445600000 | 97167200000 | 97683500000 | 98256000000 | 99048700000 | 99684400000 | 100136000000 | 100887000000 | 102135000000 | 103423000000 | 104371000000 | 105265000000 | 106513000000 | 107613000000 | 108711000000 | 109811000000 | 110910000000
Industrial Sector Energy Related Emissions before CCS[natural gas if,rubber and plastic products 22,VOC] | Industrial Sector Energy Related Emissions before CCS | natural gas if | rubber and plastic products 22 | VOC |  | 3757520 | 3751210 | 3811930 | 3892760 | 3971660 | 4040170 | 4077500 | 4096310 | 4100640 | 4104560 | 4115500 | 4130750 | 4135290 | 4145540 | 4167920 | 4199100 | 4221410 | 4246150 | 4280410 | 4307880 | 4327420 | 4359840 | 4413800 | 4469450 | 4510400 | 4549040 | 4602990 | 4650500 | 4697990 | 4745500 | 4792990
Industrial Sector Energy Related Emissions before CCS[natural gas if,rubber and plastic products 22,CO] | Industrial Sector Energy Related Emissions before CCS | natural gas if | rubber and plastic products 22 | CO |  | 32852500 | 32797300 | 33328200 | 34034900 | 34724700 | 35323800 | 35650200 | 35814500 | 35852400 | 35886700 | 35982400 | 36115700 | 36155400 | 36245000 | 36440600 | 36713300 | 36908400 | 37124700 | 37424200 | 37664400 | 37835200 | 38118700 | 38590400 | 39077000 | 39435000 | 39772800 | 40244600 | 40660000 | 41075100 | 41490500 | 41905700
Industrial Sector Energy Related Emissions before CCS[natural gas if,rubber and plastic products 22,NOx] | Industrial Sector Energy Related Emissions before CCS | natural gas if | rubber and plastic products 22 | NOx |  | 53842400 | 53752100 | 54622100 | 55780300 | 56911000 | 57892700 | 58427600 | 58697100 | 58759200 | 58815300 | 58972100 | 59190600 | 59255600 | 59402500 | 59723200 | 60170000 | 60489700 | 60844300 | 61335100 | 61728800 | 62008700 | 62473300 | 63246400 | 64043900 | 64630700 | 65184300 | 65957500 | 66638300 | 67318700 | 67999500 | 68680000
Industrial Sector Energy Related Emissions before CCS[natural gas if,rubber and plastic products 22,PM10] | Industrial Sector Energy Related Emissions before CCS | natural gas if | rubber and plastic products 22 | PM10 |  | 5188090 | 5179390 | 5263220 | 5374820 | 5483770 | 5578370 | 5629910 | 5655870 | 5661850 | 5667270 | 5682370 | 5703420 | 5709690 | 5723840 | 5754740 | 5797800 | 5828610 | 5862770 | 5910070 | 5948000 | 5974970 | 6019740 | 6094230 | 6171070 | 6227620 | 6280960 | 6355460 | 6421060 | 6486630 | 6552230 | 6617790
Industrial Sector Energy Related Emissions before CCS[natural gas if,rubber and plastic products 22,PM25] | Industrial Sector Energy Related Emissions before CCS | natural gas if | rubber and plastic products 22 | PM25 |  | 5188090 | 5179390 | 5263220 | 5374820 | 5483770 | 5578370 | 5629910 | 5655870 | 5661850 | 5667270 | 5682370 | 5703420 | 5709690 | 5723840 | 5754740 | 5797800 | 5828610 | 5862770 | 5910070 | 5948000 | 5974970 | 6019740 | 6094230 | 6171070 | 6227620 | 6280960 | 6355460 | 6421060 | 6486630 | 6552230 | 6617790
Industrial Sector Energy Related Emissions before CCS[natural gas if,rubber and plastic products 22,SOx] | Industrial Sector Energy Related Emissions before CCS | natural gas if | rubber and plastic products 22 | SOx |  | 396563 | 395897 | 402306 | 410836 | 419163 | 426394 | 430334 | 432318 | 432776 | 433190 | 434344 | 435953 | 436432 | 437514 | 439876 | 443167 | 445522 | 448133 | 451749 | 454648 | 456710 | 460132 | 465826 | 471699 | 476021 | 480099 | 485793 | 490807 | 495819 | 500834 | 505845
Industrial Sector Energy Related Emissions before CCS[natural gas if,rubber and plastic products 22,BC] | Industrial Sector Energy Related Emissions before CCS | natural gas if | rubber and plastic products 22 | BC |  | 855396 | 853961 | 867783 | 886184 | 904146 | 919743 | 928241 | 932522 | 933508 | 934401 | 936891 | 940362 | 941396 | 943729 | 948824 | 955923 | 961002 | 966634 | 974433 | 980687 | 985134 | 992515 | 1004800 | 1017470 | 1026790 | 1035590 | 1047870 | 1058680 | 1069490 | 1080310 | 1091120
Industrial Sector Energy Related Emissions before CCS[natural gas if,rubber and plastic products 22,OC] | Industrial Sector Energy Related Emissions before CCS | natural gas if | rubber and plastic products 22 | OC |  | 2220420 | 2216700 | 2252580 | 2300340 | 2346970 | 2387460 | 2409520 | 2420630 | 2423190 | 2425500 | 2431970 | 2440980 | 2443660 | 2449720 | 2462940 | 2481370 | 2494560 | 2509180 | 2529420 | 2545650 | 2557200 | 2576360 | 2608240 | 2641130 | 2665330 | 2688160 | 2720040 | 2748120 | 2776180 | 2804250 | 2832320
Industrial Sector Energy Related Emissions before CCS[natural gas if,rubber and plastic products 22,CH4] | Industrial Sector Energy Related Emissions before CCS | natural gas if | rubber and plastic products 22 | CH4 |  | 1638690 | 1635940 | 1662420 | 1697670 | 1732080 | 1761960 | 1778240 | 1786440 | 1788330 | 1790040 | 1794810 | 1801460 | 1803440 | 1807910 | 1817670 | 1831270 | 1841000 | 1851790 | 1866730 | 1878710 | 1887230 | 1901370 | 1924900 | 1949170 | 1967030 | 1983880 | 2007410 | 2028130 | 2048840 | 2069560 | 2090270
Industrial Sector Energy Related Emissions before CCS[natural gas if,rubber and plastic products 22,N2O] | Industrial Sector Energy Related Emissions before CCS | natural gas if | rubber and plastic products 22 | N2O |  | 163869 | 163594 | 166242 | 169767 | 173208 | 176196 | 177824 | 178644 | 178833 | 179004 | 179481 | 180146 | 180344 | 180791 | 181767 | 183127 | 184100 | 185179 | 186673 | 187871 | 188723 | 190137 | 192490 | 194917 | 196703 | 198388 | 200741 | 202813 | 204884 | 206956 | 209027
Industrial Sector Energy Related Emissions before CCS[natural gas if,rubber and plastic products 22,F gases] | Industrial Sector Energy Related Emissions before CCS | natural gas if | rubber and plastic products 22 | F gases |  | 0 | 0 | 0 | 0 | 0 | 0 | 0 | 0 | 0 | 0 | 0 | 0 | 0 | 0 | 0 | 0 | 0 | 0 | 0 | 0 | 0 | 0 | 0 | 0 | 0 | 0 | 0 | 0 | 0 | 0 | 0
Industrial Sector Energy Related Emissions before CCS[natural gas if,glass and glass products 231,CO2] | Industrial Sector Energy Related Emissions before CCS | natural gas if | glass and glass products 231 | CO2 |  | 726588000000 | 725367000000 | 737110000000 | 752741000000 | 768001000000 | 781245000000 | 788466000000 | 792101000000 | 792939000000 | 793698000000 | 795810000000 | 798760000000 | 799641000000 | 801620000000 | 805944000000 | 811982000000 | 816291000000 | 821077000000 | 827704000000 | 833015000000 | 836788000000 | 843060000000 | 853497000000 | 864257000000 | 872174000000 | 879645000000 | 890082000000 | 899266000000 | 908451000000 | 917636000000 | 926820000000
Industrial Sector Energy Related Emissions before CCS[natural gas if,glass and glass products 231,VOC] | Industrial Sector Energy Related Emissions before CCS | natural gas if | glass and glass products 231 | VOC |  | 31399700 | 31346900 | 31854400 | 32529900 | 33189300 | 33761700 | 34073800 | 34230800 | 34267100 | 34299800 | 34391100 | 34518600 | 34556700 | 34642200 | 34829100 | 35090000 | 35276200 | 35483000 | 35769400 | 35999000 | 36162000 | 36433000 | 36884100 | 37349100 | 37691200 | 38014000 | 38465100 | 38862000 | 39258900 | 39655800 | 40052700
Industrial Sector Energy Related Emissions before CCS[natural gas if,glass and glass products 231,CO] | Industrial Sector Energy Related Emissions before CCS | natural gas if | glass and glass products 231 | CO |  | 274531000 | 274070000 | 278507000 | 284413000 | 290179000 | 295183000 | 297911000 | 299285000 | 299601000 | 299888000 | 300686000 | 301801000 | 302133000 | 302881000 | 304515000 | 306797000 | 308424000 | 310233000 | 312737000 | 314744000 | 316169000 | 318539000 | 322482000 | 326548000 | 329539000 | 332362000 | 336305000 | 339776000 | 343246000 | 346716000 | 350186000
Industrial Sector Energy Related Emissions before CCS[natural gas if,glass and glass products 231,NOx] | Industrial Sector Energy Related Emissions before CCS | natural gas if | glass and glass products 231 | NOx |  | 449934000 | 449178000 | 456449000 | 466129000 | 475579000 | 483780000 | 488252000 | 490502000 | 491022000 | 491491000 | 492799000 | 494626000 | 495171000 | 496397000 | 499075000 | 502814000 | 505482000 | 508446000 | 512549000 | 515838000 | 518175000 | 522058000 | 528521000 | 535185000 | 540087000 | 544713000 | 551176000 | 556864000 | 562551000 | 568239000 | 573926000
Industrial Sector Energy Related Emissions before CCS[natural gas if,glass and glass products 231,PM10] | Industrial Sector Energy Related Emissions before CCS | natural gas if | glass and glass products 231 | PM10 |  | 43354300 | 43281400 | 43982100 | 44914800 | 45825300 | 46615600 | 47046400 | 47263300 | 47313300 | 47358600 | 47484600 | 47660600 | 47713200 | 47831300 | 48089300 | 48449600 | 48706700 | 48992300 | 49387700 | 49704600 | 49929700 | 50303900 | 50926700 | 51568800 | 52041100 | 52486900 | 53109700 | 53657700 | 54205700 | 54753800 | 55301800
Industrial Sector Energy Related Emissions before CCS[natural gas if,glass and glass products 231,PM25] | Industrial Sector Energy Related Emissions before CCS | natural gas if | glass and glass products 231 | PM25 |  | 43354300 | 43281400 | 43982100 | 44914800 | 45825300 | 46615600 | 47046400 | 47263300 | 47313300 | 47358600 | 47484600 | 47660600 | 47713200 | 47831300 | 48089300 | 48449600 | 48706700 | 48992300 | 49387700 | 49704600 | 49929700 | 50303900 | 50926700 | 51568800 | 52041100 | 52486900 | 53109700 | 53657700 | 54205700 | 54753800 | 55301800
Industrial Sector Energy Related Emissions before CCS[natural gas if,glass and glass products 231,SOx] | Industrial Sector Energy Related Emissions before CCS | natural gas if | glass and glass products 231 | SOx |  | 3313880 | 3308310 | 3361860 | 3433160 | 3502760 | 3563160 | 3596100 | 3612670 | 3616500 | 3619960 | 3629590 | 3643040 | 3647060 | 3656090 | 3675810 | 3703350 | 3723000 | 3744830 | 3775050 | 3799280 | 3816490 | 3845090 | 3892690 | 3941770 | 3977880 | 4011950 | 4059550 | 4101440 | 4143330 | 4185220 | 4227110
Industrial Sector Energy Related Emissions before CCS[natural gas if,glass and glass products 231,BC] | Industrial Sector Energy Related Emissions before CCS | natural gas if | glass and glass products 231 | BC |  | 7148110 | 7136110 | 7251620 | 7405410 | 7555530 | 7685820 | 7756870 | 7792620 | 7800870 | 7808340 | 7829110 | 7858140 | 7866800 | 7886270 | 7928810 | 7988220 | 8030600 | 8077690 | 8142890 | 8195140 | 8232250 | 8293950 | 8396630 | 8502490 | 8580380 | 8653870 | 8756550 | 8846910 | 8937270 | 9027620 | 9117980
Industrial Sector Energy Related Emissions before CCS[natural gas if,glass and glass products 231,OC] | Industrial Sector Energy Related Emissions before CCS | natural gas if | glass and glass products 231 | OC |  | 18555000 | 18523800 | 18823700 | 19222800 | 19612500 | 19950700 | 20135200 | 20228000 | 20249400 | 20268800 | 20322700 | 20398000 | 20420500 | 20471100 | 20581500 | 20735700 | 20845700 | 20967900 | 21137200 | 21272800 | 21369200 | 21529300 | 21795900 | 22070600 | 22272800 | 22463600 | 22730100 | 22964700 | 23199200 | 23433800 | 23668300
Industrial Sector Energy Related Emissions before CCS[natural gas if,glass and glass products 231,CH4] | Industrial Sector Energy Related Emissions before CCS | natural gas if | glass and glass products 231 | CH4 |  | 13693700 | 13670700 | 13892000 | 14186600 | 14474200 | 14723800 | 14859900 | 14928400 | 14944200 | 14958500 | 14998300 | 15053900 | 15070500 | 15107800 | 15189300 | 15303100 | 15384300 | 15474500 | 15599400 | 15699500 | 15770600 | 15888800 | 16085500 | 16288300 | 16437500 | 16578300 | 16775000 | 16948100 | 17121200 | 17294300 | 17467400
Industrial Sector Energy Related Emissions before CCS[natural gas if,glass and glass products 231,N2O] | Industrial Sector Energy Related Emissions before CCS | natural gas if | glass and glass products 231 | N2O |  | 1369370 | 1367070 | 1389200 | 1418660 | 1447420 | 1472380 | 1485990 | 1492840 | 1494420 | 1495850 | 1499830 | 1505390 | 1507050 | 1510780 | 1518930 | 1530310 | 1538430 | 1547450 | 1559940 | 1569950 | 1577060 | 1588880 | 1608550 | 1628830 | 1643750 | 1657830 | 1677500 | 1694810 | 1712120 | 1729430 | 1746740
Industrial Sector Energy Related Emissions before CCS[natural gas if,glass and glass products 231,F gases] | Industrial Sector Energy Related Emissions before CCS | natural gas if | glass and glass products 231 | F gases |  | 0 | 0 | 0 | 0 | 0 | 0 | 0 | 0 | 0 | 0 | 0 | 0 | 0 | 0 | 0 | 0 | 0 | 0 | 0 | 0 | 0 | 0 | 0 | 0 | 0 | 0 | 0 | 0 | 0 | 0 | 0
Industrial Sector Energy Related Emissions before CCS[natural gas if,cement and other nonmetallic minerals 239,CO2] | Industrial Sector Energy Related Emissions before CCS | natural gas if | cement and other nonmetallic minerals 239 | CO2 |  | 247181000000 | 241778000000 | 237142000000 | 232551000000 | 227837000000 | 223053000000 | 218159000000 | 213322000000 | 209536000000 | 210011000000 | 210042000000 | 209706000000 | 209546000000 | 209378000000 | 209037000000 | 208590000000 | 213234000000 | 212521000000 | 212010000000 | 211464000000 | 210791000000 | 210102000000 | 209539000000 | 208988000000 | 208391000000 | 208310000000 | 207722000000 | 207465000000 | 207200000000 | 206938000000 | 206690000000
Industrial Sector Energy Related Emissions before CCS[natural gas if,cement and other nonmetallic minerals 239,VOC] | Industrial Sector Energy Related Emissions before CCS | natural gas if | cement and other nonmetallic minerals 239 | VOC |  | 10682000 | 10448500 | 10248200 | 10049700 | 9846020 | 9639270 | 9427790 | 9218750 | 9055150 | 9075680 | 9077030 | 9062490 | 9055570 | 9048320 | 9033570 | 9014260 | 9214960 | 9184130 | 9162060 | 9138470 | 9109380 | 9079590 | 9055270 | 9031480 | 9005670 | 9002170 | 8976740 | 8965630 | 8954170 | 8942880 | 8932160
Industrial Sector Energy Related Emissions before CCS[natural gas if,cement and other nonmetallic minerals 239,CO] | Industrial Sector Energy Related Emissions before CCS | natural gas if | cement and other nonmetallic minerals 239 | CO |  | 93394000 | 91352500 | 89601000 | 87866200 | 86085000 | 84277400 | 82428400 | 80600700 | 79170300 | 79349900 | 79361700 | 79234500 | 79174100 | 79110600 | 78981700 | 78812800 | 80567600 | 80298100 | 80105100 | 79898800 | 79644500 | 79384000 | 79171400 | 78963400 | 78737700 | 78707100 | 78484800 | 78387600 | 78287500 | 78188800 | 78095100
Industrial Sector Energy Related Emissions before CCS[natural gas if,cement and other nonmetallic minerals 239,NOx] | Industrial Sector Energy Related Emissions before CCS | natural gas if | cement and other nonmetallic minerals 239 | NOx |  | 153065000 | 149719000 | 146849000 | 144005000 | 141086000 | 138124000 | 135093000 | 132098000 | 129754000 | 130048000 | 130067000 | 129859000 | 129760000 | 129656000 | 129444000 | 129168000 | 132044000 | 131602000 | 131286000 | 130947000 | 130531000 | 130104000 | 129755000 | 129414000 | 129045000 | 128994000 | 128630000 | 128471000 | 128307000 | 128145000 | 127991000
Industrial Sector Energy Related Emissions before CCS[natural gas if,cement and other nonmetallic minerals 239,PM10] | Industrial Sector Energy Related Emissions before CCS | natural gas if | cement and other nonmetallic minerals 239 | PM10 |  | 14748900 | 14426500 | 14149900 | 13875900 | 13594600 | 13309200 | 13017200 | 12728500 | 12502700 | 12531000 | 12532900 | 12512800 | 12503200 | 12493200 | 12472900 | 12446200 | 12723300 | 12680700 | 12650300 | 12617700 | 12577500 | 12536400 | 12502800 | 12470000 | 12434300 | 12429500 | 12394400 | 12379100 | 12363200 | 12347600 | 12332900
Industrial Sector Energy Related Emissions before CCS[natural gas if,cement and other nonmetallic minerals 239,PM25] | Industrial Sector Energy Related Emissions before CCS | natural gas if | cement and other nonmetallic minerals 239 | PM25 |  | 14748900 | 14426500 | 14149900 | 13875900 | 13594600 | 13309200 | 13017200 | 12728500 | 12502700 | 12531000 | 12532900 | 12512800 | 12503200 | 12493200 | 12472900 | 12446200 | 12723300 | 12680700 | 12650300 | 12617700 | 12577500 | 12536400 | 12502800 | 12470000 | 12434300 | 12429500 | 12394400 | 12379100 | 12363200 | 12347600 | 12332900
Industrial Sector Energy Related Emissions before CCS[natural gas if,cement and other nonmetallic minerals 239,SOx] | Industrial Sector Energy Related Emissions before CCS | natural gas if | cement and other nonmetallic minerals 239 | SOx |  | 1127360 | 1102720 | 1081580 | 1060640 | 1039140 | 1017310 | 994996 | 972934 | 955667 | 957835 | 957977 | 956442 | 955712 | 954947 | 953390 | 951352 | 972534 | 969280 | 966951 | 964461 | 961391 | 958247 | 955680 | 953170 | 950446 | 950076 | 947392 | 946220 | 945011 | 943819 | 942688
Industrial Sector Energy Related Emissions before CCS[natural gas if,cement and other nonmetallic minerals 239,BC] | Industrial Sector Energy Related Emissions before CCS | natural gas if | cement and other nonmetallic minerals 239 | BC |  | 2431750 | 2378590 | 2332990 | 2287820 | 2241440 | 2194370 | 2146230 | 2098640 | 2061400 | 2066070 | 2066380 | 2063070 | 2061500 | 2059840 | 2056490 | 2052090 | 2097780 | 2090760 | 2085740 | 2080370 | 2073740 | 2066960 | 2061430 | 2056010 | 2050130 | 2049340 | 2043550 | 2041020 | 2038410 | 2035840 | 2033400
Industrial Sector Energy Related Emissions before CCS[natural gas if,cement and other nonmetallic minerals 239,OC] | Industrial Sector Energy Related Emissions before CCS | natural gas if | cement and other nonmetallic minerals 239 | OC |  | 6312290 | 6174310 | 6055930 | 5938680 | 5818300 | 5696120 | 5571150 | 5447630 | 5350950 | 5363080 | 5363880 | 5355280 | 5351200 | 5346910 | 5338200 | 5326790 | 5445380 | 5427170 | 5414130 | 5400180 | 5383000 | 5365390 | 5351020 | 5336960 | 5321710 | 5319640 | 5304610 | 5298050 | 5291280 | 5284600 | 5278270
Industrial Sector Energy Related Emissions before CCS[natural gas if,cement and other nonmetallic minerals 239,CH4] | Industrial Sector Energy Related Emissions before CCS | natural gas if | cement and other nonmetallic minerals 239 | CH4 |  | 4658520 | 4556690 | 4469320 | 4382790 | 4293950 | 4203780 | 4111550 | 4020390 | 3949040 | 3957990 | 3958580 | 3952240 | 3949220 | 3946060 | 3939630 | 3931210 | 4018730 | 4005290 | 3995670 | 3985380 | 3972690 | 3959700 | 3949090 | 3938720 | 3927460 | 3925930 | 3914840 | 3910000 | 3905000 | 3900080 | 3895410
Industrial Sector Energy Related Emissions before CCS[natural gas if,cement and other nonmetallic minerals 239,N2O] | Industrial Sector Energy Related Emissions before CCS | natural gas if | cement and other nonmetallic minerals 239 | N2O |  | 465852 | 455669 | 446932 | 438279 | 429395 | 420378 | 411155 | 402039 | 394904 | 395799 | 395858 | 395224 | 394922 | 394606 | 393963 | 393121 | 401873 | 400529 | 399567 | 398538 | 397269 | 395970 | 394909 | 393872 | 392746 | 392593 | 391484 | 391000 | 390500 | 390008 | 389541
Industrial Sector Energy Related Emissions before CCS[natural gas if,cement and other nonmetallic minerals 239,F gases] | Industrial Sector Energy Related Emissions before CCS | natural gas if | cement and other nonmetallic minerals 239 | F gases |  | 0 | 0 | 0 | 0 | 0 | 0 | 0 | 0 | 0 | 0 | 0 | 0 | 0 | 0 | 0 | 0 | 0 | 0 | 0 | 0 | 0 | 0 | 0 | 0 | 0 | 0 | 0 | 0 | 0 | 0 | 0
Industrial Sector Energy Related Emissions before CCS[natural gas if,iron and steel 241,CO2] | Industrial Sector Energy Related Emissions before CCS | natural gas if | iron and steel 241 | CO2 |  | 0 | 0 | 0 | 0 | 0 | 0 | 0 | 0 | 0 | 0 | 0 | 0 | 0 | 0 | 0 | 0 | 0 | 0 | 0 | 0 | 0 | 0 | 0 | 0 | 0 | 0 | 0 | 0 | 0 | 0 | 0
Industrial Sector Energy Related Emissions before CCS[natural gas if,iron and steel 241,VOC] | Industrial Sector Energy Related Emissions before CCS | natural gas if | iron and steel 241 | VOC |  | 0 | 0 | 0 | 0 | 0 | 0 | 0 | 0 | 0 | 0 | 0 | 0 | 0 | 0 | 0 | 0 | 0 | 0 | 0 | 0 | 0 | 0 | 0 | 0 | 0 | 0 | 0 | 0 | 0 | 0 | 0
Industrial Sector Energy Related Emissions before CCS[natural gas if,iron and steel 241,CO] | Industrial Sector Energy Related Emissions before CCS | natural gas if | iron and steel 241 | CO |  | 0 | 0 | 0 | 0 | 0 | 0 | 0 | 0 | 0 | 0 | 0 | 0 | 0 | 0 | 0 | 0 | 0 | 0 | 0 | 0 | 0 | 0 | 0 | 0 | 0 | 0 | 0 | 0 | 0 | 0 | 0
Industrial Sector Energy Related Emissions before CCS[natural gas if,iron and steel 241,NOx] | Industrial Sector Energy Related Emissions before CCS | natural gas if | iron and steel 241 | NOx |  | 0 | 0 | 0 | 0 | 0 | 0 | 0 | 0 | 0 | 0 | 0 | 0 | 0 | 0 | 0 | 0 | 0 | 0 | 0 | 0 | 0 | 0 | 0 | 0 | 0 | 0 | 0 | 0 | 0 | 0 | 0
Industrial Sector Energy Related Emissions before CCS[natural gas if,iron and steel 241,PM10] | Industrial Sector Energy Related Emissions before CCS | natural gas if | iron and steel 241 | PM10 |  | 0 | 0 | 0 | 0 | 0 | 0 | 0 | 0 | 0 | 0 | 0 | 0 | 0 | 0 | 0 | 0 | 0 | 0 | 0 | 0 | 0 | 0 | 0 | 0 | 0 | 0 | 0 | 0 | 0 | 0 | 0
Industrial Sector Energy Related Emissions before CCS[natural gas if,iron and steel 241,PM25] | Industrial Sector Energy Related Emissions before CCS | natural gas if | iron and steel 241 | PM25 |  | 0 | 0 | 0 | 0 | 0 | 0 | 0 | 0 | 0 | 0 | 0 | 0 | 0 | 0 | 0 | 0 | 0 | 0 | 0 | 0 | 0 | 0 | 0 | 0 | 0 | 0 | 0 | 0 | 0 | 0 | 0
Industrial Sector Energy Related Emissions before CCS[natural gas if,iron and steel 241,SOx] | Industrial Sector Energy Related Emissions before CCS | natural gas if | iron and steel 241 | SOx |  | 0 | 0 | 0 | 0 | 0 | 0 | 0 | 0 | 0 | 0 | 0 | 0 | 0 | 0 | 0 | 0 | 0 | 0 | 0 | 0 | 0 | 0 | 0 | 0 | 0 | 0 | 0 | 0 | 0 | 0 | 0
Industrial Sector Energy Related Emissions before CCS[natural gas if,iron and steel 241,BC] | Industrial Sector Energy Related Emissions before CCS | natural gas if | iron and steel 241 | BC |  | 0 | 0 | 0 | 0 | 0 | 0 | 0 | 0 | 0 | 0 | 0 | 0 | 0 | 0 | 0 | 0 | 0 | 0 | 0 | 0 | 0 | 0 | 0 | 0 | 0 | 0 | 0 | 0 | 0 | 0 | 0
Industrial Sector Energy Related Emissions before CCS[natural gas if,iron and steel 241,OC] | Industrial Sector Energy Related Emissions before CCS | natural gas if | iron and steel 241 | OC |  | 0 | 0 | 0 | 0 | 0 | 0 | 0 | 0 | 0 | 0 | 0 | 0 | 0 | 0 | 0 | 0 | 0 | 0 | 0 | 0 | 0 | 0 | 0 | 0 | 0 | 0 | 0 | 0 | 0 | 0 | 0
Industrial Sector Energy Related Emissions before CCS[natural gas if,iron and steel 241,CH4] | Industrial Sector Energy Related Emissions before CCS | natural gas if | iron and steel 241 | CH4 |  | 0 | 0 | 0 | 0 | 0 | 0 | 0 | 0 | 0 | 0 | 0 | 0 | 0 | 0 | 0 | 0 | 0 | 0 | 0 | 0 | 0 | 0 | 0 | 0 | 0 | 0 | 0 | 0 | 0 | 0 | 0
Industrial Sector Energy Related Emissions before CCS[natural gas if,iron and steel 241,N2O] | Industrial Sector Energy Related Emissions before CCS | natural gas if | iron and steel 241 | N2O |  | 0 | 0 | 0 | 0 | 0 | 0 | 0 | 0 | 0 | 0 | 0 | 0 | 0 | 0 | 0 | 0 | 0 | 0 | 0 | 0 | 0 | 0 | 0 | 0 | 0 | 0 | 0 | 0 | 0 | 0 | 0
Industrial Sector Energy Related Emissions before CCS[natural gas if,iron and steel 241,F gases] | Industrial Sector Energy Related Emissions before CCS | natural gas if | iron and steel 241 | F gases |  | 0 | 0 | 0 | 0 | 0 | 0 | 0 | 0 | 0 | 0 | 0 | 0 | 0 | 0 | 0 | 0 | 0 | 0 | 0 | 0 | 0 | 0 | 0 | 0 | 0 | 0 | 0 | 0 | 0 | 0 | 0
Industrial Sector Energy Related Emissions before CCS[natural gas if,other metals 242,CO2] | Industrial Sector Energy Related Emissions before CCS | natural gas if | other metals 242 | CO2 |  | 0 | 0 | 0 | 0 | 0 | 0 | 0 | 0 | 0 | 0 | 0 | 0 | 0 | 0 | 0 | 0 | 0 | 0 | 0 | 0 | 0 | 0 | 0 | 0 | 0 | 0 | 0 | 0 | 0 | 0 | 0
Industrial Sector Energy Related Emissions before CCS[natural gas if,other metals 242,VOC] | Industrial Sector Energy Related Emissions before CCS | natural gas if | other metals 242 | VOC |  | 0 | 0 | 0 | 0 | 0 | 0 | 0 | 0 | 0 | 0 | 0 | 0 | 0 | 0 | 0 | 0 | 0 | 0 | 0 | 0 | 0 | 0 | 0 | 0 | 0 | 0 | 0 | 0 | 0 | 0 | 0
Industrial Sector Energy Related Emissions before CCS[natural gas if,other metals 242,CO] | Industrial Sector Energy Related Emissions before CCS | natural gas if | other metals 242 | CO |  | 0 | 0 | 0 | 0 | 0 | 0 | 0 | 0 | 0 | 0 | 0 | 0 | 0 | 0 | 0 | 0 | 0 | 0 | 0 | 0 | 0 | 0 | 0 | 0 | 0 | 0 | 0 | 0 | 0 | 0 | 0
Industrial Sector Energy Related Emissions before CCS[natural gas if,other metals 242,NOx] | Industrial Sector Energy Related Emissions before CCS | natural gas if | other metals 242 | NOx |  | 0 | 0 | 0 | 0 | 0 | 0 | 0 | 0 | 0 | 0 | 0 | 0 | 0 | 0 | 0 | 0 | 0 | 0 | 0 | 0 | 0 | 0 | 0 | 0 | 0 | 0 | 0 | 0 | 0 | 0 | 0
Industrial Sector Energy Related Emissions before CCS[natural gas if,other metals 242,PM10] | Industrial Sector Energy Related Emissions before CCS | natural gas if | other metals 242 | PM10 |  | 0 | 0 | 0 | 0 | 0 | 0 | 0 | 0 | 0 | 0 | 0 | 0 | 0 | 0 | 0 | 0 | 0 | 0 | 0 | 0 | 0 | 0 | 0 | 0 | 0 | 0 | 0 | 0 | 0 | 0 | 0
Industrial Sector Energy Related Emissions before CCS[natural gas if,other metals 242,PM25] | Industrial Sector Energy Related Emissions before CCS | natural gas if | other metals 242 | PM25 |  | 0 | 0 | 0 | 0 | 0 | 0 | 0 | 0 | 0 | 0 | 0 | 0 | 0 | 0 | 0 | 0 | 0 | 0 | 0 | 0 | 0 | 0 | 0 | 0 | 0 | 0 | 0 | 0 | 0 | 0 | 0
Industrial Sector Energy Related Emissions before CCS[natural gas if,other metals 242,SOx] | Industrial Sector Energy Related Emissions before CCS | natural gas if | other metals 242 | SOx |  | 0 | 0 | 0 | 0 | 0 | 0 | 0 | 0 | 0 | 0 | 0 | 0 | 0 | 0 | 0 | 0 | 0 | 0 | 0 | 0 | 0 | 0 | 0 | 0 | 0 | 0 | 0 | 0 | 0 | 0 | 0
Industrial Sector Energy Related Emissions before CCS[natural gas if,other metals 242,BC] | Industrial Sector Energy Related Emissions before CCS | natural gas if | other metals 242 | BC |  | 0 | 0 | 0 | 0 | 0 | 0 | 0 | 0 | 0 | 0 | 0 | 0 | 0 | 0 | 0 | 0 | 0 | 0 | 0 | 0 | 0 | 0 | 0 | 0 | 0 | 0 | 0 | 0 | 0 | 0 | 0
Industrial Sector Energy Related Emissions before CCS[natural gas if,other metals 242,OC] | Industrial Sector Energy Related Emissions before CCS | natural gas if | other metals 242 | OC |  | 0 | 0 | 0 | 0 | 0 | 0 | 0 | 0 | 0 | 0 | 0 | 0 | 0 | 0 | 0 | 0 | 0 | 0 | 0 | 0 | 0 | 0 | 0 | 0 | 0 | 0 | 0 | 0 | 0 | 0 | 0
Industrial Sector Energy Related Emissions before CCS[natural gas if,other metals 242,CH4] | Industrial Sector Energy Related Emissions before CCS | natural gas if | other metals 242 | CH4 |  | 0 | 0 | 0 | 0 | 0 | 0 | 0 | 0 | 0 | 0 | 0 | 0 | 0 | 0 | 0 | 0 | 0 | 0 | 0 | 0 | 0 | 0 | 0 | 0 | 0 | 0 | 0 | 0 | 0 | 0 | 0
Industrial Sector Energy Related Emissions before CCS[natural gas if,other metals 242,N2O] | Industrial Sector Energy Related Emissions before CCS | natural gas if | other metals 242 | N2O |  | 0 | 0 | 0 | 0 | 0 | 0 | 0 | 0 | 0 | 0 | 0 | 0 | 0 | 0 | 0 | 0 | 0 | 0 | 0 | 0 | 0 | 0 | 0 | 0 | 0 | 0 | 0 | 0 | 0 | 0 | 0
Industrial Sector Energy Related Emissions before CCS[natural gas if,other metals 242,F gases] | Industrial Sector Energy Related Emissions before CCS | natural gas if | other metals 242 | F gases |  | 0 | 0 | 0 | 0 | 0 | 0 | 0 | 0 | 0 | 0 | 0 | 0 | 0 | 0 | 0 | 0 | 0 | 0 | 0 | 0 | 0 | 0 | 0 | 0 | 0 | 0 | 0 | 0 | 0 | 0 | 0
Industrial Sector Energy Related Emissions before CCS[natural gas if,metal products except machinery and vehicles 25,CO2] | Industrial Sector Energy Related Emissions before CCS | natural gas if | metal products except machinery and vehicles 25 | CO2 |  | 411438000000 | 410748000000 | 417396000000 | 426246000000 | 434887000000 | 442388000000 | 446478000000 | 448536000000 | 449011000000 | 449439000000 | 450637000000 | 452307000000 | 452804000000 | 453925000000 | 456375000000 | 459792000000 | 462234000000 | 464942000000 | 468695000000 | 471703000000 | 473841000000 | 477392000000 | 483300000000 | 489394000000 | 493878000000 | 498108000000 | 504017000000 | 509218000000 | 514419000000 | 519619000000 | 524820000000
Industrial Sector Energy Related Emissions before CCS[natural gas if,metal products except machinery and vehicles 25,VOC] | Industrial Sector Energy Related Emissions before CCS | natural gas if | metal products except machinery and vehicles 25 | VOC |  | 17780400 | 17750600 | 18037900 | 18420300 | 18793700 | 19117900 | 19294600 | 19383600 | 19404100 | 19422600 | 19474400 | 19546500 | 19568000 | 19616500 | 19722400 | 19870000 | 19975500 | 20092600 | 20254800 | 20384800 | 20477100 | 20630600 | 20885900 | 21149300 | 21343100 | 21525800 | 21781200 | 22006000 | 22230700 | 22455500 | 22680200
Industrial Sector Energy Related Emissions before CCS[natural gas if,metal products except machinery and vehicles 25,CO] | Industrial Sector Energy Related Emissions before CCS | natural gas if | metal products except machinery and vehicles 25 | CO |  | 155456000 | 155196000 | 157708000 | 161051000 | 164316000 | 167150000 | 168695000 | 169473000 | 169653000 | 169815000 | 170267000 | 170898000 | 171086000 | 171509000 | 172435000 | 173726000 | 174649000 | 175672000 | 177090000 | 178227000 | 179034000 | 180376000 | 182608000 | 184911000 | 186605000 | 188203000 | 190436000 | 192401000 | 194366000 | 196331000 | 198296000
Industrial Sector Energy Related Emissions before CCS[natural gas if,metal products except machinery and vehicles 25,NOx] | Industrial Sector Energy Related Emissions before CCS | natural gas if | metal products except machinery and vehicles 25 | NOx |  | 254780000 | 254353000 | 258470000 | 263950000 | 269301000 | 273945000 | 276478000 | 277752000 | 278047000 | 278312000 | 279054000 | 280088000 | 280396000 | 281090000 | 282607000 | 284723000 | 286235000 | 287912000 | 290236000 | 292099000 | 293422000 | 295622000 | 299280000 | 303053000 | 305830000 | 308449000 | 312109000 | 315329000 | 318550000 | 321770000 | 324991000
Industrial Sector Energy Related Emissions before CCS[natural gas if,metal products except machinery and vehicles 25,PM10] | Industrial Sector Energy Related Emissions before CCS | natural gas if | metal products except machinery and vehicles 25 | PM10 |  | 24549800 | 24508600 | 24905300 | 25433400 | 25949000 | 26396500 | 26640600 | 26763400 | 26791700 | 26817300 | 26888700 | 26988400 | 27018100 | 27084900 | 27231100 | 27435000 | 27580700 | 27742300 | 27966300 | 28145700 | 28273300 | 28485200 | 28837700 | 29201300 | 29468900 | 29721200 | 30073800 | 30384200 | 30694500 | 31004800 | 31315100
Industrial Sector Energy Related Emissions before CCS[natural gas if,metal products except machinery and vehicles 25,PM25] | Industrial Sector Energy Related Emissions before CCS | natural gas if | metal products except machinery and vehicles 25 | PM25 |  | 24549800 | 24508600 | 24905300 | 25433400 | 25949000 | 26396500 | 26640600 | 26763400 | 26791700 | 26817300 | 26888700 | 26988400 | 27018100 | 27084900 | 27231100 | 27435000 | 27580700 | 27742300 | 27966300 | 28145700 | 28273300 | 28485200 | 28837700 | 29201300 | 29468900 | 29721200 | 30073800 | 30384200 | 30694500 | 31004800 | 31315100
Industrial Sector Energy Related Emissions before CCS[natural gas if,metal products except machinery and vehicles 25,SOx] | Industrial Sector Energy Related Emissions before CCS | natural gas if | metal products except machinery and vehicles 25 | SOx |  | 1876520 | 1873370 | 1903690 | 1944060 | 1983470 | 2017680 | 2036330 | 2045720 | 2047880 | 2049840 | 2055300 | 2062910 | 2065180 | 2070300 | 2081470 | 2097050 | 2108190 | 2120540 | 2137660 | 2151380 | 2161130 | 2177330 | 2204270 | 2232060 | 2252520 | 2271810 | 2298760 | 2322480 | 2346200 | 2369920 | 2393640
Industrial Sector Energy Related Emissions before CCS[natural gas if,metal products except machinery and vehicles 25,BC] | Industrial Sector Energy Related Emissions before CCS | natural gas if | metal products except machinery and vehicles 25 | BC |  | 4047700 | 4040910 | 4106310 | 4193380 | 4278390 | 4352180 | 4392410 | 4412660 | 4417340 | 4421550 | 4433330 | 4449760 | 4454650 | 4465680 | 4489780 | 4523400 | 4547420 | 4574070 | 4610990 | 4640580 | 4661610 | 4696550 | 4754670 | 4814610 | 4858730 | 4900340 | 4958480 | 5009640 | 5060810 | 5111970 | 5163140
Industrial Sector Energy Related Emissions before CCS[natural gas if,metal products except machinery and vehicles 25,OC] | Industrial Sector Energy Related Emissions before CCS | natural gas if | metal products except machinery and vehicles 25 | OC |  | 10507000 | 10489300 | 10659100 | 10885100 | 11105800 | 11297300 | 11401800 | 11454300 | 11466500 | 11477400 | 11508000 | 11550600 | 11563300 | 11591900 | 11654500 | 11741800 | 11804100 | 11873300 | 11969100 | 12046000 | 12100500 | 12191200 | 12342100 | 12497700 | 12612200 | 12720200 | 12871100 | 13004000 | 13136800 | 13269600 | 13402400
Industrial Sector Energy Related Emissions before CCS[natural gas if,metal products except machinery and vehicles 25,CH4] | Industrial Sector Energy Related Emissions before CCS | natural gas if | metal products except machinery and vehicles 25 | CH4 |  | 7754210 | 7741200 | 7866500 | 8033290 | 8196140 | 8337500 | 8414580 | 8453370 | 8462330 | 8470400 | 8492970 | 8524440 | 8533820 | 8554940 | 8601120 | 8665510 | 8711530 | 8762580 | 8833310 | 8890000 | 8930280 | 8997220 | 9108560 | 9223400 | 9307920 | 9387630 | 9499000 | 9597020 | 9695040 | 9793050 | 9891070
Industrial Sector Energy Related Emissions before CCS[natural gas if,metal products except machinery and vehicles 25,N2O] | Industrial Sector Energy Related Emissions before CCS | natural gas if | metal products except machinery and vehicles 25 | N2O |  | 775421 | 774120 | 786650 | 803329 | 819614 | 833750 | 841458 | 845337 | 846233 | 847040 | 849297 | 852444 | 853382 | 855494 | 860112 | 866551 | 871153 | 876258 | 883331 | 889000 | 893028 | 899722 | 910856 | 922340 | 930792 | 938763 | 949900 | 959702 | 969504 | 979305 | 989107
Industrial Sector Energy Related Emissions before CCS[natural gas if,metal products except machinery and vehicles 25,F gases] | Industrial Sector Energy Related Emissions before CCS | natural gas if | metal products except machinery and vehicles 25 | F gases |  | 0 | 0 | 0 | 0 | 0 | 0 | 0 | 0 | 0 | 0 | 0 | 0 | 0 | 0 | 0 | 0 | 0 | 0 | 0 | 0 | 0 | 0 | 0 | 0 | 0 | 0 | 0 | 0 | 0 | 0 | 0
Industrial Sector Energy Related Emissions before CCS[natural gas if,computers and electronics 26,CO2] | Industrial Sector Energy Related Emissions before CCS | natural gas if | computers and electronics 26 | CO2 |  | 21227500000 | 21191900000 | 21534900000 | 21991500000 | 22437300000 | 22824300000 | 23035300000 | 23141500000 | 23166000000 | 23188100000 | 23249900000 | 23336100000 | 23361700000 | 23419500000 | 23546000000 | 23722200000 | 23848200000 | 23987900000 | 24181600000 | 24336800000 | 24447000000 | 24630300000 | 24935100000 | 25249400000 | 25480800000 | 25699000000 | 26003900000 | 26272200000 | 26540600000 | 26808900000 | 27077300000
Industrial Sector Energy Related Emissions before CCS[natural gas if,computers and electronics 26,VOC] | Industrial Sector Energy Related Emissions before CCS | natural gas if | computers and electronics 26 | VOC |  | 917351 | 915813 | 930635 | 950366 | 969632 | 986357 | 995474 | 1000060 | 1001120 | 1002080 | 1004750 | 1008470 | 1009580 | 1012080 | 1017540 | 1025160 | 1030600 | 1036640 | 1045010 | 1051720 | 1056480 | 1064400 | 1077570 | 1091160 | 1101160 | 1110590 | 1123760 | 1135360 | 1146960 | 1158550 | 1170150
Industrial Sector Energy Related Emissions before CCS[natural gas if,computers and electronics 26,CO] | Industrial Sector Energy Related Emissions before CCS | natural gas if | computers and electronics 26 | CO |  | 8020520 | 8007070 | 8136660 | 8309170 | 8477620 | 8623850 | 8703560 | 8743690 | 8752960 | 8761300 | 8784650 | 8817210 | 8826910 | 8848750 | 8896520 | 8963120 | 9010710 | 9063520 | 9136680 | 9195320 | 9236980 | 9306220 | 9421380 | 9540160 | 9627590 | 9710030 | 9825220 | 9926610 | 10028000 | 10129400 | 10230800
Industrial Sector Energy Related Emissions before CCS[natural gas if,computers and electronics 26,NOx] | Industrial Sector Energy Related Emissions before CCS | natural gas if | computers and electronics 26 | NOx |  | 13145000 | 13122900 | 13335300 | 13618000 | 13894100 | 14133800 | 14264400 | 14330200 | 14345400 | 14359000 | 14397300 | 14450700 | 14466600 | 14502400 | 14580700 | 14689800 | 14767800 | 14854400 | 14974200 | 15070400 | 15138600 | 15252100 | 15440900 | 15635500 | 15778800 | 15913900 | 16102700 | 16268900 | 16435000 | 16601200 | 16767400
Industrial Sector Energy Related Emissions before CCS[natural gas if,computers and electronics 26,PM10] | Industrial Sector Energy Related Emissions before CCS | natural gas if | computers and electronics 26 | PM10 |  | 1266610 | 1264480 | 1284950 | 1312190 | 1338790 | 1361890 | 1374470 | 1380810 | 1382280 | 1383590 | 1387280 | 1392420 | 1393950 | 1397400 | 1404950 | 1415460 | 1422980 | 1431320 | 1442870 | 1452130 | 1458710 | 1469650 | 1487830 | 1506590 | 1520400 | 1533420 | 1551610 | 1567620 | 1583630 | 1599640 | 1615650
Industrial Sector Energy Related Emissions before CCS[natural gas if,computers and electronics 26,PM25] | Industrial Sector Energy Related Emissions before CCS | natural gas if | computers and electronics 26 | PM25 |  | 1266610 | 1264480 | 1284950 | 1312190 | 1338790 | 1361890 | 1374470 | 1380810 | 1382280 | 1383590 | 1387280 | 1392420 | 1393950 | 1397400 | 1404950 | 1415460 | 1422980 | 1431320 | 1442870 | 1452130 | 1458710 | 1469650 | 1487830 | 1506590 | 1520400 | 1533420 | 1551610 | 1567620 | 1583630 | 1599640 | 1615650
Industrial Sector Energy Related Emissions before CCS[natural gas if,computers and electronics 26,SOx] | Industrial Sector Energy Related Emissions before CCS | natural gas if | computers and electronics 26 | SOx |  | 96816 | 96653.6 | 98217.9 | 100300 | 102334 | 104099 | 105061 | 105545 | 105657 | 105758 | 106040 | 106433 | 106550 | 106813 | 107390 | 108194 | 108769 | 109406 | 110289 | 110997 | 111500 | 112336 | 113726 | 115160 | 116215 | 117210 | 118601 | 119824 | 121048 | 122272 | 123496
Industrial Sector Energy Related Emissions before CCS[natural gas if,computers and electronics 26,BC] | Industrial Sector Energy Related Emissions before CCS | natural gas if | computers and electronics 26 | BC |  | 208834 | 208484 | 211858 | 216350 | 220736 | 224544 | 226619 | 227664 | 227905 | 228122 | 228730 | 229578 | 229831 | 230399 | 231643 | 233377 | 234617 | 235992 | 237896 | 239423 | 240508 | 242311 | 245309 | 248402 | 250678 | 252825 | 255824 | 258464 | 261104 | 263744 | 266384
Industrial Sector Energy Related Emissions before CCS[natural gas if,computers and electronics 26,OC] | Industrial Sector Energy Related Emissions before CCS | natural gas if | computers and electronics 26 | OC |  | 542089 | 541180 | 549939 | 561599 | 572983 | 582867 | 588254 | 590967 | 591593 | 592157 | 593735 | 595936 | 596592 | 598067 | 601296 | 605797 | 609014 | 612583 | 617528 | 621491 | 624307 | 628987 | 636770 | 644798 | 650708 | 656279 | 664065 | 670917 | 677770 | 684623 | 691475
Industrial Sector Energy Related Emissions before CCS[natural gas if,computers and electronics 26,CH4] | Industrial Sector Energy Related Emissions before CCS | natural gas if | computers and electronics 26 | CH4 |  | 400066 | 399395 | 405859 | 414464 | 422866 | 430160 | 434136 | 436138 | 436600 | 437016 | 438181 | 439805 | 440289 | 441378 | 443761 | 447083 | 449457 | 452091 | 455740 | 458665 | 460743 | 464197 | 469941 | 475866 | 480227 | 484339 | 490085 | 495142 | 500199 | 505257 | 510314
Industrial Sector Energy Related Emissions before CCS[natural gas if,computers and electronics 26,N2O] | Industrial Sector Energy Related Emissions before CCS | natural gas if | computers and electronics 26 | N2O |  | 40006.6 | 39939.5 | 40585.9 | 41446.4 | 42286.6 | 43016 | 43413.6 | 43613.8 | 43660 | 43701.6 | 43818.1 | 43980.5 | 44028.9 | 44137.8 | 44376.1 | 44708.3 | 44945.7 | 45209.1 | 45574 | 45866.5 | 46074.3 | 46419.7 | 46994.1 | 47586.6 | 48022.7 | 48433.9 | 49008.5 | 49514.2 | 50019.9 | 50525.7 | 51031.4
Industrial Sector Energy Related Emissions before CCS[natural gas if,computers and electronics 26,F gases] | Industrial Sector Energy Related Emissions before CCS | natural gas if | computers and electronics 26 | F gases |  | 0 | 0 | 0 | 0 | 0 | 0 | 0 | 0 | 0 | 0 | 0 | 0 | 0 | 0 | 0 | 0 | 0 | 0 | 0 | 0 | 0 | 0 | 0 | 0 | 0 | 0 | 0 | 0 | 0 | 0 | 0
Industrial Sector Energy Related Emissions before CCS[natural gas if,appliances and electrical equipment 27,CO2] | Industrial Sector Energy Related Emissions before CCS | natural gas if | appliances and electrical equipment 27 | CO2 |  | 0 | 0 | 0 | 0 | 0 | 0 | 0 | 0 | 0 | 0 | 0 | 0 | 0 | 0 | 0 | 0 | 0 | 0 | 0 | 0 | 0 | 0 | 0 | 0 | 0 | 0 | 0 | 0 | 0 | 0 | 0
Industrial Sector Energy Related Emissions before CCS[natural gas if,appliances and electrical equipment 27,VOC] | Industrial Sector Energy Related Emissions before CCS | natural gas if | appliances and electrical equipment 27 | VOC |  | 0 | 0 | 0 | 0 | 0 | 0 | 0 | 0 | 0 | 0 | 0 | 0 | 0 | 0 | 0 | 0 | 0 | 0 | 0 | 0 | 0 | 0 | 0 | 0 | 0 | 0 | 0 | 0 | 0 | 0 | 0
Industrial Sector Energy Related Emissions before CCS[natural gas if,appliances and electrical equipment 27,CO] | Industrial Sector Energy Related Emissions before CCS | natural gas if | appliances and electrical equipment 27 | CO |  | 0 | 0 | 0 | 0 | 0 | 0 | 0 | 0 | 0 | 0 | 0 | 0 | 0 | 0 | 0 | 0 | 0 | 0 | 0 | 0 | 0 | 0 | 0 | 0 | 0 | 0 | 0 | 0 | 0 | 0 | 0
Industrial Sector Energy Related Emissions before CCS[natural gas if,appliances and electrical equipment 27,NOx] | Industrial Sector Energy Related Emissions before CCS | natural gas if | appliances and electrical equipment 27 | NOx |  | 0 | 0 | 0 | 0 | 0 | 0 | 0 | 0 | 0 | 0 | 0 | 0 | 0 | 0 | 0 | 0 | 0 | 0 | 0 | 0 | 0 | 0 | 0 | 0 | 0 | 0 | 0 | 0 | 0 | 0 | 0
Industrial Sector Energy Related Emissions before CCS[natural gas if,appliances and electrical equipment 27,PM10] | Industrial Sector Energy Related Emissions before CCS | natural gas if | appliances and electrical equipment 27 | PM10 |  | 0 | 0 | 0 | 0 | 0 | 0 | 0 | 0 | 0 | 0 | 0 | 0 | 0 | 0 | 0 | 0 | 0 | 0 | 0 | 0 | 0 | 0 | 0 | 0 | 0 | 0 | 0 | 0 | 0 | 0 | 0
Industrial Sector Energy Related Emissions before CCS[natural gas if,appliances and electrical equipment 27,PM25] | Industrial Sector Energy Related Emissions before CCS | natural gas if | appliances and electrical equipment 27 | PM25 |  | 0 | 0 | 0 | 0 | 0 | 0 | 0 | 0 | 0 | 0 | 0 | 0 | 0 | 0 | 0 | 0 | 0 | 0 | 0 | 0 | 0 | 0 | 0 | 0 | 0 | 0 | 0 | 0 | 0 | 0 | 0
Industrial Sector Energy Related Emissions before CCS[natural gas if,appliances and electrical equipment 27,SOx] | Industrial Sector Energy Related Emissions before CCS | natural gas if | appliances and electrical equipment 27 | SOx |  | 0 | 0 | 0 | 0 | 0 | 0 | 0 | 0 | 0 | 0 | 0 | 0 | 0 | 0 | 0 | 0 | 0 | 0 | 0 | 0 | 0 | 0 | 0 | 0 | 0 | 0 | 0 | 0 | 0 | 0 | 0
Industrial Sector Energy Related Emissions before CCS[natural gas if,appliances and electrical equipment 27,BC] | Industrial Sector Energy Related Emissions before CCS | natural gas if | appliances and electrical equipment 27 | BC |  | 0 | 0 | 0 | 0 | 0 | 0 | 0 | 0 | 0 | 0 | 0 | 0 | 0 | 0 | 0 | 0 | 0 | 0 | 0 | 0 | 0 | 0 | 0 | 0 | 0 | 0 | 0 | 0 | 0 | 0 | 0
Industrial Sector Energy Related Emissions before CCS[natural gas if,appliances and electrical equipment 27,OC] | Industrial Sector Energy Related Emissions before CCS | natural gas if | appliances and electrical equipment 27 | OC |  | 0 | 0 | 0 | 0 | 0 | 0 | 0 | 0 | 0 | 0 | 0 | 0 | 0 | 0 | 0 | 0 | 0 | 0 | 0 | 0 | 0 | 0 | 0 | 0 | 0 | 0 | 0 | 0 | 0 | 0 | 0
Industrial Sector Energy Related Emissions before CCS[natural gas if,appliances and electrical equipment 27,CH4] | Industrial Sector Energy Related Emissions before CCS | natural gas if | appliances and electrical equipment 27 | CH4 |  | 0 | 0 | 0 | 0 | 0 | 0 | 0 | 0 | 0 | 0 | 0 | 0 | 0 | 0 | 0 | 0 | 0 | 0 | 0 | 0 | 0 | 0 | 0 | 0 | 0 | 0 | 0 | 0 | 0 | 0 | 0
Industrial Sector Energy Related Emissions before CCS[natural gas if,appliances and electrical equipment 27,N2O] | Industrial Sector Energy Related Emissions before CCS | natural gas if | appliances and electrical equipment 27 | N2O |  | 0 | 0 | 0 | 0 | 0 | 0 | 0 | 0 | 0 | 0 | 0 | 0 | 0 | 0 | 0 | 0 | 0 | 0 | 0 | 0 | 0 | 0 | 0 | 0 | 0 | 0 | 0 | 0 | 0 | 0 | 0
Industrial Sector Energy Related Emissions before CCS[natural gas if,appliances and electrical equipment 27,F gases] | Industrial Sector Energy Related Emissions before CCS | natural gas if | appliances and electrical equipment 27 | F gases |  | 0 | 0 | 0 | 0 | 0 | 0 | 0 | 0 | 0 | 0 | 0 | 0 | 0 | 0 | 0 | 0 | 0 | 0 | 0 | 0 | 0 | 0 | 0 | 0 | 0 | 0 | 0 | 0 | 0 | 0 | 0
Industrial Sector Energy Related Emissions before CCS[natural gas if,other machinery 28,CO2] | Industrial Sector Energy Related Emissions before CCS | natural gas if | other machinery 28 | CO2 |  | 82565100000 | 82426600000 | 83760500000 | 85536400000 | 87270400000 | 88775700000 | 89596600000 | 90009400000 | 90104900000 | 90190900000 | 90431200000 | 90766000000 | 90866300000 | 91090800000 | 91582600000 | 92268200000 | 92758400000 | 93301800000 | 94054700000 | 94658500000 | 95087200000 | 95800400000 | 96985700000 | 98208200000 | 99108700000 | 99957100000 | 101143000000 | 102187000000 | 103230000000 | 104274000000 | 105318000000
Industrial Sector Energy Related Emissions before CCS[natural gas if,other machinery 28,VOC] | Industrial Sector Energy Related Emissions before CCS | natural gas if | other machinery 28 | VOC |  | 3568070 | 3562080 | 3619730 | 3696480 | 3771410 | 3836460 | 3871940 | 3889780 | 3893900 | 3897620 | 3908010 | 3922470 | 3926810 | 3936510 | 3957760 | 3987390 | 4008580 | 4032060 | 4064590 | 4090690 | 4109220 | 4140030 | 4191260 | 4244090 | 4283000 | 4319670 | 4370920 | 4416020 | 4461120 | 4506230 | 4551330
Industrial Sector Energy Related Emissions before CCS[natural gas if,other machinery 28,CO] | Industrial Sector Energy Related Emissions before CCS | natural gas if | other machinery 28 | CO |  | 31196100 | 31143800 | 31647800 | 32318800 | 32973900 | 33542700 | 33852900 | 34008800 | 34044900 | 34077400 | 34168200 | 34294700 | 34332600 | 34417400 | 34603200 | 34862300 | 35047500 | 35252800 | 35537300 | 35765400 | 35927400 | 36196900 | 36644700 | 37106600 | 37446900 | 37767400 | 38215500 | 38609800 | 39004200 | 39398500 | 39792900
Industrial Sector Energy Related Emissions before CCS[natural gas if,other machinery 28,NOx] | Industrial Sector Energy Related Emissions before CCS | natural gas if | other machinery 28 | NOx |  | 51127800 | 51042000 | 51868100 | 52967800 | 54041600 | 54973700 | 55482000 | 55737600 | 55796800 | 55850000 | 55998800 | 56206200 | 56268300 | 56407300 | 56711800 | 57136400 | 57440000 | 57776400 | 58242600 | 58616600 | 58882000 | 59323600 | 60057700 | 60814700 | 61372300 | 61897700 | 62632000 | 63278300 | 63924600 | 64570900 | 65217200
Industrial Sector Energy Related Emissions before CCS[natural gas if,other machinery 28,PM10] | Industrial Sector Energy Related Emissions before CCS | natural gas if | other machinery 28 | PM10 |  | 4926520 | 4918250 | 4997850 | 5103810 | 5207280 | 5297100 | 5346080 | 5370710 | 5376410 | 5381540 | 5395880 | 5415850 | 5421840 | 5435230 | 5464580 | 5505480 | 5534740 | 5567160 | 5612080 | 5648110 | 5673690 | 5716240 | 5786970 | 5859920 | 5913640 | 5964270 | 6035030 | 6097300 | 6159580 | 6221850 | 6284130
Industrial Sector Energy Related Emissions before CCS[natural gas if,other machinery 28,PM25] | Industrial Sector Energy Related Emissions before CCS | natural gas if | other machinery 28 | PM25 |  | 4926520 | 4918250 | 4997850 | 5103810 | 5207280 | 5297100 | 5346080 | 5370710 | 5376410 | 5381540 | 5395880 | 5415850 | 5421840 | 5435230 | 5464580 | 5505480 | 5534740 | 5567160 | 5612080 | 5648110 | 5673690 | 5716240 | 5786970 | 5859920 | 5913640 | 5964270 | 6035030 | 6097300 | 6159580 | 6221850 | 6284130
Industrial Sector Energy Related Emissions before CCS[natural gas if,other machinery 28,SOx] | Industrial Sector Energy Related Emissions before CCS | natural gas if | other machinery 28 | SOx |  | 376569 | 375937 | 382021 | 390121 | 398030 | 404895 | 408639 | 410522 | 410957 | 411349 | 412445 | 413972 | 414430 | 415454 | 417697 | 420823 | 423060 | 425538 | 428972 | 431726 | 433681 | 436933 | 442340 | 447915 | 452022 | 455892 | 461300 | 466061 | 470821 | 475581 | 480341
Industrial Sector Energy Related Emissions before CCS[natural gas if,other machinery 28,BC] | Industrial Sector Energy Related Emissions before CCS | natural gas if | other machinery 28 | BC |  | 812269 | 810906 | 824029 | 841501 | 858560 | 873369 | 881444 | 885505 | 886445 | 887290 | 889655 | 892949 | 893935 | 896144 | 900982 | 907727 | 912550 | 917895 | 925302 | 931243 | 935461 | 942476 | 954138 | 966165 | 975023 | 983370 | 995036 | 1005300 | 1015570 | 1025840 | 1036110
Industrial Sector Energy Related Emissions before CCS[natural gas if,other machinery 28,OC] | Industrial Sector Energy Related Emissions before CCS | natural gas if | other machinery 28 | OC |  | 2108470 | 2104940 | 2139000 | 2184350 | 2228640 | 2267080 | 2288040 | 2298580 | 2301020 | 2303220 | 2309350 | 2317900 | 2320460 | 2326200 | 2338760 | 2356260 | 2368780 | 2382660 | 2401890 | 2417310 | 2428250 | 2446470 | 2476740 | 2507960 | 2530950 | 2552620 | 2582900 | 2609550 | 2636210 | 2662860 | 2689510
Industrial Sector Energy Related Emissions before CCS[natural gas if,other machinery 28,CH4] | Industrial Sector Energy Related Emissions before CCS | natural gas if | other machinery 28 | CH4 |  | 1556070 | 1553460 | 1578600 | 1612070 | 1644750 | 1673120 | 1688590 | 1696370 | 1698170 | 1699790 | 1704320 | 1710630 | 1712520 | 1716750 | 1726020 | 1738940 | 1748180 | 1758420 | 1772610 | 1783990 | 1792070 | 1805510 | 1827850 | 1850890 | 1867860 | 1883850 | 1906200 | 1925870 | 1945540 | 1965210 | 1984880
Industrial Sector Energy Related Emissions before CCS[natural gas if,other machinery 28,N2O] | Industrial Sector Energy Related Emissions before CCS | natural gas if | other machinery 28 | N2O |  | 155607 | 155346 | 157860 | 161207 | 164475 | 167312 | 168859 | 169637 | 169817 | 169979 | 170432 | 171063 | 171252 | 171675 | 172602 | 173894 | 174818 | 175842 | 177261 | 178399 | 179207 | 180551 | 182785 | 185089 | 186786 | 188385 | 190620 | 192587 | 194554 | 196521 | 198488
Industrial Sector Energy Related Emissions before CCS[natural gas if,other machinery 28,F gases] | Industrial Sector Energy Related Emissions before CCS | natural gas if | other machinery 28 | F gases |  | 0 | 0 | 0 | 0 | 0 | 0 | 0 | 0 | 0 | 0 | 0 | 0 | 0 | 0 | 0 | 0 | 0 | 0 | 0 | 0 | 0 | 0 | 0 | 0 | 0 | 0 | 0 | 0 | 0 | 0 | 0
Industrial Sector Energy Related Emissions before CCS[natural gas if,road vehicles 29,CO2] | Industrial Sector Energy Related Emissions before CCS | natural gas if | road vehicles 29 | CO2 |  | 9586080000 | 9570010000 | 9724890000 | 9931080000 | 10132400000 | 10307200000 | 10402400000 | 10450400000 | 10461500000 | 10471400000 | 10499400000 | 10538200000 | 10549900000 | 10576000000 | 10633100000 | 10712700000 | 10769500000 | 10832700000 | 10920100000 | 10990200000 | 11040000000 | 11122700000 | 11260300000 | 11402300000 | 11506800000 | 11605400000 | 11743000000 | 11864200000 | 11985400000 | 12106500000 | 12227700000
Industrial Sector Energy Related Emissions before CCS[natural gas if,road vehicles 29,VOC] | Industrial Sector Energy Related Emissions before CCS | natural gas if | road vehicles 29 | VOC |  | 414265 | 413570 | 420263 | 429174 | 437874 | 445427 | 449543 | 451616 | 452095 | 452526 | 453732 | 455413 | 455915 | 457043 | 459510 | 462950 | 465408 | 468137 | 471913 | 474942 | 477095 | 480670 | 486618 | 492754 | 497269 | 501530 | 507478 | 512715 | 517952 | 523187 | 528424
Industrial Sector Energy Related Emissions before CCS[natural gas if,road vehicles 29,CO] | Industrial Sector Energy Related Emissions before CCS | natural gas if | road vehicles 29 | CO |  | 3621970 | 3615900 | 3674420 | 3752320 | 3828390 | 3894420 | 3930410 | 3948530 | 3952720 | 3956490 | 3967040 | 3981730 | 3986120 | 3995990 | 4017560 | 4047630 | 4069120 | 4092980 | 4126000 | 4152480 | 4171310 | 4202560 | 4254570 | 4308210 | 4347690 | 4384940 | 4436940 | 4482730 | 4528520 | 4574290 | 4620080
Industrial Sector Energy Related Emissions before CCS[natural gas if,road vehicles 29,NOx] | Industrial Sector Energy Related Emissions before CCS | natural gas if | road vehicles 29 | NOx |  | 5936110 | 5926150 | 6022060 | 6149750 | 6274410 | 6382640 | 6441610 | 6471320 | 6478180 | 6484360 | 6501640 | 6525730 | 6532920 | 6549090 | 6584440 | 6633730 | 6668950 | 6708050 | 6762170 | 6805570 | 6836420 | 6887650 | 6972880 | 7060810 | 7125500 | 7186550 | 7271780 | 7346830 | 7421870 | 7496880 | 7571930
Industrial Sector Energy Related Emissions before CCS[natural gas if,road vehicles 29,PM10] | Industrial Sector Energy Related Emissions before CCS | natural gas if | road vehicles 29 | PM10 |  | 571985 | 571026 | 580268 | 592571 | 604583 | 615011 | 620694 | 623556 | 624218 | 624813 | 626479 | 628799 | 629493 | 631050 | 634457 | 639206 | 642600 | 646367 | 651582 | 655764 | 658737 | 663673 | 671885 | 680358 | 686591 | 692474 | 700686 | 707918 | 715149 | 722377 | 729608
Industrial Sector Energy Related Emissions before CCS[natural gas if,road vehicles 29,PM25] | Industrial Sector Energy Related Emissions before CCS | natural gas if | road vehicles 29 | PM25 |  | 571985 | 571026 | 580268 | 592571 | 604583 | 615011 | 620694 | 623556 | 624218 | 624813 | 626479 | 628799 | 629493 | 631050 | 634457 | 639206 | 642600 | 646367 | 651582 | 655764 | 658737 | 663673 | 671885 | 680358 | 686591 | 692474 | 700686 | 707918 | 715149 | 722377 | 729608
Industrial Sector Energy Related Emissions before CCS[natural gas if,road vehicles 29,SOx] | Industrial Sector Energy Related Emissions before CCS | natural gas if | road vehicles 29 | SOx |  | 43720.9 | 43647.6 | 44354 | 45294.4 | 46212.6 | 47009.7 | 47444.1 | 47662.9 | 47713.4 | 47758.9 | 47886.2 | 48063.6 | 48116.6 | 48235.7 | 48496.1 | 48859.1 | 49118.5 | 49406.5 | 49805.1 | 50124.7 | 50352 | 50729.3 | 51357 | 52004.6 | 52481.1 | 52930.7 | 53558.5 | 54111.2 | 54663.9 | 55216.4 | 55769.1
Industrial Sector Energy Related Emissions before CCS[natural gas if,road vehicles 29,BC] | Industrial Sector Energy Related Emissions before CCS | natural gas if | road vehicles 29 | BC |  | 94307.1 | 94149 | 95672.7 | 97701.2 | 99681.6 | 101401 | 102338 | 102810 | 102919 | 103017 | 103292 | 103674 | 103789 | 104046 | 104607 | 105390 | 105950 | 106571 | 107431 | 108120 | 108610 | 109424 | 110778 | 112175 | 113203 | 114173 | 115527 | 116719 | 117911 | 119103 | 120295
Industrial Sector Energy Related Emissions before CCS[natural gas if,road vehicles 29,OC] | Industrial Sector Energy Related Emissions before CCS | natural gas if | road vehicles 29 | OC |  | 244801 | 244391 | 248346 | 253611 | 258752 | 263216 | 265648 | 266873 | 267156 | 267411 | 268123 | 269117 | 269413 | 270080 | 271538 | 273570 | 275023 | 276635 | 278867 | 280657 | 281929 | 284042 | 287557 | 291183 | 293851 | 296368 | 299883 | 302978 | 306073 | 309166 | 312261
Industrial Sector Energy Related Emissions before CCS[natural gas if,road vehicles 29,CH4] | Industrial Sector Energy Related Emissions before CCS | natural gas if | road vehicles 29 | CH4 |  | 180665 | 180362 | 183281 | 187167 | 190961 | 194255 | 196050 | 196954 | 197163 | 197351 | 197877 | 198610 | 198829 | 199321 | 200397 | 201897 | 202969 | 204159 | 205806 | 207127 | 208066 | 209625 | 212219 | 214895 | 216864 | 218722 | 221316 | 223600 | 225884 | 228167 | 230451
Industrial Sector Energy Related Emissions before CCS[natural gas if,road vehicles 29,N2O] | Industrial Sector Energy Related Emissions before CCS | natural gas if | road vehicles 29 | N2O |  | 18066.5 | 18036.2 | 18328.1 | 18716.7 | 19096.1 | 19425.5 | 19605 | 19695.4 | 19716.3 | 19735.1 | 19787.7 | 19861 | 19882.9 | 19932.1 | 20039.7 | 20189.7 | 20296.9 | 20415.9 | 20580.6 | 20712.7 | 20806.6 | 20962.5 | 21221.9 | 21489.5 | 21686.4 | 21872.2 | 22131.6 | 22360 | 22588.4 | 22816.7 | 23045.1
Industrial Sector Energy Related Emissions before CCS[natural gas if,road vehicles 29,F gases] | Industrial Sector Energy Related Emissions before CCS | natural gas if | road vehicles 29 | F gases |  | 0 | 0 | 0 | 0 | 0 | 0 | 0 | 0 | 0 | 0 | 0 | 0 | 0 | 0 | 0 | 0 | 0 | 0 | 0 | 0 | 0 | 0 | 0 | 0 | 0 | 0 | 0 | 0 | 0 | 0 | 0
Industrial Sector Energy Related Emissions before CCS[natural gas if,nonroad vehicles 30,CO2] | Industrial Sector Energy Related Emissions before CCS | natural gas if | nonroad vehicles 30 | CO2 |  | 178727000000 | 178427000000 | 181315000000 | 185160000000 | 188913000000 | 192171000000 | 193948000000 | 194842000000 | 195049000000 | 195234000000 | 195755000000 | 196480000000 | 196696000000 | 197183000000 | 198248000000 | 199732000000 | 200792000000 | 201969000000 | 203599000000 | 204906000000 | 205834000000 | 207377000000 | 209943000000 | 212590000000 | 214539000000 | 216375000000 | 218943000000 | 221202000000 | 223461000000 | 225720000000 | 227980000000
Industrial Sector Energy Related Emissions before CCS[natural gas if,nonroad vehicles 30,VOC] | Industrial Sector Energy Related Emissions before CCS | natural gas if | nonroad vehicles 30 | VOC |  | 7723720 | 7710760 | 7835570 | 8001720 | 8163930 | 8304720 | 8381490 | 8420150 | 8429070 | 8437090 | 8459590 | 8490930 | 8500270 | 8521320 | 8567310 | 8631450 | 8677290 | 8728140 | 8798580 | 8855060 | 8895170 | 8961850 | 9072740 | 9187130 | 9271330 | 9350720 | 9461650 | 9559290 | 9656920 | 9754560 | 9852200
Industrial Sector Energy Related Emissions before CCS[natural gas if,nonroad vehicles 30,CO] | Industrial Sector Energy Related Emissions before CCS | natural gas if | nonroad vehicles 30 | CO |  | 67529500 | 67416200 | 68507400 | 69960100 | 71378300 | 72609200 | 73280500 | 73618500 | 73696400 | 73766600 | 73963300 | 74237300 | 74318900 | 74503000 | 74905100 | 75465900 | 75866600 | 76311300 | 76927200 | 77421000 | 77771600 | 78354600 | 79324100 | 80324300 | 81060500 | 81754500 | 82724500 | 83578100 | 84431800 | 85285400 | 86139000
Industrial Sector Energy Related Emissions before CCS[natural gas if,nonroad vehicles 30,NOx] | Industrial Sector Energy Related Emissions before CCS | natural gas if | nonroad vehicles 30 | NOx |  | 110675000 | 110490000 | 112278000 | 114659000 | 116983000 | 119000000 | 120101000 | 120655000 | 120782000 | 120897000 | 121220000 | 121669000 | 121803000 | 122104000 | 122763000 | 123682000 | 124339000 | 125068000 | 126077000 | 126887000 | 127461000 | 128417000 | 130006000 | 131645000 | 132851000 | 133989000 | 135578000 | 136978000 | 138377000 | 139776000 | 141175000
Industrial Sector Energy Related Emissions before CCS[natural gas if,nonroad vehicles 30,PM10] | Industrial Sector Energy Related Emissions before CCS | natural gas if | nonroad vehicles 30 | PM10 |  | 10664300 | 10646400 | 10818800 | 11048200 | 11272100 | 11466500 | 11572500 | 11625900 | 11638200 | 11649300 | 11680400 | 11723600 | 11736500 | 11765600 | 11829100 | 11917600 | 11980900 | 12051200 | 12148400 | 12226400 | 12281800 | 12373800 | 12526900 | 12684900 | 12801200 | 12910800 | 13063900 | 13198700 | 13333500 | 13468400 | 13603200
Industrial Sector Energy Related Emissions before CCS[natural gas if,nonroad vehicles 30,PM25] | Industrial Sector Energy Related Emissions before CCS | natural gas if | nonroad vehicles 30 | PM25 |  | 10664300 | 10646400 | 10818800 | 11048200 | 11272100 | 11466500 | 11572500 | 11625900 | 11638200 | 11649300 | 11680400 | 11723600 | 11736500 | 11765600 | 11829100 | 11917600 | 11980900 | 12051200 | 12148400 | 12226400 | 12281800 | 12373800 | 12526900 | 12684900 | 12801200 | 12910800 | 13063900 | 13198700 | 13333500 | 13468400 | 13603200
Industrial Sector Energy Related Emissions before CCS[natural gas if,nonroad vehicles 30,SOx] | Industrial Sector Energy Related Emissions before CCS | natural gas if | nonroad vehicles 30 | SOx |  | 815150 | 813783 | 826955 | 844490 | 861610 | 876468 | 884571 | 888651 | 889592 | 890439 | 892813 | 896121 | 897106 | 899328 | 904182 | 910951 | 915789 | 921156 | 928590 | 934551 | 938783 | 945821 | 957524 | 969597 | 978483 | 986861 | 998569 | 1008870 | 1019180 | 1029480 | 1039790
Industrial Sector Energy Related Emissions before CCS[natural gas if,nonroad vehicles 30,BC] | Industrial Sector Energy Related Emissions before CCS | natural gas if | nonroad vehicles 30 | BC |  | 1758300 | 1755350 | 1783760 | 1821590 | 1858510 | 1890560 | 1908040 | 1916840 | 1918870 | 1920700 | 1925820 | 1932960 | 1935080 | 1939870 | 1950340 | 1964940 | 1975380 | 1986960 | 2002990 | 2015850 | 2024980 | 2040160 | 2065400 | 2091450 | 2110610 | 2128680 | 2153940 | 2176170 | 2198390 | 2220620 | 2242850
Industrial Sector Energy Related Emissions before CCS[natural gas if,nonroad vehicles 30,OC] | Industrial Sector Energy Related Emissions before CCS | natural gas if | nonroad vehicles 30 | OC |  | 4564170 | 4556510 | 4630270 | 4728450 | 4824300 | 4907500 | 4952860 | 4975710 | 4980980 | 4985720 | 4999020 | 5017540 | 5023050 | 5035490 | 5062670 | 5100570 | 5127660 | 5157710 | 5199340 | 5232710 | 5256410 | 5295810 | 5361340 | 5428940 | 5478700 | 5525610 | 5591160 | 5648860 | 5706560 | 5764250 | 5821950
Industrial Sector Energy Related Emissions before CCS[natural gas if,nonroad vehicles 30,CH4] | Industrial Sector Energy Related Emissions before CCS | natural gas if | nonroad vehicles 30 | CH4 |  | 3368390 | 3362740 | 3417170 | 3489630 | 3560370 | 3621770 | 3655250 | 3672110 | 3676000 | 3679500 | 3689310 | 3702980 | 3707050 | 3716230 | 3736290 | 3764260 | 3784250 | 3806430 | 3837150 | 3861780 | 3879270 | 3908350 | 3956710 | 4006600 | 4043320 | 4077940 | 4126320 | 4168900 | 4211480 | 4254060 | 4296640
Industrial Sector Energy Related Emissions before CCS[natural gas if,nonroad vehicles 30,N2O] | Industrial Sector Energy Related Emissions before CCS | natural gas if | nonroad vehicles 30 | N2O |  | 336839 | 336274 | 341717 | 348963 | 356037 | 362177 | 365525 | 367211 | 367600 | 367950 | 368931 | 370298 | 370705 | 371623 | 373629 | 376426 | 378425 | 380643 | 383715 | 386178 | 387927 | 390835 | 395671 | 400660 | 404332 | 407794 | 412632 | 416890 | 421148 | 425406 | 429664
Industrial Sector Energy Related Emissions before CCS[natural gas if,nonroad vehicles 30,F gases] | Industrial Sector Energy Related Emissions before CCS | natural gas if | nonroad vehicles 30 | F gases |  | 0 | 0 | 0 | 0 | 0 | 0 | 0 | 0 | 0 | 0 | 0 | 0 | 0 | 0 | 0 | 0 | 0 | 0 | 0 | 0 | 0 | 0 | 0 | 0 | 0 | 0 | 0 | 0 | 0 | 0 | 0
Industrial Sector Energy Related Emissions before CCS[natural gas if,other manufacturing 31T33,CO2] | Industrial Sector Energy Related Emissions before CCS | natural gas if | other manufacturing 31T33 | CO2 |  | 1556610000000 | 1553990000000 | 1579150000000 | 1612630000000 | 1645320000000 | 1673700000000 | 1689170000000 | 1696960000000 | 1698750000000 | 1700380000000 | 1704910000000 | 1711220000000 | 1713110000000 | 1717350000000 | 1726610000000 | 1739550000000 | 1748780000000 | 1759030000000 | 1773230000000 | 1784610000000 | 1792700000000 | 1806130000000 | 1828480000000 | 1851530000000 | 1868500000000 | 1884510000000 | 1906860000000 | 1926530000000 | 1946210000000 | 1965890000000 | 1985570000000
Industrial Sector Energy Related Emissions before CCS[natural gas if,other manufacturing 31T33,VOC] | Industrial Sector Energy Related Emissions before CCS | natural gas if | other manufacturing 31T33 | VOC |  | 67269100 | 67156200 | 68243100 | 69690200 | 71102900 | 72329200 | 72997900 | 73334500 | 73412000 | 73482200 | 73678000 | 73950900 | 74032300 | 74215500 | 74616100 | 75174900 | 75573800 | 76016800 | 76630500 | 77122300 | 77471800 | 78052300 | 79018200 | 80014500 | 80747800 | 81439300 | 82405400 | 83255600 | 84106100 | 84956300 | 85806800
Industrial Sector Energy Related Emissions before CCS[natural gas if,other manufacturing 31T33,CO] | Industrial Sector Energy Related Emissions before CCS | natural gas if | other manufacturing 31T33 | CO |  | 588142000 | 587156000 | 596659000 | 609311000 | 621662000 | 632384000 | 638230000 | 641173000 | 641851000 | 642464000 | 644176000 | 646562000 | 647274000 | 648876000 | 652378000 | 657264000 | 660752000 | 664625000 | 669990000 | 674290000 | 677346000 | 682422000 | 690866000 | 699577000 | 705988000 | 712035000 | 720481000 | 727915000 | 735351000 | 742784000 | 750220000
Industrial Sector Energy Related Emissions before CCS[natural gas if,other manufacturing 31T33,NOx] | Industrial Sector Energy Related Emissions before CCS | natural gas if | other manufacturing 31T33 | NOx |  | 963916000 | 962299000 | 977874000 | 998610000 | 1018850000 | 1036420000 | 1046010000 | 1050830000 | 1051940000 | 1052950000 | 1055750000 | 1059660000 | 1060830000 | 1063450000 | 1069190000 | 1077200000 | 1082920000 | 1089270000 | 1098060000 | 1105110000 | 1110110000 | 1118430000 | 1132270000 | 1146550000 | 1157060000 | 1166970000 | 1180810000 | 1192990000 | 1205180000 | 1217360000 | 1229550000
Industrial Sector Energy Related Emissions before CCS[natural gas if,other manufacturing 31T33,PM10] | Industrial Sector Energy Related Emissions before CCS | natural gas if | other manufacturing 31T33 | PM10 |  | 92880000 | 92724200 | 94224900 | 96223000 | 98173500 | 99866700 | 100790000 | 101255000 | 101362000 | 101459000 | 101729000 | 102106000 | 102218000 | 102471000 | 103024000 | 103796000 | 104347000 | 104958000 | 105806000 | 106485000 | 106967000 | 107769000 | 109102000 | 110478000 | 111490000 | 112445000 | 113779000 | 114953000 | 116127000 | 117301000 | 118476000
Industrial Sector Energy Related Emissions before CCS[natural gas if,other manufacturing 31T33,PM25] | Industrial Sector Energy Related Emissions before CCS | natural gas if | other manufacturing 31T33 | PM25 |  | 92880000 | 92724200 | 94224900 | 96223000 | 98173500 | 99866700 | 100790000 | 101255000 | 101362000 | 101459000 | 101729000 | 102106000 | 102218000 | 102471000 | 103024000 | 103796000 | 104347000 | 104958000 | 105806000 | 106485000 | 106967000 | 107769000 | 109102000 | 110478000 | 111490000 | 112445000 | 113779000 | 114953000 | 116127000 | 117301000 | 118476000
Industrial Sector Energy Related Emissions before CCS[natural gas if,other manufacturing 31T33,SOx] | Industrial Sector Energy Related Emissions before CCS | natural gas if | other manufacturing 31T33 | SOx |  | 7099480 | 7087580 | 7202280 | 7355010 | 7504110 | 7633530 | 7704090 | 7739620 | 7747800 | 7755200 | 7775870 | 7804670 | 7813260 | 7832600 | 7874870 | 7933850 | 7975960 | 8022710 | 8087470 | 8139380 | 8176260 | 8237530 | 8339470 | 8444610 | 8522010 | 8594990 | 8696950 | 8786680 | 8876440 | 8966170 | 9055930
Industrial Sector Energy Related Emissions before CCS[natural gas if,other manufacturing 31T33,BC] | Industrial Sector Energy Related Emissions before CCS | natural gas if | other manufacturing 31T33 | BC |  | 15313800 | 15288100 | 15535500 | 15864900 | 16186500 | 16465700 | 16617900 | 16694600 | 16712200 | 16728200 | 16772700 | 16834900 | 16853400 | 16895100 | 16986300 | 17113500 | 17204300 | 17305200 | 17444900 | 17556800 | 17636400 | 17768600 | 17988400 | 18215200 | 18382200 | 18539600 | 18759500 | 18953100 | 19146700 | 19340300 | 19533900
Industrial Sector Energy Related Emissions before CCS[natural gas if,other manufacturing 31T33,OC] | Industrial Sector Energy Related Emissions before CCS | natural gas if | other manufacturing 31T33 | OC |  | 39751200 | 39684600 | 40326800 | 41182000 | 42016800 | 42741400 | 43136600 | 43335500 | 43381300 | 43422700 | 43538500 | 43699700 | 43747800 | 43856100 | 44092800 | 44423000 | 44658800 | 44920600 | 45283200 | 45573800 | 45780300 | 46123400 | 46694100 | 47282900 | 47716200 | 48124900 | 48695700 | 49198200 | 49700700 | 50203200 | 50705700
Industrial Sector Energy Related Emissions before CCS[natural gas if,other manufacturing 31T33,CH4] | Industrial Sector Energy Related Emissions before CCS | natural gas if | other manufacturing 31T33 | CH4 |  | 29336700 | 29287500 | 29761500 | 30392600 | 31008700 | 31543500 | 31835100 | 31981900 | 32015700 | 32046300 | 32131700 | 32250700 | 32286200 | 32366100 | 32540800 | 32784500 | 32958500 | 33151700 | 33419300 | 33633800 | 33786200 | 34039400 | 34460600 | 34895100 | 35214900 | 35516500 | 35937800 | 36308600 | 36679500 | 37050300 | 37421200
Industrial Sector Energy Related Emissions before CCS[natural gas if,other manufacturing 31T33,N2O] | Industrial Sector Energy Related Emissions before CCS | natural gas if | other manufacturing 31T33 | N2O |  | 2933670 | 2928750 | 2976150 | 3039260 | 3100870 | 3154350 | 3183510 | 3198190 | 3201570 | 3204630 | 3213170 | 3225070 | 3228620 | 3236610 | 3254080 | 3278450 | 3295850 | 3315170 | 3341930 | 3363380 | 3378620 | 3403940 | 3446060 | 3489510 | 3521490 | 3551650 | 3593780 | 3630860 | 3667950 | 3705030 | 3742120
Industrial Sector Energy Related Emissions before CCS[natural gas if,other manufacturing 31T33,F gases] | Industrial Sector Energy Related Emissions before CCS | natural gas if | other manufacturing 31T33 | F gases |  | 0 | 0 | 0 | 0 | 0 | 0 | 0 | 0 | 0 | 0 | 0 | 0 | 0 | 0 | 0 | 0 | 0 | 0 | 0 | 0 | 0 | 0 | 0 | 0 | 0 | 0 | 0 | 0 | 0 | 0 | 0
Industrial Sector Energy Related Emissions before CCS[natural gas if,energy pipelines and gas processing 352T353,CO2] | Industrial Sector Energy Related Emissions before CCS | natural gas if | energy pipelines and gas processing 352T353 | CO2 |  | 1062730000000 | 1062010000000 | 1079260000000 | 1102160000000 | 1124420000000 | 1143730000000 | 1154220000000 | 1159540000000 | 1160760000000 | 1161860000000 | 1164930000000 | 1169220000000 | 1170520000000 | 1173430000000 | 1179770000000 | 1188610000000 | 1194940000000 | 1201920000000 | 1211590000000 | 1219350000000 | 1224850000000 | 1234010000000 | 1249260000000 | 1265000000000 | 1276570000000 | 1287500000000 | 1302760000000 | 1316190000000 | 1329630000000 | 1343070000000 | 1356510000000
Industrial Sector Energy Related Emissions before CCS[natural gas if,energy pipelines and gas processing 352T353,VOC] | Industrial Sector Energy Related Emissions before CCS | natural gas if | energy pipelines and gas processing 352T353 | VOC |  | 45926000 | 45894900 | 46640400 | 47630000 | 48591900 | 49426500 | 49879800 | 50109800 | 50162500 | 50210000 | 50342500 | 50528100 | 50584300 | 50709900 | 50984200 | 51366100 | 51639400 | 51941100 | 52359200 | 52694300 | 52932200 | 53327900 | 53987100 | 54667100 | 55167300 | 55639400 | 56298900 | 56879500 | 57460200 | 58041000 | 58622000
Industrial Sector Energy Related Emissions before CCS[natural gas if,energy pipelines and gas processing 352T353,CO] | Industrial Sector Energy Related Emissions before CCS | natural gas if | energy pipelines and gas processing 352T353 | CO |  | 401537000 | 401265000 | 407783000 | 416435000 | 424846000 | 432143000 | 436106000 | 438117000 | 438577000 | 438993000 | 440151000 | 441773000 | 442265000 | 443363000 | 445762000 | 449101000 | 451490000 | 454128000 | 457783000 | 460713000 | 462793000 | 466253000 | 472016000 | 477962000 | 482335000 | 486463000 | 492228000 | 497305000 | 502382000 | 507460000 | 512540000
Industrial Sector Energy Related Emissions before CCS[natural gas if,energy pipelines and gas processing 352T353,NOx] | Industrial Sector Energy Related Emissions before CCS | natural gas if | energy pipelines and gas processing 352T353 | NOx |  | 658086000 | 657640000 | 668322000 | 682503000 | 696287000 | 708246000 | 714741000 | 718037000 | 718791000 | 719472000 | 721371000 | 724030000 | 724836000 | 726636000 | 730566000 | 736039000 | 739955000 | 744278000 | 750269000 | 755070000 | 758480000 | 764150000 | 773596000 | 783339000 | 790507000 | 797272000 | 806721000 | 815041000 | 823362000 | 831685000 | 840010000
Industrial Sector Energy Related Emissions before CCS[natural gas if,energy pipelines and gas processing 352T353,PM10] | Industrial Sector Energy Related Emissions before CCS | natural gas if | energy pipelines and gas processing 352T353 | PM10 |  | 63411200 | 63368200 | 64397500 | 65763900 | 67092100 | 68244400 | 68870200 | 69187800 | 69260500 | 69326100 | 69509100 | 69765300 | 69842900 | 70016400 | 70395100 | 70922400 | 71299800 | 71716400 | 72293600 | 72756300 | 73084800 | 73631200 | 74541300 | 75480200 | 76170800 | 76822700 | 77733200 | 78534900 | 79336700 | 80138600 | 80940800
Industrial Sector Energy Related Emissions before CCS[natural gas if,energy pipelines and gas processing 352T353,PM25] | Industrial Sector Energy Related Emissions before CCS | natural gas if | energy pipelines and gas processing 352T353 | PM25 |  | 63411200 | 63368200 | 64397500 | 65763900 | 67092100 | 68244400 | 68870200 | 69187800 | 69260500 | 69326100 | 69509100 | 69765300 | 69842900 | 70016400 | 70395100 | 70922400 | 71299800 | 71716400 | 72293600 | 72756300 | 73084800 | 73631200 | 74541300 | 75480200 | 76170800 | 76822700 | 77733200 | 78534900 | 79336700 | 80138600 | 80940800
Industrial Sector Energy Related Emissions before CCS[natural gas if,energy pipelines and gas processing 352T353,SOx] | Industrial Sector Energy Related Emissions before CCS | natural gas if | energy pipelines and gas processing 352T353 | SOx |  | 4846970 | 4843690 | 4922360 | 5026800 | 5128330 | 5216400 | 5264240 | 5288520 | 5294080 | 5299090 | 5313080 | 5332660 | 5338600 | 5351850 | 5380800 | 5421110 | 5449950 | 5481800 | 5525920 | 5561280 | 5586390 | 5628160 | 5697720 | 5769490 | 5822280 | 5872110 | 5941700 | 6002980 | 6064270 | 6125570 | 6186880
Industrial Sector Energy Related Emissions before CCS[natural gas if,energy pipelines and gas processing 352T353,BC] | Industrial Sector Energy Related Emissions before CCS | natural gas if | energy pipelines and gas processing 352T353 | BC |  | 10455000 | 10447900 | 10617700 | 10842900 | 11061900 | 11251900 | 11355100 | 11407500 | 11419500 | 11430300 | 11460400 | 11502700 | 11515500 | 11544100 | 11606500 | 11693500 | 11755700 | 11824400 | 11919500 | 11995800 | 12050000 | 12140100 | 12290100 | 12444900 | 12558800 | 12666300 | 12816400 | 12948600 | 13080800 | 13213000 | 13345300
Industrial Sector Energy Related Emissions before CCS[natural gas if,energy pipelines and gas processing 352T353,OC] | Industrial Sector Energy Related Emissions before CCS | natural gas if | energy pipelines and gas processing 352T353 | OC |  | 27139000 | 27120600 | 27561200 | 28145900 | 28714400 | 29207600 | 29475400 | 29611300 | 29642400 | 29670500 | 29748900 | 29858500 | 29891700 | 29966000 | 30128000 | 30353700 | 30515200 | 30693500 | 30940600 | 31138600 | 31279200 | 31513000 | 31902500 | 32304400 | 32599900 | 32879000 | 33268600 | 33611700 | 33954900 | 34298100 | 34641400
Industrial Sector Energy Related Emissions before CCS[natural gas if,energy pipelines and gas processing 352T353,CH4] | Industrial Sector Energy Related Emissions before CCS | natural gas if | energy pipelines and gas processing 352T353 | CH4 |  | 20028800 | 20015200 | 20340300 | 20771900 | 21191400 | 21555400 | 21753100 | 21853400 | 21876300 | 21897100 | 21954900 | 22035800 | 22060300 | 22115100 | 22234700 | 22401300 | 22520500 | 22652000 | 22834400 | 22980500 | 23084300 | 23256800 | 23544300 | 23840900 | 24059000 | 24264900 | 24552500 | 24805700 | 25059000 | 25312300 | 25565600
Industrial Sector Energy Related Emissions before CCS[natural gas if,energy pipelines and gas processing 352T353,N2O] | Industrial Sector Energy Related Emissions before CCS | natural gas if | energy pipelines and gas processing 352T353 | N2O |  | 2002880 | 2001520 | 2034030 | 2077190 | 2119140 | 2155540 | 2175310 | 2185340 | 2187630 | 2189710 | 2195490 | 2203580 | 2206030 | 2211510 | 2223470 | 2240130 | 2252050 | 2265200 | 2283440 | 2298050 | 2308430 | 2325680 | 2354430 | 2384090 | 2405900 | 2426490 | 2455250 | 2480570 | 2505900 | 2531230 | 2556560
Industrial Sector Energy Related Emissions before CCS[natural gas if,energy pipelines and gas processing 352T353,F gases] | Industrial Sector Energy Related Emissions before CCS | natural gas if | energy pipelines and gas processing 352T353 | F gases |  | 0 | 0 | 0 | 0 | 0 | 0 | 0 | 0 | 0 | 0 | 0 | 0 | 0 | 0 | 0 | 0 | 0 | 0 | 0 | 0 | 0 | 0 | 0 | 0 | 0 | 0 | 0 | 0 | 0 | 0 | 0
Industrial Sector Energy Related Emissions before CCS[natural gas if,water and waste 36T39,CO2] | Industrial Sector Energy Related Emissions before CCS | natural gas if | water and waste 36T39 | CO2 |  | 0 | 0 | 0 | 0 | 0 | 0 | 0 | 0 | 0 | 0 | 0 | 0 | 0 | 0 | 0 | 0 | 0 | 0 | 0 | 0 | 0 | 0 | 0 | 0 | 0 | 0 | 0 | 0 | 0 | 0 | 0
Industrial Sector Energy Related Emissions before CCS[natural gas if,water and waste 36T39,VOC] | Industrial Sector Energy Related Emissions before CCS | natural gas if | water and waste 36T39 | VOC |  | 0 | 0 | 0 | 0 | 0 | 0 | 0 | 0 | 0 | 0 | 0 | 0 | 0 | 0 | 0 | 0 | 0 | 0 | 0 | 0 | 0 | 0 | 0 | 0 | 0 | 0 | 0 | 0 | 0 | 0 | 0
Industrial Sector Energy Related Emissions before CCS[natural gas if,water and waste 36T39,CO] | Industrial Sector Energy Related Emissions before CCS | natural gas if | water and waste 36T39 | CO |  | 0 | 0 | 0 | 0 | 0 | 0 | 0 | 0 | 0 | 0 | 0 | 0 | 0 | 0 | 0 | 0 | 0 | 0 | 0 | 0 | 0 | 0 | 0 | 0 | 0 | 0 | 0 | 0 | 0 | 0 | 0
Industrial Sector Energy Related Emissions before CCS[natural gas if,water and waste 36T39,NOx] | Industrial Sector Energy Related Emissions before CCS | natural gas if | water and waste 36T39 | NOx |  | 0 | 0 | 0 | 0 | 0 | 0 | 0 | 0 | 0 | 0 | 0 | 0 | 0 | 0 | 0 | 0 | 0 | 0 | 0 | 0 | 0 | 0 | 0 | 0 | 0 | 0 | 0 | 0 | 0 | 0 | 0
Industrial Sector Energy Related Emissions before CCS[natural gas if,water and waste 36T39,PM10] | Industrial Sector Energy Related Emissions before CCS | natural gas if | water and waste 36T39 | PM10 |  | 0 | 0 | 0 | 0 | 0 | 0 | 0 | 0 | 0 | 0 | 0 | 0 | 0 | 0 | 0 | 0 | 0 | 0 | 0 | 0 | 0 | 0 | 0 | 0 | 0 | 0 | 0 | 0 | 0 | 0 | 0
Industrial Sector Energy Related Emissions before CCS[natural gas if,water and waste 36T39,PM25] | Industrial Sector Energy Related Emissions before CCS | natural gas if | water and waste 36T39 | PM25 |  | 0 | 0 | 0 | 0 | 0 | 0 | 0 | 0 | 0 | 0 | 0 | 0 | 0 | 0 | 0 | 0 | 0 | 0 | 0 | 0 | 0 | 0 | 0 | 0 | 0 | 0 | 0 | 0 | 0 | 0 | 0
Industrial Sector Energy Related Emissions before CCS[natural gas if,water and waste 36T39,SOx] | Industrial Sector Energy Related Emissions before CCS | natural gas if | water and waste 36T39 | SOx |  | 0 | 0 | 0 | 0 | 0 | 0 | 0 | 0 | 0 | 0 | 0 | 0 | 0 | 0 | 0 | 0 | 0 | 0 | 0 | 0 | 0 | 0 | 0 | 0 | 0 | 0 | 0 | 0 | 0 | 0 | 0
Industrial Sector Energy Related Emissions before CCS[natural gas if,water and waste 36T39,BC] | Industrial Sector Energy Related Emissions before CCS | natural gas if | water and waste 36T39 | BC |  | 0 | 0 | 0 | 0 | 0 | 0 | 0 | 0 | 0 | 0 | 0 | 0 | 0 | 0 | 0 | 0 | 0 | 0 | 0 | 0 | 0 | 0 | 0 | 0 | 0 | 0 | 0 | 0 | 0 | 0 | 0
Industrial Sector Energy Related Emissions before CCS[natural gas if,water and waste 36T39,OC] | Industrial Sector Energy Related Emissions before CCS | natural gas if | water and waste 36T39 | OC |  | 0 | 0 | 0 | 0 | 0 | 0 | 0 | 0 | 0 | 0 | 0 | 0 | 0 | 0 | 0 | 0 | 0 | 0 | 0 | 0 | 0 | 0 | 0 | 0 | 0 | 0 | 0 | 0 | 0 | 0 | 0
Industrial Sector Energy Related Emissions before CCS[natural gas if,water and waste 36T39,CH4] | Industrial Sector Energy Related Emissions before CCS | natural gas if | water and waste 36T39 | CH4 |  | 0 | 0 | 0 | 0 | 0 | 0 | 0 | 0 | 0 | 0 | 0 | 0 | 0 | 0 | 0 | 0 | 0 | 0 | 0 | 0 | 0 | 0 | 0 | 0 | 0 | 0 | 0 | 0 | 0 | 0 | 0
Industrial Sector Energy Related Emissions before CCS[natural gas if,water and waste 36T39,N2O] | Industrial Sector Energy Related Emissions before CCS | natural gas if | water and waste 36T39 | N2O |  | 0 | 0 | 0 | 0 | 0 | 0 | 0 | 0 | 0 | 0 | 0 | 0 | 0 | 0 | 0 | 0 | 0 | 0 | 0 | 0 | 0 | 0 | 0 | 0 | 0 | 0 | 0 | 0 | 0 | 0 | 0
Industrial Sector Energy Related Emissions before CCS[natural gas if,water and waste 36T39,F gases] | Industrial Sector Energy Related Emissions before CCS | natural gas if | water and waste 36T39 | F gases |  | 0 | 0 | 0 | 0 | 0 | 0 | 0 | 0 | 0 | 0 | 0 | 0 | 0 | 0 | 0 | 0 | 0 | 0 | 0 | 0 | 0 | 0 | 0 | 0 | 0 | 0 | 0 | 0 | 0 | 0 | 0
Industrial Sector Energy Related Emissions before CCS[natural gas if,construction 41T43,CO2] | Industrial Sector Energy Related Emissions before CCS | natural gas if | construction 41T43 | CO2 |  | 94514200000 | 94355500000 | 95882600000 | 97915900000 | 99900800000 | 101624000000 | 102563000000 | 103036000000 | 103145000000 | 103244000000 | 103518000000 | 103902000000 | 104017000000 | 104274000000 | 104837000000 | 105622000000 | 106183000000 | 106805000000 | 107667000000 | 108358000000 | 108849000000 | 109665000000 | 111022000000 | 112422000000 | 113452000000 | 114423000000 | 115781000000 | 116976000000 | 118170000000 | 119365000000 | 120560000000
Industrial Sector Energy Related Emissions before CCS[natural gas if,construction 41T43,VOC] | Industrial Sector Energy Related Emissions before CCS | natural gas if | construction 41T43 | VOC |  | 4084450 | 4077600 | 4143590 | 4231460 | 4317240 | 4391690 | 4432300 | 4452730 | 4457430 | 4461700 | 4473570 | 4490150 | 4495110 | 4506230 | 4530560 | 4564470 | 4588710 | 4615600 | 4652860 | 4682720 | 4703930 | 4739200 | 4797830 | 4858340 | 4902850 | 4944830 | 5003510 | 5055120 | 5106760 | 5158380 | 5210020
Industrial Sector Energy Related Emissions before CCS[natural gas if,construction 41T43,CO] | Industrial Sector Energy Related Emissions before CCS | natural gas if | construction 41T43 | CO |  | 35710900 | 35651000 | 36227900 | 36996200 | 37746200 | 38397100 | 38752200 | 38930800 | 38971900 | 39009200 | 39113000 | 39258000 | 39301300 | 39398500 | 39611200 | 39907700 | 40119700 | 40354800 | 40680600 | 40941600 | 41127100 | 41435400 | 41948000 | 42477100 | 42866200 | 43233300 | 43746300 | 44197600 | 44649100 | 45100400 | 45551900
Industrial Sector Energy Related Emissions before CCS[natural gas if,construction 41T43,NOx] | Industrial Sector Energy Related Emissions before CCS | natural gas if | construction 41T43 | NOx |  | 58527200 | 58428900 | 59374600 | 60633700 | 61862800 | 62929700 | 63511600 | 63804400 | 63871700 | 63932800 | 64103000 | 64340600 | 64411500 | 64570900 | 64919500 | 65405500 | 65752800 | 66138200 | 66672100 | 67099900 | 67403800 | 67909200 | 68749300 | 69616400 | 70254200 | 70855800 | 71696600 | 72436200 | 73176200 | 73915800 | 74655700
Industrial Sector Energy Related Emissions before CCS[natural gas if,construction 41T43,PM10] | Industrial Sector Energy Related Emissions before CCS | natural gas if | construction 41T43 | PM10 |  | 5639500 | 5630030 | 5721150 | 5842470 | 5960910 | 6063710 | 6119780 | 6147990 | 6154480 | 6160370 | 6176770 | 6199660 | 6206500 | 6221850 | 6255450 | 6302270 | 6335740 | 6372870 | 6424320 | 6465540 | 6494830 | 6543520 | 6624480 | 6708030 | 6769480 | 6827450 | 6908470 | 6979730 | 7051030 | 7122300 | 7193600
Industrial Sector Energy Related Emissions before CCS[natural gas if,construction 41T43,PM25] | Industrial Sector Energy Related Emissions before CCS | natural gas if | construction 41T43 | PM25 |  | 5639500 | 5630030 | 5721150 | 5842470 | 5960910 | 6063710 | 6119780 | 6147990 | 6154480 | 6160370 | 6176770 | 6199660 | 6206500 | 6221850 | 6255450 | 6302270 | 6335740 | 6372870 | 6424320 | 6465540 | 6494830 | 6543520 | 6624480 | 6708030 | 6769480 | 6827450 | 6908470 | 6979730 | 7051030 | 7122300 | 7193600
Industrial Sector Energy Related Emissions before CCS[natural gas if,construction 41T43,SOx] | Industrial Sector Energy Related Emissions before CCS | natural gas if | construction 41T43 | SOx |  | 431067 | 430344 | 437309 | 446582 | 455635 | 463493 | 467779 | 469935 | 470431 | 470881 | 472135 | 473884 | 474407 | 475581 | 478148 | 481728 | 484286 | 487124 | 491057 | 494208 | 496446 | 500168 | 506356 | 512742 | 517440 | 521871 | 528063 | 533511 | 538961 | 544408 | 549858
Industrial Sector Energy Related Emissions before CCS[natural gas if,construction 41T43,BC] | Industrial Sector Energy Related Emissions before CCS | natural gas if | construction 41T43 | BC |  | 929823 | 928262 | 943285 | 963288 | 982816 | 999766 | 1009010 | 1013660 | 1014730 | 1015700 | 1018410 | 1022180 | 1023310 | 1025840 | 1031380 | 1039100 | 1044620 | 1050740 | 1059220 | 1066020 | 1070850 | 1078870 | 1092220 | 1106000 | 1116130 | 1125690 | 1139050 | 1150800 | 1162550 | 1174300 | 1186060
Industrial Sector Energy Related Emissions before CCS[natural gas if,construction 41T43,OC] | Industrial Sector Energy Related Emissions before CCS | natural gas if | construction 41T43 | OC |  | 2413620 | 2409570 | 2448570 | 2500490 | 2551180 | 2595180 | 2619170 | 2631250 | 2634030 | 2636550 | 2643560 | 2653360 | 2656290 | 2662860 | 2677240 | 2697280 | 2711600 | 2727490 | 2749510 | 2767150 | 2779690 | 2800530 | 2835170 | 2870930 | 2897230 | 2922040 | 2956720 | 2987220 | 3017730 | 3048240 | 3078750
Industrial Sector Energy Related Emissions before CCS[natural gas if,construction 41T43,CH4] | Industrial Sector Energy Related Emissions before CCS | natural gas if | construction 41T43 | CH4 |  | 1781270 | 1778280 | 1807060 | 1845380 | 1882790 | 1915260 | 1932970 | 1941880 | 1943930 | 1945790 | 1950970 | 1958200 | 1960360 | 1965210 | 1975820 | 1990610 | 2001180 | 2012910 | 2029160 | 2042180 | 2051430 | 2066810 | 2092380 | 2118770 | 2138180 | 2156490 | 2182080 | 2204590 | 2227110 | 2249620 | 2272140
Industrial Sector Energy Related Emissions before CCS[natural gas if,construction 41T43,N2O] | Industrial Sector Energy Related Emissions before CCS | natural gas if | construction 41T43 | N2O |  | 178127 | 177828 | 180706 | 184538 | 188279 | 191526 | 193297 | 194188 | 194393 | 194579 | 195097 | 195820 | 196036 | 196521 | 197582 | 199061 | 200118 | 201291 | 202916 | 204218 | 205143 | 206681 | 209238 | 211877 | 213818 | 215649 | 218208 | 220459 | 222711 | 224962 | 227214
Industrial Sector Energy Related Emissions before CCS[natural gas if,construction 41T43,F gases] | Industrial Sector Energy Related Emissions before CCS | natural gas if | construction 41T43 | F gases |  | 0 | 0 | 0 | 0 | 0 | 0 | 0 | 0 | 0 | 0 | 0 | 0 | 0 | 0 | 0 | 0 | 0 | 0 | 0 | 0 | 0 | 0 | 0 | 0 | 0 | 0 | 0 | 0 | 0 | 0 | 0
Industrial Sector Energy Related Emissions before CCS[biomass if,agriculture and forestry 01T03,CO2] | Industrial Sector Energy Related Emissions before CCS | biomass if | agriculture and forestry 01T03 | CO2 |  | 0 | 0 | 0 | 0 | 0 | 0 | 0 | 0 | 0 | 0 | 0 | 0 | 0 | 0 | 0 | 0 | 0 | 0 | 0 | 0 | 0 | 0 | 0 | 0 | 0 | 0 | 0 | 0 | 0 | 0 | 0
Industrial Sector Energy Related Emissions before CCS[biomass if,agriculture and forestry 01T03,VOC] | Industrial Sector Energy Related Emissions before CCS | biomass if | agriculture and forestry 01T03 | VOC |  | 0 | 0 | 0 | 0 | 0 | 0 | 0 | 0 | 0 | 0 | 0 | 0 | 0 | 0 | 0 | 0 | 0 | 0 | 0 | 0 | 0 | 0 | 0 | 0 | 0 | 0 | 0 | 0 | 0 | 0 | 0
Industrial Sector Energy Related Emissions before CCS[biomass if,agriculture and forestry 01T03,CO] | Industrial Sector Energy Related Emissions before CCS | biomass if | agriculture and forestry 01T03 | CO |  | 0 | 0 | 0 | 0 | 0 | 0 | 0 | 0 | 0 | 0 | 0 | 0 | 0 | 0 | 0 | 0 | 0 | 0 | 0 | 0 | 0 | 0 | 0 | 0 | 0 | 0 | 0 | 0 | 0 | 0 | 0
Industrial Sector Energy Related Emissions before CCS[biomass if,agriculture and forestry 01T03,NOx] | Industrial Sector Energy Related Emissions before CCS | biomass if | agriculture and forestry 01T03 | NOx |  | 0 | 0 | 0 | 0 | 0 | 0 | 0 | 0 | 0 | 0 | 0 | 0 | 0 | 0 | 0 | 0 | 0 | 0 | 0 | 0 | 0 | 0 | 0 | 0 | 0 | 0 | 0 | 0 | 0 | 0 | 0
Industrial Sector Energy Related Emissions before CCS[biomass if,agriculture and forestry 01T03,PM10] | Industrial Sector Energy Related Emissions before CCS | biomass if | agriculture and forestry 01T03 | PM10 |  | 0 | 0 | 0 | 0 | 0 | 0 | 0 | 0 | 0 | 0 | 0 | 0 | 0 | 0 | 0 | 0 | 0 | 0 | 0 | 0 | 0 | 0 | 0 | 0 | 0 | 0 | 0 | 0 | 0 | 0 | 0
Industrial Sector Energy Related Emissions before CCS[biomass if,agriculture and forestry 01T03,PM25] | Industrial Sector Energy Related Emissions before CCS | biomass if | agriculture and forestry 01T03 | PM25 |  | 0 | 0 | 0 | 0 | 0 | 0 | 0 | 0 | 0 | 0 | 0 | 0 | 0 | 0 | 0 | 0 | 0 | 0 | 0 | 0 | 0 | 0 | 0 | 0 | 0 | 0 | 0 | 0 | 0 | 0 | 0
Industrial Sector Energy Related Emissions before CCS[biomass if,agriculture and forestry 01T03,SOx] | Industrial Sector Energy Related Emissions before CCS | biomass if | agriculture and forestry 01T03 | SOx |  | 0 | 0 | 0 | 0 | 0 | 0 | 0 | 0 | 0 | 0 | 0 | 0 | 0 | 0 | 0 | 0 | 0 | 0 | 0 | 0 | 0 | 0 | 0 | 0 | 0 | 0 | 0 | 0 | 0 | 0 | 0
Industrial Sector Energy Related Emissions before CCS[biomass if,agriculture and forestry 01T03,BC] | Industrial Sector Energy Related Emissions before CCS | biomass if | agriculture and forestry 01T03 | BC |  | 0 | 0 | 0 | 0 | 0 | 0 | 0 | 0 | 0 | 0 | 0 | 0 | 0 | 0 | 0 | 0 | 0 | 0 | 0 | 0 | 0 | 0 | 0 | 0 | 0 | 0 | 0 | 0 | 0 | 0 | 0
Industrial Sector Energy Related Emissions before CCS[biomass if,agriculture and forestry 01T03,OC] | Industrial Sector Energy Related Emissions before CCS | biomass if | agriculture and forestry 01T03 | OC |  | 0 | 0 | 0 | 0 | 0 | 0 | 0 | 0 | 0 | 0 | 0 | 0 | 0 | 0 | 0 | 0 | 0 | 0 | 0 | 0 | 0 | 0 | 0 | 0 | 0 | 0 | 0 | 0 | 0 | 0 | 0
Industrial Sector Energy Related Emissions before CCS[biomass if,agriculture and forestry 01T03,CH4] | Industrial Sector Energy Related Emissions before CCS | biomass if | agriculture and forestry 01T03 | CH4 |  | 0 | 0 | 0 | 0 | 0 | 0 | 0 | 0 | 0 | 0 | 0 | 0 | 0 | 0 | 0 | 0 | 0 | 0 | 0 | 0 | 0 | 0 | 0 | 0 | 0 | 0 | 0 | 0 | 0 | 0 | 0
Industrial Sector Energy Related Emissions before CCS[biomass if,agriculture and forestry 01T03,N2O] | Industrial Sector Energy Related Emissions before CCS | biomass if | agriculture and forestry 01T03 | N2O |  | 0 | 0 | 0 | 0 | 0 | 0 | 0 | 0 | 0 | 0 | 0 | 0 | 0 | 0 | 0 | 0 | 0 | 0 | 0 | 0 | 0 | 0 | 0 | 0 | 0 | 0 | 0 | 0 | 0 | 0 | 0
Industrial Sector Energy Related Emissions before CCS[biomass if,agriculture and forestry 01T03,F gases] | Industrial Sector Energy Related Emissions before CCS | biomass if | agriculture and forestry 01T03 | F gases |  | 0 | 0 | 0 | 0 | 0 | 0 | 0 | 0 | 0 | 0 | 0 | 0 | 0 | 0 | 0 | 0 | 0 | 0 | 0 | 0 | 0 | 0 | 0 | 0 | 0 | 0 | 0 | 0 | 0 | 0 | 0
Industrial Sector Energy Related Emissions before CCS[biomass if,coal mining 05,CO2] | Industrial Sector Energy Related Emissions before CCS | biomass if | coal mining 05 | CO2 |  | 0 | 0 | 0 | 0 | 0 | 0 | 0 | 0 | 0 | 0 | 0 | 0 | 0 | 0 | 0 | 0 | 0 | 0 | 0 | 0 | 0 | 0 | 0 | 0 | 0 | 0 | 0 | 0 | 0 | 0 | 0
Industrial Sector Energy Related Emissions before CCS[biomass if,coal mining 05,VOC] | Industrial Sector Energy Related Emissions before CCS | biomass if | coal mining 05 | VOC |  | 0 | 0 | 0 | 0 | 0 | 0 | 0 | 0 | 0 | 0 | 0 | 0 | 0 | 0 | 0 | 0 | 0 | 0 | 0 | 0 | 0 | 0 | 0 | 0 | 0 | 0 | 0 | 0 | 0 | 0 | 0
Industrial Sector Energy Related Emissions before CCS[biomass if,coal mining 05,CO] | Industrial Sector Energy Related Emissions before CCS | biomass if | coal mining 05 | CO |  | 0 | 0 | 0 | 0 | 0 | 0 | 0 | 0 | 0 | 0 | 0 | 0 | 0 | 0 | 0 | 0 | 0 | 0 | 0 | 0 | 0 | 0 | 0 | 0 | 0 | 0 | 0 | 0 | 0 | 0 | 0
Industrial Sector Energy Related Emissions before CCS[biomass if,coal mining 05,NOx] | Industrial Sector Energy Related Emissions before CCS | biomass if | coal mining 05 | NOx |  | 0 | 0 | 0 | 0 | 0 | 0 | 0 | 0 | 0 | 0 | 0 | 0 | 0 | 0 | 0 | 0 | 0 | 0 | 0 | 0 | 0 | 0 | 0 | 0 | 0 | 0 | 0 | 0 | 0 | 0 | 0
Industrial Sector Energy Related Emissions before CCS[biomass if,coal mining 05,PM10] | Industrial Sector Energy Related Emissions before CCS | biomass if | coal mining 05 | PM10 |  | 0 | 0 | 0 | 0 | 0 | 0 | 0 | 0 | 0 | 0 | 0 | 0 | 0 | 0 | 0 | 0 | 0 | 0 | 0 | 0 | 0 | 0 | 0 | 0 | 0 | 0 | 0 | 0 | 0 | 0 | 0
Industrial Sector Energy Related Emissions before CCS[biomass if,coal mining 05,PM25] | Industrial Sector Energy Related Emissions before CCS | biomass if | coal mining 05 | PM25 |  | 0 | 0 | 0 | 0 | 0 | 0 | 0 | 0 | 0 | 0 | 0 | 0 | 0 | 0 | 0 | 0 | 0 | 0 | 0 | 0 | 0 | 0 | 0 | 0 | 0 | 0 | 0 | 0 | 0 | 0 | 0
Industrial Sector Energy Related Emissions before CCS[biomass if,coal mining 05,SOx] | Industrial Sector Energy Related Emissions before CCS | biomass if | coal mining 05 | SOx |  | 0 | 0 | 0 | 0 | 0 | 0 | 0 | 0 | 0 | 0 | 0 | 0 | 0 | 0 | 0 | 0 | 0 | 0 | 0 | 0 | 0 | 0 | 0 | 0 | 0 | 0 | 0 | 0 | 0 | 0 | 0
Industrial Sector Energy Related Emissions before CCS[biomass if,coal mining 05,BC] | Industrial Sector Energy Related Emissions before CCS | biomass if | coal mining 05 | BC |  | 0 | 0 | 0 | 0 | 0 | 0 | 0 | 0 | 0 | 0 | 0 | 0 | 0 | 0 | 0 | 0 | 0 | 0 | 0 | 0 | 0 | 0 | 0 | 0 | 0 | 0 | 0 | 0 | 0 | 0 | 0
Industrial Sector Energy Related Emissions before CCS[biomass if,coal mining 05,OC] | Industrial Sector Energy Related Emissions before CCS | biomass if | coal mining 05 | OC |  | 0 | 0 | 0 | 0 | 0 | 0 | 0 | 0 | 0 | 0 | 0 | 0 | 0 | 0 | 0 | 0 | 0 | 0 | 0 | 0 | 0 | 0 | 0 | 0 | 0 | 0 | 0 | 0 | 0 | 0 | 0
Industrial Sector Energy Related Emissions before CCS[biomass if,coal mining 05,CH4] | Industrial Sector Energy Related Emissions before CCS | biomass if | coal mining 05 | CH4 |  | 0 | 0 | 0 | 0 | 0 | 0 | 0 | 0 | 0 | 0 | 0 | 0 | 0 | 0 | 0 | 0 | 0 | 0 | 0 | 0 | 0 | 0 | 0 | 0 | 0 | 0 | 0 | 0 | 0 | 0 | 0
Industrial Sector Energy Related Emissions before CCS[biomass if,coal mining 05,N2O] | Industrial Sector Energy Related Emissions before CCS | biomass if | coal mining 05 | N2O |  | 0 | 0 | 0 | 0 | 0 | 0 | 0 | 0 | 0 | 0 | 0 | 0 | 0 | 0 | 0 | 0 | 0 | 0 | 0 | 0 | 0 | 0 | 0 | 0 | 0 | 0 | 0 | 0 | 0 | 0 | 0
Industrial Sector Energy Related Emissions before CCS[biomass if,coal mining 05,F gases] | Industrial Sector Energy Related Emissions before CCS | biomass if | coal mining 05 | F gases |  | 0 | 0 | 0 | 0 | 0 | 0 | 0 | 0 | 0 | 0 | 0 | 0 | 0 | 0 | 0 | 0 | 0 | 0 | 0 | 0 | 0 | 0 | 0 | 0 | 0 | 0 | 0 | 0 | 0 | 0 | 0
Industrial Sector Energy Related Emissions before CCS[biomass if,oil and gas extraction 06,CO2] | Industrial Sector Energy Related Emissions before CCS | biomass if | oil and gas extraction 06 | CO2 |  | 0 | 0 | 0 | 0 | 0 | 0 | 0 | 0 | 0 | 0 | 0 | 0 | 0 | 0 | 0 | 0 | 0 | 0 | 0 | 0 | 0 | 0 | 0 | 0 | 0 | 0 | 0 | 0 | 0 | 0 | 0
Industrial Sector Energy Related Emissions before CCS[biomass if,oil and gas extraction 06,VOC] | Industrial Sector Energy Related Emissions before CCS | biomass if | oil and gas extraction 06 | VOC |  | 0 | 0 | 0 | 0 | 0 | 0 | 0 | 0 | 0 | 0 | 0 | 0 | 0 | 0 | 0 | 0 | 0 | 0 | 0 | 0 | 0 | 0 | 0 | 0 | 0 | 0 | 0 | 0 | 0 | 0 | 0
Industrial Sector Energy Related Emissions before CCS[biomass if,oil and gas extraction 06,CO] | Industrial Sector Energy Related Emissions before CCS | biomass if | oil and gas extraction 06 | CO |  | 0 | 0 | 0 | 0 | 0 | 0 | 0 | 0 | 0 | 0 | 0 | 0 | 0 | 0 | 0 | 0 | 0 | 0 | 0 | 0 | 0 | 0 | 0 | 0 | 0 | 0 | 0 | 0 | 0 | 0 | 0
Industrial Sector Energy Related Emissions before CCS[biomass if,oil and gas extraction 06,NOx] | Industrial Sector Energy Related Emissions before CCS | biomass if | oil and gas extraction 06 | NOx |  | 0 | 0 | 0 | 0 | 0 | 0 | 0 | 0 | 0 | 0 | 0 | 0 | 0 | 0 | 0 | 0 | 0 | 0 | 0 | 0 | 0 | 0 | 0 | 0 | 0 | 0 | 0 | 0 | 0 | 0 | 0
Industrial Sector Energy Related Emissions before CCS[biomass if,oil and gas extraction 06,PM10] | Industrial Sector Energy Related Emissions before CCS | biomass if | oil and gas extraction 06 | PM10 |  | 0 | 0 | 0 | 0 | 0 | 0 | 0 | 0 | 0 | 0 | 0 | 0 | 0 | 0 | 0 | 0 | 0 | 0 | 0 | 0 | 0 | 0 | 0 | 0 | 0 | 0 | 0 | 0 | 0 | 0 | 0
Industrial Sector Energy Related Emissions before CCS[biomass if,oil and gas extraction 06,PM25] | Industrial Sector Energy Related Emissions before CCS | biomass if | oil and gas extraction 06 | PM25 |  | 0 | 0 | 0 | 0 | 0 | 0 | 0 | 0 | 0 | 0 | 0 | 0 | 0 | 0 | 0 | 0 | 0 | 0 | 0 | 0 | 0 | 0 | 0 | 0 | 0 | 0 | 0 | 0 | 0 | 0 | 0
Industrial Sector Energy Related Emissions before CCS[biomass if,oil and gas extraction 06,SOx] | Industrial Sector Energy Related Emissions before CCS | biomass if | oil and gas extraction 06 | SOx |  | 0 | 0 | 0 | 0 | 0 | 0 | 0 | 0 | 0 | 0 | 0 | 0 | 0 | 0 | 0 | 0 | 0 | 0 | 0 | 0 | 0 | 0 | 0 | 0 | 0 | 0 | 0 | 0 | 0 | 0 | 0
Industrial Sector Energy Related Emissions before CCS[biomass if,oil and gas extraction 06,BC] | Industrial Sector Energy Related Emissions before CCS | biomass if | oil and gas extraction 06 | BC |  | 0 | 0 | 0 | 0 | 0 | 0 | 0 | 0 | 0 | 0 | 0 | 0 | 0 | 0 | 0 | 0 | 0 | 0 | 0 | 0 | 0 | 0 | 0 | 0 | 0 | 0 | 0 | 0 | 0 | 0 | 0
Industrial Sector Energy Related Emissions before CCS[biomass if,oil and gas extraction 06,OC] | Industrial Sector Energy Related Emissions before CCS | biomass if | oil and gas extraction 06 | OC |  | 0 | 0 | 0 | 0 | 0 | 0 | 0 | 0 | 0 | 0 | 0 | 0 | 0 | 0 | 0 | 0 | 0 | 0 | 0 | 0 | 0 | 0 | 0 | 0 | 0 | 0 | 0 | 0 | 0 | 0 | 0
Industrial Sector Energy Related Emissions before CCS[biomass if,oil and gas extraction 06,CH4] | Industrial Sector Energy Related Emissions before CCS | biomass if | oil and gas extraction 06 | CH4 |  | 0 | 0 | 0 | 0 | 0 | 0 | 0 | 0 | 0 | 0 | 0 | 0 | 0 | 0 | 0 | 0 | 0 | 0 | 0 | 0 | 0 | 0 | 0 | 0 | 0 | 0 | 0 | 0 | 0 | 0 | 0
Industrial Sector Energy Related Emissions before CCS[biomass if,oil and gas extraction 06,N2O] | Industrial Sector Energy Related Emissions before CCS | biomass if | oil and gas extraction 06 | N2O |  | 0 | 0 | 0 | 0 | 0 | 0 | 0 | 0 | 0 | 0 | 0 | 0 | 0 | 0 | 0 | 0 | 0 | 0 | 0 | 0 | 0 | 0 | 0 | 0 | 0 | 0 | 0 | 0 | 0 | 0 | 0
Industrial Sector Energy Related Emissions before CCS[biomass if,oil and gas extraction 06,F gases] | Industrial Sector Energy Related Emissions before CCS | biomass if | oil and gas extraction 06 | F gases |  | 0 | 0 | 0 | 0 | 0 | 0 | 0 | 0 | 0 | 0 | 0 | 0 | 0 | 0 | 0 | 0 | 0 | 0 | 0 | 0 | 0 | 0 | 0 | 0 | 0 | 0 | 0 | 0 | 0 | 0 | 0
Industrial Sector Energy Related Emissions before CCS[biomass if,other mining and quarrying 07T08,CO2] | Industrial Sector Energy Related Emissions before CCS | biomass if | other mining and quarrying 07T08 | CO2 |  | 0 | 0 | 0 | 0 | 0 | 0 | 0 | 0 | 0 | 0 | 0 | 0 | 0 | 0 | 0 | 0 | 0 | 0 | 0 | 0 | 0 | 0 | 0 | 0 | 0 | 0 | 0 | 0 | 0 | 0 | 0
Industrial Sector Energy Related Emissions before CCS[biomass if,other mining and quarrying 07T08,VOC] | Industrial Sector Energy Related Emissions before CCS | biomass if | other mining and quarrying 07T08 | VOC |  | 0 | 0 | 0 | 0 | 0 | 0 | 0 | 0 | 0 | 0 | 0 | 0 | 0 | 0 | 0 | 0 | 0 | 0 | 0 | 0 | 0 | 0 | 0 | 0 | 0 | 0 | 0 | 0 | 0 | 0 | 0
Industrial Sector Energy Related Emissions before CCS[biomass if,other mining and quarrying 07T08,CO] | Industrial Sector Energy Related Emissions before CCS | biomass if | other mining and quarrying 07T08 | CO |  | 0 | 0 | 0 | 0 | 0 | 0 | 0 | 0 | 0 | 0 | 0 | 0 | 0 | 0 | 0 | 0 | 0 | 0 | 0 | 0 | 0 | 0 | 0 | 0 | 0 | 0 | 0 | 0 | 0 | 0 | 0
Industrial Sector Energy Related Emissions before CCS[biomass if,other mining and quarrying 07T08,NOx] | Industrial Sector Energy Related Emissions before CCS | biomass if | other mining and quarrying 07T08 | NOx |  | 0 | 0 | 0 | 0 | 0 | 0 | 0 | 0 | 0 | 0 | 0 | 0 | 0 | 0 | 0 | 0 | 0 | 0 | 0 | 0 | 0 | 0 | 0 | 0 | 0 | 0 | 0 | 0 | 0 | 0 | 0
Industrial Sector Energy Related Emissions before CCS[biomass if,other mining and quarrying 07T08,PM10] | Industrial Sector Energy Related Emissions before CCS | biomass if | other mining and quarrying 07T08 | PM10 |  | 0 | 0 | 0 | 0 | 0 | 0 | 0 | 0 | 0 | 0 | 0 | 0 | 0 | 0 | 0 | 0 | 0 | 0 | 0 | 0 | 0 | 0 | 0 | 0 | 0 | 0 | 0 | 0 | 0 | 0 | 0
Industrial Sector Energy Related Emissions before CCS[biomass if,other mining and quarrying 07T08,PM25] | Industrial Sector Energy Related Emissions before CCS | biomass if | other mining and quarrying 07T08 | PM25 |  | 0 | 0 | 0 | 0 | 0 | 0 | 0 | 0 | 0 | 0 | 0 | 0 | 0 | 0 | 0 | 0 | 0 | 0 | 0 | 0 | 0 | 0 | 0 | 0 | 0 | 0 | 0 | 0 | 0 | 0 | 0
Industrial Sector Energy Related Emissions before CCS[biomass if,other mining and quarrying 07T08,SOx] | Industrial Sector Energy Related Emissions before CCS | biomass if | other mining and quarrying 07T08 | SOx |  | 0 | 0 | 0 | 0 | 0 | 0 | 0 | 0 | 0 | 0 | 0 | 0 | 0 | 0 | 0 | 0 | 0 | 0 | 0 | 0 | 0 | 0 | 0 | 0 | 0 | 0 | 0 | 0 | 0 | 0 | 0
Industrial Sector Energy Related Emissions before CCS[biomass if,other mining and quarrying 07T08,BC] | Industrial Sector Energy Related Emissions before CCS | biomass if | other mining and quarrying 07T08 | BC |  | 0 | 0 | 0 | 0 | 0 | 0 | 0 | 0 | 0 | 0 | 0 | 0 | 0 | 0 | 0 | 0 | 0 | 0 | 0 | 0 | 0 | 0 | 0 | 0 | 0 | 0 | 0 | 0 | 0 | 0 | 0
Industrial Sector Energy Related Emissions before CCS[biomass if,other mining and quarrying 07T08,OC] | Industrial Sector Energy Related Emissions before CCS | biomass if | other mining and quarrying 07T08 | OC |  | 0 | 0 | 0 | 0 | 0 | 0 | 0 | 0 | 0 | 0 | 0 | 0 | 0 | 0 | 0 | 0 | 0 | 0 | 0 | 0 | 0 | 0 | 0 | 0 | 0 | 0 | 0 | 0 | 0 | 0 | 0
Industrial Sector Energy Related Emissions before CCS[biomass if,other mining and quarrying 07T08,CH4] | Industrial Sector Energy Related Emissions before CCS | biomass if | other mining and quarrying 07T08 | CH4 |  | 0 | 0 | 0 | 0 | 0 | 0 | 0 | 0 | 0 | 0 | 0 | 0 | 0 | 0 | 0 | 0 | 0 | 0 | 0 | 0 | 0 | 0 | 0 | 0 | 0 | 0 | 0 | 0 | 0 | 0 | 0
Industrial Sector Energy Related Emissions before CCS[biomass if,other mining and quarrying 07T08,N2O] | Industrial Sector Energy Related Emissions before CCS | biomass if | other mining and quarrying 07T08 | N2O |  | 0 | 0 | 0 | 0 | 0 | 0 | 0 | 0 | 0 | 0 | 0 | 0 | 0 | 0 | 0 | 0 | 0 | 0 | 0 | 0 | 0 | 0 | 0 | 0 | 0 | 0 | 0 | 0 | 0 | 0 | 0
Industrial Sector Energy Related Emissions before CCS[biomass if,other mining and quarrying 07T08,F gases] | Industrial Sector Energy Related Emissions before CCS | biomass if | other mining and quarrying 07T08 | F gases |  | 0 | 0 | 0 | 0 | 0 | 0 | 0 | 0 | 0 | 0 | 0 | 0 | 0 | 0 | 0 | 0 | 0 | 0 | 0 | 0 | 0 | 0 | 0 | 0 | 0 | 0 | 0 | 0 | 0 | 0 | 0
Industrial Sector Energy Related Emissions before CCS[biomass if,food beverage and tobacco 10T12,CO2] | Industrial Sector Energy Related Emissions before CCS | biomass if | food beverage and tobacco 10T12 | CO2 |  | 0 | 0 | 0 | 0 | 0 | 0 | 0 | 0 | 0 | 0 | 0 | 0 | 0 | 0 | 0 | 0 | 0 | 0 | 0 | 0 | 0 | 0 | 0 | 0 | 0 | 0 | 0 | 0 | 0 | 0 | 0
Industrial Sector Energy Related Emissions before CCS[biomass if,food beverage and tobacco 10T12,VOC] | Industrial Sector Energy Related Emissions before CCS | biomass if | food beverage and tobacco 10T12 | VOC |  | 0 | 0 | 0 | 0 | 0 | 0 | 0 | 0 | 0 | 0 | 0 | 0 | 0 | 0 | 0 | 0 | 0 | 0 | 0 | 0 | 0 | 0 | 0 | 0 | 0 | 0 | 0 | 0 | 0 | 0 | 0
Industrial Sector Energy Related Emissions before CCS[biomass if,food beverage and tobacco 10T12,CO] | Industrial Sector Energy Related Emissions before CCS | biomass if | food beverage and tobacco 10T12 | CO |  | 0 | 0 | 0 | 0 | 0 | 0 | 0 | 0 | 0 | 0 | 0 | 0 | 0 | 0 | 0 | 0 | 0 | 0 | 0 | 0 | 0 | 0 | 0 | 0 | 0 | 0 | 0 | 0 | 0 | 0 | 0
Industrial Sector Energy Related Emissions before CCS[biomass if,food beverage and tobacco 10T12,NOx] | Industrial Sector Energy Related Emissions before CCS | biomass if | food beverage and tobacco 10T12 | NOx |  | 0 | 0 | 0 | 0 | 0 | 0 | 0 | 0 | 0 | 0 | 0 | 0 | 0 | 0 | 0 | 0 | 0 | 0 | 0 | 0 | 0 | 0 | 0 | 0 | 0 | 0 | 0 | 0 | 0 | 0 | 0
Industrial Sector Energy Related Emissions before CCS[biomass if,food beverage and tobacco 10T12,PM10] | Industrial Sector Energy Related Emissions before CCS | biomass if | food beverage and tobacco 10T12 | PM10 |  | 0 | 0 | 0 | 0 | 0 | 0 | 0 | 0 | 0 | 0 | 0 | 0 | 0 | 0 | 0 | 0 | 0 | 0 | 0 | 0 | 0 | 0 | 0 | 0 | 0 | 0 | 0 | 0 | 0 | 0 | 0
Industrial Sector Energy Related Emissions before CCS[biomass if,food beverage and tobacco 10T12,PM25] | Industrial Sector Energy Related Emissions before CCS | biomass if | food beverage and tobacco 10T12 | PM25 |  | 0 | 0 | 0 | 0 | 0 | 0 | 0 | 0 | 0 | 0 | 0 | 0 | 0 | 0 | 0 | 0 | 0 | 0 | 0 | 0 | 0 | 0 | 0 | 0 | 0 | 0 | 0 | 0 | 0 | 0 | 0
Industrial Sector Energy Related Emissions before CCS[biomass if,food beverage and tobacco 10T12,SOx] | Industrial Sector Energy Related Emissions before CCS | biomass if | food beverage and tobacco 10T12 | SOx |  | 0 | 0 | 0 | 0 | 0 | 0 | 0 | 0 | 0 | 0 | 0 | 0 | 0 | 0 | 0 | 0 | 0 | 0 | 0 | 0 | 0 | 0 | 0 | 0 | 0 | 0 | 0 | 0 | 0 | 0 | 0
Industrial Sector Energy Related Emissions before CCS[biomass if,food beverage and tobacco 10T12,BC] | Industrial Sector Energy Related Emissions before CCS | biomass if | food beverage and tobacco 10T12 | BC |  | 0 | 0 | 0 | 0 | 0 | 0 | 0 | 0 | 0 | 0 | 0 | 0 | 0 | 0 | 0 | 0 | 0 | 0 | 0 | 0 | 0 | 0 | 0 | 0 | 0 | 0 | 0 | 0 | 0 | 0 | 0
Industrial Sector Energy Related Emissions before CCS[biomass if,food beverage and tobacco 10T12,OC] | Industrial Sector Energy Related Emissions before CCS | biomass if | food beverage and tobacco 10T12 | OC |  | 0 | 0 | 0 | 0 | 0 | 0 | 0 | 0 | 0 | 0 | 0 | 0 | 0 | 0 | 0 | 0 | 0 | 0 | 0 | 0 | 0 | 0 | 0 | 0 | 0 | 0 | 0 | 0 | 0 | 0 | 0
Industrial Sector Energy Related Emissions before CCS[biomass if,food beverage and tobacco 10T12,CH4] | Industrial Sector Energy Related Emissions before CCS | biomass if | food beverage and tobacco 10T12 | CH4 |  | 0 | 0 | 0 | 0 | 0 | 0 | 0 | 0 | 0 | 0 | 0 | 0 | 0 | 0 | 0 | 0 | 0 | 0 | 0 | 0 | 0 | 0 | 0 | 0 | 0 | 0 | 0 | 0 | 0 | 0 | 0
Industrial Sector Energy Related Emissions before CCS[biomass if,food beverage and tobacco 10T12,N2O] | Industrial Sector Energy Related Emissions before CCS | biomass if | food beverage and tobacco 10T12 | N2O |  | 0 | 0 | 0 | 0 | 0 | 0 | 0 | 0 | 0 | 0 | 0 | 0 | 0 | 0 | 0 | 0 | 0 | 0 | 0 | 0 | 0 | 0 | 0 | 0 | 0 | 0 | 0 | 0 | 0 | 0 | 0
Industrial Sector Energy Related Emissions before CCS[biomass if,food beverage and tobacco 10T12,F gases] | Industrial Sector Energy Related Emissions before CCS | biomass if | food beverage and tobacco 10T12 | F gases |  | 0 | 0 | 0 | 0 | 0 | 0 | 0 | 0 | 0 | 0 | 0 | 0 | 0 | 0 | 0 | 0 | 0 | 0 | 0 | 0 | 0 | 0 | 0 | 0 | 0 | 0 | 0 | 0 | 0 | 0 | 0
Industrial Sector Energy Related Emissions before CCS[biomass if,textiles apparel and leather 13T15,CO2] | Industrial Sector Energy Related Emissions before CCS | biomass if | textiles apparel and leather 13T15 | CO2 |  | 0 | 0 | 0 | 0 | 0 | 0 | 0 | 0 | 0 | 0 | 0 | 0 | 0 | 0 | 0 | 0 | 0 | 0 | 0 | 0 | 0 | 0 | 0 | 0 | 0 | 0 | 0 | 0 | 0 | 0 | 0
Industrial Sector Energy Related Emissions before CCS[biomass if,textiles apparel and leather 13T15,VOC] | Industrial Sector Energy Related Emissions before CCS | biomass if | textiles apparel and leather 13T15 | VOC |  | 0 | 0 | 0 | 0 | 0 | 0 | 0 | 0 | 0 | 0 | 0 | 0 | 0 | 0 | 0 | 0 | 0 | 0 | 0 | 0 | 0 | 0 | 0 | 0 | 0 | 0 | 0 | 0 | 0 | 0 | 0
Industrial Sector Energy Related Emissions before CCS[biomass if,textiles apparel and leather 13T15,CO] | Industrial Sector Energy Related Emissions before CCS | biomass if | textiles apparel and leather 13T15 | CO |  | 0 | 0 | 0 | 0 | 0 | 0 | 0 | 0 | 0 | 0 | 0 | 0 | 0 | 0 | 0 | 0 | 0 | 0 | 0 | 0 | 0 | 0 | 0 | 0 | 0 | 0 | 0 | 0 | 0 | 0 | 0
Industrial Sector Energy Related Emissions before CCS[biomass if,textiles apparel and leather 13T15,NOx] | Industrial Sector Energy Related Emissions before CCS | biomass if | textiles apparel and leather 13T15 | NOx |  | 0 | 0 | 0 | 0 | 0 | 0 | 0 | 0 | 0 | 0 | 0 | 0 | 0 | 0 | 0 | 0 | 0 | 0 | 0 | 0 | 0 | 0 | 0 | 0 | 0 | 0 | 0 | 0 | 0 | 0 | 0
Industrial Sector Energy Related Emissions before CCS[biomass if,textiles apparel and leather 13T15,PM10] | Industrial Sector Energy Related Emissions before CCS | biomass if | textiles apparel and leather 13T15 | PM10 |  | 0 | 0 | 0 | 0 | 0 | 0 | 0 | 0 | 0 | 0 | 0 | 0 | 0 | 0 | 0 | 0 | 0 | 0 | 0 | 0 | 0 | 0 | 0 | 0 | 0 | 0 | 0 | 0 | 0 | 0 | 0
Industrial Sector Energy Related Emissions before CCS[biomass if,textiles apparel and leather 13T15,PM25] | Industrial Sector Energy Related Emissions before CCS | biomass if | textiles apparel and leather 13T15 | PM25 |  | 0 | 0 | 0 | 0 | 0 | 0 | 0 | 0 | 0 | 0 | 0 | 0 | 0 | 0 | 0 | 0 | 0 | 0 | 0 | 0 | 0 | 0 | 0 | 0 | 0 | 0 | 0 | 0 | 0 | 0 | 0
Industrial Sector Energy Related Emissions before CCS[biomass if,textiles apparel and leather 13T15,SOx] | Industrial Sector Energy Related Emissions before CCS | biomass if | textiles apparel and leather 13T15 | SOx |  | 0 | 0 | 0 | 0 | 0 | 0 | 0 | 0 | 0 | 0 | 0 | 0 | 0 | 0 | 0 | 0 | 0 | 0 | 0 | 0 | 0 | 0 | 0 | 0 | 0 | 0 | 0 | 0 | 0 | 0 | 0
Industrial Sector Energy Related Emissions before CCS[biomass if,textiles apparel and leather 13T15,BC] | Industrial Sector Energy Related Emissions before CCS | biomass if | textiles apparel and leather 13T15 | BC |  | 0 | 0 | 0 | 0 | 0 | 0 | 0 | 0 | 0 | 0 | 0 | 0 | 0 | 0 | 0 | 0 | 0 | 0 | 0 | 0 | 0 | 0 | 0 | 0 | 0 | 0 | 0 | 0 | 0 | 0 | 0
Industrial Sector Energy Related Emissions before CCS[biomass if,textiles apparel and leather 13T15,OC] | Industrial Sector Energy Related Emissions before CCS | biomass if | textiles apparel and leather 13T15 | OC |  | 0 | 0 | 0 | 0 | 0 | 0 | 0 | 0 | 0 | 0 | 0 | 0 | 0 | 0 | 0 | 0 | 0 | 0 | 0 | 0 | 0 | 0 | 0 | 0 | 0 | 0 | 0 | 0 | 0 | 0 | 0
Industrial Sector Energy Related Emissions before CCS[biomass if,textiles apparel and leather 13T15,CH4] | Industrial Sector Energy Related Emissions before CCS | biomass if | textiles apparel and leather 13T15 | CH4 |  | 0 | 0 | 0 | 0 | 0 | 0 | 0 | 0 | 0 | 0 | 0 | 0 | 0 | 0 | 0 | 0 | 0 | 0 | 0 | 0 | 0 | 0 | 0 | 0 | 0 | 0 | 0 | 0 | 0 | 0 | 0
Industrial Sector Energy Related Emissions before CCS[biomass if,textiles apparel and leather 13T15,N2O] | Industrial Sector Energy Related Emissions before CCS | biomass if | textiles apparel and leather 13T15 | N2O |  | 0 | 0 | 0 | 0 | 0 | 0 | 0 | 0 | 0 | 0 | 0 | 0 | 0 | 0 | 0 | 0 | 0 | 0 | 0 | 0 | 0 | 0 | 0 | 0 | 0 | 0 | 0 | 0 | 0 | 0 | 0
Industrial Sector Energy Related Emissions before CCS[biomass if,textiles apparel and leather 13T15,F gases] | Industrial Sector Energy Related Emissions before CCS | biomass if | textiles apparel and leather 13T15 | F gases |  | 0 | 0 | 0 | 0 | 0 | 0 | 0 | 0 | 0 | 0 | 0 | 0 | 0 | 0 | 0 | 0 | 0 | 0 | 0 | 0 | 0 | 0 | 0 | 0 | 0 | 0 | 0 | 0 | 0 | 0 | 0
Industrial Sector Energy Related Emissions before CCS[biomass if,wood products 16,CO2] | Industrial Sector Energy Related Emissions before CCS | biomass if | wood products 16 | CO2 |  | 0 | 0 | 0 | 0 | 0 | 0 | 0 | 0 | 0 | 0 | 0 | 0 | 0 | 0 | 0 | 0 | 0 | 0 | 0 | 0 | 0 | 0 | 0 | 0 | 0 | 0 | 0 | 0 | 0 | 0 | 0
Industrial Sector Energy Related Emissions before CCS[biomass if,wood products 16,VOC] | Industrial Sector Energy Related Emissions before CCS | biomass if | wood products 16 | VOC |  | 3447420 | 3447420 | 3447420 | 3447420 | 3447420 | 3447420 | 3447420 | 3447420 | 3447420 | 3447420 | 3447420 | 3447420 | 3447420 | 3447420 | 3447420 | 3447420 | 3447420 | 3447420 | 3447420 | 3447420 | 3447420 | 3447420 | 3447420 | 3447420 | 3447420 | 3447420 | 3447420 | 3447420 | 3447420 | 3447420 | 3447420
Industrial Sector Energy Related Emissions before CCS[biomass if,wood products 16,CO] | Industrial Sector Energy Related Emissions before CCS | biomass if | wood products 16 | CO |  | 54665400 | 54665400 | 54665400 | 54665400 | 54665400 | 54665400 | 54665400 | 54665400 | 54665400 | 54665400 | 54665400 | 54665400 | 54665400 | 54665400 | 54665400 | 54665400 | 54665400 | 54665400 | 54665400 | 54665400 | 54665400 | 54665400 | 54665400 | 54665400 | 54665400 | 54665400 | 54665400 | 54665400 | 54665400 | 54665400 | 54665400
Industrial Sector Energy Related Emissions before CCS[biomass if,wood products 16,NOx] | Industrial Sector Energy Related Emissions before CCS | biomass if | wood products 16 | NOx |  | 359964000 | 359964000 | 359964000 | 359964000 | 359964000 | 359964000 | 359964000 | 359964000 | 359964000 | 359964000 | 359964000 | 359964000 | 359964000 | 359964000 | 359964000 | 359964000 | 359964000 | 359964000 | 359964000 | 359964000 | 359964000 | 359964000 | 359964000 | 359964000 | 359964000 | 359964000 | 359964000 | 359964000 | 359964000 | 359964000 | 359964000
Industrial Sector Energy Related Emissions before CCS[biomass if,wood products 16,PM10] | Industrial Sector Energy Related Emissions before CCS | biomass if | wood products 16 | PM10 |  | 8043980 | 8043980 | 8043980 | 8043980 | 8043980 | 8043980 | 8043980 | 8043980 | 8043980 | 8043980 | 8043980 | 8043980 | 8043980 | 8043980 | 8043980 | 8043980 | 8043980 | 8043980 | 8043980 | 8043980 | 8043980 | 8043980 | 8043980 | 8043980 | 8043980 | 8043980 | 8043980 | 8043980 | 8043980 | 8043980 | 8043980
Industrial Sector Energy Related Emissions before CCS[biomass if,wood products 16,PM25] | Industrial Sector Energy Related Emissions before CCS | biomass if | wood products 16 | PM25 |  | 7105420 | 7105420 | 7105420 | 7105420 | 7105420 | 7105420 | 7105420 | 7105420 | 7105420 | 7105420 | 7105420 | 7105420 | 7105420 | 7105420 | 7105420 | 7105420 | 7105420 | 7105420 | 7105420 | 7105420 | 7105420 | 7105420 | 7105420 | 7105420 | 7105420 | 7105420 | 7105420 | 7105420 | 7105420 | 7105420 | 7105420
Industrial Sector Energy Related Emissions before CCS[biomass if,wood products 16,SOx] | Industrial Sector Energy Related Emissions before CCS | biomass if | wood products 16 | SOx |  | 243852000 | 243852000 | 243852000 | 243852000 | 243852000 | 243852000 | 243852000 | 243852000 | 243852000 | 243852000 | 243852000 | 243852000 | 243852000 | 243852000 | 243852000 | 243852000 | 243852000 | 243852000 | 243852000 | 243852000 | 243852000 | 243852000 | 243852000 | 243852000 | 243852000 | 243852000 | 243852000 | 243852000 | 243852000 | 243852000 | 243852000
Industrial Sector Energy Related Emissions before CCS[biomass if,wood products 16,BC] | Industrial Sector Energy Related Emissions before CCS | biomass if | wood products 16 | BC |  | 980680 | 980680 | 980680 | 980680 | 980680 | 980680 | 980680 | 980680 | 980680 | 980680 | 980680 | 980680 | 980680 | 980680 | 980680 | 980680 | 980680 | 980680 | 980680 | 980680 | 980680 | 980680 | 980680 | 980680 | 980680 | 980680 | 980680 | 980680 | 980680 | 980680 | 980680
Industrial Sector Energy Related Emissions before CCS[biomass if,wood products 16,OC] | Industrial Sector Energy Related Emissions before CCS | biomass if | wood products 16 | OC |  | 2316330 | 2316330 | 2316330 | 2316330 | 2316330 | 2316330 | 2316330 | 2316330 | 2316330 | 2316330 | 2316330 | 2316330 | 2316330 | 2316330 | 2316330 | 2316330 | 2316330 | 2316330 | 2316330 | 2316330 | 2316330 | 2316330 | 2316330 | 2316330 | 2316330 | 2316330 | 2316330 | 2316330 | 2316330 | 2316330 | 2316330
Industrial Sector Energy Related Emissions before CCS[biomass if,wood products 16,CH4] | Industrial Sector Energy Related Emissions before CCS | biomass if | wood products 16 | CH4 |  | 0 | 0 | 0 | 0 | 0 | 0 | 0 | 0 | 0 | 0 | 0 | 0 | 0 | 0 | 0 | 0 | 0 | 0 | 0 | 0 | 0 | 0 | 0 | 0 | 0 | 0 | 0 | 0 | 0 | 0 | 0
Industrial Sector Energy Related Emissions before CCS[biomass if,wood products 16,N2O] | Industrial Sector Energy Related Emissions before CCS | biomass if | wood products 16 | N2O |  | 0 | 0 | 0 | 0 | 0 | 0 | 0 | 0 | 0 | 0 | 0 | 0 | 0 | 0 | 0 | 0 | 0 | 0 | 0 | 0 | 0 | 0 | 0 | 0 | 0 | 0 | 0 | 0 | 0 | 0 | 0
Industrial Sector Energy Related Emissions before CCS[biomass if,wood products 16,F gases] | Industrial Sector Energy Related Emissions before CCS | biomass if | wood products 16 | F gases |  | 0 | 0 | 0 | 0 | 0 | 0 | 0 | 0 | 0 | 0 | 0 | 0 | 0 | 0 | 0 | 0 | 0 | 0 | 0 | 0 | 0 | 0 | 0 | 0 | 0 | 0 | 0 | 0 | 0 | 0 | 0
Industrial Sector Energy Related Emissions before CCS[biomass if,pulp paper and printing 17T18,CO2] | Industrial Sector Energy Related Emissions before CCS | biomass if | pulp paper and printing 17T18 | CO2 |  | 0 | 0 | 0 | 0 | 0 | 0 | 0 | 0 | 0 | 0 | 0 | 0 | 0 | 0 | 0 | 0 | 0 | 0 | 0 | 0 | 0 | 0 | 0 | 0 | 0 | 0 | 0 | 0 | 0 | 0 | 0
Industrial Sector Energy Related Emissions before CCS[biomass if,pulp paper and printing 17T18,VOC] | Industrial Sector Energy Related Emissions before CCS | biomass if | pulp paper and printing 17T18 | VOC |  | 2921190 | 2921190 | 2921190 | 2921190 | 2921190 | 2921190 | 2921190 | 2921190 | 2921190 | 2921190 | 2921190 | 2921190 | 2921190 | 2921190 | 2921190 | 2921190 | 2921190 | 2921190 | 2921190 | 2921190 | 2921190 | 2921190 | 2921190 | 2921190 | 2921190 | 2921190 | 2921190 | 2921190 | 2921190 | 2921190 | 2921190
Industrial Sector Energy Related Emissions before CCS[biomass if,pulp paper and printing 17T18,CO] | Industrial Sector Energy Related Emissions before CCS | biomass if | pulp paper and printing 17T18 | CO |  | 46321000 | 46321000 | 46321000 | 46321000 | 46321000 | 46321000 | 46321000 | 46321000 | 46321000 | 46321000 | 46321000 | 46321000 | 46321000 | 46321000 | 46321000 | 46321000 | 46321000 | 46321000 | 46321000 | 46321000 | 46321000 | 46321000 | 46321000 | 46321000 | 46321000 | 46321000 | 46321000 | 46321000 | 46321000 | 46321000 | 46321000
Industrial Sector Energy Related Emissions before CCS[biomass if,pulp paper and printing 17T18,NOx] | Industrial Sector Energy Related Emissions before CCS | biomass if | pulp paper and printing 17T18 | NOx |  | 305017000 | 305017000 | 305017000 | 305017000 | 305017000 | 305017000 | 305017000 | 305017000 | 305017000 | 305017000 | 305017000 | 305017000 | 305017000 | 305017000 | 305017000 | 305017000 | 305017000 | 305017000 | 305017000 | 305017000 | 305017000 | 305017000 | 305017000 | 305017000 | 305017000 | 305017000 | 305017000 | 305017000 | 305017000 | 305017000 | 305017000
Industrial Sector Energy Related Emissions before CCS[biomass if,pulp paper and printing 17T18,PM10] | Industrial Sector Energy Related Emissions before CCS | biomass if | pulp paper and printing 17T18 | PM10 |  | 6816110 | 6816110 | 6816110 | 6816110 | 6816110 | 6816110 | 6816110 | 6816110 | 6816110 | 6816110 | 6816110 | 6816110 | 6816110 | 6816110 | 6816110 | 6816110 | 6816110 | 6816110 | 6816110 | 6816110 | 6816110 | 6816110 | 6816110 | 6816110 | 6816110 | 6816110 | 6816110 | 6816110 | 6816110 | 6816110 | 6816110
Industrial Sector Energy Related Emissions before CCS[biomass if,pulp paper and printing 17T18,PM25] | Industrial Sector Energy Related Emissions before CCS | biomass if | pulp paper and printing 17T18 | PM25 |  | 6020810 | 6020810 | 6020810 | 6020810 | 6020810 | 6020810 | 6020810 | 6020810 | 6020810 | 6020810 | 6020810 | 6020810 | 6020810 | 6020810 | 6020810 | 6020810 | 6020810 | 6020810 | 6020810 | 6020810 | 6020810 | 6020810 | 6020810 | 6020810 | 6020810 | 6020810 | 6020810 | 6020810 | 6020810 | 6020810 | 6020810
Industrial Sector Energy Related Emissions before CCS[biomass if,pulp paper and printing 17T18,SOx] | Industrial Sector Energy Related Emissions before CCS | biomass if | pulp paper and printing 17T18 | SOx |  | 206629000 | 206629000 | 206629000 | 206629000 | 206629000 | 206629000 | 206629000 | 206629000 | 206629000 | 206629000 | 206629000 | 206629000 | 206629000 | 206629000 | 206629000 | 206629000 | 206629000 | 206629000 | 206629000 | 206629000 | 206629000 | 206629000 | 206629000 | 206629000 | 206629000 | 206629000 | 206629000 | 206629000 | 206629000 | 206629000 | 206629000
Industrial Sector Energy Related Emissions before CCS[biomass if,pulp paper and printing 17T18,BC] | Industrial Sector Energy Related Emissions before CCS | biomass if | pulp paper and printing 17T18 | BC |  | 830984 | 830984 | 830984 | 830984 | 830984 | 830984 | 830984 | 830984 | 830984 | 830984 | 830984 | 830984 | 830984 | 830984 | 830984 | 830984 | 830984 | 830984 | 830984 | 830984 | 830984 | 830984 | 830984 | 830984 | 830984 | 830984 | 830984 | 830984 | 830984 | 830984 | 830984
Industrial Sector Energy Related Emissions before CCS[biomass if,pulp paper and printing 17T18,OC] | Industrial Sector Energy Related Emissions before CCS | biomass if | pulp paper and printing 17T18 | OC |  | 1962750 | 1962750 | 1962750 | 1962750 | 1962750 | 1962750 | 1962750 | 1962750 | 1962750 | 1962750 | 1962750 | 1962750 | 1962750 | 1962750 | 1962750 | 1962750 | 1962750 | 1962750 | 1962750 | 1962750 | 1962750 | 1962750 | 1962750 | 1962750 | 1962750 | 1962750 | 1962750 | 1962750 | 1962750 | 1962750 | 1962750
Industrial Sector Energy Related Emissions before CCS[biomass if,pulp paper and printing 17T18,CH4] | Industrial Sector Energy Related Emissions before CCS | biomass if | pulp paper and printing 17T18 | CH4 |  | 0 | 0 | 0 | 0 | 0 | 0 | 0 | 0 | 0 | 0 | 0 | 0 | 0 | 0 | 0 | 0 | 0 | 0 | 0 | 0 | 0 | 0 | 0 | 0 | 0 | 0 | 0 | 0 | 0 | 0 | 0
Industrial Sector Energy Related Emissions before CCS[biomass if,pulp paper and printing 17T18,N2O] | Industrial Sector Energy Related Emissions before CCS | biomass if | pulp paper and printing 17T18 | N2O |  | 0 | 0 | 0 | 0 | 0 | 0 | 0 | 0 | 0 | 0 | 0 | 0 | 0 | 0 | 0 | 0 | 0 | 0 | 0 | 0 | 0 | 0 | 0 | 0 | 0 | 0 | 0 | 0 | 0 | 0 | 0
Industrial Sector Energy Related Emissions before CCS[biomass if,pulp paper and printing 17T18,F gases] | Industrial Sector Energy Related Emissions before CCS | biomass if | pulp paper and printing 17T18 | F gases |  | 0 | 0 | 0 | 0 | 0 | 0 | 0 | 0 | 0 | 0 | 0 | 0 | 0 | 0 | 0 | 0 | 0 | 0 | 0 | 0 | 0 | 0 | 0 | 0 | 0 | 0 | 0 | 0 | 0 | 0 | 0
Industrial Sector Energy Related Emissions before CCS[biomass if,refined petroleum and coke 19,CO2] | Industrial Sector Energy Related Emissions before CCS | biomass if | refined petroleum and coke 19 | CO2 |  | 0 | 0 | 0 | 0 | 0 | 0 | 0 | 0 | 0 | 0 | 0 | 0 | 0 | 0 | 0 | 0 | 0 | 0 | 0 | 0 | 0 | 0 | 0 | 0 | 0 | 0 | 0 | 0 | 0 | 0 | 0
Industrial Sector Energy Related Emissions before CCS[biomass if,refined petroleum and coke 19,VOC] | Industrial Sector Energy Related Emissions before CCS | biomass if | refined petroleum and coke 19 | VOC |  | 0 | 989.213 | 1304.24 | 1728.39 | 1986.41 | 2194.73 | 2384.3 | 2595 | 2561.28 | 3893.48 | 5104.06 | 6288.27 | 7615.14 | 8814.84 | 10003.3 | 11089.2 | 12275.2 | 12099.5 | 11910 | 11823.7 | 11679.5 | 11668.1 | 11555 | 11436.7 | 11308.1 | 11295.4 | 11151.1 | 11198.2 | 11144.4 | 11092.8 | 11081.7
Industrial Sector Energy Related Emissions before CCS[biomass if,refined petroleum and coke 19,CO] | Industrial Sector Energy Related Emissions before CCS | biomass if | refined petroleum and coke 19 | CO |  | 0 | 15685.9 | 20681.2 | 27406.9 | 31498.2 | 34801.6 | 37807.7 | 41148.6 | 40614 | 61738.4 | 80934.6 | 99712.5 | 120752 | 139776 | 158621 | 175840 | 194646 | 191861 | 188855 | 187487 | 185200 | 185019 | 183227 | 181351 | 179311 | 179111 | 176822 | 177569 | 176716 | 175898 | 175721
Industrial Sector Energy Related Emissions before CCS[biomass if,refined petroleum and coke 19,NOx] | Industrial Sector Energy Related Emissions before CCS | biomass if | refined petroleum and coke 19 | NOx |  | 0 | 103289 | 136183 | 180470 | 207411 | 229163 | 248958 | 270958 | 267437 | 406539 | 532943 | 656592 | 795137 | 920405 | 1044500 | 1157880 | 1281720 | 1263380 | 1243590 | 1234570 | 1219520 | 1218330 | 1206520 | 1194170 | 1180740 | 1179420 | 1164350 | 1169270 | 1163650 | 1158260 | 1157100
Industrial Sector Energy Related Emissions before CCS[biomass if,refined petroleum and coke 19,PM10] | Industrial Sector Energy Related Emissions before CCS | biomass if | refined petroleum and coke 19 | PM10 |  | 0 | 2308.16 | 3043.23 | 4032.91 | 4634.95 | 5121.03 | 5563.38 | 6055 | 5976.32 | 9084.78 | 11909.5 | 14672.6 | 17768.7 | 20568 | 23341 | 25874.8 | 28642 | 28232.3 | 27790 | 27588.5 | 27252.1 | 27225.5 | 26961.8 | 26685.7 | 26385.5 | 26356 | 26019.3 | 26129.2 | 26003.6 | 25883.3 | 25857.3
Industrial Sector Energy Related Emissions before CCS[biomass if,refined petroleum and coke 19,PM25] | Industrial Sector Energy Related Emissions before CCS | biomass if | refined petroleum and coke 19 | PM25 |  | 0 | 2038.85 | 2688.15 | 3562.35 | 4094.15 | 4523.52 | 4914.25 | 5348.51 | 5279.01 | 8024.77 | 10519.9 | 12960.7 | 15695.4 | 18168.1 | 20617.6 | 22855.8 | 25300.1 | 24938.2 | 24547.5 | 24369.5 | 24072.4 | 24048.8 | 23815.9 | 23572 | 23306.9 | 23280.8 | 22983.4 | 23080.5 | 22969.6 | 22863.2 | 22840.3
Industrial Sector Energy Related Emissions before CCS[biomass if,refined petroleum and coke 19,SOx] | Industrial Sector Energy Related Emissions before CCS | biomass if | refined petroleum and coke 19 | SOx |  | 0 | 69971.7 | 92255.3 | 122257 | 140508 | 155244 | 168653 | 183557 | 181172 | 275404 | 361035 | 444799 | 538655 | 623515 | 707581 | 784393 | 868280 | 855858 | 842450 | 836343 | 826145 | 825338 | 817343 | 808973 | 799874 | 798980 | 788771 | 792104 | 788298 | 784648 | 783860
Industrial Sector Energy Related Emissions before CCS[biomass if,refined petroleum and coke 19,BC] | Industrial Sector Energy Related Emissions before CCS | biomass if | refined petroleum and coke 19 | BC |  | 0 | 281.399 | 371.015 | 491.671 | 565.069 | 624.33 | 678.258 | 738.193 | 728.602 | 1107.57 | 1451.94 | 1788.81 | 2166.26 | 2507.54 | 2845.62 | 3154.52 | 3491.89 | 3441.93 | 3388.01 | 3363.45 | 3322.43 | 3319.19 | 3287.04 | 3253.38 | 3216.78 | 3213.19 | 3172.13 | 3185.54 | 3170.23 | 3155.55 | 3152.38
Industrial Sector Energy Related Emissions before CCS[biomass if,refined petroleum and coke 19,OC] | Industrial Sector Energy Related Emissions before CCS | biomass if | refined petroleum and coke 19 | OC |  | 0 | 664.655 | 876.324 | 1161.31 | 1334.67 | 1474.64 | 1602.02 | 1743.59 | 1720.93 | 2616.04 | 3429.43 | 4225.11 | 5116.63 | 5922.71 | 6721.24 | 7450.87 | 8247.71 | 8129.71 | 8002.35 | 7944.34 | 7847.47 | 7839.8 | 7763.86 | 7684.36 | 7597.93 | 7589.43 | 7492.46 | 7524.12 | 7487.96 | 7453.3 | 7445.81
Industrial Sector Energy Related Emissions before CCS[biomass if,refined petroleum and coke 19,CH4] | Industrial Sector Energy Related Emissions before CCS | biomass if | refined petroleum and coke 19 | CH4 |  | 0 | 0 | 0 | 0 | 0 | 0 | 0 | 0 | 0 | 0 | 0 | 0 | 0 | 0 | 0 | 0 | 0 | 0 | 0 | 0 | 0 | 0 | 0 | 0 | 0 | 0 | 0 | 0 | 0 | 0 | 0
Industrial Sector Energy Related Emissions before CCS[biomass if,refined petroleum and coke 19,N2O] | Industrial Sector Energy Related Emissions before CCS | biomass if | refined petroleum and coke 19 | N2O |  | 0 | 0 | 0 | 0 | 0 | 0 | 0 | 0 | 0 | 0 | 0 | 0 | 0 | 0 | 0 | 0 | 0 | 0 | 0 | 0 | 0 | 0 | 0 | 0 | 0 | 0 | 0 | 0 | 0 | 0 | 0
Industrial Sector Energy Related Emissions before CCS[biomass if,refined petroleum and coke 19,F gases] | Industrial Sector Energy Related Emissions before CCS | biomass if | refined petroleum and coke 19 | F gases |  | 0 | 0 | 0 | 0 | 0 | 0 | 0 | 0 | 0 | 0 | 0 | 0 | 0 | 0 | 0 | 0 | 0 | 0 | 0 | 0 | 0 | 0 | 0 | 0 | 0 | 0 | 0 | 0 | 0 | 0 | 0
Industrial Sector Energy Related Emissions before CCS[biomass if,chemicals 20,CO2] | Industrial Sector Energy Related Emissions before CCS | biomass if | chemicals 20 | CO2 |  | 0 | 0 | 0 | 0 | 0 | 0 | 0 | 0 | 0 | 0 | 0 | 0 | 0 | 0 | 0 | 0 | 0 | 0 | 0 | 0 | 0 | 0 | 0 | 0 | 0 | 0 | 0 | 0 | 0 | 0 | 0
Industrial Sector Energy Related Emissions before CCS[biomass if,chemicals 20,VOC] | Industrial Sector Energy Related Emissions before CCS | biomass if | chemicals 20 | VOC |  | 0 | 29.0608 | 51.028 | 66.5965 | 74.4796 | 76.7151 | 75.3057 | 78.2773 | 123.461 | 119.133 | 114.361 | 107.514 | 110.776 | 113.4 | 115.749 | 117.148 | 118.567 | 114.359 | 111.557 | 108.705 | 106.347 | 104.098 | 100.55 | 96.9197 | 92.9887 | 90.3858 | 86.2172 | 84.8093 | 83.5587 | 82.1929 | 80.4768
Industrial Sector Energy Related Emissions before CCS[biomass if,chemicals 20,CO] | Industrial Sector Energy Related Emissions before CCS | biomass if | chemicals 20 | CO |  | 0 | 460.814 | 809.146 | 1056.01 | 1181.02 | 1216.46 | 1194.11 | 1241.23 | 1957.7 | 1889.08 | 1813.41 | 1704.84 | 1756.56 | 1798.18 | 1835.42 | 1857.6 | 1880.1 | 1813.38 | 1768.94 | 1723.72 | 1686.33 | 1650.68 | 1594.41 | 1536.85 | 1474.51 | 1433.24 | 1367.14 | 1344.81 | 1324.98 | 1303.32 | 1276.11
Industrial Sector Energy Related Emissions before CCS[biomass if,chemicals 20,NOx] | Industrial Sector Energy Related Emissions before CCS | biomass if | chemicals 20 | NOx |  | 0 | 3034.4 | 5328.11 | 6953.7 | 7776.82 | 8010.24 | 7863.07 | 8173.35 | 12891.2 | 12439.3 | 11941.1 | 11226.2 | 11566.7 | 11840.7 | 12086 | 12232 | 12380.2 | 11940.9 | 11648.2 | 11350.4 | 11104.2 | 10869.5 | 10498.9 | 10119.9 | 9709.45 | 9437.66 | 9002.4 | 8855.4 | 8724.81 | 8582.2 | 8403.02
Industrial Sector Energy Related Emissions before CCS[biomass if,chemicals 20,PM10] | Industrial Sector Energy Related Emissions before CCS | biomass if | chemicals 20 | PM10 |  | 0 | 67.8086 | 119.065 | 155.392 | 173.786 | 179.002 | 175.713 | 182.647 | 288.075 | 277.977 | 266.843 | 250.867 | 258.477 | 264.601 | 270.081 | 273.345 | 276.655 | 266.838 | 260.299 | 253.644 | 248.142 | 242.896 | 234.616 | 226.146 | 216.974 | 210.9 | 201.173 | 197.888 | 194.97 | 191.783 | 187.779
Industrial Sector Energy Related Emissions before CCS[biomass if,chemicals 20,PM25] | Industrial Sector Energy Related Emissions before CCS | biomass if | chemicals 20 | PM25 |  | 0 | 59.8967 | 105.173 | 137.261 | 153.509 | 158.116 | 155.211 | 161.336 | 254.462 | 245.543 | 235.708 | 221.596 | 228.318 | 233.727 | 238.569 | 241.451 | 244.375 | 235.704 | 229.927 | 224.049 | 219.189 | 214.555 | 207.241 | 199.759 | 191.657 | 186.293 | 177.701 | 174.799 | 172.221 | 169.406 | 165.869
Industrial Sector Energy Related Emissions before CCS[biomass if,chemicals 20,SOx] | Industrial Sector Energy Related Emissions before CCS | biomass if | chemicals 20 | SOx |  | 0 | 2055.61 | 3609.45 | 4710.68 | 5268.3 | 5426.42 | 5326.73 | 5536.92 | 8732.95 | 8426.85 | 8089.31 | 7605 | 7835.7 | 8021.34 | 8187.49 | 8286.42 | 8386.77 | 8089.17 | 7890.93 | 7689.19 | 7522.4 | 7363.37 | 7112.36 | 6855.59 | 6577.53 | 6393.41 | 6098.55 | 5998.96 | 5910.5 | 5813.89 | 5692.51
Industrial Sector Energy Related Emissions before CCS[biomass if,chemicals 20,BC] | Industrial Sector Energy Related Emissions before CCS | biomass if | chemicals 20 | BC |  | 0 | 8.2669 | 14.5158 | 18.9445 | 21.1871 | 21.823 | 21.422 | 22.2674 | 35.1206 | 33.8895 | 32.5321 | 30.5844 | 31.5122 | 32.2587 | 32.9269 | 33.3248 | 33.7283 | 32.5315 | 31.7343 | 30.9229 | 30.2522 | 29.6126 | 28.6032 | 27.5705 | 26.4523 | 25.7118 | 24.526 | 24.1255 | 23.7697 | 23.3812 | 22.8931
Industrial Sector Energy Related Emissions before CCS[biomass if,chemicals 20,OC] | Industrial Sector Energy Related Emissions before CCS | biomass if | chemicals 20 | OC |  | 0 | 19.526 | 34.2858 | 44.7463 | 50.043 | 51.5451 | 50.5981 | 52.5947 | 82.9535 | 80.0458 | 76.8396 | 72.2392 | 74.4306 | 76.1939 | 77.7721 | 78.7119 | 79.6651 | 76.8382 | 74.9552 | 73.0388 | 71.4545 | 69.9439 | 67.5596 | 65.1206 | 62.4793 | 60.7304 | 57.9295 | 56.9836 | 56.1433 | 55.2256 | 54.0726
Industrial Sector Energy Related Emissions before CCS[biomass if,chemicals 20,CH4] | Industrial Sector Energy Related Emissions before CCS | biomass if | chemicals 20 | CH4 |  | 0 | 0 | 0 | 0 | 0 | 0 | 0 | 0 | 0 | 0 | 0 | 0 | 0 | 0 | 0 | 0 | 0 | 0 | 0 | 0 | 0 | 0 | 0 | 0 | 0 | 0 | 0 | 0 | 0 | 0 | 0
Industrial Sector Energy Related Emissions before CCS[biomass if,chemicals 20,N2O] | Industrial Sector Energy Related Emissions before CCS | biomass if | chemicals 20 | N2O |  | 0 | 0 | 0 | 0 | 0 | 0 | 0 | 0 | 0 | 0 | 0 | 0 | 0 | 0 | 0 | 0 | 0 | 0 | 0 | 0 | 0 | 0 | 0 | 0 | 0 | 0 | 0 | 0 | 0 | 0 | 0
Industrial Sector Energy Related Emissions before CCS[biomass if,chemicals 20,F gases] | Industrial Sector Energy Related Emissions before CCS | biomass if | chemicals 20 | F gases |  | 0 | 0 | 0 | 0 | 0 | 0 | 0 | 0 | 0 | 0 | 0 | 0 | 0 | 0 | 0 | 0 | 0 | 0 | 0 | 0 | 0 | 0 | 0 | 0 | 0 | 0 | 0 | 0 | 0 | 0 | 0
Industrial Sector Energy Related Emissions before CCS[biomass if,rubber and plastic products 22,CO2] | Industrial Sector Energy Related Emissions before CCS | biomass if | rubber and plastic products 22 | CO2 |  | 0 | 0 | 0 | 0 | 0 | 0 | 0 | 0 | 0 | 0 | 0 | 0 | 0 | 0 | 0 | 0 | 0 | 0 | 0 | 0 | 0 | 0 | 0 | 0 | 0 | 0 | 0 | 0 | 0 | 0 | 0
Industrial Sector Energy Related Emissions before CCS[biomass if,rubber and plastic products 22,VOC] | Industrial Sector Energy Related Emissions before CCS | biomass if | rubber and plastic products 22 | VOC |  | 0 | 0 | 0 | 0 | 0 | 0 | 0 | 0 | 0 | 0 | 0 | 0 | 0 | 0 | 0 | 0 | 0 | 0 | 0 | 0 | 0 | 0 | 0 | 0 | 0 | 0 | 0 | 0 | 0 | 0 | 0
Industrial Sector Energy Related Emissions before CCS[biomass if,rubber and plastic products 22,CO] | Industrial Sector Energy Related Emissions before CCS | biomass if | rubber and plastic products 22 | CO |  | 0 | 0 | 0 | 0 | 0 | 0 | 0 | 0 | 0 | 0 | 0 | 0 | 0 | 0 | 0 | 0 | 0 | 0 | 0 | 0 | 0 | 0 | 0 | 0 | 0 | 0 | 0 | 0 | 0 | 0 | 0
Industrial Sector Energy Related Emissions before CCS[biomass if,rubber and plastic products 22,NOx] | Industrial Sector Energy Related Emissions before CCS | biomass if | rubber and plastic products 22 | NOx |  | 0 | 0 | 0 | 0 | 0 | 0 | 0 | 0 | 0 | 0 | 0 | 0 | 0 | 0 | 0 | 0 | 0 | 0 | 0 | 0 | 0 | 0 | 0 | 0 | 0 | 0 | 0 | 0 | 0 | 0 | 0
Industrial Sector Energy Related Emissions before CCS[biomass if,rubber and plastic products 22,PM10] | Industrial Sector Energy Related Emissions before CCS | biomass if | rubber and plastic products 22 | PM10 |  | 0 | 0 | 0 | 0 | 0 | 0 | 0 | 0 | 0 | 0 | 0 | 0 | 0 | 0 | 0 | 0 | 0 | 0 | 0 | 0 | 0 | 0 | 0 | 0 | 0 | 0 | 0 | 0 | 0 | 0 | 0
Industrial Sector Energy Related Emissions before CCS[biomass if,rubber and plastic products 22,PM25] | Industrial Sector Energy Related Emissions before CCS | biomass if | rubber and plastic products 22 | PM25 |  | 0 | 0 | 0 | 0 | 0 | 0 | 0 | 0 | 0 | 0 | 0 | 0 | 0 | 0 | 0 | 0 | 0 | 0 | 0 | 0 | 0 | 0 | 0 | 0 | 0 | 0 | 0 | 0 | 0 | 0 | 0
Industrial Sector Energy Related Emissions before CCS[biomass if,rubber and plastic products 22,SOx] | Industrial Sector Energy Related Emissions before CCS | biomass if | rubber and plastic products 22 | SOx |  | 0 | 0 | 0 | 0 | 0 | 0 | 0 | 0 | 0 | 0 | 0 | 0 | 0 | 0 | 0 | 0 | 0 | 0 | 0 | 0 | 0 | 0 | 0 | 0 | 0 | 0 | 0 | 0 | 0 | 0 | 0
Industrial Sector Energy Related Emissions before CCS[biomass if,rubber and plastic products 22,BC] | Industrial Sector Energy Related Emissions before CCS | biomass if | rubber and plastic products 22 | BC |  | 0 | 0 | 0 | 0 | 0 | 0 | 0 | 0 | 0 | 0 | 0 | 0 | 0 | 0 | 0 | 0 | 0 | 0 | 0 | 0 | 0 | 0 | 0 | 0 | 0 | 0 | 0 | 0 | 0 | 0 | 0
Industrial Sector Energy Related Emissions before CCS[biomass if,rubber and plastic products 22,OC] | Industrial Sector Energy Related Emissions before CCS | biomass if | rubber and plastic products 22 | OC |  | 0 | 0 | 0 | 0 | 0 | 0 | 0 | 0 | 0 | 0 | 0 | 0 | 0 | 0 | 0 | 0 | 0 | 0 | 0 | 0 | 0 | 0 | 0 | 0 | 0 | 0 | 0 | 0 | 0 | 0 | 0
Industrial Sector Energy Related Emissions before CCS[biomass if,rubber and plastic products 22,CH4] | Industrial Sector Energy Related Emissions before CCS | biomass if | rubber and plastic products 22 | CH4 |  | 0 | 0 | 0 | 0 | 0 | 0 | 0 | 0 | 0 | 0 | 0 | 0 | 0 | 0 | 0 | 0 | 0 | 0 | 0 | 0 | 0 | 0 | 0 | 0 | 0 | 0 | 0 | 0 | 0 | 0 | 0
Industrial Sector Energy Related Emissions before CCS[biomass if,rubber and plastic products 22,N2O] | Industrial Sector Energy Related Emissions before CCS | biomass if | rubber and plastic products 22 | N2O |  | 0 | 0 | 0 | 0 | 0 | 0 | 0 | 0 | 0 | 0 | 0 | 0 | 0 | 0 | 0 | 0 | 0 | 0 | 0 | 0 | 0 | 0 | 0 | 0 | 0 | 0 | 0 | 0 | 0 | 0 | 0
Industrial Sector Energy Related Emissions before CCS[biomass if,rubber and plastic products 22,F gases] | Industrial Sector Energy Related Emissions before CCS | biomass if | rubber and plastic products 22 | F gases |  | 0 | 0 | 0 | 0 | 0 | 0 | 0 | 0 | 0 | 0 | 0 | 0 | 0 | 0 | 0 | 0 | 0 | 0 | 0 | 0 | 0 | 0 | 0 | 0 | 0 | 0 | 0 | 0 | 0 | 0 | 0
Industrial Sector Energy Related Emissions before CCS[biomass if,glass and glass products 231,CO2] | Industrial Sector Energy Related Emissions before CCS | biomass if | glass and glass products 231 | CO2 |  | 0 | 0 | 0 | 0 | 0 | 0 | 0 | 0 | 0 | 0 | 0 | 0 | 0 | 0 | 0 | 0 | 0 | 0 | 0 | 0 | 0 | 0 | 0 | 0 | 0 | 0 | 0 | 0 | 0 | 0 | 0
Industrial Sector Energy Related Emissions before CCS[biomass if,glass and glass products 231,VOC] | Industrial Sector Energy Related Emissions before CCS | biomass if | glass and glass products 231 | VOC |  | 0 | 0 | 0 | 0 | 0 | 0 | 0 | 0 | 0 | 0 | 0 | 0 | 0 | 0 | 0 | 0 | 0 | 0 | 0 | 0 | 0 | 0 | 0 | 0 | 0 | 0 | 0 | 0 | 0 | 0 | 0
Industrial Sector Energy Related Emissions before CCS[biomass if,glass and glass products 231,CO] | Industrial Sector Energy Related Emissions before CCS | biomass if | glass and glass products 231 | CO |  | 0 | 0 | 0 | 0 | 0 | 0 | 0 | 0 | 0 | 0 | 0 | 0 | 0 | 0 | 0 | 0 | 0 | 0 | 0 | 0 | 0 | 0 | 0 | 0 | 0 | 0 | 0 | 0 | 0 | 0 | 0
Industrial Sector Energy Related Emissions before CCS[biomass if,glass and glass products 231,NOx] | Industrial Sector Energy Related Emissions before CCS | biomass if | glass and glass products 231 | NOx |  | 0 | 0 | 0 | 0 | 0 | 0 | 0 | 0 | 0 | 0 | 0 | 0 | 0 | 0 | 0 | 0 | 0 | 0 | 0 | 0 | 0 | 0 | 0 | 0 | 0 | 0 | 0 | 0 | 0 | 0 | 0
Industrial Sector Energy Related Emissions before CCS[biomass if,glass and glass products 231,PM10] | Industrial Sector Energy Related Emissions before CCS | biomass if | glass and glass products 231 | PM10 |  | 0 | 0 | 0 | 0 | 0 | 0 | 0 | 0 | 0 | 0 | 0 | 0 | 0 | 0 | 0 | 0 | 0 | 0 | 0 | 0 | 0 | 0 | 0 | 0 | 0 | 0 | 0 | 0 | 0 | 0 | 0
Industrial Sector Energy Related Emissions before CCS[biomass if,glass and glass products 231,PM25] | Industrial Sector Energy Related Emissions before CCS | biomass if | glass and glass products 231 | PM25 |  | 0 | 0 | 0 | 0 | 0 | 0 | 0 | 0 | 0 | 0 | 0 | 0 | 0 | 0 | 0 | 0 | 0 | 0 | 0 | 0 | 0 | 0 | 0 | 0 | 0 | 0 | 0 | 0 | 0 | 0 | 0
Industrial Sector Energy Related Emissions before CCS[biomass if,glass and glass products 231,SOx] | Industrial Sector Energy Related Emissions before CCS | biomass if | glass and glass products 231 | SOx |  | 0 | 0 | 0 | 0 | 0 | 0 | 0 | 0 | 0 | 0 | 0 | 0 | 0 | 0 | 0 | 0 | 0 | 0 | 0 | 0 | 0 | 0 | 0 | 0 | 0 | 0 | 0 | 0 | 0 | 0 | 0
Industrial Sector Energy Related Emissions before CCS[biomass if,glass and glass products 231,BC] | Industrial Sector Energy Related Emissions before CCS | biomass if | glass and glass products 231 | BC |  | 0 | 0 | 0 | 0 | 0 | 0 | 0 | 0 | 0 | 0 | 0 | 0 | 0 | 0 | 0 | 0 | 0 | 0 | 0 | 0 | 0 | 0 | 0 | 0 | 0 | 0 | 0 | 0 | 0 | 0 | 0
Industrial Sector Energy Related Emissions before CCS[biomass if,glass and glass products 231,OC] | Industrial Sector Energy Related Emissions before CCS | biomass if | glass and glass products 231 | OC |  | 0 | 0 | 0 | 0 | 0 | 0 | 0 | 0 | 0 | 0 | 0 | 0 | 0 | 0 | 0 | 0 | 0 | 0 | 0 | 0 | 0 | 0 | 0 | 0 | 0 | 0 | 0 | 0 | 0 | 0 | 0
Industrial Sector Energy Related Emissions before CCS[biomass if,glass and glass products 231,CH4] | Industrial Sector Energy Related Emissions before CCS | biomass if | glass and glass products 231 | CH4 |  | 0 | 0 | 0 | 0 | 0 | 0 | 0 | 0 | 0 | 0 | 0 | 0 | 0 | 0 | 0 | 0 | 0 | 0 | 0 | 0 | 0 | 0 | 0 | 0 | 0 | 0 | 0 | 0 | 0 | 0 | 0
Industrial Sector Energy Related Emissions before CCS[biomass if,glass and glass products 231,N2O] | Industrial Sector Energy Related Emissions before CCS | biomass if | glass and glass products 231 | N2O |  | 0 | 0 | 0 | 0 | 0 | 0 | 0 | 0 | 0 | 0 | 0 | 0 | 0 | 0 | 0 | 0 | 0 | 0 | 0 | 0 | 0 | 0 | 0 | 0 | 0 | 0 | 0 | 0 | 0 | 0 | 0
Industrial Sector Energy Related Emissions before CCS[biomass if,glass and glass products 231,F gases] | Industrial Sector Energy Related Emissions before CCS | biomass if | glass and glass products 231 | F gases |  | 0 | 0 | 0 | 0 | 0 | 0 | 0 | 0 | 0 | 0 | 0 | 0 | 0 | 0 | 0 | 0 | 0 | 0 | 0 | 0 | 0 | 0 | 0 | 0 | 0 | 0 | 0 | 0 | 0 | 0 | 0
Industrial Sector Energy Related Emissions before CCS[biomass if,cement and other nonmetallic minerals 239,CO2] | Industrial Sector Energy Related Emissions before CCS | biomass if | cement and other nonmetallic minerals 239 | CO2 |  | 0 | 0 | 0 | 0 | 0 | 0 | 0 | 0 | 0 | 0 | 0 | 0 | 0 | 0 | 0 | 0 | 0 | 0 | 0 | 0 | 0 | 0 | 0 | 0 | 0 | 0 | 0 | 0 | 0 | 0 | 0
Industrial Sector Energy Related Emissions before CCS[biomass if,cement and other nonmetallic minerals 239,VOC] | Industrial Sector Energy Related Emissions before CCS | biomass if | cement and other nonmetallic minerals 239 | VOC |  | 862268 | 839273 | 816434 | 793593 | 770726 | 747839 | 724937 | 702051 | 679358 | 657469 | 635506 | 613459 | 591468 | 569425 | 547351 | 525262 | 526125 | 525991 | 525860 | 525729 | 525620 | 525514 | 525387 | 525242 | 525089 | 525041 | 524899 | 524817 | 524735 | 524654 | 524575
Industrial Sector Energy Related Emissions before CCS[biomass if,cement and other nonmetallic minerals 239,CO] | Industrial Sector Energy Related Emissions before CCS | biomass if | cement and other nonmetallic minerals 239 | CO |  | 13672900 | 13308300 | 12946100 | 12583900 | 12221300 | 11858400 | 11495200 | 11132300 | 10772500 | 10425400 | 10077200 | 9727560 | 9378840 | 9029310 | 8679290 | 8329030 | 8342710 | 8340580 | 8338510 | 8336440 | 8334700 | 8333020 | 8331000 | 8328710 | 8326280 | 8325520 | 8323270 | 8321970 | 8320670 | 8319390 | 8318130
Industrial Sector Energy Related Emissions before CCS[biomass if,cement and other nonmetallic minerals 239,NOx] | Industrial Sector Energy Related Emissions before CCS | biomass if | cement and other nonmetallic minerals 239 | NOx |  | 90034000 | 87633000 | 85248200 | 82863300 | 80475600 | 78085900 | 75694500 | 73304900 | 70935400 | 68649800 | 66356600 | 64054600 | 61758300 | 59456700 | 57151900 | 54845500 | 54935500 | 54921500 | 54907900 | 54894200 | 54882800 | 54871700 | 54858400 | 54843400 | 54827300 | 54822300 | 54807500 | 54799000 | 54790400 | 54782000 | 54773700
Industrial Sector Energy Related Emissions before CCS[biomass if,cement and other nonmetallic minerals 239,PM10] | Industrial Sector Energy Related Emissions before CCS | biomass if | cement and other nonmetallic minerals 239 | PM10 |  | 2011960 | 1958300 | 1905010 | 1851720 | 1798360 | 1744960 | 1691520 | 1638120 | 1585170 | 1534090 | 1482850 | 1431400 | 1380090 | 1328660 | 1277150 | 1225610 | 1227630 | 1227310 | 1227010 | 1226700 | 1226450 | 1226200 | 1225900 | 1225570 | 1225210 | 1225100 | 1224760 | 1224570 | 1224380 | 1224190 | 1224010
Industrial Sector Energy Related Emissions before CCS[biomass if,cement and other nonmetallic minerals 239,PM25] | Industrial Sector Energy Related Emissions before CCS | biomass if | cement and other nonmetallic minerals 239 | PM25 |  | 1777200 | 1729810 | 1682740 | 1635660 | 1588530 | 1541360 | 1494150 | 1446980 | 1400210 | 1355100 | 1309830 | 1264390 | 1219060 | 1173630 | 1128140 | 1082610 | 1084390 | 1084110 | 1083840 | 1083570 | 1083350 | 1083130 | 1082870 | 1082570 | 1082250 | 1082150 | 1081860 | 1081690 | 1081520 | 1081360 | 1081190
Industrial Sector Energy Related Emissions before CCS[biomass if,cement and other nonmetallic minerals 239,SOx] | Industrial Sector Energy Related Emissions before CCS | biomass if | cement and other nonmetallic minerals 239 | SOx |  | 60992300 | 59365800 | 57750200 | 56134600 | 54517100 | 52898200 | 51278200 | 49659400 | 48054200 | 46505900 | 44952400 | 43392900 | 41837300 | 40278100 | 38716700 | 37154300 | 37215300 | 37205800 | 37196600 | 37187300 | 37179600 | 37172100 | 37163100 | 37152900 | 37142000 | 37138600 | 37128600 | 37122800 | 37117000 | 37111300 | 37105700
Industrial Sector Energy Related Emissions before CCS[biomass if,cement and other nonmetallic minerals 239,BC] | Industrial Sector Energy Related Emissions before CCS | biomass if | cement and other nonmetallic minerals 239 | BC |  | 245287 | 238746 | 232249 | 225752 | 219247 | 212736 | 206221 | 199711 | 193255 | 187029 | 180781 | 174509 | 168253 | 161983 | 155704 | 149420 | 149666 | 149627 | 149590 | 149553 | 149522 | 149492 | 149456 | 149414 | 149371 | 149357 | 149317 | 149294 | 149270 | 149247 | 149225
Industrial Sector Energy Related Emissions before CCS[biomass if,cement and other nonmetallic minerals 239,OC] | Industrial Sector Energy Related Emissions before CCS | biomass if | cement and other nonmetallic minerals 239 | OC |  | 579360 | 563910 | 548564 | 533217 | 517852 | 502475 | 487087 | 471710 | 456462 | 441755 | 426998 | 412185 | 397409 | 382598 | 367766 | 352925 | 353505 | 353414 | 353327 | 353239 | 353165 | 353094 | 353009 | 352912 | 352808 | 352776 | 352681 | 352626 | 352571 | 352517 | 352463
Industrial Sector Energy Related Emissions before CCS[biomass if,cement and other nonmetallic minerals 239,CH4] | Industrial Sector Energy Related Emissions before CCS | biomass if | cement and other nonmetallic minerals 239 | CH4 |  | 0 | 0 | 0 | 0 | 0 | 0 | 0 | 0 | 0 | 0 | 0 | 0 | 0 | 0 | 0 | 0 | 0 | 0 | 0 | 0 | 0 | 0 | 0 | 0 | 0 | 0 | 0 | 0 | 0 | 0 | 0
Industrial Sector Energy Related Emissions before CCS[biomass if,cement and other nonmetallic minerals 239,N2O] | Industrial Sector Energy Related Emissions before CCS | biomass if | cement and other nonmetallic minerals 239 | N2O |  | 0 | 0 | 0 | 0 | 0 | 0 | 0 | 0 | 0 | 0 | 0 | 0 | 0 | 0 | 0 | 0 | 0 | 0 | 0 | 0 | 0 | 0 | 0 | 0 | 0 | 0 | 0 | 0 | 0 | 0 | 0
Industrial Sector Energy Related Emissions before CCS[biomass if,cement and other nonmetallic minerals 239,F gases] | Industrial Sector Energy Related Emissions before CCS | biomass if | cement and other nonmetallic minerals 239 | F gases |  | 0 | 0 | 0 | 0 | 0 | 0 | 0 | 0 | 0 | 0 | 0 | 0 | 0 | 0 | 0 | 0 | 0 | 0 | 0 | 0 | 0 | 0 | 0 | 0 | 0 | 0 | 0 | 0 | 0 | 0 | 0
Industrial Sector Energy Related Emissions before CCS[biomass if,iron and steel 241,CO2] | Industrial Sector Energy Related Emissions before CCS | biomass if | iron and steel 241 | CO2 |  | 0 | 0 | 0 | 0 | 0 | 0 | 0 | 0 | 0 | 0 | 0 | 0 | 0 | 0 | 0 | 0 | 0 | 0 | 0 | 0 | 0 | 0 | 0 | 0 | 0 | 0 | 0 | 0 | 0 | 0 | 0
Industrial Sector Energy Related Emissions before CCS[biomass if,iron and steel 241,VOC] | Industrial Sector Energy Related Emissions before CCS | biomass if | iron and steel 241 | VOC |  | 0 | 0 | 0 | 0 | 0 | 0 | 0 | 0 | 0 | 0 | 0 | 0 | 0 | 0 | 0 | 0 | 0 | 0 | 0 | 0 | 0 | 0 | 0 | 0 | 0 | 0 | 0 | 0 | 0 | 0 | 0
Industrial Sector Energy Related Emissions before CCS[biomass if,iron and steel 241,CO] | Industrial Sector Energy Related Emissions before CCS | biomass if | iron and steel 241 | CO |  | 0 | 0 | 0 | 0 | 0 | 0 | 0 | 0 | 0 | 0 | 0 | 0 | 0 | 0 | 0 | 0 | 0 | 0 | 0 | 0 | 0 | 0 | 0 | 0 | 0 | 0 | 0 | 0 | 0 | 0 | 0
Industrial Sector Energy Related Emissions before CCS[biomass if,iron and steel 241,NOx] | Industrial Sector Energy Related Emissions before CCS | biomass if | iron and steel 241 | NOx |  | 0 | 0 | 0 | 0 | 0 | 0 | 0 | 0 | 0 | 0 | 0 | 0 | 0 | 0 | 0 | 0 | 0 | 0 | 0 | 0 | 0 | 0 | 0 | 0 | 0 | 0 | 0 | 0 | 0 | 0 | 0
Industrial Sector Energy Related Emissions before CCS[biomass if,iron and steel 241,PM10] | Industrial Sector Energy Related Emissions before CCS | biomass if | iron and steel 241 | PM10 |  | 0 | 0 | 0 | 0 | 0 | 0 | 0 | 0 | 0 | 0 | 0 | 0 | 0 | 0 | 0 | 0 | 0 | 0 | 0 | 0 | 0 | 0 | 0 | 0 | 0 | 0 | 0 | 0 | 0 | 0 | 0
Industrial Sector Energy Related Emissions before CCS[biomass if,iron and steel 241,PM25] | Industrial Sector Energy Related Emissions before CCS | biomass if | iron and steel 241 | PM25 |  | 0 | 0 | 0 | 0 | 0 | 0 | 0 | 0 | 0 | 0 | 0 | 0 | 0 | 0 | 0 | 0 | 0 | 0 | 0 | 0 | 0 | 0 | 0 | 0 | 0 | 0 | 0 | 0 | 0 | 0 | 0
Industrial Sector Energy Related Emissions before CCS[biomass if,iron and steel 241,SOx] | Industrial Sector Energy Related Emissions before CCS | biomass if | iron and steel 241 | SOx |  | 0 | 0 | 0 | 0 | 0 | 0 | 0 | 0 | 0 | 0 | 0 | 0 | 0 | 0 | 0 | 0 | 0 | 0 | 0 | 0 | 0 | 0 | 0 | 0 | 0 | 0 | 0 | 0 | 0 | 0 | 0
Industrial Sector Energy Related Emissions before CCS[biomass if,iron and steel 241,BC] | Industrial Sector Energy Related Emissions before CCS | biomass if | iron and steel 241 | BC |  | 0 | 0 | 0 | 0 | 0 | 0 | 0 | 0 | 0 | 0 | 0 | 0 | 0 | 0 | 0 | 0 | 0 | 0 | 0 | 0 | 0 | 0 | 0 | 0 | 0 | 0 | 0 | 0 | 0 | 0 | 0
Industrial Sector Energy Related Emissions before CCS[biomass if,iron and steel 241,OC] | Industrial Sector Energy Related Emissions before CCS | biomass if | iron and steel 241 | OC |  | 0 | 0 | 0 | 0 | 0 | 0 | 0 | 0 | 0 | 0 | 0 | 0 | 0 | 0 | 0 | 0 | 0 | 0 | 0 | 0 | 0 | 0 | 0 | 0 | 0 | 0 | 0 | 0 | 0 | 0 | 0
Industrial Sector Energy Related Emissions before CCS[biomass if,iron and steel 241,CH4] | Industrial Sector Energy Related Emissions before CCS | biomass if | iron and steel 241 | CH4 |  | 0 | 0 | 0 | 0 | 0 | 0 | 0 | 0 | 0 | 0 | 0 | 0 | 0 | 0 | 0 | 0 | 0 | 0 | 0 | 0 | 0 | 0 | 0 | 0 | 0 | 0 | 0 | 0 | 0 | 0 | 0
Industrial Sector Energy Related Emissions before CCS[biomass if,iron and steel 241,N2O] | Industrial Sector Energy Related Emissions before CCS | biomass if | iron and steel 241 | N2O |  | 0 | 0 | 0 | 0 | 0 | 0 | 0 | 0 | 0 | 0 | 0 | 0 | 0 | 0 | 0 | 0 | 0 | 0 | 0 | 0 | 0 | 0 | 0 | 0 | 0 | 0 | 0 | 0 | 0 | 0 | 0
Industrial Sector Energy Related Emissions before CCS[biomass if,iron and steel 241,F gases] | Industrial Sector Energy Related Emissions before CCS | biomass if | iron and steel 241 | F gases |  | 0 | 0 | 0 | 0 | 0 | 0 | 0 | 0 | 0 | 0 | 0 | 0 | 0 | 0 | 0 | 0 | 0 | 0 | 0 | 0 | 0 | 0 | 0 | 0 | 0 | 0 | 0 | 0 | 0 | 0 | 0
Industrial Sector Energy Related Emissions before CCS[biomass if,other metals 242,CO2] | Industrial Sector Energy Related Emissions before CCS | biomass if | other metals 242 | CO2 |  | 0 | 0 | 0 | 0 | 0 | 0 | 0 | 0 | 0 | 0 | 0 | 0 | 0 | 0 | 0 | 0 | 0 | 0 | 0 | 0 | 0 | 0 | 0 | 0 | 0 | 0 | 0 | 0 | 0 | 0 | 0
Industrial Sector Energy Related Emissions before CCS[biomass if,other metals 242,VOC] | Industrial Sector Energy Related Emissions before CCS | biomass if | other metals 242 | VOC |  | 0 | 0 | 0 | 0 | 0 | 0 | 0 | 0 | 0 | 0 | 0 | 0 | 0 | 0 | 0 | 0 | 0 | 0 | 0 | 0 | 0 | 0 | 0 | 0 | 0 | 0 | 0 | 0 | 0 | 0 | 0
Industrial Sector Energy Related Emissions before CCS[biomass if,other metals 242,CO] | Industrial Sector Energy Related Emissions before CCS | biomass if | other metals 242 | CO |  | 0 | 0 | 0 | 0 | 0 | 0 | 0 | 0 | 0 | 0 | 0 | 0 | 0 | 0 | 0 | 0 | 0 | 0 | 0 | 0 | 0 | 0 | 0 | 0 | 0 | 0 | 0 | 0 | 0 | 0 | 0
Industrial Sector Energy Related Emissions before CCS[biomass if,other metals 242,NOx] | Industrial Sector Energy Related Emissions before CCS | biomass if | other metals 242 | NOx |  | 0 | 0 | 0 | 0 | 0 | 0 | 0 | 0 | 0 | 0 | 0 | 0 | 0 | 0 | 0 | 0 | 0 | 0 | 0 | 0 | 0 | 0 | 0 | 0 | 0 | 0 | 0 | 0 | 0 | 0 | 0
Industrial Sector Energy Related Emissions before CCS[biomass if,other metals 242,PM10] | Industrial Sector Energy Related Emissions before CCS | biomass if | other metals 242 | PM10 |  | 0 | 0 | 0 | 0 | 0 | 0 | 0 | 0 | 0 | 0 | 0 | 0 | 0 | 0 | 0 | 0 | 0 | 0 | 0 | 0 | 0 | 0 | 0 | 0 | 0 | 0 | 0 | 0 | 0 | 0 | 0
Industrial Sector Energy Related Emissions before CCS[biomass if,other metals 242,PM25] | Industrial Sector Energy Related Emissions before CCS | biomass if | other metals 242 | PM25 |  | 0 | 0 | 0 | 0 | 0 | 0 | 0 | 0 | 0 | 0 | 0 | 0 | 0 | 0 | 0 | 0 | 0 | 0 | 0 | 0 | 0 | 0 | 0 | 0 | 0 | 0 | 0 | 0 | 0 | 0 | 0
Industrial Sector Energy Related Emissions before CCS[biomass if,other metals 242,SOx] | Industrial Sector Energy Related Emissions before CCS | biomass if | other metals 242 | SOx |  | 0 | 0 | 0 | 0 | 0 | 0 | 0 | 0 | 0 | 0 | 0 | 0 | 0 | 0 | 0 | 0 | 0 | 0 | 0 | 0 | 0 | 0 | 0 | 0 | 0 | 0 | 0 | 0 | 0 | 0 | 0
Industrial Sector Energy Related Emissions before CCS[biomass if,other metals 242,BC] | Industrial Sector Energy Related Emissions before CCS | biomass if | other metals 242 | BC |  | 0 | 0 | 0 | 0 | 0 | 0 | 0 | 0 | 0 | 0 | 0 | 0 | 0 | 0 | 0 | 0 | 0 | 0 | 0 | 0 | 0 | 0 | 0 | 0 | 0 | 0 | 0 | 0 | 0 | 0 | 0
Industrial Sector Energy Related Emissions before CCS[biomass if,other metals 242,OC] | Industrial Sector Energy Related Emissions before CCS | biomass if | other metals 242 | OC |  | 0 | 0 | 0 | 0 | 0 | 0 | 0 | 0 | 0 | 0 | 0 | 0 | 0 | 0 | 0 | 0 | 0 | 0 | 0 | 0 | 0 | 0 | 0 | 0 | 0 | 0 | 0 | 0 | 0 | 0 | 0
Industrial Sector Energy Related Emissions before CCS[biomass if,other metals 242,CH4] | Industrial Sector Energy Related Emissions before CCS | biomass if | other metals 242 | CH4 |  | 0 | 0 | 0 | 0 | 0 | 0 | 0 | 0 | 0 | 0 | 0 | 0 | 0 | 0 | 0 | 0 | 0 | 0 | 0 | 0 | 0 | 0 | 0 | 0 | 0 | 0 | 0 | 0 | 0 | 0 | 0
Industrial Sector Energy Related Emissions before CCS[biomass if,other metals 242,N2O] | Industrial Sector Energy Related Emissions before CCS | biomass if | other metals 242 | N2O |  | 0 | 0 | 0 | 0 | 0 | 0 | 0 | 0 | 0 | 0 | 0 | 0 | 0 | 0 | 0 | 0 | 0 | 0 | 0 | 0 | 0 | 0 | 0 | 0 | 0 | 0 | 0 | 0 | 0 | 0 | 0
Industrial Sector Energy Related Emissions before CCS[biomass if,other metals 242,F gases] | Industrial Sector Energy Related Emissions before CCS | biomass if | other metals 242 | F gases |  | 0 | 0 | 0 | 0 | 0 | 0 | 0 | 0 | 0 | 0 | 0 | 0 | 0 | 0 | 0 | 0 | 0 | 0 | 0 | 0 | 0 | 0 | 0 | 0 | 0 | 0 | 0 | 0 | 0 | 0 | 0
Industrial Sector Energy Related Emissions before CCS[biomass if,metal products except machinery and vehicles 25,CO2] | Industrial Sector Energy Related Emissions before CCS | biomass if | metal products except machinery and vehicles 25 | CO2 |  | 0 | 0 | 0 | 0 | 0 | 0 | 0 | 0 | 0 | 0 | 0 | 0 | 0 | 0 | 0 | 0 | 0 | 0 | 0 | 0 | 0 | 0 | 0 | 0 | 0 | 0 | 0 | 0 | 0 | 0 | 0
Industrial Sector Energy Related Emissions before CCS[biomass if,metal products except machinery and vehicles 25,VOC] | Industrial Sector Energy Related Emissions before CCS | biomass if | metal products except machinery and vehicles 25 | VOC |  | 0 | 0 | 0 | 0 | 0 | 0 | 0 | 0 | 0 | 0 | 0 | 0 | 0 | 0 | 0 | 0 | 0 | 0 | 0 | 0 | 0 | 0 | 0 | 0 | 0 | 0 | 0 | 0 | 0 | 0 | 0
Industrial Sector Energy Related Emissions before CCS[biomass if,metal products except machinery and vehicles 25,CO] | Industrial Sector Energy Related Emissions before CCS | biomass if | metal products except machinery and vehicles 25 | CO |  | 0 | 0 | 0 | 0 | 0 | 0 | 0 | 0 | 0 | 0 | 0 | 0 | 0 | 0 | 0 | 0 | 0 | 0 | 0 | 0 | 0 | 0 | 0 | 0 | 0 | 0 | 0 | 0 | 0 | 0 | 0
Industrial Sector Energy Related Emissions before CCS[biomass if,metal products except machinery and vehicles 25,NOx] | Industrial Sector Energy Related Emissions before CCS | biomass if | metal products except machinery and vehicles 25 | NOx |  | 0 | 0 | 0 | 0 | 0 | 0 | 0 | 0 | 0 | 0 | 0 | 0 | 0 | 0 | 0 | 0 | 0 | 0 | 0 | 0 | 0 | 0 | 0 | 0 | 0 | 0 | 0 | 0 | 0 | 0 | 0
Industrial Sector Energy Related Emissions before CCS[biomass if,metal products except machinery and vehicles 25,PM10] | Industrial Sector Energy Related Emissions before CCS | biomass if | metal products except machinery and vehicles 25 | PM10 |  | 0 | 0 | 0 | 0 | 0 | 0 | 0 | 0 | 0 | 0 | 0 | 0 | 0 | 0 | 0 | 0 | 0 | 0 | 0 | 0 | 0 | 0 | 0 | 0 | 0 | 0 | 0 | 0 | 0 | 0 | 0
Industrial Sector Energy Related Emissions before CCS[biomass if,metal products except machinery and vehicles 25,PM25] | Industrial Sector Energy Related Emissions before CCS | biomass if | metal products except machinery and vehicles 25 | PM25 |  | 0 | 0 | 0 | 0 | 0 | 0 | 0 | 0 | 0 | 0 | 0 | 0 | 0 | 0 | 0 | 0 | 0 | 0 | 0 | 0 | 0 | 0 | 0 | 0 | 0 | 0 | 0 | 0 | 0 | 0 | 0
Industrial Sector Energy Related Emissions before CCS[biomass if,metal products except machinery and vehicles 25,SOx] | Industrial Sector Energy Related Emissions before CCS | biomass if | metal products except machinery and vehicles 25 | SOx |  | 0 | 0 | 0 | 0 | 0 | 0 | 0 | 0 | 0 | 0 | 0 | 0 | 0 | 0 | 0 | 0 | 0 | 0 | 0 | 0 | 0 | 0 | 0 | 0 | 0 | 0 | 0 | 0 | 0 | 0 | 0
Industrial Sector Energy Related Emissions before CCS[biomass if,metal products except machinery and vehicles 25,BC] | Industrial Sector Energy Related Emissions before CCS | biomass if | metal products except machinery and vehicles 25 | BC |  | 0 | 0 | 0 | 0 | 0 | 0 | 0 | 0 | 0 | 0 | 0 | 0 | 0 | 0 | 0 | 0 | 0 | 0 | 0 | 0 | 0 | 0 | 0 | 0 | 0 | 0 | 0 | 0 | 0 | 0 | 0
Industrial Sector Energy Related Emissions before CCS[biomass if,metal products except machinery and vehicles 25,OC] | Industrial Sector Energy Related Emissions before CCS | biomass if | metal products except machinery and vehicles 25 | OC |  | 0 | 0 | 0 | 0 | 0 | 0 | 0 | 0 | 0 | 0 | 0 | 0 | 0 | 0 | 0 | 0 | 0 | 0 | 0 | 0 | 0 | 0 | 0 | 0 | 0 | 0 | 0 | 0 | 0 | 0 | 0
Industrial Sector Energy Related Emissions before CCS[biomass if,metal products except machinery and vehicles 25,CH4] | Industrial Sector Energy Related Emissions before CCS | biomass if | metal products except machinery and vehicles 25 | CH4 |  | 0 | 0 | 0 | 0 | 0 | 0 | 0 | 0 | 0 | 0 | 0 | 0 | 0 | 0 | 0 | 0 | 0 | 0 | 0 | 0 | 0 | 0 | 0 | 0 | 0 | 0 | 0 | 0 | 0 | 0 | 0
Industrial Sector Energy Related Emissions before CCS[biomass if,metal products except machinery and vehicles 25,N2O] | Industrial Sector Energy Related Emissions before CCS | biomass if | metal products except machinery and vehicles 25 | N2O |  | 0 | 0 | 0 | 0 | 0 | 0 | 0 | 0 | 0 | 0 | 0 | 0 | 0 | 0 | 0 | 0 | 0 | 0 | 0 | 0 | 0 | 0 | 0 | 0 | 0 | 0 | 0 | 0 | 0 | 0 | 0
Industrial Sector Energy Related Emissions before CCS[biomass if,metal products except machinery and vehicles 25,F gases] | Industrial Sector Energy Related Emissions before CCS | biomass if | metal products except machinery and vehicles 25 | F gases |  | 0 | 0 | 0 | 0 | 0 | 0 | 0 | 0 | 0 | 0 | 0 | 0 | 0 | 0 | 0 | 0 | 0 | 0 | 0 | 0 | 0 | 0 | 0 | 0 | 0 | 0 | 0 | 0 | 0 | 0 | 0
Industrial Sector Energy Related Emissions before CCS[biomass if,computers and electronics 26,CO2] | Industrial Sector Energy Related Emissions before CCS | biomass if | computers and electronics 26 | CO2 |  | 0 | 0 | 0 | 0 | 0 | 0 | 0 | 0 | 0 | 0 | 0 | 0 | 0 | 0 | 0 | 0 | 0 | 0 | 0 | 0 | 0 | 0 | 0 | 0 | 0 | 0 | 0 | 0 | 0 | 0 | 0
Industrial Sector Energy Related Emissions before CCS[biomass if,computers and electronics 26,VOC] | Industrial Sector Energy Related Emissions before CCS | biomass if | computers and electronics 26 | VOC |  | 0 | 0 | 0 | 0 | 0 | 0 | 0 | 0 | 0 | 0 | 0 | 0 | 0 | 0 | 0 | 0 | 0 | 0 | 0 | 0 | 0 | 0 | 0 | 0 | 0 | 0 | 0 | 0 | 0 | 0 | 0
Industrial Sector Energy Related Emissions before CCS[biomass if,computers and electronics 26,CO] | Industrial Sector Energy Related Emissions before CCS | biomass if | computers and electronics 26 | CO |  | 0 | 0 | 0 | 0 | 0 | 0 | 0 | 0 | 0 | 0 | 0 | 0 | 0 | 0 | 0 | 0 | 0 | 0 | 0 | 0 | 0 | 0 | 0 | 0 | 0 | 0 | 0 | 0 | 0 | 0 | 0
Industrial Sector Energy Related Emissions before CCS[biomass if,computers and electronics 26,NOx] | Industrial Sector Energy Related Emissions before CCS | biomass if | computers and electronics 26 | NOx |  | 0 | 0 | 0 | 0 | 0 | 0 | 0 | 0 | 0 | 0 | 0 | 0 | 0 | 0 | 0 | 0 | 0 | 0 | 0 | 0 | 0 | 0 | 0 | 0 | 0 | 0 | 0 | 0 | 0 | 0 | 0
Industrial Sector Energy Related Emissions before CCS[biomass if,computers and electronics 26,PM10] | Industrial Sector Energy Related Emissions before CCS | biomass if | computers and electronics 26 | PM10 |  | 0 | 0 | 0 | 0 | 0 | 0 | 0 | 0 | 0 | 0 | 0 | 0 | 0 | 0 | 0 | 0 | 0 | 0 | 0 | 0 | 0 | 0 | 0 | 0 | 0 | 0 | 0 | 0 | 0 | 0 | 0
Industrial Sector Energy Related Emissions before CCS[biomass if,computers and electronics 26,PM25] | Industrial Sector Energy Related Emissions before CCS | biomass if | computers and electronics 26 | PM25 |  | 0 | 0 | 0 | 0 | 0 | 0 | 0 | 0 | 0 | 0 | 0 | 0 | 0 | 0 | 0 | 0 | 0 | 0 | 0 | 0 | 0 | 0 | 0 | 0 | 0 | 0 | 0 | 0 | 0 | 0 | 0
Industrial Sector Energy Related Emissions before CCS[biomass if,computers and electronics 26,SOx] | Industrial Sector Energy Related Emissions before CCS | biomass if | computers and electronics 26 | SOx |  | 0 | 0 | 0 | 0 | 0 | 0 | 0 | 0 | 0 | 0 | 0 | 0 | 0 | 0 | 0 | 0 | 0 | 0 | 0 | 0 | 0 | 0 | 0 | 0 | 0 | 0 | 0 | 0 | 0 | 0 | 0
Industrial Sector Energy Related Emissions before CCS[biomass if,computers and electronics 26,BC] | Industrial Sector Energy Related Emissions before CCS | biomass if | computers and electronics 26 | BC |  | 0 | 0 | 0 | 0 | 0 | 0 | 0 | 0 | 0 | 0 | 0 | 0 | 0 | 0 | 0 | 0 | 0 | 0 | 0 | 0 | 0 | 0 | 0 | 0 | 0 | 0 | 0 | 0 | 0 | 0 | 0
Industrial Sector Energy Related Emissions before CCS[biomass if,computers and electronics 26,OC] | Industrial Sector Energy Related Emissions before CCS | biomass if | computers and electronics 26 | OC |  | 0 | 0 | 0 | 0 | 0 | 0 | 0 | 0 | 0 | 0 | 0 | 0 | 0 | 0 | 0 | 0 | 0 | 0 | 0 | 0 | 0 | 0 | 0 | 0 | 0 | 0 | 0 | 0 | 0 | 0 | 0
Industrial Sector Energy Related Emissions before CCS[biomass if,computers and electronics 26,CH4] | Industrial Sector Energy Related Emissions before CCS | biomass if | computers and electronics 26 | CH4 |  | 0 | 0 | 0 | 0 | 0 | 0 | 0 | 0 | 0 | 0 | 0 | 0 | 0 | 0 | 0 | 0 | 0 | 0 | 0 | 0 | 0 | 0 | 0 | 0 | 0 | 0 | 0 | 0 | 0 | 0 | 0
Industrial Sector Energy Related Emissions before CCS[biomass if,computers and electronics 26,N2O] | Industrial Sector Energy Related Emissions before CCS | biomass if | computers and electronics 26 | N2O |  | 0 | 0 | 0 | 0 | 0 | 0 | 0 | 0 | 0 | 0 | 0 | 0 | 0 | 0 | 0 | 0 | 0 | 0 | 0 | 0 | 0 | 0 | 0 | 0 | 0 | 0 | 0 | 0 | 0 | 0 | 0
Industrial Sector Energy Related Emissions before CCS[biomass if,computers and electronics 26,F gases] | Industrial Sector Energy Related Emissions before CCS | biomass if | computers and electronics 26 | F gases |  | 0 | 0 | 0 | 0 | 0 | 0 | 0 | 0 | 0 | 0 | 0 | 0 | 0 | 0 | 0 | 0 | 0 | 0 | 0 | 0 | 0 | 0 | 0 | 0 | 0 | 0 | 0 | 0 | 0 | 0 | 0
Industrial Sector Energy Related Emissions before CCS[biomass if,appliances and electrical equipment 27,CO2] | Industrial Sector Energy Related Emissions before CCS | biomass if | appliances and electrical equipment 27 | CO2 |  | 0 | 0 | 0 | 0 | 0 | 0 | 0 | 0 | 0 | 0 | 0 | 0 | 0 | 0 | 0 | 0 | 0 | 0 | 0 | 0 | 0 | 0 | 0 | 0 | 0 | 0 | 0 | 0 | 0 | 0 | 0
Industrial Sector Energy Related Emissions before CCS[biomass if,appliances and electrical equipment 27,VOC] | Industrial Sector Energy Related Emissions before CCS | biomass if | appliances and electrical equipment 27 | VOC |  | 0 | 0 | 0 | 0 | 0 | 0 | 0 | 0 | 0 | 0 | 0 | 0 | 0 | 0 | 0 | 0 | 0 | 0 | 0 | 0 | 0 | 0 | 0 | 0 | 0 | 0 | 0 | 0 | 0 | 0 | 0
Industrial Sector Energy Related Emissions before CCS[biomass if,appliances and electrical equipment 27,CO] | Industrial Sector Energy Related Emissions before CCS | biomass if | appliances and electrical equipment 27 | CO |  | 0 | 0 | 0 | 0 | 0 | 0 | 0 | 0 | 0 | 0 | 0 | 0 | 0 | 0 | 0 | 0 | 0 | 0 | 0 | 0 | 0 | 0 | 0 | 0 | 0 | 0 | 0 | 0 | 0 | 0 | 0
Industrial Sector Energy Related Emissions before CCS[biomass if,appliances and electrical equipment 27,NOx] | Industrial Sector Energy Related Emissions before CCS | biomass if | appliances and electrical equipment 27 | NOx |  | 0 | 0 | 0 | 0 | 0 | 0 | 0 | 0 | 0 | 0 | 0 | 0 | 0 | 0 | 0 | 0 | 0 | 0 | 0 | 0 | 0 | 0 | 0 | 0 | 0 | 0 | 0 | 0 | 0 | 0 | 0
Industrial Sector Energy Related Emissions before CCS[biomass if,appliances and electrical equipment 27,PM10] | Industrial Sector Energy Related Emissions before CCS | biomass if | appliances and electrical equipment 27 | PM10 |  | 0 | 0 | 0 | 0 | 0 | 0 | 0 | 0 | 0 | 0 | 0 | 0 | 0 | 0 | 0 | 0 | 0 | 0 | 0 | 0 | 0 | 0 | 0 | 0 | 0 | 0 | 0 | 0 | 0 | 0 | 0
Industrial Sector Energy Related Emissions before CCS[biomass if,appliances and electrical equipment 27,PM25] | Industrial Sector Energy Related Emissions before CCS | biomass if | appliances and electrical equipment 27 | PM25 |  | 0 | 0 | 0 | 0 | 0 | 0 | 0 | 0 | 0 | 0 | 0 | 0 | 0 | 0 | 0 | 0 | 0 | 0 | 0 | 0 | 0 | 0 | 0 | 0 | 0 | 0 | 0 | 0 | 0 | 0 | 0
Industrial Sector Energy Related Emissions before CCS[biomass if,appliances and electrical equipment 27,SOx] | Industrial Sector Energy Related Emissions before CCS | biomass if | appliances and electrical equipment 27 | SOx |  | 0 | 0 | 0 | 0 | 0 | 0 | 0 | 0 | 0 | 0 | 0 | 0 | 0 | 0 | 0 | 0 | 0 | 0 | 0 | 0 | 0 | 0 | 0 | 0 | 0 | 0 | 0 | 0 | 0 | 0 | 0
Industrial Sector Energy Related Emissions before CCS[biomass if,appliances and electrical equipment 27,BC] | Industrial Sector Energy Related Emissions before CCS | biomass if | appliances and electrical equipment 27 | BC |  | 0 | 0 | 0 | 0 | 0 | 0 | 0 | 0 | 0 | 0 | 0 | 0 | 0 | 0 | 0 | 0 | 0 | 0 | 0 | 0 | 0 | 0 | 0 | 0 | 0 | 0 | 0 | 0 | 0 | 0 | 0
Industrial Sector Energy Related Emissions before CCS[biomass if,appliances and electrical equipment 27,OC] | Industrial Sector Energy Related Emissions before CCS | biomass if | appliances and electrical equipment 27 | OC |  | 0 | 0 | 0 | 0 | 0 | 0 | 0 | 0 | 0 | 0 | 0 | 0 | 0 | 0 | 0 | 0 | 0 | 0 | 0 | 0 | 0 | 0 | 0 | 0 | 0 | 0 | 0 | 0 | 0 | 0 | 0
Industrial Sector Energy Related Emissions before CCS[biomass if,appliances and electrical equipment 27,CH4] | Industrial Sector Energy Related Emissions before CCS | biomass if | appliances and electrical equipment 27 | CH4 |  | 0 | 0 | 0 | 0 | 0 | 0 | 0 | 0 | 0 | 0 | 0 | 0 | 0 | 0 | 0 | 0 | 0 | 0 | 0 | 0 | 0 | 0 | 0 | 0 | 0 | 0 | 0 | 0 | 0 | 0 | 0
Industrial Sector Energy Related Emissions before CCS[biomass if,appliances and electrical equipment 27,N2O] | Industrial Sector Energy Related Emissions before CCS | biomass if | appliances and electrical equipment 27 | N2O |  | 0 | 0 | 0 | 0 | 0 | 0 | 0 | 0 | 0 | 0 | 0 | 0 | 0 | 0 | 0 | 0 | 0 | 0 | 0 | 0 | 0 | 0 | 0 | 0 | 0 | 0 | 0 | 0 | 0 | 0 | 0
Industrial Sector Energy Related Emissions before CCS[biomass if,appliances and electrical equipment 27,F gases] | Industrial Sector Energy Related Emissions before CCS | biomass if | appliances and electrical equipment 27 | F gases |  | 0 | 0 | 0 | 0 | 0 | 0 | 0 | 0 | 0 | 0 | 0 | 0 | 0 | 0 | 0 | 0 | 0 | 0 | 0 | 0 | 0 | 0 | 0 | 0 | 0 | 0 | 0 | 0 | 0 | 0 | 0
Industrial Sector Energy Related Emissions before CCS[biomass if,other machinery 28,CO2] | Industrial Sector Energy Related Emissions before CCS | biomass if | other machinery 28 | CO2 |  | 0 | 0 | 0 | 0 | 0 | 0 | 0 | 0 | 0 | 0 | 0 | 0 | 0 | 0 | 0 | 0 | 0 | 0 | 0 | 0 | 0 | 0 | 0 | 0 | 0 | 0 | 0 | 0 | 0 | 0 | 0
Industrial Sector Energy Related Emissions before CCS[biomass if,other machinery 28,VOC] | Industrial Sector Energy Related Emissions before CCS | biomass if | other machinery 28 | VOC |  | 0 | 0 | 0 | 0 | 0 | 0 | 0 | 0 | 0 | 0 | 0 | 0 | 0 | 0 | 0 | 0 | 0 | 0 | 0 | 0 | 0 | 0 | 0 | 0 | 0 | 0 | 0 | 0 | 0 | 0 | 0
Industrial Sector Energy Related Emissions before CCS[biomass if,other machinery 28,CO] | Industrial Sector Energy Related Emissions before CCS | biomass if | other machinery 28 | CO |  | 0 | 0 | 0 | 0 | 0 | 0 | 0 | 0 | 0 | 0 | 0 | 0 | 0 | 0 | 0 | 0 | 0 | 0 | 0 | 0 | 0 | 0 | 0 | 0 | 0 | 0 | 0 | 0 | 0 | 0 | 0
Industrial Sector Energy Related Emissions before CCS[biomass if,other machinery 28,NOx] | Industrial Sector Energy Related Emissions before CCS | biomass if | other machinery 28 | NOx |  | 0 | 0 | 0 | 0 | 0 | 0 | 0 | 0 | 0 | 0 | 0 | 0 | 0 | 0 | 0 | 0 | 0 | 0 | 0 | 0 | 0 | 0 | 0 | 0 | 0 | 0 | 0 | 0 | 0 | 0 | 0
Industrial Sector Energy Related Emissions before CCS[biomass if,other machinery 28,PM10] | Industrial Sector Energy Related Emissions before CCS | biomass if | other machinery 28 | PM10 |  | 0 | 0 | 0 | 0 | 0 | 0 | 0 | 0 | 0 | 0 | 0 | 0 | 0 | 0 | 0 | 0 | 0 | 0 | 0 | 0 | 0 | 0 | 0 | 0 | 0 | 0 | 0 | 0 | 0 | 0 | 0
Industrial Sector Energy Related Emissions before CCS[biomass if,other machinery 28,PM25] | Industrial Sector Energy Related Emissions before CCS | biomass if | other machinery 28 | PM25 |  | 0 | 0 | 0 | 0 | 0 | 0 | 0 | 0 | 0 | 0 | 0 | 0 | 0 | 0 | 0 | 0 | 0 | 0 | 0 | 0 | 0 | 0 | 0 | 0 | 0 | 0 | 0 | 0 | 0 | 0 | 0
Industrial Sector Energy Related Emissions before CCS[biomass if,other machinery 28,SOx] | Industrial Sector Energy Related Emissions before CCS | biomass if | other machinery 28 | SOx |  | 0 | 0 | 0 | 0 | 0 | 0 | 0 | 0 | 0 | 0 | 0 | 0 | 0 | 0 | 0 | 0 | 0 | 0 | 0 | 0 | 0 | 0 | 0 | 0 | 0 | 0 | 0 | 0 | 0 | 0 | 0
Industrial Sector Energy Related Emissions before CCS[biomass if,other machinery 28,BC] | Industrial Sector Energy Related Emissions before CCS | biomass if | other machinery 28 | BC |  | 0 | 0 | 0 | 0 | 0 | 0 | 0 | 0 | 0 | 0 | 0 | 0 | 0 | 0 | 0 | 0 | 0 | 0 | 0 | 0 | 0 | 0 | 0 | 0 | 0 | 0 | 0 | 0 | 0 | 0 | 0
Industrial Sector Energy Related Emissions before CCS[biomass if,other machinery 28,OC] | Industrial Sector Energy Related Emissions before CCS | biomass if | other machinery 28 | OC |  | 0 | 0 | 0 | 0 | 0 | 0 | 0 | 0 | 0 | 0 | 0 | 0 | 0 | 0 | 0 | 0 | 0 | 0 | 0 | 0 | 0 | 0 | 0 | 0 | 0 | 0 | 0 | 0 | 0 | 0 | 0
Industrial Sector Energy Related Emissions before CCS[biomass if,other machinery 28,CH4] | Industrial Sector Energy Related Emissions before CCS | biomass if | other machinery 28 | CH4 |  | 0 | 0 | 0 | 0 | 0 | 0 | 0 | 0 | 0 | 0 | 0 | 0 | 0 | 0 | 0 | 0 | 0 | 0 | 0 | 0 | 0 | 0 | 0 | 0 | 0 | 0 | 0 | 0 | 0 | 0 | 0
Industrial Sector Energy Related Emissions before CCS[biomass if,other machinery 28,N2O] | Industrial Sector Energy Related Emissions before CCS | biomass if | other machinery 28 | N2O |  | 0 | 0 | 0 | 0 | 0 | 0 | 0 | 0 | 0 | 0 | 0 | 0 | 0 | 0 | 0 | 0 | 0 | 0 | 0 | 0 | 0 | 0 | 0 | 0 | 0 | 0 | 0 | 0 | 0 | 0 | 0
Industrial Sector Energy Related Emissions before CCS[biomass if,other machinery 28,F gases] | Industrial Sector Energy Related Emissions before CCS | biomass if | other machinery 28 | F gases |  | 0 | 0 | 0 | 0 | 0 | 0 | 0 | 0 | 0 | 0 | 0 | 0 | 0 | 0 | 0 | 0 | 0 | 0 | 0 | 0 | 0 | 0 | 0 | 0 | 0 | 0 | 0 | 0 | 0 | 0 | 0
Industrial Sector Energy Related Emissions before CCS[biomass if,road vehicles 29,CO2] | Industrial Sector Energy Related Emissions before CCS | biomass if | road vehicles 29 | CO2 |  | 0 | 0 | 0 | 0 | 0 | 0 | 0 | 0 | 0 | 0 | 0 | 0 | 0 | 0 | 0 | 0 | 0 | 0 | 0 | 0 | 0 | 0 | 0 | 0 | 0 | 0 | 0 | 0 | 0 | 0 | 0
Industrial Sector Energy Related Emissions before CCS[biomass if,road vehicles 29,VOC] | Industrial Sector Energy Related Emissions before CCS | biomass if | road vehicles 29 | VOC |  | 0 | 0 | 0 | 0 | 0 | 0 | 0 | 0 | 0 | 0 | 0 | 0 | 0 | 0 | 0 | 0 | 0 | 0 | 0 | 0 | 0 | 0 | 0 | 0 | 0 | 0 | 0 | 0 | 0 | 0 | 0
Industrial Sector Energy Related Emissions before CCS[biomass if,road vehicles 29,CO] | Industrial Sector Energy Related Emissions before CCS | biomass if | road vehicles 29 | CO |  | 0 | 0 | 0 | 0 | 0 | 0 | 0 | 0 | 0 | 0 | 0 | 0 | 0 | 0 | 0 | 0 | 0 | 0 | 0 | 0 | 0 | 0 | 0 | 0 | 0 | 0 | 0 | 0 | 0 | 0 | 0
Industrial Sector Energy Related Emissions before CCS[biomass if,road vehicles 29,NOx] | Industrial Sector Energy Related Emissions before CCS | biomass if | road vehicles 29 | NOx |  | 0 | 0 | 0 | 0 | 0 | 0 | 0 | 0 | 0 | 0 | 0 | 0 | 0 | 0 | 0 | 0 | 0 | 0 | 0 | 0 | 0 | 0 | 0 | 0 | 0 | 0 | 0 | 0 | 0 | 0 | 0
Industrial Sector Energy Related Emissions before CCS[biomass if,road vehicles 29,PM10] | Industrial Sector Energy Related Emissions before CCS | biomass if | road vehicles 29 | PM10 |  | 0 | 0 | 0 | 0 | 0 | 0 | 0 | 0 | 0 | 0 | 0 | 0 | 0 | 0 | 0 | 0 | 0 | 0 | 0 | 0 | 0 | 0 | 0 | 0 | 0 | 0 | 0 | 0 | 0 | 0 | 0
Industrial Sector Energy Related Emissions before CCS[biomass if,road vehicles 29,PM25] | Industrial Sector Energy Related Emissions before CCS | biomass if | road vehicles 29 | PM25 |  | 0 | 0 | 0 | 0 | 0 | 0 | 0 | 0 | 0 | 0 | 0 | 0 | 0 | 0 | 0 | 0 | 0 | 0 | 0 | 0 | 0 | 0 | 0 | 0 | 0 | 0 | 0 | 0 | 0 | 0 | 0
Industrial Sector Energy Related Emissions before CCS[biomass if,road vehicles 29,SOx] | Industrial Sector Energy Related Emissions before CCS | biomass if | road vehicles 29 | SOx |  | 0 | 0 | 0 | 0 | 0 | 0 | 0 | 0 | 0 | 0 | 0 | 0 | 0 | 0 | 0 | 0 | 0 | 0 | 0 | 0 | 0 | 0 | 0 | 0 | 0 | 0 | 0 | 0 | 0 | 0 | 0
Industrial Sector Energy Related Emissions before CCS[biomass if,road vehicles 29,BC] | Industrial Sector Energy Related Emissions before CCS | biomass if | road vehicles 29 | BC |  | 0 | 0 | 0 | 0 | 0 | 0 | 0 | 0 | 0 | 0 | 0 | 0 | 0 | 0 | 0 | 0 | 0 | 0 | 0 | 0 | 0 | 0 | 0 | 0 | 0 | 0 | 0 | 0 | 0 | 0 | 0
Industrial Sector Energy Related Emissions before CCS[biomass if,road vehicles 29,OC] | Industrial Sector Energy Related Emissions before CCS | biomass if | road vehicles 29 | OC |  | 0 | 0 | 0 | 0 | 0 | 0 | 0 | 0 | 0 | 0 | 0 | 0 | 0 | 0 | 0 | 0 | 0 | 0 | 0 | 0 | 0 | 0 | 0 | 0 | 0 | 0 | 0 | 0 | 0 | 0 | 0
Industrial Sector Energy Related Emissions before CCS[biomass if,road vehicles 29,CH4] | Industrial Sector Energy Related Emissions before CCS | biomass if | road vehicles 29 | CH4 |  | 0 | 0 | 0 | 0 | 0 | 0 | 0 | 0 | 0 | 0 | 0 | 0 | 0 | 0 | 0 | 0 | 0 | 0 | 0 | 0 | 0 | 0 | 0 | 0 | 0 | 0 | 0 | 0 | 0 | 0 | 0
Industrial Sector Energy Related Emissions before CCS[biomass if,road vehicles 29,N2O] | Industrial Sector Energy Related Emissions before CCS | biomass if | road vehicles 29 | N2O |  | 0 | 0 | 0 | 0 | 0 | 0 | 0 | 0 | 0 | 0 | 0 | 0 | 0 | 0 | 0 | 0 | 0 | 0 | 0 | 0 | 0 | 0 | 0 | 0 | 0 | 0 | 0 | 0 | 0 | 0 | 0
Industrial Sector Energy Related Emissions before CCS[biomass if,road vehicles 29,F gases] | Industrial Sector Energy Related Emissions before CCS | biomass if | road vehicles 29 | F gases |  | 0 | 0 | 0 | 0 | 0 | 0 | 0 | 0 | 0 | 0 | 0 | 0 | 0 | 0 | 0 | 0 | 0 | 0 | 0 | 0 | 0 | 0 | 0 | 0 | 0 | 0 | 0 | 0 | 0 | 0 | 0
Industrial Sector Energy Related Emissions before CCS[biomass if,nonroad vehicles 30,CO2] | Industrial Sector Energy Related Emissions before CCS | biomass if | nonroad vehicles 30 | CO2 |  | 0 | 0 | 0 | 0 | 0 | 0 | 0 | 0 | 0 | 0 | 0 | 0 | 0 | 0 | 0 | 0 | 0 | 0 | 0 | 0 | 0 | 0 | 0 | 0 | 0 | 0 | 0 | 0 | 0 | 0 | 0
Industrial Sector Energy Related Emissions before CCS[biomass if,nonroad vehicles 30,VOC] | Industrial Sector Energy Related Emissions before CCS | biomass if | nonroad vehicles 30 | VOC |  | 0 | 0 | 0 | 0 | 0 | 0 | 0 | 0 | 0 | 0 | 0 | 0 | 0 | 0 | 0 | 0 | 0 | 0 | 0 | 0 | 0 | 0 | 0 | 0 | 0 | 0 | 0 | 0 | 0 | 0 | 0
Industrial Sector Energy Related Emissions before CCS[biomass if,nonroad vehicles 30,CO] | Industrial Sector Energy Related Emissions before CCS | biomass if | nonroad vehicles 30 | CO |  | 0 | 0 | 0 | 0 | 0 | 0 | 0 | 0 | 0 | 0 | 0 | 0 | 0 | 0 | 0 | 0 | 0 | 0 | 0 | 0 | 0 | 0 | 0 | 0 | 0 | 0 | 0 | 0 | 0 | 0 | 0
Industrial Sector Energy Related Emissions before CCS[biomass if,nonroad vehicles 30,NOx] | Industrial Sector Energy Related Emissions before CCS | biomass if | nonroad vehicles 30 | NOx |  | 0 | 0 | 0 | 0 | 0 | 0 | 0 | 0 | 0 | 0 | 0 | 0 | 0 | 0 | 0 | 0 | 0 | 0 | 0 | 0 | 0 | 0 | 0 | 0 | 0 | 0 | 0 | 0 | 0 | 0 | 0
Industrial Sector Energy Related Emissions before CCS[biomass if,nonroad vehicles 30,PM10] | Industrial Sector Energy Related Emissions before CCS | biomass if | nonroad vehicles 30 | PM10 |  | 0 | 0 | 0 | 0 | 0 | 0 | 0 | 0 | 0 | 0 | 0 | 0 | 0 | 0 | 0 | 0 | 0 | 0 | 0 | 0 | 0 | 0 | 0 | 0 | 0 | 0 | 0 | 0 | 0 | 0 | 0
Industrial Sector Energy Related Emissions before CCS[biomass if,nonroad vehicles 30,PM25] | Industrial Sector Energy Related Emissions before CCS | biomass if | nonroad vehicles 30 | PM25 |  | 0 | 0 | 0 | 0 | 0 | 0 | 0 | 0 | 0 | 0 | 0 | 0 | 0 | 0 | 0 | 0 | 0 | 0 | 0 | 0 | 0 | 0 | 0 | 0 | 0 | 0 | 0 | 0 | 0 | 0 | 0
Industrial Sector Energy Related Emissions before CCS[biomass if,nonroad vehicles 30,SOx] | Industrial Sector Energy Related Emissions before CCS | biomass if | nonroad vehicles 30 | SOx |  | 0 | 0 | 0 | 0 | 0 | 0 | 0 | 0 | 0 | 0 | 0 | 0 | 0 | 0 | 0 | 0 | 0 | 0 | 0 | 0 | 0 | 0 | 0 | 0 | 0 | 0 | 0 | 0 | 0 | 0 | 0
Industrial Sector Energy Related Emissions before CCS[biomass if,nonroad vehicles 30,BC] | Industrial Sector Energy Related Emissions before CCS | biomass if | nonroad vehicles 30 | BC |  | 0 | 0 | 0 | 0 | 0 | 0 | 0 | 0 | 0 | 0 | 0 | 0 | 0 | 0 | 0 | 0 | 0 | 0 | 0 | 0 | 0 | 0 | 0 | 0 | 0 | 0 | 0 | 0 | 0 | 0 | 0
Industrial Sector Energy Related Emissions before CCS[biomass if,nonroad vehicles 30,OC] | Industrial Sector Energy Related Emissions before CCS | biomass if | nonroad vehicles 30 | OC |  | 0 | 0 | 0 | 0 | 0 | 0 | 0 | 0 | 0 | 0 | 0 | 0 | 0 | 0 | 0 | 0 | 0 | 0 | 0 | 0 | 0 | 0 | 0 | 0 | 0 | 0 | 0 | 0 | 0 | 0 | 0
Industrial Sector Energy Related Emissions before CCS[biomass if,nonroad vehicles 30,CH4] | Industrial Sector Energy Related Emissions before CCS | biomass if | nonroad vehicles 30 | CH4 |  | 0 | 0 | 0 | 0 | 0 | 0 | 0 | 0 | 0 | 0 | 0 | 0 | 0 | 0 | 0 | 0 | 0 | 0 | 0 | 0 | 0 | 0 | 0 | 0 | 0 | 0 | 0 | 0 | 0 | 0 | 0
Industrial Sector Energy Related Emissions before CCS[biomass if,nonroad vehicles 30,N2O] | Industrial Sector Energy Related Emissions before CCS | biomass if | nonroad vehicles 30 | N2O |  | 0 | 0 | 0 | 0 | 0 | 0 | 0 | 0 | 0 | 0 | 0 | 0 | 0 | 0 | 0 | 0 | 0 | 0 | 0 | 0 | 0 | 0 | 0 | 0 | 0 | 0 | 0 | 0 | 0 | 0 | 0
Industrial Sector Energy Related Emissions before CCS[biomass if,nonroad vehicles 30,F gases] | Industrial Sector Energy Related Emissions before CCS | biomass if | nonroad vehicles 30 | F gases |  | 0 | 0 | 0 | 0 | 0 | 0 | 0 | 0 | 0 | 0 | 0 | 0 | 0 | 0 | 0 | 0 | 0 | 0 | 0 | 0 | 0 | 0 | 0 | 0 | 0 | 0 | 0 | 0 | 0 | 0 | 0
Industrial Sector Energy Related Emissions before CCS[biomass if,other manufacturing 31T33,CO2] | Industrial Sector Energy Related Emissions before CCS | biomass if | other manufacturing 31T33 | CO2 |  | 0 | 0 | 0 | 0 | 0 | 0 | 0 | 0 | 0 | 0 | 0 | 0 | 0 | 0 | 0 | 0 | 0 | 0 | 0 | 0 | 0 | 0 | 0 | 0 | 0 | 0 | 0 | 0 | 0 | 0 | 0
Industrial Sector Energy Related Emissions before CCS[biomass if,other manufacturing 31T33,VOC] | Industrial Sector Energy Related Emissions before CCS | biomass if | other manufacturing 31T33 | VOC |  | 0 | 0 | 0 | 0 | 0 | 0 | 0 | 0 | 0 | 0 | 0 | 0 | 0 | 0 | 0 | 0 | 0 | 0 | 0 | 0 | 0 | 0 | 0 | 0 | 0 | 0 | 0 | 0 | 0 | 0 | 0
Industrial Sector Energy Related Emissions before CCS[biomass if,other manufacturing 31T33,CO] | Industrial Sector Energy Related Emissions before CCS | biomass if | other manufacturing 31T33 | CO |  | 0 | 0 | 0 | 0 | 0 | 0 | 0 | 0 | 0 | 0 | 0 | 0 | 0 | 0 | 0 | 0 | 0 | 0 | 0 | 0 | 0 | 0 | 0 | 0 | 0 | 0 | 0 | 0 | 0 | 0 | 0
Industrial Sector Energy Related Emissions before CCS[biomass if,other manufacturing 31T33,NOx] | Industrial Sector Energy Related Emissions before CCS | biomass if | other manufacturing 31T33 | NOx |  | 0 | 0 | 0 | 0 | 0 | 0 | 0 | 0 | 0 | 0 | 0 | 0 | 0 | 0 | 0 | 0 | 0 | 0 | 0 | 0 | 0 | 0 | 0 | 0 | 0 | 0 | 0 | 0 | 0 | 0 | 0
Industrial Sector Energy Related Emissions before CCS[biomass if,other manufacturing 31T33,PM10] | Industrial Sector Energy Related Emissions before CCS | biomass if | other manufacturing 31T33 | PM10 |  | 0 | 0 | 0 | 0 | 0 | 0 | 0 | 0 | 0 | 0 | 0 | 0 | 0 | 0 | 0 | 0 | 0 | 0 | 0 | 0 | 0 | 0 | 0 | 0 | 0 | 0 | 0 | 0 | 0 | 0 | 0
Industrial Sector Energy Related Emissions before CCS[biomass if,other manufacturing 31T33,PM25] | Industrial Sector Energy Related Emissions before CCS | biomass if | other manufacturing 31T33 | PM25 |  | 0 | 0 | 0 | 0 | 0 | 0 | 0 | 0 | 0 | 0 | 0 | 0 | 0 | 0 | 0 | 0 | 0 | 0 | 0 | 0 | 0 | 0 | 0 | 0 | 0 | 0 | 0 | 0 | 0 | 0 | 0
Industrial Sector Energy Related Emissions before CCS[biomass if,other manufacturing 31T33,SOx] | Industrial Sector Energy Related Emissions before CCS | biomass if | other manufacturing 31T33 | SOx |  | 0 | 0 | 0 | 0 | 0 | 0 | 0 | 0 | 0 | 0 | 0 | 0 | 0 | 0 | 0 | 0 | 0 | 0 | 0 | 0 | 0 | 0 | 0 | 0 | 0 | 0 | 0 | 0 | 0 | 0 | 0
Industrial Sector Energy Related Emissions before CCS[biomass if,other manufacturing 31T33,BC] | Industrial Sector Energy Related Emissions before CCS | biomass if | other manufacturing 31T33 | BC |  | 0 | 0 | 0 | 0 | 0 | 0 | 0 | 0 | 0 | 0 | 0 | 0 | 0 | 0 | 0 | 0 | 0 | 0 | 0 | 0 | 0 | 0 | 0 | 0 | 0 | 0 | 0 | 0 | 0 | 0 | 0
Industrial Sector Energy Related Emissions before CCS[biomass if,other manufacturing 31T33,OC] | Industrial Sector Energy Related Emissions before CCS | biomass if | other manufacturing 31T33 | OC |  | 0 | 0 | 0 | 0 | 0 | 0 | 0 | 0 | 0 | 0 | 0 | 0 | 0 | 0 | 0 | 0 | 0 | 0 | 0 | 0 | 0 | 0 | 0 | 0 | 0 | 0 | 0 | 0 | 0 | 0 | 0
Industrial Sector Energy Related Emissions before CCS[biomass if,other manufacturing 31T33,CH4] | Industrial Sector Energy Related Emissions before CCS | biomass if | other manufacturing 31T33 | CH4 |  | 0 | 0 | 0 | 0 | 0 | 0 | 0 | 0 | 0 | 0 | 0 | 0 | 0 | 0 | 0 | 0 | 0 | 0 | 0 | 0 | 0 | 0 | 0 | 0 | 0 | 0 | 0 | 0 | 0 | 0 | 0
Industrial Sector Energy Related Emissions before CCS[biomass if,other manufacturing 31T33,N2O] | Industrial Sector Energy Related Emissions before CCS | biomass if | other manufacturing 31T33 | N2O |  | 0 | 0 | 0 | 0 | 0 | 0 | 0 | 0 | 0 | 0 | 0 | 0 | 0 | 0 | 0 | 0 | 0 | 0 | 0 | 0 | 0 | 0 | 0 | 0 | 0 | 0 | 0 | 0 | 0 | 0 | 0
Industrial Sector Energy Related Emissions before CCS[biomass if,other manufacturing 31T33,F gases] | Industrial Sector Energy Related Emissions before CCS | biomass if | other manufacturing 31T33 | F gases |  | 0 | 0 | 0 | 0 | 0 | 0 | 0 | 0 | 0 | 0 | 0 | 0 | 0 | 0 | 0 | 0 | 0 | 0 | 0 | 0 | 0 | 0 | 0 | 0 | 0 | 0 | 0 | 0 | 0 | 0 | 0
Industrial Sector Energy Related Emissions before CCS[biomass if,energy pipelines and gas processing 352T353,CO2] | Industrial Sector Energy Related Emissions before CCS | biomass if | energy pipelines and gas processing 352T353 | CO2 |  | 0 | 0 | 0 | 0 | 0 | 0 | 0 | 0 | 0 | 0 | 0 | 0 | 0 | 0 | 0 | 0 | 0 | 0 | 0 | 0 | 0 | 0 | 0 | 0 | 0 | 0 | 0 | 0 | 0 | 0 | 0
Industrial Sector Energy Related Emissions before CCS[biomass if,energy pipelines and gas processing 352T353,VOC] | Industrial Sector Energy Related Emissions before CCS | biomass if | energy pipelines and gas processing 352T353 | VOC |  | 0 | 217.238 | 229.663 | 230.723 | 215.644 | 198.924 | 184.541 | 184.011 | 182.609 | 182.632 | 178.465 | 174.306 | 177.2 | 178.97 | 181.374 | 183.503 | 186.365 | 184.129 | 179.664 | 176.388 | 173.347 | 170.721 | 168.943 | 167.574 | 164.996 | 164.393 | 162.542 | 162.876 | 162.637 | 162.837 | 163.56
Industrial Sector Energy Related Emissions before CCS[biomass if,energy pipelines and gas processing 352T353,CO] | Industrial Sector Energy Related Emissions before CCS | biomass if | energy pipelines and gas processing 352T353 | CO |  | 0 | 3444.72 | 3641.74 | 3658.55 | 3419.44 | 3154.32 | 2926.24 | 2917.85 | 2895.61 | 2895.97 | 2829.91 | 2763.95 | 2809.84 | 2837.9 | 2876.03 | 2909.79 | 2955.17 | 2919.71 | 2848.91 | 2796.97 | 2748.75 | 2707.11 | 2678.91 | 2657.2 | 2616.33 | 2606.77 | 2577.41 | 2582.72 | 2578.92 | 2582.1 | 2593.55
Industrial Sector Energy Related Emissions before CCS[biomass if,energy pipelines and gas processing 352T353,NOx] | Industrial Sector Energy Related Emissions before CCS | biomass if | energy pipelines and gas processing 352T353 | NOx |  | 0 | 22683 | 23980.3 | 24091 | 22516.5 | 20770.7 | 19268.9 | 19213.6 | 19067.2 | 19069.5 | 18634.5 | 18200.2 | 18502.4 | 18687.2 | 18938.2 | 19160.6 | 19459.4 | 19225.9 | 18759.7 | 18417.7 | 18100.1 | 17825.9 | 17640.2 | 17497.3 | 17228.1 | 17165.2 | 16971.9 | 17006.8 | 16981.8 | 17002.7 | 17078.2
Industrial Sector Energy Related Emissions before CCS[biomass if,energy pipelines and gas processing 352T353,PM10] | Industrial Sector Energy Related Emissions before CCS | biomass if | energy pipelines and gas processing 352T353 | PM10 |  | 0 | 506.888 | 535.88 | 538.354 | 503.169 | 464.156 | 430.595 | 429.36 | 426.088 | 426.14 | 416.419 | 406.714 | 413.466 | 417.596 | 423.206 | 428.174 | 434.852 | 429.634 | 419.215 | 411.573 | 404.477 | 398.349 | 394.2 | 391.005 | 384.991 | 383.585 | 379.265 | 380.045 | 379.487 | 379.954 | 381.64
Industrial Sector Energy Related Emissions before CCS[biomass if,energy pipelines and gas processing 352T353,PM25] | Industrial Sector Energy Related Emissions before CCS | biomass if | energy pipelines and gas processing 352T353 | PM25 |  | 0 | 447.745 | 473.354 | 475.539 | 444.46 | 409.999 | 380.354 | 379.263 | 376.372 | 376.419 | 367.832 | 359.259 | 365.223 | 368.871 | 373.827 | 378.215 | 384.114 | 379.504 | 370.302 | 363.551 | 357.283 | 351.87 | 348.205 | 345.383 | 340.071 | 338.828 | 335.013 | 335.702 | 335.209 | 335.621 | 337.11
Industrial Sector Energy Related Emissions before CCS[biomass if,energy pipelines and gas processing 352T353,SOx] | Industrial Sector Energy Related Emissions before CCS | biomass if | energy pipelines and gas processing 352T353 | SOx |  | 0 | 15366.3 | 16245.1 | 16320.1 | 15253.5 | 14070.8 | 13053.4 | 13016 | 12916.8 | 12918.4 | 12623.7 | 12329.5 | 12534.2 | 12659.4 | 12829.4 | 12980.1 | 13182.5 | 13024.3 | 12708.5 | 12476.8 | 12261.7 | 12075.9 | 11950.1 | 11853.3 | 11671 | 11628.3 | 11497.4 | 11521 | 11504.1 | 11518.3 | 11569.4
Industrial Sector Energy Related Emissions before CCS[biomass if,energy pipelines and gas processing 352T353,BC] | Industrial Sector Energy Related Emissions before CCS | biomass if | energy pipelines and gas processing 352T353 | BC |  | 0 | 61.7971 | 65.3317 | 65.6333 | 61.3437 | 56.5874 | 52.4959 | 52.3453 | 51.9464 | 51.9528 | 50.7677 | 49.5844 | 50.4076 | 50.9111 | 51.5951 | 52.2007 | 53.0149 | 52.3787 | 51.1085 | 50.1768 | 49.3118 | 48.5646 | 48.0588 | 47.6693 | 46.9361 | 46.7646 | 46.238 | 46.3331 | 46.265 | 46.322 | 46.5275
Industrial Sector Energy Related Emissions before CCS[biomass if,energy pipelines and gas processing 352T353,OC] | Industrial Sector Energy Related Emissions before CCS | biomass if | energy pipelines and gas processing 352T353 | OC |  | 0 | 145.963 | 154.311 | 155.023 | 144.892 | 133.657 | 123.993 | 123.638 | 122.695 | 122.711 | 119.911 | 117.117 | 119.061 | 120.25 | 121.866 | 123.296 | 125.219 | 123.716 | 120.717 | 118.516 | 116.473 | 114.708 | 113.513 | 112.593 | 110.861 | 110.456 | 109.212 | 109.437 | 109.276 | 109.411 | 109.896
Industrial Sector Energy Related Emissions before CCS[biomass if,energy pipelines and gas processing 352T353,CH4] | Industrial Sector Energy Related Emissions before CCS | biomass if | energy pipelines and gas processing 352T353 | CH4 |  | 0 | 0 | 0 | 0 | 0 | 0 | 0 | 0 | 0 | 0 | 0 | 0 | 0 | 0 | 0 | 0 | 0 | 0 | 0 | 0 | 0 | 0 | 0 | 0 | 0 | 0 | 0 | 0 | 0 | 0 | 0
Industrial Sector Energy Related Emissions before CCS[biomass if,energy pipelines and gas processing 352T353,N2O] | Industrial Sector Energy Related Emissions before CCS | biomass if | energy pipelines and gas processing 352T353 | N2O |  | 0 | 0 | 0 | 0 | 0 | 0 | 0 | 0 | 0 | 0 | 0 | 0 | 0 | 0 | 0 | 0 | 0 | 0 | 0 | 0 | 0 | 0 | 0 | 0 | 0 | 0 | 0 | 0 | 0 | 0 | 0
Industrial Sector Energy Related Emissions before CCS[biomass if,energy pipelines and gas processing 352T353,F gases] | Industrial Sector Energy Related Emissions before CCS | biomass if | energy pipelines and gas processing 352T353 | F gases |  | 0 | 0 | 0 | 0 | 0 | 0 | 0 | 0 | 0 | 0 | 0 | 0 | 0 | 0 | 0 | 0 | 0 | 0 | 0 | 0 | 0 | 0 | 0 | 0 | 0 | 0 | 0 | 0 | 0 | 0 | 0
Industrial Sector Energy Related Emissions before CCS[biomass if,water and waste 36T39,CO2] | Industrial Sector Energy Related Emissions before CCS | biomass if | water and waste 36T39 | CO2 |  | 0 | 0 | 0 | 0 | 0 | 0 | 0 | 0 | 0 | 0 | 0 | 0 | 0 | 0 | 0 | 0 | 0 | 0 | 0 | 0 | 0 | 0 | 0 | 0 | 0 | 0 | 0 | 0 | 0 | 0 | 0
Industrial Sector Energy Related Emissions before CCS[biomass if,water and waste 36T39,VOC] | Industrial Sector Energy Related Emissions before CCS | biomass if | water and waste 36T39 | VOC |  | 0 | 0 | 0 | 0 | 0 | 0 | 0 | 0 | 0 | 0 | 0 | 0 | 0 | 0 | 0 | 0 | 0 | 0 | 0 | 0 | 0 | 0 | 0 | 0 | 0 | 0 | 0 | 0 | 0 | 0 | 0
Industrial Sector Energy Related Emissions before CCS[biomass if,water and waste 36T39,CO] | Industrial Sector Energy Related Emissions before CCS | biomass if | water and waste 36T39 | CO |  | 0 | 0 | 0 | 0 | 0 | 0 | 0 | 0 | 0 | 0 | 0 | 0 | 0 | 0 | 0 | 0 | 0 | 0 | 0 | 0 | 0 | 0 | 0 | 0 | 0 | 0 | 0 | 0 | 0 | 0 | 0
Industrial Sector Energy Related Emissions before CCS[biomass if,water and waste 36T39,NOx] | Industrial Sector Energy Related Emissions before CCS | biomass if | water and waste 36T39 | NOx |  | 0 | 0 | 0 | 0 | 0 | 0 | 0 | 0 | 0 | 0 | 0 | 0 | 0 | 0 | 0 | 0 | 0 | 0 | 0 | 0 | 0 | 0 | 0 | 0 | 0 | 0 | 0 | 0 | 0 | 0 | 0
Industrial Sector Energy Related Emissions before CCS[biomass if,water and waste 36T39,PM10] | Industrial Sector Energy Related Emissions before CCS | biomass if | water and waste 36T39 | PM10 |  | 0 | 0 | 0 | 0 | 0 | 0 | 0 | 0 | 0 | 0 | 0 | 0 | 0 | 0 | 0 | 0 | 0 | 0 | 0 | 0 | 0 | 0 | 0 | 0 | 0 | 0 | 0 | 0 | 0 | 0 | 0
Industrial Sector Energy Related Emissions before CCS[biomass if,water and waste 36T39,PM25] | Industrial Sector Energy Related Emissions before CCS | biomass if | water and waste 36T39 | PM25 |  | 0 | 0 | 0 | 0 | 0 | 0 | 0 | 0 | 0 | 0 | 0 | 0 | 0 | 0 | 0 | 0 | 0 | 0 | 0 | 0 | 0 | 0 | 0 | 0 | 0 | 0 | 0 | 0 | 0 | 0 | 0
Industrial Sector Energy Related Emissions before CCS[biomass if,water and waste 36T39,SOx] | Industrial Sector Energy Related Emissions before CCS | biomass if | water and waste 36T39 | SOx |  | 0 | 0 | 0 | 0 | 0 | 0 | 0 | 0 | 0 | 0 | 0 | 0 | 0 | 0 | 0 | 0 | 0 | 0 | 0 | 0 | 0 | 0 | 0 | 0 | 0 | 0 | 0 | 0 | 0 | 0 | 0
Industrial Sector Energy Related Emissions before CCS[biomass if,water and waste 36T39,BC] | Industrial Sector Energy Related Emissions before CCS | biomass if | water and waste 36T39 | BC |  | 0 | 0 | 0 | 0 | 0 | 0 | 0 | 0 | 0 | 0 | 0 | 0 | 0 | 0 | 0 | 0 | 0 | 0 | 0 | 0 | 0 | 0 | 0 | 0 | 0 | 0 | 0 | 0 | 0 | 0 | 0
Industrial Sector Energy Related Emissions before CCS[biomass if,water and waste 36T39,OC] | Industrial Sector Energy Related Emissions before CCS | biomass if | water and waste 36T39 | OC |  | 0 | 0 | 0 | 0 | 0 | 0 | 0 | 0 | 0 | 0 | 0 | 0 | 0 | 0 | 0 | 0 | 0 | 0 | 0 | 0 | 0 | 0 | 0 | 0 | 0 | 0 | 0 | 0 | 0 | 0 | 0
Industrial Sector Energy Related Emissions before CCS[biomass if,water and waste 36T39,CH4] | Industrial Sector Energy Related Emissions before CCS | biomass if | water and waste 36T39 | CH4 |  | 0 | 0 | 0 | 0 | 0 | 0 | 0 | 0 | 0 | 0 | 0 | 0 | 0 | 0 | 0 | 0 | 0 | 0 | 0 | 0 | 0 | 0 | 0 | 0 | 0 | 0 | 0 | 0 | 0 | 0 | 0
Industrial Sector Energy Related Emissions before CCS[biomass if,water and waste 36T39,N2O] | Industrial Sector Energy Related Emissions before CCS | biomass if | water and waste 36T39 | N2O |  | 0 | 0 | 0 | 0 | 0 | 0 | 0 | 0 | 0 | 0 | 0 | 0 | 0 | 0 | 0 | 0 | 0 | 0 | 0 | 0 | 0 | 0 | 0 | 0 | 0 | 0 | 0 | 0 | 0 | 0 | 0
Industrial Sector Energy Related Emissions before CCS[biomass if,water and waste 36T39,F gases] | Industrial Sector Energy Related Emissions before CCS | biomass if | water and waste 36T39 | F gases |  | 0 | 0 | 0 | 0 | 0 | 0 | 0 | 0 | 0 | 0 | 0 | 0 | 0 | 0 | 0 | 0 | 0 | 0 | 0 | 0 | 0 | 0 | 0 | 0 | 0 | 0 | 0 | 0 | 0 | 0 | 0
Industrial Sector Energy Related Emissions before CCS[biomass if,construction 41T43,CO2] | Industrial Sector Energy Related Emissions before CCS | biomass if | construction 41T43 | CO2 |  | 0 | 0 | 0 | 0 | 0 | 0 | 0 | 0 | 0 | 0 | 0 | 0 | 0 | 0 | 0 | 0 | 0 | 0 | 0 | 0 | 0 | 0 | 0 | 0 | 0 | 0 | 0 | 0 | 0 | 0 | 0
Industrial Sector Energy Related Emissions before CCS[biomass if,construction 41T43,VOC] | Industrial Sector Energy Related Emissions before CCS | biomass if | construction 41T43 | VOC |  | 0 | 0 | 0 | 0 | 0 | 0 | 0 | 0 | 0 | 0 | 0 | 0 | 0 | 0 | 0 | 0 | 0 | 0 | 0 | 0 | 0 | 0 | 0 | 0 | 0 | 0 | 0 | 0 | 0 | 0 | 0
Industrial Sector Energy Related Emissions before CCS[biomass if,construction 41T43,CO] | Industrial Sector Energy Related Emissions before CCS | biomass if | construction 41T43 | CO |  | 0 | 0 | 0 | 0 | 0 | 0 | 0 | 0 | 0 | 0 | 0 | 0 | 0 | 0 | 0 | 0 | 0 | 0 | 0 | 0 | 0 | 0 | 0 | 0 | 0 | 0 | 0 | 0 | 0 | 0 | 0
Industrial Sector Energy Related Emissions before CCS[biomass if,construction 41T43,NOx] | Industrial Sector Energy Related Emissions before CCS | biomass if | construction 41T43 | NOx |  | 0 | 0 | 0 | 0 | 0 | 0 | 0 | 0 | 0 | 0 | 0 | 0 | 0 | 0 | 0 | 0 | 0 | 0 | 0 | 0 | 0 | 0 | 0 | 0 | 0 | 0 | 0 | 0 | 0 | 0 | 0
Industrial Sector Energy Related Emissions before CCS[biomass if,construction 41T43,PM10] | Industrial Sector Energy Related Emissions before CCS | biomass if | construction 41T43 | PM10 |  | 0 | 0 | 0 | 0 | 0 | 0 | 0 | 0 | 0 | 0 | 0 | 0 | 0 | 0 | 0 | 0 | 0 | 0 | 0 | 0 | 0 | 0 | 0 | 0 | 0 | 0 | 0 | 0 | 0 | 0 | 0
Industrial Sector Energy Related Emissions before CCS[biomass if,construction 41T43,PM25] | Industrial Sector Energy Related Emissions before CCS | biomass if | construction 41T43 | PM25 |  | 0 | 0 | 0 | 0 | 0 | 0 | 0 | 0 | 0 | 0 | 0 | 0 | 0 | 0 | 0 | 0 | 0 | 0 | 0 | 0 | 0 | 0 | 0 | 0 | 0 | 0 | 0 | 0 | 0 | 0 | 0
Industrial Sector Energy Related Emissions before CCS[biomass if,construction 41T43,SOx] | Industrial Sector Energy Related Emissions before CCS | biomass if | construction 41T43 | SOx |  | 0 | 0 | 0 | 0 | 0 | 0 | 0 | 0 | 0 | 0 | 0 | 0 | 0 | 0 | 0 | 0 | 0 | 0 | 0 | 0 | 0 | 0 | 0 | 0 | 0 | 0 | 0 | 0 | 0 | 0 | 0
Industrial Sector Energy Related Emissions before CCS[biomass if,construction 41T43,BC] | Industrial Sector Energy Related Emissions before CCS | biomass if | construction 41T43 | BC |  | 0 | 0 | 0 | 0 | 0 | 0 | 0 | 0 | 0 | 0 | 0 | 0 | 0 | 0 | 0 | 0 | 0 | 0 | 0 | 0 | 0 | 0 | 0 | 0 | 0 | 0 | 0 | 0 | 0 | 0 | 0
Industrial Sector Energy Related Emissions before CCS[biomass if,construction 41T43,OC] | Industrial Sector Energy Related Emissions before CCS | biomass if | construction 41T43 | OC |  | 0 | 0 | 0 | 0 | 0 | 0 | 0 | 0 | 0 | 0 | 0 | 0 | 0 | 0 | 0 | 0 | 0 | 0 | 0 | 0 | 0 | 0 | 0 | 0 | 0 | 0 | 0 | 0 | 0 | 0 | 0
Industrial Sector Energy Related Emissions before CCS[biomass if,construction 41T43,CH4] | Industrial Sector Energy Related Emissions before CCS | biomass if | construction 41T43 | CH4 |  | 0 | 0 | 0 | 0 | 0 | 0 | 0 | 0 | 0 | 0 | 0 | 0 | 0 | 0 | 0 | 0 | 0 | 0 | 0 | 0 | 0 | 0 | 0 | 0 | 0 | 0 | 0 | 0 | 0 | 0 | 0
Industrial Sector Energy Related Emissions before CCS[biomass if,construction 41T43,N2O] | Industrial Sector Energy Related Emissions before CCS | biomass if | construction 41T43 | N2O |  | 0 | 0 | 0 | 0 | 0 | 0 | 0 | 0 | 0 | 0 | 0 | 0 | 0 | 0 | 0 | 0 | 0 | 0 | 0 | 0 | 0 | 0 | 0 | 0 | 0 | 0 | 0 | 0 | 0 | 0 | 0
Industrial Sector Energy Related Emissions before CCS[biomass if,construction 41T43,F gases] | Industrial Sector Energy Related Emissions before CCS | biomass if | construction 41T43 | F gases |  | 0 | 0 | 0 | 0 | 0 | 0 | 0 | 0 | 0 | 0 | 0 | 0 | 0 | 0 | 0 | 0 | 0 | 0 | 0 | 0 | 0 | 0 | 0 | 0 | 0 | 0 | 0 | 0 | 0 | 0 | 0
Industrial Sector Energy Related Emissions before CCS[petroleum diesel if,agriculture and forestry 01T03,CO2] | Industrial Sector Energy Related Emissions before CCS | petroleum diesel if | agriculture and forestry 01T03 | CO2 |  | 1860510000000 | 1840340000000 | 1820170000000 | 1800000000000 | 1779830000000 | 1759670000000 | 1739490000000 | 1719320000000 | 1699150000000 | 1678990000000 | 1658820000000 | 1638650000000 | 1618480000000 | 1598310000000 | 1578140000000 | 1557970000000 | 1537800000000 | 1517630000000 | 1497470000000 | 1477300000000 | 1457130000000 | 1436960000000 | 1416790000000 | 1396620000000 | 1376450000000 | 1356280000000 | 1336110000000 | 1315940000000 | 1295780000000 | 1275600000000 | 1255430000000
Industrial Sector Energy Related Emissions before CCS[petroleum diesel if,agriculture and forestry 01T03,VOC] | Industrial Sector Energy Related Emissions before CCS | petroleum diesel if | agriculture and forestry 01T03 | VOC |  | 18545600 | 18344600 | 18143500 | 17942400 | 17741400 | 17540400 | 17339300 | 17138300 | 16937200 | 16736200 | 16535100 | 16334100 | 16133000 | 15932000 | 15731000 | 15529900 | 15328800 | 15127800 | 14926800 | 14725700 | 14524700 | 14323600 | 14122500 | 13921600 | 13720500 | 13519400 | 13318400 | 13117300 | 12916300 | 12715300 | 12514200
Industrial Sector Energy Related Emissions before CCS[petroleum diesel if,agriculture and forestry 01T03,CO] | Industrial Sector Energy Related Emissions before CCS | petroleum diesel if | agriculture and forestry 01T03 | CO |  | 483748000 | 478503000 | 473259000 | 468014000 | 462770000 | 457527000 | 452283000 | 447038000 | 441793000 | 436551000 | 431306000 | 426062000 | 420817000 | 415573000 | 410330000 | 405085000 | 399841000 | 394596000 | 389354000 | 384109000 | 378865000 | 373620000 | 368375000 | 363133000 | 357888000 | 352644000 | 347399000 | 342155000 | 336912000 | 331667000 | 326423000
Industrial Sector Energy Related Emissions before CCS[petroleum diesel if,agriculture and forestry 01T03,NOx] | Industrial Sector Energy Related Emissions before CCS | petroleum diesel if | agriculture and forestry 01T03 | NOx |  | 1248580000 | 1235040000 | 1221510000 | 1207970000 | 1194430000 | 1180900000 | 1167370000 | 1153830000 | 1140290000 | 1126760000 | 1113230000 | 1099690000 | 1086150000 | 1072620000 | 1059090000 | 1045550000 | 1032010000 | 1018480000 | 1004940000 | 991408000 | 977871000 | 964335000 | 950798000 | 937267000 | 923730000 | 910194000 | 896657000 | 883121000 | 869589000 | 856053000 | 842516000
Industrial Sector Energy Related Emissions before CCS[petroleum diesel if,agriculture and forestry 01T03,PM10] | Industrial Sector Energy Related Emissions before CCS | petroleum diesel if | agriculture and forestry 01T03 | PM10 |  | 188283000 | 186241000 | 184200000 | 182159000 | 180118000 | 178077000 | 176036000 | 173994000 | 171953000 | 169913000 | 167871000 | 165830000 | 163789000 | 161748000 | 159707000 | 157666000 | 155625000 | 153583000 | 151543000 | 149502000 | 147460000 | 145419000 | 143378000 | 141337000 | 139296000 | 137255000 | 135213000 | 133172000 | 131132000 | 129090000 | 127049000
Industrial Sector Energy Related Emissions before CCS[petroleum diesel if,agriculture and forestry 01T03,PM25] | Industrial Sector Energy Related Emissions before CCS | petroleum diesel if | agriculture and forestry 01T03 | PM25 |  | 126869000 | 125493000 | 124118000 | 122743000 | 121367000 | 119992000 | 118617000 | 117241000 | 115866000 | 114491000 | 113115000 | 111740000 | 110364000 | 108989000 | 107614000 | 106239000 | 104863000 | 103488000 | 102113000 | 100737000 | 99361900 | 97986500 | 96611000 | 95236100 | 93860600 | 92485200 | 91109700 | 89734300 | 88359300 | 86983900 | 85608400
Industrial Sector Energy Related Emissions before CCS[petroleum diesel if,agriculture and forestry 01T03,SOx] | Industrial Sector Energy Related Emissions before CCS | petroleum diesel if | agriculture and forestry 01T03 | SOx |  | 12570400 | 12434100 | 12297800 | 12161500 | 12025200 | 11889000 | 11752700 | 11616400 | 11480200 | 11343900 | 11207600 | 11071400 | 10935100 | 10798800 | 10662600 | 10526300 | 10390000 | 10253700 | 10117500 | 9981210 | 9844930 | 9708640 | 9572360 | 9436130 | 9299850 | 9163570 | 9027290 | 8891010 | 8754770 | 8618490 | 8482210
Industrial Sector Energy Related Emissions before CCS[petroleum diesel if,agriculture and forestry 01T03,BC] | Industrial Sector Energy Related Emissions before CCS | petroleum diesel if | agriculture and forestry 01T03 | BC |  | 12694300 | 12556700 | 12419100 | 12281400 | 12143800 | 12006200 | 11868600 | 11731000 | 11593400 | 11455800 | 11318200 | 11180500 | 11042900 | 10905300 | 10767700 | 10630100 | 10492500 | 10354800 | 10217300 | 10079600 | 9942020 | 9804390 | 9666760 | 9529190 | 9391560 | 9253940 | 9116310 | 8978690 | 8841110 | 8703490 | 8565860
Industrial Sector Energy Related Emissions before CCS[petroleum diesel if,agriculture and forestry 01T03,OC] | Industrial Sector Energy Related Emissions before CCS | petroleum diesel if | agriculture and forestry 01T03 | OC |  | 31711000 | 31367200 | 31023400 | 30679600 | 30335800 | 29992200 | 29648400 | 29304600 | 28960800 | 28617100 | 28273300 | 27929500 | 27585700 | 27241900 | 26898300 | 26554500 | 26210700 | 25866900 | 25523200 | 25179400 | 24835600 | 24491800 | 24148000 | 23804400 | 23460600 | 23116800 | 22773000 | 22429200 | 22085500 | 21741700 | 21397900
Industrial Sector Energy Related Emissions before CCS[petroleum diesel if,agriculture and forestry 01T03,CH4] | Industrial Sector Energy Related Emissions before CCS | petroleum diesel if | agriculture and forestry 01T03 | CH4 |  | 74380800 | 73574400 | 72768000 | 71961600 | 71155200 | 70349100 | 69542700 | 68736300 | 67929900 | 67123800 | 66317400 | 65511000 | 64704600 | 63898200 | 63092100 | 62285700 | 61479300 | 60672900 | 59866800 | 59060400 | 58254000 | 57447600 | 56641200 | 55835100 | 55028700 | 54222300 | 53415900 | 52609500 | 51803400 | 50997000 | 50190600
Industrial Sector Energy Related Emissions before CCS[petroleum diesel if,agriculture and forestry 01T03,N2O] | Industrial Sector Energy Related Emissions before CCS | petroleum diesel if | agriculture and forestry 01T03 | N2O |  | 14876200 | 14714900 | 14553600 | 14392300 | 14231000 | 14069800 | 13908500 | 13747300 | 13586000 | 13424800 | 13263500 | 13102200 | 12940900 | 12779600 | 12618400 | 12457100 | 12295900 | 12134600 | 11973400 | 11812100 | 11650800 | 11489500 | 11328200 | 11167000 | 11005700 | 10844500 | 10683200 | 10521900 | 10360700 | 10199400 | 10038100
Industrial Sector Energy Related Emissions before CCS[petroleum diesel if,agriculture and forestry 01T03,F gases] | Industrial Sector Energy Related Emissions before CCS | petroleum diesel if | agriculture and forestry 01T03 | F gases |  | 0 | 0 | 0 | 0 | 0 | 0 | 0 | 0 | 0 | 0 | 0 | 0 | 0 | 0 | 0 | 0 | 0 | 0 | 0 | 0 | 0 | 0 | 0 | 0 | 0 | 0 | 0 | 0 | 0 | 0 | 0
Industrial Sector Energy Related Emissions before CCS[petroleum diesel if,coal mining 05,CO2] | Industrial Sector Energy Related Emissions before CCS | petroleum diesel if | coal mining 05 | CO2 |  | 0 | 0 | 0 | 0 | 0 | 0 | 0 | 0 | 0 | 0 | 0 | 0 | 0 | 0 | 0 | 0 | 0 | 0 | 0 | 0 | 0 | 0 | 0 | 0 | 0 | 0 | 0 | 0 | 0 | 0 | 0
Industrial Sector Energy Related Emissions before CCS[petroleum diesel if,coal mining 05,VOC] | Industrial Sector Energy Related Emissions before CCS | petroleum diesel if | coal mining 05 | VOC |  | 0 | 0 | 0 | 0 | 0 | 0 | 0 | 0 | 0 | 0 | 0 | 0 | 0 | 0 | 0 | 0 | 0 | 0 | 0 | 0 | 0 | 0 | 0 | 0 | 0 | 0 | 0 | 0 | 0 | 0 | 0
Industrial Sector Energy Related Emissions before CCS[petroleum diesel if,coal mining 05,CO] | Industrial Sector Energy Related Emissions before CCS | petroleum diesel if | coal mining 05 | CO |  | 0 | 0 | 0 | 0 | 0 | 0 | 0 | 0 | 0 | 0 | 0 | 0 | 0 | 0 | 0 | 0 | 0 | 0 | 0 | 0 | 0 | 0 | 0 | 0 | 0 | 0 | 0 | 0 | 0 | 0 | 0
Industrial Sector Energy Related Emissions before CCS[petroleum diesel if,coal mining 05,NOx] | Industrial Sector Energy Related Emissions before CCS | petroleum diesel if | coal mining 05 | NOx |  | 0 | 0 | 0 | 0 | 0 | 0 | 0 | 0 | 0 | 0 | 0 | 0 | 0 | 0 | 0 | 0 | 0 | 0 | 0 | 0 | 0 | 0 | 0 | 0 | 0 | 0 | 0 | 0 | 0 | 0 | 0
Industrial Sector Energy Related Emissions before CCS[petroleum diesel if,coal mining 05,PM10] | Industrial Sector Energy Related Emissions before CCS | petroleum diesel if | coal mining 05 | PM10 |  | 0 | 0 | 0 | 0 | 0 | 0 | 0 | 0 | 0 | 0 | 0 | 0 | 0 | 0 | 0 | 0 | 0 | 0 | 0 | 0 | 0 | 0 | 0 | 0 | 0 | 0 | 0 | 0 | 0 | 0 | 0
Industrial Sector Energy Related Emissions before CCS[petroleum diesel if,coal mining 05,PM25] | Industrial Sector Energy Related Emissions before CCS | petroleum diesel if | coal mining 05 | PM25 |  | 0 | 0 | 0 | 0 | 0 | 0 | 0 | 0 | 0 | 0 | 0 | 0 | 0 | 0 | 0 | 0 | 0 | 0 | 0 | 0 | 0 | 0 | 0 | 0 | 0 | 0 | 0 | 0 | 0 | 0 | 0
Industrial Sector Energy Related Emissions before CCS[petroleum diesel if,coal mining 05,SOx] | Industrial Sector Energy Related Emissions before CCS | petroleum diesel if | coal mining 05 | SOx |  | 0 | 0 | 0 | 0 | 0 | 0 | 0 | 0 | 0 | 0 | 0 | 0 | 0 | 0 | 0 | 0 | 0 | 0 | 0 | 0 | 0 | 0 | 0 | 0 | 0 | 0 | 0 | 0 | 0 | 0 | 0
Industrial Sector Energy Related Emissions before CCS[petroleum diesel if,coal mining 05,BC] | Industrial Sector Energy Related Emissions before CCS | petroleum diesel if | coal mining 05 | BC |  | 0 | 0 | 0 | 0 | 0 | 0 | 0 | 0 | 0 | 0 | 0 | 0 | 0 | 0 | 0 | 0 | 0 | 0 | 0 | 0 | 0 | 0 | 0 | 0 | 0 | 0 | 0 | 0 | 0 | 0 | 0
Industrial Sector Energy Related Emissions before CCS[petroleum diesel if,coal mining 05,OC] | Industrial Sector Energy Related Emissions before CCS | petroleum diesel if | coal mining 05 | OC |  | 0 | 0 | 0 | 0 | 0 | 0 | 0 | 0 | 0 | 0 | 0 | 0 | 0 | 0 | 0 | 0 | 0 | 0 | 0 | 0 | 0 | 0 | 0 | 0 | 0 | 0 | 0 | 0 | 0 | 0 | 0
Industrial Sector Energy Related Emissions before CCS[petroleum diesel if,coal mining 05,CH4] | Industrial Sector Energy Related Emissions before CCS | petroleum diesel if | coal mining 05 | CH4 |  | 0 | 0 | 0 | 0 | 0 | 0 | 0 | 0 | 0 | 0 | 0 | 0 | 0 | 0 | 0 | 0 | 0 | 0 | 0 | 0 | 0 | 0 | 0 | 0 | 0 | 0 | 0 | 0 | 0 | 0 | 0
Industrial Sector Energy Related Emissions before CCS[petroleum diesel if,coal mining 05,N2O] | Industrial Sector Energy Related Emissions before CCS | petroleum diesel if | coal mining 05 | N2O |  | 0 | 0 | 0 | 0 | 0 | 0 | 0 | 0 | 0 | 0 | 0 | 0 | 0 | 0 | 0 | 0 | 0 | 0 | 0 | 0 | 0 | 0 | 0 | 0 | 0 | 0 | 0 | 0 | 0 | 0 | 0
Industrial Sector Energy Related Emissions before CCS[petroleum diesel if,coal mining 05,F gases] | Industrial Sector Energy Related Emissions before CCS | petroleum diesel if | coal mining 05 | F gases |  | 0 | 0 | 0 | 0 | 0 | 0 | 0 | 0 | 0 | 0 | 0 | 0 | 0 | 0 | 0 | 0 | 0 | 0 | 0 | 0 | 0 | 0 | 0 | 0 | 0 | 0 | 0 | 0 | 0 | 0 | 0
Industrial Sector Energy Related Emissions before CCS[petroleum diesel if,oil and gas extraction 06,CO2] | Industrial Sector Energy Related Emissions before CCS | petroleum diesel if | oil and gas extraction 06 | CO2 |  | 129455000000 | 118441000000 | 117730000000 | 121202000000 | 121893000000 | 124046000000 | 123219000000 | 121357000000 | 120693000000 | 117832000000 | 114552000000 | 112791000000 | 110370000000 | 109797000000 | 109324000000 | 107562000000 | 105478000000 | 104543000000 | 103894000000 | 102941000000 | 100791000000 | 98445000000 | 96709300000 | 95573200000 | 94941400000 | 94172900000 | 92874800000 | 91843700000 | 90812700000 | 89781600000 | 88750600000
Industrial Sector Energy Related Emissions before CCS[petroleum diesel if,oil and gas extraction 06,VOC] | Industrial Sector Energy Related Emissions before CCS | petroleum diesel if | oil and gas extraction 06 | VOC |  | 1290410 | 1180620 | 1173540 | 1208140 | 1215030 | 1236490 | 1228250 | 1209690 | 1203070 | 1174550 | 1141850 | 1124300 | 1100170 | 1094460 | 1089750 | 1072180 | 1051400 | 1042090 | 1035620 | 1026120 | 1004690 | 981301 | 964000 | 952675 | 946377 | 938718 | 925777 | 915500 | 905222 | 894945 | 884667
Industrial Sector Energy Related Emissions before CCS[petroleum diesel if,oil and gas extraction 06,CO] | Industrial Sector Energy Related Emissions before CCS | petroleum diesel if | oil and gas extraction 06 | CO |  | 33659400 | 30795600 | 30610800 | 31513400 | 31693100 | 32252900 | 32037800 | 31553800 | 31381100 | 30637300 | 29784300 | 29326600 | 28697000 | 28548100 | 28425200 | 27967100 | 27425100 | 27182100 | 27013400 | 26765600 | 26206600 | 25596500 | 25145200 | 24849800 | 24685500 | 24485700 | 24148200 | 23880100 | 23612000 | 23343900 | 23075900
Industrial Sector Energy Related Emissions before CCS[petroleum diesel if,oil and gas extraction 06,NOx] | Industrial Sector Energy Related Emissions before CCS | petroleum diesel if | oil and gas extraction 06 | NOx |  | 86876800 | 79485100 | 79008200 | 81337800 | 81801600 | 83246400 | 82691500 | 81442100 | 80996400 | 79076700 | 76875000 | 75693600 | 74068500 | 73684300 | 73367000 | 72184600 | 70785600 | 70158600 | 69723000 | 69083500 | 67640700 | 66066000 | 64901200 | 64138700 | 63714700 | 63199000 | 62327800 | 61635900 | 60944000 | 60252000 | 59560100
Industrial Sector Energy Related Emissions before CCS[petroleum diesel if,oil and gas extraction 06,PM10] | Industrial Sector Energy Related Emissions before CCS | petroleum diesel if | oil and gas extraction 06 | PM10 |  | 13100800 | 11986100 | 11914200 | 12265500 | 12335500 | 12553300 | 12469700 | 12281200 | 12214000 | 11924600 | 11592500 | 11414400 | 11169300 | 11111400 | 11063500 | 10885200 | 10674300 | 10579700 | 10514000 | 10417600 | 10200000 | 9962570 | 9786920 | 9671950 | 9608000 | 9530240 | 9398870 | 9294520 | 9190180 | 9085840 | 8981500
Industrial Sector Energy Related Emissions before CCS[petroleum diesel if,oil and gas extraction 06,PM25] | Industrial Sector Energy Related Emissions before CCS | petroleum diesel if | oil and gas extraction 06 | PM25 |  | 8827590 | 8076520 | 8028060 | 8264770 | 8311900 | 8458710 | 8402320 | 8275370 | 8230080 | 8035020 | 7811310 | 7691260 | 7526130 | 7487090 | 7454850 | 7334710 | 7192560 | 7128850 | 7084590 | 7019600 | 6873000 | 6712990 | 6594640 | 6517160 | 6474080 | 6421680 | 6333160 | 6262850 | 6192540 | 6122230 | 6051930
Industrial Sector Energy Related Emissions before CCS[petroleum diesel if,oil and gas extraction 06,SOx] | Industrial Sector Energy Related Emissions before CCS | petroleum diesel if | oil and gas extraction 06 | SOx |  | 874651 | 800234 | 795432 | 818886 | 823556 | 838101 | 832514 | 819936 | 815449 | 796122 | 773956 | 762062 | 745701 | 741832 | 738638 | 726734 | 712649 | 706337 | 701952 | 695513 | 680987 | 665133 | 653406 | 645730 | 641461 | 636270 | 627499 | 620533 | 613566 | 606600 | 599634
Industrial Sector Energy Related Emissions before CCS[petroleum diesel if,oil and gas extraction 06,BC] | Industrial Sector Energy Related Emissions before CCS | petroleum diesel if | oil and gas extraction 06 | BC |  | 883277 | 808125 | 803277 | 826962 | 831677 | 846367 | 840724 | 828022 | 823491 | 803973 | 781588 | 769577 | 753055 | 749148 | 745923 | 733901 | 719677 | 713303 | 708874 | 702372 | 687703 | 671693 | 659850 | 652099 | 647788 | 642545 | 633687 | 626652 | 619617 | 612582 | 605548
Industrial Sector Energy Related Emissions before CCS[petroleum diesel if,oil and gas extraction 06,OC] | Industrial Sector Energy Related Emissions before CCS | petroleum diesel if | oil and gas extraction 06 | OC |  | 2206470 | 2018740 | 2006620 | 2065790 | 2077570 | 2114260 | 2100170 | 2068440 | 2057120 | 2008360 | 1952440 | 1922440 | 1881170 | 1871410 | 1863350 | 1833320 | 1797790 | 1781860 | 1770800 | 1754560 | 1717910 | 1677920 | 1648340 | 1628970 | 1618200 | 1605110 | 1582980 | 1565410 | 1547830 | 1530260 | 1512690
Industrial Sector Energy Related Emissions before CCS[petroleum diesel if,oil and gas extraction 06,CH4] | Industrial Sector Energy Related Emissions before CCS | petroleum diesel if | oil and gas extraction 06 | CH4 |  | 5175450 | 4735110 | 4706700 | 4845480 | 4873110 | 4959180 | 4926120 | 4851690 | 4825140 | 4710780 | 4579620 | 4509240 | 4412430 | 4389540 | 4370640 | 4300200 | 4216860 | 4179510 | 4153560 | 4115460 | 4029510 | 3935700 | 3866310 | 3820890 | 3795630 | 3764910 | 3713010 | 3671790 | 3630570 | 3589350 | 3548130
Industrial Sector Energy Related Emissions before CCS[petroleum diesel if,oil and gas extraction 06,N2O] | Industrial Sector Energy Related Emissions before CCS | petroleum diesel if | oil and gas extraction 06 | N2O |  | 1035090 | 947022 | 941340 | 969096 | 974622 | 991836 | 985224 | 970338 | 965028 | 942156 | 915924 | 901848 | 882486 | 877908 | 874128 | 860040 | 843372 | 835902 | 830712 | 823092 | 805902 | 787140 | 773262 | 764178 | 759126 | 752982 | 742602 | 734358 | 726114 | 717870 | 709626
Industrial Sector Energy Related Emissions before CCS[petroleum diesel if,oil and gas extraction 06,F gases] | Industrial Sector Energy Related Emissions before CCS | petroleum diesel if | oil and gas extraction 06 | F gases |  | 0 | 0 | 0 | 0 | 0 | 0 | 0 | 0 | 0 | 0 | 0 | 0 | 0 | 0 | 0 | 0 | 0 | 0 | 0 | 0 | 0 | 0 | 0 | 0 | 0 | 0 | 0 | 0 | 0 | 0 | 0
Industrial Sector Energy Related Emissions before CCS[petroleum diesel if,other mining and quarrying 07T08,CO2] | Industrial Sector Energy Related Emissions before CCS | petroleum diesel if | other mining and quarrying 07T08 | CO2 |  | 0 | 0 | 0 | 0 | 0 | 0 | 0 | 0 | 0 | 0 | 0 | 0 | 0 | 0 | 0 | 0 | 0 | 0 | 0 | 0 | 0 | 0 | 0 | 0 | 0 | 0 | 0 | 0 | 0 | 0 | 0
Industrial Sector Energy Related Emissions before CCS[petroleum diesel if,other mining and quarrying 07T08,VOC] | Industrial Sector Energy Related Emissions before CCS | petroleum diesel if | other mining and quarrying 07T08 | VOC |  | 0 | 0 | 0 | 0 | 0 | 0 | 0 | 0 | 0 | 0 | 0 | 0 | 0 | 0 | 0 | 0 | 0 | 0 | 0 | 0 | 0 | 0 | 0 | 0 | 0 | 0 | 0 | 0 | 0 | 0 | 0
Industrial Sector Energy Related Emissions before CCS[petroleum diesel if,other mining and quarrying 07T08,CO] | Industrial Sector Energy Related Emissions before CCS | petroleum diesel if | other mining and quarrying 07T08 | CO |  | 0 | 0 | 0 | 0 | 0 | 0 | 0 | 0 | 0 | 0 | 0 | 0 | 0 | 0 | 0 | 0 | 0 | 0 | 0 | 0 | 0 | 0 | 0 | 0 | 0 | 0 | 0 | 0 | 0 | 0 | 0
Industrial Sector Energy Related Emissions before CCS[petroleum diesel if,other mining and quarrying 07T08,NOx] | Industrial Sector Energy Related Emissions before CCS | petroleum diesel if | other mining and quarrying 07T08 | NOx |  | 0 | 0 | 0 | 0 | 0 | 0 | 0 | 0 | 0 | 0 | 0 | 0 | 0 | 0 | 0 | 0 | 0 | 0 | 0 | 0 | 0 | 0 | 0 | 0 | 0 | 0 | 0 | 0 | 0 | 0 | 0
Industrial Sector Energy Related Emissions before CCS[petroleum diesel if,other mining and quarrying 07T08,PM10] | Industrial Sector Energy Related Emissions before CCS | petroleum diesel if | other mining and quarrying 07T08 | PM10 |  | 0 | 0 | 0 | 0 | 0 | 0 | 0 | 0 | 0 | 0 | 0 | 0 | 0 | 0 | 0 | 0 | 0 | 0 | 0 | 0 | 0 | 0 | 0 | 0 | 0 | 0 | 0 | 0 | 0 | 0 | 0
Industrial Sector Energy Related Emissions before CCS[petroleum diesel if,other mining and quarrying 07T08,PM25] | Industrial Sector Energy Related Emissions before CCS | petroleum diesel if | other mining and quarrying 07T08 | PM25 |  | 0 | 0 | 0 | 0 | 0 | 0 | 0 | 0 | 0 | 0 | 0 | 0 | 0 | 0 | 0 | 0 | 0 | 0 | 0 | 0 | 0 | 0 | 0 | 0 | 0 | 0 | 0 | 0 | 0 | 0 | 0
Industrial Sector Energy Related Emissions before CCS[petroleum diesel if,other mining and quarrying 07T08,SOx] | Industrial Sector Energy Related Emissions before CCS | petroleum diesel if | other mining and quarrying 07T08 | SOx |  | 0 | 0 | 0 | 0 | 0 | 0 | 0 | 0 | 0 | 0 | 0 | 0 | 0 | 0 | 0 | 0 | 0 | 0 | 0 | 0 | 0 | 0 | 0 | 0 | 0 | 0 | 0 | 0 | 0 | 0 | 0
Industrial Sector Energy Related Emissions before CCS[petroleum diesel if,other mining and quarrying 07T08,BC] | Industrial Sector Energy Related Emissions before CCS | petroleum diesel if | other mining and quarrying 07T08 | BC |  | 0 | 0 | 0 | 0 | 0 | 0 | 0 | 0 | 0 | 0 | 0 | 0 | 0 | 0 | 0 | 0 | 0 | 0 | 0 | 0 | 0 | 0 | 0 | 0 | 0 | 0 | 0 | 0 | 0 | 0 | 0
Industrial Sector Energy Related Emissions before CCS[petroleum diesel if,other mining and quarrying 07T08,OC] | Industrial Sector Energy Related Emissions before CCS | petroleum diesel if | other mining and quarrying 07T08 | OC |  | 0 | 0 | 0 | 0 | 0 | 0 | 0 | 0 | 0 | 0 | 0 | 0 | 0 | 0 | 0 | 0 | 0 | 0 | 0 | 0 | 0 | 0 | 0 | 0 | 0 | 0 | 0 | 0 | 0 | 0 | 0
Industrial Sector Energy Related Emissions before CCS[petroleum diesel if,other mining and quarrying 07T08,CH4] | Industrial Sector Energy Related Emissions before CCS | petroleum diesel if | other mining and quarrying 07T08 | CH4 |  | 0 | 0 | 0 | 0 | 0 | 0 | 0 | 0 | 0 | 0 | 0 | 0 | 0 | 0 | 0 | 0 | 0 | 0 | 0 | 0 | 0 | 0 | 0 | 0 | 0 | 0 | 0 | 0 | 0 | 0 | 0
Industrial Sector Energy Related Emissions before CCS[petroleum diesel if,other mining and quarrying 07T08,N2O] | Industrial Sector Energy Related Emissions before CCS | petroleum diesel if | other mining and quarrying 07T08 | N2O |  | 0 | 0 | 0 | 0 | 0 | 0 | 0 | 0 | 0 | 0 | 0 | 0 | 0 | 0 | 0 | 0 | 0 | 0 | 0 | 0 | 0 | 0 | 0 | 0 | 0 | 0 | 0 | 0 | 0 | 0 | 0
Industrial Sector Energy Related Emissions before CCS[petroleum diesel if,other mining and quarrying 07T08,F gases] | Industrial Sector Energy Related Emissions before CCS | petroleum diesel if | other mining and quarrying 07T08 | F gases |  | 0 | 0 | 0 | 0 | 0 | 0 | 0 | 0 | 0 | 0 | 0 | 0 | 0 | 0 | 0 | 0 | 0 | 0 | 0 | 0 | 0 | 0 | 0 | 0 | 0 | 0 | 0 | 0 | 0 | 0 | 0
Industrial Sector Energy Related Emissions before CCS[petroleum diesel if,food beverage and tobacco 10T12,CO2] | Industrial Sector Energy Related Emissions before CCS | petroleum diesel if | food beverage and tobacco 10T12 | CO2 |  | 0 | 0 | 0 | 0 | 0 | 0 | 0 | 0 | 0 | 0 | 0 | 0 | 0 | 0 | 0 | 0 | 0 | 0 | 0 | 0 | 0 | 0 | 0 | 0 | 0 | 0 | 0 | 0 | 0 | 0 | 0
Industrial Sector Energy Related Emissions before CCS[petroleum diesel if,food beverage and tobacco 10T12,VOC] | Industrial Sector Energy Related Emissions before CCS | petroleum diesel if | food beverage and tobacco 10T12 | VOC |  | 0 | 0 | 0 | 0 | 0 | 0 | 0 | 0 | 0 | 0 | 0 | 0 | 0 | 0 | 0 | 0 | 0 | 0 | 0 | 0 | 0 | 0 | 0 | 0 | 0 | 0 | 0 | 0 | 0 | 0 | 0
Industrial Sector Energy Related Emissions before CCS[petroleum diesel if,food beverage and tobacco 10T12,CO] | Industrial Sector Energy Related Emissions before CCS | petroleum diesel if | food beverage and tobacco 10T12 | CO |  | 0 | 0 | 0 | 0 | 0 | 0 | 0 | 0 | 0 | 0 | 0 | 0 | 0 | 0 | 0 | 0 | 0 | 0 | 0 | 0 | 0 | 0 | 0 | 0 | 0 | 0 | 0 | 0 | 0 | 0 | 0
Industrial Sector Energy Related Emissions before CCS[petroleum diesel if,food beverage and tobacco 10T12,NOx] | Industrial Sector Energy Related Emissions before CCS | petroleum diesel if | food beverage and tobacco 10T12 | NOx |  | 0 | 0 | 0 | 0 | 0 | 0 | 0 | 0 | 0 | 0 | 0 | 0 | 0 | 0 | 0 | 0 | 0 | 0 | 0 | 0 | 0 | 0 | 0 | 0 | 0 | 0 | 0 | 0 | 0 | 0 | 0
Industrial Sector Energy Related Emissions before CCS[petroleum diesel if,food beverage and tobacco 10T12,PM10] | Industrial Sector Energy Related Emissions before CCS | petroleum diesel if | food beverage and tobacco 10T12 | PM10 |  | 0 | 0 | 0 | 0 | 0 | 0 | 0 | 0 | 0 | 0 | 0 | 0 | 0 | 0 | 0 | 0 | 0 | 0 | 0 | 0 | 0 | 0 | 0 | 0 | 0 | 0 | 0 | 0 | 0 | 0 | 0
Industrial Sector Energy Related Emissions before CCS[petroleum diesel if,food beverage and tobacco 10T12,PM25] | Industrial Sector Energy Related Emissions before CCS | petroleum diesel if | food beverage and tobacco 10T12 | PM25 |  | 0 | 0 | 0 | 0 | 0 | 0 | 0 | 0 | 0 | 0 | 0 | 0 | 0 | 0 | 0 | 0 | 0 | 0 | 0 | 0 | 0 | 0 | 0 | 0 | 0 | 0 | 0 | 0 | 0 | 0 | 0
Industrial Sector Energy Related Emissions before CCS[petroleum diesel if,food beverage and tobacco 10T12,SOx] | Industrial Sector Energy Related Emissions before CCS | petroleum diesel if | food beverage and tobacco 10T12 | SOx |  | 0 | 0 | 0 | 0 | 0 | 0 | 0 | 0 | 0 | 0 | 0 | 0 | 0 | 0 | 0 | 0 | 0 | 0 | 0 | 0 | 0 | 0 | 0 | 0 | 0 | 0 | 0 | 0 | 0 | 0 | 0
Industrial Sector Energy Related Emissions before CCS[petroleum diesel if,food beverage and tobacco 10T12,BC] | Industrial Sector Energy Related Emissions before CCS | petroleum diesel if | food beverage and tobacco 10T12 | BC |  | 0 | 0 | 0 | 0 | 0 | 0 | 0 | 0 | 0 | 0 | 0 | 0 | 0 | 0 | 0 | 0 | 0 | 0 | 0 | 0 | 0 | 0 | 0 | 0 | 0 | 0 | 0 | 0 | 0 | 0 | 0
Industrial Sector Energy Related Emissions before CCS[petroleum diesel if,food beverage and tobacco 10T12,OC] | Industrial Sector Energy Related Emissions before CCS | petroleum diesel if | food beverage and tobacco 10T12 | OC |  | 0 | 0 | 0 | 0 | 0 | 0 | 0 | 0 | 0 | 0 | 0 | 0 | 0 | 0 | 0 | 0 | 0 | 0 | 0 | 0 | 0 | 0 | 0 | 0 | 0 | 0 | 0 | 0 | 0 | 0 | 0
Industrial Sector Energy Related Emissions before CCS[petroleum diesel if,food beverage and tobacco 10T12,CH4] | Industrial Sector Energy Related Emissions before CCS | petroleum diesel if | food beverage and tobacco 10T12 | CH4 |  | 0 | 0 | 0 | 0 | 0 | 0 | 0 | 0 | 0 | 0 | 0 | 0 | 0 | 0 | 0 | 0 | 0 | 0 | 0 | 0 | 0 | 0 | 0 | 0 | 0 | 0 | 0 | 0 | 0 | 0 | 0
Industrial Sector Energy Related Emissions before CCS[petroleum diesel if,food beverage and tobacco 10T12,N2O] | Industrial Sector Energy Related Emissions before CCS | petroleum diesel if | food beverage and tobacco 10T12 | N2O |  | 0 | 0 | 0 | 0 | 0 | 0 | 0 | 0 | 0 | 0 | 0 | 0 | 0 | 0 | 0 | 0 | 0 | 0 | 0 | 0 | 0 | 0 | 0 | 0 | 0 | 0 | 0 | 0 | 0 | 0 | 0
Industrial Sector Energy Related Emissions before CCS[petroleum diesel if,food beverage and tobacco 10T12,F gases] | Industrial Sector Energy Related Emissions before CCS | petroleum diesel if | food beverage and tobacco 10T12 | F gases |  | 0 | 0 | 0 | 0 | 0 | 0 | 0 | 0 | 0 | 0 | 0 | 0 | 0 | 0 | 0 | 0 | 0 | 0 | 0 | 0 | 0 | 0 | 0 | 0 | 0 | 0 | 0 | 0 | 0 | 0 | 0
Industrial Sector Energy Related Emissions before CCS[petroleum diesel if,textiles apparel and leather 13T15,CO2] | Industrial Sector Energy Related Emissions before CCS | petroleum diesel if | textiles apparel and leather 13T15 | CO2 |  | 0 | 0 | 0 | 0 | 0 | 0 | 0 | 0 | 0 | 0 | 0 | 0 | 0 | 0 | 0 | 0 | 0 | 0 | 0 | 0 | 0 | 0 | 0 | 0 | 0 | 0 | 0 | 0 | 0 | 0 | 0
Industrial Sector Energy Related Emissions before CCS[petroleum diesel if,textiles apparel and leather 13T15,VOC] | Industrial Sector Energy Related Emissions before CCS | petroleum diesel if | textiles apparel and leather 13T15 | VOC |  | 0 | 0 | 0 | 0 | 0 | 0 | 0 | 0 | 0 | 0 | 0 | 0 | 0 | 0 | 0 | 0 | 0 | 0 | 0 | 0 | 0 | 0 | 0 | 0 | 0 | 0 | 0 | 0 | 0 | 0 | 0
Industrial Sector Energy Related Emissions before CCS[petroleum diesel if,textiles apparel and leather 13T15,CO] | Industrial Sector Energy Related Emissions before CCS | petroleum diesel if | textiles apparel and leather 13T15 | CO |  | 0 | 0 | 0 | 0 | 0 | 0 | 0 | 0 | 0 | 0 | 0 | 0 | 0 | 0 | 0 | 0 | 0 | 0 | 0 | 0 | 0 | 0 | 0 | 0 | 0 | 0 | 0 | 0 | 0 | 0 | 0
Industrial Sector Energy Related Emissions before CCS[petroleum diesel if,textiles apparel and leather 13T15,NOx] | Industrial Sector Energy Related Emissions before CCS | petroleum diesel if | textiles apparel and leather 13T15 | NOx |  | 0 | 0 | 0 | 0 | 0 | 0 | 0 | 0 | 0 | 0 | 0 | 0 | 0 | 0 | 0 | 0 | 0 | 0 | 0 | 0 | 0 | 0 | 0 | 0 | 0 | 0 | 0 | 0 | 0 | 0 | 0
Industrial Sector Energy Related Emissions before CCS[petroleum diesel if,textiles apparel and leather 13T15,PM10] | Industrial Sector Energy Related Emissions before CCS | petroleum diesel if | textiles apparel and leather 13T15 | PM10 |  | 0 | 0 | 0 | 0 | 0 | 0 | 0 | 0 | 0 | 0 | 0 | 0 | 0 | 0 | 0 | 0 | 0 | 0 | 0 | 0 | 0 | 0 | 0 | 0 | 0 | 0 | 0 | 0 | 0 | 0 | 0
Industrial Sector Energy Related Emissions before CCS[petroleum diesel if,textiles apparel and leather 13T15,PM25] | Industrial Sector Energy Related Emissions before CCS | petroleum diesel if | textiles apparel and leather 13T15 | PM25 |  | 0 | 0 | 0 | 0 | 0 | 0 | 0 | 0 | 0 | 0 | 0 | 0 | 0 | 0 | 0 | 0 | 0 | 0 | 0 | 0 | 0 | 0 | 0 | 0 | 0 | 0 | 0 | 0 | 0 | 0 | 0
Industrial Sector Energy Related Emissions before CCS[petroleum diesel if,textiles apparel and leather 13T15,SOx] | Industrial Sector Energy Related Emissions before CCS | petroleum diesel if | textiles apparel and leather 13T15 | SOx |  | 0 | 0 | 0 | 0 | 0 | 0 | 0 | 0 | 0 | 0 | 0 | 0 | 0 | 0 | 0 | 0 | 0 | 0 | 0 | 0 | 0 | 0 | 0 | 0 | 0 | 0 | 0 | 0 | 0 | 0 | 0
Industrial Sector Energy Related Emissions before CCS[petroleum diesel if,textiles apparel and leather 13T15,BC] | Industrial Sector Energy Related Emissions before CCS | petroleum diesel if | textiles apparel and leather 13T15 | BC |  | 0 | 0 | 0 | 0 | 0 | 0 | 0 | 0 | 0 | 0 | 0 | 0 | 0 | 0 | 0 | 0 | 0 | 0 | 0 | 0 | 0 | 0 | 0 | 0 | 0 | 0 | 0 | 0 | 0 | 0 | 0
Industrial Sector Energy Related Emissions before CCS[petroleum diesel if,textiles apparel and leather 13T15,OC] | Industrial Sector Energy Related Emissions before CCS | petroleum diesel if | textiles apparel and leather 13T15 | OC |  | 0 | 0 | 0 | 0 | 0 | 0 | 0 | 0 | 0 | 0 | 0 | 0 | 0 | 0 | 0 | 0 | 0 | 0 | 0 | 0 | 0 | 0 | 0 | 0 | 0 | 0 | 0 | 0 | 0 | 0 | 0
Industrial Sector Energy Related Emissions before CCS[petroleum diesel if,textiles apparel and leather 13T15,CH4] | Industrial Sector Energy Related Emissions before CCS | petroleum diesel if | textiles apparel and leather 13T15 | CH4 |  | 0 | 0 | 0 | 0 | 0 | 0 | 0 | 0 | 0 | 0 | 0 | 0 | 0 | 0 | 0 | 0 | 0 | 0 | 0 | 0 | 0 | 0 | 0 | 0 | 0 | 0 | 0 | 0 | 0 | 0 | 0
Industrial Sector Energy Related Emissions before CCS[petroleum diesel if,textiles apparel and leather 13T15,N2O] | Industrial Sector Energy Related Emissions before CCS | petroleum diesel if | textiles apparel and leather 13T15 | N2O |  | 0 | 0 | 0 | 0 | 0 | 0 | 0 | 0 | 0 | 0 | 0 | 0 | 0 | 0 | 0 | 0 | 0 | 0 | 0 | 0 | 0 | 0 | 0 | 0 | 0 | 0 | 0 | 0 | 0 | 0 | 0
Industrial Sector Energy Related Emissions before CCS[petroleum diesel if,textiles apparel and leather 13T15,F gases] | Industrial Sector Energy Related Emissions before CCS | petroleum diesel if | textiles apparel and leather 13T15 | F gases |  | 0 | 0 | 0 | 0 | 0 | 0 | 0 | 0 | 0 | 0 | 0 | 0 | 0 | 0 | 0 | 0 | 0 | 0 | 0 | 0 | 0 | 0 | 0 | 0 | 0 | 0 | 0 | 0 | 0 | 0 | 0
Industrial Sector Energy Related Emissions before CCS[petroleum diesel if,wood products 16,CO2] | Industrial Sector Energy Related Emissions before CCS | petroleum diesel if | wood products 16 | CO2 |  | 0 | 0 | 0 | 0 | 0 | 0 | 0 | 0 | 0 | 0 | 0 | 0 | 0 | 0 | 0 | 0 | 0 | 0 | 0 | 0 | 0 | 0 | 0 | 0 | 0 | 0 | 0 | 0 | 0 | 0 | 0
Industrial Sector Energy Related Emissions before CCS[petroleum diesel if,wood products 16,VOC] | Industrial Sector Energy Related Emissions before CCS | petroleum diesel if | wood products 16 | VOC |  | 0 | 0 | 0 | 0 | 0 | 0 | 0 | 0 | 0 | 0 | 0 | 0 | 0 | 0 | 0 | 0 | 0 | 0 | 0 | 0 | 0 | 0 | 0 | 0 | 0 | 0 | 0 | 0 | 0 | 0 | 0
Industrial Sector Energy Related Emissions before CCS[petroleum diesel if,wood products 16,CO] | Industrial Sector Energy Related Emissions before CCS | petroleum diesel if | wood products 16 | CO |  | 0 | 0 | 0 | 0 | 0 | 0 | 0 | 0 | 0 | 0 | 0 | 0 | 0 | 0 | 0 | 0 | 0 | 0 | 0 | 0 | 0 | 0 | 0 | 0 | 0 | 0 | 0 | 0 | 0 | 0 | 0
Industrial Sector Energy Related Emissions before CCS[petroleum diesel if,wood products 16,NOx] | Industrial Sector Energy Related Emissions before CCS | petroleum diesel if | wood products 16 | NOx |  | 0 | 0 | 0 | 0 | 0 | 0 | 0 | 0 | 0 | 0 | 0 | 0 | 0 | 0 | 0 | 0 | 0 | 0 | 0 | 0 | 0 | 0 | 0 | 0 | 0 | 0 | 0 | 0 | 0 | 0 | 0
Industrial Sector Energy Related Emissions before CCS[petroleum diesel if,wood products 16,PM10] | Industrial Sector Energy Related Emissions before CCS | petroleum diesel if | wood products 16 | PM10 |  | 0 | 0 | 0 | 0 | 0 | 0 | 0 | 0 | 0 | 0 | 0 | 0 | 0 | 0 | 0 | 0 | 0 | 0 | 0 | 0 | 0 | 0 | 0 | 0 | 0 | 0 | 0 | 0 | 0 | 0 | 0
Industrial Sector Energy Related Emissions before CCS[petroleum diesel if,wood products 16,PM25] | Industrial Sector Energy Related Emissions before CCS | petroleum diesel if | wood products 16 | PM25 |  | 0 | 0 | 0 | 0 | 0 | 0 | 0 | 0 | 0 | 0 | 0 | 0 | 0 | 0 | 0 | 0 | 0 | 0 | 0 | 0 | 0 | 0 | 0 | 0 | 0 | 0 | 0 | 0 | 0 | 0 | 0
Industrial Sector Energy Related Emissions before CCS[petroleum diesel if,wood products 16,SOx] | Industrial Sector Energy Related Emissions before CCS | petroleum diesel if | wood products 16 | SOx |  | 0 | 0 | 0 | 0 | 0 | 0 | 0 | 0 | 0 | 0 | 0 | 0 | 0 | 0 | 0 | 0 | 0 | 0 | 0 | 0 | 0 | 0 | 0 | 0 | 0 | 0 | 0 | 0 | 0 | 0 | 0
Industrial Sector Energy Related Emissions before CCS[petroleum diesel if,wood products 16,BC] | Industrial Sector Energy Related Emissions before CCS | petroleum diesel if | wood products 16 | BC |  | 0 | 0 | 0 | 0 | 0 | 0 | 0 | 0 | 0 | 0 | 0 | 0 | 0 | 0 | 0 | 0 | 0 | 0 | 0 | 0 | 0 | 0 | 0 | 0 | 0 | 0 | 0 | 0 | 0 | 0 | 0
Industrial Sector Energy Related Emissions before CCS[petroleum diesel if,wood products 16,OC] | Industrial Sector Energy Related Emissions before CCS | petroleum diesel if | wood products 16 | OC |  | 0 | 0 | 0 | 0 | 0 | 0 | 0 | 0 | 0 | 0 | 0 | 0 | 0 | 0 | 0 | 0 | 0 | 0 | 0 | 0 | 0 | 0 | 0 | 0 | 0 | 0 | 0 | 0 | 0 | 0 | 0
Industrial Sector Energy Related Emissions before CCS[petroleum diesel if,wood products 16,CH4] | Industrial Sector Energy Related Emissions before CCS | petroleum diesel if | wood products 16 | CH4 |  | 0 | 0 | 0 | 0 | 0 | 0 | 0 | 0 | 0 | 0 | 0 | 0 | 0 | 0 | 0 | 0 | 0 | 0 | 0 | 0 | 0 | 0 | 0 | 0 | 0 | 0 | 0 | 0 | 0 | 0 | 0
Industrial Sector Energy Related Emissions before CCS[petroleum diesel if,wood products 16,N2O] | Industrial Sector Energy Related Emissions before CCS | petroleum diesel if | wood products 16 | N2O |  | 0 | 0 | 0 | 0 | 0 | 0 | 0 | 0 | 0 | 0 | 0 | 0 | 0 | 0 | 0 | 0 | 0 | 0 | 0 | 0 | 0 | 0 | 0 | 0 | 0 | 0 | 0 | 0 | 0 | 0 | 0
Industrial Sector Energy Related Emissions before CCS[petroleum diesel if,wood products 16,F gases] | Industrial Sector Energy Related Emissions before CCS | petroleum diesel if | wood products 16 | F gases |  | 0 | 0 | 0 | 0 | 0 | 0 | 0 | 0 | 0 | 0 | 0 | 0 | 0 | 0 | 0 | 0 | 0 | 0 | 0 | 0 | 0 | 0 | 0 | 0 | 0 | 0 | 0 | 0 | 0 | 0 | 0
Industrial Sector Energy Related Emissions before CCS[petroleum diesel if,pulp paper and printing 17T18,CO2] | Industrial Sector Energy Related Emissions before CCS | petroleum diesel if | pulp paper and printing 17T18 | CO2 |  | 0 | 0 | 0 | 0 | 0 | 0 | 0 | 0 | 0 | 0 | 0 | 0 | 0 | 0 | 0 | 0 | 0 | 0 | 0 | 0 | 0 | 0 | 0 | 0 | 0 | 0 | 0 | 0 | 0 | 0 | 0
Industrial Sector Energy Related Emissions before CCS[petroleum diesel if,pulp paper and printing 17T18,VOC] | Industrial Sector Energy Related Emissions before CCS | petroleum diesel if | pulp paper and printing 17T18 | VOC |  | 0 | 0 | 0 | 0 | 0 | 0 | 0 | 0 | 0 | 0 | 0 | 0 | 0 | 0 | 0 | 0 | 0 | 0 | 0 | 0 | 0 | 0 | 0 | 0 | 0 | 0 | 0 | 0 | 0 | 0 | 0
Industrial Sector Energy Related Emissions before CCS[petroleum diesel if,pulp paper and printing 17T18,CO] | Industrial Sector Energy Related Emissions before CCS | petroleum diesel if | pulp paper and printing 17T18 | CO |  | 0 | 0 | 0 | 0 | 0 | 0 | 0 | 0 | 0 | 0 | 0 | 0 | 0 | 0 | 0 | 0 | 0 | 0 | 0 | 0 | 0 | 0 | 0 | 0 | 0 | 0 | 0 | 0 | 0 | 0 | 0
Industrial Sector Energy Related Emissions before CCS[petroleum diesel if,pulp paper and printing 17T18,NOx] | Industrial Sector Energy Related Emissions before CCS | petroleum diesel if | pulp paper and printing 17T18 | NOx |  | 0 | 0 | 0 | 0 | 0 | 0 | 0 | 0 | 0 | 0 | 0 | 0 | 0 | 0 | 0 | 0 | 0 | 0 | 0 | 0 | 0 | 0 | 0 | 0 | 0 | 0 | 0 | 0 | 0 | 0 | 0
Industrial Sector Energy Related Emissions before CCS[petroleum diesel if,pulp paper and printing 17T18,PM10] | Industrial Sector Energy Related Emissions before CCS | petroleum diesel if | pulp paper and printing 17T18 | PM10 |  | 0 | 0 | 0 | 0 | 0 | 0 | 0 | 0 | 0 | 0 | 0 | 0 | 0 | 0 | 0 | 0 | 0 | 0 | 0 | 0 | 0 | 0 | 0 | 0 | 0 | 0 | 0 | 0 | 0 | 0 | 0
Industrial Sector Energy Related Emissions before CCS[petroleum diesel if,pulp paper and printing 17T18,PM25] | Industrial Sector Energy Related Emissions before CCS | petroleum diesel if | pulp paper and printing 17T18 | PM25 |  | 0 | 0 | 0 | 0 | 0 | 0 | 0 | 0 | 0 | 0 | 0 | 0 | 0 | 0 | 0 | 0 | 0 | 0 | 0 | 0 | 0 | 0 | 0 | 0 | 0 | 0 | 0 | 0 | 0 | 0 | 0
Industrial Sector Energy Related Emissions before CCS[petroleum diesel if,pulp paper and printing 17T18,SOx] | Industrial Sector Energy Related Emissions before CCS | petroleum diesel if | pulp paper and printing 17T18 | SOx |  | 0 | 0 | 0 | 0 | 0 | 0 | 0 | 0 | 0 | 0 | 0 | 0 | 0 | 0 | 0 | 0 | 0 | 0 | 0 | 0 | 0 | 0 | 0 | 0 | 0 | 0 | 0 | 0 | 0 | 0 | 0
Industrial Sector Energy Related Emissions before CCS[petroleum diesel if,pulp paper and printing 17T18,BC] | Industrial Sector Energy Related Emissions before CCS | petroleum diesel if | pulp paper and printing 17T18 | BC |  | 0 | 0 | 0 | 0 | 0 | 0 | 0 | 0 | 0 | 0 | 0 | 0 | 0 | 0 | 0 | 0 | 0 | 0 | 0 | 0 | 0 | 0 | 0 | 0 | 0 | 0 | 0 | 0 | 0 | 0 | 0
Industrial Sector Energy Related Emissions before CCS[petroleum diesel if,pulp paper and printing 17T18,OC] | Industrial Sector Energy Related Emissions before CCS | petroleum diesel if | pulp paper and printing 17T18 | OC |  | 0 | 0 | 0 | 0 | 0 | 0 | 0 | 0 | 0 | 0 | 0 | 0 | 0 | 0 | 0 | 0 | 0 | 0 | 0 | 0 | 0 | 0 | 0 | 0 | 0 | 0 | 0 | 0 | 0 | 0 | 0
Industrial Sector Energy Related Emissions before CCS[petroleum diesel if,pulp paper and printing 17T18,CH4] | Industrial Sector Energy Related Emissions before CCS | petroleum diesel if | pulp paper and printing 17T18 | CH4 |  | 0 | 0 | 0 | 0 | 0 | 0 | 0 | 0 | 0 | 0 | 0 | 0 | 0 | 0 | 0 | 0 | 0 | 0 | 0 | 0 | 0 | 0 | 0 | 0 | 0 | 0 | 0 | 0 | 0 | 0 | 0
Industrial Sector Energy Related Emissions before CCS[petroleum diesel if,pulp paper and printing 17T18,N2O] | Industrial Sector Energy Related Emissions before CCS | petroleum diesel if | pulp paper and printing 17T18 | N2O |  | 0 | 0 | 0 | 0 | 0 | 0 | 0 | 0 | 0 | 0 | 0 | 0 | 0 | 0 | 0 | 0 | 0 | 0 | 0 | 0 | 0 | 0 | 0 | 0 | 0 | 0 | 0 | 0 | 0 | 0 | 0
Industrial Sector Energy Related Emissions before CCS[petroleum diesel if,pulp paper and printing 17T18,F gases] | Industrial Sector Energy Related Emissions before CCS | petroleum diesel if | pulp paper and printing 17T18 | F gases |  | 0 | 0 | 0 | 0 | 0 | 0 | 0 | 0 | 0 | 0 | 0 | 0 | 0 | 0 | 0 | 0 | 0 | 0 | 0 | 0 | 0 | 0 | 0 | 0 | 0 | 0 | 0 | 0 | 0 | 0 | 0
Industrial Sector Energy Related Emissions before CCS[petroleum diesel if,refined petroleum and coke 19,CO2] | Industrial Sector Energy Related Emissions before CCS | petroleum diesel if | refined petroleum and coke 19 | CO2 |  | 6164420000 | 7277750000 | 7097720000 | 7550280000 | 7705000000 | 7826360000 | 7852840000 | 7989680000 | 7740520000 | 8608500000 | 9406680000 | 10227300000 | 11107000000 | 12038900000 | 12820500000 | 13574900000 | 14489600000 | 14239000000 | 14057400000 | 14012600000 | 13900400000 | 13860300000 | 13812400000 | 13803400000 | 13768800000 | 13767600000 | 13726200000 | 13816200000 | 13825400000 | 13835700000 | 13878500000
Industrial Sector Energy Related Emissions before CCS[petroleum diesel if,refined petroleum and coke 19,VOC] | Industrial Sector Energy Related Emissions before CCS | petroleum diesel if | refined petroleum and coke 19 | VOC |  | 61447 | 72544.8 | 70750.2 | 75261.3 | 76803.6 | 78013.3 | 78277.2 | 79641.3 | 77157.6 | 85809.7 | 93765.9 | 101946 | 110714 | 120004 | 127794 | 135314 | 144433 | 141935 | 140125 | 139678 | 138559 | 138159 | 137682 | 137593 | 137247 | 137236 | 136823 | 137720 | 137812 | 137915 | 138342
Industrial Sector Energy Related Emissions before CCS[petroleum diesel if,refined petroleum and coke 19,CO] | Industrial Sector Energy Related Emissions before CCS | petroleum diesel if | refined petroleum and coke 19 | CO |  | 1602800 | 1892270 | 1845460 | 1963130 | 2003360 | 2034920 | 2041800 | 2077380 | 2012600 | 2238280 | 2445810 | 2659180 | 2887900 | 3130210 | 3333420 | 3529570 | 3767420 | 3702260 | 3655040 | 3643400 | 3614210 | 3603780 | 3591340 | 3588990 | 3579990 | 3579700 | 3568910 | 3592330 | 3594710 | 3597400 | 3608530
Industrial Sector Energy Related Emissions before CCS[petroleum diesel if,refined petroleum and coke 19,NOx] | Industrial Sector Energy Related Emissions before CCS | petroleum diesel if | refined petroleum and coke 19 | NOx |  | 4136910 | 4884070 | 4763250 | 5066950 | 5170790 | 5252240 | 5270000 | 5361840 | 5194630 | 5777120 | 6312780 | 6863500 | 7453830 | 8079240 | 8603750 | 9110020 | 9723910 | 9555730 | 9433870 | 9403810 | 9328490 | 9301560 | 9269450 | 9263400 | 9240170 | 9239400 | 9211570 | 9272010 | 9278160 | 9285080 | 9313830
Industrial Sector Energy Related Emissions before CCS[petroleum diesel if,refined petroleum and coke 19,PM10] | Industrial Sector Energy Related Emissions before CCS | petroleum diesel if | refined petroleum and coke 19 | PM10 |  | 623835 | 736504 | 718285 | 764083 | 779742 | 792023 | 794702 | 808551 | 783335 | 871174 | 951950 | 1035000 | 1124020 | 1218330 | 1297420 | 1373770 | 1466340 | 1440980 | 1422600 | 1418070 | 1406710 | 1402650 | 1397810 | 1396900 | 1393390 | 1393280 | 1389080 | 1398190 | 1399120 | 1400160 | 1404500
Industrial Sector Energy Related Emissions before CCS[petroleum diesel if,refined petroleum and coke 19,PM25] | Industrial Sector Energy Related Emissions before CCS | petroleum diesel if | refined petroleum and coke 19 | PM25 |  | 420353 | 496272 | 483996 | 514856 | 525407 | 533682 | 535487 | 544819 | 527828 | 587016 | 641444 | 697403 | 757387 | 820935 | 874230 | 925673 | 988051 | 970962 | 958579 | 955525 | 947872 | 945135 | 941873 | 941258 | 938898 | 938819 | 935991 | 942133 | 942758 | 943461 | 946382
Industrial Sector Energy Related Emissions before CCS[petroleum diesel if,refined petroleum and coke 19,SOx] | Industrial Sector Energy Related Emissions before CCS | petroleum diesel if | refined petroleum and coke 19 | SOx |  | 41649.3 | 49171.4 | 47955 | 51012.7 | 52058.1 | 52878 | 53056.9 | 53981.5 | 52298 | 58162.4 | 63555.3 | 69099.7 | 75043.1 | 81339.5 | 86620.1 | 91717.1 | 97897.6 | 96204.4 | 94977.5 | 94674.9 | 93916.6 | 93645.4 | 93322.1 | 93261.2 | 93027.4 | 93019.6 | 92739.4 | 93348 | 93409.9 | 93479.5 | 93769
Industrial Sector Energy Related Emissions before CCS[petroleum diesel if,refined petroleum and coke 19,BC] | Industrial Sector Energy Related Emissions before CCS | petroleum diesel if | refined petroleum and coke 19 | BC |  | 42060 | 49656.3 | 48428 | 51515.7 | 52571.5 | 53399.5 | 53580.1 | 54513.8 | 52813.8 | 58736 | 64182 | 69781.2 | 75783.1 | 82141.6 | 87474.3 | 92621.6 | 98863 | 97153.2 | 95914.1 | 95608.6 | 94842.8 | 94569 | 94242.5 | 94181 | 93944.8 | 93937 | 93654 | 94268.6 | 94331.1 | 94401.4 | 94693.7
Industrial Sector Energy Related Emissions before CCS[petroleum diesel if,refined petroleum and coke 19,OC] | Industrial Sector Energy Related Emissions before CCS | petroleum diesel if | refined petroleum and coke 19 | OC |  | 105068 | 124044 | 120975 | 128689 | 131326 | 133394 | 133846 | 136178 | 131931 | 146725 | 160330 | 174317 | 189310 | 205194 | 218515 | 231373 | 246965 | 242693 | 239598 | 238835 | 236922 | 236238 | 235422 | 235268 | 234679 | 234659 | 233952 | 235487 | 235643 | 235819 | 236549
Industrial Sector Energy Related Emissions before CCS[petroleum diesel if,refined petroleum and coke 19,CH4] | Industrial Sector Energy Related Emissions before CCS | petroleum diesel if | refined petroleum and coke 19 | CH4 |  | 246445 | 290955 | 283758 | 301850 | 308036 | 312888 | 313946 | 319417 | 309456 | 344156 | 376067 | 408874 | 444042 | 481299 | 512545 | 542705 | 579276 | 569257 | 561997 | 560206 | 555719 | 554115 | 552202 | 551842 | 550458 | 550412 | 548754 | 552355 | 552721 | 553133 | 554846
Industrial Sector Energy Related Emissions before CCS[petroleum diesel if,refined petroleum and coke 19,N2O] | Industrial Sector Energy Related Emissions before CCS | petroleum diesel if | refined petroleum and coke 19 | N2O |  | 49289.1 | 58191 | 56751.5 | 60370 | 61607.2 | 62577.5 | 62789.2 | 63883.4 | 61891.1 | 68831.3 | 75213.3 | 81774.8 | 88808.4 | 96259.7 | 102509 | 108541 | 115855 | 113851 | 112399 | 112041 | 111144 | 110823 | 110440 | 110368 | 110092 | 110082 | 109751 | 110471 | 110544 | 110627 | 110969
Industrial Sector Energy Related Emissions before CCS[petroleum diesel if,refined petroleum and coke 19,F gases] | Industrial Sector Energy Related Emissions before CCS | petroleum diesel if | refined petroleum and coke 19 | F gases |  | 0 | 0 | 0 | 0 | 0 | 0 | 0 | 0 | 0 | 0 | 0 | 0 | 0 | 0 | 0 | 0 | 0 | 0 | 0 | 0 | 0 | 0 | 0 | 0 | 0 | 0 | 0 | 0 | 0 | 0 | 0
Industrial Sector Energy Related Emissions before CCS[petroleum diesel if,chemicals 20,CO2] | Industrial Sector Energy Related Emissions before CCS | petroleum diesel if | chemicals 20 | CO2 |  | 0 | 19651300 | 35127200 | 46852400 | 52898000 | 55264300 | 54667700 | 57056600 | 90295100 | 87463900 | 84516400 | 79936300 | 82759900 | 85432000 | 87739700 | 89026000 | 89941100 | 86855500 | 84884700 | 82925700 | 81150600 | 79683400 | 77491800 | 75485600 | 72999400 | 71224300 | 68580300 | 67964500 | 67458900 | 66844800 | 65927500
Industrial Sector Energy Related Emissions before CCS[petroleum diesel if,chemicals 20,VOC] | Industrial Sector Energy Related Emissions before CCS | petroleum diesel if | chemicals 20 | VOC |  | 0 | 195.884 | 350.148 | 467.025 | 527.288 | 550.875 | 544.929 | 568.742 | 900.063 | 871.842 | 842.461 | 796.807 | 824.952 | 851.587 | 874.59 | 887.412 | 896.534 | 865.777 | 846.132 | 826.605 | 808.911 | 794.285 | 772.439 | 752.442 | 727.659 | 709.965 | 683.609 | 677.471 | 672.432 | 666.31 | 657.166
Industrial Sector Energy Related Emissions before CCS[petroleum diesel if,chemicals 20,CO] | Industrial Sector Energy Related Emissions before CCS | petroleum diesel if | chemicals 20 | CO |  | 0 | 5109.49 | 9133.35 | 12182 | 13753.9 | 14369.2 | 14214 | 14835.2 | 23477.5 | 22741.3 | 21974.9 | 20784.1 | 21518.2 | 22213 | 22813 | 23147.5 | 23385.4 | 22583.1 | 22070.7 | 21561.3 | 21099.8 | 20718.3 | 20148.5 | 19626.9 | 18980.4 | 18518.9 | 17831.4 | 17671.3 | 17539.9 | 17380.2 | 17141.7
Industrial Sector Energy Related Emissions before CCS[petroleum diesel if,chemicals 20,NOx] | Industrial Sector Energy Related Emissions before CCS | petroleum diesel if | chemicals 20 | NOx |  | 0 | 13187.9 | 23573.7 | 31442.4 | 35499.6 | 37087.6 | 36687.3 | 38290.5 | 60596.6 | 58696.6 | 56718.5 | 53644.9 | 55539.8 | 57333 | 58881.7 | 59744.9 | 60359 | 58288.4 | 56965.7 | 55651 | 54459.8 | 53475.2 | 52004.4 | 50658 | 48989.6 | 47798.3 | 46023.9 | 45610.6 | 45271.4 | 44859.2 | 44243.6
Industrial Sector Energy Related Emissions before CCS[petroleum diesel if,chemicals 20,PM10] | Industrial Sector Energy Related Emissions before CCS | petroleum diesel if | chemicals 20 | PM10 |  | 0 | 1988.7 | 3554.85 | 4741.43 | 5353.24 | 5592.71 | 5532.34 | 5774.1 | 9137.81 | 8851.29 | 8553 | 8089.51 | 8375.25 | 8645.66 | 8879.2 | 9009.37 | 9101.98 | 8789.73 | 8590.27 | 8392.02 | 8212.39 | 8063.91 | 7842.12 | 7639.1 | 7387.49 | 7207.86 | 6940.28 | 6877.96 | 6826.8 | 6764.65 | 6671.82
Industrial Sector Energy Related Emissions before CCS[petroleum diesel if,chemicals 20,PM25] | Industrial Sector Energy Related Emissions before CCS | petroleum diesel if | chemicals 20 | PM25 |  | 0 | 1340.03 | 2395.33 | 3194.88 | 3607.13 | 3768.49 | 3727.81 | 3890.71 | 6157.25 | 5964.19 | 5763.2 | 5450.88 | 5643.42 | 5825.63 | 5982.99 | 6070.71 | 6133.11 | 5922.71 | 5788.31 | 5654.73 | 5533.69 | 5433.63 | 5284.19 | 5147.39 | 4977.85 | 4856.81 | 4676.51 | 4634.52 | 4600.04 | 4558.16 | 4495.61
Industrial Sector Energy Related Emissions before CCS[petroleum diesel if,chemicals 20,SOx] | Industrial Sector Energy Related Emissions before CCS | petroleum diesel if | chemicals 20 | SOx |  | 0 | 132.772 | 237.333 | 316.553 | 357.4 | 373.388 | 369.357 | 385.497 | 610.07 | 590.941 | 571.026 | 540.082 | 559.158 | 577.212 | 592.804 | 601.495 | 607.678 | 586.83 | 573.514 | 560.279 | 548.286 | 538.373 | 523.565 | 510.011 | 493.213 | 481.22 | 463.356 | 459.195 | 455.779 | 451.63 | 445.432
Industrial Sector Energy Related Emissions before CCS[petroleum diesel if,chemicals 20,BC] | Industrial Sector Energy Related Emissions before CCS | petroleum diesel if | chemicals 20 | BC |  | 0 | 134.081 | 239.674 | 319.675 | 360.925 | 377.07 | 372.999 | 389.299 | 616.086 | 596.769 | 576.658 | 545.408 | 564.673 | 582.905 | 598.65 | 607.427 | 613.67 | 592.618 | 579.17 | 565.804 | 553.693 | 543.682 | 528.728 | 515.04 | 498.077 | 485.966 | 467.925 | 463.723 | 460.274 | 456.084 | 449.825
Industrial Sector Energy Related Emissions before CCS[petroleum diesel if,chemicals 20,OC] | Industrial Sector Energy Related Emissions before CCS | petroleum diesel if | chemicals 20 | OC |  | 0 | 334.941 | 598.716 | 798.564 | 901.606 | 941.938 | 931.77 | 972.487 | 1539.01 | 1490.76 | 1440.52 | 1362.45 | 1410.58 | 1456.12 | 1495.46 | 1517.38 | 1532.98 | 1480.39 | 1446.79 | 1413.41 | 1383.15 | 1358.14 | 1320.79 | 1286.6 | 1244.22 | 1213.96 | 1168.9 | 1158.4 | 1149.79 | 1139.32 | 1123.68
Industrial Sector Energy Related Emissions before CCS[petroleum diesel if,chemicals 20,CH4] | Industrial Sector Energy Related Emissions before CCS | petroleum diesel if | chemicals 20 | CH4 |  | 0 | 785.632 | 1404.34 | 1873.1 | 2114.79 | 2209.39 | 2185.54 | 2281.05 | 3609.88 | 3496.69 | 3378.85 | 3195.75 | 3308.63 | 3415.46 | 3507.72 | 3559.14 | 3595.73 | 3472.37 | 3393.58 | 3315.26 | 3244.29 | 3185.64 | 3098.02 | 3017.81 | 2918.42 | 2847.45 | 2741.75 | 2717.13 | 2696.92 | 2672.36 | 2635.69
Industrial Sector Energy Related Emissions before CCS[petroleum diesel if,chemicals 20,N2O] | Industrial Sector Energy Related Emissions before CCS | petroleum diesel if | chemicals 20 | N2O |  | 0 | 157.126 | 280.868 | 374.619 | 422.958 | 441.879 | 437.109 | 456.21 | 721.976 | 699.338 | 675.771 | 639.15 | 661.726 | 683.091 | 701.543 | 711.828 | 719.145 | 694.474 | 678.715 | 663.052 | 648.859 | 637.127 | 619.604 | 603.563 | 583.684 | 569.491 | 548.35 | 543.426 | 539.384 | 534.473 | 527.139
Industrial Sector Energy Related Emissions before CCS[petroleum diesel if,chemicals 20,F gases] | Industrial Sector Energy Related Emissions before CCS | petroleum diesel if | chemicals 20 | F gases |  | 0 | 0 | 0 | 0 | 0 | 0 | 0 | 0 | 0 | 0 | 0 | 0 | 0 | 0 | 0 | 0 | 0 | 0 | 0 | 0 | 0 | 0 | 0 | 0 | 0 | 0 | 0 | 0 | 0 | 0 | 0
Industrial Sector Energy Related Emissions before CCS[petroleum diesel if,rubber and plastic products 22,CO2] | Industrial Sector Energy Related Emissions before CCS | petroleum diesel if | rubber and plastic products 22 | CO2 |  | 0 | 0 | 0 | 0 | 0 | 0 | 0 | 0 | 0 | 0 | 0 | 0 | 0 | 0 | 0 | 0 | 0 | 0 | 0 | 0 | 0 | 0 | 0 | 0 | 0 | 0 | 0 | 0 | 0 | 0 | 0
Industrial Sector Energy Related Emissions before CCS[petroleum diesel if,rubber and plastic products 22,VOC] | Industrial Sector Energy Related Emissions before CCS | petroleum diesel if | rubber and plastic products 22 | VOC |  | 0 | 0 | 0 | 0 | 0 | 0 | 0 | 0 | 0 | 0 | 0 | 0 | 0 | 0 | 0 | 0 | 0 | 0 | 0 | 0 | 0 | 0 | 0 | 0 | 0 | 0 | 0 | 0 | 0 | 0 | 0
Industrial Sector Energy Related Emissions before CCS[petroleum diesel if,rubber and plastic products 22,CO] | Industrial Sector Energy Related Emissions before CCS | petroleum diesel if | rubber and plastic products 22 | CO |  | 0 | 0 | 0 | 0 | 0 | 0 | 0 | 0 | 0 | 0 | 0 | 0 | 0 | 0 | 0 | 0 | 0 | 0 | 0 | 0 | 0 | 0 | 0 | 0 | 0 | 0 | 0 | 0 | 0 | 0 | 0
Industrial Sector Energy Related Emissions before CCS[petroleum diesel if,rubber and plastic products 22,NOx] | Industrial Sector Energy Related Emissions before CCS | petroleum diesel if | rubber and plastic products 22 | NOx |  | 0 | 0 | 0 | 0 | 0 | 0 | 0 | 0 | 0 | 0 | 0 | 0 | 0 | 0 | 0 | 0 | 0 | 0 | 0 | 0 | 0 | 0 | 0 | 0 | 0 | 0 | 0 | 0 | 0 | 0 | 0
Industrial Sector Energy Related Emissions before CCS[petroleum diesel if,rubber and plastic products 22,PM10] | Industrial Sector Energy Related Emissions before CCS | petroleum diesel if | rubber and plastic products 22 | PM10 |  | 0 | 0 | 0 | 0 | 0 | 0 | 0 | 0 | 0 | 0 | 0 | 0 | 0 | 0 | 0 | 0 | 0 | 0 | 0 | 0 | 0 | 0 | 0 | 0 | 0 | 0 | 0 | 0 | 0 | 0 | 0
Industrial Sector Energy Related Emissions before CCS[petroleum diesel if,rubber and plastic products 22,PM25] | Industrial Sector Energy Related Emissions before CCS | petroleum diesel if | rubber and plastic products 22 | PM25 |  | 0 | 0 | 0 | 0 | 0 | 0 | 0 | 0 | 0 | 0 | 0 | 0 | 0 | 0 | 0 | 0 | 0 | 0 | 0 | 0 | 0 | 0 | 0 | 0 | 0 | 0 | 0 | 0 | 0 | 0 | 0
Industrial Sector Energy Related Emissions before CCS[petroleum diesel if,rubber and plastic products 22,SOx] | Industrial Sector Energy Related Emissions before CCS | petroleum diesel if | rubber and plastic products 22 | SOx |  | 0 | 0 | 0 | 0 | 0 | 0 | 0 | 0 | 0 | 0 | 0 | 0 | 0 | 0 | 0 | 0 | 0 | 0 | 0 | 0 | 0 | 0 | 0 | 0 | 0 | 0 | 0 | 0 | 0 | 0 | 0
Industrial Sector Energy Related Emissions before CCS[petroleum diesel if,rubber and plastic products 22,BC] | Industrial Sector Energy Related Emissions before CCS | petroleum diesel if | rubber and plastic products 22 | BC |  | 0 | 0 | 0 | 0 | 0 | 0 | 0 | 0 | 0 | 0 | 0 | 0 | 0 | 0 | 0 | 0 | 0 | 0 | 0 | 0 | 0 | 0 | 0 | 0 | 0 | 0 | 0 | 0 | 0 | 0 | 0
Industrial Sector Energy Related Emissions before CCS[petroleum diesel if,rubber and plastic products 22,OC] | Industrial Sector Energy Related Emissions before CCS | petroleum diesel if | rubber and plastic products 22 | OC |  | 0 | 0 | 0 | 0 | 0 | 0 | 0 | 0 | 0 | 0 | 0 | 0 | 0 | 0 | 0 | 0 | 0 | 0 | 0 | 0 | 0 | 0 | 0 | 0 | 0 | 0 | 0 | 0 | 0 | 0 | 0
Industrial Sector Energy Related Emissions before CCS[petroleum diesel if,rubber and plastic products 22,CH4] | Industrial Sector Energy Related Emissions before CCS | petroleum diesel if | rubber and plastic products 22 | CH4 |  | 0 | 0 | 0 | 0 | 0 | 0 | 0 | 0 | 0 | 0 | 0 | 0 | 0 | 0 | 0 | 0 | 0 | 0 | 0 | 0 | 0 | 0 | 0 | 0 | 0 | 0 | 0 | 0 | 0 | 0 | 0
Industrial Sector Energy Related Emissions before CCS[petroleum diesel if,rubber and plastic products 22,N2O] | Industrial Sector Energy Related Emissions before CCS | petroleum diesel if | rubber and plastic products 22 | N2O |  | 0 | 0 | 0 | 0 | 0 | 0 | 0 | 0 | 0 | 0 | 0 | 0 | 0 | 0 | 0 | 0 | 0 | 0 | 0 | 0 | 0 | 0 | 0 | 0 | 0 | 0 | 0 | 0 | 0 | 0 | 0
Industrial Sector Energy Related Emissions before CCS[petroleum diesel if,rubber and plastic products 22,F gases] | Industrial Sector Energy Related Emissions before CCS | petroleum diesel if | rubber and plastic products 22 | F gases |  | 0 | 0 | 0 | 0 | 0 | 0 | 0 | 0 | 0 | 0 | 0 | 0 | 0 | 0 | 0 | 0 | 0 | 0 | 0 | 0 | 0 | 0 | 0 | 0 | 0 | 0 | 0 | 0 | 0 | 0 | 0
Industrial Sector Energy Related Emissions before CCS[petroleum diesel if,glass and glass products 231,CO2] | Industrial Sector Energy Related Emissions before CCS | petroleum diesel if | glass and glass products 231 | CO2 |  | 0 | 0 | 0 | 0 | 0 | 0 | 0 | 0 | 0 | 0 | 0 | 0 | 0 | 0 | 0 | 0 | 0 | 0 | 0 | 0 | 0 | 0 | 0 | 0 | 0 | 0 | 0 | 0 | 0 | 0 | 0
Industrial Sector Energy Related Emissions before CCS[petroleum diesel if,glass and glass products 231,VOC] | Industrial Sector Energy Related Emissions before CCS | petroleum diesel if | glass and glass products 231 | VOC |  | 0 | 0 | 0 | 0 | 0 | 0 | 0 | 0 | 0 | 0 | 0 | 0 | 0 | 0 | 0 | 0 | 0 | 0 | 0 | 0 | 0 | 0 | 0 | 0 | 0 | 0 | 0 | 0 | 0 | 0 | 0
Industrial Sector Energy Related Emissions before CCS[petroleum diesel if,glass and glass products 231,CO] | Industrial Sector Energy Related Emissions before CCS | petroleum diesel if | glass and glass products 231 | CO |  | 0 | 0 | 0 | 0 | 0 | 0 | 0 | 0 | 0 | 0 | 0 | 0 | 0 | 0 | 0 | 0 | 0 | 0 | 0 | 0 | 0 | 0 | 0 | 0 | 0 | 0 | 0 | 0 | 0 | 0 | 0
Industrial Sector Energy Related Emissions before CCS[petroleum diesel if,glass and glass products 231,NOx] | Industrial Sector Energy Related Emissions before CCS | petroleum diesel if | glass and glass products 231 | NOx |  | 0 | 0 | 0 | 0 | 0 | 0 | 0 | 0 | 0 | 0 | 0 | 0 | 0 | 0 | 0 | 0 | 0 | 0 | 0 | 0 | 0 | 0 | 0 | 0 | 0 | 0 | 0 | 0 | 0 | 0 | 0
Industrial Sector Energy Related Emissions before CCS[petroleum diesel if,glass and glass products 231,PM10] | Industrial Sector Energy Related Emissions before CCS | petroleum diesel if | glass and glass products 231 | PM10 |  | 0 | 0 | 0 | 0 | 0 | 0 | 0 | 0 | 0 | 0 | 0 | 0 | 0 | 0 | 0 | 0 | 0 | 0 | 0 | 0 | 0 | 0 | 0 | 0 | 0 | 0 | 0 | 0 | 0 | 0 | 0
Industrial Sector Energy Related Emissions before CCS[petroleum diesel if,glass and glass products 231,PM25] | Industrial Sector Energy Related Emissions before CCS | petroleum diesel if | glass and glass products 231 | PM25 |  | 0 | 0 | 0 | 0 | 0 | 0 | 0 | 0 | 0 | 0 | 0 | 0 | 0 | 0 | 0 | 0 | 0 | 0 | 0 | 0 | 0 | 0 | 0 | 0 | 0 | 0 | 0 | 0 | 0 | 0 | 0
Industrial Sector Energy Related Emissions before CCS[petroleum diesel if,glass and glass products 231,SOx] | Industrial Sector Energy Related Emissions before CCS | petroleum diesel if | glass and glass products 231 | SOx |  | 0 | 0 | 0 | 0 | 0 | 0 | 0 | 0 | 0 | 0 | 0 | 0 | 0 | 0 | 0 | 0 | 0 | 0 | 0 | 0 | 0 | 0 | 0 | 0 | 0 | 0 | 0 | 0 | 0 | 0 | 0
Industrial Sector Energy Related Emissions before CCS[petroleum diesel if,glass and glass products 231,BC] | Industrial Sector Energy Related Emissions before CCS | petroleum diesel if | glass and glass products 231 | BC |  | 0 | 0 | 0 | 0 | 0 | 0 | 0 | 0 | 0 | 0 | 0 | 0 | 0 | 0 | 0 | 0 | 0 | 0 | 0 | 0 | 0 | 0 | 0 | 0 | 0 | 0 | 0 | 0 | 0 | 0 | 0
Industrial Sector Energy Related Emissions before CCS[petroleum diesel if,glass and glass products 231,OC] | Industrial Sector Energy Related Emissions before CCS | petroleum diesel if | glass and glass products 231 | OC |  | 0 | 0 | 0 | 0 | 0 | 0 | 0 | 0 | 0 | 0 | 0 | 0 | 0 | 0 | 0 | 0 | 0 | 0 | 0 | 0 | 0 | 0 | 0 | 0 | 0 | 0 | 0 | 0 | 0 | 0 | 0
Industrial Sector Energy Related Emissions before CCS[petroleum diesel if,glass and glass products 231,CH4] | Industrial Sector Energy Related Emissions before CCS | petroleum diesel if | glass and glass products 231 | CH4 |  | 0 | 0 | 0 | 0 | 0 | 0 | 0 | 0 | 0 | 0 | 0 | 0 | 0 | 0 | 0 | 0 | 0 | 0 | 0 | 0 | 0 | 0 | 0 | 0 | 0 | 0 | 0 | 0 | 0 | 0 | 0
Industrial Sector Energy Related Emissions before CCS[petroleum diesel if,glass and glass products 231,N2O] | Industrial Sector Energy Related Emissions before CCS | petroleum diesel if | glass and glass products 231 | N2O |  | 0 | 0 | 0 | 0 | 0 | 0 | 0 | 0 | 0 | 0 | 0 | 0 | 0 | 0 | 0 | 0 | 0 | 0 | 0 | 0 | 0 | 0 | 0 | 0 | 0 | 0 | 0 | 0 | 0 | 0 | 0
Industrial Sector Energy Related Emissions before CCS[petroleum diesel if,glass and glass products 231,F gases] | Industrial Sector Energy Related Emissions before CCS | petroleum diesel if | glass and glass products 231 | F gases |  | 0 | 0 | 0 | 0 | 0 | 0 | 0 | 0 | 0 | 0 | 0 | 0 | 0 | 0 | 0 | 0 | 0 | 0 | 0 | 0 | 0 | 0 | 0 | 0 | 0 | 0 | 0 | 0 | 0 | 0 | 0
Industrial Sector Energy Related Emissions before CCS[petroleum diesel if,cement and other nonmetallic minerals 239,CO2] | Industrial Sector Energy Related Emissions before CCS | petroleum diesel if | cement and other nonmetallic minerals 239 | CO2 |  | 129990000000 | 127448000000 | 125013000000 | 122582000000 | 120133000000 | 117673000000 | 115202000000 | 112737000000 | 110418000000 | 108690000000 | 106922000000 | 105099000000 | 103322000000 | 101528000000 | 99711900000 | 97871300000 | 98514900000 | 98420900000 | 98333900000 | 98250600000 | 98169100000 | 98107600000 | 98052000000 | 98005100000 | 97933300000 | 97918400000 | 97862600000 | 97842100000 | 97820100000 | 97798300000 | 97776500000
Industrial Sector Energy Related Emissions before CCS[petroleum diesel if,cement and other nonmetallic minerals 239,VOC] | Industrial Sector Energy Related Emissions before CCS | petroleum diesel if | cement and other nonmetallic minerals 239 | VOC |  | 1295740 | 1270400 | 1246130 | 1221900 | 1197490 | 1172970 | 1148330 | 1123770 | 1100650 | 1083430 | 1065800 | 1047630 | 1029910 | 1012030 | 993930 | 975583 | 981998 | 981061 | 980194 | 979363 | 978551 | 977938 | 977384 | 976916 | 976201 | 976053 | 975497 | 975292 | 975073 | 974855 | 974638
Industrial Sector Energy Related Emissions before CCS[petroleum diesel if,cement and other nonmetallic minerals 239,CO] | Industrial Sector Energy Related Emissions before CCS | petroleum diesel if | cement and other nonmetallic minerals 239 | CO |  | 33798300 | 33137500 | 32504400 | 31872300 | 31235500 | 30596000 | 29953300 | 29312600 | 28709500 | 28260400 | 27800600 | 27326600 | 26864500 | 26398100 | 25925900 | 25447300 | 25614700 | 25590200 | 25567600 | 25545900 | 25524800 | 25508800 | 25494300 | 25482100 | 25463400 | 25459600 | 25445100 | 25439700 | 25434000 | 25428300 | 25422700
Industrial Sector Energy Related Emissions before CCS[petroleum diesel if,cement and other nonmetallic minerals 239,NOx] | Industrial Sector Energy Related Emissions before CCS | petroleum diesel if | cement and other nonmetallic minerals 239 | NOx |  | 87235400 | 85529700 | 83895700 | 82264300 | 80620600 | 78970000 | 77311200 | 75657400 | 74101000 | 72941600 | 71754800 | 70531500 | 69338700 | 68135000 | 66916200 | 65681000 | 66112900 | 66049800 | 65991500 | 65935500 | 65880800 | 65839600 | 65802200 | 65770800 | 65722600 | 65712600 | 65675200 | 65661400 | 65646600 | 65632000 | 65617400
Industrial Sector Energy Related Emissions before CCS[petroleum diesel if,cement and other nonmetallic minerals 239,PM10] | Industrial Sector Energy Related Emissions before CCS | petroleum diesel if | cement and other nonmetallic minerals 239 | PM10 |  | 13154900 | 12897600 | 12651200 | 12405200 | 12157400 | 11908500 | 11658300 | 11408900 | 11174200 | 10999400 | 10820400 | 10636000 | 10456100 | 10274600 | 10090800 | 9904510 | 9969650 | 9960130 | 9951330 | 9942890 | 9934650 | 9928430 | 9922800 | 9918050 | 9910790 | 9909280 | 9903640 | 9901560 | 9899340 | 9897130 | 9894920
Industrial Sector Energy Related Emissions before CCS[petroleum diesel if,cement and other nonmetallic minerals 239,PM25] | Industrial Sector Energy Related Emissions before CCS | petroleum diesel if | cement and other nonmetallic minerals 239 | PM25 |  | 8864030 | 8690710 | 8524670 | 8358920 | 8191900 | 8024180 | 7855630 | 7687580 | 7529430 | 7411630 | 7291040 | 7166730 | 7045530 | 6923220 | 6799380 | 6673870 | 6717760 | 6711350 | 6705420 | 6699730 | 6694180 | 6689990 | 6686200 | 6683000 | 6678100 | 6677090 | 6673280 | 6671880 | 6670380 | 6668900 | 6667410
Industrial Sector Energy Related Emissions before CCS[petroleum diesel if,cement and other nonmetallic minerals 239,SOx] | Industrial Sector Energy Related Emissions before CCS | petroleum diesel if | cement and other nonmetallic minerals 239 | SOx |  | 878261 | 861089 | 844637 | 828214 | 811666 | 795048 | 778347 | 761697 | 746027 | 734356 | 722407 | 710091 | 698082 | 685963 | 673693 | 661257 | 665606 | 664971 | 664383 | 663820 | 663269 | 662854 | 662478 | 662161 | 661676 | 661576 | 661199 | 661060 | 660912 | 660764 | 660617
Industrial Sector Energy Related Emissions before CCS[petroleum diesel if,cement and other nonmetallic minerals 239,BC] | Industrial Sector Energy Related Emissions before CCS | petroleum diesel if | cement and other nonmetallic minerals 239 | BC |  | 886922 | 869581 | 852967 | 836382 | 819670 | 802888 | 786023 | 769209 | 753385 | 741598 | 729532 | 717094 | 704967 | 692728 | 680337 | 667779 | 672170 | 671528 | 670935 | 670366 | 669811 | 669391 | 669012 | 668691 | 668201 | 668100 | 667720 | 667580 | 667430 | 667281 | 667132
Industrial Sector Energy Related Emissions before CCS[petroleum diesel if,cement and other nonmetallic minerals 239,OC] | Industrial Sector Energy Related Emissions before CCS | petroleum diesel if | cement and other nonmetallic minerals 239 | OC |  | 2215570 | 2172250 | 2130750 | 2089320 | 2047570 | 2005650 | 1963520 | 1921520 | 1881990 | 1852550 | 1822400 | 1791330 | 1761040 | 1730470 | 1699510 | 1668140 | 1679110 | 1677510 | 1676030 | 1674610 | 1673220 | 1672170 | 1671220 | 1670420 | 1669200 | 1668950 | 1667990 | 1667650 | 1667270 | 1666900 | 1666530
Industrial Sector Energy Related Emissions before CCS[petroleum diesel if,cement and other nonmetallic minerals 239,CH4] | Industrial Sector Energy Related Emissions before CCS | petroleum diesel if | cement and other nonmetallic minerals 239 | CH4 |  | 5196810 | 5095200 | 4997860 | 4900670 | 4802760 | 4704420 | 4605610 | 4507080 | 4414360 | 4345300 | 4274600 | 4201720 | 4130660 | 4058950 | 3986350 | 3912760 | 3938500 | 3934740 | 3931260 | 3927930 | 3924670 | 3922210 | 3919990 | 3918110 | 3915240 | 3914650 | 3912420 | 3911600 | 3910720 | 3909850 | 3908980
Industrial Sector Energy Related Emissions before CCS[petroleum diesel if,cement and other nonmetallic minerals 239,N2O] | Industrial Sector Energy Related Emissions before CCS | petroleum diesel if | cement and other nonmetallic minerals 239 | N2O |  | 1039360 | 1019040 | 999571 | 980135 | 960551 | 940885 | 921121 | 901416 | 882873 | 869060 | 854920 | 840344 | 826133 | 811791 | 797270 | 782553 | 787699 | 786947 | 786252 | 785585 | 784934 | 784443 | 783998 | 783623 | 783049 | 782930 | 782484 | 782320 | 782144 | 781969 | 781795
Industrial Sector Energy Related Emissions before CCS[petroleum diesel if,cement and other nonmetallic minerals 239,F gases] | Industrial Sector Energy Related Emissions before CCS | petroleum diesel if | cement and other nonmetallic minerals 239 | F gases |  | 0 | 0 | 0 | 0 | 0 | 0 | 0 | 0 | 0 | 0 | 0 | 0 | 0 | 0 | 0 | 0 | 0 | 0 | 0 | 0 | 0 | 0 | 0 | 0 | 0 | 0 | 0 | 0 | 0 | 0 | 0
Industrial Sector Energy Related Emissions before CCS[petroleum diesel if,iron and steel 241,CO2] | Industrial Sector Energy Related Emissions before CCS | petroleum diesel if | iron and steel 241 | CO2 |  | 0 | 0 | 0 | 0 | 0 | 0 | 0 | 0 | 0 | 0 | 0 | 0 | 0 | 0 | 0 | 0 | 0 | 0 | 0 | 0 | 0 | 0 | 0 | 0 | 0 | 0 | 0 | 0 | 0 | 0 | 0
Industrial Sector Energy Related Emissions before CCS[petroleum diesel if,iron and steel 241,VOC] | Industrial Sector Energy Related Emissions before CCS | petroleum diesel if | iron and steel 241 | VOC |  | 0 | 0 | 0 | 0 | 0 | 0 | 0 | 0 | 0 | 0 | 0 | 0 | 0 | 0 | 0 | 0 | 0 | 0 | 0 | 0 | 0 | 0 | 0 | 0 | 0 | 0 | 0 | 0 | 0 | 0 | 0
Industrial Sector Energy Related Emissions before CCS[petroleum diesel if,iron and steel 241,CO] | Industrial Sector Energy Related Emissions before CCS | petroleum diesel if | iron and steel 241 | CO |  | 0 | 0 | 0 | 0 | 0 | 0 | 0 | 0 | 0 | 0 | 0 | 0 | 0 | 0 | 0 | 0 | 0 | 0 | 0 | 0 | 0 | 0 | 0 | 0 | 0 | 0 | 0 | 0 | 0 | 0 | 0
Industrial Sector Energy Related Emissions before CCS[petroleum diesel if,iron and steel 241,NOx] | Industrial Sector Energy Related Emissions before CCS | petroleum diesel if | iron and steel 241 | NOx |  | 0 | 0 | 0 | 0 | 0 | 0 | 0 | 0 | 0 | 0 | 0 | 0 | 0 | 0 | 0 | 0 | 0 | 0 | 0 | 0 | 0 | 0 | 0 | 0 | 0 | 0 | 0 | 0 | 0 | 0 | 0
Industrial Sector Energy Related Emissions before CCS[petroleum diesel if,iron and steel 241,PM10] | Industrial Sector Energy Related Emissions before CCS | petroleum diesel if | iron and steel 241 | PM10 |  | 0 | 0 | 0 | 0 | 0 | 0 | 0 | 0 | 0 | 0 | 0 | 0 | 0 | 0 | 0 | 0 | 0 | 0 | 0 | 0 | 0 | 0 | 0 | 0 | 0 | 0 | 0 | 0 | 0 | 0 | 0
Industrial Sector Energy Related Emissions before CCS[petroleum diesel if,iron and steel 241,PM25] | Industrial Sector Energy Related Emissions before CCS | petroleum diesel if | iron and steel 241 | PM25 |  | 0 | 0 | 0 | 0 | 0 | 0 | 0 | 0 | 0 | 0 | 0 | 0 | 0 | 0 | 0 | 0 | 0 | 0 | 0 | 0 | 0 | 0 | 0 | 0 | 0 | 0 | 0 | 0 | 0 | 0 | 0
Industrial Sector Energy Related Emissions before CCS[petroleum diesel if,iron and steel 241,SOx] | Industrial Sector Energy Related Emissions before CCS | petroleum diesel if | iron and steel 241 | SOx |  | 0 | 0 | 0 | 0 | 0 | 0 | 0 | 0 | 0 | 0 | 0 | 0 | 0 | 0 | 0 | 0 | 0 | 0 | 0 | 0 | 0 | 0 | 0 | 0 | 0 | 0 | 0 | 0 | 0 | 0 | 0
Industrial Sector Energy Related Emissions before CCS[petroleum diesel if,iron and steel 241,BC] | Industrial Sector Energy Related Emissions before CCS | petroleum diesel if | iron and steel 241 | BC |  | 0 | 0 | 0 | 0 | 0 | 0 | 0 | 0 | 0 | 0 | 0 | 0 | 0 | 0 | 0 | 0 | 0 | 0 | 0 | 0 | 0 | 0 | 0 | 0 | 0 | 0 | 0 | 0 | 0 | 0 | 0
Industrial Sector Energy Related Emissions before CCS[petroleum diesel if,iron and steel 241,OC] | Industrial Sector Energy Related Emissions before CCS | petroleum diesel if | iron and steel 241 | OC |  | 0 | 0 | 0 | 0 | 0 | 0 | 0 | 0 | 0 | 0 | 0 | 0 | 0 | 0 | 0 | 0 | 0 | 0 | 0 | 0 | 0 | 0 | 0 | 0 | 0 | 0 | 0 | 0 | 0 | 0 | 0
Industrial Sector Energy Related Emissions before CCS[petroleum diesel if,iron and steel 241,CH4] | Industrial Sector Energy Related Emissions before CCS | petroleum diesel if | iron and steel 241 | CH4 |  | 0 | 0 | 0 | 0 | 0 | 0 | 0 | 0 | 0 | 0 | 0 | 0 | 0 | 0 | 0 | 0 | 0 | 0 | 0 | 0 | 0 | 0 | 0 | 0 | 0 | 0 | 0 | 0 | 0 | 0 | 0
Industrial Sector Energy Related Emissions before CCS[petroleum diesel if,iron and steel 241,N2O] | Industrial Sector Energy Related Emissions before CCS | petroleum diesel if | iron and steel 241 | N2O |  | 0 | 0 | 0 | 0 | 0 | 0 | 0 | 0 | 0 | 0 | 0 | 0 | 0 | 0 | 0 | 0 | 0 | 0 | 0 | 0 | 0 | 0 | 0 | 0 | 0 | 0 | 0 | 0 | 0 | 0 | 0
Industrial Sector Energy Related Emissions before CCS[petroleum diesel if,iron and steel 241,F gases] | Industrial Sector Energy Related Emissions before CCS | petroleum diesel if | iron and steel 241 | F gases |  | 0 | 0 | 0 | 0 | 0 | 0 | 0 | 0 | 0 | 0 | 0 | 0 | 0 | 0 | 0 | 0 | 0 | 0 | 0 | 0 | 0 | 0 | 0 | 0 | 0 | 0 | 0 | 0 | 0 | 0 | 0
Industrial Sector Energy Related Emissions before CCS[petroleum diesel if,other metals 242,CO2] | Industrial Sector Energy Related Emissions before CCS | petroleum diesel if | other metals 242 | CO2 |  | 0 | 0 | 0 | 0 | 0 | 0 | 0 | 0 | 0 | 0 | 0 | 0 | 0 | 0 | 0 | 0 | 0 | 0 | 0 | 0 | 0 | 0 | 0 | 0 | 0 | 0 | 0 | 0 | 0 | 0 | 0
Industrial Sector Energy Related Emissions before CCS[petroleum diesel if,other metals 242,VOC] | Industrial Sector Energy Related Emissions before CCS | petroleum diesel if | other metals 242 | VOC |  | 0 | 0 | 0 | 0 | 0 | 0 | 0 | 0 | 0 | 0 | 0 | 0 | 0 | 0 | 0 | 0 | 0 | 0 | 0 | 0 | 0 | 0 | 0 | 0 | 0 | 0 | 0 | 0 | 0 | 0 | 0
Industrial Sector Energy Related Emissions before CCS[petroleum diesel if,other metals 242,CO] | Industrial Sector Energy Related Emissions before CCS | petroleum diesel if | other metals 242 | CO |  | 0 | 0 | 0 | 0 | 0 | 0 | 0 | 0 | 0 | 0 | 0 | 0 | 0 | 0 | 0 | 0 | 0 | 0 | 0 | 0 | 0 | 0 | 0 | 0 | 0 | 0 | 0 | 0 | 0 | 0 | 0
Industrial Sector Energy Related Emissions before CCS[petroleum diesel if,other metals 242,NOx] | Industrial Sector Energy Related Emissions before CCS | petroleum diesel if | other metals 242 | NOx |  | 0 | 0 | 0 | 0 | 0 | 0 | 0 | 0 | 0 | 0 | 0 | 0 | 0 | 0 | 0 | 0 | 0 | 0 | 0 | 0 | 0 | 0 | 0 | 0 | 0 | 0 | 0 | 0 | 0 | 0 | 0
Industrial Sector Energy Related Emissions before CCS[petroleum diesel if,other metals 242,PM10] | Industrial Sector Energy Related Emissions before CCS | petroleum diesel if | other metals 242 | PM10 |  | 0 | 0 | 0 | 0 | 0 | 0 | 0 | 0 | 0 | 0 | 0 | 0 | 0 | 0 | 0 | 0 | 0 | 0 | 0 | 0 | 0 | 0 | 0 | 0 | 0 | 0 | 0 | 0 | 0 | 0 | 0
Industrial Sector Energy Related Emissions before CCS[petroleum diesel if,other metals 242,PM25] | Industrial Sector Energy Related Emissions before CCS | petroleum diesel if | other metals 242 | PM25 |  | 0 | 0 | 0 | 0 | 0 | 0 | 0 | 0 | 0 | 0 | 0 | 0 | 0 | 0 | 0 | 0 | 0 | 0 | 0 | 0 | 0 | 0 | 0 | 0 | 0 | 0 | 0 | 0 | 0 | 0 | 0
Industrial Sector Energy Related Emissions before CCS[petroleum diesel if,other metals 242,SOx] | Industrial Sector Energy Related Emissions before CCS | petroleum diesel if | other metals 242 | SOx |  | 0 | 0 | 0 | 0 | 0 | 0 | 0 | 0 | 0 | 0 | 0 | 0 | 0 | 0 | 0 | 0 | 0 | 0 | 0 | 0 | 0 | 0 | 0 | 0 | 0 | 0 | 0 | 0 | 0 | 0 | 0
Industrial Sector Energy Related Emissions before CCS[petroleum diesel if,other metals 242,BC] | Industrial Sector Energy Related Emissions before CCS | petroleum diesel if | other metals 242 | BC |  | 0 | 0 | 0 | 0 | 0 | 0 | 0 | 0 | 0 | 0 | 0 | 0 | 0 | 0 | 0 | 0 | 0 | 0 | 0 | 0 | 0 | 0 | 0 | 0 | 0 | 0 | 0 | 0 | 0 | 0 | 0
Industrial Sector Energy Related Emissions before CCS[petroleum diesel if,other metals 242,OC] | Industrial Sector Energy Related Emissions before CCS | petroleum diesel if | other metals 242 | OC |  | 0 | 0 | 0 | 0 | 0 | 0 | 0 | 0 | 0 | 0 | 0 | 0 | 0 | 0 | 0 | 0 | 0 | 0 | 0 | 0 | 0 | 0 | 0 | 0 | 0 | 0 | 0 | 0 | 0 | 0 | 0
Industrial Sector Energy Related Emissions before CCS[petroleum diesel if,other metals 242,CH4] | Industrial Sector Energy Related Emissions before CCS | petroleum diesel if | other metals 242 | CH4 |  | 0 | 0 | 0 | 0 | 0 | 0 | 0 | 0 | 0 | 0 | 0 | 0 | 0 | 0 | 0 | 0 | 0 | 0 | 0 | 0 | 0 | 0 | 0 | 0 | 0 | 0 | 0 | 0 | 0 | 0 | 0
Industrial Sector Energy Related Emissions before CCS[petroleum diesel if,other metals 242,N2O] | Industrial Sector Energy Related Emissions before CCS | petroleum diesel if | other metals 242 | N2O |  | 0 | 0 | 0 | 0 | 0 | 0 | 0 | 0 | 0 | 0 | 0 | 0 | 0 | 0 | 0 | 0 | 0 | 0 | 0 | 0 | 0 | 0 | 0 | 0 | 0 | 0 | 0 | 0 | 0 | 0 | 0
Industrial Sector Energy Related Emissions before CCS[petroleum diesel if,other metals 242,F gases] | Industrial Sector Energy Related Emissions before CCS | petroleum diesel if | other metals 242 | F gases |  | 0 | 0 | 0 | 0 | 0 | 0 | 0 | 0 | 0 | 0 | 0 | 0 | 0 | 0 | 0 | 0 | 0 | 0 | 0 | 0 | 0 | 0 | 0 | 0 | 0 | 0 | 0 | 0 | 0 | 0 | 0
Industrial Sector Energy Related Emissions before CCS[petroleum diesel if,metal products except machinery and vehicles 25,CO2] | Industrial Sector Energy Related Emissions before CCS | petroleum diesel if | metal products except machinery and vehicles 25 | CO2 |  | 0 | 0 | 0 | 0 | 0 | 0 | 0 | 0 | 0 | 0 | 0 | 0 | 0 | 0 | 0 | 0 | 0 | 0 | 0 | 0 | 0 | 0 | 0 | 0 | 0 | 0 | 0 | 0 | 0 | 0 | 0
Industrial Sector Energy Related Emissions before CCS[petroleum diesel if,metal products except machinery and vehicles 25,VOC] | Industrial Sector Energy Related Emissions before CCS | petroleum diesel if | metal products except machinery and vehicles 25 | VOC |  | 0 | 0 | 0 | 0 | 0 | 0 | 0 | 0 | 0 | 0 | 0 | 0 | 0 | 0 | 0 | 0 | 0 | 0 | 0 | 0 | 0 | 0 | 0 | 0 | 0 | 0 | 0 | 0 | 0 | 0 | 0
Industrial Sector Energy Related Emissions before CCS[petroleum diesel if,metal products except machinery and vehicles 25,CO] | Industrial Sector Energy Related Emissions before CCS | petroleum diesel if | metal products except machinery and vehicles 25 | CO |  | 0 | 0 | 0 | 0 | 0 | 0 | 0 | 0 | 0 | 0 | 0 | 0 | 0 | 0 | 0 | 0 | 0 | 0 | 0 | 0 | 0 | 0 | 0 | 0 | 0 | 0 | 0 | 0 | 0 | 0 | 0
Industrial Sector Energy Related Emissions before CCS[petroleum diesel if,metal products except machinery and vehicles 25,NOx] | Industrial Sector Energy Related Emissions before CCS | petroleum diesel if | metal products except machinery and vehicles 25 | NOx |  | 0 | 0 | 0 | 0 | 0 | 0 | 0 | 0 | 0 | 0 | 0 | 0 | 0 | 0 | 0 | 0 | 0 | 0 | 0 | 0 | 0 | 0 | 0 | 0 | 0 | 0 | 0 | 0 | 0 | 0 | 0
Industrial Sector Energy Related Emissions before CCS[petroleum diesel if,metal products except machinery and vehicles 25,PM10] | Industrial Sector Energy Related Emissions before CCS | petroleum diesel if | metal products except machinery and vehicles 25 | PM10 |  | 0 | 0 | 0 | 0 | 0 | 0 | 0 | 0 | 0 | 0 | 0 | 0 | 0 | 0 | 0 | 0 | 0 | 0 | 0 | 0 | 0 | 0 | 0 | 0 | 0 | 0 | 0 | 0 | 0 | 0 | 0
Industrial Sector Energy Related Emissions before CCS[petroleum diesel if,metal products except machinery and vehicles 25,PM25] | Industrial Sector Energy Related Emissions before CCS | petroleum diesel if | metal products except machinery and vehicles 25 | PM25 |  | 0 | 0 | 0 | 0 | 0 | 0 | 0 | 0 | 0 | 0 | 0 | 0 | 0 | 0 | 0 | 0 | 0 | 0 | 0 | 0 | 0 | 0 | 0 | 0 | 0 | 0 | 0 | 0 | 0 | 0 | 0
Industrial Sector Energy Related Emissions before CCS[petroleum diesel if,metal products except machinery and vehicles 25,SOx] | Industrial Sector Energy Related Emissions before CCS | petroleum diesel if | metal products except machinery and vehicles 25 | SOx |  | 0 | 0 | 0 | 0 | 0 | 0 | 0 | 0 | 0 | 0 | 0 | 0 | 0 | 0 | 0 | 0 | 0 | 0 | 0 | 0 | 0 | 0 | 0 | 0 | 0 | 0 | 0 | 0 | 0 | 0 | 0
Industrial Sector Energy Related Emissions before CCS[petroleum diesel if,metal products except machinery and vehicles 25,BC] | Industrial Sector Energy Related Emissions before CCS | petroleum diesel if | metal products except machinery and vehicles 25 | BC |  | 0 | 0 | 0 | 0 | 0 | 0 | 0 | 0 | 0 | 0 | 0 | 0 | 0 | 0 | 0 | 0 | 0 | 0 | 0 | 0 | 0 | 0 | 0 | 0 | 0 | 0 | 0 | 0 | 0 | 0 | 0
Industrial Sector Energy Related Emissions before CCS[petroleum diesel if,metal products except machinery and vehicles 25,OC] | Industrial Sector Energy Related Emissions before CCS | petroleum diesel if | metal products except machinery and vehicles 25 | OC |  | 0 | 0 | 0 | 0 | 0 | 0 | 0 | 0 | 0 | 0 | 0 | 0 | 0 | 0 | 0 | 0 | 0 | 0 | 0 | 0 | 0 | 0 | 0 | 0 | 0 | 0 | 0 | 0 | 0 | 0 | 0
Industrial Sector Energy Related Emissions before CCS[petroleum diesel if,metal products except machinery and vehicles 25,CH4] | Industrial Sector Energy Related Emissions before CCS | petroleum diesel if | metal products except machinery and vehicles 25 | CH4 |  | 0 | 0 | 0 | 0 | 0 | 0 | 0 | 0 | 0 | 0 | 0 | 0 | 0 | 0 | 0 | 0 | 0 | 0 | 0 | 0 | 0 | 0 | 0 | 0 | 0 | 0 | 0 | 0 | 0 | 0 | 0
Industrial Sector Energy Related Emissions before CCS[petroleum diesel if,metal products except machinery and vehicles 25,N2O] | Industrial Sector Energy Related Emissions before CCS | petroleum diesel if | metal products except machinery and vehicles 25 | N2O |  | 0 | 0 | 0 | 0 | 0 | 0 | 0 | 0 | 0 | 0 | 0 | 0 | 0 | 0 | 0 | 0 | 0 | 0 | 0 | 0 | 0 | 0 | 0 | 0 | 0 | 0 | 0 | 0 | 0 | 0 | 0
Industrial Sector Energy Related Emissions before CCS[petroleum diesel if,metal products except machinery and vehicles 25,F gases] | Industrial Sector Energy Related Emissions before CCS | petroleum diesel if | metal products except machinery and vehicles 25 | F gases |  | 0 | 0 | 0 | 0 | 0 | 0 | 0 | 0 | 0 | 0 | 0 | 0 | 0 | 0 | 0 | 0 | 0 | 0 | 0 | 0 | 0 | 0 | 0 | 0 | 0 | 0 | 0 | 0 | 0 | 0 | 0
Industrial Sector Energy Related Emissions before CCS[petroleum diesel if,computers and electronics 26,CO2] | Industrial Sector Energy Related Emissions before CCS | petroleum diesel if | computers and electronics 26 | CO2 |  | 0 | 0 | 0 | 0 | 0 | 0 | 0 | 0 | 0 | 0 | 0 | 0 | 0 | 0 | 0 | 0 | 0 | 0 | 0 | 0 | 0 | 0 | 0 | 0 | 0 | 0 | 0 | 0 | 0 | 0 | 0
Industrial Sector Energy Related Emissions before CCS[petroleum diesel if,computers and electronics 26,VOC] | Industrial Sector Energy Related Emissions before CCS | petroleum diesel if | computers and electronics 26 | VOC |  | 0 | 0 | 0 | 0 | 0 | 0 | 0 | 0 | 0 | 0 | 0 | 0 | 0 | 0 | 0 | 0 | 0 | 0 | 0 | 0 | 0 | 0 | 0 | 0 | 0 | 0 | 0 | 0 | 0 | 0 | 0
Industrial Sector Energy Related Emissions before CCS[petroleum diesel if,computers and electronics 26,CO] | Industrial Sector Energy Related Emissions before CCS | petroleum diesel if | computers and electronics 26 | CO |  | 0 | 0 | 0 | 0 | 0 | 0 | 0 | 0 | 0 | 0 | 0 | 0 | 0 | 0 | 0 | 0 | 0 | 0 | 0 | 0 | 0 | 0 | 0 | 0 | 0 | 0 | 0 | 0 | 0 | 0 | 0
Industrial Sector Energy Related Emissions before CCS[petroleum diesel if,computers and electronics 26,NOx] | Industrial Sector Energy Related Emissions before CCS | petroleum diesel if | computers and electronics 26 | NOx |  | 0 | 0 | 0 | 0 | 0 | 0 | 0 | 0 | 0 | 0 | 0 | 0 | 0 | 0 | 0 | 0 | 0 | 0 | 0 | 0 | 0 | 0 | 0 | 0 | 0 | 0 | 0 | 0 | 0 | 0 | 0
Industrial Sector Energy Related Emissions before CCS[petroleum diesel if,computers and electronics 26,PM10] | Industrial Sector Energy Related Emissions before CCS | petroleum diesel if | computers and electronics 26 | PM10 |  | 0 | 0 | 0 | 0 | 0 | 0 | 0 | 0 | 0 | 0 | 0 | 0 | 0 | 0 | 0 | 0 | 0 | 0 | 0 | 0 | 0 | 0 | 0 | 0 | 0 | 0 | 0 | 0 | 0 | 0 | 0
Industrial Sector Energy Related Emissions before CCS[petroleum diesel if,computers and electronics 26,PM25] | Industrial Sector Energy Related Emissions before CCS | petroleum diesel if | computers and electronics 26 | PM25 |  | 0 | 0 | 0 | 0 | 0 | 0 | 0 | 0 | 0 | 0 | 0 | 0 | 0 | 0 | 0 | 0 | 0 | 0 | 0 | 0 | 0 | 0 | 0 | 0 | 0 | 0 | 0 | 0 | 0 | 0 | 0
Industrial Sector Energy Related Emissions before CCS[petroleum diesel if,computers and electronics 26,SOx] | Industrial Sector Energy Related Emissions before CCS | petroleum diesel if | computers and electronics 26 | SOx |  | 0 | 0 | 0 | 0 | 0 | 0 | 0 | 0 | 0 | 0 | 0 | 0 | 0 | 0 | 0 | 0 | 0 | 0 | 0 | 0 | 0 | 0 | 0 | 0 | 0 | 0 | 0 | 0 | 0 | 0 | 0
Industrial Sector Energy Related Emissions before CCS[petroleum diesel if,computers and electronics 26,BC] | Industrial Sector Energy Related Emissions before CCS | petroleum diesel if | computers and electronics 26 | BC |  | 0 | 0 | 0 | 0 | 0 | 0 | 0 | 0 | 0 | 0 | 0 | 0 | 0 | 0 | 0 | 0 | 0 | 0 | 0 | 0 | 0 | 0 | 0 | 0 | 0 | 0 | 0 | 0 | 0 | 0 | 0
Industrial Sector Energy Related Emissions before CCS[petroleum diesel if,computers and electronics 26,OC] | Industrial Sector Energy Related Emissions before CCS | petroleum diesel if | computers and electronics 26 | OC |  | 0 | 0 | 0 | 0 | 0 | 0 | 0 | 0 | 0 | 0 | 0 | 0 | 0 | 0 | 0 | 0 | 0 | 0 | 0 | 0 | 0 | 0 | 0 | 0 | 0 | 0 | 0 | 0 | 0 | 0 | 0
Industrial Sector Energy Related Emissions before CCS[petroleum diesel if,computers and electronics 26,CH4] | Industrial Sector Energy Related Emissions before CCS | petroleum diesel if | computers and electronics 26 | CH4 |  | 0 | 0 | 0 | 0 | 0 | 0 | 0 | 0 | 0 | 0 | 0 | 0 | 0 | 0 | 0 | 0 | 0 | 0 | 0 | 0 | 0 | 0 | 0 | 0 | 0 | 0 | 0 | 0 | 0 | 0 | 0
Industrial Sector Energy Related Emissions before CCS[petroleum diesel if,computers and electronics 26,N2O] | Industrial Sector Energy Related Emissions before CCS | petroleum diesel if | computers and electronics 26 | N2O |  | 0 | 0 | 0 | 0 | 0 | 0 | 0 | 0 | 0 | 0 | 0 | 0 | 0 | 0 | 0 | 0 | 0 | 0 | 0 | 0 | 0 | 0 | 0 | 0 | 0 | 0 | 0 | 0 | 0 | 0 | 0
Industrial Sector Energy Related Emissions before CCS[petroleum diesel if,computers and electronics 26,F gases] | Industrial Sector Energy Related Emissions before CCS | petroleum diesel if | computers and electronics 26 | F gases |  | 0 | 0 | 0 | 0 | 0 | 0 | 0 | 0 | 0 | 0 | 0 | 0 | 0 | 0 | 0 | 0 | 0 | 0 | 0 | 0 | 0 | 0 | 0 | 0 | 0 | 0 | 0 | 0 | 0 | 0 | 0
Industrial Sector Energy Related Emissions before CCS[petroleum diesel if,appliances and electrical equipment 27,CO2] | Industrial Sector Energy Related Emissions before CCS | petroleum diesel if | appliances and electrical equipment 27 | CO2 |  | 0 | 0 | 0 | 0 | 0 | 0 | 0 | 0 | 0 | 0 | 0 | 0 | 0 | 0 | 0 | 0 | 0 | 0 | 0 | 0 | 0 | 0 | 0 | 0 | 0 | 0 | 0 | 0 | 0 | 0 | 0
Industrial Sector Energy Related Emissions before CCS[petroleum diesel if,appliances and electrical equipment 27,VOC] | Industrial Sector Energy Related Emissions before CCS | petroleum diesel if | appliances and electrical equipment 27 | VOC |  | 0 | 0 | 0 | 0 | 0 | 0 | 0 | 0 | 0 | 0 | 0 | 0 | 0 | 0 | 0 | 0 | 0 | 0 | 0 | 0 | 0 | 0 | 0 | 0 | 0 | 0 | 0 | 0 | 0 | 0 | 0
Industrial Sector Energy Related Emissions before CCS[petroleum diesel if,appliances and electrical equipment 27,CO] | Industrial Sector Energy Related Emissions before CCS | petroleum diesel if | appliances and electrical equipment 27 | CO |  | 0 | 0 | 0 | 0 | 0 | 0 | 0 | 0 | 0 | 0 | 0 | 0 | 0 | 0 | 0 | 0 | 0 | 0 | 0 | 0 | 0 | 0 | 0 | 0 | 0 | 0 | 0 | 0 | 0 | 0 | 0
Industrial Sector Energy Related Emissions before CCS[petroleum diesel if,appliances and electrical equipment 27,NOx] | Industrial Sector Energy Related Emissions before CCS | petroleum diesel if | appliances and electrical equipment 27 | NOx |  | 0 | 0 | 0 | 0 | 0 | 0 | 0 | 0 | 0 | 0 | 0 | 0 | 0 | 0 | 0 | 0 | 0 | 0 | 0 | 0 | 0 | 0 | 0 | 0 | 0 | 0 | 0 | 0 | 0 | 0 | 0
Industrial Sector Energy Related Emissions before CCS[petroleum diesel if,appliances and electrical equipment 27,PM10] | Industrial Sector Energy Related Emissions before CCS | petroleum diesel if | appliances and electrical equipment 27 | PM10 |  | 0 | 0 | 0 | 0 | 0 | 0 | 0 | 0 | 0 | 0 | 0 | 0 | 0 | 0 | 0 | 0 | 0 | 0 | 0 | 0 | 0 | 0 | 0 | 0 | 0 | 0 | 0 | 0 | 0 | 0 | 0
Industrial Sector Energy Related Emissions before CCS[petroleum diesel if,appliances and electrical equipment 27,PM25] | Industrial Sector Energy Related Emissions before CCS | petroleum diesel if | appliances and electrical equipment 27 | PM25 |  | 0 | 0 | 0 | 0 | 0 | 0 | 0 | 0 | 0 | 0 | 0 | 0 | 0 | 0 | 0 | 0 | 0 | 0 | 0 | 0 | 0 | 0 | 0 | 0 | 0 | 0 | 0 | 0 | 0 | 0 | 0
Industrial Sector Energy Related Emissions before CCS[petroleum diesel if,appliances and electrical equipment 27,SOx] | Industrial Sector Energy Related Emissions before CCS | petroleum diesel if | appliances and electrical equipment 27 | SOx |  | 0 | 0 | 0 | 0 | 0 | 0 | 0 | 0 | 0 | 0 | 0 | 0 | 0 | 0 | 0 | 0 | 0 | 0 | 0 | 0 | 0 | 0 | 0 | 0 | 0 | 0 | 0 | 0 | 0 | 0 | 0
Industrial Sector Energy Related Emissions before CCS[petroleum diesel if,appliances and electrical equipment 27,BC] | Industrial Sector Energy Related Emissions before CCS | petroleum diesel if | appliances and electrical equipment 27 | BC |  | 0 | 0 | 0 | 0 | 0 | 0 | 0 | 0 | 0 | 0 | 0 | 0 | 0 | 0 | 0 | 0 | 0 | 0 | 0 | 0 | 0 | 0 | 0 | 0 | 0 | 0 | 0 | 0 | 0 | 0 | 0
Industrial Sector Energy Related Emissions before CCS[petroleum diesel if,appliances and electrical equipment 27,OC] | Industrial Sector Energy Related Emissions before CCS | petroleum diesel if | appliances and electrical equipment 27 | OC |  | 0 | 0 | 0 | 0 | 0 | 0 | 0 | 0 | 0 | 0 | 0 | 0 | 0 | 0 | 0 | 0 | 0 | 0 | 0 | 0 | 0 | 0 | 0 | 0 | 0 | 0 | 0 | 0 | 0 | 0 | 0
Industrial Sector Energy Related Emissions before CCS[petroleum diesel if,appliances and electrical equipment 27,CH4] | Industrial Sector Energy Related Emissions before CCS | petroleum diesel if | appliances and electrical equipment 27 | CH4 |  | 0 | 0 | 0 | 0 | 0 | 0 | 0 | 0 | 0 | 0 | 0 | 0 | 0 | 0 | 0 | 0 | 0 | 0 | 0 | 0 | 0 | 0 | 0 | 0 | 0 | 0 | 0 | 0 | 0 | 0 | 0
Industrial Sector Energy Related Emissions before CCS[petroleum diesel if,appliances and electrical equipment 27,N2O] | Industrial Sector Energy Related Emissions before CCS | petroleum diesel if | appliances and electrical equipment 27 | N2O |  | 0 | 0 | 0 | 0 | 0 | 0 | 0 | 0 | 0 | 0 | 0 | 0 | 0 | 0 | 0 | 0 | 0 | 0 | 0 | 0 | 0 | 0 | 0 | 0 | 0 | 0 | 0 | 0 | 0 | 0 | 0
Industrial Sector Energy Related Emissions before CCS[petroleum diesel if,appliances and electrical equipment 27,F gases] | Industrial Sector Energy Related Emissions before CCS | petroleum diesel if | appliances and electrical equipment 27 | F gases |  | 0 | 0 | 0 | 0 | 0 | 0 | 0 | 0 | 0 | 0 | 0 | 0 | 0 | 0 | 0 | 0 | 0 | 0 | 0 | 0 | 0 | 0 | 0 | 0 | 0 | 0 | 0 | 0 | 0 | 0 | 0
Industrial Sector Energy Related Emissions before CCS[petroleum diesel if,other machinery 28,CO2] | Industrial Sector Energy Related Emissions before CCS | petroleum diesel if | other machinery 28 | CO2 |  | 0 | 0 | 0 | 0 | 0 | 0 | 0 | 0 | 0 | 0 | 0 | 0 | 0 | 0 | 0 | 0 | 0 | 0 | 0 | 0 | 0 | 0 | 0 | 0 | 0 | 0 | 0 | 0 | 0 | 0 | 0
Industrial Sector Energy Related Emissions before CCS[petroleum diesel if,other machinery 28,VOC] | Industrial Sector Energy Related Emissions before CCS | petroleum diesel if | other machinery 28 | VOC |  | 0 | 0 | 0 | 0 | 0 | 0 | 0 | 0 | 0 | 0 | 0 | 0 | 0 | 0 | 0 | 0 | 0 | 0 | 0 | 0 | 0 | 0 | 0 | 0 | 0 | 0 | 0 | 0 | 0 | 0 | 0
Industrial Sector Energy Related Emissions before CCS[petroleum diesel if,other machinery 28,CO] | Industrial Sector Energy Related Emissions before CCS | petroleum diesel if | other machinery 28 | CO |  | 0 | 0 | 0 | 0 | 0 | 0 | 0 | 0 | 0 | 0 | 0 | 0 | 0 | 0 | 0 | 0 | 0 | 0 | 0 | 0 | 0 | 0 | 0 | 0 | 0 | 0 | 0 | 0 | 0 | 0 | 0
Industrial Sector Energy Related Emissions before CCS[petroleum diesel if,other machinery 28,NOx] | Industrial Sector Energy Related Emissions before CCS | petroleum diesel if | other machinery 28 | NOx |  | 0 | 0 | 0 | 0 | 0 | 0 | 0 | 0 | 0 | 0 | 0 | 0 | 0 | 0 | 0 | 0 | 0 | 0 | 0 | 0 | 0 | 0 | 0 | 0 | 0 | 0 | 0 | 0 | 0 | 0 | 0
Industrial Sector Energy Related Emissions before CCS[petroleum diesel if,other machinery 28,PM10] | Industrial Sector Energy Related Emissions before CCS | petroleum diesel if | other machinery 28 | PM10 |  | 0 | 0 | 0 | 0 | 0 | 0 | 0 | 0 | 0 | 0 | 0 | 0 | 0 | 0 | 0 | 0 | 0 | 0 | 0 | 0 | 0 | 0 | 0 | 0 | 0 | 0 | 0 | 0 | 0 | 0 | 0
Industrial Sector Energy Related Emissions before CCS[petroleum diesel if,other machinery 28,PM25] | Industrial Sector Energy Related Emissions before CCS | petroleum diesel if | other machinery 28 | PM25 |  | 0 | 0 | 0 | 0 | 0 | 0 | 0 | 0 | 0 | 0 | 0 | 0 | 0 | 0 | 0 | 0 | 0 | 0 | 0 | 0 | 0 | 0 | 0 | 0 | 0 | 0 | 0 | 0 | 0 | 0 | 0
Industrial Sector Energy Related Emissions before CCS[petroleum diesel if,other machinery 28,SOx] | Industrial Sector Energy Related Emissions before CCS | petroleum diesel if | other machinery 28 | SOx |  | 0 | 0 | 0 | 0 | 0 | 0 | 0 | 0 | 0 | 0 | 0 | 0 | 0 | 0 | 0 | 0 | 0 | 0 | 0 | 0 | 0 | 0 | 0 | 0 | 0 | 0 | 0 | 0 | 0 | 0 | 0
Industrial Sector Energy Related Emissions before CCS[petroleum diesel if,other machinery 28,BC] | Industrial Sector Energy Related Emissions before CCS | petroleum diesel if | other machinery 28 | BC |  | 0 | 0 | 0 | 0 | 0 | 0 | 0 | 0 | 0 | 0 | 0 | 0 | 0 | 0 | 0 | 0 | 0 | 0 | 0 | 0 | 0 | 0 | 0 | 0 | 0 | 0 | 0 | 0 | 0 | 0 | 0
Industrial Sector Energy Related Emissions before CCS[petroleum diesel if,other machinery 28,OC] | Industrial Sector Energy Related Emissions before CCS | petroleum diesel if | other machinery 28 | OC |  | 0 | 0 | 0 | 0 | 0 | 0 | 0 | 0 | 0 | 0 | 0 | 0 | 0 | 0 | 0 | 0 | 0 | 0 | 0 | 0 | 0 | 0 | 0 | 0 | 0 | 0 | 0 | 0 | 0 | 0 | 0
Industrial Sector Energy Related Emissions before CCS[petroleum diesel if,other machinery 28,CH4] | Industrial Sector Energy Related Emissions before CCS | petroleum diesel if | other machinery 28 | CH4 |  | 0 | 0 | 0 | 0 | 0 | 0 | 0 | 0 | 0 | 0 | 0 | 0 | 0 | 0 | 0 | 0 | 0 | 0 | 0 | 0 | 0 | 0 | 0 | 0 | 0 | 0 | 0 | 0 | 0 | 0 | 0
Industrial Sector Energy Related Emissions before CCS[petroleum diesel if,other machinery 28,N2O] | Industrial Sector Energy Related Emissions before CCS | petroleum diesel if | other machinery 28 | N2O |  | 0 | 0 | 0 | 0 | 0 | 0 | 0 | 0 | 0 | 0 | 0 | 0 | 0 | 0 | 0 | 0 | 0 | 0 | 0 | 0 | 0 | 0 | 0 | 0 | 0 | 0 | 0 | 0 | 0 | 0 | 0
Industrial Sector Energy Related Emissions before CCS[petroleum diesel if,other machinery 28,F gases] | Industrial Sector Energy Related Emissions before CCS | petroleum diesel if | other machinery 28 | F gases |  | 0 | 0 | 0 | 0 | 0 | 0 | 0 | 0 | 0 | 0 | 0 | 0 | 0 | 0 | 0 | 0 | 0 | 0 | 0 | 0 | 0 | 0 | 0 | 0 | 0 | 0 | 0 | 0 | 0 | 0 | 0
Industrial Sector Energy Related Emissions before CCS[petroleum diesel if,road vehicles 29,CO2] | Industrial Sector Energy Related Emissions before CCS | petroleum diesel if | road vehicles 29 | CO2 |  | 0 | 0 | 0 | 0 | 0 | 0 | 0 | 0 | 0 | 0 | 0 | 0 | 0 | 0 | 0 | 0 | 0 | 0 | 0 | 0 | 0 | 0 | 0 | 0 | 0 | 0 | 0 | 0 | 0 | 0 | 0
Industrial Sector Energy Related Emissions before CCS[petroleum diesel if,road vehicles 29,VOC] | Industrial Sector Energy Related Emissions before CCS | petroleum diesel if | road vehicles 29 | VOC |  | 0 | 0 | 0 | 0 | 0 | 0 | 0 | 0 | 0 | 0 | 0 | 0 | 0 | 0 | 0 | 0 | 0 | 0 | 0 | 0 | 0 | 0 | 0 | 0 | 0 | 0 | 0 | 0 | 0 | 0 | 0
Industrial Sector Energy Related Emissions before CCS[petroleum diesel if,road vehicles 29,CO] | Industrial Sector Energy Related Emissions before CCS | petroleum diesel if | road vehicles 29 | CO |  | 0 | 0 | 0 | 0 | 0 | 0 | 0 | 0 | 0 | 0 | 0 | 0 | 0 | 0 | 0 | 0 | 0 | 0 | 0 | 0 | 0 | 0 | 0 | 0 | 0 | 0 | 0 | 0 | 0 | 0 | 0
Industrial Sector Energy Related Emissions before CCS[petroleum diesel if,road vehicles 29,NOx] | Industrial Sector Energy Related Emissions before CCS | petroleum diesel if | road vehicles 29 | NOx |  | 0 | 0 | 0 | 0 | 0 | 0 | 0 | 0 | 0 | 0 | 0 | 0 | 0 | 0 | 0 | 0 | 0 | 0 | 0 | 0 | 0 | 0 | 0 | 0 | 0 | 0 | 0 | 0 | 0 | 0 | 0
Industrial Sector Energy Related Emissions before CCS[petroleum diesel if,road vehicles 29,PM10] | Industrial Sector Energy Related Emissions before CCS | petroleum diesel if | road vehicles 29 | PM10 |  | 0 | 0 | 0 | 0 | 0 | 0 | 0 | 0 | 0 | 0 | 0 | 0 | 0 | 0 | 0 | 0 | 0 | 0 | 0 | 0 | 0 | 0 | 0 | 0 | 0 | 0 | 0 | 0 | 0 | 0 | 0
Industrial Sector Energy Related Emissions before CCS[petroleum diesel if,road vehicles 29,PM25] | Industrial Sector Energy Related Emissions before CCS | petroleum diesel if | road vehicles 29 | PM25 |  | 0 | 0 | 0 | 0 | 0 | 0 | 0 | 0 | 0 | 0 | 0 | 0 | 0 | 0 | 0 | 0 | 0 | 0 | 0 | 0 | 0 | 0 | 0 | 0 | 0 | 0 | 0 | 0 | 0 | 0 | 0
Industrial Sector Energy Related Emissions before CCS[petroleum diesel if,road vehicles 29,SOx] | Industrial Sector Energy Related Emissions before CCS | petroleum diesel if | road vehicles 29 | SOx |  | 0 | 0 | 0 | 0 | 0 | 0 | 0 | 0 | 0 | 0 | 0 | 0 | 0 | 0 | 0 | 0 | 0 | 0 | 0 | 0 | 0 | 0 | 0 | 0 | 0 | 0 | 0 | 0 | 0 | 0 | 0
Industrial Sector Energy Related Emissions before CCS[petroleum diesel if,road vehicles 29,BC] | Industrial Sector Energy Related Emissions before CCS | petroleum diesel if | road vehicles 29 | BC |  | 0 | 0 | 0 | 0 | 0 | 0 | 0 | 0 | 0 | 0 | 0 | 0 | 0 | 0 | 0 | 0 | 0 | 0 | 0 | 0 | 0 | 0 | 0 | 0 | 0 | 0 | 0 | 0 | 0 | 0 | 0
Industrial Sector Energy Related Emissions before CCS[petroleum diesel if,road vehicles 29,OC] | Industrial Sector Energy Related Emissions before CCS | petroleum diesel if | road vehicles 29 | OC |  | 0 | 0 | 0 | 0 | 0 | 0 | 0 | 0 | 0 | 0 | 0 | 0 | 0 | 0 | 0 | 0 | 0 | 0 | 0 | 0 | 0 | 0 | 0 | 0 | 0 | 0 | 0 | 0 | 0 | 0 | 0
Industrial Sector Energy Related Emissions before CCS[petroleum diesel if,road vehicles 29,CH4] | Industrial Sector Energy Related Emissions before CCS | petroleum diesel if | road vehicles 29 | CH4 |  | 0 | 0 | 0 | 0 | 0 | 0 | 0 | 0 | 0 | 0 | 0 | 0 | 0 | 0 | 0 | 0 | 0 | 0 | 0 | 0 | 0 | 0 | 0 | 0 | 0 | 0 | 0 | 0 | 0 | 0 | 0
Industrial Sector Energy Related Emissions before CCS[petroleum diesel if,road vehicles 29,N2O] | Industrial Sector Energy Related Emissions before CCS | petroleum diesel if | road vehicles 29 | N2O |  | 0 | 0 | 0 | 0 | 0 | 0 | 0 | 0 | 0 | 0 | 0 | 0 | 0 | 0 | 0 | 0 | 0 | 0 | 0 | 0 | 0 | 0 | 0 | 0 | 0 | 0 | 0 | 0 | 0 | 0 | 0
Industrial Sector Energy Related Emissions before CCS[petroleum diesel if,road vehicles 29,F gases] | Industrial Sector Energy Related Emissions before CCS | petroleum diesel if | road vehicles 29 | F gases |  | 0 | 0 | 0 | 0 | 0 | 0 | 0 | 0 | 0 | 0 | 0 | 0 | 0 | 0 | 0 | 0 | 0 | 0 | 0 | 0 | 0 | 0 | 0 | 0 | 0 | 0 | 0 | 0 | 0 | 0 | 0
Industrial Sector Energy Related Emissions before CCS[petroleum diesel if,nonroad vehicles 30,CO2] | Industrial Sector Energy Related Emissions before CCS | petroleum diesel if | nonroad vehicles 30 | CO2 |  | 0 | 0 | 0 | 0 | 0 | 0 | 0 | 0 | 0 | 0 | 0 | 0 | 0 | 0 | 0 | 0 | 0 | 0 | 0 | 0 | 0 | 0 | 0 | 0 | 0 | 0 | 0 | 0 | 0 | 0 | 0
Industrial Sector Energy Related Emissions before CCS[petroleum diesel if,nonroad vehicles 30,VOC] | Industrial Sector Energy Related Emissions before CCS | petroleum diesel if | nonroad vehicles 30 | VOC |  | 0 | 0 | 0 | 0 | 0 | 0 | 0 | 0 | 0 | 0 | 0 | 0 | 0 | 0 | 0 | 0 | 0 | 0 | 0 | 0 | 0 | 0 | 0 | 0 | 0 | 0 | 0 | 0 | 0 | 0 | 0
Industrial Sector Energy Related Emissions before CCS[petroleum diesel if,nonroad vehicles 30,CO] | Industrial Sector Energy Related Emissions before CCS | petroleum diesel if | nonroad vehicles 30 | CO |  | 0 | 0 | 0 | 0 | 0 | 0 | 0 | 0 | 0 | 0 | 0 | 0 | 0 | 0 | 0 | 0 | 0 | 0 | 0 | 0 | 0 | 0 | 0 | 0 | 0 | 0 | 0 | 0 | 0 | 0 | 0
Industrial Sector Energy Related Emissions before CCS[petroleum diesel if,nonroad vehicles 30,NOx] | Industrial Sector Energy Related Emissions before CCS | petroleum diesel if | nonroad vehicles 30 | NOx |  | 0 | 0 | 0 | 0 | 0 | 0 | 0 | 0 | 0 | 0 | 0 | 0 | 0 | 0 | 0 | 0 | 0 | 0 | 0 | 0 | 0 | 0 | 0 | 0 | 0 | 0 | 0 | 0 | 0 | 0 | 0
Industrial Sector Energy Related Emissions before CCS[petroleum diesel if,nonroad vehicles 30,PM10] | Industrial Sector Energy Related Emissions before CCS | petroleum diesel if | nonroad vehicles 30 | PM10 |  | 0 | 0 | 0 | 0 | 0 | 0 | 0 | 0 | 0 | 0 | 0 | 0 | 0 | 0 | 0 | 0 | 0 | 0 | 0 | 0 | 0 | 0 | 0 | 0 | 0 | 0 | 0 | 0 | 0 | 0 | 0
Industrial Sector Energy Related Emissions before CCS[petroleum diesel if,nonroad vehicles 30,PM25] | Industrial Sector Energy Related Emissions before CCS | petroleum diesel if | nonroad vehicles 30 | PM25 |  | 0 | 0 | 0 | 0 | 0 | 0 | 0 | 0 | 0 | 0 | 0 | 0 | 0 | 0 | 0 | 0 | 0 | 0 | 0 | 0 | 0 | 0 | 0 | 0 | 0 | 0 | 0 | 0 | 0 | 0 | 0
Industrial Sector Energy Related Emissions before CCS[petroleum diesel if,nonroad vehicles 30,SOx] | Industrial Sector Energy Related Emissions before CCS | petroleum diesel if | nonroad vehicles 30 | SOx |  | 0 | 0 | 0 | 0 | 0 | 0 | 0 | 0 | 0 | 0 | 0 | 0 | 0 | 0 | 0 | 0 | 0 | 0 | 0 | 0 | 0 | 0 | 0 | 0 | 0 | 0 | 0 | 0 | 0 | 0 | 0
Industrial Sector Energy Related Emissions before CCS[petroleum diesel if,nonroad vehicles 30,BC] | Industrial Sector Energy Related Emissions before CCS | petroleum diesel if | nonroad vehicles 30 | BC |  | 0 | 0 | 0 | 0 | 0 | 0 | 0 | 0 | 0 | 0 | 0 | 0 | 0 | 0 | 0 | 0 | 0 | 0 | 0 | 0 | 0 | 0 | 0 | 0 | 0 | 0 | 0 | 0 | 0 | 0 | 0
Industrial Sector Energy Related Emissions before CCS[petroleum diesel if,nonroad vehicles 30,OC] | Industrial Sector Energy Related Emissions before CCS | petroleum diesel if | nonroad vehicles 30 | OC |  | 0 | 0 | 0 | 0 | 0 | 0 | 0 | 0 | 0 | 0 | 0 | 0 | 0 | 0 | 0 | 0 | 0 | 0 | 0 | 0 | 0 | 0 | 0 | 0 | 0 | 0 | 0 | 0 | 0 | 0 | 0
Industrial Sector Energy Related Emissions before CCS[petroleum diesel if,nonroad vehicles 30,CH4] | Industrial Sector Energy Related Emissions before CCS | petroleum diesel if | nonroad vehicles 30 | CH4 |  | 0 | 0 | 0 | 0 | 0 | 0 | 0 | 0 | 0 | 0 | 0 | 0 | 0 | 0 | 0 | 0 | 0 | 0 | 0 | 0 | 0 | 0 | 0 | 0 | 0 | 0 | 0 | 0 | 0 | 0 | 0
Industrial Sector Energy Related Emissions before CCS[petroleum diesel if,nonroad vehicles 30,N2O] | Industrial Sector Energy Related Emissions before CCS | petroleum diesel if | nonroad vehicles 30 | N2O |  | 0 | 0 | 0 | 0 | 0 | 0 | 0 | 0 | 0 | 0 | 0 | 0 | 0 | 0 | 0 | 0 | 0 | 0 | 0 | 0 | 0 | 0 | 0 | 0 | 0 | 0 | 0 | 0 | 0 | 0 | 0
Industrial Sector Energy Related Emissions before CCS[petroleum diesel if,nonroad vehicles 30,F gases] | Industrial Sector Energy Related Emissions before CCS | petroleum diesel if | nonroad vehicles 30 | F gases |  | 0 | 0 | 0 | 0 | 0 | 0 | 0 | 0 | 0 | 0 | 0 | 0 | 0 | 0 | 0 | 0 | 0 | 0 | 0 | 0 | 0 | 0 | 0 | 0 | 0 | 0 | 0 | 0 | 0 | 0 | 0
Industrial Sector Energy Related Emissions before CCS[petroleum diesel if,other manufacturing 31T33,CO2] | Industrial Sector Energy Related Emissions before CCS | petroleum diesel if | other manufacturing 31T33 | CO2 |  | 732548000000 | 687881000000 | 711571000000 | 739193000000 | 752494000000 | 771411000000 | 782922000000 | 790051000000 | 796039000000 | 803101000000 | 813801000000 | 823376000000 | 831586000000 | 843855000000 | 853287000000 | 858338000000 | 861497000000 | 868325000000 | 875897000000 | 884429000000 | 890327000000 | 899977000000 | 914287000000 | 933468000000 | 949151000000 | 959394000000 | 977366000000 | 992734000000 | 1008100000000 | 1023470000000 | 1038840000000
Industrial Sector Energy Related Emissions before CCS[petroleum diesel if,other manufacturing 31T33,VOC] | Industrial Sector Energy Related Emissions before CCS | petroleum diesel if | other manufacturing 31T33 | VOC |  | 7302050 | 6856810 | 7092950 | 7368290 | 7500870 | 7689440 | 7804180 | 7875240 | 7934930 | 8005320 | 8111990 | 8207430 | 8289260 | 8411560 | 8505580 | 8555920 | 8587410 | 8655480 | 8730960 | 8816000 | 8874800 | 8970990 | 9113630 | 9304820 | 9461150 | 9563250 | 9742400 | 9895590 | 10048800 | 10202000 | 10355200
Industrial Sector Energy Related Emissions before CCS[petroleum diesel if,other manufacturing 31T33,CO] | Industrial Sector Energy Related Emissions before CCS | petroleum diesel if | other manufacturing 31T33 | CO |  | 190468000 | 178855000 | 185014000 | 192196000 | 195654000 | 200573000 | 203566000 | 205420000 | 206977000 | 208813000 | 211595000 | 214084000 | 216219000 | 219409000 | 221862000 | 223175000 | 223996000 | 225772000 | 227740000 | 229959000 | 231492000 | 234001000 | 237722000 | 242709000 | 246787000 | 249450000 | 254123000 | 258119000 | 262115000 | 266111000 | 270106000
Industrial Sector Energy Related Emissions before CCS[petroleum diesel if,other manufacturing 31T33,NOx] | Industrial Sector Energy Related Emissions before CCS | petroleum diesel if | other manufacturing 31T33 | NOx |  | 491610000 | 461634000 | 477532000 | 496069000 | 504995000 | 517691000 | 525416000 | 530200000 | 534218000 | 538957000 | 546138000 | 552564000 | 558073000 | 566307000 | 572637000 | 576026000 | 578146000 | 582729000 | 587810000 | 593536000 | 597494000 | 603971000 | 613574000 | 626446000 | 636971000 | 643845000 | 655906000 | 666219000 | 676533000 | 686846000 | 697160000
Industrial Sector Energy Related Emissions before CCS[petroleum diesel if,other manufacturing 31T33,PM10] | Industrial Sector Energy Related Emissions before CCS | petroleum diesel if | other manufacturing 31T33 | PM10 |  | 74133400 | 69613100 | 72010500 | 74805800 | 76151900 | 78066300 | 79231200 | 79952700 | 80558700 | 81273300 | 82356200 | 83325200 | 84155900 | 85397600 | 86352100 | 86863200 | 87182900 | 87874000 | 88640200 | 89503600 | 90100500 | 91077100 | 92525300 | 94466300 | 96053500 | 97090000 | 98908800 | 100464000 | 102019000 | 103575000 | 105130000
Industrial Sector Energy Related Emissions before CCS[petroleum diesel if,other manufacturing 31T33,PM25] | Industrial Sector Energy Related Emissions before CCS | petroleum diesel if | other manufacturing 31T33 | PM25 |  | 49952700 | 46906800 | 48522200 | 50405800 | 51312800 | 52602800 | 53387700 | 53873800 | 54282200 | 54763700 | 55493400 | 56146300 | 56706100 | 57542700 | 58185900 | 58530300 | 58745700 | 59211400 | 59727700 | 60309500 | 60711700 | 61369700 | 62345500 | 63653400 | 64722900 | 65421400 | 66646900 | 67694800 | 68742800 | 69790800 | 70838700
Industrial Sector Energy Related Emissions before CCS[petroleum diesel if,other manufacturing 31T33,SOx] | Industrial Sector Energy Related Emissions before CCS | petroleum diesel if | other manufacturing 31T33 | SOx |  | 4949380 | 4647600 | 4807650 | 4994280 | 5084150 | 5211960 | 5289730 | 5337900 | 5378360 | 5426070 | 5498360 | 5563060 | 5618520 | 5701420 | 5765150 | 5799270 | 5820610 | 5866750 | 5917910 | 5975550 | 6015400 | 6080600 | 6177290 | 6306880 | 6412840 | 6482050 | 6603470 | 6707310 | 6811140 | 6914970 | 7018810
Industrial Sector Energy Related Emissions before CCS[petroleum diesel if,other manufacturing 31T33,BC] | Industrial Sector Energy Related Emissions before CCS | petroleum diesel if | other manufacturing 31T33 | BC |  | 4998200 | 4693430 | 4855070 | 5043530 | 5134280 | 5263360 | 5341900 | 5390540 | 5431400 | 5479580 | 5552590 | 5617920 | 5673930 | 5757640 | 5822000 | 5856460 | 5878020 | 5924610 | 5976270 | 6034480 | 6074730 | 6140570 | 6238210 | 6369080 | 6476080 | 6545970 | 6668600 | 6773450 | 6878310 | 6983170 | 7088030
Industrial Sector Energy Related Emissions before CCS[petroleum diesel if,other manufacturing 31T33,OC] | Industrial Sector Energy Related Emissions before CCS | petroleum diesel if | other manufacturing 31T33 | OC |  | 12485700 | 11724400 | 12128200 | 12599000 | 12825700 | 13148100 | 13344300 | 13465800 | 13567900 | 13688200 | 13870600 | 14033800 | 14173800 | 14382900 | 14543600 | 14629700 | 14683600 | 14799900 | 14929000 | 15074400 | 15175000 | 15339400 | 15583300 | 15910200 | 16177600 | 16352100 | 16658500 | 16920400 | 17182300 | 17444300 | 17706200
Industrial Sector Energy Related Emissions before CCS[petroleum diesel if,other manufacturing 31T33,CH4] | Industrial Sector Energy Related Emissions before CCS | petroleum diesel if | other manufacturing 31T33 | CH4 |  | 29286300 | 27500600 | 28447700 | 29552000 | 30083700 | 30840000 | 31300200 | 31585200 | 31824600 | 32106900 | 32534700 | 32917500 | 33245700 | 33736200 | 34113300 | 34315200 | 34441500 | 34714500 | 35017200 | 35358300 | 35594100 | 35979900 | 36552000 | 37318800 | 37945800 | 38355300 | 39073800 | 39688200 | 40302600 | 40917000 | 41531400
Industrial Sector Energy Related Emissions before CCS[petroleum diesel if,other manufacturing 31T33,N2O] | Industrial Sector Energy Related Emissions before CCS | petroleum diesel if | other manufacturing 31T33 | N2O |  | 5857260 | 5500120 | 5689530 | 5910390 | 6016740 | 6168000 | 6260040 | 6317040 | 6364920 | 6421380 | 6506940 | 6583500 | 6649140 | 6747240 | 6822660 | 6863040 | 6888300 | 6942900 | 7003440 | 7071660 | 7118820 | 7195980 | 7310400 | 7463760 | 7589160 | 7671060 | 7814760 | 7937640 | 8060520 | 8183400 | 8306280
Industrial Sector Energy Related Emissions before CCS[petroleum diesel if,other manufacturing 31T33,F gases] | Industrial Sector Energy Related Emissions before CCS | petroleum diesel if | other manufacturing 31T33 | F gases |  | 0 | 0 | 0 | 0 | 0 | 0 | 0 | 0 | 0 | 0 | 0 | 0 | 0 | 0 | 0 | 0 | 0 | 0 | 0 | 0 | 0 | 0 | 0 | 0 | 0 | 0 | 0 | 0 | 0 | 0 | 0
Industrial Sector Energy Related Emissions before CCS[petroleum diesel if,energy pipelines and gas processing 352T353,CO2] | Industrial Sector Energy Related Emissions before CCS | petroleum diesel if | energy pipelines and gas processing 352T353 | CO2 |  | 0 | 146899000 | 158098000 | 162320000 | 153158000 | 143301000 | 133966000 | 134127000 | 133554000 | 134083000 | 131891000 | 129595000 | 132385000 | 134830000 | 137484000 | 139452000 | 141371000 | 139845000 | 136708000 | 134559000 | 132277000 | 130681000 | 130201000 | 130514000 | 129528000 | 129543000 | 129292000 | 130526000 | 131301000 | 132430000 | 133990000
Industrial Sector Energy Related Emissions before CCS[petroleum diesel if,energy pipelines and gas processing 352T353,VOC] | Industrial Sector Energy Related Emissions before CCS | petroleum diesel if | energy pipelines and gas processing 352T353 | VOC |  | 0 | 1464.29 | 1575.92 | 1618.01 | 1526.68 | 1428.43 | 1335.38 | 1336.98 | 1331.27 | 1336.54 | 1314.7 | 1291.81 | 1319.61 | 1343.99 | 1370.45 | 1390.06 | 1409.19 | 1393.98 | 1362.71 | 1341.28 | 1318.54 | 1302.63 | 1297.85 | 1300.97 | 1291.14 | 1291.28 | 1288.78 | 1301.08 | 1308.81 | 1320.07 | 1335.61
Industrial Sector Energy Related Emissions before CCS[petroleum diesel if,energy pipelines and gas processing 352T353,CO] | Industrial Sector Energy Related Emissions before CCS | petroleum diesel if | energy pipelines and gas processing 352T353 | CO |  | 0 | 38194.9 | 41106.7 | 42204.5 | 39822.2 | 37259.5 | 34832.3 | 34874 | 34725.2 | 34862.5 | 34292.8 | 33695.8 | 34421.1 | 35056.8 | 35747 | 36258.8 | 36757.6 | 36360.9 | 35545.2 | 34986.3 | 34393.2 | 33978 | 33853.3 | 33934.7 | 33678.3 | 33682.1 | 33616.9 | 33937.8 | 34139.3 | 34432.9 | 34838.5
Industrial Sector Energy Related Emissions before CCS[petroleum diesel if,energy pipelines and gas processing 352T353,NOx] | Industrial Sector Energy Related Emissions before CCS | petroleum diesel if | energy pipelines and gas processing 352T353 | NOx |  | 0 | 98583.2 | 106099 | 108932 | 102783 | 96169 | 89904.1 | 90011.8 | 89627.7 | 89982.2 | 88511.7 | 86970.9 | 88842.7 | 90483.6 | 92265.1 | 93585.9 | 94873.6 | 93849.5 | 91744.2 | 90301.6 | 88770.8 | 87699.2 | 87377.4 | 87587.5 | 86925.5 | 86935.5 | 86767.2 | 87595.3 | 88115.4 | 88873.4 | 89920.1
Industrial Sector Energy Related Emissions before CCS[petroleum diesel if,energy pipelines and gas processing 352T353,PM10] | Industrial Sector Energy Related Emissions before CCS | petroleum diesel if | energy pipelines and gas processing 352T353 | PM10 |  | 0 | 14866.1 | 15999.4 | 16426.7 | 15499.5 | 14502 | 13557.3 | 13573.5 | 13515.6 | 13569.1 | 13347.3 | 13115 | 13397.2 | 13644.7 | 13913.3 | 14112.5 | 14306.7 | 14152.2 | 13834.8 | 13617.2 | 13386.4 | 13224.8 | 13176.3 | 13208 | 13108.1 | 13109.6 | 13084.3 | 13209.1 | 13287.6 | 13401.9 | 13559.7
Industrial Sector Energy Related Emissions before CCS[petroleum diesel if,energy pipelines and gas processing 352T353,PM25] | Industrial Sector Energy Related Emissions before CCS | petroleum diesel if | energy pipelines and gas processing 352T353 | PM25 |  | 0 | 10017.1 | 10780.7 | 11068.6 | 10443.9 | 9771.77 | 9135.2 | 9146.14 | 9107.11 | 9143.13 | 8993.71 | 8837.15 | 9027.35 | 9194.08 | 9375.1 | 9509.3 | 9640.15 | 9536.09 | 9322.17 | 9175.59 | 9020.04 | 8911.15 | 8878.45 | 8899.8 | 8832.54 | 8833.55 | 8816.46 | 8900.6 | 8953.45 | 9030.46 | 9136.82
Industrial Sector Energy Related Emissions before CCS[petroleum diesel if,energy pipelines and gas processing 352T353,SOx] | Industrial Sector Energy Related Emissions before CCS | petroleum diesel if | energy pipelines and gas processing 352T353 | SOx |  | 0 | 992.507 | 1068.17 | 1096.7 | 1034.79 | 968.202 | 905.129 | 906.213 | 902.347 | 905.915 | 891.11 | 875.598 | 894.443 | 910.963 | 928.899 | 942.196 | 955.16 | 944.85 | 923.654 | 909.131 | 893.719 | 882.93 | 879.69 | 881.806 | 875.141 | 875.242 | 873.548 | 881.885 | 887.121 | 894.752 | 905.289
Industrial Sector Energy Related Emissions before CCS[petroleum diesel if,energy pipelines and gas processing 352T353,BC] | Industrial Sector Energy Related Emissions before CCS | petroleum diesel if | energy pipelines and gas processing 352T353 | BC |  | 0 | 1002.3 | 1078.7 | 1107.51 | 1045 | 977.75 | 914.055 | 915.15 | 911.245 | 914.849 | 899.898 | 884.233 | 903.264 | 919.947 | 938.06 | 951.488 | 964.58 | 954.168 | 932.763 | 918.097 | 902.533 | 891.638 | 888.366 | 890.502 | 883.772 | 883.873 | 882.163 | 890.582 | 895.87 | 903.576 | 914.217
Industrial Sector Energy Related Emissions before CCS[petroleum diesel if,energy pipelines and gas processing 352T353,OC] | Industrial Sector Energy Related Emissions before CCS | petroleum diesel if | energy pipelines and gas processing 352T353 | OC |  | 0 | 2503.78 | 2694.66 | 2766.62 | 2610.46 | 2442.47 | 2283.35 | 2286.09 | 2276.33 | 2285.34 | 2247.99 | 2208.86 | 2256.4 | 2298.07 | 2343.32 | 2376.86 | 2409.57 | 2383.56 | 2330.09 | 2293.45 | 2254.57 | 2227.35 | 2219.18 | 2224.52 | 2207.7 | 2207.96 | 2203.68 | 2224.72 | 2237.92 | 2257.17 | 2283.76
Industrial Sector Energy Related Emissions before CCS[petroleum diesel if,energy pipelines and gas processing 352T353,CH4] | Industrial Sector Energy Related Emissions before CCS | petroleum diesel if | energy pipelines and gas processing 352T353 | CH4 |  | 0 | 5872.82 | 6320.54 | 6489.33 | 6123.04 | 5729 | 5355.79 | 5362.21 | 5339.33 | 5360.44 | 5272.84 | 5181.05 | 5292.56 | 5390.32 | 5496.44 | 5575.12 | 5651.83 | 5590.83 | 5465.41 | 5379.47 | 5288.28 | 5224.44 | 5205.27 | 5217.79 | 5178.35 | 5178.94 | 5168.92 | 5218.25 | 5249.24 | 5294.39 | 5356.74
Industrial Sector Energy Related Emissions before CCS[petroleum diesel if,energy pipelines and gas processing 352T353,N2O] | Industrial Sector Energy Related Emissions before CCS | petroleum diesel if | energy pipelines and gas processing 352T353 | N2O |  | 0 | 1174.56 | 1264.11 | 1297.87 | 1224.61 | 1145.8 | 1071.16 | 1072.44 | 1067.87 | 1072.09 | 1054.57 | 1036.21 | 1058.51 | 1078.06 | 1099.29 | 1115.02 | 1130.37 | 1118.17 | 1093.08 | 1075.89 | 1057.66 | 1044.89 | 1041.05 | 1043.56 | 1035.67 | 1035.79 | 1033.78 | 1043.65 | 1049.85 | 1058.88 | 1071.35
Industrial Sector Energy Related Emissions before CCS[petroleum diesel if,energy pipelines and gas processing 352T353,F gases] | Industrial Sector Energy Related Emissions before CCS | petroleum diesel if | energy pipelines and gas processing 352T353 | F gases |  | 0 | 0 | 0 | 0 | 0 | 0 | 0 | 0 | 0 | 0 | 0 | 0 | 0 | 0 | 0 | 0 | 0 | 0 | 0 | 0 | 0 | 0 | 0 | 0 | 0 | 0 | 0 | 0 | 0 | 0 | 0
Industrial Sector Energy Related Emissions before CCS[petroleum diesel if,water and waste 36T39,CO2] | Industrial Sector Energy Related Emissions before CCS | petroleum diesel if | water and waste 36T39 | CO2 |  | 0 | 0 | 0 | 0 | 0 | 0 | 0 | 0 | 0 | 0 | 0 | 0 | 0 | 0 | 0 | 0 | 0 | 0 | 0 | 0 | 0 | 0 | 0 | 0 | 0 | 0 | 0 | 0 | 0 | 0 | 0
Industrial Sector Energy Related Emissions before CCS[petroleum diesel if,water and waste 36T39,VOC] | Industrial Sector Energy Related Emissions before CCS | petroleum diesel if | water and waste 36T39 | VOC |  | 0 | 0 | 0 | 0 | 0 | 0 | 0 | 0 | 0 | 0 | 0 | 0 | 0 | 0 | 0 | 0 | 0 | 0 | 0 | 0 | 0 | 0 | 0 | 0 | 0 | 0 | 0 | 0 | 0 | 0 | 0
Industrial Sector Energy Related Emissions before CCS[petroleum diesel if,water and waste 36T39,CO] | Industrial Sector Energy Related Emissions before CCS | petroleum diesel if | water and waste 36T39 | CO |  | 0 | 0 | 0 | 0 | 0 | 0 | 0 | 0 | 0 | 0 | 0 | 0 | 0 | 0 | 0 | 0 | 0 | 0 | 0 | 0 | 0 | 0 | 0 | 0 | 0 | 0 | 0 | 0 | 0 | 0 | 0
Industrial Sector Energy Related Emissions before CCS[petroleum diesel if,water and waste 36T39,NOx] | Industrial Sector Energy Related Emissions before CCS | petroleum diesel if | water and waste 36T39 | NOx |  | 0 | 0 | 0 | 0 | 0 | 0 | 0 | 0 | 0 | 0 | 0 | 0 | 0 | 0 | 0 | 0 | 0 | 0 | 0 | 0 | 0 | 0 | 0 | 0 | 0 | 0 | 0 | 0 | 0 | 0 | 0
Industrial Sector Energy Related Emissions before CCS[petroleum diesel if,water and waste 36T39,PM10] | Industrial Sector Energy Related Emissions before CCS | petroleum diesel if | water and waste 36T39 | PM10 |  | 0 | 0 | 0 | 0 | 0 | 0 | 0 | 0 | 0 | 0 | 0 | 0 | 0 | 0 | 0 | 0 | 0 | 0 | 0 | 0 | 0 | 0 | 0 | 0 | 0 | 0 | 0 | 0 | 0 | 0 | 0
Industrial Sector Energy Related Emissions before CCS[petroleum diesel if,water and waste 36T39,PM25] | Industrial Sector Energy Related Emissions before CCS | petroleum diesel if | water and waste 36T39 | PM25 |  | 0 | 0 | 0 | 0 | 0 | 0 | 0 | 0 | 0 | 0 | 0 | 0 | 0 | 0 | 0 | 0 | 0 | 0 | 0 | 0 | 0 | 0 | 0 | 0 | 0 | 0 | 0 | 0 | 0 | 0 | 0
Industrial Sector Energy Related Emissions before CCS[petroleum diesel if,water and waste 36T39,SOx] | Industrial Sector Energy Related Emissions before CCS | petroleum diesel if | water and waste 36T39 | SOx |  | 0 | 0 | 0 | 0 | 0 | 0 | 0 | 0 | 0 | 0 | 0 | 0 | 0 | 0 | 0 | 0 | 0 | 0 | 0 | 0 | 0 | 0 | 0 | 0 | 0 | 0 | 0 | 0 | 0 | 0 | 0
Industrial Sector Energy Related Emissions before CCS[petroleum diesel if,water and waste 36T39,BC] | Industrial Sector Energy Related Emissions before CCS | petroleum diesel if | water and waste 36T39 | BC |  | 0 | 0 | 0 | 0 | 0 | 0 | 0 | 0 | 0 | 0 | 0 | 0 | 0 | 0 | 0 | 0 | 0 | 0 | 0 | 0 | 0 | 0 | 0 | 0 | 0 | 0 | 0 | 0 | 0 | 0 | 0
Industrial Sector Energy Related Emissions before CCS[petroleum diesel if,water and waste 36T39,OC] | Industrial Sector Energy Related Emissions before CCS | petroleum diesel if | water and waste 36T39 | OC |  | 0 | 0 | 0 | 0 | 0 | 0 | 0 | 0 | 0 | 0 | 0 | 0 | 0 | 0 | 0 | 0 | 0 | 0 | 0 | 0 | 0 | 0 | 0 | 0 | 0 | 0 | 0 | 0 | 0 | 0 | 0
Industrial Sector Energy Related Emissions before CCS[petroleum diesel if,water and waste 36T39,CH4] | Industrial Sector Energy Related Emissions before CCS | petroleum diesel if | water and waste 36T39 | CH4 |  | 0 | 0 | 0 | 0 | 0 | 0 | 0 | 0 | 0 | 0 | 0 | 0 | 0 | 0 | 0 | 0 | 0 | 0 | 0 | 0 | 0 | 0 | 0 | 0 | 0 | 0 | 0 | 0 | 0 | 0 | 0
Industrial Sector Energy Related Emissions before CCS[petroleum diesel if,water and waste 36T39,N2O] | Industrial Sector Energy Related Emissions before CCS | petroleum diesel if | water and waste 36T39 | N2O |  | 0 | 0 | 0 | 0 | 0 | 0 | 0 | 0 | 0 | 0 | 0 | 0 | 0 | 0 | 0 | 0 | 0 | 0 | 0 | 0 | 0 | 0 | 0 | 0 | 0 | 0 | 0 | 0 | 0 | 0 | 0
Industrial Sector Energy Related Emissions before CCS[petroleum diesel if,water and waste 36T39,F gases] | Industrial Sector Energy Related Emissions before CCS | petroleum diesel if | water and waste 36T39 | F gases |  | 0 | 0 | 0 | 0 | 0 | 0 | 0 | 0 | 0 | 0 | 0 | 0 | 0 | 0 | 0 | 0 | 0 | 0 | 0 | 0 | 0 | 0 | 0 | 0 | 0 | 0 | 0 | 0 | 0 | 0 | 0
Industrial Sector Energy Related Emissions before CCS[petroleum diesel if,construction 41T43,CO2] | Industrial Sector Energy Related Emissions before CCS | petroleum diesel if | construction 41T43 | CO2 |  | 2229270000000 | 2093340000000 | 2165430000000 | 2249490000000 | 2289960000000 | 2347530000000 | 2382560000000 | 2404270000000 | 2422490000000 | 2443970000000 | 2476520000000 | 2505660000000 | 2530650000000 | 2568000000000 | 2596700000000 | 2612070000000 | 2621670000000 | 2642460000000 | 2665490000000 | 2691460000000 | 2709420000000 | 2738780000000 | 2782330000000 | 2840690000000 | 2888420000000 | 2919590000000 | 2974280000000 | 3021050000000 | 3067820000000 | 3114600000000 | 3161370000000
Industrial Sector Energy Related Emissions before CCS[petroleum diesel if,construction 41T43,VOC] | Industrial Sector Energy Related Emissions before CCS | petroleum diesel if | construction 41T43 | VOC |  | 22221400 | 20866400 | 21585000 | 22422900 | 22826300 | 23400200 | 23749400 | 23965800 | 24147400 | 24361500 | 24686000 | 24976500 | 25225600 | 25597800 | 25883900 | 26037200 | 26132900 | 26340100 | 26569600 | 26828500 | 27007600 | 27300200 | 27734300 | 28316100 | 28791900 | 29102500 | 29647700 | 30113900 | 30580100 | 31046300 | 31512600
Industrial Sector Energy Related Emissions before CCS[petroleum diesel if,construction 41T43,CO] | Industrial Sector Energy Related Emissions before CCS | petroleum diesel if | construction 41T43 | CO |  | 579627000 | 544285000 | 563029000 | 584885000 | 595407000 | 610376000 | 619484000 | 625129000 | 629866000 | 635452000 | 643916000 | 651492000 | 657989000 | 667700000 | 675163000 | 679160000 | 681656000 | 687060000 | 693048000 | 699801000 | 704472000 | 712105000 | 723427000 | 738603000 | 751014000 | 759116000 | 773336000 | 785497000 | 797658000 | 809820000 | 821981000
Industrial Sector Energy Related Emissions before CCS[petroleum diesel if,construction 41T43,NOx] | Industrial Sector Energy Related Emissions before CCS | petroleum diesel if | construction 41T43 | NOx |  | 1496050000 | 1404830000 | 1453210000 | 1509620000 | 1536780000 | 1575420000 | 1598920000 | 1613490000 | 1625720000 | 1640140000 | 1661980000 | 1681540000 | 1698310000 | 1723370000 | 1742630000 | 1752950000 | 1759390000 | 1773340000 | 1788800000 | 1806230000 | 1818280000 | 1837980000 | 1867210000 | 1906380000 | 1938410000 | 1959320000 | 1996020000 | 2027410000 | 2058800000 | 2090190000 | 2121580000
Industrial Sector Energy Related Emissions before CCS[petroleum diesel if,construction 41T43,PM10] | Industrial Sector Energy Related Emissions before CCS | petroleum diesel if | construction 41T43 | PM10 |  | 225600000 | 211845000 | 219140000 | 227647000 | 231742000 | 237568000 | 241113000 | 243310000 | 245154000 | 247328000 | 250623000 | 253571000 | 256100000 | 259880000 | 262784000 | 264340000 | 265312000 | 267415000 | 269746000 | 272374000 | 274192000 | 277163000 | 281570000 | 287476000 | 292307000 | 295461000 | 300995000 | 305728000 | 310462000 | 315195000 | 319928000
Industrial Sector Energy Related Emissions before CCS[petroleum diesel if,construction 41T43,PM25] | Industrial Sector Energy Related Emissions before CCS | petroleum diesel if | construction 41T43 | PM25 |  | 152014000 | 142745000 | 147661000 | 153393000 | 156153000 | 160079000 | 162467000 | 163948000 | 165190000 | 166655000 | 168875000 | 170862000 | 172566000 | 175112000 | 177070000 | 178118000 | 178773000 | 180190000 | 181760000 | 183531000 | 184756000 | 186758000 | 189728000 | 193708000 | 196963000 | 199088000 | 202817000 | 206006000 | 209196000 | 212385000 | 215575000
Industrial Sector Energy Related Emissions before CCS[petroleum diesel if,construction 41T43,SOx] | Industrial Sector Energy Related Emissions before CCS | petroleum diesel if | construction 41T43 | SOx |  | 15061800 | 14143400 | 14630500 | 15198400 | 15471900 | 15860800 | 16097500 | 16244200 | 16367300 | 16512400 | 16732400 | 16929200 | 17098100 | 17350400 | 17544300 | 17648200 | 17713100 | 17853500 | 18009100 | 18184600 | 18305900 | 18504300 | 18798500 | 19192800 | 19515300 | 19725900 | 20095400 | 20411400 | 20727400 | 21043400 | 21359500
Industrial Sector Energy Related Emissions before CCS[petroleum diesel if,construction 41T43,BC] | Industrial Sector Energy Related Emissions before CCS | petroleum diesel if | construction 41T43 | BC |  | 15210300 | 14282900 | 14774800 | 15348300 | 15624400 | 16017300 | 16256300 | 16404400 | 16528700 | 16675300 | 16897400 | 17096200 | 17266700 | 17521500 | 17717400 | 17822300 | 17887700 | 18029600 | 18186700 | 18363900 | 18486500 | 18686800 | 18983900 | 19382100 | 19707800 | 19920400 | 20293600 | 20612700 | 20931800 | 21251000 | 21570100
Industrial Sector Energy Related Emissions before CCS[petroleum diesel if,construction 41T43,OC] | Industrial Sector Energy Related Emissions before CCS | petroleum diesel if | construction 41T43 | OC |  | 37996100 | 35679400 | 36908100 | 38340800 | 39030600 | 40011900 | 40608900 | 40978900 | 41289400 | 41655600 | 42210500 | 42707100 | 43133000 | 43769600 | 44258800 | 44520800 | 44684400 | 45038700 | 45431200 | 45873900 | 46180100 | 46680400 | 47422600 | 48417400 | 49231000 | 49762200 | 50694300 | 51491500 | 52288700 | 53085900 | 53883100
Industrial Sector Energy Related Emissions before CCS[petroleum diesel if,construction 41T43,CH4] | Industrial Sector Energy Related Emissions before CCS | petroleum diesel if | construction 41T43 | CH4 |  | 89123100 | 83688900 | 86571000 | 89931600 | 91549500 | 93851100 | 95251500 | 96119400 | 96847800 | 97706700 | 99008100 | 100173000 | 101172000 | 102665000 | 103813000 | 104427000 | 104811000 | 105642000 | 106563000 | 107601000 | 108319000 | 109493000 | 111234000 | 113567000 | 115475000 | 116721000 | 118908000 | 120778000 | 122648000 | 124517000 | 126387000
Industrial Sector Energy Related Emissions before CCS[petroleum diesel if,construction 41T43,N2O] | Industrial Sector Energy Related Emissions before CCS | petroleum diesel if | construction 41T43 | N2O |  | 17824600 | 16737800 | 17314200 | 17986300 | 18309900 | 18770200 | 19050300 | 19223900 | 19369600 | 19541300 | 19801600 | 20034600 | 20234400 | 20533000 | 20762500 | 20885500 | 20962200 | 21128400 | 21312500 | 21520200 | 21663800 | 21898600 | 22246700 | 22713400 | 23095100 | 23344300 | 23781500 | 24155500 | 24529500 | 24903500 | 25277500
Industrial Sector Energy Related Emissions before CCS[petroleum diesel if,construction 41T43,F gases] | Industrial Sector Energy Related Emissions before CCS | petroleum diesel if | construction 41T43 | F gases |  | 0 | 0 | 0 | 0 | 0 | 0 | 0 | 0 | 0 | 0 | 0 | 0 | 0 | 0 | 0 | 0 | 0 | 0 | 0 | 0 | 0 | 0 | 0 | 0 | 0 | 0 | 0 | 0 | 0 | 0 | 0
Industrial Sector Energy Related Emissions before CCS[heat if,agriculture and forestry 01T03,CO2] | Industrial Sector Energy Related Emissions before CCS | heat if | agriculture and forestry 01T03 | CO2 |  | 0 | 0 | 0 | 0 | 0 | 0 | 0 | 0 | 0 | 0 | 0 | 0 | 0 | 0 | 0 | 0 | 0 | 0 | 0 | 0 | 0 | 0 | 0 | 0 | 0 | 0 | 0 | 0 | 0 | 0 | 0
Industrial Sector Energy Related Emissions before CCS[heat if,agriculture and forestry 01T03,VOC] | Industrial Sector Energy Related Emissions before CCS | heat if | agriculture and forestry 01T03 | VOC |  | 0 | 0 | 0 | 0 | 0 | 0 | 0 | 0 | 0 | 0 | 0 | 0 | 0 | 0 | 0 | 0 | 0 | 0 | 0 | 0 | 0 | 0 | 0 | 0 | 0 | 0 | 0 | 0 | 0 | 0 | 0
Industrial Sector Energy Related Emissions before CCS[heat if,agriculture and forestry 01T03,CO] | Industrial Sector Energy Related Emissions before CCS | heat if | agriculture and forestry 01T03 | CO |  | 0 | 0 | 0 | 0 | 0 | 0 | 0 | 0 | 0 | 0 | 0 | 0 | 0 | 0 | 0 | 0 | 0 | 0 | 0 | 0 | 0 | 0 | 0 | 0 | 0 | 0 | 0 | 0 | 0 | 0 | 0
Industrial Sector Energy Related Emissions before CCS[heat if,agriculture and forestry 01T03,NOx] | Industrial Sector Energy Related Emissions before CCS | heat if | agriculture and forestry 01T03 | NOx |  | 0 | 0 | 0 | 0 | 0 | 0 | 0 | 0 | 0 | 0 | 0 | 0 | 0 | 0 | 0 | 0 | 0 | 0 | 0 | 0 | 0 | 0 | 0 | 0 | 0 | 0 | 0 | 0 | 0 | 0 | 0
Industrial Sector Energy Related Emissions before CCS[heat if,agriculture and forestry 01T03,PM10] | Industrial Sector Energy Related Emissions before CCS | heat if | agriculture and forestry 01T03 | PM10 |  | 0 | 0 | 0 | 0 | 0 | 0 | 0 | 0 | 0 | 0 | 0 | 0 | 0 | 0 | 0 | 0 | 0 | 0 | 0 | 0 | 0 | 0 | 0 | 0 | 0 | 0 | 0 | 0 | 0 | 0 | 0
Industrial Sector Energy Related Emissions before CCS[heat if,agriculture and forestry 01T03,PM25] | Industrial Sector Energy Related Emissions before CCS | heat if | agriculture and forestry 01T03 | PM25 |  | 0 | 0 | 0 | 0 | 0 | 0 | 0 | 0 | 0 | 0 | 0 | 0 | 0 | 0 | 0 | 0 | 0 | 0 | 0 | 0 | 0 | 0 | 0 | 0 | 0 | 0 | 0 | 0 | 0 | 0 | 0
Industrial Sector Energy Related Emissions before CCS[heat if,agriculture and forestry 01T03,SOx] | Industrial Sector Energy Related Emissions before CCS | heat if | agriculture and forestry 01T03 | SOx |  | 0 | 0 | 0 | 0 | 0 | 0 | 0 | 0 | 0 | 0 | 0 | 0 | 0 | 0 | 0 | 0 | 0 | 0 | 0 | 0 | 0 | 0 | 0 | 0 | 0 | 0 | 0 | 0 | 0 | 0 | 0
Industrial Sector Energy Related Emissions before CCS[heat if,agriculture and forestry 01T03,BC] | Industrial Sector Energy Related Emissions before CCS | heat if | agriculture and forestry 01T03 | BC |  | 0 | 0 | 0 | 0 | 0 | 0 | 0 | 0 | 0 | 0 | 0 | 0 | 0 | 0 | 0 | 0 | 0 | 0 | 0 | 0 | 0 | 0 | 0 | 0 | 0 | 0 | 0 | 0 | 0 | 0 | 0
Industrial Sector Energy Related Emissions before CCS[heat if,agriculture and forestry 01T03,OC] | Industrial Sector Energy Related Emissions before CCS | heat if | agriculture and forestry 01T03 | OC |  | 0 | 0 | 0 | 0 | 0 | 0 | 0 | 0 | 0 | 0 | 0 | 0 | 0 | 0 | 0 | 0 | 0 | 0 | 0 | 0 | 0 | 0 | 0 | 0 | 0 | 0 | 0 | 0 | 0 | 0 | 0
Industrial Sector Energy Related Emissions before CCS[heat if,agriculture and forestry 01T03,CH4] | Industrial Sector Energy Related Emissions before CCS | heat if | agriculture and forestry 01T03 | CH4 |  | 0 | 0 | 0 | 0 | 0 | 0 | 0 | 0 | 0 | 0 | 0 | 0 | 0 | 0 | 0 | 0 | 0 | 0 | 0 | 0 | 0 | 0 | 0 | 0 | 0 | 0 | 0 | 0 | 0 | 0 | 0
Industrial Sector Energy Related Emissions before CCS[heat if,agriculture and forestry 01T03,N2O] | Industrial Sector Energy Related Emissions before CCS | heat if | agriculture and forestry 01T03 | N2O |  | 0 | 0 | 0 | 0 | 0 | 0 | 0 | 0 | 0 | 0 | 0 | 0 | 0 | 0 | 0 | 0 | 0 | 0 | 0 | 0 | 0 | 0 | 0 | 0 | 0 | 0 | 0 | 0 | 0 | 0 | 0
Industrial Sector Energy Related Emissions before CCS[heat if,agriculture and forestry 01T03,F gases] | Industrial Sector Energy Related Emissions before CCS | heat if | agriculture and forestry 01T03 | F gases |  | 0 | 0 | 0 | 0 | 0 | 0 | 0 | 0 | 0 | 0 | 0 | 0 | 0 | 0 | 0 | 0 | 0 | 0 | 0 | 0 | 0 | 0 | 0 | 0 | 0 | 0 | 0 | 0 | 0 | 0 | 0
Industrial Sector Energy Related Emissions before CCS[heat if,coal mining 05,CO2] | Industrial Sector Energy Related Emissions before CCS | heat if | coal mining 05 | CO2 |  | 0 | 0 | 0 | 0 | 0 | 0 | 0 | 0 | 0 | 0 | 0 | 0 | 0 | 0 | 0 | 0 | 0 | 0 | 0 | 0 | 0 | 0 | 0 | 0 | 0 | 0 | 0 | 0 | 0 | 0 | 0
Industrial Sector Energy Related Emissions before CCS[heat if,coal mining 05,VOC] | Industrial Sector Energy Related Emissions before CCS | heat if | coal mining 05 | VOC |  | 0 | 0 | 0 | 0 | 0 | 0 | 0 | 0 | 0 | 0 | 0 | 0 | 0 | 0 | 0 | 0 | 0 | 0 | 0 | 0 | 0 | 0 | 0 | 0 | 0 | 0 | 0 | 0 | 0 | 0 | 0
Industrial Sector Energy Related Emissions before CCS[heat if,coal mining 05,CO] | Industrial Sector Energy Related Emissions before CCS | heat if | coal mining 05 | CO |  | 0 | 0 | 0 | 0 | 0 | 0 | 0 | 0 | 0 | 0 | 0 | 0 | 0 | 0 | 0 | 0 | 0 | 0 | 0 | 0 | 0 | 0 | 0 | 0 | 0 | 0 | 0 | 0 | 0 | 0 | 0
Industrial Sector Energy Related Emissions before CCS[heat if,coal mining 05,NOx] | Industrial Sector Energy Related Emissions before CCS | heat if | coal mining 05 | NOx |  | 0 | 0 | 0 | 0 | 0 | 0 | 0 | 0 | 0 | 0 | 0 | 0 | 0 | 0 | 0 | 0 | 0 | 0 | 0 | 0 | 0 | 0 | 0 | 0 | 0 | 0 | 0 | 0 | 0 | 0 | 0
Industrial Sector Energy Related Emissions before CCS[heat if,coal mining 05,PM10] | Industrial Sector Energy Related Emissions before CCS | heat if | coal mining 05 | PM10 |  | 0 | 0 | 0 | 0 | 0 | 0 | 0 | 0 | 0 | 0 | 0 | 0 | 0 | 0 | 0 | 0 | 0 | 0 | 0 | 0 | 0 | 0 | 0 | 0 | 0 | 0 | 0 | 0 | 0 | 0 | 0
Industrial Sector Energy Related Emissions before CCS[heat if,coal mining 05,PM25] | Industrial Sector Energy Related Emissions before CCS | heat if | coal mining 05 | PM25 |  | 0 | 0 | 0 | 0 | 0 | 0 | 0 | 0 | 0 | 0 | 0 | 0 | 0 | 0 | 0 | 0 | 0 | 0 | 0 | 0 | 0 | 0 | 0 | 0 | 0 | 0 | 0 | 0 | 0 | 0 | 0
Industrial Sector Energy Related Emissions before CCS[heat if,coal mining 05,SOx] | Industrial Sector Energy Related Emissions before CCS | heat if | coal mining 05 | SOx |  | 0 | 0 | 0 | 0 | 0 | 0 | 0 | 0 | 0 | 0 | 0 | 0 | 0 | 0 | 0 | 0 | 0 | 0 | 0 | 0 | 0 | 0 | 0 | 0 | 0 | 0 | 0 | 0 | 0 | 0 | 0
Industrial Sector Energy Related Emissions before CCS[heat if,coal mining 05,BC] | Industrial Sector Energy Related Emissions before CCS | heat if | coal mining 05 | BC |  | 0 | 0 | 0 | 0 | 0 | 0 | 0 | 0 | 0 | 0 | 0 | 0 | 0 | 0 | 0 | 0 | 0 | 0 | 0 | 0 | 0 | 0 | 0 | 0 | 0 | 0 | 0 | 0 | 0 | 0 | 0
Industrial Sector Energy Related Emissions before CCS[heat if,coal mining 05,OC] | Industrial Sector Energy Related Emissions before CCS | heat if | coal mining 05 | OC |  | 0 | 0 | 0 | 0 | 0 | 0 | 0 | 0 | 0 | 0 | 0 | 0 | 0 | 0 | 0 | 0 | 0 | 0 | 0 | 0 | 0 | 0 | 0 | 0 | 0 | 0 | 0 | 0 | 0 | 0 | 0
Industrial Sector Energy Related Emissions before CCS[heat if,coal mining 05,CH4] | Industrial Sector Energy Related Emissions before CCS | heat if | coal mining 05 | CH4 |  | 0 | 0 | 0 | 0 | 0 | 0 | 0 | 0 | 0 | 0 | 0 | 0 | 0 | 0 | 0 | 0 | 0 | 0 | 0 | 0 | 0 | 0 | 0 | 0 | 0 | 0 | 0 | 0 | 0 | 0 | 0
Industrial Sector Energy Related Emissions before CCS[heat if,coal mining 05,N2O] | Industrial Sector Energy Related Emissions before CCS | heat if | coal mining 05 | N2O |  | 0 | 0 | 0 | 0 | 0 | 0 | 0 | 0 | 0 | 0 | 0 | 0 | 0 | 0 | 0 | 0 | 0 | 0 | 0 | 0 | 0 | 0 | 0 | 0 | 0 | 0 | 0 | 0 | 0 | 0 | 0
Industrial Sector Energy Related Emissions before CCS[heat if,coal mining 05,F gases] | Industrial Sector Energy Related Emissions before CCS | heat if | coal mining 05 | F gases |  | 0 | 0 | 0 | 0 | 0 | 0 | 0 | 0 | 0 | 0 | 0 | 0 | 0 | 0 | 0 | 0 | 0 | 0 | 0 | 0 | 0 | 0 | 0 | 0 | 0 | 0 | 0 | 0 | 0 | 0 | 0
Industrial Sector Energy Related Emissions before CCS[heat if,oil and gas extraction 06,CO2] | Industrial Sector Energy Related Emissions before CCS | heat if | oil and gas extraction 06 | CO2 |  | 0 | 0 | 0 | 0 | 0 | 0 | 0 | 0 | 0 | 0 | 0 | 0 | 0 | 0 | 0 | 0 | 0 | 0 | 0 | 0 | 0 | 0 | 0 | 0 | 0 | 0 | 0 | 0 | 0 | 0 | 0
Industrial Sector Energy Related Emissions before CCS[heat if,oil and gas extraction 06,VOC] | Industrial Sector Energy Related Emissions before CCS | heat if | oil and gas extraction 06 | VOC |  | 0 | 0 | 0 | 0 | 0 | 0 | 0 | 0 | 0 | 0 | 0 | 0 | 0 | 0 | 0 | 0 | 0 | 0 | 0 | 0 | 0 | 0 | 0 | 0 | 0 | 0 | 0 | 0 | 0 | 0 | 0
Industrial Sector Energy Related Emissions before CCS[heat if,oil and gas extraction 06,CO] | Industrial Sector Energy Related Emissions before CCS | heat if | oil and gas extraction 06 | CO |  | 0 | 0 | 0 | 0 | 0 | 0 | 0 | 0 | 0 | 0 | 0 | 0 | 0 | 0 | 0 | 0 | 0 | 0 | 0 | 0 | 0 | 0 | 0 | 0 | 0 | 0 | 0 | 0 | 0 | 0 | 0
Industrial Sector Energy Related Emissions before CCS[heat if,oil and gas extraction 06,NOx] | Industrial Sector Energy Related Emissions before CCS | heat if | oil and gas extraction 06 | NOx |  | 0 | 0 | 0 | 0 | 0 | 0 | 0 | 0 | 0 | 0 | 0 | 0 | 0 | 0 | 0 | 0 | 0 | 0 | 0 | 0 | 0 | 0 | 0 | 0 | 0 | 0 | 0 | 0 | 0 | 0 | 0
Industrial Sector Energy Related Emissions before CCS[heat if,oil and gas extraction 06,PM10] | Industrial Sector Energy Related Emissions before CCS | heat if | oil and gas extraction 06 | PM10 |  | 0 | 0 | 0 | 0 | 0 | 0 | 0 | 0 | 0 | 0 | 0 | 0 | 0 | 0 | 0 | 0 | 0 | 0 | 0 | 0 | 0 | 0 | 0 | 0 | 0 | 0 | 0 | 0 | 0 | 0 | 0
Industrial Sector Energy Related Emissions before CCS[heat if,oil and gas extraction 06,PM25] | Industrial Sector Energy Related Emissions before CCS | heat if | oil and gas extraction 06 | PM25 |  | 0 | 0 | 0 | 0 | 0 | 0 | 0 | 0 | 0 | 0 | 0 | 0 | 0 | 0 | 0 | 0 | 0 | 0 | 0 | 0 | 0 | 0 | 0 | 0 | 0 | 0 | 0 | 0 | 0 | 0 | 0
Industrial Sector Energy Related Emissions before CCS[heat if,oil and gas extraction 06,SOx] | Industrial Sector Energy Related Emissions before CCS | heat if | oil and gas extraction 06 | SOx |  | 0 | 0 | 0 | 0 | 0 | 0 | 0 | 0 | 0 | 0 | 0 | 0 | 0 | 0 | 0 | 0 | 0 | 0 | 0 | 0 | 0 | 0 | 0 | 0 | 0 | 0 | 0 | 0 | 0 | 0 | 0
Industrial Sector Energy Related Emissions before CCS[heat if,oil and gas extraction 06,BC] | Industrial Sector Energy Related Emissions before CCS | heat if | oil and gas extraction 06 | BC |  | 0 | 0 | 0 | 0 | 0 | 0 | 0 | 0 | 0 | 0 | 0 | 0 | 0 | 0 | 0 | 0 | 0 | 0 | 0 | 0 | 0 | 0 | 0 | 0 | 0 | 0 | 0 | 0 | 0 | 0 | 0
Industrial Sector Energy Related Emissions before CCS[heat if,oil and gas extraction 06,OC] | Industrial Sector Energy Related Emissions before CCS | heat if | oil and gas extraction 06 | OC |  | 0 | 0 | 0 | 0 | 0 | 0 | 0 | 0 | 0 | 0 | 0 | 0 | 0 | 0 | 0 | 0 | 0 | 0 | 0 | 0 | 0 | 0 | 0 | 0 | 0 | 0 | 0 | 0 | 0 | 0 | 0
Industrial Sector Energy Related Emissions before CCS[heat if,oil and gas extraction 06,CH4] | Industrial Sector Energy Related Emissions before CCS | heat if | oil and gas extraction 06 | CH4 |  | 0 | 0 | 0 | 0 | 0 | 0 | 0 | 0 | 0 | 0 | 0 | 0 | 0 | 0 | 0 | 0 | 0 | 0 | 0 | 0 | 0 | 0 | 0 | 0 | 0 | 0 | 0 | 0 | 0 | 0 | 0
Industrial Sector Energy Related Emissions before CCS[heat if,oil and gas extraction 06,N2O] | Industrial Sector Energy Related Emissions before CCS | heat if | oil and gas extraction 06 | N2O |  | 0 | 0 | 0 | 0 | 0 | 0 | 0 | 0 | 0 | 0 | 0 | 0 | 0 | 0 | 0 | 0 | 0 | 0 | 0 | 0 | 0 | 0 | 0 | 0 | 0 | 0 | 0 | 0 | 0 | 0 | 0
Industrial Sector Energy Related Emissions before CCS[heat if,oil and gas extraction 06,F gases] | Industrial Sector Energy Related Emissions before CCS | heat if | oil and gas extraction 06 | F gases |  | 0 | 0 | 0 | 0 | 0 | 0 | 0 | 0 | 0 | 0 | 0 | 0 | 0 | 0 | 0 | 0 | 0 | 0 | 0 | 0 | 0 | 0 | 0 | 0 | 0 | 0 | 0 | 0 | 0 | 0 | 0
Industrial Sector Energy Related Emissions before CCS[heat if,other mining and quarrying 07T08,CO2] | Industrial Sector Energy Related Emissions before CCS | heat if | other mining and quarrying 07T08 | CO2 |  | 0 | 0 | 0 | 0 | 0 | 0 | 0 | 0 | 0 | 0 | 0 | 0 | 0 | 0 | 0 | 0 | 0 | 0 | 0 | 0 | 0 | 0 | 0 | 0 | 0 | 0 | 0 | 0 | 0 | 0 | 0
Industrial Sector Energy Related Emissions before CCS[heat if,other mining and quarrying 07T08,VOC] | Industrial Sector Energy Related Emissions before CCS | heat if | other mining and quarrying 07T08 | VOC |  | 0 | 0 | 0 | 0 | 0 | 0 | 0 | 0 | 0 | 0 | 0 | 0 | 0 | 0 | 0 | 0 | 0 | 0 | 0 | 0 | 0 | 0 | 0 | 0 | 0 | 0 | 0 | 0 | 0 | 0 | 0
Industrial Sector Energy Related Emissions before CCS[heat if,other mining and quarrying 07T08,CO] | Industrial Sector Energy Related Emissions before CCS | heat if | other mining and quarrying 07T08 | CO |  | 0 | 0 | 0 | 0 | 0 | 0 | 0 | 0 | 0 | 0 | 0 | 0 | 0 | 0 | 0 | 0 | 0 | 0 | 0 | 0 | 0 | 0 | 0 | 0 | 0 | 0 | 0 | 0 | 0 | 0 | 0
Industrial Sector Energy Related Emissions before CCS[heat if,other mining and quarrying 07T08,NOx] | Industrial Sector Energy Related Emissions before CCS | heat if | other mining and quarrying 07T08 | NOx |  | 0 | 0 | 0 | 0 | 0 | 0 | 0 | 0 | 0 | 0 | 0 | 0 | 0 | 0 | 0 | 0 | 0 | 0 | 0 | 0 | 0 | 0 | 0 | 0 | 0 | 0 | 0 | 0 | 0 | 0 | 0
Industrial Sector Energy Related Emissions before CCS[heat if,other mining and quarrying 07T08,PM10] | Industrial Sector Energy Related Emissions before CCS | heat if | other mining and quarrying 07T08 | PM10 |  | 0 | 0 | 0 | 0 | 0 | 0 | 0 | 0 | 0 | 0 | 0 | 0 | 0 | 0 | 0 | 0 | 0 | 0 | 0 | 0 | 0 | 0 | 0 | 0 | 0 | 0 | 0 | 0 | 0 | 0 | 0
Industrial Sector Energy Related Emissions before CCS[heat if,other mining and quarrying 07T08,PM25] | Industrial Sector Energy Related Emissions before CCS | heat if | other mining and quarrying 07T08 | PM25 |  | 0 | 0 | 0 | 0 | 0 | 0 | 0 | 0 | 0 | 0 | 0 | 0 | 0 | 0 | 0 | 0 | 0 | 0 | 0 | 0 | 0 | 0 | 0 | 0 | 0 | 0 | 0 | 0 | 0 | 0 | 0
Industrial Sector Energy Related Emissions before CCS[heat if,other mining and quarrying 07T08,SOx] | Industrial Sector Energy Related Emissions before CCS | heat if | other mining and quarrying 07T08 | SOx |  | 0 | 0 | 0 | 0 | 0 | 0 | 0 | 0 | 0 | 0 | 0 | 0 | 0 | 0 | 0 | 0 | 0 | 0 | 0 | 0 | 0 | 0 | 0 | 0 | 0 | 0 | 0 | 0 | 0 | 0 | 0
Industrial Sector Energy Related Emissions before CCS[heat if,other mining and quarrying 07T08,BC] | Industrial Sector Energy Related Emissions before CCS | heat if | other mining and quarrying 07T08 | BC |  | 0 | 0 | 0 | 0 | 0 | 0 | 0 | 0 | 0 | 0 | 0 | 0 | 0 | 0 | 0 | 0 | 0 | 0 | 0 | 0 | 0 | 0 | 0 | 0 | 0 | 0 | 0 | 0 | 0 | 0 | 0
Industrial Sector Energy Related Emissions before CCS[heat if,other mining and quarrying 07T08,OC] | Industrial Sector Energy Related Emissions before CCS | heat if | other mining and quarrying 07T08 | OC |  | 0 | 0 | 0 | 0 | 0 | 0 | 0 | 0 | 0 | 0 | 0 | 0 | 0 | 0 | 0 | 0 | 0 | 0 | 0 | 0 | 0 | 0 | 0 | 0 | 0 | 0 | 0 | 0 | 0 | 0 | 0
Industrial Sector Energy Related Emissions before CCS[heat if,other mining and quarrying 07T08,CH4] | Industrial Sector Energy Related Emissions before CCS | heat if | other mining and quarrying 07T08 | CH4 |  | 0 | 0 | 0 | 0 | 0 | 0 | 0 | 0 | 0 | 0 | 0 | 0 | 0 | 0 | 0 | 0 | 0 | 0 | 0 | 0 | 0 | 0 | 0 | 0 | 0 | 0 | 0 | 0 | 0 | 0 | 0
Industrial Sector Energy Related Emissions before CCS[heat if,other mining and quarrying 07T08,N2O] | Industrial Sector Energy Related Emissions before CCS | heat if | other mining and quarrying 07T08 | N2O |  | 0 | 0 | 0 | 0 | 0 | 0 | 0 | 0 | 0 | 0 | 0 | 0 | 0 | 0 | 0 | 0 | 0 | 0 | 0 | 0 | 0 | 0 | 0 | 0 | 0 | 0 | 0 | 0 | 0 | 0 | 0
Industrial Sector Energy Related Emissions before CCS[heat if,other mining and quarrying 07T08,F gases] | Industrial Sector Energy Related Emissions before CCS | heat if | other mining and quarrying 07T08 | F gases |  | 0 | 0 | 0 | 0 | 0 | 0 | 0 | 0 | 0 | 0 | 0 | 0 | 0 | 0 | 0 | 0 | 0 | 0 | 0 | 0 | 0 | 0 | 0 | 0 | 0 | 0 | 0 | 0 | 0 | 0 | 0
Industrial Sector Energy Related Emissions before CCS[heat if,food beverage and tobacco 10T12,CO2] | Industrial Sector Energy Related Emissions before CCS | heat if | food beverage and tobacco 10T12 | CO2 |  | 0 | 0 | 0 | 0 | 0 | 0 | 0 | 0 | 0 | 0 | 0 | 0 | 0 | 0 | 0 | 0 | 0 | 0 | 0 | 0 | 0 | 0 | 0 | 0 | 0 | 0 | 0 | 0 | 0 | 0 | 0
Industrial Sector Energy Related Emissions before CCS[heat if,food beverage and tobacco 10T12,VOC] | Industrial Sector Energy Related Emissions before CCS | heat if | food beverage and tobacco 10T12 | VOC |  | 0 | 0 | 0 | 0 | 0 | 0 | 0 | 0 | 0 | 0 | 0 | 0 | 0 | 0 | 0 | 0 | 0 | 0 | 0 | 0 | 0 | 0 | 0 | 0 | 0 | 0 | 0 | 0 | 0 | 0 | 0
Industrial Sector Energy Related Emissions before CCS[heat if,food beverage and tobacco 10T12,CO] | Industrial Sector Energy Related Emissions before CCS | heat if | food beverage and tobacco 10T12 | CO |  | 0 | 0 | 0 | 0 | 0 | 0 | 0 | 0 | 0 | 0 | 0 | 0 | 0 | 0 | 0 | 0 | 0 | 0 | 0 | 0 | 0 | 0 | 0 | 0 | 0 | 0 | 0 | 0 | 0 | 0 | 0
Industrial Sector Energy Related Emissions before CCS[heat if,food beverage and tobacco 10T12,NOx] | Industrial Sector Energy Related Emissions before CCS | heat if | food beverage and tobacco 10T12 | NOx |  | 0 | 0 | 0 | 0 | 0 | 0 | 0 | 0 | 0 | 0 | 0 | 0 | 0 | 0 | 0 | 0 | 0 | 0 | 0 | 0 | 0 | 0 | 0 | 0 | 0 | 0 | 0 | 0 | 0 | 0 | 0
Industrial Sector Energy Related Emissions before CCS[heat if,food beverage and tobacco 10T12,PM10] | Industrial Sector Energy Related Emissions before CCS | heat if | food beverage and tobacco 10T12 | PM10 |  | 0 | 0 | 0 | 0 | 0 | 0 | 0 | 0 | 0 | 0 | 0 | 0 | 0 | 0 | 0 | 0 | 0 | 0 | 0 | 0 | 0 | 0 | 0 | 0 | 0 | 0 | 0 | 0 | 0 | 0 | 0
Industrial Sector Energy Related Emissions before CCS[heat if,food beverage and tobacco 10T12,PM25] | Industrial Sector Energy Related Emissions before CCS | heat if | food beverage and tobacco 10T12 | PM25 |  | 0 | 0 | 0 | 0 | 0 | 0 | 0 | 0 | 0 | 0 | 0 | 0 | 0 | 0 | 0 | 0 | 0 | 0 | 0 | 0 | 0 | 0 | 0 | 0 | 0 | 0 | 0 | 0 | 0 | 0 | 0
Industrial Sector Energy Related Emissions before CCS[heat if,food beverage and tobacco 10T12,SOx] | Industrial Sector Energy Related Emissions before CCS | heat if | food beverage and tobacco 10T12 | SOx |  | 0 | 0 | 0 | 0 | 0 | 0 | 0 | 0 | 0 | 0 | 0 | 0 | 0 | 0 | 0 | 0 | 0 | 0 | 0 | 0 | 0 | 0 | 0 | 0 | 0 | 0 | 0 | 0 | 0 | 0 | 0
Industrial Sector Energy Related Emissions before CCS[heat if,food beverage and tobacco 10T12,BC] | Industrial Sector Energy Related Emissions before CCS | heat if | food beverage and tobacco 10T12 | BC |  | 0 | 0 | 0 | 0 | 0 | 0 | 0 | 0 | 0 | 0 | 0 | 0 | 0 | 0 | 0 | 0 | 0 | 0 | 0 | 0 | 0 | 0 | 0 | 0 | 0 | 0 | 0 | 0 | 0 | 0 | 0
Industrial Sector Energy Related Emissions before CCS[heat if,food beverage and tobacco 10T12,OC] | Industrial Sector Energy Related Emissions before CCS | heat if | food beverage and tobacco 10T12 | OC |  | 0 | 0 | 0 | 0 | 0 | 0 | 0 | 0 | 0 | 0 | 0 | 0 | 0 | 0 | 0 | 0 | 0 | 0 | 0 | 0 | 0 | 0 | 0 | 0 | 0 | 0 | 0 | 0 | 0 | 0 | 0
Industrial Sector Energy Related Emissions before CCS[heat if,food beverage and tobacco 10T12,CH4] | Industrial Sector Energy Related Emissions before CCS | heat if | food beverage and tobacco 10T12 | CH4 |  | 0 | 0 | 0 | 0 | 0 | 0 | 0 | 0 | 0 | 0 | 0 | 0 | 0 | 0 | 0 | 0 | 0 | 0 | 0 | 0 | 0 | 0 | 0 | 0 | 0 | 0 | 0 | 0 | 0 | 0 | 0
Industrial Sector Energy Related Emissions before CCS[heat if,food beverage and tobacco 10T12,N2O] | Industrial Sector Energy Related Emissions before CCS | heat if | food beverage and tobacco 10T12 | N2O |  | 0 | 0 | 0 | 0 | 0 | 0 | 0 | 0 | 0 | 0 | 0 | 0 | 0 | 0 | 0 | 0 | 0 | 0 | 0 | 0 | 0 | 0 | 0 | 0 | 0 | 0 | 0 | 0 | 0 | 0 | 0
Industrial Sector Energy Related Emissions before CCS[heat if,food beverage and tobacco 10T12,F gases] | Industrial Sector Energy Related Emissions before CCS | heat if | food beverage and tobacco 10T12 | F gases |  | 0 | 0 | 0 | 0 | 0 | 0 | 0 | 0 | 0 | 0 | 0 | 0 | 0 | 0 | 0 | 0 | 0 | 0 | 0 | 0 | 0 | 0 | 0 | 0 | 0 | 0 | 0 | 0 | 0 | 0 | 0
Industrial Sector Energy Related Emissions before CCS[heat if,textiles apparel and leather 13T15,CO2] | Industrial Sector Energy Related Emissions before CCS | heat if | textiles apparel and leather 13T15 | CO2 |  | 0 | 0 | 0 | 0 | 0 | 0 | 0 | 0 | 0 | 0 | 0 | 0 | 0 | 0 | 0 | 0 | 0 | 0 | 0 | 0 | 0 | 0 | 0 | 0 | 0 | 0 | 0 | 0 | 0 | 0 | 0
Industrial Sector Energy Related Emissions before CCS[heat if,textiles apparel and leather 13T15,VOC] | Industrial Sector Energy Related Emissions before CCS | heat if | textiles apparel and leather 13T15 | VOC |  | 0 | 0 | 0 | 0 | 0 | 0 | 0 | 0 | 0 | 0 | 0 | 0 | 0 | 0 | 0 | 0 | 0 | 0 | 0 | 0 | 0 | 0 | 0 | 0 | 0 | 0 | 0 | 0 | 0 | 0 | 0
Industrial Sector Energy Related Emissions before CCS[heat if,textiles apparel and leather 13T15,CO] | Industrial Sector Energy Related Emissions before CCS | heat if | textiles apparel and leather 13T15 | CO |  | 0 | 0 | 0 | 0 | 0 | 0 | 0 | 0 | 0 | 0 | 0 | 0 | 0 | 0 | 0 | 0 | 0 | 0 | 0 | 0 | 0 | 0 | 0 | 0 | 0 | 0 | 0 | 0 | 0 | 0 | 0
Industrial Sector Energy Related Emissions before CCS[heat if,textiles apparel and leather 13T15,NOx] | Industrial Sector Energy Related Emissions before CCS | heat if | textiles apparel and leather 13T15 | NOx |  | 0 | 0 | 0 | 0 | 0 | 0 | 0 | 0 | 0 | 0 | 0 | 0 | 0 | 0 | 0 | 0 | 0 | 0 | 0 | 0 | 0 | 0 | 0 | 0 | 0 | 0 | 0 | 0 | 0 | 0 | 0
Industrial Sector Energy Related Emissions before CCS[heat if,textiles apparel and leather 13T15,PM10] | Industrial Sector Energy Related Emissions before CCS | heat if | textiles apparel and leather 13T15 | PM10 |  | 0 | 0 | 0 | 0 | 0 | 0 | 0 | 0 | 0 | 0 | 0 | 0 | 0 | 0 | 0 | 0 | 0 | 0 | 0 | 0 | 0 | 0 | 0 | 0 | 0 | 0 | 0 | 0 | 0 | 0 | 0
Industrial Sector Energy Related Emissions before CCS[heat if,textiles apparel and leather 13T15,PM25] | Industrial Sector Energy Related Emissions before CCS | heat if | textiles apparel and leather 13T15 | PM25 |  | 0 | 0 | 0 | 0 | 0 | 0 | 0 | 0 | 0 | 0 | 0 | 0 | 0 | 0 | 0 | 0 | 0 | 0 | 0 | 0 | 0 | 0 | 0 | 0 | 0 | 0 | 0 | 0 | 0 | 0 | 0
Industrial Sector Energy Related Emissions before CCS[heat if,textiles apparel and leather 13T15,SOx] | Industrial Sector Energy Related Emissions before CCS | heat if | textiles apparel and leather 13T15 | SOx |  | 0 | 0 | 0 | 0 | 0 | 0 | 0 | 0 | 0 | 0 | 0 | 0 | 0 | 0 | 0 | 0 | 0 | 0 | 0 | 0 | 0 | 0 | 0 | 0 | 0 | 0 | 0 | 0 | 0 | 0 | 0
Industrial Sector Energy Related Emissions before CCS[heat if,textiles apparel and leather 13T15,BC] | Industrial Sector Energy Related Emissions before CCS | heat if | textiles apparel and leather 13T15 | BC |  | 0 | 0 | 0 | 0 | 0 | 0 | 0 | 0 | 0 | 0 | 0 | 0 | 0 | 0 | 0 | 0 | 0 | 0 | 0 | 0 | 0 | 0 | 0 | 0 | 0 | 0 | 0 | 0 | 0 | 0 | 0
Industrial Sector Energy Related Emissions before CCS[heat if,textiles apparel and leather 13T15,OC] | Industrial Sector Energy Related Emissions before CCS | heat if | textiles apparel and leather 13T15 | OC |  | 0 | 0 | 0 | 0 | 0 | 0 | 0 | 0 | 0 | 0 | 0 | 0 | 0 | 0 | 0 | 0 | 0 | 0 | 0 | 0 | 0 | 0 | 0 | 0 | 0 | 0 | 0 | 0 | 0 | 0 | 0
Industrial Sector Energy Related Emissions before CCS[heat if,textiles apparel and leather 13T15,CH4] | Industrial Sector Energy Related Emissions before CCS | heat if | textiles apparel and leather 13T15 | CH4 |  | 0 | 0 | 0 | 0 | 0 | 0 | 0 | 0 | 0 | 0 | 0 | 0 | 0 | 0 | 0 | 0 | 0 | 0 | 0 | 0 | 0 | 0 | 0 | 0 | 0 | 0 | 0 | 0 | 0 | 0 | 0
Industrial Sector Energy Related Emissions before CCS[heat if,textiles apparel and leather 13T15,N2O] | Industrial Sector Energy Related Emissions before CCS | heat if | textiles apparel and leather 13T15 | N2O |  | 0 | 0 | 0 | 0 | 0 | 0 | 0 | 0 | 0 | 0 | 0 | 0 | 0 | 0 | 0 | 0 | 0 | 0 | 0 | 0 | 0 | 0 | 0 | 0 | 0 | 0 | 0 | 0 | 0 | 0 | 0
Industrial Sector Energy Related Emissions before CCS[heat if,textiles apparel and leather 13T15,F gases] | Industrial Sector Energy Related Emissions before CCS | heat if | textiles apparel and leather 13T15 | F gases |  | 0 | 0 | 0 | 0 | 0 | 0 | 0 | 0 | 0 | 0 | 0 | 0 | 0 | 0 | 0 | 0 | 0 | 0 | 0 | 0 | 0 | 0 | 0 | 0 | 0 | 0 | 0 | 0 | 0 | 0 | 0
Industrial Sector Energy Related Emissions before CCS[heat if,wood products 16,CO2] | Industrial Sector Energy Related Emissions before CCS | heat if | wood products 16 | CO2 |  | 0 | 0 | 0 | 0 | 0 | 0 | 0 | 0 | 0 | 0 | 0 | 0 | 0 | 0 | 0 | 0 | 0 | 0 | 0 | 0 | 0 | 0 | 0 | 0 | 0 | 0 | 0 | 0 | 0 | 0 | 0
Industrial Sector Energy Related Emissions before CCS[heat if,wood products 16,VOC] | Industrial Sector Energy Related Emissions before CCS | heat if | wood products 16 | VOC |  | 0 | 0 | 0 | 0 | 0 | 0 | 0 | 0 | 0 | 0 | 0 | 0 | 0 | 0 | 0 | 0 | 0 | 0 | 0 | 0 | 0 | 0 | 0 | 0 | 0 | 0 | 0 | 0 | 0 | 0 | 0
Industrial Sector Energy Related Emissions before CCS[heat if,wood products 16,CO] | Industrial Sector Energy Related Emissions before CCS | heat if | wood products 16 | CO |  | 0 | 0 | 0 | 0 | 0 | 0 | 0 | 0 | 0 | 0 | 0 | 0 | 0 | 0 | 0 | 0 | 0 | 0 | 0 | 0 | 0 | 0 | 0 | 0 | 0 | 0 | 0 | 0 | 0 | 0 | 0
Industrial Sector Energy Related Emissions before CCS[heat if,wood products 16,NOx] | Industrial Sector Energy Related Emissions before CCS | heat if | wood products 16 | NOx |  | 0 | 0 | 0 | 0 | 0 | 0 | 0 | 0 | 0 | 0 | 0 | 0 | 0 | 0 | 0 | 0 | 0 | 0 | 0 | 0 | 0 | 0 | 0 | 0 | 0 | 0 | 0 | 0 | 0 | 0 | 0
Industrial Sector Energy Related Emissions before CCS[heat if,wood products 16,PM10] | Industrial Sector Energy Related Emissions before CCS | heat if | wood products 16 | PM10 |  | 0 | 0 | 0 | 0 | 0 | 0 | 0 | 0 | 0 | 0 | 0 | 0 | 0 | 0 | 0 | 0 | 0 | 0 | 0 | 0 | 0 | 0 | 0 | 0 | 0 | 0 | 0 | 0 | 0 | 0 | 0
Industrial Sector Energy Related Emissions before CCS[heat if,wood products 16,PM25] | Industrial Sector Energy Related Emissions before CCS | heat if | wood products 16 | PM25 |  | 0 | 0 | 0 | 0 | 0 | 0 | 0 | 0 | 0 | 0 | 0 | 0 | 0 | 0 | 0 | 0 | 0 | 0 | 0 | 0 | 0 | 0 | 0 | 0 | 0 | 0 | 0 | 0 | 0 | 0 | 0
Industrial Sector Energy Related Emissions before CCS[heat if,wood products 16,SOx] | Industrial Sector Energy Related Emissions before CCS | heat if | wood products 16 | SOx |  | 0 | 0 | 0 | 0 | 0 | 0 | 0 | 0 | 0 | 0 | 0 | 0 | 0 | 0 | 0 | 0 | 0 | 0 | 0 | 0 | 0 | 0 | 0 | 0 | 0 | 0 | 0 | 0 | 0 | 0 | 0
Industrial Sector Energy Related Emissions before CCS[heat if,wood products 16,BC] | Industrial Sector Energy Related Emissions before CCS | heat if | wood products 16 | BC |  | 0 | 0 | 0 | 0 | 0 | 0 | 0 | 0 | 0 | 0 | 0 | 0 | 0 | 0 | 0 | 0 | 0 | 0 | 0 | 0 | 0 | 0 | 0 | 0 | 0 | 0 | 0 | 0 | 0 | 0 | 0
Industrial Sector Energy Related Emissions before CCS[heat if,wood products 16,OC] | Industrial Sector Energy Related Emissions before CCS | heat if | wood products 16 | OC |  | 0 | 0 | 0 | 0 | 0 | 0 | 0 | 0 | 0 | 0 | 0 | 0 | 0 | 0 | 0 | 0 | 0 | 0 | 0 | 0 | 0 | 0 | 0 | 0 | 0 | 0 | 0 | 0 | 0 | 0 | 0
Industrial Sector Energy Related Emissions before CCS[heat if,wood products 16,CH4] | Industrial Sector Energy Related Emissions before CCS | heat if | wood products 16 | CH4 |  | 0 | 0 | 0 | 0 | 0 | 0 | 0 | 0 | 0 | 0 | 0 | 0 | 0 | 0 | 0 | 0 | 0 | 0 | 0 | 0 | 0 | 0 | 0 | 0 | 0 | 0 | 0 | 0 | 0 | 0 | 0
Industrial Sector Energy Related Emissions before CCS[heat if,wood products 16,N2O] | Industrial Sector Energy Related Emissions before CCS | heat if | wood products 16 | N2O |  | 0 | 0 | 0 | 0 | 0 | 0 | 0 | 0 | 0 | 0 | 0 | 0 | 0 | 0 | 0 | 0 | 0 | 0 | 0 | 0 | 0 | 0 | 0 | 0 | 0 | 0 | 0 | 0 | 0 | 0 | 0
Industrial Sector Energy Related Emissions before CCS[heat if,wood products 16,F gases] | Industrial Sector Energy Related Emissions before CCS | heat if | wood products 16 | F gases |  | 0 | 0 | 0 | 0 | 0 | 0 | 0 | 0 | 0 | 0 | 0 | 0 | 0 | 0 | 0 | 0 | 0 | 0 | 0 | 0 | 0 | 0 | 0 | 0 | 0 | 0 | 0 | 0 | 0 | 0 | 0
Industrial Sector Energy Related Emissions before CCS[heat if,pulp paper and printing 17T18,CO2] | Industrial Sector Energy Related Emissions before CCS | heat if | pulp paper and printing 17T18 | CO2 |  | 0 | 0 | 0 | 0 | 0 | 0 | 0 | 0 | 0 | 0 | 0 | 0 | 0 | 0 | 0 | 0 | 0 | 0 | 0 | 0 | 0 | 0 | 0 | 0 | 0 | 0 | 0 | 0 | 0 | 0 | 0
Industrial Sector Energy Related Emissions before CCS[heat if,pulp paper and printing 17T18,VOC] | Industrial Sector Energy Related Emissions before CCS | heat if | pulp paper and printing 17T18 | VOC |  | 0 | 0 | 0 | 0 | 0 | 0 | 0 | 0 | 0 | 0 | 0 | 0 | 0 | 0 | 0 | 0 | 0 | 0 | 0 | 0 | 0 | 0 | 0 | 0 | 0 | 0 | 0 | 0 | 0 | 0 | 0
Industrial Sector Energy Related Emissions before CCS[heat if,pulp paper and printing 17T18,CO] | Industrial Sector Energy Related Emissions before CCS | heat if | pulp paper and printing 17T18 | CO |  | 0 | 0 | 0 | 0 | 0 | 0 | 0 | 0 | 0 | 0 | 0 | 0 | 0 | 0 | 0 | 0 | 0 | 0 | 0 | 0 | 0 | 0 | 0 | 0 | 0 | 0 | 0 | 0 | 0 | 0 | 0
Industrial Sector Energy Related Emissions before CCS[heat if,pulp paper and printing 17T18,NOx] | Industrial Sector Energy Related Emissions before CCS | heat if | pulp paper and printing 17T18 | NOx |  | 0 | 0 | 0 | 0 | 0 | 0 | 0 | 0 | 0 | 0 | 0 | 0 | 0 | 0 | 0 | 0 | 0 | 0 | 0 | 0 | 0 | 0 | 0 | 0 | 0 | 0 | 0 | 0 | 0 | 0 | 0
Industrial Sector Energy Related Emissions before CCS[heat if,pulp paper and printing 17T18,PM10] | Industrial Sector Energy Related Emissions before CCS | heat if | pulp paper and printing 17T18 | PM10 |  | 0 | 0 | 0 | 0 | 0 | 0 | 0 | 0 | 0 | 0 | 0 | 0 | 0 | 0 | 0 | 0 | 0 | 0 | 0 | 0 | 0 | 0 | 0 | 0 | 0 | 0 | 0 | 0 | 0 | 0 | 0
Industrial Sector Energy Related Emissions before CCS[heat if,pulp paper and printing 17T18,PM25] | Industrial Sector Energy Related Emissions before CCS | heat if | pulp paper and printing 17T18 | PM25 |  | 0 | 0 | 0 | 0 | 0 | 0 | 0 | 0 | 0 | 0 | 0 | 0 | 0 | 0 | 0 | 0 | 0 | 0 | 0 | 0 | 0 | 0 | 0 | 0 | 0 | 0 | 0 | 0 | 0 | 0 | 0
Industrial Sector Energy Related Emissions before CCS[heat if,pulp paper and printing 17T18,SOx] | Industrial Sector Energy Related Emissions before CCS | heat if | pulp paper and printing 17T18 | SOx |  | 0 | 0 | 0 | 0 | 0 | 0 | 0 | 0 | 0 | 0 | 0 | 0 | 0 | 0 | 0 | 0 | 0 | 0 | 0 | 0 | 0 | 0 | 0 | 0 | 0 | 0 | 0 | 0 | 0 | 0 | 0
Industrial Sector Energy Related Emissions before CCS[heat if,pulp paper and printing 17T18,BC] | Industrial Sector Energy Related Emissions before CCS | heat if | pulp paper and printing 17T18 | BC |  | 0 | 0 | 0 | 0 | 0 | 0 | 0 | 0 | 0 | 0 | 0 | 0 | 0 | 0 | 0 | 0 | 0 | 0 | 0 | 0 | 0 | 0 | 0 | 0 | 0 | 0 | 0 | 0 | 0 | 0 | 0
Industrial Sector Energy Related Emissions before CCS[heat if,pulp paper and printing 17T18,OC] | Industrial Sector Energy Related Emissions before CCS | heat if | pulp paper and printing 17T18 | OC |  | 0 | 0 | 0 | 0 | 0 | 0 | 0 | 0 | 0 | 0 | 0 | 0 | 0 | 0 | 0 | 0 | 0 | 0 | 0 | 0 | 0 | 0 | 0 | 0 | 0 | 0 | 0 | 0 | 0 | 0 | 0
Industrial Sector Energy Related Emissions before CCS[heat if,pulp paper and printing 17T18,CH4] | Industrial Sector Energy Related Emissions before CCS | heat if | pulp paper and printing 17T18 | CH4 |  | 0 | 0 | 0 | 0 | 0 | 0 | 0 | 0 | 0 | 0 | 0 | 0 | 0 | 0 | 0 | 0 | 0 | 0 | 0 | 0 | 0 | 0 | 0 | 0 | 0 | 0 | 0 | 0 | 0 | 0 | 0
Industrial Sector Energy Related Emissions before CCS[heat if,pulp paper and printing 17T18,N2O] | Industrial Sector Energy Related Emissions before CCS | heat if | pulp paper and printing 17T18 | N2O |  | 0 | 0 | 0 | 0 | 0 | 0 | 0 | 0 | 0 | 0 | 0 | 0 | 0 | 0 | 0 | 0 | 0 | 0 | 0 | 0 | 0 | 0 | 0 | 0 | 0 | 0 | 0 | 0 | 0 | 0 | 0
Industrial Sector Energy Related Emissions before CCS[heat if,pulp paper and printing 17T18,F gases] | Industrial Sector Energy Related Emissions before CCS | heat if | pulp paper and printing 17T18 | F gases |  | 0 | 0 | 0 | 0 | 0 | 0 | 0 | 0 | 0 | 0 | 0 | 0 | 0 | 0 | 0 | 0 | 0 | 0 | 0 | 0 | 0 | 0 | 0 | 0 | 0 | 0 | 0 | 0 | 0 | 0 | 0
Industrial Sector Energy Related Emissions before CCS[heat if,refined petroleum and coke 19,CO2] | Industrial Sector Energy Related Emissions before CCS | heat if | refined petroleum and coke 19 | CO2 |  | 0 | 0 | 0 | 0 | 0 | 0 | 0 | 0 | 0 | 0 | 0 | 0 | 0 | 0 | 0 | 0 | 0 | 0 | 0 | 0 | 0 | 0 | 0 | 0 | 0 | 0 | 0 | 0 | 0 | 0 | 0
Industrial Sector Energy Related Emissions before CCS[heat if,refined petroleum and coke 19,VOC] | Industrial Sector Energy Related Emissions before CCS | heat if | refined petroleum and coke 19 | VOC |  | 0 | 0 | 0 | 0 | 0 | 0 | 0 | 0 | 0 | 0 | 0 | 0 | 0 | 0 | 0 | 0 | 0 | 0 | 0 | 0 | 0 | 0 | 0 | 0 | 0 | 0 | 0 | 0 | 0 | 0 | 0
Industrial Sector Energy Related Emissions before CCS[heat if,refined petroleum and coke 19,CO] | Industrial Sector Energy Related Emissions before CCS | heat if | refined petroleum and coke 19 | CO |  | 0 | 0 | 0 | 0 | 0 | 0 | 0 | 0 | 0 | 0 | 0 | 0 | 0 | 0 | 0 | 0 | 0 | 0 | 0 | 0 | 0 | 0 | 0 | 0 | 0 | 0 | 0 | 0 | 0 | 0 | 0
Industrial Sector Energy Related Emissions before CCS[heat if,refined petroleum and coke 19,NOx] | Industrial Sector Energy Related Emissions before CCS | heat if | refined petroleum and coke 19 | NOx |  | 0 | 0 | 0 | 0 | 0 | 0 | 0 | 0 | 0 | 0 | 0 | 0 | 0 | 0 | 0 | 0 | 0 | 0 | 0 | 0 | 0 | 0 | 0 | 0 | 0 | 0 | 0 | 0 | 0 | 0 | 0
Industrial Sector Energy Related Emissions before CCS[heat if,refined petroleum and coke 19,PM10] | Industrial Sector Energy Related Emissions before CCS | heat if | refined petroleum and coke 19 | PM10 |  | 0 | 0 | 0 | 0 | 0 | 0 | 0 | 0 | 0 | 0 | 0 | 0 | 0 | 0 | 0 | 0 | 0 | 0 | 0 | 0 | 0 | 0 | 0 | 0 | 0 | 0 | 0 | 0 | 0 | 0 | 0
Industrial Sector Energy Related Emissions before CCS[heat if,refined petroleum and coke 19,PM25] | Industrial Sector Energy Related Emissions before CCS | heat if | refined petroleum and coke 19 | PM25 |  | 0 | 0 | 0 | 0 | 0 | 0 | 0 | 0 | 0 | 0 | 0 | 0 | 0 | 0 | 0 | 0 | 0 | 0 | 0 | 0 | 0 | 0 | 0 | 0 | 0 | 0 | 0 | 0 | 0 | 0 | 0
Industrial Sector Energy Related Emissions before CCS[heat if,refined petroleum and coke 19,SOx] | Industrial Sector Energy Related Emissions before CCS | heat if | refined petroleum and coke 19 | SOx |  | 0 | 0 | 0 | 0 | 0 | 0 | 0 | 0 | 0 | 0 | 0 | 0 | 0 | 0 | 0 | 0 | 0 | 0 | 0 | 0 | 0 | 0 | 0 | 0 | 0 | 0 | 0 | 0 | 0 | 0 | 0
Industrial Sector Energy Related Emissions before CCS[heat if,refined petroleum and coke 19,BC] | Industrial Sector Energy Related Emissions before CCS | heat if | refined petroleum and coke 19 | BC |  | 0 | 0 | 0 | 0 | 0 | 0 | 0 | 0 | 0 | 0 | 0 | 0 | 0 | 0 | 0 | 0 | 0 | 0 | 0 | 0 | 0 | 0 | 0 | 0 | 0 | 0 | 0 | 0 | 0 | 0 | 0
Industrial Sector Energy Related Emissions before CCS[heat if,refined petroleum and coke 19,OC] | Industrial Sector Energy Related Emissions before CCS | heat if | refined petroleum and coke 19 | OC |  | 0 | 0 | 0 | 0 | 0 | 0 | 0 | 0 | 0 | 0 | 0 | 0 | 0 | 0 | 0 | 0 | 0 | 0 | 0 | 0 | 0 | 0 | 0 | 0 | 0 | 0 | 0 | 0 | 0 | 0 | 0
Industrial Sector Energy Related Emissions before CCS[heat if,refined petroleum and coke 19,CH4] | Industrial Sector Energy Related Emissions before CCS | heat if | refined petroleum and coke 19 | CH4 |  | 0 | 0 | 0 | 0 | 0 | 0 | 0 | 0 | 0 | 0 | 0 | 0 | 0 | 0 | 0 | 0 | 0 | 0 | 0 | 0 | 0 | 0 | 0 | 0 | 0 | 0 | 0 | 0 | 0 | 0 | 0
Industrial Sector Energy Related Emissions before CCS[heat if,refined petroleum and coke 19,N2O] | Industrial Sector Energy Related Emissions before CCS | heat if | refined petroleum and coke 19 | N2O |  | 0 | 0 | 0 | 0 | 0 | 0 | 0 | 0 | 0 | 0 | 0 | 0 | 0 | 0 | 0 | 0 | 0 | 0 | 0 | 0 | 0 | 0 | 0 | 0 | 0 | 0 | 0 | 0 | 0 | 0 | 0
Industrial Sector Energy Related Emissions before CCS[heat if,refined petroleum and coke 19,F gases] | Industrial Sector Energy Related Emissions before CCS | heat if | refined petroleum and coke 19 | F gases |  | 0 | 0 | 0 | 0 | 0 | 0 | 0 | 0 | 0 | 0 | 0 | 0 | 0 | 0 | 0 | 0 | 0 | 0 | 0 | 0 | 0 | 0 | 0 | 0 | 0 | 0 | 0 | 0 | 0 | 0 | 0
Industrial Sector Energy Related Emissions before CCS[heat if,chemicals 20,CO2] | Industrial Sector Energy Related Emissions before CCS | heat if | chemicals 20 | CO2 |  | 0 | 0 | 0 | 0 | 0 | 0 | 0 | 0 | 0 | 0 | 0 | 0 | 0 | 0 | 0 | 0 | 0 | 0 | 0 | 0 | 0 | 0 | 0 | 0 | 0 | 0 | 0 | 0 | 0 | 0 | 0
Industrial Sector Energy Related Emissions before CCS[heat if,chemicals 20,VOC] | Industrial Sector Energy Related Emissions before CCS | heat if | chemicals 20 | VOC |  | 0 | 0 | 0 | 0 | 0 | 0 | 0 | 0 | 0 | 0 | 0 | 0 | 0 | 0 | 0 | 0 | 0 | 0 | 0 | 0 | 0 | 0 | 0 | 0 | 0 | 0 | 0 | 0 | 0 | 0 | 0
Industrial Sector Energy Related Emissions before CCS[heat if,chemicals 20,CO] | Industrial Sector Energy Related Emissions before CCS | heat if | chemicals 20 | CO |  | 0 | 0 | 0 | 0 | 0 | 0 | 0 | 0 | 0 | 0 | 0 | 0 | 0 | 0 | 0 | 0 | 0 | 0 | 0 | 0 | 0 | 0 | 0 | 0 | 0 | 0 | 0 | 0 | 0 | 0 | 0
Industrial Sector Energy Related Emissions before CCS[heat if,chemicals 20,NOx] | Industrial Sector Energy Related Emissions before CCS | heat if | chemicals 20 | NOx |  | 0 | 0 | 0 | 0 | 0 | 0 | 0 | 0 | 0 | 0 | 0 | 0 | 0 | 0 | 0 | 0 | 0 | 0 | 0 | 0 | 0 | 0 | 0 | 0 | 0 | 0 | 0 | 0 | 0 | 0 | 0
Industrial Sector Energy Related Emissions before CCS[heat if,chemicals 20,PM10] | Industrial Sector Energy Related Emissions before CCS | heat if | chemicals 20 | PM10 |  | 0 | 0 | 0 | 0 | 0 | 0 | 0 | 0 | 0 | 0 | 0 | 0 | 0 | 0 | 0 | 0 | 0 | 0 | 0 | 0 | 0 | 0 | 0 | 0 | 0 | 0 | 0 | 0 | 0 | 0 | 0
Industrial Sector Energy Related Emissions before CCS[heat if,chemicals 20,PM25] | Industrial Sector Energy Related Emissions before CCS | heat if | chemicals 20 | PM25 |  | 0 | 0 | 0 | 0 | 0 | 0 | 0 | 0 | 0 | 0 | 0 | 0 | 0 | 0 | 0 | 0 | 0 | 0 | 0 | 0 | 0 | 0 | 0 | 0 | 0 | 0 | 0 | 0 | 0 | 0 | 0
Industrial Sector Energy Related Emissions before CCS[heat if,chemicals 20,SOx] | Industrial Sector Energy Related Emissions before CCS | heat if | chemicals 20 | SOx |  | 0 | 0 | 0 | 0 | 0 | 0 | 0 | 0 | 0 | 0 | 0 | 0 | 0 | 0 | 0 | 0 | 0 | 0 | 0 | 0 | 0 | 0 | 0 | 0 | 0 | 0 | 0 | 0 | 0 | 0 | 0
Industrial Sector Energy Related Emissions before CCS[heat if,chemicals 20,BC] | Industrial Sector Energy Related Emissions before CCS | heat if | chemicals 20 | BC |  | 0 | 0 | 0 | 0 | 0 | 0 | 0 | 0 | 0 | 0 | 0 | 0 | 0 | 0 | 0 | 0 | 0 | 0 | 0 | 0 | 0 | 0 | 0 | 0 | 0 | 0 | 0 | 0 | 0 | 0 | 0
Industrial Sector Energy Related Emissions before CCS[heat if,chemicals 20,OC] | Industrial Sector Energy Related Emissions before CCS | heat if | chemicals 20 | OC |  | 0 | 0 | 0 | 0 | 0 | 0 | 0 | 0 | 0 | 0 | 0 | 0 | 0 | 0 | 0 | 0 | 0 | 0 | 0 | 0 | 0 | 0 | 0 | 0 | 0 | 0 | 0 | 0 | 0 | 0 | 0
Industrial Sector Energy Related Emissions before CCS[heat if,chemicals 20,CH4] | Industrial Sector Energy Related Emissions before CCS | heat if | chemicals 20 | CH4 |  | 0 | 0 | 0 | 0 | 0 | 0 | 0 | 0 | 0 | 0 | 0 | 0 | 0 | 0 | 0 | 0 | 0 | 0 | 0 | 0 | 0 | 0 | 0 | 0 | 0 | 0 | 0 | 0 | 0 | 0 | 0
Industrial Sector Energy Related Emissions before CCS[heat if,chemicals 20,N2O] | Industrial Sector Energy Related Emissions before CCS | heat if | chemicals 20 | N2O |  | 0 | 0 | 0 | 0 | 0 | 0 | 0 | 0 | 0 | 0 | 0 | 0 | 0 | 0 | 0 | 0 | 0 | 0 | 0 | 0 | 0 | 0 | 0 | 0 | 0 | 0 | 0 | 0 | 0 | 0 | 0
Industrial Sector Energy Related Emissions before CCS[heat if,chemicals 20,F gases] | Industrial Sector Energy Related Emissions before CCS | heat if | chemicals 20 | F gases |  | 0 | 0 | 0 | 0 | 0 | 0 | 0 | 0 | 0 | 0 | 0 | 0 | 0 | 0 | 0 | 0 | 0 | 0 | 0 | 0 | 0 | 0 | 0 | 0 | 0 | 0 | 0 | 0 | 0 | 0 | 0
Industrial Sector Energy Related Emissions before CCS[heat if,rubber and plastic products 22,CO2] | Industrial Sector Energy Related Emissions before CCS | heat if | rubber and plastic products 22 | CO2 |  | 0 | 0 | 0 | 0 | 0 | 0 | 0 | 0 | 0 | 0 | 0 | 0 | 0 | 0 | 0 | 0 | 0 | 0 | 0 | 0 | 0 | 0 | 0 | 0 | 0 | 0 | 0 | 0 | 0 | 0 | 0
Industrial Sector Energy Related Emissions before CCS[heat if,rubber and plastic products 22,VOC] | Industrial Sector Energy Related Emissions before CCS | heat if | rubber and plastic products 22 | VOC |  | 0 | 0 | 0 | 0 | 0 | 0 | 0 | 0 | 0 | 0 | 0 | 0 | 0 | 0 | 0 | 0 | 0 | 0 | 0 | 0 | 0 | 0 | 0 | 0 | 0 | 0 | 0 | 0 | 0 | 0 | 0
Industrial Sector Energy Related Emissions before CCS[heat if,rubber and plastic products 22,CO] | Industrial Sector Energy Related Emissions before CCS | heat if | rubber and plastic products 22 | CO |  | 0 | 0 | 0 | 0 | 0 | 0 | 0 | 0 | 0 | 0 | 0 | 0 | 0 | 0 | 0 | 0 | 0 | 0 | 0 | 0 | 0 | 0 | 0 | 0 | 0 | 0 | 0 | 0 | 0 | 0 | 0
Industrial Sector Energy Related Emissions before CCS[heat if,rubber and plastic products 22,NOx] | Industrial Sector Energy Related Emissions before CCS | heat if | rubber and plastic products 22 | NOx |  | 0 | 0 | 0 | 0 | 0 | 0 | 0 | 0 | 0 | 0 | 0 | 0 | 0 | 0 | 0 | 0 | 0 | 0 | 0 | 0 | 0 | 0 | 0 | 0 | 0 | 0 | 0 | 0 | 0 | 0 | 0
Industrial Sector Energy Related Emissions before CCS[heat if,rubber and plastic products 22,PM10] | Industrial Sector Energy Related Emissions before CCS | heat if | rubber and plastic products 22 | PM10 |  | 0 | 0 | 0 | 0 | 0 | 0 | 0 | 0 | 0 | 0 | 0 | 0 | 0 | 0 | 0 | 0 | 0 | 0 | 0 | 0 | 0 | 0 | 0 | 0 | 0 | 0 | 0 | 0 | 0 | 0 | 0
Industrial Sector Energy Related Emissions before CCS[heat if,rubber and plastic products 22,PM25] | Industrial Sector Energy Related Emissions before CCS | heat if | rubber and plastic products 22 | PM25 |  | 0 | 0 | 0 | 0 | 0 | 0 | 0 | 0 | 0 | 0 | 0 | 0 | 0 | 0 | 0 | 0 | 0 | 0 | 0 | 0 | 0 | 0 | 0 | 0 | 0 | 0 | 0 | 0 | 0 | 0 | 0
Industrial Sector Energy Related Emissions before CCS[heat if,rubber and plastic products 22,SOx] | Industrial Sector Energy Related Emissions before CCS | heat if | rubber and plastic products 22 | SOx |  | 0 | 0 | 0 | 0 | 0 | 0 | 0 | 0 | 0 | 0 | 0 | 0 | 0 | 0 | 0 | 0 | 0 | 0 | 0 | 0 | 0 | 0 | 0 | 0 | 0 | 0 | 0 | 0 | 0 | 0 | 0
Industrial Sector Energy Related Emissions before CCS[heat if,rubber and plastic products 22,BC] | Industrial Sector Energy Related Emissions before CCS | heat if | rubber and plastic products 22 | BC |  | 0 | 0 | 0 | 0 | 0 | 0 | 0 | 0 | 0 | 0 | 0 | 0 | 0 | 0 | 0 | 0 | 0 | 0 | 0 | 0 | 0 | 0 | 0 | 0 | 0 | 0 | 0 | 0 | 0 | 0 | 0
Industrial Sector Energy Related Emissions before CCS[heat if,rubber and plastic products 22,OC] | Industrial Sector Energy Related Emissions before CCS | heat if | rubber and plastic products 22 | OC |  | 0 | 0 | 0 | 0 | 0 | 0 | 0 | 0 | 0 | 0 | 0 | 0 | 0 | 0 | 0 | 0 | 0 | 0 | 0 | 0 | 0 | 0 | 0 | 0 | 0 | 0 | 0 | 0 | 0 | 0 | 0
Industrial Sector Energy Related Emissions before CCS[heat if,rubber and plastic products 22,CH4] | Industrial Sector Energy Related Emissions before CCS | heat if | rubber and plastic products 22 | CH4 |  | 0 | 0 | 0 | 0 | 0 | 0 | 0 | 0 | 0 | 0 | 0 | 0 | 0 | 0 | 0 | 0 | 0 | 0 | 0 | 0 | 0 | 0 | 0 | 0 | 0 | 0 | 0 | 0 | 0 | 0 | 0
Industrial Sector Energy Related Emissions before CCS[heat if,rubber and plastic products 22,N2O] | Industrial Sector Energy Related Emissions before CCS | heat if | rubber and plastic products 22 | N2O |  | 0 | 0 | 0 | 0 | 0 | 0 | 0 | 0 | 0 | 0 | 0 | 0 | 0 | 0 | 0 | 0 | 0 | 0 | 0 | 0 | 0 | 0 | 0 | 0 | 0 | 0 | 0 | 0 | 0 | 0 | 0
Industrial Sector Energy Related Emissions before CCS[heat if,rubber and plastic products 22,F gases] | Industrial Sector Energy Related Emissions before CCS | heat if | rubber and plastic products 22 | F gases |  | 0 | 0 | 0 | 0 | 0 | 0 | 0 | 0 | 0 | 0 | 0 | 0 | 0 | 0 | 0 | 0 | 0 | 0 | 0 | 0 | 0 | 0 | 0 | 0 | 0 | 0 | 0 | 0 | 0 | 0 | 0
Industrial Sector Energy Related Emissions before CCS[heat if,glass and glass products 231,CO2] | Industrial Sector Energy Related Emissions before CCS | heat if | glass and glass products 231 | CO2 |  | 0 | 0 | 0 | 0 | 0 | 0 | 0 | 0 | 0 | 0 | 0 | 0 | 0 | 0 | 0 | 0 | 0 | 0 | 0 | 0 | 0 | 0 | 0 | 0 | 0 | 0 | 0 | 0 | 0 | 0 | 0
Industrial Sector Energy Related Emissions before CCS[heat if,glass and glass products 231,VOC] | Industrial Sector Energy Related Emissions before CCS | heat if | glass and glass products 231 | VOC |  | 0 | 0 | 0 | 0 | 0 | 0 | 0 | 0 | 0 | 0 | 0 | 0 | 0 | 0 | 0 | 0 | 0 | 0 | 0 | 0 | 0 | 0 | 0 | 0 | 0 | 0 | 0 | 0 | 0 | 0 | 0
Industrial Sector Energy Related Emissions before CCS[heat if,glass and glass products 231,CO] | Industrial Sector Energy Related Emissions before CCS | heat if | glass and glass products 231 | CO |  | 0 | 0 | 0 | 0 | 0 | 0 | 0 | 0 | 0 | 0 | 0 | 0 | 0 | 0 | 0 | 0 | 0 | 0 | 0 | 0 | 0 | 0 | 0 | 0 | 0 | 0 | 0 | 0 | 0 | 0 | 0
Industrial Sector Energy Related Emissions before CCS[heat if,glass and glass products 231,NOx] | Industrial Sector Energy Related Emissions before CCS | heat if | glass and glass products 231 | NOx |  | 0 | 0 | 0 | 0 | 0 | 0 | 0 | 0 | 0 | 0 | 0 | 0 | 0 | 0 | 0 | 0 | 0 | 0 | 0 | 0 | 0 | 0 | 0 | 0 | 0 | 0 | 0 | 0 | 0 | 0 | 0
Industrial Sector Energy Related Emissions before CCS[heat if,glass and glass products 231,PM10] | Industrial Sector Energy Related Emissions before CCS | heat if | glass and glass products 231 | PM10 |  | 0 | 0 | 0 | 0 | 0 | 0 | 0 | 0 | 0 | 0 | 0 | 0 | 0 | 0 | 0 | 0 | 0 | 0 | 0 | 0 | 0 | 0 | 0 | 0 | 0 | 0 | 0 | 0 | 0 | 0 | 0
Industrial Sector Energy Related Emissions before CCS[heat if,glass and glass products 231,PM25] | Industrial Sector Energy Related Emissions before CCS | heat if | glass and glass products 231 | PM25 |  | 0 | 0 | 0 | 0 | 0 | 0 | 0 | 0 | 0 | 0 | 0 | 0 | 0 | 0 | 0 | 0 | 0 | 0 | 0 | 0 | 0 | 0 | 0 | 0 | 0 | 0 | 0 | 0 | 0 | 0 | 0
Industrial Sector Energy Related Emissions before CCS[heat if,glass and glass products 231,SOx] | Industrial Sector Energy Related Emissions before CCS | heat if | glass and glass products 231 | SOx |  | 0 | 0 | 0 | 0 | 0 | 0 | 0 | 0 | 0 | 0 | 0 | 0 | 0 | 0 | 0 | 0 | 0 | 0 | 0 | 0 | 0 | 0 | 0 | 0 | 0 | 0 | 0 | 0 | 0 | 0 | 0
Industrial Sector Energy Related Emissions before CCS[heat if,glass and glass products 231,BC] | Industrial Sector Energy Related Emissions before CCS | heat if | glass and glass products 231 | BC |  | 0 | 0 | 0 | 0 | 0 | 0 | 0 | 0 | 0 | 0 | 0 | 0 | 0 | 0 | 0 | 0 | 0 | 0 | 0 | 0 | 0 | 0 | 0 | 0 | 0 | 0 | 0 | 0 | 0 | 0 | 0
Industrial Sector Energy Related Emissions before CCS[heat if,glass and glass products 231,OC] | Industrial Sector Energy Related Emissions before CCS | heat if | glass and glass products 231 | OC |  | 0 | 0 | 0 | 0 | 0 | 0 | 0 | 0 | 0 | 0 | 0 | 0 | 0 | 0 | 0 | 0 | 0 | 0 | 0 | 0 | 0 | 0 | 0 | 0 | 0 | 0 | 0 | 0 | 0 | 0 | 0
Industrial Sector Energy Related Emissions before CCS[heat if,glass and glass products 231,CH4] | Industrial Sector Energy Related Emissions before CCS | heat if | glass and glass products 231 | CH4 |  | 0 | 0 | 0 | 0 | 0 | 0 | 0 | 0 | 0 | 0 | 0 | 0 | 0 | 0 | 0 | 0 | 0 | 0 | 0 | 0 | 0 | 0 | 0 | 0 | 0 | 0 | 0 | 0 | 0 | 0 | 0
Industrial Sector Energy Related Emissions before CCS[heat if,glass and glass products 231,N2O] | Industrial Sector Energy Related Emissions before CCS | heat if | glass and glass products 231 | N2O |  | 0 | 0 | 0 | 0 | 0 | 0 | 0 | 0 | 0 | 0 | 0 | 0 | 0 | 0 | 0 | 0 | 0 | 0 | 0 | 0 | 0 | 0 | 0 | 0 | 0 | 0 | 0 | 0 | 0 | 0 | 0
Industrial Sector Energy Related Emissions before CCS[heat if,glass and glass products 231,F gases] | Industrial Sector Energy Related Emissions before CCS | heat if | glass and glass products 231 | F gases |  | 0 | 0 | 0 | 0 | 0 | 0 | 0 | 0 | 0 | 0 | 0 | 0 | 0 | 0 | 0 | 0 | 0 | 0 | 0 | 0 | 0 | 0 | 0 | 0 | 0 | 0 | 0 | 0 | 0 | 0 | 0
Industrial Sector Energy Related Emissions before CCS[heat if,cement and other nonmetallic minerals 239,CO2] | Industrial Sector Energy Related Emissions before CCS | heat if | cement and other nonmetallic minerals 239 | CO2 |  | 0 | 0 | 0 | 0 | 0 | 0 | 0 | 0 | 0 | 0 | 0 | 0 | 0 | 0 | 0 | 0 | 0 | 0 | 0 | 0 | 0 | 0 | 0 | 0 | 0 | 0 | 0 | 0 | 0 | 0 | 0
Industrial Sector Energy Related Emissions before CCS[heat if,cement and other nonmetallic minerals 239,VOC] | Industrial Sector Energy Related Emissions before CCS | heat if | cement and other nonmetallic minerals 239 | VOC |  | 0 | 0 | 0 | 0 | 0 | 0 | 0 | 0 | 0 | 0 | 0 | 0 | 0 | 0 | 0 | 0 | 0 | 0 | 0 | 0 | 0 | 0 | 0 | 0 | 0 | 0 | 0 | 0 | 0 | 0 | 0
Industrial Sector Energy Related Emissions before CCS[heat if,cement and other nonmetallic minerals 239,CO] | Industrial Sector Energy Related Emissions before CCS | heat if | cement and other nonmetallic minerals 239 | CO |  | 0 | 0 | 0 | 0 | 0 | 0 | 0 | 0 | 0 | 0 | 0 | 0 | 0 | 0 | 0 | 0 | 0 | 0 | 0 | 0 | 0 | 0 | 0 | 0 | 0 | 0 | 0 | 0 | 0 | 0 | 0
Industrial Sector Energy Related Emissions before CCS[heat if,cement and other nonmetallic minerals 239,NOx] | Industrial Sector Energy Related Emissions before CCS | heat if | cement and other nonmetallic minerals 239 | NOx |  | 0 | 0 | 0 | 0 | 0 | 0 | 0 | 0 | 0 | 0 | 0 | 0 | 0 | 0 | 0 | 0 | 0 | 0 | 0 | 0 | 0 | 0 | 0 | 0 | 0 | 0 | 0 | 0 | 0 | 0 | 0
Industrial Sector Energy Related Emissions before CCS[heat if,cement and other nonmetallic minerals 239,PM10] | Industrial Sector Energy Related Emissions before CCS | heat if | cement and other nonmetallic minerals 239 | PM10 |  | 0 | 0 | 0 | 0 | 0 | 0 | 0 | 0 | 0 | 0 | 0 | 0 | 0 | 0 | 0 | 0 | 0 | 0 | 0 | 0 | 0 | 0 | 0 | 0 | 0 | 0 | 0 | 0 | 0 | 0 | 0
Industrial Sector Energy Related Emissions before CCS[heat if,cement and other nonmetallic minerals 239,PM25] | Industrial Sector Energy Related Emissions before CCS | heat if | cement and other nonmetallic minerals 239 | PM25 |  | 0 | 0 | 0 | 0 | 0 | 0 | 0 | 0 | 0 | 0 | 0 | 0 | 0 | 0 | 0 | 0 | 0 | 0 | 0 | 0 | 0 | 0 | 0 | 0 | 0 | 0 | 0 | 0 | 0 | 0 | 0
Industrial Sector Energy Related Emissions before CCS[heat if,cement and other nonmetallic minerals 239,SOx] | Industrial Sector Energy Related Emissions before CCS | heat if | cement and other nonmetallic minerals 239 | SOx |  | 0 | 0 | 0 | 0 | 0 | 0 | 0 | 0 | 0 | 0 | 0 | 0 | 0 | 0 | 0 | 0 | 0 | 0 | 0 | 0 | 0 | 0 | 0 | 0 | 0 | 0 | 0 | 0 | 0 | 0 | 0
Industrial Sector Energy Related Emissions before CCS[heat if,cement and other nonmetallic minerals 239,BC] | Industrial Sector Energy Related Emissions before CCS | heat if | cement and other nonmetallic minerals 239 | BC |  | 0 | 0 | 0 | 0 | 0 | 0 | 0 | 0 | 0 | 0 | 0 | 0 | 0 | 0 | 0 | 0 | 0 | 0 | 0 | 0 | 0 | 0 | 0 | 0 | 0 | 0 | 0 | 0 | 0 | 0 | 0
Industrial Sector Energy Related Emissions before CCS[heat if,cement and other nonmetallic minerals 239,OC] | Industrial Sector Energy Related Emissions before CCS | heat if | cement and other nonmetallic minerals 239 | OC |  | 0 | 0 | 0 | 0 | 0 | 0 | 0 | 0 | 0 | 0 | 0 | 0 | 0 | 0 | 0 | 0 | 0 | 0 | 0 | 0 | 0 | 0 | 0 | 0 | 0 | 0 | 0 | 0 | 0 | 0 | 0
Industrial Sector Energy Related Emissions before CCS[heat if,cement and other nonmetallic minerals 239,CH4] | Industrial Sector Energy Related Emissions before CCS | heat if | cement and other nonmetallic minerals 239 | CH4 |  | 0 | 0 | 0 | 0 | 0 | 0 | 0 | 0 | 0 | 0 | 0 | 0 | 0 | 0 | 0 | 0 | 0 | 0 | 0 | 0 | 0 | 0 | 0 | 0 | 0 | 0 | 0 | 0 | 0 | 0 | 0
Industrial Sector Energy Related Emissions before CCS[heat if,cement and other nonmetallic minerals 239,N2O] | Industrial Sector Energy Related Emissions before CCS | heat if | cement and other nonmetallic minerals 239 | N2O |  | 0 | 0 | 0 | 0 | 0 | 0 | 0 | 0 | 0 | 0 | 0 | 0 | 0 | 0 | 0 | 0 | 0 | 0 | 0 | 0 | 0 | 0 | 0 | 0 | 0 | 0 | 0 | 0 | 0 | 0 | 0
Industrial Sector Energy Related Emissions before CCS[heat if,cement and other nonmetallic minerals 239,F gases] | Industrial Sector Energy Related Emissions before CCS | heat if | cement and other nonmetallic minerals 239 | F gases |  | 0 | 0 | 0 | 0 | 0 | 0 | 0 | 0 | 0 | 0 | 0 | 0 | 0 | 0 | 0 | 0 | 0 | 0 | 0 | 0 | 0 | 0 | 0 | 0 | 0 | 0 | 0 | 0 | 0 | 0 | 0
Industrial Sector Energy Related Emissions before CCS[heat if,iron and steel 241,CO2] | Industrial Sector Energy Related Emissions before CCS | heat if | iron and steel 241 | CO2 |  | 0 | 0 | 0 | 0 | 0 | 0 | 0 | 0 | 0 | 0 | 0 | 0 | 0 | 0 | 0 | 0 | 0 | 0 | 0 | 0 | 0 | 0 | 0 | 0 | 0 | 0 | 0 | 0 | 0 | 0 | 0
Industrial Sector Energy Related Emissions before CCS[heat if,iron and steel 241,VOC] | Industrial Sector Energy Related Emissions before CCS | heat if | iron and steel 241 | VOC |  | 0 | 0 | 0 | 0 | 0 | 0 | 0 | 0 | 0 | 0 | 0 | 0 | 0 | 0 | 0 | 0 | 0 | 0 | 0 | 0 | 0 | 0 | 0 | 0 | 0 | 0 | 0 | 0 | 0 | 0 | 0
Industrial Sector Energy Related Emissions before CCS[heat if,iron and steel 241,CO] | Industrial Sector Energy Related Emissions before CCS | heat if | iron and steel 241 | CO |  | 0 | 0 | 0 | 0 | 0 | 0 | 0 | 0 | 0 | 0 | 0 | 0 | 0 | 0 | 0 | 0 | 0 | 0 | 0 | 0 | 0 | 0 | 0 | 0 | 0 | 0 | 0 | 0 | 0 | 0 | 0
Industrial Sector Energy Related Emissions before CCS[heat if,iron and steel 241,NOx] | Industrial Sector Energy Related Emissions before CCS | heat if | iron and steel 241 | NOx |  | 0 | 0 | 0 | 0 | 0 | 0 | 0 | 0 | 0 | 0 | 0 | 0 | 0 | 0 | 0 | 0 | 0 | 0 | 0 | 0 | 0 | 0 | 0 | 0 | 0 | 0 | 0 | 0 | 0 | 0 | 0
Industrial Sector Energy Related Emissions before CCS[heat if,iron and steel 241,PM10] | Industrial Sector Energy Related Emissions before CCS | heat if | iron and steel 241 | PM10 |  | 0 | 0 | 0 | 0 | 0 | 0 | 0 | 0 | 0 | 0 | 0 | 0 | 0 | 0 | 0 | 0 | 0 | 0 | 0 | 0 | 0 | 0 | 0 | 0 | 0 | 0 | 0 | 0 | 0 | 0 | 0
Industrial Sector Energy Related Emissions before CCS[heat if,iron and steel 241,PM25] | Industrial Sector Energy Related Emissions before CCS | heat if | iron and steel 241 | PM25 |  | 0 | 0 | 0 | 0 | 0 | 0 | 0 | 0 | 0 | 0 | 0 | 0 | 0 | 0 | 0 | 0 | 0 | 0 | 0 | 0 | 0 | 0 | 0 | 0 | 0 | 0 | 0 | 0 | 0 | 0 | 0
Industrial Sector Energy Related Emissions before CCS[heat if,iron and steel 241,SOx] | Industrial Sector Energy Related Emissions before CCS | heat if | iron and steel 241 | SOx |  | 0 | 0 | 0 | 0 | 0 | 0 | 0 | 0 | 0 | 0 | 0 | 0 | 0 | 0 | 0 | 0 | 0 | 0 | 0 | 0 | 0 | 0 | 0 | 0 | 0 | 0 | 0 | 0 | 0 | 0 | 0
Industrial Sector Energy Related Emissions before CCS[heat if,iron and steel 241,BC] | Industrial Sector Energy Related Emissions before CCS | heat if | iron and steel 241 | BC |  | 0 | 0 | 0 | 0 | 0 | 0 | 0 | 0 | 0 | 0 | 0 | 0 | 0 | 0 | 0 | 0 | 0 | 0 | 0 | 0 | 0 | 0 | 0 | 0 | 0 | 0 | 0 | 0 | 0 | 0 | 0
Industrial Sector Energy Related Emissions before CCS[heat if,iron and steel 241,OC] | Industrial Sector Energy Related Emissions before CCS | heat if | iron and steel 241 | OC |  | 0 | 0 | 0 | 0 | 0 | 0 | 0 | 0 | 0 | 0 | 0 | 0 | 0 | 0 | 0 | 0 | 0 | 0 | 0 | 0 | 0 | 0 | 0 | 0 | 0 | 0 | 0 | 0 | 0 | 0 | 0
Industrial Sector Energy Related Emissions before CCS[heat if,iron and steel 241,CH4] | Industrial Sector Energy Related Emissions before CCS | heat if | iron and steel 241 | CH4 |  | 0 | 0 | 0 | 0 | 0 | 0 | 0 | 0 | 0 | 0 | 0 | 0 | 0 | 0 | 0 | 0 | 0 | 0 | 0 | 0 | 0 | 0 | 0 | 0 | 0 | 0 | 0 | 0 | 0 | 0 | 0
Industrial Sector Energy Related Emissions before CCS[heat if,iron and steel 241,N2O] | Industrial Sector Energy Related Emissions before CCS | heat if | iron and steel 241 | N2O |  | 0 | 0 | 0 | 0 | 0 | 0 | 0 | 0 | 0 | 0 | 0 | 0 | 0 | 0 | 0 | 0 | 0 | 0 | 0 | 0 | 0 | 0 | 0 | 0 | 0 | 0 | 0 | 0 | 0 | 0 | 0
Industrial Sector Energy Related Emissions before CCS[heat if,iron and steel 241,F gases] | Industrial Sector Energy Related Emissions before CCS | heat if | iron and steel 241 | F gases |  | 0 | 0 | 0 | 0 | 0 | 0 | 0 | 0 | 0 | 0 | 0 | 0 | 0 | 0 | 0 | 0 | 0 | 0 | 0 | 0 | 0 | 0 | 0 | 0 | 0 | 0 | 0 | 0 | 0 | 0 | 0
Industrial Sector Energy Related Emissions before CCS[heat if,other metals 242,CO2] | Industrial Sector Energy Related Emissions before CCS | heat if | other metals 242 | CO2 |  | 0 | 0 | 0 | 0 | 0 | 0 | 0 | 0 | 0 | 0 | 0 | 0 | 0 | 0 | 0 | 0 | 0 | 0 | 0 | 0 | 0 | 0 | 0 | 0 | 0 | 0 | 0 | 0 | 0 | 0 | 0
Industrial Sector Energy Related Emissions before CCS[heat if,other metals 242,VOC] | Industrial Sector Energy Related Emissions before CCS | heat if | other metals 242 | VOC |  | 0 | 0 | 0 | 0 | 0 | 0 | 0 | 0 | 0 | 0 | 0 | 0 | 0 | 0 | 0 | 0 | 0 | 0 | 0 | 0 | 0 | 0 | 0 | 0 | 0 | 0 | 0 | 0 | 0 | 0 | 0
Industrial Sector Energy Related Emissions before CCS[heat if,other metals 242,CO] | Industrial Sector Energy Related Emissions before CCS | heat if | other metals 242 | CO |  | 0 | 0 | 0 | 0 | 0 | 0 | 0 | 0 | 0 | 0 | 0 | 0 | 0 | 0 | 0 | 0 | 0 | 0 | 0 | 0 | 0 | 0 | 0 | 0 | 0 | 0 | 0 | 0 | 0 | 0 | 0
Industrial Sector Energy Related Emissions before CCS[heat if,other metals 242,NOx] | Industrial Sector Energy Related Emissions before CCS | heat if | other metals 242 | NOx |  | 0 | 0 | 0 | 0 | 0 | 0 | 0 | 0 | 0 | 0 | 0 | 0 | 0 | 0 | 0 | 0 | 0 | 0 | 0 | 0 | 0 | 0 | 0 | 0 | 0 | 0 | 0 | 0 | 0 | 0 | 0
Industrial Sector Energy Related Emissions before CCS[heat if,other metals 242,PM10] | Industrial Sector Energy Related Emissions before CCS | heat if | other metals 242 | PM10 |  | 0 | 0 | 0 | 0 | 0 | 0 | 0 | 0 | 0 | 0 | 0 | 0 | 0 | 0 | 0 | 0 | 0 | 0 | 0 | 0 | 0 | 0 | 0 | 0 | 0 | 0 | 0 | 0 | 0 | 0 | 0
Industrial Sector Energy Related Emissions before CCS[heat if,other metals 242,PM25] | Industrial Sector Energy Related Emissions before CCS | heat if | other metals 242 | PM25 |  | 0 | 0 | 0 | 0 | 0 | 0 | 0 | 0 | 0 | 0 | 0 | 0 | 0 | 0 | 0 | 0 | 0 | 0 | 0 | 0 | 0 | 0 | 0 | 0 | 0 | 0 | 0 | 0 | 0 | 0 | 0
Industrial Sector Energy Related Emissions before CCS[heat if,other metals 242,SOx] | Industrial Sector Energy Related Emissions before CCS | heat if | other metals 242 | SOx |  | 0 | 0 | 0 | 0 | 0 | 0 | 0 | 0 | 0 | 0 | 0 | 0 | 0 | 0 | 0 | 0 | 0 | 0 | 0 | 0 | 0 | 0 | 0 | 0 | 0 | 0 | 0 | 0 | 0 | 0 | 0
Industrial Sector Energy Related Emissions before CCS[heat if,other metals 242,BC] | Industrial Sector Energy Related Emissions before CCS | heat if | other metals 242 | BC |  | 0 | 0 | 0 | 0 | 0 | 0 | 0 | 0 | 0 | 0 | 0 | 0 | 0 | 0 | 0 | 0 | 0 | 0 | 0 | 0 | 0 | 0 | 0 | 0 | 0 | 0 | 0 | 0 | 0 | 0 | 0
Industrial Sector Energy Related Emissions before CCS[heat if,other metals 242,OC] | Industrial Sector Energy Related Emissions before CCS | heat if | other metals 242 | OC |  | 0 | 0 | 0 | 0 | 0 | 0 | 0 | 0 | 0 | 0 | 0 | 0 | 0 | 0 | 0 | 0 | 0 | 0 | 0 | 0 | 0 | 0 | 0 | 0 | 0 | 0 | 0 | 0 | 0 | 0 | 0
Industrial Sector Energy Related Emissions before CCS[heat if,other metals 242,CH4] | Industrial Sector Energy Related Emissions before CCS | heat if | other metals 242 | CH4 |  | 0 | 0 | 0 | 0 | 0 | 0 | 0 | 0 | 0 | 0 | 0 | 0 | 0 | 0 | 0 | 0 | 0 | 0 | 0 | 0 | 0 | 0 | 0 | 0 | 0 | 0 | 0 | 0 | 0 | 0 | 0
Industrial Sector Energy Related Emissions before CCS[heat if,other metals 242,N2O] | Industrial Sector Energy Related Emissions before CCS | heat if | other metals 242 | N2O |  | 0 | 0 | 0 | 0 | 0 | 0 | 0 | 0 | 0 | 0 | 0 | 0 | 0 | 0 | 0 | 0 | 0 | 0 | 0 | 0 | 0 | 0 | 0 | 0 | 0 | 0 | 0 | 0 | 0 | 0 | 0
Industrial Sector Energy Related Emissions before CCS[heat if,other metals 242,F gases] | Industrial Sector Energy Related Emissions before CCS | heat if | other metals 242 | F gases |  | 0 | 0 | 0 | 0 | 0 | 0 | 0 | 0 | 0 | 0 | 0 | 0 | 0 | 0 | 0 | 0 | 0 | 0 | 0 | 0 | 0 | 0 | 0 | 0 | 0 | 0 | 0 | 0 | 0 | 0 | 0
Industrial Sector Energy Related Emissions before CCS[heat if,metal products except machinery and vehicles 25,CO2] | Industrial Sector Energy Related Emissions before CCS | heat if | metal products except machinery and vehicles 25 | CO2 |  | 0 | 0 | 0 | 0 | 0 | 0 | 0 | 0 | 0 | 0 | 0 | 0 | 0 | 0 | 0 | 0 | 0 | 0 | 0 | 0 | 0 | 0 | 0 | 0 | 0 | 0 | 0 | 0 | 0 | 0 | 0
Industrial Sector Energy Related Emissions before CCS[heat if,metal products except machinery and vehicles 25,VOC] | Industrial Sector Energy Related Emissions before CCS | heat if | metal products except machinery and vehicles 25 | VOC |  | 0 | 0 | 0 | 0 | 0 | 0 | 0 | 0 | 0 | 0 | 0 | 0 | 0 | 0 | 0 | 0 | 0 | 0 | 0 | 0 | 0 | 0 | 0 | 0 | 0 | 0 | 0 | 0 | 0 | 0 | 0
Industrial Sector Energy Related Emissions before CCS[heat if,metal products except machinery and vehicles 25,CO] | Industrial Sector Energy Related Emissions before CCS | heat if | metal products except machinery and vehicles 25 | CO |  | 0 | 0 | 0 | 0 | 0 | 0 | 0 | 0 | 0 | 0 | 0 | 0 | 0 | 0 | 0 | 0 | 0 | 0 | 0 | 0 | 0 | 0 | 0 | 0 | 0 | 0 | 0 | 0 | 0 | 0 | 0
Industrial Sector Energy Related Emissions before CCS[heat if,metal products except machinery and vehicles 25,NOx] | Industrial Sector Energy Related Emissions before CCS | heat if | metal products except machinery and vehicles 25 | NOx |  | 0 | 0 | 0 | 0 | 0 | 0 | 0 | 0 | 0 | 0 | 0 | 0 | 0 | 0 | 0 | 0 | 0 | 0 | 0 | 0 | 0 | 0 | 0 | 0 | 0 | 0 | 0 | 0 | 0 | 0 | 0
Industrial Sector Energy Related Emissions before CCS[heat if,metal products except machinery and vehicles 25,PM10] | Industrial Sector Energy Related Emissions before CCS | heat if | metal products except machinery and vehicles 25 | PM10 |  | 0 | 0 | 0 | 0 | 0 | 0 | 0 | 0 | 0 | 0 | 0 | 0 | 0 | 0 | 0 | 0 | 0 | 0 | 0 | 0 | 0 | 0 | 0 | 0 | 0 | 0 | 0 | 0 | 0 | 0 | 0
Industrial Sector Energy Related Emissions before CCS[heat if,metal products except machinery and vehicles 25,PM25] | Industrial Sector Energy Related Emissions before CCS | heat if | metal products except machinery and vehicles 25 | PM25 |  | 0 | 0 | 0 | 0 | 0 | 0 | 0 | 0 | 0 | 0 | 0 | 0 | 0 | 0 | 0 | 0 | 0 | 0 | 0 | 0 | 0 | 0 | 0 | 0 | 0 | 0 | 0 | 0 | 0 | 0 | 0
Industrial Sector Energy Related Emissions before CCS[heat if,metal products except machinery and vehicles 25,SOx] | Industrial Sector Energy Related Emissions before CCS | heat if | metal products except machinery and vehicles 25 | SOx |  | 0 | 0 | 0 | 0 | 0 | 0 | 0 | 0 | 0 | 0 | 0 | 0 | 0 | 0 | 0 | 0 | 0 | 0 | 0 | 0 | 0 | 0 | 0 | 0 | 0 | 0 | 0 | 0 | 0 | 0 | 0
Industrial Sector Energy Related Emissions before CCS[heat if,metal products except machinery and vehicles 25,BC] | Industrial Sector Energy Related Emissions before CCS | heat if | metal products except machinery and vehicles 25 | BC |  | 0 | 0 | 0 | 0 | 0 | 0 | 0 | 0 | 0 | 0 | 0 | 0 | 0 | 0 | 0 | 0 | 0 | 0 | 0 | 0 | 0 | 0 | 0 | 0 | 0 | 0 | 0 | 0 | 0 | 0 | 0
Industrial Sector Energy Related Emissions before CCS[heat if,metal products except machinery and vehicles 25,OC] | Industrial Sector Energy Related Emissions before CCS | heat if | metal products except machinery and vehicles 25 | OC |  | 0 | 0 | 0 | 0 | 0 | 0 | 0 | 0 | 0 | 0 | 0 | 0 | 0 | 0 | 0 | 0 | 0 | 0 | 0 | 0 | 0 | 0 | 0 | 0 | 0 | 0 | 0 | 0 | 0 | 0 | 0
Industrial Sector Energy Related Emissions before CCS[heat if,metal products except machinery and vehicles 25,CH4] | Industrial Sector Energy Related Emissions before CCS | heat if | metal products except machinery and vehicles 25 | CH4 |  | 0 | 0 | 0 | 0 | 0 | 0 | 0 | 0 | 0 | 0 | 0 | 0 | 0 | 0 | 0 | 0 | 0 | 0 | 0 | 0 | 0 | 0 | 0 | 0 | 0 | 0 | 0 | 0 | 0 | 0 | 0
Industrial Sector Energy Related Emissions before CCS[heat if,metal products except machinery and vehicles 25,N2O] | Industrial Sector Energy Related Emissions before CCS | heat if | metal products except machinery and vehicles 25 | N2O |  | 0 | 0 | 0 | 0 | 0 | 0 | 0 | 0 | 0 | 0 | 0 | 0 | 0 | 0 | 0 | 0 | 0 | 0 | 0 | 0 | 0 | 0 | 0 | 0 | 0 | 0 | 0 | 0 | 0 | 0 | 0
Industrial Sector Energy Related Emissions before CCS[heat if,metal products except machinery and vehicles 25,F gases] | Industrial Sector Energy Related Emissions before CCS | heat if | metal products except machinery and vehicles 25 | F gases |  | 0 | 0 | 0 | 0 | 0 | 0 | 0 | 0 | 0 | 0 | 0 | 0 | 0 | 0 | 0 | 0 | 0 | 0 | 0 | 0 | 0 | 0 | 0 | 0 | 0 | 0 | 0 | 0 | 0 | 0 | 0
Industrial Sector Energy Related Emissions before CCS[heat if,computers and electronics 26,CO2] | Industrial Sector Energy Related Emissions before CCS | heat if | computers and electronics 26 | CO2 |  | 0 | 0 | 0 | 0 | 0 | 0 | 0 | 0 | 0 | 0 | 0 | 0 | 0 | 0 | 0 | 0 | 0 | 0 | 0 | 0 | 0 | 0 | 0 | 0 | 0 | 0 | 0 | 0 | 0 | 0 | 0
Industrial Sector Energy Related Emissions before CCS[heat if,computers and electronics 26,VOC] | Industrial Sector Energy Related Emissions before CCS | heat if | computers and electronics 26 | VOC |  | 0 | 0 | 0 | 0 | 0 | 0 | 0 | 0 | 0 | 0 | 0 | 0 | 0 | 0 | 0 | 0 | 0 | 0 | 0 | 0 | 0 | 0 | 0 | 0 | 0 | 0 | 0 | 0 | 0 | 0 | 0
Industrial Sector Energy Related Emissions before CCS[heat if,computers and electronics 26,CO] | Industrial Sector Energy Related Emissions before CCS | heat if | computers and electronics 26 | CO |  | 0 | 0 | 0 | 0 | 0 | 0 | 0 | 0 | 0 | 0 | 0 | 0 | 0 | 0 | 0 | 0 | 0 | 0 | 0 | 0 | 0 | 0 | 0 | 0 | 0 | 0 | 0 | 0 | 0 | 0 | 0
Industrial Sector Energy Related Emissions before CCS[heat if,computers and electronics 26,NOx] | Industrial Sector Energy Related Emissions before CCS | heat if | computers and electronics 26 | NOx |  | 0 | 0 | 0 | 0 | 0 | 0 | 0 | 0 | 0 | 0 | 0 | 0 | 0 | 0 | 0 | 0 | 0 | 0 | 0 | 0 | 0 | 0 | 0 | 0 | 0 | 0 | 0 | 0 | 0 | 0 | 0
Industrial Sector Energy Related Emissions before CCS[heat if,computers and electronics 26,PM10] | Industrial Sector Energy Related Emissions before CCS | heat if | computers and electronics 26 | PM10 |  | 0 | 0 | 0 | 0 | 0 | 0 | 0 | 0 | 0 | 0 | 0 | 0 | 0 | 0 | 0 | 0 | 0 | 0 | 0 | 0 | 0 | 0 | 0 | 0 | 0 | 0 | 0 | 0 | 0 | 0 | 0
Industrial Sector Energy Related Emissions before CCS[heat if,computers and electronics 26,PM25] | Industrial Sector Energy Related Emissions before CCS | heat if | computers and electronics 26 | PM25 |  | 0 | 0 | 0 | 0 | 0 | 0 | 0 | 0 | 0 | 0 | 0 | 0 | 0 | 0 | 0 | 0 | 0 | 0 | 0 | 0 | 0 | 0 | 0 | 0 | 0 | 0 | 0 | 0 | 0 | 0 | 0
Industrial Sector Energy Related Emissions before CCS[heat if,computers and electronics 26,SOx] | Industrial Sector Energy Related Emissions before CCS | heat if | computers and electronics 26 | SOx |  | 0 | 0 | 0 | 0 | 0 | 0 | 0 | 0 | 0 | 0 | 0 | 0 | 0 | 0 | 0 | 0 | 0 | 0 | 0 | 0 | 0 | 0 | 0 | 0 | 0 | 0 | 0 | 0 | 0 | 0 | 0
Industrial Sector Energy Related Emissions before CCS[heat if,computers and electronics 26,BC] | Industrial Sector Energy Related Emissions before CCS | heat if | computers and electronics 26 | BC |  | 0 | 0 | 0 | 0 | 0 | 0 | 0 | 0 | 0 | 0 | 0 | 0 | 0 | 0 | 0 | 0 | 0 | 0 | 0 | 0 | 0 | 0 | 0 | 0 | 0 | 0 | 0 | 0 | 0 | 0 | 0
Industrial Sector Energy Related Emissions before CCS[heat if,computers and electronics 26,OC] | Industrial Sector Energy Related Emissions before CCS | heat if | computers and electronics 26 | OC |  | 0 | 0 | 0 | 0 | 0 | 0 | 0 | 0 | 0 | 0 | 0 | 0 | 0 | 0 | 0 | 0 | 0 | 0 | 0 | 0 | 0 | 0 | 0 | 0 | 0 | 0 | 0 | 0 | 0 | 0 | 0
Industrial Sector Energy Related Emissions before CCS[heat if,computers and electronics 26,CH4] | Industrial Sector Energy Related Emissions before CCS | heat if | computers and electronics 26 | CH4 |  | 0 | 0 | 0 | 0 | 0 | 0 | 0 | 0 | 0 | 0 | 0 | 0 | 0 | 0 | 0 | 0 | 0 | 0 | 0 | 0 | 0 | 0 | 0 | 0 | 0 | 0 | 0 | 0 | 0 | 0 | 0
Industrial Sector Energy Related Emissions before CCS[heat if,computers and electronics 26,N2O] | Industrial Sector Energy Related Emissions before CCS | heat if | computers and electronics 26 | N2O |  | 0 | 0 | 0 | 0 | 0 | 0 | 0 | 0 | 0 | 0 | 0 | 0 | 0 | 0 | 0 | 0 | 0 | 0 | 0 | 0 | 0 | 0 | 0 | 0 | 0 | 0 | 0 | 0 | 0 | 0 | 0
Industrial Sector Energy Related Emissions before CCS[heat if,computers and electronics 26,F gases] | Industrial Sector Energy Related Emissions before CCS | heat if | computers and electronics 26 | F gases |  | 0 | 0 | 0 | 0 | 0 | 0 | 0 | 0 | 0 | 0 | 0 | 0 | 0 | 0 | 0 | 0 | 0 | 0 | 0 | 0 | 0 | 0 | 0 | 0 | 0 | 0 | 0 | 0 | 0 | 0 | 0
Industrial Sector Energy Related Emissions before CCS[heat if,appliances and electrical equipment 27,CO2] | Industrial Sector Energy Related Emissions before CCS | heat if | appliances and electrical equipment 27 | CO2 |  | 0 | 0 | 0 | 0 | 0 | 0 | 0 | 0 | 0 | 0 | 0 | 0 | 0 | 0 | 0 | 0 | 0 | 0 | 0 | 0 | 0 | 0 | 0 | 0 | 0 | 0 | 0 | 0 | 0 | 0 | 0
Industrial Sector Energy Related Emissions before CCS[heat if,appliances and electrical equipment 27,VOC] | Industrial Sector Energy Related Emissions before CCS | heat if | appliances and electrical equipment 27 | VOC |  | 0 | 0 | 0 | 0 | 0 | 0 | 0 | 0 | 0 | 0 | 0 | 0 | 0 | 0 | 0 | 0 | 0 | 0 | 0 | 0 | 0 | 0 | 0 | 0 | 0 | 0 | 0 | 0 | 0 | 0 | 0
Industrial Sector Energy Related Emissions before CCS[heat if,appliances and electrical equipment 27,CO] | Industrial Sector Energy Related Emissions before CCS | heat if | appliances and electrical equipment 27 | CO |  | 0 | 0 | 0 | 0 | 0 | 0 | 0 | 0 | 0 | 0 | 0 | 0 | 0 | 0 | 0 | 0 | 0 | 0 | 0 | 0 | 0 | 0 | 0 | 0 | 0 | 0 | 0 | 0 | 0 | 0 | 0
Industrial Sector Energy Related Emissions before CCS[heat if,appliances and electrical equipment 27,NOx] | Industrial Sector Energy Related Emissions before CCS | heat if | appliances and electrical equipment 27 | NOx |  | 0 | 0 | 0 | 0 | 0 | 0 | 0 | 0 | 0 | 0 | 0 | 0 | 0 | 0 | 0 | 0 | 0 | 0 | 0 | 0 | 0 | 0 | 0 | 0 | 0 | 0 | 0 | 0 | 0 | 0 | 0
Industrial Sector Energy Related Emissions before CCS[heat if,appliances and electrical equipment 27,PM10] | Industrial Sector Energy Related Emissions before CCS | heat if | appliances and electrical equipment 27 | PM10 |  | 0 | 0 | 0 | 0 | 0 | 0 | 0 | 0 | 0 | 0 | 0 | 0 | 0 | 0 | 0 | 0 | 0 | 0 | 0 | 0 | 0 | 0 | 0 | 0 | 0 | 0 | 0 | 0 | 0 | 0 | 0
Industrial Sector Energy Related Emissions before CCS[heat if,appliances and electrical equipment 27,PM25] | Industrial Sector Energy Related Emissions before CCS | heat if | appliances and electrical equipment 27 | PM25 |  | 0 | 0 | 0 | 0 | 0 | 0 | 0 | 0 | 0 | 0 | 0 | 0 | 0 | 0 | 0 | 0 | 0 | 0 | 0 | 0 | 0 | 0 | 0 | 0 | 0 | 0 | 0 | 0 | 0 | 0 | 0
Industrial Sector Energy Related Emissions before CCS[heat if,appliances and electrical equipment 27,SOx] | Industrial Sector Energy Related Emissions before CCS | heat if | appliances and electrical equipment 27 | SOx |  | 0 | 0 | 0 | 0 | 0 | 0 | 0 | 0 | 0 | 0 | 0 | 0 | 0 | 0 | 0 | 0 | 0 | 0 | 0 | 0 | 0 | 0 | 0 | 0 | 0 | 0 | 0 | 0 | 0 | 0 | 0
Industrial Sector Energy Related Emissions before CCS[heat if,appliances and electrical equipment 27,BC] | Industrial Sector Energy Related Emissions before CCS | heat if | appliances and electrical equipment 27 | BC |  | 0 | 0 | 0 | 0 | 0 | 0 | 0 | 0 | 0 | 0 | 0 | 0 | 0 | 0 | 0 | 0 | 0 | 0 | 0 | 0 | 0 | 0 | 0 | 0 | 0 | 0 | 0 | 0 | 0 | 0 | 0
Industrial Sector Energy Related Emissions before CCS[heat if,appliances and electrical equipment 27,OC] | Industrial Sector Energy Related Emissions before CCS | heat if | appliances and electrical equipment 27 | OC |  | 0 | 0 | 0 | 0 | 0 | 0 | 0 | 0 | 0 | 0 | 0 | 0 | 0 | 0 | 0 | 0 | 0 | 0 | 0 | 0 | 0 | 0 | 0 | 0 | 0 | 0 | 0 | 0 | 0 | 0 | 0
Industrial Sector Energy Related Emissions before CCS[heat if,appliances and electrical equipment 27,CH4] | Industrial Sector Energy Related Emissions before CCS | heat if | appliances and electrical equipment 27 | CH4 |  | 0 | 0 | 0 | 0 | 0 | 0 | 0 | 0 | 0 | 0 | 0 | 0 | 0 | 0 | 0 | 0 | 0 | 0 | 0 | 0 | 0 | 0 | 0 | 0 | 0 | 0 | 0 | 0 | 0 | 0 | 0
Industrial Sector Energy Related Emissions before CCS[heat if,appliances and electrical equipment 27,N2O] | Industrial Sector Energy Related Emissions before CCS | heat if | appliances and electrical equipment 27 | N2O |  | 0 | 0 | 0 | 0 | 0 | 0 | 0 | 0 | 0 | 0 | 0 | 0 | 0 | 0 | 0 | 0 | 0 | 0 | 0 | 0 | 0 | 0 | 0 | 0 | 0 | 0 | 0 | 0 | 0 | 0 | 0
Industrial Sector Energy Related Emissions before CCS[heat if,appliances and electrical equipment 27,F gases] | Industrial Sector Energy Related Emissions before CCS | heat if | appliances and electrical equipment 27 | F gases |  | 0 | 0 | 0 | 0 | 0 | 0 | 0 | 0 | 0 | 0 | 0 | 0 | 0 | 0 | 0 | 0 | 0 | 0 | 0 | 0 | 0 | 0 | 0 | 0 | 0 | 0 | 0 | 0 | 0 | 0 | 0
Industrial Sector Energy Related Emissions before CCS[heat if,other machinery 28,CO2] | Industrial Sector Energy Related Emissions before CCS | heat if | other machinery 28 | CO2 |  | 0 | 0 | 0 | 0 | 0 | 0 | 0 | 0 | 0 | 0 | 0 | 0 | 0 | 0 | 0 | 0 | 0 | 0 | 0 | 0 | 0 | 0 | 0 | 0 | 0 | 0 | 0 | 0 | 0 | 0 | 0
Industrial Sector Energy Related Emissions before CCS[heat if,other machinery 28,VOC] | Industrial Sector Energy Related Emissions before CCS | heat if | other machinery 28 | VOC |  | 0 | 0 | 0 | 0 | 0 | 0 | 0 | 0 | 0 | 0 | 0 | 0 | 0 | 0 | 0 | 0 | 0 | 0 | 0 | 0 | 0 | 0 | 0 | 0 | 0 | 0 | 0 | 0 | 0 | 0 | 0
Industrial Sector Energy Related Emissions before CCS[heat if,other machinery 28,CO] | Industrial Sector Energy Related Emissions before CCS | heat if | other machinery 28 | CO |  | 0 | 0 | 0 | 0 | 0 | 0 | 0 | 0 | 0 | 0 | 0 | 0 | 0 | 0 | 0 | 0 | 0 | 0 | 0 | 0 | 0 | 0 | 0 | 0 | 0 | 0 | 0 | 0 | 0 | 0 | 0
Industrial Sector Energy Related Emissions before CCS[heat if,other machinery 28,NOx] | Industrial Sector Energy Related Emissions before CCS | heat if | other machinery 28 | NOx |  | 0 | 0 | 0 | 0 | 0 | 0 | 0 | 0 | 0 | 0 | 0 | 0 | 0 | 0 | 0 | 0 | 0 | 0 | 0 | 0 | 0 | 0 | 0 | 0 | 0 | 0 | 0 | 0 | 0 | 0 | 0
Industrial Sector Energy Related Emissions before CCS[heat if,other machinery 28,PM10] | Industrial Sector Energy Related Emissions before CCS | heat if | other machinery 28 | PM10 |  | 0 | 0 | 0 | 0 | 0 | 0 | 0 | 0 | 0 | 0 | 0 | 0 | 0 | 0 | 0 | 0 | 0 | 0 | 0 | 0 | 0 | 0 | 0 | 0 | 0 | 0 | 0 | 0 | 0 | 0 | 0
Industrial Sector Energy Related Emissions before CCS[heat if,other machinery 28,PM25] | Industrial Sector Energy Related Emissions before CCS | heat if | other machinery 28 | PM25 |  | 0 | 0 | 0 | 0 | 0 | 0 | 0 | 0 | 0 | 0 | 0 | 0 | 0 | 0 | 0 | 0 | 0 | 0 | 0 | 0 | 0 | 0 | 0 | 0 | 0 | 0 | 0 | 0 | 0 | 0 | 0
Industrial Sector Energy Related Emissions before CCS[heat if,other machinery 28,SOx] | Industrial Sector Energy Related Emissions before CCS | heat if | other machinery 28 | SOx |  | 0 | 0 | 0 | 0 | 0 | 0 | 0 | 0 | 0 | 0 | 0 | 0 | 0 | 0 | 0 | 0 | 0 | 0 | 0 | 0 | 0 | 0 | 0 | 0 | 0 | 0 | 0 | 0 | 0 | 0 | 0
Industrial Sector Energy Related Emissions before CCS[heat if,other machinery 28,BC] | Industrial Sector Energy Related Emissions before CCS | heat if | other machinery 28 | BC |  | 0 | 0 | 0 | 0 | 0 | 0 | 0 | 0 | 0 | 0 | 0 | 0 | 0 | 0 | 0 | 0 | 0 | 0 | 0 | 0 | 0 | 0 | 0 | 0 | 0 | 0 | 0 | 0 | 0 | 0 | 0
Industrial Sector Energy Related Emissions before CCS[heat if,other machinery 28,OC] | Industrial Sector Energy Related Emissions before CCS | heat if | other machinery 28 | OC |  | 0 | 0 | 0 | 0 | 0 | 0 | 0 | 0 | 0 | 0 | 0 | 0 | 0 | 0 | 0 | 0 | 0 | 0 | 0 | 0 | 0 | 0 | 0 | 0 | 0 | 0 | 0 | 0 | 0 | 0 | 0
Industrial Sector Energy Related Emissions before CCS[heat if,other machinery 28,CH4] | Industrial Sector Energy Related Emissions before CCS | heat if | other machinery 28 | CH4 |  | 0 | 0 | 0 | 0 | 0 | 0 | 0 | 0 | 0 | 0 | 0 | 0 | 0 | 0 | 0 | 0 | 0 | 0 | 0 | 0 | 0 | 0 | 0 | 0 | 0 | 0 | 0 | 0 | 0 | 0 | 0
Industrial Sector Energy Related Emissions before CCS[heat if,other machinery 28,N2O] | Industrial Sector Energy Related Emissions before CCS | heat if | other machinery 28 | N2O |  | 0 | 0 | 0 | 0 | 0 | 0 | 0 | 0 | 0 | 0 | 0 | 0 | 0 | 0 | 0 | 0 | 0 | 0 | 0 | 0 | 0 | 0 | 0 | 0 | 0 | 0 | 0 | 0 | 0 | 0 | 0
Industrial Sector Energy Related Emissions before CCS[heat if,other machinery 28,F gases] | Industrial Sector Energy Related Emissions before CCS | heat if | other machinery 28 | F gases |  | 0 | 0 | 0 | 0 | 0 | 0 | 0 | 0 | 0 | 0 | 0 | 0 | 0 | 0 | 0 | 0 | 0 | 0 | 0 | 0 | 0 | 0 | 0 | 0 | 0 | 0 | 0 | 0 | 0 | 0 | 0
Industrial Sector Energy Related Emissions before CCS[heat if,road vehicles 29,CO2] | Industrial Sector Energy Related Emissions before CCS | heat if | road vehicles 29 | CO2 |  | 0 | 0 | 0 | 0 | 0 | 0 | 0 | 0 | 0 | 0 | 0 | 0 | 0 | 0 | 0 | 0 | 0 | 0 | 0 | 0 | 0 | 0 | 0 | 0 | 0 | 0 | 0 | 0 | 0 | 0 | 0
Industrial Sector Energy Related Emissions before CCS[heat if,road vehicles 29,VOC] | Industrial Sector Energy Related Emissions before CCS | heat if | road vehicles 29 | VOC |  | 0 | 0 | 0 | 0 | 0 | 0 | 0 | 0 | 0 | 0 | 0 | 0 | 0 | 0 | 0 | 0 | 0 | 0 | 0 | 0 | 0 | 0 | 0 | 0 | 0 | 0 | 0 | 0 | 0 | 0 | 0
Industrial Sector Energy Related Emissions before CCS[heat if,road vehicles 29,CO] | Industrial Sector Energy Related Emissions before CCS | heat if | road vehicles 29 | CO |  | 0 | 0 | 0 | 0 | 0 | 0 | 0 | 0 | 0 | 0 | 0 | 0 | 0 | 0 | 0 | 0 | 0 | 0 | 0 | 0 | 0 | 0 | 0 | 0 | 0 | 0 | 0 | 0 | 0 | 0 | 0
Industrial Sector Energy Related Emissions before CCS[heat if,road vehicles 29,NOx] | Industrial Sector Energy Related Emissions before CCS | heat if | road vehicles 29 | NOx |  | 0 | 0 | 0 | 0 | 0 | 0 | 0 | 0 | 0 | 0 | 0 | 0 | 0 | 0 | 0 | 0 | 0 | 0 | 0 | 0 | 0 | 0 | 0 | 0 | 0 | 0 | 0 | 0 | 0 | 0 | 0
Industrial Sector Energy Related Emissions before CCS[heat if,road vehicles 29,PM10] | Industrial Sector Energy Related Emissions before CCS | heat if | road vehicles 29 | PM10 |  | 0 | 0 | 0 | 0 | 0 | 0 | 0 | 0 | 0 | 0 | 0 | 0 | 0 | 0 | 0 | 0 | 0 | 0 | 0 | 0 | 0 | 0 | 0 | 0 | 0 | 0 | 0 | 0 | 0 | 0 | 0
Industrial Sector Energy Related Emissions before CCS[heat if,road vehicles 29,PM25] | Industrial Sector Energy Related Emissions before CCS | heat if | road vehicles 29 | PM25 |  | 0 | 0 | 0 | 0 | 0 | 0 | 0 | 0 | 0 | 0 | 0 | 0 | 0 | 0 | 0 | 0 | 0 | 0 | 0 | 0 | 0 | 0 | 0 | 0 | 0 | 0 | 0 | 0 | 0 | 0 | 0
Industrial Sector Energy Related Emissions before CCS[heat if,road vehicles 29,SOx] | Industrial Sector Energy Related Emissions before CCS | heat if | road vehicles 29 | SOx |  | 0 | 0 | 0 | 0 | 0 | 0 | 0 | 0 | 0 | 0 | 0 | 0 | 0 | 0 | 0 | 0 | 0 | 0 | 0 | 0 | 0 | 0 | 0 | 0 | 0 | 0 | 0 | 0 | 0 | 0 | 0
Industrial Sector Energy Related Emissions before CCS[heat if,road vehicles 29,BC] | Industrial Sector Energy Related Emissions before CCS | heat if | road vehicles 29 | BC |  | 0 | 0 | 0 | 0 | 0 | 0 | 0 | 0 | 0 | 0 | 0 | 0 | 0 | 0 | 0 | 0 | 0 | 0 | 0 | 0 | 0 | 0 | 0 | 0 | 0 | 0 | 0 | 0 | 0 | 0 | 0
Industrial Sector Energy Related Emissions before CCS[heat if,road vehicles 29,OC] | Industrial Sector Energy Related Emissions before CCS | heat if | road vehicles 29 | OC |  | 0 | 0 | 0 | 0 | 0 | 0 | 0 | 0 | 0 | 0 | 0 | 0 | 0 | 0 | 0 | 0 | 0 | 0 | 0 | 0 | 0 | 0 | 0 | 0 | 0 | 0 | 0 | 0 | 0 | 0 | 0
Industrial Sector Energy Related Emissions before CCS[heat if,road vehicles 29,CH4] | Industrial Sector Energy Related Emissions before CCS | heat if | road vehicles 29 | CH4 |  | 0 | 0 | 0 | 0 | 0 | 0 | 0 | 0 | 0 | 0 | 0 | 0 | 0 | 0 | 0 | 0 | 0 | 0 | 0 | 0 | 0 | 0 | 0 | 0 | 0 | 0 | 0 | 0 | 0 | 0 | 0
Industrial Sector Energy Related Emissions before CCS[heat if,road vehicles 29,N2O] | Industrial Sector Energy Related Emissions before CCS | heat if | road vehicles 29 | N2O |  | 0 | 0 | 0 | 0 | 0 | 0 | 0 | 0 | 0 | 0 | 0 | 0 | 0 | 0 | 0 | 0 | 0 | 0 | 0 | 0 | 0 | 0 | 0 | 0 | 0 | 0 | 0 | 0 | 0 | 0 | 0
Industrial Sector Energy Related Emissions before CCS[heat if,road vehicles 29,F gases] | Industrial Sector Energy Related Emissions before CCS | heat if | road vehicles 29 | F gases |  | 0 | 0 | 0 | 0 | 0 | 0 | 0 | 0 | 0 | 0 | 0 | 0 | 0 | 0 | 0 | 0 | 0 | 0 | 0 | 0 | 0 | 0 | 0 | 0 | 0 | 0 | 0 | 0 | 0 | 0 | 0
Industrial Sector Energy Related Emissions before CCS[heat if,nonroad vehicles 30,CO2] | Industrial Sector Energy Related Emissions before CCS | heat if | nonroad vehicles 30 | CO2 |  | 0 | 0 | 0 | 0 | 0 | 0 | 0 | 0 | 0 | 0 | 0 | 0 | 0 | 0 | 0 | 0 | 0 | 0 | 0 | 0 | 0 | 0 | 0 | 0 | 0 | 0 | 0 | 0 | 0 | 0 | 0
Industrial Sector Energy Related Emissions before CCS[heat if,nonroad vehicles 30,VOC] | Industrial Sector Energy Related Emissions before CCS | heat if | nonroad vehicles 30 | VOC |  | 0 | 0 | 0 | 0 | 0 | 0 | 0 | 0 | 0 | 0 | 0 | 0 | 0 | 0 | 0 | 0 | 0 | 0 | 0 | 0 | 0 | 0 | 0 | 0 | 0 | 0 | 0 | 0 | 0 | 0 | 0
Industrial Sector Energy Related Emissions before CCS[heat if,nonroad vehicles 30,CO] | Industrial Sector Energy Related Emissions before CCS | heat if | nonroad vehicles 30 | CO |  | 0 | 0 | 0 | 0 | 0 | 0 | 0 | 0 | 0 | 0 | 0 | 0 | 0 | 0 | 0 | 0 | 0 | 0 | 0 | 0 | 0 | 0 | 0 | 0 | 0 | 0 | 0 | 0 | 0 | 0 | 0
Industrial Sector Energy Related Emissions before CCS[heat if,nonroad vehicles 30,NOx] | Industrial Sector Energy Related Emissions before CCS | heat if | nonroad vehicles 30 | NOx |  | 0 | 0 | 0 | 0 | 0 | 0 | 0 | 0 | 0 | 0 | 0 | 0 | 0 | 0 | 0 | 0 | 0 | 0 | 0 | 0 | 0 | 0 | 0 | 0 | 0 | 0 | 0 | 0 | 0 | 0 | 0
Industrial Sector Energy Related Emissions before CCS[heat if,nonroad vehicles 30,PM10] | Industrial Sector Energy Related Emissions before CCS | heat if | nonroad vehicles 30 | PM10 |  | 0 | 0 | 0 | 0 | 0 | 0 | 0 | 0 | 0 | 0 | 0 | 0 | 0 | 0 | 0 | 0 | 0 | 0 | 0 | 0 | 0 | 0 | 0 | 0 | 0 | 0 | 0 | 0 | 0 | 0 | 0
Industrial Sector Energy Related Emissions before CCS[heat if,nonroad vehicles 30,PM25] | Industrial Sector Energy Related Emissions before CCS | heat if | nonroad vehicles 30 | PM25 |  | 0 | 0 | 0 | 0 | 0 | 0 | 0 | 0 | 0 | 0 | 0 | 0 | 0 | 0 | 0 | 0 | 0 | 0 | 0 | 0 | 0 | 0 | 0 | 0 | 0 | 0 | 0 | 0 | 0 | 0 | 0
Industrial Sector Energy Related Emissions before CCS[heat if,nonroad vehicles 30,SOx] | Industrial Sector Energy Related Emissions before CCS | heat if | nonroad vehicles 30 | SOx |  | 0 | 0 | 0 | 0 | 0 | 0 | 0 | 0 | 0 | 0 | 0 | 0 | 0 | 0 | 0 | 0 | 0 | 0 | 0 | 0 | 0 | 0 | 0 | 0 | 0 | 0 | 0 | 0 | 0 | 0 | 0
Industrial Sector Energy Related Emissions before CCS[heat if,nonroad vehicles 30,BC] | Industrial Sector Energy Related Emissions before CCS | heat if | nonroad vehicles 30 | BC |  | 0 | 0 | 0 | 0 | 0 | 0 | 0 | 0 | 0 | 0 | 0 | 0 | 0 | 0 | 0 | 0 | 0 | 0 | 0 | 0 | 0 | 0 | 0 | 0 | 0 | 0 | 0 | 0 | 0 | 0 | 0
Industrial Sector Energy Related Emissions before CCS[heat if,nonroad vehicles 30,OC] | Industrial Sector Energy Related Emissions before CCS | heat if | nonroad vehicles 30 | OC |  | 0 | 0 | 0 | 0 | 0 | 0 | 0 | 0 | 0 | 0 | 0 | 0 | 0 | 0 | 0 | 0 | 0 | 0 | 0 | 0 | 0 | 0 | 0 | 0 | 0 | 0 | 0 | 0 | 0 | 0 | 0
Industrial Sector Energy Related Emissions before CCS[heat if,nonroad vehicles 30,CH4] | Industrial Sector Energy Related Emissions before CCS | heat if | nonroad vehicles 30 | CH4 |  | 0 | 0 | 0 | 0 | 0 | 0 | 0 | 0 | 0 | 0 | 0 | 0 | 0 | 0 | 0 | 0 | 0 | 0 | 0 | 0 | 0 | 0 | 0 | 0 | 0 | 0 | 0 | 0 | 0 | 0 | 0
Industrial Sector Energy Related Emissions before CCS[heat if,nonroad vehicles 30,N2O] | Industrial Sector Energy Related Emissions before CCS | heat if | nonroad vehicles 30 | N2O |  | 0 | 0 | 0 | 0 | 0 | 0 | 0 | 0 | 0 | 0 | 0 | 0 | 0 | 0 | 0 | 0 | 0 | 0 | 0 | 0 | 0 | 0 | 0 | 0 | 0 | 0 | 0 | 0 | 0 | 0 | 0
Industrial Sector Energy Related Emissions before CCS[heat if,nonroad vehicles 30,F gases] | Industrial Sector Energy Related Emissions before CCS | heat if | nonroad vehicles 30 | F gases |  | 0 | 0 | 0 | 0 | 0 | 0 | 0 | 0 | 0 | 0 | 0 | 0 | 0 | 0 | 0 | 0 | 0 | 0 | 0 | 0 | 0 | 0 | 0 | 0 | 0 | 0 | 0 | 0 | 0 | 0 | 0
Industrial Sector Energy Related Emissions before CCS[heat if,other manufacturing 31T33,CO2] | Industrial Sector Energy Related Emissions before CCS | heat if | other manufacturing 31T33 | CO2 |  | 0 | 0 | 0 | 0 | 0 | 0 | 0 | 0 | 0 | 0 | 0 | 0 | 0 | 0 | 0 | 0 | 0 | 0 | 0 | 0 | 0 | 0 | 0 | 0 | 0 | 0 | 0 | 0 | 0 | 0 | 0
Industrial Sector Energy Related Emissions before CCS[heat if,other manufacturing 31T33,VOC] | Industrial Sector Energy Related Emissions before CCS | heat if | other manufacturing 31T33 | VOC |  | 0 | 0 | 0 | 0 | 0 | 0 | 0 | 0 | 0 | 0 | 0 | 0 | 0 | 0 | 0 | 0 | 0 | 0 | 0 | 0 | 0 | 0 | 0 | 0 | 0 | 0 | 0 | 0 | 0 | 0 | 0
Industrial Sector Energy Related Emissions before CCS[heat if,other manufacturing 31T33,CO] | Industrial Sector Energy Related Emissions before CCS | heat if | other manufacturing 31T33 | CO |  | 0 | 0 | 0 | 0 | 0 | 0 | 0 | 0 | 0 | 0 | 0 | 0 | 0 | 0 | 0 | 0 | 0 | 0 | 0 | 0 | 0 | 0 | 0 | 0 | 0 | 0 | 0 | 0 | 0 | 0 | 0
Industrial Sector Energy Related Emissions before CCS[heat if,other manufacturing 31T33,NOx] | Industrial Sector Energy Related Emissions before CCS | heat if | other manufacturing 31T33 | NOx |  | 0 | 0 | 0 | 0 | 0 | 0 | 0 | 0 | 0 | 0 | 0 | 0 | 0 | 0 | 0 | 0 | 0 | 0 | 0 | 0 | 0 | 0 | 0 | 0 | 0 | 0 | 0 | 0 | 0 | 0 | 0
Industrial Sector Energy Related Emissions before CCS[heat if,other manufacturing 31T33,PM10] | Industrial Sector Energy Related Emissions before CCS | heat if | other manufacturing 31T33 | PM10 |  | 0 | 0 | 0 | 0 | 0 | 0 | 0 | 0 | 0 | 0 | 0 | 0 | 0 | 0 | 0 | 0 | 0 | 0 | 0 | 0 | 0 | 0 | 0 | 0 | 0 | 0 | 0 | 0 | 0 | 0 | 0
Industrial Sector Energy Related Emissions before CCS[heat if,other manufacturing 31T33,PM25] | Industrial Sector Energy Related Emissions before CCS | heat if | other manufacturing 31T33 | PM25 |  | 0 | 0 | 0 | 0 | 0 | 0 | 0 | 0 | 0 | 0 | 0 | 0 | 0 | 0 | 0 | 0 | 0 | 0 | 0 | 0 | 0 | 0 | 0 | 0 | 0 | 0 | 0 | 0 | 0 | 0 | 0
Industrial Sector Energy Related Emissions before CCS[heat if,other manufacturing 31T33,SOx] | Industrial Sector Energy Related Emissions before CCS | heat if | other manufacturing 31T33 | SOx |  | 0 | 0 | 0 | 0 | 0 | 0 | 0 | 0 | 0 | 0 | 0 | 0 | 0 | 0 | 0 | 0 | 0 | 0 | 0 | 0 | 0 | 0 | 0 | 0 | 0 | 0 | 0 | 0 | 0 | 0 | 0
Industrial Sector Energy Related Emissions before CCS[heat if,other manufacturing 31T33,BC] | Industrial Sector Energy Related Emissions before CCS | heat if | other manufacturing 31T33 | BC |  | 0 | 0 | 0 | 0 | 0 | 0 | 0 | 0 | 0 | 0 | 0 | 0 | 0 | 0 | 0 | 0 | 0 | 0 | 0 | 0 | 0 | 0 | 0 | 0 | 0 | 0 | 0 | 0 | 0 | 0 | 0
Industrial Sector Energy Related Emissions before CCS[heat if,other manufacturing 31T33,OC] | Industrial Sector Energy Related Emissions before CCS | heat if | other manufacturing 31T33 | OC |  | 0 | 0 | 0 | 0 | 0 | 0 | 0 | 0 | 0 | 0 | 0 | 0 | 0 | 0 | 0 | 0 | 0 | 0 | 0 | 0 | 0 | 0 | 0 | 0 | 0 | 0 | 0 | 0 | 0 | 0 | 0
Industrial Sector Energy Related Emissions before CCS[heat if,other manufacturing 31T33,CH4] | Industrial Sector Energy Related Emissions before CCS | heat if | other manufacturing 31T33 | CH4 |  | 0 | 0 | 0 | 0 | 0 | 0 | 0 | 0 | 0 | 0 | 0 | 0 | 0 | 0 | 0 | 0 | 0 | 0 | 0 | 0 | 0 | 0 | 0 | 0 | 0 | 0 | 0 | 0 | 0 | 0 | 0
Industrial Sector Energy Related Emissions before CCS[heat if,other manufacturing 31T33,N2O] | Industrial Sector Energy Related Emissions before CCS | heat if | other manufacturing 31T33 | N2O |  | 0 | 0 | 0 | 0 | 0 | 0 | 0 | 0 | 0 | 0 | 0 | 0 | 0 | 0 | 0 | 0 | 0 | 0 | 0 | 0 | 0 | 0 | 0 | 0 | 0 | 0 | 0 | 0 | 0 | 0 | 0
Industrial Sector Energy Related Emissions before CCS[heat if,other manufacturing 31T33,F gases] | Industrial Sector Energy Related Emissions before CCS | heat if | other manufacturing 31T33 | F gases |  | 0 | 0 | 0 | 0 | 0 | 0 | 0 | 0 | 0 | 0 | 0 | 0 | 0 | 0 | 0 | 0 | 0 | 0 | 0 | 0 | 0 | 0 | 0 | 0 | 0 | 0 | 0 | 0 | 0 | 0 | 0
Industrial Sector Energy Related Emissions before CCS[heat if,energy pipelines and gas processing 352T353,CO2] | Industrial Sector Energy Related Emissions before CCS | heat if | energy pipelines and gas processing 352T353 | CO2 |  | 0 | 0 | 0 | 0 | 0 | 0 | 0 | 0 | 0 | 0 | 0 | 0 | 0 | 0 | 0 | 0 | 0 | 0 | 0 | 0 | 0 | 0 | 0 | 0 | 0 | 0 | 0 | 0 | 0 | 0 | 0
Industrial Sector Energy Related Emissions before CCS[heat if,energy pipelines and gas processing 352T353,VOC] | Industrial Sector Energy Related Emissions before CCS | heat if | energy pipelines and gas processing 352T353 | VOC |  | 0 | 0 | 0 | 0 | 0 | 0 | 0 | 0 | 0 | 0 | 0 | 0 | 0 | 0 | 0 | 0 | 0 | 0 | 0 | 0 | 0 | 0 | 0 | 0 | 0 | 0 | 0 | 0 | 0 | 0 | 0
Industrial Sector Energy Related Emissions before CCS[heat if,energy pipelines and gas processing 352T353,CO] | Industrial Sector Energy Related Emissions before CCS | heat if | energy pipelines and gas processing 352T353 | CO |  | 0 | 0 | 0 | 0 | 0 | 0 | 0 | 0 | 0 | 0 | 0 | 0 | 0 | 0 | 0 | 0 | 0 | 0 | 0 | 0 | 0 | 0 | 0 | 0 | 0 | 0 | 0 | 0 | 0 | 0 | 0
Industrial Sector Energy Related Emissions before CCS[heat if,energy pipelines and gas processing 352T353,NOx] | Industrial Sector Energy Related Emissions before CCS | heat if | energy pipelines and gas processing 352T353 | NOx |  | 0 | 0 | 0 | 0 | 0 | 0 | 0 | 0 | 0 | 0 | 0 | 0 | 0 | 0 | 0 | 0 | 0 | 0 | 0 | 0 | 0 | 0 | 0 | 0 | 0 | 0 | 0 | 0 | 0 | 0 | 0
Industrial Sector Energy Related Emissions before CCS[heat if,energy pipelines and gas processing 352T353,PM10] | Industrial Sector Energy Related Emissions before CCS | heat if | energy pipelines and gas processing 352T353 | PM10 |  | 0 | 0 | 0 | 0 | 0 | 0 | 0 | 0 | 0 | 0 | 0 | 0 | 0 | 0 | 0 | 0 | 0 | 0 | 0 | 0 | 0 | 0 | 0 | 0 | 0 | 0 | 0 | 0 | 0 | 0 | 0
Industrial Sector Energy Related Emissions before CCS[heat if,energy pipelines and gas processing 352T353,PM25] | Industrial Sector Energy Related Emissions before CCS | heat if | energy pipelines and gas processing 352T353 | PM25 |  | 0 | 0 | 0 | 0 | 0 | 0 | 0 | 0 | 0 | 0 | 0 | 0 | 0 | 0 | 0 | 0 | 0 | 0 | 0 | 0 | 0 | 0 | 0 | 0 | 0 | 0 | 0 | 0 | 0 | 0 | 0
Industrial Sector Energy Related Emissions before CCS[heat if,energy pipelines and gas processing 352T353,SOx] | Industrial Sector Energy Related Emissions before CCS | heat if | energy pipelines and gas processing 352T353 | SOx |  | 0 | 0 | 0 | 0 | 0 | 0 | 0 | 0 | 0 | 0 | 0 | 0 | 0 | 0 | 0 | 0 | 0 | 0 | 0 | 0 | 0 | 0 | 0 | 0 | 0 | 0 | 0 | 0 | 0 | 0 | 0
Industrial Sector Energy Related Emissions before CCS[heat if,energy pipelines and gas processing 352T353,BC] | Industrial Sector Energy Related Emissions before CCS | heat if | energy pipelines and gas processing 352T353 | BC |  | 0 | 0 | 0 | 0 | 0 | 0 | 0 | 0 | 0 | 0 | 0 | 0 | 0 | 0 | 0 | 0 | 0 | 0 | 0 | 0 | 0 | 0 | 0 | 0 | 0 | 0 | 0 | 0 | 0 | 0 | 0
Industrial Sector Energy Related Emissions before CCS[heat if,energy pipelines and gas processing 352T353,OC] | Industrial Sector Energy Related Emissions before CCS | heat if | energy pipelines and gas processing 352T353 | OC |  | 0 | 0 | 0 | 0 | 0 | 0 | 0 | 0 | 0 | 0 | 0 | 0 | 0 | 0 | 0 | 0 | 0 | 0 | 0 | 0 | 0 | 0 | 0 | 0 | 0 | 0 | 0 | 0 | 0 | 0 | 0
Industrial Sector Energy Related Emissions before CCS[heat if,energy pipelines and gas processing 352T353,CH4] | Industrial Sector Energy Related Emissions before CCS | heat if | energy pipelines and gas processing 352T353 | CH4 |  | 0 | 0 | 0 | 0 | 0 | 0 | 0 | 0 | 0 | 0 | 0 | 0 | 0 | 0 | 0 | 0 | 0 | 0 | 0 | 0 | 0 | 0 | 0 | 0 | 0 | 0 | 0 | 0 | 0 | 0 | 0
Industrial Sector Energy Related Emissions before CCS[heat if,energy pipelines and gas processing 352T353,N2O] | Industrial Sector Energy Related Emissions before CCS | heat if | energy pipelines and gas processing 352T353 | N2O |  | 0 | 0 | 0 | 0 | 0 | 0 | 0 | 0 | 0 | 0 | 0 | 0 | 0 | 0 | 0 | 0 | 0 | 0 | 0 | 0 | 0 | 0 | 0 | 0 | 0 | 0 | 0 | 0 | 0 | 0 | 0
Industrial Sector Energy Related Emissions before CCS[heat if,energy pipelines and gas processing 352T353,F gases] | Industrial Sector Energy Related Emissions before CCS | heat if | energy pipelines and gas processing 352T353 | F gases |  | 0 | 0 | 0 | 0 | 0 | 0 | 0 | 0 | 0 | 0 | 0 | 0 | 0 | 0 | 0 | 0 | 0 | 0 | 0 | 0 | 0 | 0 | 0 | 0 | 0 | 0 | 0 | 0 | 0 | 0 | 0
Industrial Sector Energy Related Emissions before CCS[heat if,water and waste 36T39,CO2] | Industrial Sector Energy Related Emissions before CCS | heat if | water and waste 36T39 | CO2 |  | 0 | 0 | 0 | 0 | 0 | 0 | 0 | 0 | 0 | 0 | 0 | 0 | 0 | 0 | 0 | 0 | 0 | 0 | 0 | 0 | 0 | 0 | 0 | 0 | 0 | 0 | 0 | 0 | 0 | 0 | 0
Industrial Sector Energy Related Emissions before CCS[heat if,water and waste 36T39,VOC] | Industrial Sector Energy Related Emissions before CCS | heat if | water and waste 36T39 | VOC |  | 0 | 0 | 0 | 0 | 0 | 0 | 0 | 0 | 0 | 0 | 0 | 0 | 0 | 0 | 0 | 0 | 0 | 0 | 0 | 0 | 0 | 0 | 0 | 0 | 0 | 0 | 0 | 0 | 0 | 0 | 0
Industrial Sector Energy Related Emissions before CCS[heat if,water and waste 36T39,CO] | Industrial Sector Energy Related Emissions before CCS | heat if | water and waste 36T39 | CO |  | 0 | 0 | 0 | 0 | 0 | 0 | 0 | 0 | 0 | 0 | 0 | 0 | 0 | 0 | 0 | 0 | 0 | 0 | 0 | 0 | 0 | 0 | 0 | 0 | 0 | 0 | 0 | 0 | 0 | 0 | 0
Industrial Sector Energy Related Emissions before CCS[heat if,water and waste 36T39,NOx] | Industrial Sector Energy Related Emissions before CCS | heat if | water and waste 36T39 | NOx |  | 0 | 0 | 0 | 0 | 0 | 0 | 0 | 0 | 0 | 0 | 0 | 0 | 0 | 0 | 0 | 0 | 0 | 0 | 0 | 0 | 0 | 0 | 0 | 0 | 0 | 0 | 0 | 0 | 0 | 0 | 0
Industrial Sector Energy Related Emissions before CCS[heat if,water and waste 36T39,PM10] | Industrial Sector Energy Related Emissions before CCS | heat if | water and waste 36T39 | PM10 |  | 0 | 0 | 0 | 0 | 0 | 0 | 0 | 0 | 0 | 0 | 0 | 0 | 0 | 0 | 0 | 0 | 0 | 0 | 0 | 0 | 0 | 0 | 0 | 0 | 0 | 0 | 0 | 0 | 0 | 0 | 0
Industrial Sector Energy Related Emissions before CCS[heat if,water and waste 36T39,PM25] | Industrial Sector Energy Related Emissions before CCS | heat if | water and waste 36T39 | PM25 |  | 0 | 0 | 0 | 0 | 0 | 0 | 0 | 0 | 0 | 0 | 0 | 0 | 0 | 0 | 0 | 0 | 0 | 0 | 0 | 0 | 0 | 0 | 0 | 0 | 0 | 0 | 0 | 0 | 0 | 0 | 0
Industrial Sector Energy Related Emissions before CCS[heat if,water and waste 36T39,SOx] | Industrial Sector Energy Related Emissions before CCS | heat if | water and waste 36T39 | SOx |  | 0 | 0 | 0 | 0 | 0 | 0 | 0 | 0 | 0 | 0 | 0 | 0 | 0 | 0 | 0 | 0 | 0 | 0 | 0 | 0 | 0 | 0 | 0 | 0 | 0 | 0 | 0 | 0 | 0 | 0 | 0
Industrial Sector Energy Related Emissions before CCS[heat if,water and waste 36T39,BC] | Industrial Sector Energy Related Emissions before CCS | heat if | water and waste 36T39 | BC |  | 0 | 0 | 0 | 0 | 0 | 0 | 0 | 0 | 0 | 0 | 0 | 0 | 0 | 0 | 0 | 0 | 0 | 0 | 0 | 0 | 0 | 0 | 0 | 0 | 0 | 0 | 0 | 0 | 0 | 0 | 0
Industrial Sector Energy Related Emissions before CCS[heat if,water and waste 36T39,OC] | Industrial Sector Energy Related Emissions before CCS | heat if | water and waste 36T39 | OC |  | 0 | 0 | 0 | 0 | 0 | 0 | 0 | 0 | 0 | 0 | 0 | 0 | 0 | 0 | 0 | 0 | 0 | 0 | 0 | 0 | 0 | 0 | 0 | 0 | 0 | 0 | 0 | 0 | 0 | 0 | 0
Industrial Sector Energy Related Emissions before CCS[heat if,water and waste 36T39,CH4] | Industrial Sector Energy Related Emissions before CCS | heat if | water and waste 36T39 | CH4 |  | 0 | 0 | 0 | 0 | 0 | 0 | 0 | 0 | 0 | 0 | 0 | 0 | 0 | 0 | 0 | 0 | 0 | 0 | 0 | 0 | 0 | 0 | 0 | 0 | 0 | 0 | 0 | 0 | 0 | 0 | 0
Industrial Sector Energy Related Emissions before CCS[heat if,water and waste 36T39,N2O] | Industrial Sector Energy Related Emissions before CCS | heat if | water and waste 36T39 | N2O |  | 0 | 0 | 0 | 0 | 0 | 0 | 0 | 0 | 0 | 0 | 0 | 0 | 0 | 0 | 0 | 0 | 0 | 0 | 0 | 0 | 0 | 0 | 0 | 0 | 0 | 0 | 0 | 0 | 0 | 0 | 0
Industrial Sector Energy Related Emissions before CCS[heat if,water and waste 36T39,F gases] | Industrial Sector Energy Related Emissions before CCS | heat if | water and waste 36T39 | F gases |  | 0 | 0 | 0 | 0 | 0 | 0 | 0 | 0 | 0 | 0 | 0 | 0 | 0 | 0 | 0 | 0 | 0 | 0 | 0 | 0 | 0 | 0 | 0 | 0 | 0 | 0 | 0 | 0 | 0 | 0 | 0
Industrial Sector Energy Related Emissions before CCS[heat if,construction 41T43,CO2] | Industrial Sector Energy Related Emissions before CCS | heat if | construction 41T43 | CO2 |  | 0 | 0 | 0 | 0 | 0 | 0 | 0 | 0 | 0 | 0 | 0 | 0 | 0 | 0 | 0 | 0 | 0 | 0 | 0 | 0 | 0 | 0 | 0 | 0 | 0 | 0 | 0 | 0 | 0 | 0 | 0
Industrial Sector Energy Related Emissions before CCS[heat if,construction 41T43,VOC] | Industrial Sector Energy Related Emissions before CCS | heat if | construction 41T43 | VOC |  | 0 | 0 | 0 | 0 | 0 | 0 | 0 | 0 | 0 | 0 | 0 | 0 | 0 | 0 | 0 | 0 | 0 | 0 | 0 | 0 | 0 | 0 | 0 | 0 | 0 | 0 | 0 | 0 | 0 | 0 | 0
Industrial Sector Energy Related Emissions before CCS[heat if,construction 41T43,CO] | Industrial Sector Energy Related Emissions before CCS | heat if | construction 41T43 | CO |  | 0 | 0 | 0 | 0 | 0 | 0 | 0 | 0 | 0 | 0 | 0 | 0 | 0 | 0 | 0 | 0 | 0 | 0 | 0 | 0 | 0 | 0 | 0 | 0 | 0 | 0 | 0 | 0 | 0 | 0 | 0
Industrial Sector Energy Related Emissions before CCS[heat if,construction 41T43,NOx] | Industrial Sector Energy Related Emissions before CCS | heat if | construction 41T43 | NOx |  | 0 | 0 | 0 | 0 | 0 | 0 | 0 | 0 | 0 | 0 | 0 | 0 | 0 | 0 | 0 | 0 | 0 | 0 | 0 | 0 | 0 | 0 | 0 | 0 | 0 | 0 | 0 | 0 | 0 | 0 | 0
Industrial Sector Energy Related Emissions before CCS[heat if,construction 41T43,PM10] | Industrial Sector Energy Related Emissions before CCS | heat if | construction 41T43 | PM10 |  | 0 | 0 | 0 | 0 | 0 | 0 | 0 | 0 | 0 | 0 | 0 | 0 | 0 | 0 | 0 | 0 | 0 | 0 | 0 | 0 | 0 | 0 | 0 | 0 | 0 | 0 | 0 | 0 | 0 | 0 | 0
Industrial Sector Energy Related Emissions before CCS[heat if,construction 41T43,PM25] | Industrial Sector Energy Related Emissions before CCS | heat if | construction 41T43 | PM25 |  | 0 | 0 | 0 | 0 | 0 | 0 | 0 | 0 | 0 | 0 | 0 | 0 | 0 | 0 | 0 | 0 | 0 | 0 | 0 | 0 | 0 | 0 | 0 | 0 | 0 | 0 | 0 | 0 | 0 | 0 | 0
Industrial Sector Energy Related Emissions before CCS[heat if,construction 41T43,SOx] | Industrial Sector Energy Related Emissions before CCS | heat if | construction 41T43 | SOx |  | 0 | 0 | 0 | 0 | 0 | 0 | 0 | 0 | 0 | 0 | 0 | 0 | 0 | 0 | 0 | 0 | 0 | 0 | 0 | 0 | 0 | 0 | 0 | 0 | 0 | 0 | 0 | 0 | 0 | 0 | 0
Industrial Sector Energy Related Emissions before CCS[heat if,construction 41T43,BC] | Industrial Sector Energy Related Emissions before CCS | heat if | construction 41T43 | BC |  | 0 | 0 | 0 | 0 | 0 | 0 | 0 | 0 | 0 | 0 | 0 | 0 | 0 | 0 | 0 | 0 | 0 | 0 | 0 | 0 | 0 | 0 | 0 | 0 | 0 | 0 | 0 | 0 | 0 | 0 | 0
Industrial Sector Energy Related Emissions before CCS[heat if,construction 41T43,OC] | Industrial Sector Energy Related Emissions before CCS | heat if | construction 41T43 | OC |  | 0 | 0 | 0 | 0 | 0 | 0 | 0 | 0 | 0 | 0 | 0 | 0 | 0 | 0 | 0 | 0 | 0 | 0 | 0 | 0 | 0 | 0 | 0 | 0 | 0 | 0 | 0 | 0 | 0 | 0 | 0
Industrial Sector Energy Related Emissions before CCS[heat if,construction 41T43,CH4] | Industrial Sector Energy Related Emissions before CCS | heat if | construction 41T43 | CH4 |  | 0 | 0 | 0 | 0 | 0 | 0 | 0 | 0 | 0 | 0 | 0 | 0 | 0 | 0 | 0 | 0 | 0 | 0 | 0 | 0 | 0 | 0 | 0 | 0 | 0 | 0 | 0 | 0 | 0 | 0 | 0
Industrial Sector Energy Related Emissions before CCS[heat if,construction 41T43,N2O] | Industrial Sector Energy Related Emissions before CCS | heat if | construction 41T43 | N2O |  | 0 | 0 | 0 | 0 | 0 | 0 | 0 | 0 | 0 | 0 | 0 | 0 | 0 | 0 | 0 | 0 | 0 | 0 | 0 | 0 | 0 | 0 | 0 | 0 | 0 | 0 | 0 | 0 | 0 | 0 | 0
Industrial Sector Energy Related Emissions before CCS[heat if,construction 41T43,F gases] | Industrial Sector Energy Related Emissions before CCS | heat if | construction 41T43 | F gases |  | 0 | 0 | 0 | 0 | 0 | 0 | 0 | 0 | 0 | 0 | 0 | 0 | 0 | 0 | 0 | 0 | 0 | 0 | 0 | 0 | 0 | 0 | 0 | 0 | 0 | 0 | 0 | 0 | 0 | 0 | 0
Industrial Sector Energy Related Emissions before CCS[crude oil if,agriculture and forestry 01T03,CO2] | Industrial Sector Energy Related Emissions before CCS | crude oil if | agriculture and forestry 01T03 | CO2 |  | 0 | 0 | 0 | 0 | 0 | 0 | 0 | 0 | 0 | 0 | 0 | 0 | 0 | 0 | 0 | 0 | 0 | 0 | 0 | 0 | 0 | 0 | 0 | 0 | 0 | 0 | 0 | 0 | 0 | 0 | 0
Industrial Sector Energy Related Emissions before CCS[crude oil if,agriculture and forestry 01T03,VOC] | Industrial Sector Energy Related Emissions before CCS | crude oil if | agriculture and forestry 01T03 | VOC |  | 0 | 0 | 0 | 0 | 0 | 0 | 0 | 0 | 0 | 0 | 0 | 0 | 0 | 0 | 0 | 0 | 0 | 0 | 0 | 0 | 0 | 0 | 0 | 0 | 0 | 0 | 0 | 0 | 0 | 0 | 0
Industrial Sector Energy Related Emissions before CCS[crude oil if,agriculture and forestry 01T03,CO] | Industrial Sector Energy Related Emissions before CCS | crude oil if | agriculture and forestry 01T03 | CO |  | 0 | 0 | 0 | 0 | 0 | 0 | 0 | 0 | 0 | 0 | 0 | 0 | 0 | 0 | 0 | 0 | 0 | 0 | 0 | 0 | 0 | 0 | 0 | 0 | 0 | 0 | 0 | 0 | 0 | 0 | 0
Industrial Sector Energy Related Emissions before CCS[crude oil if,agriculture and forestry 01T03,NOx] | Industrial Sector Energy Related Emissions before CCS | crude oil if | agriculture and forestry 01T03 | NOx |  | 0 | 0 | 0 | 0 | 0 | 0 | 0 | 0 | 0 | 0 | 0 | 0 | 0 | 0 | 0 | 0 | 0 | 0 | 0 | 0 | 0 | 0 | 0 | 0 | 0 | 0 | 0 | 0 | 0 | 0 | 0
Industrial Sector Energy Related Emissions before CCS[crude oil if,agriculture and forestry 01T03,PM10] | Industrial Sector Energy Related Emissions before CCS | crude oil if | agriculture and forestry 01T03 | PM10 |  | 0 | 0 | 0 | 0 | 0 | 0 | 0 | 0 | 0 | 0 | 0 | 0 | 0 | 0 | 0 | 0 | 0 | 0 | 0 | 0 | 0 | 0 | 0 | 0 | 0 | 0 | 0 | 0 | 0 | 0 | 0
Industrial Sector Energy Related Emissions before CCS[crude oil if,agriculture and forestry 01T03,PM25] | Industrial Sector Energy Related Emissions before CCS | crude oil if | agriculture and forestry 01T03 | PM25 |  | 0 | 0 | 0 | 0 | 0 | 0 | 0 | 0 | 0 | 0 | 0 | 0 | 0 | 0 | 0 | 0 | 0 | 0 | 0 | 0 | 0 | 0 | 0 | 0 | 0 | 0 | 0 | 0 | 0 | 0 | 0
Industrial Sector Energy Related Emissions before CCS[crude oil if,agriculture and forestry 01T03,SOx] | Industrial Sector Energy Related Emissions before CCS | crude oil if | agriculture and forestry 01T03 | SOx |  | 0 | 0 | 0 | 0 | 0 | 0 | 0 | 0 | 0 | 0 | 0 | 0 | 0 | 0 | 0 | 0 | 0 | 0 | 0 | 0 | 0 | 0 | 0 | 0 | 0 | 0 | 0 | 0 | 0 | 0 | 0
Industrial Sector Energy Related Emissions before CCS[crude oil if,agriculture and forestry 01T03,BC] | Industrial Sector Energy Related Emissions before CCS | crude oil if | agriculture and forestry 01T03 | BC |  | 0 | 0 | 0 | 0 | 0 | 0 | 0 | 0 | 0 | 0 | 0 | 0 | 0 | 0 | 0 | 0 | 0 | 0 | 0 | 0 | 0 | 0 | 0 | 0 | 0 | 0 | 0 | 0 | 0 | 0 | 0
Industrial Sector Energy Related Emissions before CCS[crude oil if,agriculture and forestry 01T03,OC] | Industrial Sector Energy Related Emissions before CCS | crude oil if | agriculture and forestry 01T03 | OC |  | 0 | 0 | 0 | 0 | 0 | 0 | 0 | 0 | 0 | 0 | 0 | 0 | 0 | 0 | 0 | 0 | 0 | 0 | 0 | 0 | 0 | 0 | 0 | 0 | 0 | 0 | 0 | 0 | 0 | 0 | 0
Industrial Sector Energy Related Emissions before CCS[crude oil if,agriculture and forestry 01T03,CH4] | Industrial Sector Energy Related Emissions before CCS | crude oil if | agriculture and forestry 01T03 | CH4 |  | 0 | 0 | 0 | 0 | 0 | 0 | 0 | 0 | 0 | 0 | 0 | 0 | 0 | 0 | 0 | 0 | 0 | 0 | 0 | 0 | 0 | 0 | 0 | 0 | 0 | 0 | 0 | 0 | 0 | 0 | 0
Industrial Sector Energy Related Emissions before CCS[crude oil if,agriculture and forestry 01T03,N2O] | Industrial Sector Energy Related Emissions before CCS | crude oil if | agriculture and forestry 01T03 | N2O |  | 0 | 0 | 0 | 0 | 0 | 0 | 0 | 0 | 0 | 0 | 0 | 0 | 0 | 0 | 0 | 0 | 0 | 0 | 0 | 0 | 0 | 0 | 0 | 0 | 0 | 0 | 0 | 0 | 0 | 0 | 0
Industrial Sector Energy Related Emissions before CCS[crude oil if,agriculture and forestry 01T03,F gases] | Industrial Sector Energy Related Emissions before CCS | crude oil if | agriculture and forestry 01T03 | F gases |  | 0 | 0 | 0 | 0 | 0 | 0 | 0 | 0 | 0 | 0 | 0 | 0 | 0 | 0 | 0 | 0 | 0 | 0 | 0 | 0 | 0 | 0 | 0 | 0 | 0 | 0 | 0 | 0 | 0 | 0 | 0
Industrial Sector Energy Related Emissions before CCS[crude oil if,coal mining 05,CO2] | Industrial Sector Energy Related Emissions before CCS | crude oil if | coal mining 05 | CO2 |  | 0 | 0 | 0 | 0 | 0 | 0 | 0 | 0 | 0 | 0 | 0 | 0 | 0 | 0 | 0 | 0 | 0 | 0 | 0 | 0 | 0 | 0 | 0 | 0 | 0 | 0 | 0 | 0 | 0 | 0 | 0
Industrial Sector Energy Related Emissions before CCS[crude oil if,coal mining 05,VOC] | Industrial Sector Energy Related Emissions before CCS | crude oil if | coal mining 05 | VOC |  | 0 | 0 | 0 | 0 | 0 | 0 | 0 | 0 | 0 | 0 | 0 | 0 | 0 | 0 | 0 | 0 | 0 | 0 | 0 | 0 | 0 | 0 | 0 | 0 | 0 | 0 | 0 | 0 | 0 | 0 | 0
Industrial Sector Energy Related Emissions before CCS[crude oil if,coal mining 05,CO] | Industrial Sector Energy Related Emissions before CCS | crude oil if | coal mining 05 | CO |  | 0 | 0 | 0 | 0 | 0 | 0 | 0 | 0 | 0 | 0 | 0 | 0 | 0 | 0 | 0 | 0 | 0 | 0 | 0 | 0 | 0 | 0 | 0 | 0 | 0 | 0 | 0 | 0 | 0 | 0 | 0
Industrial Sector Energy Related Emissions before CCS[crude oil if,coal mining 05,NOx] | Industrial Sector Energy Related Emissions before CCS | crude oil if | coal mining 05 | NOx |  | 0 | 0 | 0 | 0 | 0 | 0 | 0 | 0 | 0 | 0 | 0 | 0 | 0 | 0 | 0 | 0 | 0 | 0 | 0 | 0 | 0 | 0 | 0 | 0 | 0 | 0 | 0 | 0 | 0 | 0 | 0
Industrial Sector Energy Related Emissions before CCS[crude oil if,coal mining 05,PM10] | Industrial Sector Energy Related Emissions before CCS | crude oil if | coal mining 05 | PM10 |  | 0 | 0 | 0 | 0 | 0 | 0 | 0 | 0 | 0 | 0 | 0 | 0 | 0 | 0 | 0 | 0 | 0 | 0 | 0 | 0 | 0 | 0 | 0 | 0 | 0 | 0 | 0 | 0 | 0 | 0 | 0
Industrial Sector Energy Related Emissions before CCS[crude oil if,coal mining 05,PM25] | Industrial Sector Energy Related Emissions before CCS | crude oil if | coal mining 05 | PM25 |  | 0 | 0 | 0 | 0 | 0 | 0 | 0 | 0 | 0 | 0 | 0 | 0 | 0 | 0 | 0 | 0 | 0 | 0 | 0 | 0 | 0 | 0 | 0 | 0 | 0 | 0 | 0 | 0 | 0 | 0 | 0
Industrial Sector Energy Related Emissions before CCS[crude oil if,coal mining 05,SOx] | Industrial Sector Energy Related Emissions before CCS | crude oil if | coal mining 05 | SOx |  | 0 | 0 | 0 | 0 | 0 | 0 | 0 | 0 | 0 | 0 | 0 | 0 | 0 | 0 | 0 | 0 | 0 | 0 | 0 | 0 | 0 | 0 | 0 | 0 | 0 | 0 | 0 | 0 | 0 | 0 | 0
Industrial Sector Energy Related Emissions before CCS[crude oil if,coal mining 05,BC] | Industrial Sector Energy Related Emissions before CCS | crude oil if | coal mining 05 | BC |  | 0 | 0 | 0 | 0 | 0 | 0 | 0 | 0 | 0 | 0 | 0 | 0 | 0 | 0 | 0 | 0 | 0 | 0 | 0 | 0 | 0 | 0 | 0 | 0 | 0 | 0 | 0 | 0 | 0 | 0 | 0
Industrial Sector Energy Related Emissions before CCS[crude oil if,coal mining 05,OC] | Industrial Sector Energy Related Emissions before CCS | crude oil if | coal mining 05 | OC |  | 0 | 0 | 0 | 0 | 0 | 0 | 0 | 0 | 0 | 0 | 0 | 0 | 0 | 0 | 0 | 0 | 0 | 0 | 0 | 0 | 0 | 0 | 0 | 0 | 0 | 0 | 0 | 0 | 0 | 0 | 0
Industrial Sector Energy Related Emissions before CCS[crude oil if,coal mining 05,CH4] | Industrial Sector Energy Related Emissions before CCS | crude oil if | coal mining 05 | CH4 |  | 0 | 0 | 0 | 0 | 0 | 0 | 0 | 0 | 0 | 0 | 0 | 0 | 0 | 0 | 0 | 0 | 0 | 0 | 0 | 0 | 0 | 0 | 0 | 0 | 0 | 0 | 0 | 0 | 0 | 0 | 0
Industrial Sector Energy Related Emissions before CCS[crude oil if,coal mining 05,N2O] | Industrial Sector Energy Related Emissions before CCS | crude oil if | coal mining 05 | N2O |  | 0 | 0 | 0 | 0 | 0 | 0 | 0 | 0 | 0 | 0 | 0 | 0 | 0 | 0 | 0 | 0 | 0 | 0 | 0 | 0 | 0 | 0 | 0 | 0 | 0 | 0 | 0 | 0 | 0 | 0 | 0
Industrial Sector Energy Related Emissions before CCS[crude oil if,coal mining 05,F gases] | Industrial Sector Energy Related Emissions before CCS | crude oil if | coal mining 05 | F gases |  | 0 | 0 | 0 | 0 | 0 | 0 | 0 | 0 | 0 | 0 | 0 | 0 | 0 | 0 | 0 | 0 | 0 | 0 | 0 | 0 | 0 | 0 | 0 | 0 | 0 | 0 | 0 | 0 | 0 | 0 | 0
Industrial Sector Energy Related Emissions before CCS[crude oil if,oil and gas extraction 06,CO2] | Industrial Sector Energy Related Emissions before CCS | crude oil if | oil and gas extraction 06 | CO2 |  | 0 | 0 | 0 | 0 | 0 | 0 | 0 | 0 | 0 | 0 | 0 | 0 | 0 | 0 | 0 | 0 | 0 | 0 | 0 | 0 | 0 | 0 | 0 | 0 | 0 | 0 | 0 | 0 | 0 | 0 | 0
Industrial Sector Energy Related Emissions before CCS[crude oil if,oil and gas extraction 06,VOC] | Industrial Sector Energy Related Emissions before CCS | crude oil if | oil and gas extraction 06 | VOC |  | 0 | 0 | 0 | 0 | 0 | 0 | 0 | 0 | 0 | 0 | 0 | 0 | 0 | 0 | 0 | 0 | 0 | 0 | 0 | 0 | 0 | 0 | 0 | 0 | 0 | 0 | 0 | 0 | 0 | 0 | 0
Industrial Sector Energy Related Emissions before CCS[crude oil if,oil and gas extraction 06,CO] | Industrial Sector Energy Related Emissions before CCS | crude oil if | oil and gas extraction 06 | CO |  | 0 | 0 | 0 | 0 | 0 | 0 | 0 | 0 | 0 | 0 | 0 | 0 | 0 | 0 | 0 | 0 | 0 | 0 | 0 | 0 | 0 | 0 | 0 | 0 | 0 | 0 | 0 | 0 | 0 | 0 | 0
Industrial Sector Energy Related Emissions before CCS[crude oil if,oil and gas extraction 06,NOx] | Industrial Sector Energy Related Emissions before CCS | crude oil if | oil and gas extraction 06 | NOx |  | 0 | 0 | 0 | 0 | 0 | 0 | 0 | 0 | 0 | 0 | 0 | 0 | 0 | 0 | 0 | 0 | 0 | 0 | 0 | 0 | 0 | 0 | 0 | 0 | 0 | 0 | 0 | 0 | 0 | 0 | 0
Industrial Sector Energy Related Emissions before CCS[crude oil if,oil and gas extraction 06,PM10] | Industrial Sector Energy Related Emissions before CCS | crude oil if | oil and gas extraction 06 | PM10 |  | 0 | 0 | 0 | 0 | 0 | 0 | 0 | 0 | 0 | 0 | 0 | 0 | 0 | 0 | 0 | 0 | 0 | 0 | 0 | 0 | 0 | 0 | 0 | 0 | 0 | 0 | 0 | 0 | 0 | 0 | 0
Industrial Sector Energy Related Emissions before CCS[crude oil if,oil and gas extraction 06,PM25] | Industrial Sector Energy Related Emissions before CCS | crude oil if | oil and gas extraction 06 | PM25 |  | 0 | 0 | 0 | 0 | 0 | 0 | 0 | 0 | 0 | 0 | 0 | 0 | 0 | 0 | 0 | 0 | 0 | 0 | 0 | 0 | 0 | 0 | 0 | 0 | 0 | 0 | 0 | 0 | 0 | 0 | 0
Industrial Sector Energy Related Emissions before CCS[crude oil if,oil and gas extraction 06,SOx] | Industrial Sector Energy Related Emissions before CCS | crude oil if | oil and gas extraction 06 | SOx |  | 0 | 0 | 0 | 0 | 0 | 0 | 0 | 0 | 0 | 0 | 0 | 0 | 0 | 0 | 0 | 0 | 0 | 0 | 0 | 0 | 0 | 0 | 0 | 0 | 0 | 0 | 0 | 0 | 0 | 0 | 0
Industrial Sector Energy Related Emissions before CCS[crude oil if,oil and gas extraction 06,BC] | Industrial Sector Energy Related Emissions before CCS | crude oil if | oil and gas extraction 06 | BC |  | 0 | 0 | 0 | 0 | 0 | 0 | 0 | 0 | 0 | 0 | 0 | 0 | 0 | 0 | 0 | 0 | 0 | 0 | 0 | 0 | 0 | 0 | 0 | 0 | 0 | 0 | 0 | 0 | 0 | 0 | 0
Industrial Sector Energy Related Emissions before CCS[crude oil if,oil and gas extraction 06,OC] | Industrial Sector Energy Related Emissions before CCS | crude oil if | oil and gas extraction 06 | OC |  | 0 | 0 | 0 | 0 | 0 | 0 | 0 | 0 | 0 | 0 | 0 | 0 | 0 | 0 | 0 | 0 | 0 | 0 | 0 | 0 | 0 | 0 | 0 | 0 | 0 | 0 | 0 | 0 | 0 | 0 | 0
Industrial Sector Energy Related Emissions before CCS[crude oil if,oil and gas extraction 06,CH4] | Industrial Sector Energy Related Emissions before CCS | crude oil if | oil and gas extraction 06 | CH4 |  | 0 | 0 | 0 | 0 | 0 | 0 | 0 | 0 | 0 | 0 | 0 | 0 | 0 | 0 | 0 | 0 | 0 | 0 | 0 | 0 | 0 | 0 | 0 | 0 | 0 | 0 | 0 | 0 | 0 | 0 | 0
Industrial Sector Energy Related Emissions before CCS[crude oil if,oil and gas extraction 06,N2O] | Industrial Sector Energy Related Emissions before CCS | crude oil if | oil and gas extraction 06 | N2O |  | 0 | 0 | 0 | 0 | 0 | 0 | 0 | 0 | 0 | 0 | 0 | 0 | 0 | 0 | 0 | 0 | 0 | 0 | 0 | 0 | 0 | 0 | 0 | 0 | 0 | 0 | 0 | 0 | 0 | 0 | 0
Industrial Sector Energy Related Emissions before CCS[crude oil if,oil and gas extraction 06,F gases] | Industrial Sector Energy Related Emissions before CCS | crude oil if | oil and gas extraction 06 | F gases |  | 0 | 0 | 0 | 0 | 0 | 0 | 0 | 0 | 0 | 0 | 0 | 0 | 0 | 0 | 0 | 0 | 0 | 0 | 0 | 0 | 0 | 0 | 0 | 0 | 0 | 0 | 0 | 0 | 0 | 0 | 0
Industrial Sector Energy Related Emissions before CCS[crude oil if,other mining and quarrying 07T08,CO2] | Industrial Sector Energy Related Emissions before CCS | crude oil if | other mining and quarrying 07T08 | CO2 |  | 0 | 0 | 0 | 0 | 0 | 0 | 0 | 0 | 0 | 0 | 0 | 0 | 0 | 0 | 0 | 0 | 0 | 0 | 0 | 0 | 0 | 0 | 0 | 0 | 0 | 0 | 0 | 0 | 0 | 0 | 0
Industrial Sector Energy Related Emissions before CCS[crude oil if,other mining and quarrying 07T08,VOC] | Industrial Sector Energy Related Emissions before CCS | crude oil if | other mining and quarrying 07T08 | VOC |  | 0 | 0 | 0 | 0 | 0 | 0 | 0 | 0 | 0 | 0 | 0 | 0 | 0 | 0 | 0 | 0 | 0 | 0 | 0 | 0 | 0 | 0 | 0 | 0 | 0 | 0 | 0 | 0 | 0 | 0 | 0
Industrial Sector Energy Related Emissions before CCS[crude oil if,other mining and quarrying 07T08,CO] | Industrial Sector Energy Related Emissions before CCS | crude oil if | other mining and quarrying 07T08 | CO |  | 0 | 0 | 0 | 0 | 0 | 0 | 0 | 0 | 0 | 0 | 0 | 0 | 0 | 0 | 0 | 0 | 0 | 0 | 0 | 0 | 0 | 0 | 0 | 0 | 0 | 0 | 0 | 0 | 0 | 0 | 0
Industrial Sector Energy Related Emissions before CCS[crude oil if,other mining and quarrying 07T08,NOx] | Industrial Sector Energy Related Emissions before CCS | crude oil if | other mining and quarrying 07T08 | NOx |  | 0 | 0 | 0 | 0 | 0 | 0 | 0 | 0 | 0 | 0 | 0 | 0 | 0 | 0 | 0 | 0 | 0 | 0 | 0 | 0 | 0 | 0 | 0 | 0 | 0 | 0 | 0 | 0 | 0 | 0 | 0
Industrial Sector Energy Related Emissions before CCS[crude oil if,other mining and quarrying 07T08,PM10] | Industrial Sector Energy Related Emissions before CCS | crude oil if | other mining and quarrying 07T08 | PM10 |  | 0 | 0 | 0 | 0 | 0 | 0 | 0 | 0 | 0 | 0 | 0 | 0 | 0 | 0 | 0 | 0 | 0 | 0 | 0 | 0 | 0 | 0 | 0 | 0 | 0 | 0 | 0 | 0 | 0 | 0 | 0
Industrial Sector Energy Related Emissions before CCS[crude oil if,other mining and quarrying 07T08,PM25] | Industrial Sector Energy Related Emissions before CCS | crude oil if | other mining and quarrying 07T08 | PM25 |  | 0 | 0 | 0 | 0 | 0 | 0 | 0 | 0 | 0 | 0 | 0 | 0 | 0 | 0 | 0 | 0 | 0 | 0 | 0 | 0 | 0 | 0 | 0 | 0 | 0 | 0 | 0 | 0 | 0 | 0 | 0
Industrial Sector Energy Related Emissions before CCS[crude oil if,other mining and quarrying 07T08,SOx] | Industrial Sector Energy Related Emissions before CCS | crude oil if | other mining and quarrying 07T08 | SOx |  | 0 | 0 | 0 | 0 | 0 | 0 | 0 | 0 | 0 | 0 | 0 | 0 | 0 | 0 | 0 | 0 | 0 | 0 | 0 | 0 | 0 | 0 | 0 | 0 | 0 | 0 | 0 | 0 | 0 | 0 | 0
Industrial Sector Energy Related Emissions before CCS[crude oil if,other mining and quarrying 07T08,BC] | Industrial Sector Energy Related Emissions before CCS | crude oil if | other mining and quarrying 07T08 | BC |  | 0 | 0 | 0 | 0 | 0 | 0 | 0 | 0 | 0 | 0 | 0 | 0 | 0 | 0 | 0 | 0 | 0 | 0 | 0 | 0 | 0 | 0 | 0 | 0 | 0 | 0 | 0 | 0 | 0 | 0 | 0
Industrial Sector Energy Related Emissions before CCS[crude oil if,other mining and quarrying 07T08,OC] | Industrial Sector Energy Related Emissions before CCS | crude oil if | other mining and quarrying 07T08 | OC |  | 0 | 0 | 0 | 0 | 0 | 0 | 0 | 0 | 0 | 0 | 0 | 0 | 0 | 0 | 0 | 0 | 0 | 0 | 0 | 0 | 0 | 0 | 0 | 0 | 0 | 0 | 0 | 0 | 0 | 0 | 0
Industrial Sector Energy Related Emissions before CCS[crude oil if,other mining and quarrying 07T08,CH4] | Industrial Sector Energy Related Emissions before CCS | crude oil if | other mining and quarrying 07T08 | CH4 |  | 0 | 0 | 0 | 0 | 0 | 0 | 0 | 0 | 0 | 0 | 0 | 0 | 0 | 0 | 0 | 0 | 0 | 0 | 0 | 0 | 0 | 0 | 0 | 0 | 0 | 0 | 0 | 0 | 0 | 0 | 0
Industrial Sector Energy Related Emissions before CCS[crude oil if,other mining and quarrying 07T08,N2O] | Industrial Sector Energy Related Emissions before CCS | crude oil if | other mining and quarrying 07T08 | N2O |  | 0 | 0 | 0 | 0 | 0 | 0 | 0 | 0 | 0 | 0 | 0 | 0 | 0 | 0 | 0 | 0 | 0 | 0 | 0 | 0 | 0 | 0 | 0 | 0 | 0 | 0 | 0 | 0 | 0 | 0 | 0
Industrial Sector Energy Related Emissions before CCS[crude oil if,other mining and quarrying 07T08,F gases] | Industrial Sector Energy Related Emissions before CCS | crude oil if | other mining and quarrying 07T08 | F gases |  | 0 | 0 | 0 | 0 | 0 | 0 | 0 | 0 | 0 | 0 | 0 | 0 | 0 | 0 | 0 | 0 | 0 | 0 | 0 | 0 | 0 | 0 | 0 | 0 | 0 | 0 | 0 | 0 | 0 | 0 | 0
Industrial Sector Energy Related Emissions before CCS[crude oil if,food beverage and tobacco 10T12,CO2] | Industrial Sector Energy Related Emissions before CCS | crude oil if | food beverage and tobacco 10T12 | CO2 |  | 0 | 0 | 0 | 0 | 0 | 0 | 0 | 0 | 0 | 0 | 0 | 0 | 0 | 0 | 0 | 0 | 0 | 0 | 0 | 0 | 0 | 0 | 0 | 0 | 0 | 0 | 0 | 0 | 0 | 0 | 0
Industrial Sector Energy Related Emissions before CCS[crude oil if,food beverage and tobacco 10T12,VOC] | Industrial Sector Energy Related Emissions before CCS | crude oil if | food beverage and tobacco 10T12 | VOC |  | 0 | 0 | 0 | 0 | 0 | 0 | 0 | 0 | 0 | 0 | 0 | 0 | 0 | 0 | 0 | 0 | 0 | 0 | 0 | 0 | 0 | 0 | 0 | 0 | 0 | 0 | 0 | 0 | 0 | 0 | 0
Industrial Sector Energy Related Emissions before CCS[crude oil if,food beverage and tobacco 10T12,CO] | Industrial Sector Energy Related Emissions before CCS | crude oil if | food beverage and tobacco 10T12 | CO |  | 0 | 0 | 0 | 0 | 0 | 0 | 0 | 0 | 0 | 0 | 0 | 0 | 0 | 0 | 0 | 0 | 0 | 0 | 0 | 0 | 0 | 0 | 0 | 0 | 0 | 0 | 0 | 0 | 0 | 0 | 0
Industrial Sector Energy Related Emissions before CCS[crude oil if,food beverage and tobacco 10T12,NOx] | Industrial Sector Energy Related Emissions before CCS | crude oil if | food beverage and tobacco 10T12 | NOx |  | 0 | 0 | 0 | 0 | 0 | 0 | 0 | 0 | 0 | 0 | 0 | 0 | 0 | 0 | 0 | 0 | 0 | 0 | 0 | 0 | 0 | 0 | 0 | 0 | 0 | 0 | 0 | 0 | 0 | 0 | 0
Industrial Sector Energy Related Emissions before CCS[crude oil if,food beverage and tobacco 10T12,PM10] | Industrial Sector Energy Related Emissions before CCS | crude oil if | food beverage and tobacco 10T12 | PM10 |  | 0 | 0 | 0 | 0 | 0 | 0 | 0 | 0 | 0 | 0 | 0 | 0 | 0 | 0 | 0 | 0 | 0 | 0 | 0 | 0 | 0 | 0 | 0 | 0 | 0 | 0 | 0 | 0 | 0 | 0 | 0
Industrial Sector Energy Related Emissions before CCS[crude oil if,food beverage and tobacco 10T12,PM25] | Industrial Sector Energy Related Emissions before CCS | crude oil if | food beverage and tobacco 10T12 | PM25 |  | 0 | 0 | 0 | 0 | 0 | 0 | 0 | 0 | 0 | 0 | 0 | 0 | 0 | 0 | 0 | 0 | 0 | 0 | 0 | 0 | 0 | 0 | 0 | 0 | 0 | 0 | 0 | 0 | 0 | 0 | 0
Industrial Sector Energy Related Emissions before CCS[crude oil if,food beverage and tobacco 10T12,SOx] | Industrial Sector Energy Related Emissions before CCS | crude oil if | food beverage and tobacco 10T12 | SOx |  | 0 | 0 | 0 | 0 | 0 | 0 | 0 | 0 | 0 | 0 | 0 | 0 | 0 | 0 | 0 | 0 | 0 | 0 | 0 | 0 | 0 | 0 | 0 | 0 | 0 | 0 | 0 | 0 | 0 | 0 | 0
Industrial Sector Energy Related Emissions before CCS[crude oil if,food beverage and tobacco 10T12,BC] | Industrial Sector Energy Related Emissions before CCS | crude oil if | food beverage and tobacco 10T12 | BC |  | 0 | 0 | 0 | 0 | 0 | 0 | 0 | 0 | 0 | 0 | 0 | 0 | 0 | 0 | 0 | 0 | 0 | 0 | 0 | 0 | 0 | 0 | 0 | 0 | 0 | 0 | 0 | 0 | 0 | 0 | 0
Industrial Sector Energy Related Emissions before CCS[crude oil if,food beverage and tobacco 10T12,OC] | Industrial Sector Energy Related Emissions before CCS | crude oil if | food beverage and tobacco 10T12 | OC |  | 0 | 0 | 0 | 0 | 0 | 0 | 0 | 0 | 0 | 0 | 0 | 0 | 0 | 0 | 0 | 0 | 0 | 0 | 0 | 0 | 0 | 0 | 0 | 0 | 0 | 0 | 0 | 0 | 0 | 0 | 0
Industrial Sector Energy Related Emissions before CCS[crude oil if,food beverage and tobacco 10T12,CH4] | Industrial Sector Energy Related Emissions before CCS | crude oil if | food beverage and tobacco 10T12 | CH4 |  | 0 | 0 | 0 | 0 | 0 | 0 | 0 | 0 | 0 | 0 | 0 | 0 | 0 | 0 | 0 | 0 | 0 | 0 | 0 | 0 | 0 | 0 | 0 | 0 | 0 | 0 | 0 | 0 | 0 | 0 | 0
Industrial Sector Energy Related Emissions before CCS[crude oil if,food beverage and tobacco 10T12,N2O] | Industrial Sector Energy Related Emissions before CCS | crude oil if | food beverage and tobacco 10T12 | N2O |  | 0 | 0 | 0 | 0 | 0 | 0 | 0 | 0 | 0 | 0 | 0 | 0 | 0 | 0 | 0 | 0 | 0 | 0 | 0 | 0 | 0 | 0 | 0 | 0 | 0 | 0 | 0 | 0 | 0 | 0 | 0
Industrial Sector Energy Related Emissions before CCS[crude oil if,food beverage and tobacco 10T12,F gases] | Industrial Sector Energy Related Emissions before CCS | crude oil if | food beverage and tobacco 10T12 | F gases |  | 0 | 0 | 0 | 0 | 0 | 0 | 0 | 0 | 0 | 0 | 0 | 0 | 0 | 0 | 0 | 0 | 0 | 0 | 0 | 0 | 0 | 0 | 0 | 0 | 0 | 0 | 0 | 0 | 0 | 0 | 0
Industrial Sector Energy Related Emissions before CCS[crude oil if,textiles apparel and leather 13T15,CO2] | Industrial Sector Energy Related Emissions before CCS | crude oil if | textiles apparel and leather 13T15 | CO2 |  | 0 | 0 | 0 | 0 | 0 | 0 | 0 | 0 | 0 | 0 | 0 | 0 | 0 | 0 | 0 | 0 | 0 | 0 | 0 | 0 | 0 | 0 | 0 | 0 | 0 | 0 | 0 | 0 | 0 | 0 | 0
Industrial Sector Energy Related Emissions before CCS[crude oil if,textiles apparel and leather 13T15,VOC] | Industrial Sector Energy Related Emissions before CCS | crude oil if | textiles apparel and leather 13T15 | VOC |  | 0 | 0 | 0 | 0 | 0 | 0 | 0 | 0 | 0 | 0 | 0 | 0 | 0 | 0 | 0 | 0 | 0 | 0 | 0 | 0 | 0 | 0 | 0 | 0 | 0 | 0 | 0 | 0 | 0 | 0 | 0
Industrial Sector Energy Related Emissions before CCS[crude oil if,textiles apparel and leather 13T15,CO] | Industrial Sector Energy Related Emissions before CCS | crude oil if | textiles apparel and leather 13T15 | CO |  | 0 | 0 | 0 | 0 | 0 | 0 | 0 | 0 | 0 | 0 | 0 | 0 | 0 | 0 | 0 | 0 | 0 | 0 | 0 | 0 | 0 | 0 | 0 | 0 | 0 | 0 | 0 | 0 | 0 | 0 | 0
Industrial Sector Energy Related Emissions before CCS[crude oil if,textiles apparel and leather 13T15,NOx] | Industrial Sector Energy Related Emissions before CCS | crude oil if | textiles apparel and leather 13T15 | NOx |  | 0 | 0 | 0 | 0 | 0 | 0 | 0 | 0 | 0 | 0 | 0 | 0 | 0 | 0 | 0 | 0 | 0 | 0 | 0 | 0 | 0 | 0 | 0 | 0 | 0 | 0 | 0 | 0 | 0 | 0 | 0
Industrial Sector Energy Related Emissions before CCS[crude oil if,textiles apparel and leather 13T15,PM10] | Industrial Sector Energy Related Emissions before CCS | crude oil if | textiles apparel and leather 13T15 | PM10 |  | 0 | 0 | 0 | 0 | 0 | 0 | 0 | 0 | 0 | 0 | 0 | 0 | 0 | 0 | 0 | 0 | 0 | 0 | 0 | 0 | 0 | 0 | 0 | 0 | 0 | 0 | 0 | 0 | 0 | 0 | 0
Industrial Sector Energy Related Emissions before CCS[crude oil if,textiles apparel and leather 13T15,PM25] | Industrial Sector Energy Related Emissions before CCS | crude oil if | textiles apparel and leather 13T15 | PM25 |  | 0 | 0 | 0 | 0 | 0 | 0 | 0 | 0 | 0 | 0 | 0 | 0 | 0 | 0 | 0 | 0 | 0 | 0 | 0 | 0 | 0 | 0 | 0 | 0 | 0 | 0 | 0 | 0 | 0 | 0 | 0
Industrial Sector Energy Related Emissions before CCS[crude oil if,textiles apparel and leather 13T15,SOx] | Industrial Sector Energy Related Emissions before CCS | crude oil if | textiles apparel and leather 13T15 | SOx |  | 0 | 0 | 0 | 0 | 0 | 0 | 0 | 0 | 0 | 0 | 0 | 0 | 0 | 0 | 0 | 0 | 0 | 0 | 0 | 0 | 0 | 0 | 0 | 0 | 0 | 0 | 0 | 0 | 0 | 0 | 0
Industrial Sector Energy Related Emissions before CCS[crude oil if,textiles apparel and leather 13T15,BC] | Industrial Sector Energy Related Emissions before CCS | crude oil if | textiles apparel and leather 13T15 | BC |  | 0 | 0 | 0 | 0 | 0 | 0 | 0 | 0 | 0 | 0 | 0 | 0 | 0 | 0 | 0 | 0 | 0 | 0 | 0 | 0 | 0 | 0 | 0 | 0 | 0 | 0 | 0 | 0 | 0 | 0 | 0
Industrial Sector Energy Related Emissions before CCS[crude oil if,textiles apparel and leather 13T15,OC] | Industrial Sector Energy Related Emissions before CCS | crude oil if | textiles apparel and leather 13T15 | OC |  | 0 | 0 | 0 | 0 | 0 | 0 | 0 | 0 | 0 | 0 | 0 | 0 | 0 | 0 | 0 | 0 | 0 | 0 | 0 | 0 | 0 | 0 | 0 | 0 | 0 | 0 | 0 | 0 | 0 | 0 | 0
Industrial Sector Energy Related Emissions before CCS[crude oil if,textiles apparel and leather 13T15,CH4] | Industrial Sector Energy Related Emissions before CCS | crude oil if | textiles apparel and leather 13T15 | CH4 |  | 0 | 0 | 0 | 0 | 0 | 0 | 0 | 0 | 0 | 0 | 0 | 0 | 0 | 0 | 0 | 0 | 0 | 0 | 0 | 0 | 0 | 0 | 0 | 0 | 0 | 0 | 0 | 0 | 0 | 0 | 0
Industrial Sector Energy Related Emissions before CCS[crude oil if,textiles apparel and leather 13T15,N2O] | Industrial Sector Energy Related Emissions before CCS | crude oil if | textiles apparel and leather 13T15 | N2O |  | 0 | 0 | 0 | 0 | 0 | 0 | 0 | 0 | 0 | 0 | 0 | 0 | 0 | 0 | 0 | 0 | 0 | 0 | 0 | 0 | 0 | 0 | 0 | 0 | 0 | 0 | 0 | 0 | 0 | 0 | 0
Industrial Sector Energy Related Emissions before CCS[crude oil if,textiles apparel and leather 13T15,F gases] | Industrial Sector Energy Related Emissions before CCS | crude oil if | textiles apparel and leather 13T15 | F gases |  | 0 | 0 | 0 | 0 | 0 | 0 | 0 | 0 | 0 | 0 | 0 | 0 | 0 | 0 | 0 | 0 | 0 | 0 | 0 | 0 | 0 | 0 | 0 | 0 | 0 | 0 | 0 | 0 | 0 | 0 | 0
Industrial Sector Energy Related Emissions before CCS[crude oil if,wood products 16,CO2] | Industrial Sector Energy Related Emissions before CCS | crude oil if | wood products 16 | CO2 |  | 0 | 0 | 0 | 0 | 0 | 0 | 0 | 0 | 0 | 0 | 0 | 0 | 0 | 0 | 0 | 0 | 0 | 0 | 0 | 0 | 0 | 0 | 0 | 0 | 0 | 0 | 0 | 0 | 0 | 0 | 0
Industrial Sector Energy Related Emissions before CCS[crude oil if,wood products 16,VOC] | Industrial Sector Energy Related Emissions before CCS | crude oil if | wood products 16 | VOC |  | 0 | 0 | 0 | 0 | 0 | 0 | 0 | 0 | 0 | 0 | 0 | 0 | 0 | 0 | 0 | 0 | 0 | 0 | 0 | 0 | 0 | 0 | 0 | 0 | 0 | 0 | 0 | 0 | 0 | 0 | 0
Industrial Sector Energy Related Emissions before CCS[crude oil if,wood products 16,CO] | Industrial Sector Energy Related Emissions before CCS | crude oil if | wood products 16 | CO |  | 0 | 0 | 0 | 0 | 0 | 0 | 0 | 0 | 0 | 0 | 0 | 0 | 0 | 0 | 0 | 0 | 0 | 0 | 0 | 0 | 0 | 0 | 0 | 0 | 0 | 0 | 0 | 0 | 0 | 0 | 0
Industrial Sector Energy Related Emissions before CCS[crude oil if,wood products 16,NOx] | Industrial Sector Energy Related Emissions before CCS | crude oil if | wood products 16 | NOx |  | 0 | 0 | 0 | 0 | 0 | 0 | 0 | 0 | 0 | 0 | 0 | 0 | 0 | 0 | 0 | 0 | 0 | 0 | 0 | 0 | 0 | 0 | 0 | 0 | 0 | 0 | 0 | 0 | 0 | 0 | 0
Industrial Sector Energy Related Emissions before CCS[crude oil if,wood products 16,PM10] | Industrial Sector Energy Related Emissions before CCS | crude oil if | wood products 16 | PM10 |  | 0 | 0 | 0 | 0 | 0 | 0 | 0 | 0 | 0 | 0 | 0 | 0 | 0 | 0 | 0 | 0 | 0 | 0 | 0 | 0 | 0 | 0 | 0 | 0 | 0 | 0 | 0 | 0 | 0 | 0 | 0
Industrial Sector Energy Related Emissions before CCS[crude oil if,wood products 16,PM25] | Industrial Sector Energy Related Emissions before CCS | crude oil if | wood products 16 | PM25 |  | 0 | 0 | 0 | 0 | 0 | 0 | 0 | 0 | 0 | 0 | 0 | 0 | 0 | 0 | 0 | 0 | 0 | 0 | 0 | 0 | 0 | 0 | 0 | 0 | 0 | 0 | 0 | 0 | 0 | 0 | 0
Industrial Sector Energy Related Emissions before CCS[crude oil if,wood products 16,SOx] | Industrial Sector Energy Related Emissions before CCS | crude oil if | wood products 16 | SOx |  | 0 | 0 | 0 | 0 | 0 | 0 | 0 | 0 | 0 | 0 | 0 | 0 | 0 | 0 | 0 | 0 | 0 | 0 | 0 | 0 | 0 | 0 | 0 | 0 | 0 | 0 | 0 | 0 | 0 | 0 | 0
Industrial Sector Energy Related Emissions before CCS[crude oil if,wood products 16,BC] | Industrial Sector Energy Related Emissions before CCS | crude oil if | wood products 16 | BC |  | 0 | 0 | 0 | 0 | 0 | 0 | 0 | 0 | 0 | 0 | 0 | 0 | 0 | 0 | 0 | 0 | 0 | 0 | 0 | 0 | 0 | 0 | 0 | 0 | 0 | 0 | 0 | 0 | 0 | 0 | 0
Industrial Sector Energy Related Emissions before CCS[crude oil if,wood products 16,OC] | Industrial Sector Energy Related Emissions before CCS | crude oil if | wood products 16 | OC |  | 0 | 0 | 0 | 0 | 0 | 0 | 0 | 0 | 0 | 0 | 0 | 0 | 0 | 0 | 0 | 0 | 0 | 0 | 0 | 0 | 0 | 0 | 0 | 0 | 0 | 0 | 0 | 0 | 0 | 0 | 0
Industrial Sector Energy Related Emissions before CCS[crude oil if,wood products 16,CH4] | Industrial Sector Energy Related Emissions before CCS | crude oil if | wood products 16 | CH4 |  | 0 | 0 | 0 | 0 | 0 | 0 | 0 | 0 | 0 | 0 | 0 | 0 | 0 | 0 | 0 | 0 | 0 | 0 | 0 | 0 | 0 | 0 | 0 | 0 | 0 | 0 | 0 | 0 | 0 | 0 | 0
Industrial Sector Energy Related Emissions before CCS[crude oil if,wood products 16,N2O] | Industrial Sector Energy Related Emissions before CCS | crude oil if | wood products 16 | N2O |  | 0 | 0 | 0 | 0 | 0 | 0 | 0 | 0 | 0 | 0 | 0 | 0 | 0 | 0 | 0 | 0 | 0 | 0 | 0 | 0 | 0 | 0 | 0 | 0 | 0 | 0 | 0 | 0 | 0 | 0 | 0
Industrial Sector Energy Related Emissions before CCS[crude oil if,wood products 16,F gases] | Industrial Sector Energy Related Emissions before CCS | crude oil if | wood products 16 | F gases |  | 0 | 0 | 0 | 0 | 0 | 0 | 0 | 0 | 0 | 0 | 0 | 0 | 0 | 0 | 0 | 0 | 0 | 0 | 0 | 0 | 0 | 0 | 0 | 0 | 0 | 0 | 0 | 0 | 0 | 0 | 0
Industrial Sector Energy Related Emissions before CCS[crude oil if,pulp paper and printing 17T18,CO2] | Industrial Sector Energy Related Emissions before CCS | crude oil if | pulp paper and printing 17T18 | CO2 |  | 0 | 0 | 0 | 0 | 0 | 0 | 0 | 0 | 0 | 0 | 0 | 0 | 0 | 0 | 0 | 0 | 0 | 0 | 0 | 0 | 0 | 0 | 0 | 0 | 0 | 0 | 0 | 0 | 0 | 0 | 0
Industrial Sector Energy Related Emissions before CCS[crude oil if,pulp paper and printing 17T18,VOC] | Industrial Sector Energy Related Emissions before CCS | crude oil if | pulp paper and printing 17T18 | VOC |  | 0 | 0 | 0 | 0 | 0 | 0 | 0 | 0 | 0 | 0 | 0 | 0 | 0 | 0 | 0 | 0 | 0 | 0 | 0 | 0 | 0 | 0 | 0 | 0 | 0 | 0 | 0 | 0 | 0 | 0 | 0
Industrial Sector Energy Related Emissions before CCS[crude oil if,pulp paper and printing 17T18,CO] | Industrial Sector Energy Related Emissions before CCS | crude oil if | pulp paper and printing 17T18 | CO |  | 0 | 0 | 0 | 0 | 0 | 0 | 0 | 0 | 0 | 0 | 0 | 0 | 0 | 0 | 0 | 0 | 0 | 0 | 0 | 0 | 0 | 0 | 0 | 0 | 0 | 0 | 0 | 0 | 0 | 0 | 0
Industrial Sector Energy Related Emissions before CCS[crude oil if,pulp paper and printing 17T18,NOx] | Industrial Sector Energy Related Emissions before CCS | crude oil if | pulp paper and printing 17T18 | NOx |  | 0 | 0 | 0 | 0 | 0 | 0 | 0 | 0 | 0 | 0 | 0 | 0 | 0 | 0 | 0 | 0 | 0 | 0 | 0 | 0 | 0 | 0 | 0 | 0 | 0 | 0 | 0 | 0 | 0 | 0 | 0
Industrial Sector Energy Related Emissions before CCS[crude oil if,pulp paper and printing 17T18,PM10] | Industrial Sector Energy Related Emissions before CCS | crude oil if | pulp paper and printing 17T18 | PM10 |  | 0 | 0 | 0 | 0 | 0 | 0 | 0 | 0 | 0 | 0 | 0 | 0 | 0 | 0 | 0 | 0 | 0 | 0 | 0 | 0 | 0 | 0 | 0 | 0 | 0 | 0 | 0 | 0 | 0 | 0 | 0
Industrial Sector Energy Related Emissions before CCS[crude oil if,pulp paper and printing 17T18,PM25] | Industrial Sector Energy Related Emissions before CCS | crude oil if | pulp paper and printing 17T18 | PM25 |  | 0 | 0 | 0 | 0 | 0 | 0 | 0 | 0 | 0 | 0 | 0 | 0 | 0 | 0 | 0 | 0 | 0 | 0 | 0 | 0 | 0 | 0 | 0 | 0 | 0 | 0 | 0 | 0 | 0 | 0 | 0
Industrial Sector Energy Related Emissions before CCS[crude oil if,pulp paper and printing 17T18,SOx] | Industrial Sector Energy Related Emissions before CCS | crude oil if | pulp paper and printing 17T18 | SOx |  | 0 | 0 | 0 | 0 | 0 | 0 | 0 | 0 | 0 | 0 | 0 | 0 | 0 | 0 | 0 | 0 | 0 | 0 | 0 | 0 | 0 | 0 | 0 | 0 | 0 | 0 | 0 | 0 | 0 | 0 | 0
Industrial Sector Energy Related Emissions before CCS[crude oil if,pulp paper and printing 17T18,BC] | Industrial Sector Energy Related Emissions before CCS | crude oil if | pulp paper and printing 17T18 | BC |  | 0 | 0 | 0 | 0 | 0 | 0 | 0 | 0 | 0 | 0 | 0 | 0 | 0 | 0 | 0 | 0 | 0 | 0 | 0 | 0 | 0 | 0 | 0 | 0 | 0 | 0 | 0 | 0 | 0 | 0 | 0
Industrial Sector Energy Related Emissions before CCS[crude oil if,pulp paper and printing 17T18,OC] | Industrial Sector Energy Related Emissions before CCS | crude oil if | pulp paper and printing 17T18 | OC |  | 0 | 0 | 0 | 0 | 0 | 0 | 0 | 0 | 0 | 0 | 0 | 0 | 0 | 0 | 0 | 0 | 0 | 0 | 0 | 0 | 0 | 0 | 0 | 0 | 0 | 0 | 0 | 0 | 0 | 0 | 0
Industrial Sector Energy Related Emissions before CCS[crude oil if,pulp paper and printing 17T18,CH4] | Industrial Sector Energy Related Emissions before CCS | crude oil if | pulp paper and printing 17T18 | CH4 |  | 0 | 0 | 0 | 0 | 0 | 0 | 0 | 0 | 0 | 0 | 0 | 0 | 0 | 0 | 0 | 0 | 0 | 0 | 0 | 0 | 0 | 0 | 0 | 0 | 0 | 0 | 0 | 0 | 0 | 0 | 0
Industrial Sector Energy Related Emissions before CCS[crude oil if,pulp paper and printing 17T18,N2O] | Industrial Sector Energy Related Emissions before CCS | crude oil if | pulp paper and printing 17T18 | N2O |  | 0 | 0 | 0 | 0 | 0 | 0 | 0 | 0 | 0 | 0 | 0 | 0 | 0 | 0 | 0 | 0 | 0 | 0 | 0 | 0 | 0 | 0 | 0 | 0 | 0 | 0 | 0 | 0 | 0 | 0 | 0
Industrial Sector Energy Related Emissions before CCS[crude oil if,pulp paper and printing 17T18,F gases] | Industrial Sector Energy Related Emissions before CCS | crude oil if | pulp paper and printing 17T18 | F gases |  | 0 | 0 | 0 | 0 | 0 | 0 | 0 | 0 | 0 | 0 | 0 | 0 | 0 | 0 | 0 | 0 | 0 | 0 | 0 | 0 | 0 | 0 | 0 | 0 | 0 | 0 | 0 | 0 | 0 | 0 | 0
Industrial Sector Energy Related Emissions before CCS[crude oil if,refined petroleum and coke 19,CO2] | Industrial Sector Energy Related Emissions before CCS | crude oil if | refined petroleum and coke 19 | CO2 |  | 17504900000000 | 22276100000000 | 22277100000000 | 22278400000000 | 22279200000000 | 22279900000000 | 22280500000000 | 22281200000000 | 22281100000000 | 22285400000000 | 22289300000000 | 22293100000000 | 22297400000000 | 22301400000000 | 22305300000000 | 22308900000000 | 22312800000000 | 22312200000000 | 22311600000000 | 22311300000000 | 22310800000000 | 22310800000000 | 22310400000000 | 22310000000000 | 22309600000000 | 22309600000000 | 22309100000000 | 22309300000000 | 22309100000000 | 22308900000000 | 22308900000000
Industrial Sector Energy Related Emissions before CCS[crude oil if,refined petroleum and coke 19,VOC] | Industrial Sector Energy Related Emissions before CCS | crude oil if | refined petroleum and coke 19 | VOC |  | 756479000 | 962667000 | 962710000 | 962767000 | 962803000 | 962832000 | 962858000 | 962888000 | 962885000 | 963068000 | 963237000 | 963402000 | 963589000 | 963759000 | 963929000 | 964085000 | 964251000 | 964226000 | 964200000 | 964188000 | 964167000 | 964166000 | 964150000 | 964134000 | 964116000 | 964114000 | 964094000 | 964100000 | 964093000 | 964085000 | 964084000
Industrial Sector Energy Related Emissions before CCS[crude oil if,refined petroleum and coke 19,CO] | Industrial Sector Energy Related Emissions before CCS | crude oil if | refined petroleum and coke 19 | CO |  | 6614000000 | 8416720000 | 8417100000 | 8417600000 | 8417910000 | 8418160000 | 8418400000 | 8418660000 | 8418630000 | 8420230000 | 8421700000 | 8423150000 | 8424780000 | 8426270000 | 8427750000 | 8429120000 | 8430570000 | 8430360000 | 8430120000 | 8430020000 | 8429840000 | 8429830000 | 8429690000 | 8429550000 | 8429390000 | 8429370000 | 8429200000 | 8429250000 | 8429190000 | 8429130000 | 8429110000
Industrial Sector Energy Related Emissions before CCS[crude oil if,refined petroleum and coke 19,NOx] | Industrial Sector Energy Related Emissions before CCS | crude oil if | refined petroleum and coke 19 | NOx |  | 10839800000 | 13794300000 | 13794900000 | 13795700000 | 13796300000 | 13796700000 | 13797100000 | 13797500000 | 13797400000 | 13800100000 | 13802500000 | 13804800000 | 13807500000 | 13810000000 | 13812400000 | 13814600000 | 13817000000 | 13816700000 | 13816300000 | 13816100000 | 13815800000 | 13815800000 | 13815600000 | 13815300000 | 13815100000 | 13815000000 | 13814800000 | 13814800000 | 13814700000 | 13814600000 | 13814600000
Industrial Sector Energy Related Emissions before CCS[crude oil if,refined petroleum and coke 19,PM10] | Industrial Sector Energy Related Emissions before CCS | crude oil if | refined petroleum and coke 19 | PM10 |  | 1044490000 | 1329180000 | 1329240000 | 1329320000 | 1329360000 | 1329400000 | 1329440000 | 1329480000 | 1329480000 | 1329730000 | 1329960000 | 1330190000 | 1330450000 | 1330680000 | 1330920000 | 1331140000 | 1331360000 | 1331330000 | 1331290000 | 1331280000 | 1331250000 | 1331250000 | 1331230000 | 1331200000 | 1331180000 | 1331180000 | 1331150000 | 1331160000 | 1331150000 | 1331140000 | 1331130000
Industrial Sector Energy Related Emissions before CCS[crude oil if,refined petroleum and coke 19,PM25] | Industrial Sector Energy Related Emissions before CCS | crude oil if | refined petroleum and coke 19 | PM25 |  | 1044490000 | 1329180000 | 1329240000 | 1329320000 | 1329360000 | 1329400000 | 1329440000 | 1329480000 | 1329480000 | 1329730000 | 1329960000 | 1330190000 | 1330450000 | 1330680000 | 1330920000 | 1331140000 | 1331360000 | 1331330000 | 1331290000 | 1331280000 | 1331250000 | 1331250000 | 1331230000 | 1331200000 | 1331180000 | 1331180000 | 1331150000 | 1331160000 | 1331150000 | 1331140000 | 1331130000
Industrial Sector Energy Related Emissions before CCS[crude oil if,refined petroleum and coke 19,SOx] | Industrial Sector Energy Related Emissions before CCS | crude oil if | refined petroleum and coke 19 | SOx |  | 79837700 | 101599000 | 101603000 | 101609000 | 101613000 | 101616000 | 101619000 | 101622000 | 101622000 | 101641000 | 101659000 | 101676000 | 101696000 | 101714000 | 101732000 | 101748000 | 101766000 | 101763000 | 101760000 | 101759000 | 101757000 | 101757000 | 101755000 | 101753000 | 101751000 | 101751000 | 101749000 | 101750000 | 101749000 | 101748000 | 101748000
Industrial Sector Energy Related Emissions before CCS[crude oil if,refined petroleum and coke 19,BC] | Industrial Sector Energy Related Emissions before CCS | crude oil if | refined petroleum and coke 19 | BC |  | 172212000 | 219151000 | 219160000 | 219173000 | 219181000 | 219188000 | 219194000 | 219201000 | 219200000 | 219242000 | 219280000 | 219318000 | 219360000 | 219399000 | 219438000 | 219473000 | 219511000 | 219505000 | 219499000 | 219497000 | 219492000 | 219492000 | 219488000 | 219484000 | 219480000 | 219480000 | 219475000 | 219477000 | 219475000 | 219473000 | 219473000
Industrial Sector Energy Related Emissions before CCS[crude oil if,refined petroleum and coke 19,OC] | Industrial Sector Energy Related Emissions before CCS | crude oil if | refined petroleum and coke 19 | OC |  | 447025000 | 568868000 | 568893000 | 568927000 | 568948000 | 568965000 | 568981000 | 568998000 | 568996000 | 569105000 | 569204000 | 569302000 | 569412000 | 569513000 | 569613000 | 569706000 | 569804000 | 569789000 | 569773000 | 569766000 | 569754000 | 569754000 | 569744000 | 569734000 | 569724000 | 569723000 | 569711000 | 569715000 | 569710000 | 569706000 | 569705000
Industrial Sector Energy Related Emissions before CCS[crude oil if,refined petroleum and coke 19,CH4] | Industrial Sector Energy Related Emissions before CCS | crude oil if | refined petroleum and coke 19 | CH4 |  | 329908000 | 419829000 | 419847000 | 419872000 | 419888000 | 419900000 | 419912000 | 419925000 | 419924000 | 420004000 | 420077000 | 420149000 | 420231000 | 420305000 | 420379000 | 420447000 | 420519000 | 420509000 | 420497000 | 420492000 | 420483000 | 420482000 | 420475000 | 420468000 | 420460000 | 420460000 | 420451000 | 420454000 | 420450000 | 420447000 | 420447000
Industrial Sector Energy Related Emissions before CCS[crude oil if,refined petroleum and coke 19,N2O] | Industrial Sector Energy Related Emissions before CCS | crude oil if | refined petroleum and coke 19 | N2O |  | 32990800 | 41982900 | 41984700 | 41987200 | 41988800 | 41990000 | 41991200 | 41992500 | 41992400 | 42000400 | 42007700 | 42014900 | 42023100 | 42030500 | 42037900 | 42044700 | 42051900 | 42050900 | 42049700 | 42049200 | 42048300 | 42048200 | 42047500 | 42046800 | 42046000 | 42046000 | 42045100 | 42045400 | 42045000 | 42044700 | 42044700
Industrial Sector Energy Related Emissions before CCS[crude oil if,refined petroleum and coke 19,F gases] | Industrial Sector Energy Related Emissions before CCS | crude oil if | refined petroleum and coke 19 | F gases |  | 0 | 0 | 0 | 0 | 0 | 0 | 0 | 0 | 0 | 0 | 0 | 0 | 0 | 0 | 0 | 0 | 0 | 0 | 0 | 0 | 0 | 0 | 0 | 0 | 0 | 0 | 0 | 0 | 0 | 0 | 0
Industrial Sector Energy Related Emissions before CCS[crude oil if,chemicals 20,CO2] | Industrial Sector Energy Related Emissions before CCS | crude oil if | chemicals 20 | CO2 |  | 0 | 89800700 | 158186000 | 207111000 | 232373000 | 240121000 | 236474000 | 246604000 | 390219000 | 377774000 | 363833000 | 343178000 | 354757000 | 364366000 | 373151000 | 378921000 | 383510000 | 369901000 | 360836000 | 351611000 | 343984000 | 336712000 | 325234000 | 313492000 | 300777000 | 292358000 | 278874000 | 274320000 | 270275000 | 265857000 | 260307000
Industrial Sector Energy Related Emissions before CCS[crude oil if,chemicals 20,VOC] | Industrial Sector Energy Related Emissions before CCS | crude oil if | chemicals 20 | VOC |  | 0 | 3880.76 | 6836.05 | 8950.35 | 10042.1 | 10376.9 | 10219.3 | 10657.1 | 16863.4 | 16325.6 | 15723.1 | 14830.5 | 15330.9 | 15746.2 | 16125.8 | 16375.2 | 16573.5 | 15985.4 | 15593.6 | 15194.9 | 14865.3 | 14551.1 | 14055.1 | 13547.6 | 12998.2 | 12634.3 | 12051.6 | 11854.8 | 11680 | 11489.1 | 11249.2
Industrial Sector Energy Related Emissions before CCS[crude oil if,chemicals 20,CO] | Industrial Sector Energy Related Emissions before CCS | crude oil if | chemicals 20 | CO |  | 0 | 33930 | 59768.5 | 78254.1 | 87799.1 | 90726.6 | 89348.4 | 93176.1 | 147439 | 142737 | 137469 | 129665 | 134040 | 137671 | 140990 | 143170 | 144904 | 139762 | 136337 | 132851 | 129970 | 127222 | 122885 | 118449 | 113645 | 110463 | 105369 | 103648 | 102120 | 100451 | 98353.4
Industrial Sector Energy Related Emissions before CCS[crude oil if,chemicals 20,NOx] | Industrial Sector Energy Related Emissions before CCS | crude oil if | chemicals 20 | NOx |  | 0 | 55608.4 | 97955.5 | 128252 | 143895 | 148693 | 146435 | 152708 | 241640 | 233934 | 225301 | 212510 | 219681 | 225631 | 231071 | 234644 | 237486 | 229059 | 223445 | 217732 | 213009 | 208506 | 201399 | 194128 | 186254 | 181040 | 172691 | 169871 | 167366 | 164630 | 161193
Industrial Sector Energy Related Emissions before CCS[crude oil if,chemicals 20,PM10] | Industrial Sector Energy Related Emissions before CCS | crude oil if | chemicals 20 | PM10 |  | 0 | 5358.26 | 9438.7 | 12358 | 13865.3 | 14327.6 | 14110 | 14714.5 | 23283.7 | 22541.1 | 21709.3 | 20476.8 | 21167.8 | 21741.1 | 22265.3 | 22609.6 | 22883.4 | 22071.4 | 21530.5 | 20980 | 20524.9 | 20091 | 19406.2 | 18705.5 | 17946.9 | 17444.5 | 16640 | 16368.2 | 16126.9 | 15863.3 | 15532.1
Industrial Sector Energy Related Emissions before CCS[crude oil if,chemicals 20,PM25] | Industrial Sector Energy Related Emissions before CCS | crude oil if | chemicals 20 | PM25 |  | 0 | 5358.26 | 9438.7 | 12358 | 13865.3 | 14327.6 | 14110 | 14714.5 | 23283.7 | 22541.1 | 21709.3 | 20476.8 | 21167.8 | 21741.1 | 22265.3 | 22609.6 | 22883.4 | 22071.4 | 21530.5 | 20980 | 20524.9 | 20091 | 19406.2 | 18705.5 | 17946.9 | 17444.5 | 16640 | 16368.2 | 16126.9 | 15863.3 | 15532.1
Industrial Sector Energy Related Emissions before CCS[crude oil if,chemicals 20,SOx] | Industrial Sector Energy Related Emissions before CCS | crude oil if | chemicals 20 | SOx |  | 0 | 409.57 | 721.467 | 944.607 | 1059.83 | 1095.16 | 1078.53 | 1124.73 | 1779.74 | 1722.98 | 1659.4 | 1565.19 | 1618 | 1661.83 | 1701.9 | 1728.21 | 1749.14 | 1687.07 | 1645.73 | 1603.65 | 1568.87 | 1535.7 | 1483.35 | 1429.8 | 1371.81 | 1333.41 | 1271.91 | 1251.14 | 1232.69 | 1212.54 | 1187.23
Industrial Sector Energy Related Emissions before CCS[crude oil if,chemicals 20,BC] | Industrial Sector Energy Related Emissions before CCS | crude oil if | chemicals 20 | BC |  | 0 | 883.452 | 1556.22 | 2037.54 | 2286.07 | 2362.29 | 2326.41 | 2426.07 | 3838.94 | 3716.51 | 3579.36 | 3376.15 | 3490.07 | 3584.61 | 3671.03 | 3727.8 | 3772.94 | 3639.06 | 3549.88 | 3459.12 | 3384.09 | 3312.54 | 3199.63 | 3084.11 | 2959.02 | 2876.19 | 2743.54 | 2698.74 | 2658.95 | 2615.48 | 2560.88
Industrial Sector Energy Related Emissions before CCS[crude oil if,chemicals 20,OC] | Industrial Sector Energy Related Emissions before CCS | crude oil if | chemicals 20 | OC |  | 0 | 2293.25 | 4039.62 | 5289.02 | 5934.14 | 6132.01 | 6038.86 | 6297.57 | 9965.07 | 9647.26 | 9291.25 | 8763.77 | 9059.48 | 9304.87 | 9529.21 | 9676.56 | 9793.74 | 9446.22 | 9214.72 | 8979.13 | 8784.36 | 8598.65 | 8305.54 | 8005.69 | 7680.99 | 7465.98 | 7121.65 | 7005.36 | 6902.05 | 6789.23 | 6647.49
Industrial Sector Energy Related Emissions before CCS[crude oil if,chemicals 20,CH4] | Industrial Sector Energy Related Emissions before CCS | crude oil if | chemicals 20 | CH4 |  | 0 | 1692.44 | 2981.27 | 3903.34 | 4379.44 | 4525.47 | 4456.73 | 4647.65 | 7354.3 | 7119.75 | 6857.01 | 6467.73 | 6685.96 | 6867.06 | 7032.63 | 7141.37 | 7227.86 | 6971.38 | 6800.53 | 6626.67 | 6482.93 | 6345.87 | 6129.55 | 5908.26 | 5668.62 | 5509.95 | 5255.83 | 5170.01 | 5093.77 | 5010.51 | 4905.9
Industrial Sector Energy Related Emissions before CCS[crude oil if,chemicals 20,N2O] | Industrial Sector Energy Related Emissions before CCS | crude oil if | chemicals 20 | N2O |  | 0 | 169.244 | 298.127 | 390.334 | 437.944 | 452.547 | 445.673 | 464.765 | 735.43 | 711.975 | 685.701 | 646.773 | 668.596 | 686.706 | 703.263 | 714.137 | 722.786 | 697.138 | 680.053 | 662.667 | 648.293 | 634.587 | 612.955 | 590.826 | 566.862 | 550.995 | 525.583 | 517.001 | 509.377 | 501.051 | 490.59
Industrial Sector Energy Related Emissions before CCS[crude oil if,chemicals 20,F gases] | Industrial Sector Energy Related Emissions before CCS | crude oil if | chemicals 20 | F gases |  | 0 | 0 | 0 | 0 | 0 | 0 | 0 | 0 | 0 | 0 | 0 | 0 | 0 | 0 | 0 | 0 | 0 | 0 | 0 | 0 | 0 | 0 | 0 | 0 | 0 | 0 | 0 | 0 | 0 | 0 | 0
Industrial Sector Energy Related Emissions before CCS[crude oil if,rubber and plastic products 22,CO2] | Industrial Sector Energy Related Emissions before CCS | crude oil if | rubber and plastic products 22 | CO2 |  | 0 | 0 | 0 | 0 | 0 | 0 | 0 | 0 | 0 | 0 | 0 | 0 | 0 | 0 | 0 | 0 | 0 | 0 | 0 | 0 | 0 | 0 | 0 | 0 | 0 | 0 | 0 | 0 | 0 | 0 | 0
Industrial Sector Energy Related Emissions before CCS[crude oil if,rubber and plastic products 22,VOC] | Industrial Sector Energy Related Emissions before CCS | crude oil if | rubber and plastic products 22 | VOC |  | 0 | 0 | 0 | 0 | 0 | 0 | 0 | 0 | 0 | 0 | 0 | 0 | 0 | 0 | 0 | 0 | 0 | 0 | 0 | 0 | 0 | 0 | 0 | 0 | 0 | 0 | 0 | 0 | 0 | 0 | 0
Industrial Sector Energy Related Emissions before CCS[crude oil if,rubber and plastic products 22,CO] | Industrial Sector Energy Related Emissions before CCS | crude oil if | rubber and plastic products 22 | CO |  | 0 | 0 | 0 | 0 | 0 | 0 | 0 | 0 | 0 | 0 | 0 | 0 | 0 | 0 | 0 | 0 | 0 | 0 | 0 | 0 | 0 | 0 | 0 | 0 | 0 | 0 | 0 | 0 | 0 | 0 | 0
Industrial Sector Energy Related Emissions before CCS[crude oil if,rubber and plastic products 22,NOx] | Industrial Sector Energy Related Emissions before CCS | crude oil if | rubber and plastic products 22 | NOx |  | 0 | 0 | 0 | 0 | 0 | 0 | 0 | 0 | 0 | 0 | 0 | 0 | 0 | 0 | 0 | 0 | 0 | 0 | 0 | 0 | 0 | 0 | 0 | 0 | 0 | 0 | 0 | 0 | 0 | 0 | 0
Industrial Sector Energy Related Emissions before CCS[crude oil if,rubber and plastic products 22,PM10] | Industrial Sector Energy Related Emissions before CCS | crude oil if | rubber and plastic products 22 | PM10 |  | 0 | 0 | 0 | 0 | 0 | 0 | 0 | 0 | 0 | 0 | 0 | 0 | 0 | 0 | 0 | 0 | 0 | 0 | 0 | 0 | 0 | 0 | 0 | 0 | 0 | 0 | 0 | 0 | 0 | 0 | 0
Industrial Sector Energy Related Emissions before CCS[crude oil if,rubber and plastic products 22,PM25] | Industrial Sector Energy Related Emissions before CCS | crude oil if | rubber and plastic products 22 | PM25 |  | 0 | 0 | 0 | 0 | 0 | 0 | 0 | 0 | 0 | 0 | 0 | 0 | 0 | 0 | 0 | 0 | 0 | 0 | 0 | 0 | 0 | 0 | 0 | 0 | 0 | 0 | 0 | 0 | 0 | 0 | 0
Industrial Sector Energy Related Emissions before CCS[crude oil if,rubber and plastic products 22,SOx] | Industrial Sector Energy Related Emissions before CCS | crude oil if | rubber and plastic products 22 | SOx |  | 0 | 0 | 0 | 0 | 0 | 0 | 0 | 0 | 0 | 0 | 0 | 0 | 0 | 0 | 0 | 0 | 0 | 0 | 0 | 0 | 0 | 0 | 0 | 0 | 0 | 0 | 0 | 0 | 0 | 0 | 0
Industrial Sector Energy Related Emissions before CCS[crude oil if,rubber and plastic products 22,BC] | Industrial Sector Energy Related Emissions before CCS | crude oil if | rubber and plastic products 22 | BC |  | 0 | 0 | 0 | 0 | 0 | 0 | 0 | 0 | 0 | 0 | 0 | 0 | 0 | 0 | 0 | 0 | 0 | 0 | 0 | 0 | 0 | 0 | 0 | 0 | 0 | 0 | 0 | 0 | 0 | 0 | 0
Industrial Sector Energy Related Emissions before CCS[crude oil if,rubber and plastic products 22,OC] | Industrial Sector Energy Related Emissions before CCS | crude oil if | rubber and plastic products 22 | OC |  | 0 | 0 | 0 | 0 | 0 | 0 | 0 | 0 | 0 | 0 | 0 | 0 | 0 | 0 | 0 | 0 | 0 | 0 | 0 | 0 | 0 | 0 | 0 | 0 | 0 | 0 | 0 | 0 | 0 | 0 | 0
Industrial Sector Energy Related Emissions before CCS[crude oil if,rubber and plastic products 22,CH4] | Industrial Sector Energy Related Emissions before CCS | crude oil if | rubber and plastic products 22 | CH4 |  | 0 | 0 | 0 | 0 | 0 | 0 | 0 | 0 | 0 | 0 | 0 | 0 | 0 | 0 | 0 | 0 | 0 | 0 | 0 | 0 | 0 | 0 | 0 | 0 | 0 | 0 | 0 | 0 | 0 | 0 | 0
Industrial Sector Energy Related Emissions before CCS[crude oil if,rubber and plastic products 22,N2O] | Industrial Sector Energy Related Emissions before CCS | crude oil if | rubber and plastic products 22 | N2O |  | 0 | 0 | 0 | 0 | 0 | 0 | 0 | 0 | 0 | 0 | 0 | 0 | 0 | 0 | 0 | 0 | 0 | 0 | 0 | 0 | 0 | 0 | 0 | 0 | 0 | 0 | 0 | 0 | 0 | 0 | 0
Industrial Sector Energy Related Emissions before CCS[crude oil if,rubber and plastic products 22,F gases] | Industrial Sector Energy Related Emissions before CCS | crude oil if | rubber and plastic products 22 | F gases |  | 0 | 0 | 0 | 0 | 0 | 0 | 0 | 0 | 0 | 0 | 0 | 0 | 0 | 0 | 0 | 0 | 0 | 0 | 0 | 0 | 0 | 0 | 0 | 0 | 0 | 0 | 0 | 0 | 0 | 0 | 0
Industrial Sector Energy Related Emissions before CCS[crude oil if,glass and glass products 231,CO2] | Industrial Sector Energy Related Emissions before CCS | crude oil if | glass and glass products 231 | CO2 |  | 0 | 0 | 0 | 0 | 0 | 0 | 0 | 0 | 0 | 0 | 0 | 0 | 0 | 0 | 0 | 0 | 0 | 0 | 0 | 0 | 0 | 0 | 0 | 0 | 0 | 0 | 0 | 0 | 0 | 0 | 0
Industrial Sector Energy Related Emissions before CCS[crude oil if,glass and glass products 231,VOC] | Industrial Sector Energy Related Emissions before CCS | crude oil if | glass and glass products 231 | VOC |  | 0 | 0 | 0 | 0 | 0 | 0 | 0 | 0 | 0 | 0 | 0 | 0 | 0 | 0 | 0 | 0 | 0 | 0 | 0 | 0 | 0 | 0 | 0 | 0 | 0 | 0 | 0 | 0 | 0 | 0 | 0
Industrial Sector Energy Related Emissions before CCS[crude oil if,glass and glass products 231,CO] | Industrial Sector Energy Related Emissions before CCS | crude oil if | glass and glass products 231 | CO |  | 0 | 0 | 0 | 0 | 0 | 0 | 0 | 0 | 0 | 0 | 0 | 0 | 0 | 0 | 0 | 0 | 0 | 0 | 0 | 0 | 0 | 0 | 0 | 0 | 0 | 0 | 0 | 0 | 0 | 0 | 0
Industrial Sector Energy Related Emissions before CCS[crude oil if,glass and glass products 231,NOx] | Industrial Sector Energy Related Emissions before CCS | crude oil if | glass and glass products 231 | NOx |  | 0 | 0 | 0 | 0 | 0 | 0 | 0 | 0 | 0 | 0 | 0 | 0 | 0 | 0 | 0 | 0 | 0 | 0 | 0 | 0 | 0 | 0 | 0 | 0 | 0 | 0 | 0 | 0 | 0 | 0 | 0
Industrial Sector Energy Related Emissions before CCS[crude oil if,glass and glass products 231,PM10] | Industrial Sector Energy Related Emissions before CCS | crude oil if | glass and glass products 231 | PM10 |  | 0 | 0 | 0 | 0 | 0 | 0 | 0 | 0 | 0 | 0 | 0 | 0 | 0 | 0 | 0 | 0 | 0 | 0 | 0 | 0 | 0 | 0 | 0 | 0 | 0 | 0 | 0 | 0 | 0 | 0 | 0
Industrial Sector Energy Related Emissions before CCS[crude oil if,glass and glass products 231,PM25] | Industrial Sector Energy Related Emissions before CCS | crude oil if | glass and glass products 231 | PM25 |  | 0 | 0 | 0 | 0 | 0 | 0 | 0 | 0 | 0 | 0 | 0 | 0 | 0 | 0 | 0 | 0 | 0 | 0 | 0 | 0 | 0 | 0 | 0 | 0 | 0 | 0 | 0 | 0 | 0 | 0 | 0
Industrial Sector Energy Related Emissions before CCS[crude oil if,glass and glass products 231,SOx] | Industrial Sector Energy Related Emissions before CCS | crude oil if | glass and glass products 231 | SOx |  | 0 | 0 | 0 | 0 | 0 | 0 | 0 | 0 | 0 | 0 | 0 | 0 | 0 | 0 | 0 | 0 | 0 | 0 | 0 | 0 | 0 | 0 | 0 | 0 | 0 | 0 | 0 | 0 | 0 | 0 | 0
Industrial Sector Energy Related Emissions before CCS[crude oil if,glass and glass products 231,BC] | Industrial Sector Energy Related Emissions before CCS | crude oil if | glass and glass products 231 | BC |  | 0 | 0 | 0 | 0 | 0 | 0 | 0 | 0 | 0 | 0 | 0 | 0 | 0 | 0 | 0 | 0 | 0 | 0 | 0 | 0 | 0 | 0 | 0 | 0 | 0 | 0 | 0 | 0 | 0 | 0 | 0
Industrial Sector Energy Related Emissions before CCS[crude oil if,glass and glass products 231,OC] | Industrial Sector Energy Related Emissions before CCS | crude oil if | glass and glass products 231 | OC |  | 0 | 0 | 0 | 0 | 0 | 0 | 0 | 0 | 0 | 0 | 0 | 0 | 0 | 0 | 0 | 0 | 0 | 0 | 0 | 0 | 0 | 0 | 0 | 0 | 0 | 0 | 0 | 0 | 0 | 0 | 0
Industrial Sector Energy Related Emissions before CCS[crude oil if,glass and glass products 231,CH4] | Industrial Sector Energy Related Emissions before CCS | crude oil if | glass and glass products 231 | CH4 |  | 0 | 0 | 0 | 0 | 0 | 0 | 0 | 0 | 0 | 0 | 0 | 0 | 0 | 0 | 0 | 0 | 0 | 0 | 0 | 0 | 0 | 0 | 0 | 0 | 0 | 0 | 0 | 0 | 0 | 0 | 0
Industrial Sector Energy Related Emissions before CCS[crude oil if,glass and glass products 231,N2O] | Industrial Sector Energy Related Emissions before CCS | crude oil if | glass and glass products 231 | N2O |  | 0 | 0 | 0 | 0 | 0 | 0 | 0 | 0 | 0 | 0 | 0 | 0 | 0 | 0 | 0 | 0 | 0 | 0 | 0 | 0 | 0 | 0 | 0 | 0 | 0 | 0 | 0 | 0 | 0 | 0 | 0
Industrial Sector Energy Related Emissions before CCS[crude oil if,glass and glass products 231,F gases] | Industrial Sector Energy Related Emissions before CCS | crude oil if | glass and glass products 231 | F gases |  | 0 | 0 | 0 | 0 | 0 | 0 | 0 | 0 | 0 | 0 | 0 | 0 | 0 | 0 | 0 | 0 | 0 | 0 | 0 | 0 | 0 | 0 | 0 | 0 | 0 | 0 | 0 | 0 | 0 | 0 | 0
Industrial Sector Energy Related Emissions before CCS[crude oil if,cement and other nonmetallic minerals 239,CO2] | Industrial Sector Energy Related Emissions before CCS | crude oil if | cement and other nonmetallic minerals 239 | CO2 |  | 0 | 0 | 480416000 | 961251000 | 1360870000 | 1702410000 | 1996930000 | 2328830000 | 3289700000 | 6804170000 | 10109900000 | 13167700000 | 16423500000 | 19530600000 | 22561100000 | 25562600000 | 28353300000 | 27918300000 | 27496800000 | 27073200000 | 26720100000 | 26376900000 | 25965000000 | 25497900000 | 25001000000 | 24845900000 | 24386900000 | 24123300000 | 23857500000 | 23596300000 | 23339100000
Industrial Sector Energy Related Emissions before CCS[crude oil if,cement and other nonmetallic minerals 239,VOC] | Industrial Sector Energy Related Emissions before CCS | crude oil if | cement and other nonmetallic minerals 239 | VOC |  | 0 | 0 | 20761.3 | 41540.7 | 58810.3 | 73570 | 86297.8 | 100641 | 142165 | 294044 | 436901 | 569044 | 709745 | 844020 | 974983 | 1104690 | 1225290 | 1206500 | 1188280 | 1169980 | 1154720 | 1139890 | 1122080 | 1101900 | 1080420 | 1073720 | 1053880 | 1042490 | 1031010 | 1019720 | 1008600
Industrial Sector Energy Related Emissions before CCS[crude oil if,cement and other nonmetallic minerals 239,CO] | Industrial Sector Energy Related Emissions before CCS | crude oil if | cement and other nonmetallic minerals 239 | CO |  | 0 | 0 | 181519 | 363196 | 514186 | 643232 | 754513 | 879917 | 1242970 | 2570860 | 3819880 | 4975230 | 6205400 | 7379370 | 8524410 | 9658470 | 10712900 | 10548600 | 10389300 | 10229300 | 10095800 | 9966170 | 9810510 | 9634030 | 9446290 | 9387700 | 9214250 | 9114640 | 9014230 | 8915550 | 8818360
Industrial Sector Energy Related Emissions before CCS[crude oil if,cement and other nonmetallic minerals 239,NOx] | Industrial Sector Energy Related Emissions before CCS | crude oil if | cement and other nonmetallic minerals 239 | NOx |  | 0 | 0 | 297494 | 595248 | 842708 | 1054200 | 1236580 | 1442110 | 2037120 | 4213430 | 6260470 | 8153980 | 10170100 | 12094200 | 13970800 | 15829400 | 17557600 | 17288200 | 17027200 | 16764900 | 16546200 | 16333700 | 16078600 | 15789400 | 15481700 | 15385700 | 15101400 | 14938100 | 14773600 | 14611800 | 14452600
Industrial Sector Energy Related Emissions before CCS[crude oil if,cement and other nonmetallic minerals 239,PM10] | Industrial Sector Energy Related Emissions before CCS | crude oil if | cement and other nonmetallic minerals 239 | PM10 |  | 0 | 0 | 28665.6 | 57356.2 | 81200.8 | 101580 | 119153 | 138957 | 196291 | 405993 | 603240 | 785693 | 979962 | 1165360 | 1346180 | 1525280 | 1691790 | 1665840 | 1640690 | 1615410 | 1594340 | 1573870 | 1549290 | 1521420 | 1491770 | 1482510 | 1455120 | 1439390 | 1423540 | 1407950 | 1392600
Industrial Sector Energy Related Emissions before CCS[crude oil if,cement and other nonmetallic minerals 239,PM25] | Industrial Sector Energy Related Emissions before CCS | crude oil if | cement and other nonmetallic minerals 239 | PM25 |  | 0 | 0 | 28665.6 | 57356.2 | 81200.8 | 101580 | 119153 | 138957 | 196291 | 405993 | 603240 | 785693 | 979962 | 1165360 | 1346180 | 1525280 | 1691790 | 1665840 | 1640690 | 1615410 | 1594340 | 1573870 | 1549290 | 1521420 | 1491770 | 1482510 | 1455120 | 1439390 | 1423540 | 1407950 | 1392600
Industrial Sector Energy Related Emissions before CCS[crude oil if,cement and other nonmetallic minerals 239,SOx] | Industrial Sector Energy Related Emissions before CCS | crude oil if | cement and other nonmetallic minerals 239 | SOx |  | 0 | 0 | 2191.12 | 4384.15 | 6206.76 | 7764.47 | 9107.75 | 10621.5 | 15003.9 | 31032.9 | 46109.9 | 60056.1 | 74905.5 | 89076.6 | 102898 | 116588 | 129316 | 127332 | 125410 | 123478 | 121867 | 120302 | 118423 | 116293 | 114026 | 113319 | 111225 | 110023 | 108811 | 107620 | 106447
Industrial Sector Energy Related Emissions before CCS[crude oil if,cement and other nonmetallic minerals 239,BC] | Industrial Sector Energy Related Emissions before CCS | crude oil if | cement and other nonmetallic minerals 239 | BC |  | 0 | 0 | 4726.3 | 9456.71 | 13388.1 | 16748.2 | 19645.6 | 22910.8 | 32363.8 | 66938.8 | 99460.2 | 129543 | 161573 | 192141 | 221954 | 251483 | 278938 | 274658 | 270512 | 266344 | 262870 | 259494 | 255441 | 250846 | 245958 | 244432 | 239916 | 237323 | 234708 | 232139 | 229608
Industrial Sector Energy Related Emissions before CCS[crude oil if,cement and other nonmetallic minerals 239,OC] | Industrial Sector Energy Related Emissions before CCS | crude oil if | cement and other nonmetallic minerals 239 | OC |  | 0 | 0 | 12268.5 | 24547.6 | 34752.7 | 43474.6 | 50995.9 | 59471.6 | 84009.6 | 173759 | 258177 | 336265 | 419409 | 498756 | 576146 | 652795 | 724062 | 712953 | 702190 | 691373 | 682355 | 673591 | 663071 | 651143 | 638454 | 634494 | 622771 | 616039 | 609252 | 602582 | 596014
Industrial Sector Energy Related Emissions before CCS[crude oil if,cement and other nonmetallic minerals 239,CH4] | Industrial Sector Energy Related Emissions before CCS | crude oil if | cement and other nonmetallic minerals 239 | CH4 |  | 0 | 0 | 9054.21 | 18116.3 | 25647.8 | 32084.6 | 37635.3 | 43890.5 | 61999.7 | 128235 | 190537 | 248166 | 309527 | 368085 | 425200 | 481767 | 534363 | 526165 | 518221 | 510238 | 503583 | 497115 | 489351 | 480548 | 471184 | 468261 | 459609 | 454641 | 449632 | 444710 | 439862
Industrial Sector Energy Related Emissions before CCS[crude oil if,cement and other nonmetallic minerals 239,N2O] | Industrial Sector Energy Related Emissions before CCS | crude oil if | cement and other nonmetallic minerals 239 | N2O |  | 0 | 0 | 905.421 | 1811.63 | 2564.78 | 3208.46 | 3763.53 | 4389.05 | 6199.97 | 12823.5 | 19053.7 | 24816.6 | 30952.7 | 36808.5 | 42520 | 48176.7 | 53436.3 | 52616.5 | 51822.1 | 51023.8 | 50358.3 | 49711.5 | 48935.1 | 48054.8 | 47118.4 | 46826.1 | 45960.9 | 45464.1 | 44963.2 | 44471 | 43986.2
Industrial Sector Energy Related Emissions before CCS[crude oil if,cement and other nonmetallic minerals 239,F gases] | Industrial Sector Energy Related Emissions before CCS | crude oil if | cement and other nonmetallic minerals 239 | F gases |  | 0 | 0 | 0 | 0 | 0 | 0 | 0 | 0 | 0 | 0 | 0 | 0 | 0 | 0 | 0 | 0 | 0 | 0 | 0 | 0 | 0 | 0 | 0 | 0 | 0 | 0 | 0 | 0 | 0 | 0 | 0
Industrial Sector Energy Related Emissions before CCS[crude oil if,iron and steel 241,CO2] | Industrial Sector Energy Related Emissions before CCS | crude oil if | iron and steel 241 | CO2 |  | 0 | 0 | 0 | 0 | 0 | 0 | 0 | 0 | 0 | 0 | 0 | 0 | 0 | 0 | 0 | 0 | 0 | 0 | 0 | 0 | 0 | 0 | 0 | 0 | 0 | 0 | 0 | 0 | 0 | 0 | 0
Industrial Sector Energy Related Emissions before CCS[crude oil if,iron and steel 241,VOC] | Industrial Sector Energy Related Emissions before CCS | crude oil if | iron and steel 241 | VOC |  | 0 | 0 | 0 | 0 | 0 | 0 | 0 | 0 | 0 | 0 | 0 | 0 | 0 | 0 | 0 | 0 | 0 | 0 | 0 | 0 | 0 | 0 | 0 | 0 | 0 | 0 | 0 | 0 | 0 | 0 | 0
Industrial Sector Energy Related Emissions before CCS[crude oil if,iron and steel 241,CO] | Industrial Sector Energy Related Emissions before CCS | crude oil if | iron and steel 241 | CO |  | 0 | 0 | 0 | 0 | 0 | 0 | 0 | 0 | 0 | 0 | 0 | 0 | 0 | 0 | 0 | 0 | 0 | 0 | 0 | 0 | 0 | 0 | 0 | 0 | 0 | 0 | 0 | 0 | 0 | 0 | 0
Industrial Sector Energy Related Emissions before CCS[crude oil if,iron and steel 241,NOx] | Industrial Sector Energy Related Emissions before CCS | crude oil if | iron and steel 241 | NOx |  | 0 | 0 | 0 | 0 | 0 | 0 | 0 | 0 | 0 | 0 | 0 | 0 | 0 | 0 | 0 | 0 | 0 | 0 | 0 | 0 | 0 | 0 | 0 | 0 | 0 | 0 | 0 | 0 | 0 | 0 | 0
Industrial Sector Energy Related Emissions before CCS[crude oil if,iron and steel 241,PM10] | Industrial Sector Energy Related Emissions before CCS | crude oil if | iron and steel 241 | PM10 |  | 0 | 0 | 0 | 0 | 0 | 0 | 0 | 0 | 0 | 0 | 0 | 0 | 0 | 0 | 0 | 0 | 0 | 0 | 0 | 0 | 0 | 0 | 0 | 0 | 0 | 0 | 0 | 0 | 0 | 0 | 0
Industrial Sector Energy Related Emissions before CCS[crude oil if,iron and steel 241,PM25] | Industrial Sector Energy Related Emissions before CCS | crude oil if | iron and steel 241 | PM25 |  | 0 | 0 | 0 | 0 | 0 | 0 | 0 | 0 | 0 | 0 | 0 | 0 | 0 | 0 | 0 | 0 | 0 | 0 | 0 | 0 | 0 | 0 | 0 | 0 | 0 | 0 | 0 | 0 | 0 | 0 | 0
Industrial Sector Energy Related Emissions before CCS[crude oil if,iron and steel 241,SOx] | Industrial Sector Energy Related Emissions before CCS | crude oil if | iron and steel 241 | SOx |  | 0 | 0 | 0 | 0 | 0 | 0 | 0 | 0 | 0 | 0 | 0 | 0 | 0 | 0 | 0 | 0 | 0 | 0 | 0 | 0 | 0 | 0 | 0 | 0 | 0 | 0 | 0 | 0 | 0 | 0 | 0
Industrial Sector Energy Related Emissions before CCS[crude oil if,iron and steel 241,BC] | Industrial Sector Energy Related Emissions before CCS | crude oil if | iron and steel 241 | BC |  | 0 | 0 | 0 | 0 | 0 | 0 | 0 | 0 | 0 | 0 | 0 | 0 | 0 | 0 | 0 | 0 | 0 | 0 | 0 | 0 | 0 | 0 | 0 | 0 | 0 | 0 | 0 | 0 | 0 | 0 | 0
Industrial Sector Energy Related Emissions before CCS[crude oil if,iron and steel 241,OC] | Industrial Sector Energy Related Emissions before CCS | crude oil if | iron and steel 241 | OC |  | 0 | 0 | 0 | 0 | 0 | 0 | 0 | 0 | 0 | 0 | 0 | 0 | 0 | 0 | 0 | 0 | 0 | 0 | 0 | 0 | 0 | 0 | 0 | 0 | 0 | 0 | 0 | 0 | 0 | 0 | 0
Industrial Sector Energy Related Emissions before CCS[crude oil if,iron and steel 241,CH4] | Industrial Sector Energy Related Emissions before CCS | crude oil if | iron and steel 241 | CH4 |  | 0 | 0 | 0 | 0 | 0 | 0 | 0 | 0 | 0 | 0 | 0 | 0 | 0 | 0 | 0 | 0 | 0 | 0 | 0 | 0 | 0 | 0 | 0 | 0 | 0 | 0 | 0 | 0 | 0 | 0 | 0
Industrial Sector Energy Related Emissions before CCS[crude oil if,iron and steel 241,N2O] | Industrial Sector Energy Related Emissions before CCS | crude oil if | iron and steel 241 | N2O |  | 0 | 0 | 0 | 0 | 0 | 0 | 0 | 0 | 0 | 0 | 0 | 0 | 0 | 0 | 0 | 0 | 0 | 0 | 0 | 0 | 0 | 0 | 0 | 0 | 0 | 0 | 0 | 0 | 0 | 0 | 0
Industrial Sector Energy Related Emissions before CCS[crude oil if,iron and steel 241,F gases] | Industrial Sector Energy Related Emissions before CCS | crude oil if | iron and steel 241 | F gases |  | 0 | 0 | 0 | 0 | 0 | 0 | 0 | 0 | 0 | 0 | 0 | 0 | 0 | 0 | 0 | 0 | 0 | 0 | 0 | 0 | 0 | 0 | 0 | 0 | 0 | 0 | 0 | 0 | 0 | 0 | 0
Industrial Sector Energy Related Emissions before CCS[crude oil if,other metals 242,CO2] | Industrial Sector Energy Related Emissions before CCS | crude oil if | other metals 242 | CO2 |  | 0 | 0 | 0 | 0 | 0 | 0 | 0 | 0 | 0 | 0 | 0 | 0 | 0 | 0 | 0 | 0 | 0 | 0 | 0 | 0 | 0 | 0 | 0 | 0 | 0 | 0 | 0 | 0 | 0 | 0 | 0
Industrial Sector Energy Related Emissions before CCS[crude oil if,other metals 242,VOC] | Industrial Sector Energy Related Emissions before CCS | crude oil if | other metals 242 | VOC |  | 0 | 0 | 0 | 0 | 0 | 0 | 0 | 0 | 0 | 0 | 0 | 0 | 0 | 0 | 0 | 0 | 0 | 0 | 0 | 0 | 0 | 0 | 0 | 0 | 0 | 0 | 0 | 0 | 0 | 0 | 0
Industrial Sector Energy Related Emissions before CCS[crude oil if,other metals 242,CO] | Industrial Sector Energy Related Emissions before CCS | crude oil if | other metals 242 | CO |  | 0 | 0 | 0 | 0 | 0 | 0 | 0 | 0 | 0 | 0 | 0 | 0 | 0 | 0 | 0 | 0 | 0 | 0 | 0 | 0 | 0 | 0 | 0 | 0 | 0 | 0 | 0 | 0 | 0 | 0 | 0
Industrial Sector Energy Related Emissions before CCS[crude oil if,other metals 242,NOx] | Industrial Sector Energy Related Emissions before CCS | crude oil if | other metals 242 | NOx |  | 0 | 0 | 0 | 0 | 0 | 0 | 0 | 0 | 0 | 0 | 0 | 0 | 0 | 0 | 0 | 0 | 0 | 0 | 0 | 0 | 0 | 0 | 0 | 0 | 0 | 0 | 0 | 0 | 0 | 0 | 0
Industrial Sector Energy Related Emissions before CCS[crude oil if,other metals 242,PM10] | Industrial Sector Energy Related Emissions before CCS | crude oil if | other metals 242 | PM10 |  | 0 | 0 | 0 | 0 | 0 | 0 | 0 | 0 | 0 | 0 | 0 | 0 | 0 | 0 | 0 | 0 | 0 | 0 | 0 | 0 | 0 | 0 | 0 | 0 | 0 | 0 | 0 | 0 | 0 | 0 | 0
Industrial Sector Energy Related Emissions before CCS[crude oil if,other metals 242,PM25] | Industrial Sector Energy Related Emissions before CCS | crude oil if | other metals 242 | PM25 |  | 0 | 0 | 0 | 0 | 0 | 0 | 0 | 0 | 0 | 0 | 0 | 0 | 0 | 0 | 0 | 0 | 0 | 0 | 0 | 0 | 0 | 0 | 0 | 0 | 0 | 0 | 0 | 0 | 0 | 0 | 0
Industrial Sector Energy Related Emissions before CCS[crude oil if,other metals 242,SOx] | Industrial Sector Energy Related Emissions before CCS | crude oil if | other metals 242 | SOx |  | 0 | 0 | 0 | 0 | 0 | 0 | 0 | 0 | 0 | 0 | 0 | 0 | 0 | 0 | 0 | 0 | 0 | 0 | 0 | 0 | 0 | 0 | 0 | 0 | 0 | 0 | 0 | 0 | 0 | 0 | 0
Industrial Sector Energy Related Emissions before CCS[crude oil if,other metals 242,BC] | Industrial Sector Energy Related Emissions before CCS | crude oil if | other metals 242 | BC |  | 0 | 0 | 0 | 0 | 0 | 0 | 0 | 0 | 0 | 0 | 0 | 0 | 0 | 0 | 0 | 0 | 0 | 0 | 0 | 0 | 0 | 0 | 0 | 0 | 0 | 0 | 0 | 0 | 0 | 0 | 0
Industrial Sector Energy Related Emissions before CCS[crude oil if,other metals 242,OC] | Industrial Sector Energy Related Emissions before CCS | crude oil if | other metals 242 | OC |  | 0 | 0 | 0 | 0 | 0 | 0 | 0 | 0 | 0 | 0 | 0 | 0 | 0 | 0 | 0 | 0 | 0 | 0 | 0 | 0 | 0 | 0 | 0 | 0 | 0 | 0 | 0 | 0 | 0 | 0 | 0
Industrial Sector Energy Related Emissions before CCS[crude oil if,other metals 242,CH4] | Industrial Sector Energy Related Emissions before CCS | crude oil if | other metals 242 | CH4 |  | 0 | 0 | 0 | 0 | 0 | 0 | 0 | 0 | 0 | 0 | 0 | 0 | 0 | 0 | 0 | 0 | 0 | 0 | 0 | 0 | 0 | 0 | 0 | 0 | 0 | 0 | 0 | 0 | 0 | 0 | 0
Industrial Sector Energy Related Emissions before CCS[crude oil if,other metals 242,N2O] | Industrial Sector Energy Related Emissions before CCS | crude oil if | other metals 242 | N2O |  | 0 | 0 | 0 | 0 | 0 | 0 | 0 | 0 | 0 | 0 | 0 | 0 | 0 | 0 | 0 | 0 | 0 | 0 | 0 | 0 | 0 | 0 | 0 | 0 | 0 | 0 | 0 | 0 | 0 | 0 | 0
Industrial Sector Energy Related Emissions before CCS[crude oil if,other metals 242,F gases] | Industrial Sector Energy Related Emissions before CCS | crude oil if | other metals 242 | F gases |  | 0 | 0 | 0 | 0 | 0 | 0 | 0 | 0 | 0 | 0 | 0 | 0 | 0 | 0 | 0 | 0 | 0 | 0 | 0 | 0 | 0 | 0 | 0 | 0 | 0 | 0 | 0 | 0 | 0 | 0 | 0
Industrial Sector Energy Related Emissions before CCS[crude oil if,metal products except machinery and vehicles 25,CO2] | Industrial Sector Energy Related Emissions before CCS | crude oil if | metal products except machinery and vehicles 25 | CO2 |  | 0 | 0 | 0 | 0 | 0 | 0 | 0 | 0 | 0 | 0 | 0 | 0 | 0 | 0 | 0 | 0 | 0 | 0 | 0 | 0 | 0 | 0 | 0 | 0 | 0 | 0 | 0 | 0 | 0 | 0 | 0
Industrial Sector Energy Related Emissions before CCS[crude oil if,metal products except machinery and vehicles 25,VOC] | Industrial Sector Energy Related Emissions before CCS | crude oil if | metal products except machinery and vehicles 25 | VOC |  | 0 | 0 | 0 | 0 | 0 | 0 | 0 | 0 | 0 | 0 | 0 | 0 | 0 | 0 | 0 | 0 | 0 | 0 | 0 | 0 | 0 | 0 | 0 | 0 | 0 | 0 | 0 | 0 | 0 | 0 | 0
Industrial Sector Energy Related Emissions before CCS[crude oil if,metal products except machinery and vehicles 25,CO] | Industrial Sector Energy Related Emissions before CCS | crude oil if | metal products except machinery and vehicles 25 | CO |  | 0 | 0 | 0 | 0 | 0 | 0 | 0 | 0 | 0 | 0 | 0 | 0 | 0 | 0 | 0 | 0 | 0 | 0 | 0 | 0 | 0 | 0 | 0 | 0 | 0 | 0 | 0 | 0 | 0 | 0 | 0
Industrial Sector Energy Related Emissions before CCS[crude oil if,metal products except machinery and vehicles 25,NOx] | Industrial Sector Energy Related Emissions before CCS | crude oil if | metal products except machinery and vehicles 25 | NOx |  | 0 | 0 | 0 | 0 | 0 | 0 | 0 | 0 | 0 | 0 | 0 | 0 | 0 | 0 | 0 | 0 | 0 | 0 | 0 | 0 | 0 | 0 | 0 | 0 | 0 | 0 | 0 | 0 | 0 | 0 | 0
Industrial Sector Energy Related Emissions before CCS[crude oil if,metal products except machinery and vehicles 25,PM10] | Industrial Sector Energy Related Emissions before CCS | crude oil if | metal products except machinery and vehicles 25 | PM10 |  | 0 | 0 | 0 | 0 | 0 | 0 | 0 | 0 | 0 | 0 | 0 | 0 | 0 | 0 | 0 | 0 | 0 | 0 | 0 | 0 | 0 | 0 | 0 | 0 | 0 | 0 | 0 | 0 | 0 | 0 | 0
Industrial Sector Energy Related Emissions before CCS[crude oil if,metal products except machinery and vehicles 25,PM25] | Industrial Sector Energy Related Emissions before CCS | crude oil if | metal products except machinery and vehicles 25 | PM25 |  | 0 | 0 | 0 | 0 | 0 | 0 | 0 | 0 | 0 | 0 | 0 | 0 | 0 | 0 | 0 | 0 | 0 | 0 | 0 | 0 | 0 | 0 | 0 | 0 | 0 | 0 | 0 | 0 | 0 | 0 | 0
Industrial Sector Energy Related Emissions before CCS[crude oil if,metal products except machinery and vehicles 25,SOx] | Industrial Sector Energy Related Emissions before CCS | crude oil if | metal products except machinery and vehicles 25 | SOx |  | 0 | 0 | 0 | 0 | 0 | 0 | 0 | 0 | 0 | 0 | 0 | 0 | 0 | 0 | 0 | 0 | 0 | 0 | 0 | 0 | 0 | 0 | 0 | 0 | 0 | 0 | 0 | 0 | 0 | 0 | 0
Industrial Sector Energy Related Emissions before CCS[crude oil if,metal products except machinery and vehicles 25,BC] | Industrial Sector Energy Related Emissions before CCS | crude oil if | metal products except machinery and vehicles 25 | BC |  | 0 | 0 | 0 | 0 | 0 | 0 | 0 | 0 | 0 | 0 | 0 | 0 | 0 | 0 | 0 | 0 | 0 | 0 | 0 | 0 | 0 | 0 | 0 | 0 | 0 | 0 | 0 | 0 | 0 | 0 | 0
Industrial Sector Energy Related Emissions before CCS[crude oil if,metal products except machinery and vehicles 25,OC] | Industrial Sector Energy Related Emissions before CCS | crude oil if | metal products except machinery and vehicles 25 | OC |  | 0 | 0 | 0 | 0 | 0 | 0 | 0 | 0 | 0 | 0 | 0 | 0 | 0 | 0 | 0 | 0 | 0 | 0 | 0 | 0 | 0 | 0 | 0 | 0 | 0 | 0 | 0 | 0 | 0 | 0 | 0
Industrial Sector Energy Related Emissions before CCS[crude oil if,metal products except machinery and vehicles 25,CH4] | Industrial Sector Energy Related Emissions before CCS | crude oil if | metal products except machinery and vehicles 25 | CH4 |  | 0 | 0 | 0 | 0 | 0 | 0 | 0 | 0 | 0 | 0 | 0 | 0 | 0 | 0 | 0 | 0 | 0 | 0 | 0 | 0 | 0 | 0 | 0 | 0 | 0 | 0 | 0 | 0 | 0 | 0 | 0
Industrial Sector Energy Related Emissions before CCS[crude oil if,metal products except machinery and vehicles 25,N2O] | Industrial Sector Energy Related Emissions before CCS | crude oil if | metal products except machinery and vehicles 25 | N2O |  | 0 | 0 | 0 | 0 | 0 | 0 | 0 | 0 | 0 | 0 | 0 | 0 | 0 | 0 | 0 | 0 | 0 | 0 | 0 | 0 | 0 | 0 | 0 | 0 | 0 | 0 | 0 | 0 | 0 | 0 | 0
Industrial Sector Energy Related Emissions before CCS[crude oil if,metal products except machinery and vehicles 25,F gases] | Industrial Sector Energy Related Emissions before CCS | crude oil if | metal products except machinery and vehicles 25 | F gases |  | 0 | 0 | 0 | 0 | 0 | 0 | 0 | 0 | 0 | 0 | 0 | 0 | 0 | 0 | 0 | 0 | 0 | 0 | 0 | 0 | 0 | 0 | 0 | 0 | 0 | 0 | 0 | 0 | 0 | 0 | 0
Industrial Sector Energy Related Emissions before CCS[crude oil if,computers and electronics 26,CO2] | Industrial Sector Energy Related Emissions before CCS | crude oil if | computers and electronics 26 | CO2 |  | 0 | 0 | 0 | 0 | 0 | 0 | 0 | 0 | 0 | 0 | 0 | 0 | 0 | 0 | 0 | 0 | 0 | 0 | 0 | 0 | 0 | 0 | 0 | 0 | 0 | 0 | 0 | 0 | 0 | 0 | 0
Industrial Sector Energy Related Emissions before CCS[crude oil if,computers and electronics 26,VOC] | Industrial Sector Energy Related Emissions before CCS | crude oil if | computers and electronics 26 | VOC |  | 0 | 0 | 0 | 0 | 0 | 0 | 0 | 0 | 0 | 0 | 0 | 0 | 0 | 0 | 0 | 0 | 0 | 0 | 0 | 0 | 0 | 0 | 0 | 0 | 0 | 0 | 0 | 0 | 0 | 0 | 0
Industrial Sector Energy Related Emissions before CCS[crude oil if,computers and electronics 26,CO] | Industrial Sector Energy Related Emissions before CCS | crude oil if | computers and electronics 26 | CO |  | 0 | 0 | 0 | 0 | 0 | 0 | 0 | 0 | 0 | 0 | 0 | 0 | 0 | 0 | 0 | 0 | 0 | 0 | 0 | 0 | 0 | 0 | 0 | 0 | 0 | 0 | 0 | 0 | 0 | 0 | 0
Industrial Sector Energy Related Emissions before CCS[crude oil if,computers and electronics 26,NOx] | Industrial Sector Energy Related Emissions before CCS | crude oil if | computers and electronics 26 | NOx |  | 0 | 0 | 0 | 0 | 0 | 0 | 0 | 0 | 0 | 0 | 0 | 0 | 0 | 0 | 0 | 0 | 0 | 0 | 0 | 0 | 0 | 0 | 0 | 0 | 0 | 0 | 0 | 0 | 0 | 0 | 0
Industrial Sector Energy Related Emissions before CCS[crude oil if,computers and electronics 26,PM10] | Industrial Sector Energy Related Emissions before CCS | crude oil if | computers and electronics 26 | PM10 |  | 0 | 0 | 0 | 0 | 0 | 0 | 0 | 0 | 0 | 0 | 0 | 0 | 0 | 0 | 0 | 0 | 0 | 0 | 0 | 0 | 0 | 0 | 0 | 0 | 0 | 0 | 0 | 0 | 0 | 0 | 0
Industrial Sector Energy Related Emissions before CCS[crude oil if,computers and electronics 26,PM25] | Industrial Sector Energy Related Emissions before CCS | crude oil if | computers and electronics 26 | PM25 |  | 0 | 0 | 0 | 0 | 0 | 0 | 0 | 0 | 0 | 0 | 0 | 0 | 0 | 0 | 0 | 0 | 0 | 0 | 0 | 0 | 0 | 0 | 0 | 0 | 0 | 0 | 0 | 0 | 0 | 0 | 0
Industrial Sector Energy Related Emissions before CCS[crude oil if,computers and electronics 26,SOx] | Industrial Sector Energy Related Emissions before CCS | crude oil if | computers and electronics 26 | SOx |  | 0 | 0 | 0 | 0 | 0 | 0 | 0 | 0 | 0 | 0 | 0 | 0 | 0 | 0 | 0 | 0 | 0 | 0 | 0 | 0 | 0 | 0 | 0 | 0 | 0 | 0 | 0 | 0 | 0 | 0 | 0
Industrial Sector Energy Related Emissions before CCS[crude oil if,computers and electronics 26,BC] | Industrial Sector Energy Related Emissions before CCS | crude oil if | computers and electronics 26 | BC |  | 0 | 0 | 0 | 0 | 0 | 0 | 0 | 0 | 0 | 0 | 0 | 0 | 0 | 0 | 0 | 0 | 0 | 0 | 0 | 0 | 0 | 0 | 0 | 0 | 0 | 0 | 0 | 0 | 0 | 0 | 0
Industrial Sector Energy Related Emissions before CCS[crude oil if,computers and electronics 26,OC] | Industrial Sector Energy Related Emissions before CCS | crude oil if | computers and electronics 26 | OC |  | 0 | 0 | 0 | 0 | 0 | 0 | 0 | 0 | 0 | 0 | 0 | 0 | 0 | 0 | 0 | 0 | 0 | 0 | 0 | 0 | 0 | 0 | 0 | 0 | 0 | 0 | 0 | 0 | 0 | 0 | 0
Industrial Sector Energy Related Emissions before CCS[crude oil if,computers and electronics 26,CH4] | Industrial Sector Energy Related Emissions before CCS | crude oil if | computers and electronics 26 | CH4 |  | 0 | 0 | 0 | 0 | 0 | 0 | 0 | 0 | 0 | 0 | 0 | 0 | 0 | 0 | 0 | 0 | 0 | 0 | 0 | 0 | 0 | 0 | 0 | 0 | 0 | 0 | 0 | 0 | 0 | 0 | 0
Industrial Sector Energy Related Emissions before CCS[crude oil if,computers and electronics 26,N2O] | Industrial Sector Energy Related Emissions before CCS | crude oil if | computers and electronics 26 | N2O |  | 0 | 0 | 0 | 0 | 0 | 0 | 0 | 0 | 0 | 0 | 0 | 0 | 0 | 0 | 0 | 0 | 0 | 0 | 0 | 0 | 0 | 0 | 0 | 0 | 0 | 0 | 0 | 0 | 0 | 0 | 0
Industrial Sector Energy Related Emissions before CCS[crude oil if,computers and electronics 26,F gases] | Industrial Sector Energy Related Emissions before CCS | crude oil if | computers and electronics 26 | F gases |  | 0 | 0 | 0 | 0 | 0 | 0 | 0 | 0 | 0 | 0 | 0 | 0 | 0 | 0 | 0 | 0 | 0 | 0 | 0 | 0 | 0 | 0 | 0 | 0 | 0 | 0 | 0 | 0 | 0 | 0 | 0
Industrial Sector Energy Related Emissions before CCS[crude oil if,appliances and electrical equipment 27,CO2] | Industrial Sector Energy Related Emissions before CCS | crude oil if | appliances and electrical equipment 27 | CO2 |  | 0 | 0 | 0 | 0 | 0 | 0 | 0 | 0 | 0 | 0 | 0 | 0 | 0 | 0 | 0 | 0 | 0 | 0 | 0 | 0 | 0 | 0 | 0 | 0 | 0 | 0 | 0 | 0 | 0 | 0 | 0
Industrial Sector Energy Related Emissions before CCS[crude oil if,appliances and electrical equipment 27,VOC] | Industrial Sector Energy Related Emissions before CCS | crude oil if | appliances and electrical equipment 27 | VOC |  | 0 | 0 | 0 | 0 | 0 | 0 | 0 | 0 | 0 | 0 | 0 | 0 | 0 | 0 | 0 | 0 | 0 | 0 | 0 | 0 | 0 | 0 | 0 | 0 | 0 | 0 | 0 | 0 | 0 | 0 | 0
Industrial Sector Energy Related Emissions before CCS[crude oil if,appliances and electrical equipment 27,CO] | Industrial Sector Energy Related Emissions before CCS | crude oil if | appliances and electrical equipment 27 | CO |  | 0 | 0 | 0 | 0 | 0 | 0 | 0 | 0 | 0 | 0 | 0 | 0 | 0 | 0 | 0 | 0 | 0 | 0 | 0 | 0 | 0 | 0 | 0 | 0 | 0 | 0 | 0 | 0 | 0 | 0 | 0
Industrial Sector Energy Related Emissions before CCS[crude oil if,appliances and electrical equipment 27,NOx] | Industrial Sector Energy Related Emissions before CCS | crude oil if | appliances and electrical equipment 27 | NOx |  | 0 | 0 | 0 | 0 | 0 | 0 | 0 | 0 | 0 | 0 | 0 | 0 | 0 | 0 | 0 | 0 | 0 | 0 | 0 | 0 | 0 | 0 | 0 | 0 | 0 | 0 | 0 | 0 | 0 | 0 | 0
Industrial Sector Energy Related Emissions before CCS[crude oil if,appliances and electrical equipment 27,PM10] | Industrial Sector Energy Related Emissions before CCS | crude oil if | appliances and electrical equipment 27 | PM10 |  | 0 | 0 | 0 | 0 | 0 | 0 | 0 | 0 | 0 | 0 | 0 | 0 | 0 | 0 | 0 | 0 | 0 | 0 | 0 | 0 | 0 | 0 | 0 | 0 | 0 | 0 | 0 | 0 | 0 | 0 | 0
Industrial Sector Energy Related Emissions before CCS[crude oil if,appliances and electrical equipment 27,PM25] | Industrial Sector Energy Related Emissions before CCS | crude oil if | appliances and electrical equipment 27 | PM25 |  | 0 | 0 | 0 | 0 | 0 | 0 | 0 | 0 | 0 | 0 | 0 | 0 | 0 | 0 | 0 | 0 | 0 | 0 | 0 | 0 | 0 | 0 | 0 | 0 | 0 | 0 | 0 | 0 | 0 | 0 | 0
Industrial Sector Energy Related Emissions before CCS[crude oil if,appliances and electrical equipment 27,SOx] | Industrial Sector Energy Related Emissions before CCS | crude oil if | appliances and electrical equipment 27 | SOx |  | 0 | 0 | 0 | 0 | 0 | 0 | 0 | 0 | 0 | 0 | 0 | 0 | 0 | 0 | 0 | 0 | 0 | 0 | 0 | 0 | 0 | 0 | 0 | 0 | 0 | 0 | 0 | 0 | 0 | 0 | 0
Industrial Sector Energy Related Emissions before CCS[crude oil if,appliances and electrical equipment 27,BC] | Industrial Sector Energy Related Emissions before CCS | crude oil if | appliances and electrical equipment 27 | BC |  | 0 | 0 | 0 | 0 | 0 | 0 | 0 | 0 | 0 | 0 | 0 | 0 | 0 | 0 | 0 | 0 | 0 | 0 | 0 | 0 | 0 | 0 | 0 | 0 | 0 | 0 | 0 | 0 | 0 | 0 | 0
Industrial Sector Energy Related Emissions before CCS[crude oil if,appliances and electrical equipment 27,OC] | Industrial Sector Energy Related Emissions before CCS | crude oil if | appliances and electrical equipment 27 | OC |  | 0 | 0 | 0 | 0 | 0 | 0 | 0 | 0 | 0 | 0 | 0 | 0 | 0 | 0 | 0 | 0 | 0 | 0 | 0 | 0 | 0 | 0 | 0 | 0 | 0 | 0 | 0 | 0 | 0 | 0 | 0
Industrial Sector Energy Related Emissions before CCS[crude oil if,appliances and electrical equipment 27,CH4] | Industrial Sector Energy Related Emissions before CCS | crude oil if | appliances and electrical equipment 27 | CH4 |  | 0 | 0 | 0 | 0 | 0 | 0 | 0 | 0 | 0 | 0 | 0 | 0 | 0 | 0 | 0 | 0 | 0 | 0 | 0 | 0 | 0 | 0 | 0 | 0 | 0 | 0 | 0 | 0 | 0 | 0 | 0
Industrial Sector Energy Related Emissions before CCS[crude oil if,appliances and electrical equipment 27,N2O] | Industrial Sector Energy Related Emissions before CCS | crude oil if | appliances and electrical equipment 27 | N2O |  | 0 | 0 | 0 | 0 | 0 | 0 | 0 | 0 | 0 | 0 | 0 | 0 | 0 | 0 | 0 | 0 | 0 | 0 | 0 | 0 | 0 | 0 | 0 | 0 | 0 | 0 | 0 | 0 | 0 | 0 | 0
Industrial Sector Energy Related Emissions before CCS[crude oil if,appliances and electrical equipment 27,F gases] | Industrial Sector Energy Related Emissions before CCS | crude oil if | appliances and electrical equipment 27 | F gases |  | 0 | 0 | 0 | 0 | 0 | 0 | 0 | 0 | 0 | 0 | 0 | 0 | 0 | 0 | 0 | 0 | 0 | 0 | 0 | 0 | 0 | 0 | 0 | 0 | 0 | 0 | 0 | 0 | 0 | 0 | 0
Industrial Sector Energy Related Emissions before CCS[crude oil if,other machinery 28,CO2] | Industrial Sector Energy Related Emissions before CCS | crude oil if | other machinery 28 | CO2 |  | 0 | 0 | 0 | 0 | 0 | 0 | 0 | 0 | 0 | 0 | 0 | 0 | 0 | 0 | 0 | 0 | 0 | 0 | 0 | 0 | 0 | 0 | 0 | 0 | 0 | 0 | 0 | 0 | 0 | 0 | 0
Industrial Sector Energy Related Emissions before CCS[crude oil if,other machinery 28,VOC] | Industrial Sector Energy Related Emissions before CCS | crude oil if | other machinery 28 | VOC |  | 0 | 0 | 0 | 0 | 0 | 0 | 0 | 0 | 0 | 0 | 0 | 0 | 0 | 0 | 0 | 0 | 0 | 0 | 0 | 0 | 0 | 0 | 0 | 0 | 0 | 0 | 0 | 0 | 0 | 0 | 0
Industrial Sector Energy Related Emissions before CCS[crude oil if,other machinery 28,CO] | Industrial Sector Energy Related Emissions before CCS | crude oil if | other machinery 28 | CO |  | 0 | 0 | 0 | 0 | 0 | 0 | 0 | 0 | 0 | 0 | 0 | 0 | 0 | 0 | 0 | 0 | 0 | 0 | 0 | 0 | 0 | 0 | 0 | 0 | 0 | 0 | 0 | 0 | 0 | 0 | 0
Industrial Sector Energy Related Emissions before CCS[crude oil if,other machinery 28,NOx] | Industrial Sector Energy Related Emissions before CCS | crude oil if | other machinery 28 | NOx |  | 0 | 0 | 0 | 0 | 0 | 0 | 0 | 0 | 0 | 0 | 0 | 0 | 0 | 0 | 0 | 0 | 0 | 0 | 0 | 0 | 0 | 0 | 0 | 0 | 0 | 0 | 0 | 0 | 0 | 0 | 0
Industrial Sector Energy Related Emissions before CCS[crude oil if,other machinery 28,PM10] | Industrial Sector Energy Related Emissions before CCS | crude oil if | other machinery 28 | PM10 |  | 0 | 0 | 0 | 0 | 0 | 0 | 0 | 0 | 0 | 0 | 0 | 0 | 0 | 0 | 0 | 0 | 0 | 0 | 0 | 0 | 0 | 0 | 0 | 0 | 0 | 0 | 0 | 0 | 0 | 0 | 0
Industrial Sector Energy Related Emissions before CCS[crude oil if,other machinery 28,PM25] | Industrial Sector Energy Related Emissions before CCS | crude oil if | other machinery 28 | PM25 |  | 0 | 0 | 0 | 0 | 0 | 0 | 0 | 0 | 0 | 0 | 0 | 0 | 0 | 0 | 0 | 0 | 0 | 0 | 0 | 0 | 0 | 0 | 0 | 0 | 0 | 0 | 0 | 0 | 0 | 0 | 0
Industrial Sector Energy Related Emissions before CCS[crude oil if,other machinery 28,SOx] | Industrial Sector Energy Related Emissions before CCS | crude oil if | other machinery 28 | SOx |  | 0 | 0 | 0 | 0 | 0 | 0 | 0 | 0 | 0 | 0 | 0 | 0 | 0 | 0 | 0 | 0 | 0 | 0 | 0 | 0 | 0 | 0 | 0 | 0 | 0 | 0 | 0 | 0 | 0 | 0 | 0
Industrial Sector Energy Related Emissions before CCS[crude oil if,other machinery 28,BC] | Industrial Sector Energy Related Emissions before CCS | crude oil if | other machinery 28 | BC |  | 0 | 0 | 0 | 0 | 0 | 0 | 0 | 0 | 0 | 0 | 0 | 0 | 0 | 0 | 0 | 0 | 0 | 0 | 0 | 0 | 0 | 0 | 0 | 0 | 0 | 0 | 0 | 0 | 0 | 0 | 0
Industrial Sector Energy Related Emissions before CCS[crude oil if,other machinery 28,OC] | Industrial Sector Energy Related Emissions before CCS | crude oil if | other machinery 28 | OC |  | 0 | 0 | 0 | 0 | 0 | 0 | 0 | 0 | 0 | 0 | 0 | 0 | 0 | 0 | 0 | 0 | 0 | 0 | 0 | 0 | 0 | 0 | 0 | 0 | 0 | 0 | 0 | 0 | 0 | 0 | 0
Industrial Sector Energy Related Emissions before CCS[crude oil if,other machinery 28,CH4] | Industrial Sector Energy Related Emissions before CCS | crude oil if | other machinery 28 | CH4 |  | 0 | 0 | 0 | 0 | 0 | 0 | 0 | 0 | 0 | 0 | 0 | 0 | 0 | 0 | 0 | 0 | 0 | 0 | 0 | 0 | 0 | 0 | 0 | 0 | 0 | 0 | 0 | 0 | 0 | 0 | 0
Industrial Sector Energy Related Emissions before CCS[crude oil if,other machinery 28,N2O] | Industrial Sector Energy Related Emissions before CCS | crude oil if | other machinery 28 | N2O |  | 0 | 0 | 0 | 0 | 0 | 0 | 0 | 0 | 0 | 0 | 0 | 0 | 0 | 0 | 0 | 0 | 0 | 0 | 0 | 0 | 0 | 0 | 0 | 0 | 0 | 0 | 0 | 0 | 0 | 0 | 0
Industrial Sector Energy Related Emissions before CCS[crude oil if,other machinery 28,F gases] | Industrial Sector Energy Related Emissions before CCS | crude oil if | other machinery 28 | F gases |  | 0 | 0 | 0 | 0 | 0 | 0 | 0 | 0 | 0 | 0 | 0 | 0 | 0 | 0 | 0 | 0 | 0 | 0 | 0 | 0 | 0 | 0 | 0 | 0 | 0 | 0 | 0 | 0 | 0 | 0 | 0
Industrial Sector Energy Related Emissions before CCS[crude oil if,road vehicles 29,CO2] | Industrial Sector Energy Related Emissions before CCS | crude oil if | road vehicles 29 | CO2 |  | 0 | 0 | 0 | 0 | 0 | 0 | 0 | 0 | 0 | 0 | 0 | 0 | 0 | 0 | 0 | 0 | 0 | 0 | 0 | 0 | 0 | 0 | 0 | 0 | 0 | 0 | 0 | 0 | 0 | 0 | 0
Industrial Sector Energy Related Emissions before CCS[crude oil if,road vehicles 29,VOC] | Industrial Sector Energy Related Emissions before CCS | crude oil if | road vehicles 29 | VOC |  | 0 | 0 | 0 | 0 | 0 | 0 | 0 | 0 | 0 | 0 | 0 | 0 | 0 | 0 | 0 | 0 | 0 | 0 | 0 | 0 | 0 | 0 | 0 | 0 | 0 | 0 | 0 | 0 | 0 | 0 | 0
Industrial Sector Energy Related Emissions before CCS[crude oil if,road vehicles 29,CO] | Industrial Sector Energy Related Emissions before CCS | crude oil if | road vehicles 29 | CO |  | 0 | 0 | 0 | 0 | 0 | 0 | 0 | 0 | 0 | 0 | 0 | 0 | 0 | 0 | 0 | 0 | 0 | 0 | 0 | 0 | 0 | 0 | 0 | 0 | 0 | 0 | 0 | 0 | 0 | 0 | 0
Industrial Sector Energy Related Emissions before CCS[crude oil if,road vehicles 29,NOx] | Industrial Sector Energy Related Emissions before CCS | crude oil if | road vehicles 29 | NOx |  | 0 | 0 | 0 | 0 | 0 | 0 | 0 | 0 | 0 | 0 | 0 | 0 | 0 | 0 | 0 | 0 | 0 | 0 | 0 | 0 | 0 | 0 | 0 | 0 | 0 | 0 | 0 | 0 | 0 | 0 | 0
Industrial Sector Energy Related Emissions before CCS[crude oil if,road vehicles 29,PM10] | Industrial Sector Energy Related Emissions before CCS | crude oil if | road vehicles 29 | PM10 |  | 0 | 0 | 0 | 0 | 0 | 0 | 0 | 0 | 0 | 0 | 0 | 0 | 0 | 0 | 0 | 0 | 0 | 0 | 0 | 0 | 0 | 0 | 0 | 0 | 0 | 0 | 0 | 0 | 0 | 0 | 0
Industrial Sector Energy Related Emissions before CCS[crude oil if,road vehicles 29,PM25] | Industrial Sector Energy Related Emissions before CCS | crude oil if | road vehicles 29 | PM25 |  | 0 | 0 | 0 | 0 | 0 | 0 | 0 | 0 | 0 | 0 | 0 | 0 | 0 | 0 | 0 | 0 | 0 | 0 | 0 | 0 | 0 | 0 | 0 | 0 | 0 | 0 | 0 | 0 | 0 | 0 | 0
Industrial Sector Energy Related Emissions before CCS[crude oil if,road vehicles 29,SOx] | Industrial Sector Energy Related Emissions before CCS | crude oil if | road vehicles 29 | SOx |  | 0 | 0 | 0 | 0 | 0 | 0 | 0 | 0 | 0 | 0 | 0 | 0 | 0 | 0 | 0 | 0 | 0 | 0 | 0 | 0 | 0 | 0 | 0 | 0 | 0 | 0 | 0 | 0 | 0 | 0 | 0
Industrial Sector Energy Related Emissions before CCS[crude oil if,road vehicles 29,BC] | Industrial Sector Energy Related Emissions before CCS | crude oil if | road vehicles 29 | BC |  | 0 | 0 | 0 | 0 | 0 | 0 | 0 | 0 | 0 | 0 | 0 | 0 | 0 | 0 | 0 | 0 | 0 | 0 | 0 | 0 | 0 | 0 | 0 | 0 | 0 | 0 | 0 | 0 | 0 | 0 | 0
Industrial Sector Energy Related Emissions before CCS[crude oil if,road vehicles 29,OC] | Industrial Sector Energy Related Emissions before CCS | crude oil if | road vehicles 29 | OC |  | 0 | 0 | 0 | 0 | 0 | 0 | 0 | 0 | 0 | 0 | 0 | 0 | 0 | 0 | 0 | 0 | 0 | 0 | 0 | 0 | 0 | 0 | 0 | 0 | 0 | 0 | 0 | 0 | 0 | 0 | 0
Industrial Sector Energy Related Emissions before CCS[crude oil if,road vehicles 29,CH4] | Industrial Sector Energy Related Emissions before CCS | crude oil if | road vehicles 29 | CH4 |  | 0 | 0 | 0 | 0 | 0 | 0 | 0 | 0 | 0 | 0 | 0 | 0 | 0 | 0 | 0 | 0 | 0 | 0 | 0 | 0 | 0 | 0 | 0 | 0 | 0 | 0 | 0 | 0 | 0 | 0 | 0
Industrial Sector Energy Related Emissions before CCS[crude oil if,road vehicles 29,N2O] | Industrial Sector Energy Related Emissions before CCS | crude oil if | road vehicles 29 | N2O |  | 0 | 0 | 0 | 0 | 0 | 0 | 0 | 0 | 0 | 0 | 0 | 0 | 0 | 0 | 0 | 0 | 0 | 0 | 0 | 0 | 0 | 0 | 0 | 0 | 0 | 0 | 0 | 0 | 0 | 0 | 0
Industrial Sector Energy Related Emissions before CCS[crude oil if,road vehicles 29,F gases] | Industrial Sector Energy Related Emissions before CCS | crude oil if | road vehicles 29 | F gases |  | 0 | 0 | 0 | 0 | 0 | 0 | 0 | 0 | 0 | 0 | 0 | 0 | 0 | 0 | 0 | 0 | 0 | 0 | 0 | 0 | 0 | 0 | 0 | 0 | 0 | 0 | 0 | 0 | 0 | 0 | 0
Industrial Sector Energy Related Emissions before CCS[crude oil if,nonroad vehicles 30,CO2] | Industrial Sector Energy Related Emissions before CCS | crude oil if | nonroad vehicles 30 | CO2 |  | 0 | 0 | 0 | 0 | 0 | 0 | 0 | 0 | 0 | 0 | 0 | 0 | 0 | 0 | 0 | 0 | 0 | 0 | 0 | 0 | 0 | 0 | 0 | 0 | 0 | 0 | 0 | 0 | 0 | 0 | 0
Industrial Sector Energy Related Emissions before CCS[crude oil if,nonroad vehicles 30,VOC] | Industrial Sector Energy Related Emissions before CCS | crude oil if | nonroad vehicles 30 | VOC |  | 0 | 0 | 0 | 0 | 0 | 0 | 0 | 0 | 0 | 0 | 0 | 0 | 0 | 0 | 0 | 0 | 0 | 0 | 0 | 0 | 0 | 0 | 0 | 0 | 0 | 0 | 0 | 0 | 0 | 0 | 0
Industrial Sector Energy Related Emissions before CCS[crude oil if,nonroad vehicles 30,CO] | Industrial Sector Energy Related Emissions before CCS | crude oil if | nonroad vehicles 30 | CO |  | 0 | 0 | 0 | 0 | 0 | 0 | 0 | 0 | 0 | 0 | 0 | 0 | 0 | 0 | 0 | 0 | 0 | 0 | 0 | 0 | 0 | 0 | 0 | 0 | 0 | 0 | 0 | 0 | 0 | 0 | 0
Industrial Sector Energy Related Emissions before CCS[crude oil if,nonroad vehicles 30,NOx] | Industrial Sector Energy Related Emissions before CCS | crude oil if | nonroad vehicles 30 | NOx |  | 0 | 0 | 0 | 0 | 0 | 0 | 0 | 0 | 0 | 0 | 0 | 0 | 0 | 0 | 0 | 0 | 0 | 0 | 0 | 0 | 0 | 0 | 0 | 0 | 0 | 0 | 0 | 0 | 0 | 0 | 0
Industrial Sector Energy Related Emissions before CCS[crude oil if,nonroad vehicles 30,PM10] | Industrial Sector Energy Related Emissions before CCS | crude oil if | nonroad vehicles 30 | PM10 |  | 0 | 0 | 0 | 0 | 0 | 0 | 0 | 0 | 0 | 0 | 0 | 0 | 0 | 0 | 0 | 0 | 0 | 0 | 0 | 0 | 0 | 0 | 0 | 0 | 0 | 0 | 0 | 0 | 0 | 0 | 0
Industrial Sector Energy Related Emissions before CCS[crude oil if,nonroad vehicles 30,PM25] | Industrial Sector Energy Related Emissions before CCS | crude oil if | nonroad vehicles 30 | PM25 |  | 0 | 0 | 0 | 0 | 0 | 0 | 0 | 0 | 0 | 0 | 0 | 0 | 0 | 0 | 0 | 0 | 0 | 0 | 0 | 0 | 0 | 0 | 0 | 0 | 0 | 0 | 0 | 0 | 0 | 0 | 0
Industrial Sector Energy Related Emissions before CCS[crude oil if,nonroad vehicles 30,SOx] | Industrial Sector Energy Related Emissions before CCS | crude oil if | nonroad vehicles 30 | SOx |  | 0 | 0 | 0 | 0 | 0 | 0 | 0 | 0 | 0 | 0 | 0 | 0 | 0 | 0 | 0 | 0 | 0 | 0 | 0 | 0 | 0 | 0 | 0 | 0 | 0 | 0 | 0 | 0 | 0 | 0 | 0
Industrial Sector Energy Related Emissions before CCS[crude oil if,nonroad vehicles 30,BC] | Industrial Sector Energy Related Emissions before CCS | crude oil if | nonroad vehicles 30 | BC |  | 0 | 0 | 0 | 0 | 0 | 0 | 0 | 0 | 0 | 0 | 0 | 0 | 0 | 0 | 0 | 0 | 0 | 0 | 0 | 0 | 0 | 0 | 0 | 0 | 0 | 0 | 0 | 0 | 0 | 0 | 0
Industrial Sector Energy Related Emissions before CCS[crude oil if,nonroad vehicles 30,OC] | Industrial Sector Energy Related Emissions before CCS | crude oil if | nonroad vehicles 30 | OC |  | 0 | 0 | 0 | 0 | 0 | 0 | 0 | 0 | 0 | 0 | 0 | 0 | 0 | 0 | 0 | 0 | 0 | 0 | 0 | 0 | 0 | 0 | 0 | 0 | 0 | 0 | 0 | 0 | 0 | 0 | 0
Industrial Sector Energy Related Emissions before CCS[crude oil if,nonroad vehicles 30,CH4] | Industrial Sector Energy Related Emissions before CCS | crude oil if | nonroad vehicles 30 | CH4 |  | 0 | 0 | 0 | 0 | 0 | 0 | 0 | 0 | 0 | 0 | 0 | 0 | 0 | 0 | 0 | 0 | 0 | 0 | 0 | 0 | 0 | 0 | 0 | 0 | 0 | 0 | 0 | 0 | 0 | 0 | 0
Industrial Sector Energy Related Emissions before CCS[crude oil if,nonroad vehicles 30,N2O] | Industrial Sector Energy Related Emissions before CCS | crude oil if | nonroad vehicles 30 | N2O |  | 0 | 0 | 0 | 0 | 0 | 0 | 0 | 0 | 0 | 0 | 0 | 0 | 0 | 0 | 0 | 0 | 0 | 0 | 0 | 0 | 0 | 0 | 0 | 0 | 0 | 0 | 0 | 0 | 0 | 0 | 0
Industrial Sector Energy Related Emissions before CCS[crude oil if,nonroad vehicles 30,F gases] | Industrial Sector Energy Related Emissions before CCS | crude oil if | nonroad vehicles 30 | F gases |  | 0 | 0 | 0 | 0 | 0 | 0 | 0 | 0 | 0 | 0 | 0 | 0 | 0 | 0 | 0 | 0 | 0 | 0 | 0 | 0 | 0 | 0 | 0 | 0 | 0 | 0 | 0 | 0 | 0 | 0 | 0
Industrial Sector Energy Related Emissions before CCS[crude oil if,other manufacturing 31T33,CO2] | Industrial Sector Energy Related Emissions before CCS | crude oil if | other manufacturing 31T33 | CO2 |  | 0 | 0 | 0 | 0 | 0 | 0 | 0 | 0 | 0 | 0 | 0 | 0 | 0 | 0 | 0 | 0 | 0 | 0 | 0 | 0 | 0 | 0 | 0 | 0 | 0 | 0 | 0 | 0 | 0 | 0 | 0
Industrial Sector Energy Related Emissions before CCS[crude oil if,other manufacturing 31T33,VOC] | Industrial Sector Energy Related Emissions before CCS | crude oil if | other manufacturing 31T33 | VOC |  | 0 | 0 | 0 | 0 | 0 | 0 | 0 | 0 | 0 | 0 | 0 | 0 | 0 | 0 | 0 | 0 | 0 | 0 | 0 | 0 | 0 | 0 | 0 | 0 | 0 | 0 | 0 | 0 | 0 | 0 | 0
Industrial Sector Energy Related Emissions before CCS[crude oil if,other manufacturing 31T33,CO] | Industrial Sector Energy Related Emissions before CCS | crude oil if | other manufacturing 31T33 | CO |  | 0 | 0 | 0 | 0 | 0 | 0 | 0 | 0 | 0 | 0 | 0 | 0 | 0 | 0 | 0 | 0 | 0 | 0 | 0 | 0 | 0 | 0 | 0 | 0 | 0 | 0 | 0 | 0 | 0 | 0 | 0
Industrial Sector Energy Related Emissions before CCS[crude oil if,other manufacturing 31T33,NOx] | Industrial Sector Energy Related Emissions before CCS | crude oil if | other manufacturing 31T33 | NOx |  | 0 | 0 | 0 | 0 | 0 | 0 | 0 | 0 | 0 | 0 | 0 | 0 | 0 | 0 | 0 | 0 | 0 | 0 | 0 | 0 | 0 | 0 | 0 | 0 | 0 | 0 | 0 | 0 | 0 | 0 | 0
Industrial Sector Energy Related Emissions before CCS[crude oil if,other manufacturing 31T33,PM10] | Industrial Sector Energy Related Emissions before CCS | crude oil if | other manufacturing 31T33 | PM10 |  | 0 | 0 | 0 | 0 | 0 | 0 | 0 | 0 | 0 | 0 | 0 | 0 | 0 | 0 | 0 | 0 | 0 | 0 | 0 | 0 | 0 | 0 | 0 | 0 | 0 | 0 | 0 | 0 | 0 | 0 | 0
Industrial Sector Energy Related Emissions before CCS[crude oil if,other manufacturing 31T33,PM25] | Industrial Sector Energy Related Emissions before CCS | crude oil if | other manufacturing 31T33 | PM25 |  | 0 | 0 | 0 | 0 | 0 | 0 | 0 | 0 | 0 | 0 | 0 | 0 | 0 | 0 | 0 | 0 | 0 | 0 | 0 | 0 | 0 | 0 | 0 | 0 | 0 | 0 | 0 | 0 | 0 | 0 | 0
Industrial Sector Energy Related Emissions before CCS[crude oil if,other manufacturing 31T33,SOx] | Industrial Sector Energy Related Emissions before CCS | crude oil if | other manufacturing 31T33 | SOx |  | 0 | 0 | 0 | 0 | 0 | 0 | 0 | 0 | 0 | 0 | 0 | 0 | 0 | 0 | 0 | 0 | 0 | 0 | 0 | 0 | 0 | 0 | 0 | 0 | 0 | 0 | 0 | 0 | 0 | 0 | 0
Industrial Sector Energy Related Emissions before CCS[crude oil if,other manufacturing 31T33,BC] | Industrial Sector Energy Related Emissions before CCS | crude oil if | other manufacturing 31T33 | BC |  | 0 | 0 | 0 | 0 | 0 | 0 | 0 | 0 | 0 | 0 | 0 | 0 | 0 | 0 | 0 | 0 | 0 | 0 | 0 | 0 | 0 | 0 | 0 | 0 | 0 | 0 | 0 | 0 | 0 | 0 | 0
Industrial Sector Energy Related Emissions before CCS[crude oil if,other manufacturing 31T33,OC] | Industrial Sector Energy Related Emissions before CCS | crude oil if | other manufacturing 31T33 | OC |  | 0 | 0 | 0 | 0 | 0 | 0 | 0 | 0 | 0 | 0 | 0 | 0 | 0 | 0 | 0 | 0 | 0 | 0 | 0 | 0 | 0 | 0 | 0 | 0 | 0 | 0 | 0 | 0 | 0 | 0 | 0
Industrial Sector Energy Related Emissions before CCS[crude oil if,other manufacturing 31T33,CH4] | Industrial Sector Energy Related Emissions before CCS | crude oil if | other manufacturing 31T33 | CH4 |  | 0 | 0 | 0 | 0 | 0 | 0 | 0 | 0 | 0 | 0 | 0 | 0 | 0 | 0 | 0 | 0 | 0 | 0 | 0 | 0 | 0 | 0 | 0 | 0 | 0 | 0 | 0 | 0 | 0 | 0 | 0
Industrial Sector Energy Related Emissions before CCS[crude oil if,other manufacturing 31T33,N2O] | Industrial Sector Energy Related Emissions before CCS | crude oil if | other manufacturing 31T33 | N2O |  | 0 | 0 | 0 | 0 | 0 | 0 | 0 | 0 | 0 | 0 | 0 | 0 | 0 | 0 | 0 | 0 | 0 | 0 | 0 | 0 | 0 | 0 | 0 | 0 | 0 | 0 | 0 | 0 | 0 | 0 | 0
Industrial Sector Energy Related Emissions before CCS[crude oil if,other manufacturing 31T33,F gases] | Industrial Sector Energy Related Emissions before CCS | crude oil if | other manufacturing 31T33 | F gases |  | 0 | 0 | 0 | 0 | 0 | 0 | 0 | 0 | 0 | 0 | 0 | 0 | 0 | 0 | 0 | 0 | 0 | 0 | 0 | 0 | 0 | 0 | 0 | 0 | 0 | 0 | 0 | 0 | 0 | 0 | 0
Industrial Sector Energy Related Emissions before CCS[crude oil if,energy pipelines and gas processing 352T353,CO2] | Industrial Sector Energy Related Emissions before CCS | crude oil if | energy pipelines and gas processing 352T353 | CO2 |  | 0 | 671286000 | 711952000 | 717535000 | 672800000 | 622640000 | 579492000 | 579709000 | 577168000 | 579129000 | 567777000 | 556371000 | 567478000 | 575047000 | 584712000 | 593551000 | 602809000 | 595575000 | 581133000 | 570538000 | 560702000 | 552207000 | 546456000 | 542026000 | 533689000 | 531740000 | 525752000 | 526833000 | 526059000 | 526707000 | 529044000
Industrial Sector Energy Related Emissions before CCS[crude oil if,energy pipelines and gas processing 352T353,VOC] | Industrial Sector Energy Related Emissions before CCS | crude oil if | energy pipelines and gas processing 352T353 | VOC |  | 0 | 29009.8 | 30767.2 | 31008.4 | 29075.2 | 26907.5 | 25042.9 | 25052.3 | 24942.4 | 25027.2 | 24536.6 | 24043.7 | 24523.7 | 24850.8 | 25268.5 | 25650.5 | 26050.5 | 25737.9 | 25113.8 | 24655.9 | 24230.9 | 23863.7 | 23615.2 | 23423.8 | 23063.5 | 22979.3 | 22720.5 | 22767.2 | 22733.8 | 22761.8 | 22862.7
Industrial Sector Energy Related Emissions before CCS[crude oil if,energy pipelines and gas processing 352T353,CO] | Industrial Sector Energy Related Emissions before CCS | crude oil if | energy pipelines and gas processing 352T353 | CO |  | 0 | 253636 | 269001 | 271111 | 254208 | 235256 | 218953 | 219035 | 218075 | 218816 | 214527 | 210217 | 214414 | 217274 | 220926 | 224265 | 227763 | 225030 | 219573 | 215570 | 211854 | 208644 | 206471 | 204797 | 201647 | 200911 | 198648 | 199057 | 198764 | 199009 | 199892
Industrial Sector Energy Related Emissions before CCS[crude oil if,energy pipelines and gas processing 352T353,NOx] | Industrial Sector Energy Related Emissions before CCS | crude oil if | energy pipelines and gas processing 352T353 | NOx |  | 0 | 415689 | 440871 | 444328 | 416626 | 385565 | 358846 | 358980 | 357407 | 358621 | 351592 | 344528 | 351406 | 356094 | 362079 | 367552 | 373285 | 368805 | 359862 | 353301 | 347210 | 341950 | 338389 | 335646 | 330483 | 329276 | 325568 | 326237 | 325758 | 326159 | 327606
Industrial Sector Energy Related Emissions before CCS[crude oil if,energy pipelines and gas processing 352T353,PM10] | Industrial Sector Energy Related Emissions before CCS | crude oil if | energy pipelines and gas processing 352T353 | PM10 |  | 0 | 40054.5 | 42480.9 | 42814.1 | 40144.8 | 37151.8 | 34577.3 | 34590.2 | 34438.6 | 34555.6 | 33878.3 | 33197.7 | 33860.4 | 34312.1 | 34888.8 | 35416.2 | 35968.6 | 35536.9 | 34675.2 | 34043 | 33456.1 | 32949.2 | 32606.1 | 32341.8 | 31844.3 | 31728 | 31370.7 | 31435.2 | 31389 | 31427.7 | 31567.1
Industrial Sector Energy Related Emissions before CCS[crude oil if,energy pipelines and gas processing 352T353,PM25] | Industrial Sector Energy Related Emissions before CCS | crude oil if | energy pipelines and gas processing 352T353 | PM25 |  | 0 | 40054.5 | 42480.9 | 42814.1 | 40144.8 | 37151.8 | 34577.3 | 34590.2 | 34438.6 | 34555.6 | 33878.3 | 33197.7 | 33860.4 | 34312.1 | 34888.8 | 35416.2 | 35968.6 | 35536.9 | 34675.2 | 34043 | 33456.1 | 32949.2 | 32606.1 | 32341.8 | 31844.3 | 31728 | 31370.7 | 31435.2 | 31389 | 31427.7 | 31567.1
Industrial Sector Energy Related Emissions before CCS[crude oil if,energy pipelines and gas processing 352T353,SOx] | Industrial Sector Energy Related Emissions before CCS | crude oil if | energy pipelines and gas processing 352T353 | SOx |  | 0 | 3061.65 | 3247.12 | 3272.59 | 3068.55 | 2839.78 | 2642.99 | 2643.98 | 2632.39 | 2641.33 | 2589.56 | 2537.54 | 2588.19 | 2622.72 | 2666.8 | 2707.11 | 2749.34 | 2716.34 | 2650.47 | 2602.15 | 2557.29 | 2518.55 | 2492.32 | 2472.11 | 2434.09 | 2425.2 | 2397.89 | 2402.82 | 2399.29 | 2402.24 | 2412.9
Industrial Sector Energy Related Emissions before CCS[crude oil if,energy pipelines and gas processing 352T353,BC] | Industrial Sector Energy Related Emissions before CCS | crude oil if | energy pipelines and gas processing 352T353 | BC |  | 0 | 6604.05 | 7004.12 | 7059.05 | 6618.95 | 6125.48 | 5701 | 5703.13 | 5678.13 | 5697.42 | 5585.74 | 5473.53 | 5582.8 | 5657.27 | 5752.35 | 5839.31 | 5930.39 | 5859.21 | 5717.14 | 5612.91 | 5516.14 | 5432.57 | 5375.99 | 5332.41 | 5250.39 | 5231.21 | 5172.3 | 5182.94 | 5175.33 | 5181.7 | 5204.69
Industrial Sector Energy Related Emissions before CCS[crude oil if,energy pipelines and gas processing 352T353,OC] | Industrial Sector Energy Related Emissions before CCS | crude oil if | energy pipelines and gas processing 352T353 | OC |  | 0 | 17142.7 | 18181.2 | 18323.8 | 17181.4 | 15900.4 | 14798.6 | 14804.1 | 14739.2 | 14789.3 | 14499.4 | 14208.1 | 14491.8 | 14685.1 | 14931.9 | 15157.6 | 15394 | 15209.3 | 14840.5 | 14569.9 | 14318.7 | 14101.8 | 13954.9 | 13841.8 | 13628.9 | 13579.1 | 13426.2 | 13453.8 | 13434 | 13450.6 | 13510.3
Industrial Sector Energy Related Emissions before CCS[crude oil if,energy pipelines and gas processing 352T353,CH4] | Industrial Sector Energy Related Emissions before CCS | crude oil if | energy pipelines and gas processing 352T353 | CH4 |  | 0 | 12651.4 | 13417.9 | 13523.1 | 12680 | 11734.6 | 10921.4 | 10925.5 | 10877.6 | 10914.6 | 10700.7 | 10485.7 | 10695 | 10837.7 | 11019.8 | 11186.4 | 11360.9 | 11224.5 | 10952.4 | 10752.7 | 10567.3 | 10407.2 | 10298.8 | 10215.3 | 10058.2 | 10021.5 | 9908.63 | 9929.01 | 9914.42 | 9926.63 | 9970.67
Industrial Sector Energy Related Emissions before CCS[crude oil if,energy pipelines and gas processing 352T353,N2O] | Industrial Sector Energy Related Emissions before CCS | crude oil if | energy pipelines and gas processing 352T353 | N2O |  | 0 | 1265.14 | 1341.79 | 1352.31 | 1268 | 1173.46 | 1092.14 | 1092.55 | 1087.76 | 1091.46 | 1070.07 | 1048.57 | 1069.5 | 1083.77 | 1101.98 | 1118.64 | 1136.09 | 1122.45 | 1095.24 | 1075.27 | 1056.73 | 1040.72 | 1029.88 | 1021.53 | 1005.82 | 1002.15 | 990.863 | 992.901 | 991.442 | 992.663 | 997.067
Industrial Sector Energy Related Emissions before CCS[crude oil if,energy pipelines and gas processing 352T353,F gases] | Industrial Sector Energy Related Emissions before CCS | crude oil if | energy pipelines and gas processing 352T353 | F gases |  | 0 | 0 | 0 | 0 | 0 | 0 | 0 | 0 | 0 | 0 | 0 | 0 | 0 | 0 | 0 | 0 | 0 | 0 | 0 | 0 | 0 | 0 | 0 | 0 | 0 | 0 | 0 | 0 | 0 | 0 | 0
Industrial Sector Energy Related Emissions before CCS[crude oil if,water and waste 36T39,CO2] | Industrial Sector Energy Related Emissions before CCS | crude oil if | water and waste 36T39 | CO2 |  | 0 | 0 | 0 | 0 | 0 | 0 | 0 | 0 | 0 | 0 | 0 | 0 | 0 | 0 | 0 | 0 | 0 | 0 | 0 | 0 | 0 | 0 | 0 | 0 | 0 | 0 | 0 | 0 | 0 | 0 | 0
Industrial Sector Energy Related Emissions before CCS[crude oil if,water and waste 36T39,VOC] | Industrial Sector Energy Related Emissions before CCS | crude oil if | water and waste 36T39 | VOC |  | 0 | 0 | 0 | 0 | 0 | 0 | 0 | 0 | 0 | 0 | 0 | 0 | 0 | 0 | 0 | 0 | 0 | 0 | 0 | 0 | 0 | 0 | 0 | 0 | 0 | 0 | 0 | 0 | 0 | 0 | 0
Industrial Sector Energy Related Emissions before CCS[crude oil if,water and waste 36T39,CO] | Industrial Sector Energy Related Emissions before CCS | crude oil if | water and waste 36T39 | CO |  | 0 | 0 | 0 | 0 | 0 | 0 | 0 | 0 | 0 | 0 | 0 | 0 | 0 | 0 | 0 | 0 | 0 | 0 | 0 | 0 | 0 | 0 | 0 | 0 | 0 | 0 | 0 | 0 | 0 | 0 | 0
Industrial Sector Energy Related Emissions before CCS[crude oil if,water and waste 36T39,NOx] | Industrial Sector Energy Related Emissions before CCS | crude oil if | water and waste 36T39 | NOx |  | 0 | 0 | 0 | 0 | 0 | 0 | 0 | 0 | 0 | 0 | 0 | 0 | 0 | 0 | 0 | 0 | 0 | 0 | 0 | 0 | 0 | 0 | 0 | 0 | 0 | 0 | 0 | 0 | 0 | 0 | 0
Industrial Sector Energy Related Emissions before CCS[crude oil if,water and waste 36T39,PM10] | Industrial Sector Energy Related Emissions before CCS | crude oil if | water and waste 36T39 | PM10 |  | 0 | 0 | 0 | 0 | 0 | 0 | 0 | 0 | 0 | 0 | 0 | 0 | 0 | 0 | 0 | 0 | 0 | 0 | 0 | 0 | 0 | 0 | 0 | 0 | 0 | 0 | 0 | 0 | 0 | 0 | 0
Industrial Sector Energy Related Emissions before CCS[crude oil if,water and waste 36T39,PM25] | Industrial Sector Energy Related Emissions before CCS | crude oil if | water and waste 36T39 | PM25 |  | 0 | 0 | 0 | 0 | 0 | 0 | 0 | 0 | 0 | 0 | 0 | 0 | 0 | 0 | 0 | 0 | 0 | 0 | 0 | 0 | 0 | 0 | 0 | 0 | 0 | 0 | 0 | 0 | 0 | 0 | 0
Industrial Sector Energy Related Emissions before CCS[crude oil if,water and waste 36T39,SOx] | Industrial Sector Energy Related Emissions before CCS | crude oil if | water and waste 36T39 | SOx |  | 0 | 0 | 0 | 0 | 0 | 0 | 0 | 0 | 0 | 0 | 0 | 0 | 0 | 0 | 0 | 0 | 0 | 0 | 0 | 0 | 0 | 0 | 0 | 0 | 0 | 0 | 0 | 0 | 0 | 0 | 0
Industrial Sector Energy Related Emissions before CCS[crude oil if,water and waste 36T39,BC] | Industrial Sector Energy Related Emissions before CCS | crude oil if | water and waste 36T39 | BC |  | 0 | 0 | 0 | 0 | 0 | 0 | 0 | 0 | 0 | 0 | 0 | 0 | 0 | 0 | 0 | 0 | 0 | 0 | 0 | 0 | 0 | 0 | 0 | 0 | 0 | 0 | 0 | 0 | 0 | 0 | 0
Industrial Sector Energy Related Emissions before CCS[crude oil if,water and waste 36T39,OC] | Industrial Sector Energy Related Emissions before CCS | crude oil if | water and waste 36T39 | OC |  | 0 | 0 | 0 | 0 | 0 | 0 | 0 | 0 | 0 | 0 | 0 | 0 | 0 | 0 | 0 | 0 | 0 | 0 | 0 | 0 | 0 | 0 | 0 | 0 | 0 | 0 | 0 | 0 | 0 | 0 | 0
Industrial Sector Energy Related Emissions before CCS[crude oil if,water and waste 36T39,CH4] | Industrial Sector Energy Related Emissions before CCS | crude oil if | water and waste 36T39 | CH4 |  | 0 | 0 | 0 | 0 | 0 | 0 | 0 | 0 | 0 | 0 | 0 | 0 | 0 | 0 | 0 | 0 | 0 | 0 | 0 | 0 | 0 | 0 | 0 | 0 | 0 | 0 | 0 | 0 | 0 | 0 | 0
Industrial Sector Energy Related Emissions before CCS[crude oil if,water and waste 36T39,N2O] | Industrial Sector Energy Related Emissions before CCS | crude oil if | water and waste 36T39 | N2O |  | 0 | 0 | 0 | 0 | 0 | 0 | 0 | 0 | 0 | 0 | 0 | 0 | 0 | 0 | 0 | 0 | 0 | 0 | 0 | 0 | 0 | 0 | 0 | 0 | 0 | 0 | 0 | 0 | 0 | 0 | 0
Industrial Sector Energy Related Emissions before CCS[crude oil if,water and waste 36T39,F gases] | Industrial Sector Energy Related Emissions before CCS | crude oil if | water and waste 36T39 | F gases |  | 0 | 0 | 0 | 0 | 0 | 0 | 0 | 0 | 0 | 0 | 0 | 0 | 0 | 0 | 0 | 0 | 0 | 0 | 0 | 0 | 0 | 0 | 0 | 0 | 0 | 0 | 0 | 0 | 0 | 0 | 0
Industrial Sector Energy Related Emissions before CCS[crude oil if,construction 41T43,CO2] | Industrial Sector Energy Related Emissions before CCS | crude oil if | construction 41T43 | CO2 |  | 0 | 0 | 0 | 0 | 0 | 0 | 0 | 0 | 0 | 0 | 0 | 0 | 0 | 0 | 0 | 0 | 0 | 0 | 0 | 0 | 0 | 0 | 0 | 0 | 0 | 0 | 0 | 0 | 0 | 0 | 0
Industrial Sector Energy Related Emissions before CCS[crude oil if,construction 41T43,VOC] | Industrial Sector Energy Related Emissions before CCS | crude oil if | construction 41T43 | VOC |  | 0 | 0 | 0 | 0 | 0 | 0 | 0 | 0 | 0 | 0 | 0 | 0 | 0 | 0 | 0 | 0 | 0 | 0 | 0 | 0 | 0 | 0 | 0 | 0 | 0 | 0 | 0 | 0 | 0 | 0 | 0
Industrial Sector Energy Related Emissions before CCS[crude oil if,construction 41T43,CO] | Industrial Sector Energy Related Emissions before CCS | crude oil if | construction 41T43 | CO |  | 0 | 0 | 0 | 0 | 0 | 0 | 0 | 0 | 0 | 0 | 0 | 0 | 0 | 0 | 0 | 0 | 0 | 0 | 0 | 0 | 0 | 0 | 0 | 0 | 0 | 0 | 0 | 0 | 0 | 0 | 0
Industrial Sector Energy Related Emissions before CCS[crude oil if,construction 41T43,NOx] | Industrial Sector Energy Related Emissions before CCS | crude oil if | construction 41T43 | NOx |  | 0 | 0 | 0 | 0 | 0 | 0 | 0 | 0 | 0 | 0 | 0 | 0 | 0 | 0 | 0 | 0 | 0 | 0 | 0 | 0 | 0 | 0 | 0 | 0 | 0 | 0 | 0 | 0 | 0 | 0 | 0
Industrial Sector Energy Related Emissions before CCS[crude oil if,construction 41T43,PM10] | Industrial Sector Energy Related Emissions before CCS | crude oil if | construction 41T43 | PM10 |  | 0 | 0 | 0 | 0 | 0 | 0 | 0 | 0 | 0 | 0 | 0 | 0 | 0 | 0 | 0 | 0 | 0 | 0 | 0 | 0 | 0 | 0 | 0 | 0 | 0 | 0 | 0 | 0 | 0 | 0 | 0
Industrial Sector Energy Related Emissions before CCS[crude oil if,construction 41T43,PM25] | Industrial Sector Energy Related Emissions before CCS | crude oil if | construction 41T43 | PM25 |  | 0 | 0 | 0 | 0 | 0 | 0 | 0 | 0 | 0 | 0 | 0 | 0 | 0 | 0 | 0 | 0 | 0 | 0 | 0 | 0 | 0 | 0 | 0 | 0 | 0 | 0 | 0 | 0 | 0 | 0 | 0
Industrial Sector Energy Related Emissions before CCS[crude oil if,construction 41T43,SOx] | Industrial Sector Energy Related Emissions before CCS | crude oil if | construction 41T43 | SOx |  | 0 | 0 | 0 | 0 | 0 | 0 | 0 | 0 | 0 | 0 | 0 | 0 | 0 | 0 | 0 | 0 | 0 | 0 | 0 | 0 | 0 | 0 | 0 | 0 | 0 | 0 | 0 | 0 | 0 | 0 | 0
Industrial Sector Energy Related Emissions before CCS[crude oil if,construction 41T43,BC] | Industrial Sector Energy Related Emissions before CCS | crude oil if | construction 41T43 | BC |  | 0 | 0 | 0 | 0 | 0 | 0 | 0 | 0 | 0 | 0 | 0 | 0 | 0 | 0 | 0 | 0 | 0 | 0 | 0 | 0 | 0 | 0 | 0 | 0 | 0 | 0 | 0 | 0 | 0 | 0 | 0
Industrial Sector Energy Related Emissions before CCS[crude oil if,construction 41T43,OC] | Industrial Sector Energy Related Emissions before CCS | crude oil if | construction 41T43 | OC |  | 0 | 0 | 0 | 0 | 0 | 0 | 0 | 0 | 0 | 0 | 0 | 0 | 0 | 0 | 0 | 0 | 0 | 0 | 0 | 0 | 0 | 0 | 0 | 0 | 0 | 0 | 0 | 0 | 0 | 0 | 0
Industrial Sector Energy Related Emissions before CCS[crude oil if,construction 41T43,CH4] | Industrial Sector Energy Related Emissions before CCS | crude oil if | construction 41T43 | CH4 |  | 0 | 0 | 0 | 0 | 0 | 0 | 0 | 0 | 0 | 0 | 0 | 0 | 0 | 0 | 0 | 0 | 0 | 0 | 0 | 0 | 0 | 0 | 0 | 0 | 0 | 0 | 0 | 0 | 0 | 0 | 0
Industrial Sector Energy Related Emissions before CCS[crude oil if,construction 41T43,N2O] | Industrial Sector Energy Related Emissions before CCS | crude oil if | construction 41T43 | N2O |  | 0 | 0 | 0 | 0 | 0 | 0 | 0 | 0 | 0 | 0 | 0 | 0 | 0 | 0 | 0 | 0 | 0 | 0 | 0 | 0 | 0 | 0 | 0 | 0 | 0 | 0 | 0 | 0 | 0 | 0 | 0
Industrial Sector Energy Related Emissions before CCS[crude oil if,construction 41T43,F gases] | Industrial Sector Energy Related Emissions before CCS | crude oil if | construction 41T43 | F gases |  | 0 | 0 | 0 | 0 | 0 | 0 | 0 | 0 | 0 | 0 | 0 | 0 | 0 | 0 | 0 | 0 | 0 | 0 | 0 | 0 | 0 | 0 | 0 | 0 | 0 | 0 | 0 | 0 | 0 | 0 | 0
Industrial Sector Energy Related Emissions before CCS[heavy or residual fuel oil if,agriculture and forestry 01T03,CO2] | Industrial Sector Energy Related Emissions before CCS | heavy or residual fuel oil if | agriculture and forestry 01T03 | CO2 |  | 0 | 0 | 0 | 0 | 0 | 0 | 0 | 0 | 0 | 0 | 0 | 0 | 0 | 0 | 0 | 0 | 0 | 0 | 0 | 0 | 0 | 0 | 0 | 0 | 0 | 0 | 0 | 0 | 0 | 0 | 0
Industrial Sector Energy Related Emissions before CCS[heavy or residual fuel oil if,agriculture and forestry 01T03,VOC] | Industrial Sector Energy Related Emissions before CCS | heavy or residual fuel oil if | agriculture and forestry 01T03 | VOC |  | 0 | 0 | 0 | 0 | 0 | 0 | 0 | 0 | 0 | 0 | 0 | 0 | 0 | 0 | 0 | 0 | 0 | 0 | 0 | 0 | 0 | 0 | 0 | 0 | 0 | 0 | 0 | 0 | 0 | 0 | 0
Industrial Sector Energy Related Emissions before CCS[heavy or residual fuel oil if,agriculture and forestry 01T03,CO] | Industrial Sector Energy Related Emissions before CCS | heavy or residual fuel oil if | agriculture and forestry 01T03 | CO |  | 0 | 0 | 0 | 0 | 0 | 0 | 0 | 0 | 0 | 0 | 0 | 0 | 0 | 0 | 0 | 0 | 0 | 0 | 0 | 0 | 0 | 0 | 0 | 0 | 0 | 0 | 0 | 0 | 0 | 0 | 0
Industrial Sector Energy Related Emissions before CCS[heavy or residual fuel oil if,agriculture and forestry 01T03,NOx] | Industrial Sector Energy Related Emissions before CCS | heavy or residual fuel oil if | agriculture and forestry 01T03 | NOx |  | 0 | 0 | 0 | 0 | 0 | 0 | 0 | 0 | 0 | 0 | 0 | 0 | 0 | 0 | 0 | 0 | 0 | 0 | 0 | 0 | 0 | 0 | 0 | 0 | 0 | 0 | 0 | 0 | 0 | 0 | 0
Industrial Sector Energy Related Emissions before CCS[heavy or residual fuel oil if,agriculture and forestry 01T03,PM10] | Industrial Sector Energy Related Emissions before CCS | heavy or residual fuel oil if | agriculture and forestry 01T03 | PM10 |  | 0 | 0 | 0 | 0 | 0 | 0 | 0 | 0 | 0 | 0 | 0 | 0 | 0 | 0 | 0 | 0 | 0 | 0 | 0 | 0 | 0 | 0 | 0 | 0 | 0 | 0 | 0 | 0 | 0 | 0 | 0
Industrial Sector Energy Related Emissions before CCS[heavy or residual fuel oil if,agriculture and forestry 01T03,PM25] | Industrial Sector Energy Related Emissions before CCS | heavy or residual fuel oil if | agriculture and forestry 01T03 | PM25 |  | 0 | 0 | 0 | 0 | 0 | 0 | 0 | 0 | 0 | 0 | 0 | 0 | 0 | 0 | 0 | 0 | 0 | 0 | 0 | 0 | 0 | 0 | 0 | 0 | 0 | 0 | 0 | 0 | 0 | 0 | 0
Industrial Sector Energy Related Emissions before CCS[heavy or residual fuel oil if,agriculture and forestry 01T03,SOx] | Industrial Sector Energy Related Emissions before CCS | heavy or residual fuel oil if | agriculture and forestry 01T03 | SOx |  | 0 | 0 | 0 | 0 | 0 | 0 | 0 | 0 | 0 | 0 | 0 | 0 | 0 | 0 | 0 | 0 | 0 | 0 | 0 | 0 | 0 | 0 | 0 | 0 | 0 | 0 | 0 | 0 | 0 | 0 | 0
Industrial Sector Energy Related Emissions before CCS[heavy or residual fuel oil if,agriculture and forestry 01T03,BC] | Industrial Sector Energy Related Emissions before CCS | heavy or residual fuel oil if | agriculture and forestry 01T03 | BC |  | 0 | 0 | 0 | 0 | 0 | 0 | 0 | 0 | 0 | 0 | 0 | 0 | 0 | 0 | 0 | 0 | 0 | 0 | 0 | 0 | 0 | 0 | 0 | 0 | 0 | 0 | 0 | 0 | 0 | 0 | 0
Industrial Sector Energy Related Emissions before CCS[heavy or residual fuel oil if,agriculture and forestry 01T03,OC] | Industrial Sector Energy Related Emissions before CCS | heavy or residual fuel oil if | agriculture and forestry 01T03 | OC |  | 0 | 0 | 0 | 0 | 0 | 0 | 0 | 0 | 0 | 0 | 0 | 0 | 0 | 0 | 0 | 0 | 0 | 0 | 0 | 0 | 0 | 0 | 0 | 0 | 0 | 0 | 0 | 0 | 0 | 0 | 0
Industrial Sector Energy Related Emissions before CCS[heavy or residual fuel oil if,agriculture and forestry 01T03,CH4] | Industrial Sector Energy Related Emissions before CCS | heavy or residual fuel oil if | agriculture and forestry 01T03 | CH4 |  | 0 | 0 | 0 | 0 | 0 | 0 | 0 | 0 | 0 | 0 | 0 | 0 | 0 | 0 | 0 | 0 | 0 | 0 | 0 | 0 | 0 | 0 | 0 | 0 | 0 | 0 | 0 | 0 | 0 | 0 | 0
Industrial Sector Energy Related Emissions before CCS[heavy or residual fuel oil if,agriculture and forestry 01T03,N2O] | Industrial Sector Energy Related Emissions before CCS | heavy or residual fuel oil if | agriculture and forestry 01T03 | N2O |  | 0 | 0 | 0 | 0 | 0 | 0 | 0 | 0 | 0 | 0 | 0 | 0 | 0 | 0 | 0 | 0 | 0 | 0 | 0 | 0 | 0 | 0 | 0 | 0 | 0 | 0 | 0 | 0 | 0 | 0 | 0
Industrial Sector Energy Related Emissions before CCS[heavy or residual fuel oil if,agriculture and forestry 01T03,F gases] | Industrial Sector Energy Related Emissions before CCS | heavy or residual fuel oil if | agriculture and forestry 01T03 | F gases |  | 0 | 0 | 0 | 0 | 0 | 0 | 0 | 0 | 0 | 0 | 0 | 0 | 0 | 0 | 0 | 0 | 0 | 0 | 0 | 0 | 0 | 0 | 0 | 0 | 0 | 0 | 0 | 0 | 0 | 0 | 0
Industrial Sector Energy Related Emissions before CCS[heavy or residual fuel oil if,coal mining 05,CO2] | Industrial Sector Energy Related Emissions before CCS | heavy or residual fuel oil if | coal mining 05 | CO2 |  | 0 | 0 | 0 | 0 | 0 | 0 | 0 | 0 | 0 | 0 | 0 | 0 | 0 | 0 | 0 | 0 | 0 | 0 | 0 | 0 | 0 | 0 | 0 | 0 | 0 | 0 | 0 | 0 | 0 | 0 | 0
Industrial Sector Energy Related Emissions before CCS[heavy or residual fuel oil if,coal mining 05,VOC] | Industrial Sector Energy Related Emissions before CCS | heavy or residual fuel oil if | coal mining 05 | VOC |  | 0 | 0 | 0 | 0 | 0 | 0 | 0 | 0 | 0 | 0 | 0 | 0 | 0 | 0 | 0 | 0 | 0 | 0 | 0 | 0 | 0 | 0 | 0 | 0 | 0 | 0 | 0 | 0 | 0 | 0 | 0
Industrial Sector Energy Related Emissions before CCS[heavy or residual fuel oil if,coal mining 05,CO] | Industrial Sector Energy Related Emissions before CCS | heavy or residual fuel oil if | coal mining 05 | CO |  | 0 | 0 | 0 | 0 | 0 | 0 | 0 | 0 | 0 | 0 | 0 | 0 | 0 | 0 | 0 | 0 | 0 | 0 | 0 | 0 | 0 | 0 | 0 | 0 | 0 | 0 | 0 | 0 | 0 | 0 | 0
Industrial Sector Energy Related Emissions before CCS[heavy or residual fuel oil if,coal mining 05,NOx] | Industrial Sector Energy Related Emissions before CCS | heavy or residual fuel oil if | coal mining 05 | NOx |  | 0 | 0 | 0 | 0 | 0 | 0 | 0 | 0 | 0 | 0 | 0 | 0 | 0 | 0 | 0 | 0 | 0 | 0 | 0 | 0 | 0 | 0 | 0 | 0 | 0 | 0 | 0 | 0 | 0 | 0 | 0
Industrial Sector Energy Related Emissions before CCS[heavy or residual fuel oil if,coal mining 05,PM10] | Industrial Sector Energy Related Emissions before CCS | heavy or residual fuel oil if | coal mining 05 | PM10 |  | 0 | 0 | 0 | 0 | 0 | 0 | 0 | 0 | 0 | 0 | 0 | 0 | 0 | 0 | 0 | 0 | 0 | 0 | 0 | 0 | 0 | 0 | 0 | 0 | 0 | 0 | 0 | 0 | 0 | 0 | 0
Industrial Sector Energy Related Emissions before CCS[heavy or residual fuel oil if,coal mining 05,PM25] | Industrial Sector Energy Related Emissions before CCS | heavy or residual fuel oil if | coal mining 05 | PM25 |  | 0 | 0 | 0 | 0 | 0 | 0 | 0 | 0 | 0 | 0 | 0 | 0 | 0 | 0 | 0 | 0 | 0 | 0 | 0 | 0 | 0 | 0 | 0 | 0 | 0 | 0 | 0 | 0 | 0 | 0 | 0
Industrial Sector Energy Related Emissions before CCS[heavy or residual fuel oil if,coal mining 05,SOx] | Industrial Sector Energy Related Emissions before CCS | heavy or residual fuel oil if | coal mining 05 | SOx |  | 0 | 0 | 0 | 0 | 0 | 0 | 0 | 0 | 0 | 0 | 0 | 0 | 0 | 0 | 0 | 0 | 0 | 0 | 0 | 0 | 0 | 0 | 0 | 0 | 0 | 0 | 0 | 0 | 0 | 0 | 0
Industrial Sector Energy Related Emissions before CCS[heavy or residual fuel oil if,coal mining 05,BC] | Industrial Sector Energy Related Emissions before CCS | heavy or residual fuel oil if | coal mining 05 | BC |  | 0 | 0 | 0 | 0 | 0 | 0 | 0 | 0 | 0 | 0 | 0 | 0 | 0 | 0 | 0 | 0 | 0 | 0 | 0 | 0 | 0 | 0 | 0 | 0 | 0 | 0 | 0 | 0 | 0 | 0 | 0
Industrial Sector Energy Related Emissions before CCS[heavy or residual fuel oil if,coal mining 05,OC] | Industrial Sector Energy Related Emissions before CCS | heavy or residual fuel oil if | coal mining 05 | OC |  | 0 | 0 | 0 | 0 | 0 | 0 | 0 | 0 | 0 | 0 | 0 | 0 | 0 | 0 | 0 | 0 | 0 | 0 | 0 | 0 | 0 | 0 | 0 | 0 | 0 | 0 | 0 | 0 | 0 | 0 | 0
Industrial Sector Energy Related Emissions before CCS[heavy or residual fuel oil if,coal mining 05,CH4] | Industrial Sector Energy Related Emissions before CCS | heavy or residual fuel oil if | coal mining 05 | CH4 |  | 0 | 0 | 0 | 0 | 0 | 0 | 0 | 0 | 0 | 0 | 0 | 0 | 0 | 0 | 0 | 0 | 0 | 0 | 0 | 0 | 0 | 0 | 0 | 0 | 0 | 0 | 0 | 0 | 0 | 0 | 0
Industrial Sector Energy Related Emissions before CCS[heavy or residual fuel oil if,coal mining 05,N2O] | Industrial Sector Energy Related Emissions before CCS | heavy or residual fuel oil if | coal mining 05 | N2O |  | 0 | 0 | 0 | 0 | 0 | 0 | 0 | 0 | 0 | 0 | 0 | 0 | 0 | 0 | 0 | 0 | 0 | 0 | 0 | 0 | 0 | 0 | 0 | 0 | 0 | 0 | 0 | 0 | 0 | 0 | 0
Industrial Sector Energy Related Emissions before CCS[heavy or residual fuel oil if,coal mining 05,F gases] | Industrial Sector Energy Related Emissions before CCS | heavy or residual fuel oil if | coal mining 05 | F gases |  | 0 | 0 | 0 | 0 | 0 | 0 | 0 | 0 | 0 | 0 | 0 | 0 | 0 | 0 | 0 | 0 | 0 | 0 | 0 | 0 | 0 | 0 | 0 | 0 | 0 | 0 | 0 | 0 | 0 | 0 | 0
Industrial Sector Energy Related Emissions before CCS[heavy or residual fuel oil if,oil and gas extraction 06,CO2] | Industrial Sector Energy Related Emissions before CCS | heavy or residual fuel oil if | oil and gas extraction 06 | CO2 |  | 0 | 0 | 0 | 0 | 0 | 0 | 0 | 0 | 0 | 0 | 0 | 0 | 0 | 0 | 0 | 0 | 0 | 0 | 0 | 0 | 0 | 0 | 0 | 0 | 0 | 0 | 0 | 0 | 0 | 0 | 0
Industrial Sector Energy Related Emissions before CCS[heavy or residual fuel oil if,oil and gas extraction 06,VOC] | Industrial Sector Energy Related Emissions before CCS | heavy or residual fuel oil if | oil and gas extraction 06 | VOC |  | 0 | 0 | 0 | 0 | 0 | 0 | 0 | 0 | 0 | 0 | 0 | 0 | 0 | 0 | 0 | 0 | 0 | 0 | 0 | 0 | 0 | 0 | 0 | 0 | 0 | 0 | 0 | 0 | 0 | 0 | 0
Industrial Sector Energy Related Emissions before CCS[heavy or residual fuel oil if,oil and gas extraction 06,CO] | Industrial Sector Energy Related Emissions before CCS | heavy or residual fuel oil if | oil and gas extraction 06 | CO |  | 0 | 0 | 0 | 0 | 0 | 0 | 0 | 0 | 0 | 0 | 0 | 0 | 0 | 0 | 0 | 0 | 0 | 0 | 0 | 0 | 0 | 0 | 0 | 0 | 0 | 0 | 0 | 0 | 0 | 0 | 0
Industrial Sector Energy Related Emissions before CCS[heavy or residual fuel oil if,oil and gas extraction 06,NOx] | Industrial Sector Energy Related Emissions before CCS | heavy or residual fuel oil if | oil and gas extraction 06 | NOx |  | 0 | 0 | 0 | 0 | 0 | 0 | 0 | 0 | 0 | 0 | 0 | 0 | 0 | 0 | 0 | 0 | 0 | 0 | 0 | 0 | 0 | 0 | 0 | 0 | 0 | 0 | 0 | 0 | 0 | 0 | 0
Industrial Sector Energy Related Emissions before CCS[heavy or residual fuel oil if,oil and gas extraction 06,PM10] | Industrial Sector Energy Related Emissions before CCS | heavy or residual fuel oil if | oil and gas extraction 06 | PM10 |  | 0 | 0 | 0 | 0 | 0 | 0 | 0 | 0 | 0 | 0 | 0 | 0 | 0 | 0 | 0 | 0 | 0 | 0 | 0 | 0 | 0 | 0 | 0 | 0 | 0 | 0 | 0 | 0 | 0 | 0 | 0
Industrial Sector Energy Related Emissions before CCS[heavy or residual fuel oil if,oil and gas extraction 06,PM25] | Industrial Sector Energy Related Emissions before CCS | heavy or residual fuel oil if | oil and gas extraction 06 | PM25 |  | 0 | 0 | 0 | 0 | 0 | 0 | 0 | 0 | 0 | 0 | 0 | 0 | 0 | 0 | 0 | 0 | 0 | 0 | 0 | 0 | 0 | 0 | 0 | 0 | 0 | 0 | 0 | 0 | 0 | 0 | 0
Industrial Sector Energy Related Emissions before CCS[heavy or residual fuel oil if,oil and gas extraction 06,SOx] | Industrial Sector Energy Related Emissions before CCS | heavy or residual fuel oil if | oil and gas extraction 06 | SOx |  | 0 | 0 | 0 | 0 | 0 | 0 | 0 | 0 | 0 | 0 | 0 | 0 | 0 | 0 | 0 | 0 | 0 | 0 | 0 | 0 | 0 | 0 | 0 | 0 | 0 | 0 | 0 | 0 | 0 | 0 | 0
Industrial Sector Energy Related Emissions before CCS[heavy or residual fuel oil if,oil and gas extraction 06,BC] | Industrial Sector Energy Related Emissions before CCS | heavy or residual fuel oil if | oil and gas extraction 06 | BC |  | 0 | 0 | 0 | 0 | 0 | 0 | 0 | 0 | 0 | 0 | 0 | 0 | 0 | 0 | 0 | 0 | 0 | 0 | 0 | 0 | 0 | 0 | 0 | 0 | 0 | 0 | 0 | 0 | 0 | 0 | 0
Industrial Sector Energy Related Emissions before CCS[heavy or residual fuel oil if,oil and gas extraction 06,OC] | Industrial Sector Energy Related Emissions before CCS | heavy or residual fuel oil if | oil and gas extraction 06 | OC |  | 0 | 0 | 0 | 0 | 0 | 0 | 0 | 0 | 0 | 0 | 0 | 0 | 0 | 0 | 0 | 0 | 0 | 0 | 0 | 0 | 0 | 0 | 0 | 0 | 0 | 0 | 0 | 0 | 0 | 0 | 0
Industrial Sector Energy Related Emissions before CCS[heavy or residual fuel oil if,oil and gas extraction 06,CH4] | Industrial Sector Energy Related Emissions before CCS | heavy or residual fuel oil if | oil and gas extraction 06 | CH4 |  | 0 | 0 | 0 | 0 | 0 | 0 | 0 | 0 | 0 | 0 | 0 | 0 | 0 | 0 | 0 | 0 | 0 | 0 | 0 | 0 | 0 | 0 | 0 | 0 | 0 | 0 | 0 | 0 | 0 | 0 | 0
Industrial Sector Energy Related Emissions before CCS[heavy or residual fuel oil if,oil and gas extraction 06,N2O] | Industrial Sector Energy Related Emissions before CCS | heavy or residual fuel oil if | oil and gas extraction 06 | N2O |  | 0 | 0 | 0 | 0 | 0 | 0 | 0 | 0 | 0 | 0 | 0 | 0 | 0 | 0 | 0 | 0 | 0 | 0 | 0 | 0 | 0 | 0 | 0 | 0 | 0 | 0 | 0 | 0 | 0 | 0 | 0
Industrial Sector Energy Related Emissions before CCS[heavy or residual fuel oil if,oil and gas extraction 06,F gases] | Industrial Sector Energy Related Emissions before CCS | heavy or residual fuel oil if | oil and gas extraction 06 | F gases |  | 0 | 0 | 0 | 0 | 0 | 0 | 0 | 0 | 0 | 0 | 0 | 0 | 0 | 0 | 0 | 0 | 0 | 0 | 0 | 0 | 0 | 0 | 0 | 0 | 0 | 0 | 0 | 0 | 0 | 0 | 0
Industrial Sector Energy Related Emissions before CCS[heavy or residual fuel oil if,other mining and quarrying 07T08,CO2] | Industrial Sector Energy Related Emissions before CCS | heavy or residual fuel oil if | other mining and quarrying 07T08 | CO2 |  | 0 | 0 | 0 | 0 | 0 | 0 | 0 | 0 | 0 | 0 | 0 | 0 | 0 | 0 | 0 | 0 | 0 | 0 | 0 | 0 | 0 | 0 | 0 | 0 | 0 | 0 | 0 | 0 | 0 | 0 | 0
Industrial Sector Energy Related Emissions before CCS[heavy or residual fuel oil if,other mining and quarrying 07T08,VOC] | Industrial Sector Energy Related Emissions before CCS | heavy or residual fuel oil if | other mining and quarrying 07T08 | VOC |  | 0 | 0 | 0 | 0 | 0 | 0 | 0 | 0 | 0 | 0 | 0 | 0 | 0 | 0 | 0 | 0 | 0 | 0 | 0 | 0 | 0 | 0 | 0 | 0 | 0 | 0 | 0 | 0 | 0 | 0 | 0
Industrial Sector Energy Related Emissions before CCS[heavy or residual fuel oil if,other mining and quarrying 07T08,CO] | Industrial Sector Energy Related Emissions before CCS | heavy or residual fuel oil if | other mining and quarrying 07T08 | CO |  | 0 | 0 | 0 | 0 | 0 | 0 | 0 | 0 | 0 | 0 | 0 | 0 | 0 | 0 | 0 | 0 | 0 | 0 | 0 | 0 | 0 | 0 | 0 | 0 | 0 | 0 | 0 | 0 | 0 | 0 | 0
Industrial Sector Energy Related Emissions before CCS[heavy or residual fuel oil if,other mining and quarrying 07T08,NOx] | Industrial Sector Energy Related Emissions before CCS | heavy or residual fuel oil if | other mining and quarrying 07T08 | NOx |  | 0 | 0 | 0 | 0 | 0 | 0 | 0 | 0 | 0 | 0 | 0 | 0 | 0 | 0 | 0 | 0 | 0 | 0 | 0 | 0 | 0 | 0 | 0 | 0 | 0 | 0 | 0 | 0 | 0 | 0 | 0
Industrial Sector Energy Related Emissions before CCS[heavy or residual fuel oil if,other mining and quarrying 07T08,PM10] | Industrial Sector Energy Related Emissions before CCS | heavy or residual fuel oil if | other mining and quarrying 07T08 | PM10 |  | 0 | 0 | 0 | 0 | 0 | 0 | 0 | 0 | 0 | 0 | 0 | 0 | 0 | 0 | 0 | 0 | 0 | 0 | 0 | 0 | 0 | 0 | 0 | 0 | 0 | 0 | 0 | 0 | 0 | 0 | 0
Industrial Sector Energy Related Emissions before CCS[heavy or residual fuel oil if,other mining and quarrying 07T08,PM25] | Industrial Sector Energy Related Emissions before CCS | heavy or residual fuel oil if | other mining and quarrying 07T08 | PM25 |  | 0 | 0 | 0 | 0 | 0 | 0 | 0 | 0 | 0 | 0 | 0 | 0 | 0 | 0 | 0 | 0 | 0 | 0 | 0 | 0 | 0 | 0 | 0 | 0 | 0 | 0 | 0 | 0 | 0 | 0 | 0
Industrial Sector Energy Related Emissions before CCS[heavy or residual fuel oil if,other mining and quarrying 07T08,SOx] | Industrial Sector Energy Related Emissions before CCS | heavy or residual fuel oil if | other mining and quarrying 07T08 | SOx |  | 0 | 0 | 0 | 0 | 0 | 0 | 0 | 0 | 0 | 0 | 0 | 0 | 0 | 0 | 0 | 0 | 0 | 0 | 0 | 0 | 0 | 0 | 0 | 0 | 0 | 0 | 0 | 0 | 0 | 0 | 0
Industrial Sector Energy Related Emissions before CCS[heavy or residual fuel oil if,other mining and quarrying 07T08,BC] | Industrial Sector Energy Related Emissions before CCS | heavy or residual fuel oil if | other mining and quarrying 07T08 | BC |  | 0 | 0 | 0 | 0 | 0 | 0 | 0 | 0 | 0 | 0 | 0 | 0 | 0 | 0 | 0 | 0 | 0 | 0 | 0 | 0 | 0 | 0 | 0 | 0 | 0 | 0 | 0 | 0 | 0 | 0 | 0
Industrial Sector Energy Related Emissions before CCS[heavy or residual fuel oil if,other mining and quarrying 07T08,OC] | Industrial Sector Energy Related Emissions before CCS | heavy or residual fuel oil if | other mining and quarrying 07T08 | OC |  | 0 | 0 | 0 | 0 | 0 | 0 | 0 | 0 | 0 | 0 | 0 | 0 | 0 | 0 | 0 | 0 | 0 | 0 | 0 | 0 | 0 | 0 | 0 | 0 | 0 | 0 | 0 | 0 | 0 | 0 | 0
Industrial Sector Energy Related Emissions before CCS[heavy or residual fuel oil if,other mining and quarrying 07T08,CH4] | Industrial Sector Energy Related Emissions before CCS | heavy or residual fuel oil if | other mining and quarrying 07T08 | CH4 |  | 0 | 0 | 0 | 0 | 0 | 0 | 0 | 0 | 0 | 0 | 0 | 0 | 0 | 0 | 0 | 0 | 0 | 0 | 0 | 0 | 0 | 0 | 0 | 0 | 0 | 0 | 0 | 0 | 0 | 0 | 0
Industrial Sector Energy Related Emissions before CCS[heavy or residual fuel oil if,other mining and quarrying 07T08,N2O] | Industrial Sector Energy Related Emissions before CCS | heavy or residual fuel oil if | other mining and quarrying 07T08 | N2O |  | 0 | 0 | 0 | 0 | 0 | 0 | 0 | 0 | 0 | 0 | 0 | 0 | 0 | 0 | 0 | 0 | 0 | 0 | 0 | 0 | 0 | 0 | 0 | 0 | 0 | 0 | 0 | 0 | 0 | 0 | 0
Industrial Sector Energy Related Emissions before CCS[heavy or residual fuel oil if,other mining and quarrying 07T08,F gases] | Industrial Sector Energy Related Emissions before CCS | heavy or residual fuel oil if | other mining and quarrying 07T08 | F gases |  | 0 | 0 | 0 | 0 | 0 | 0 | 0 | 0 | 0 | 0 | 0 | 0 | 0 | 0 | 0 | 0 | 0 | 0 | 0 | 0 | 0 | 0 | 0 | 0 | 0 | 0 | 0 | 0 | 0 | 0 | 0
Industrial Sector Energy Related Emissions before CCS[heavy or residual fuel oil if,food beverage and tobacco 10T12,CO2] | Industrial Sector Energy Related Emissions before CCS | heavy or residual fuel oil if | food beverage and tobacco 10T12 | CO2 |  | 0 | 0 | 0 | 0 | 0 | 0 | 0 | 0 | 0 | 0 | 0 | 0 | 0 | 0 | 0 | 0 | 0 | 0 | 0 | 0 | 0 | 0 | 0 | 0 | 0 | 0 | 0 | 0 | 0 | 0 | 0
Industrial Sector Energy Related Emissions before CCS[heavy or residual fuel oil if,food beverage and tobacco 10T12,VOC] | Industrial Sector Energy Related Emissions before CCS | heavy or residual fuel oil if | food beverage and tobacco 10T12 | VOC |  | 0 | 0 | 0 | 0 | 0 | 0 | 0 | 0 | 0 | 0 | 0 | 0 | 0 | 0 | 0 | 0 | 0 | 0 | 0 | 0 | 0 | 0 | 0 | 0 | 0 | 0 | 0 | 0 | 0 | 0 | 0
Industrial Sector Energy Related Emissions before CCS[heavy or residual fuel oil if,food beverage and tobacco 10T12,CO] | Industrial Sector Energy Related Emissions before CCS | heavy or residual fuel oil if | food beverage and tobacco 10T12 | CO |  | 0 | 0 | 0 | 0 | 0 | 0 | 0 | 0 | 0 | 0 | 0 | 0 | 0 | 0 | 0 | 0 | 0 | 0 | 0 | 0 | 0 | 0 | 0 | 0 | 0 | 0 | 0 | 0 | 0 | 0 | 0
Industrial Sector Energy Related Emissions before CCS[heavy or residual fuel oil if,food beverage and tobacco 10T12,NOx] | Industrial Sector Energy Related Emissions before CCS | heavy or residual fuel oil if | food beverage and tobacco 10T12 | NOx |  | 0 | 0 | 0 | 0 | 0 | 0 | 0 | 0 | 0 | 0 | 0 | 0 | 0 | 0 | 0 | 0 | 0 | 0 | 0 | 0 | 0 | 0 | 0 | 0 | 0 | 0 | 0 | 0 | 0 | 0 | 0
Industrial Sector Energy Related Emissions before CCS[heavy or residual fuel oil if,food beverage and tobacco 10T12,PM10] | Industrial Sector Energy Related Emissions before CCS | heavy or residual fuel oil if | food beverage and tobacco 10T12 | PM10 |  | 0 | 0 | 0 | 0 | 0 | 0 | 0 | 0 | 0 | 0 | 0 | 0 | 0 | 0 | 0 | 0 | 0 | 0 | 0 | 0 | 0 | 0 | 0 | 0 | 0 | 0 | 0 | 0 | 0 | 0 | 0
Industrial Sector Energy Related Emissions before CCS[heavy or residual fuel oil if,food beverage and tobacco 10T12,PM25] | Industrial Sector Energy Related Emissions before CCS | heavy or residual fuel oil if | food beverage and tobacco 10T12 | PM25 |  | 0 | 0 | 0 | 0 | 0 | 0 | 0 | 0 | 0 | 0 | 0 | 0 | 0 | 0 | 0 | 0 | 0 | 0 | 0 | 0 | 0 | 0 | 0 | 0 | 0 | 0 | 0 | 0 | 0 | 0 | 0
Industrial Sector Energy Related Emissions before CCS[heavy or residual fuel oil if,food beverage and tobacco 10T12,SOx] | Industrial Sector Energy Related Emissions before CCS | heavy or residual fuel oil if | food beverage and tobacco 10T12 | SOx |  | 0 | 0 | 0 | 0 | 0 | 0 | 0 | 0 | 0 | 0 | 0 | 0 | 0 | 0 | 0 | 0 | 0 | 0 | 0 | 0 | 0 | 0 | 0 | 0 | 0 | 0 | 0 | 0 | 0 | 0 | 0
Industrial Sector Energy Related Emissions before CCS[heavy or residual fuel oil if,food beverage and tobacco 10T12,BC] | Industrial Sector Energy Related Emissions before CCS | heavy or residual fuel oil if | food beverage and tobacco 10T12 | BC |  | 0 | 0 | 0 | 0 | 0 | 0 | 0 | 0 | 0 | 0 | 0 | 0 | 0 | 0 | 0 | 0 | 0 | 0 | 0 | 0 | 0 | 0 | 0 | 0 | 0 | 0 | 0 | 0 | 0 | 0 | 0
Industrial Sector Energy Related Emissions before CCS[heavy or residual fuel oil if,food beverage and tobacco 10T12,OC] | Industrial Sector Energy Related Emissions before CCS | heavy or residual fuel oil if | food beverage and tobacco 10T12 | OC |  | 0 | 0 | 0 | 0 | 0 | 0 | 0 | 0 | 0 | 0 | 0 | 0 | 0 | 0 | 0 | 0 | 0 | 0 | 0 | 0 | 0 | 0 | 0 | 0 | 0 | 0 | 0 | 0 | 0 | 0 | 0
Industrial Sector Energy Related Emissions before CCS[heavy or residual fuel oil if,food beverage and tobacco 10T12,CH4] | Industrial Sector Energy Related Emissions before CCS | heavy or residual fuel oil if | food beverage and tobacco 10T12 | CH4 |  | 0 | 0 | 0 | 0 | 0 | 0 | 0 | 0 | 0 | 0 | 0 | 0 | 0 | 0 | 0 | 0 | 0 | 0 | 0 | 0 | 0 | 0 | 0 | 0 | 0 | 0 | 0 | 0 | 0 | 0 | 0
Industrial Sector Energy Related Emissions before CCS[heavy or residual fuel oil if,food beverage and tobacco 10T12,N2O] | Industrial Sector Energy Related Emissions before CCS | heavy or residual fuel oil if | food beverage and tobacco 10T12 | N2O |  | 0 | 0 | 0 | 0 | 0 | 0 | 0 | 0 | 0 | 0 | 0 | 0 | 0 | 0 | 0 | 0 | 0 | 0 | 0 | 0 | 0 | 0 | 0 | 0 | 0 | 0 | 0 | 0 | 0 | 0 | 0
Industrial Sector Energy Related Emissions before CCS[heavy or residual fuel oil if,food beverage and tobacco 10T12,F gases] | Industrial Sector Energy Related Emissions before CCS | heavy or residual fuel oil if | food beverage and tobacco 10T12 | F gases |  | 0 | 0 | 0 | 0 | 0 | 0 | 0 | 0 | 0 | 0 | 0 | 0 | 0 | 0 | 0 | 0 | 0 | 0 | 0 | 0 | 0 | 0 | 0 | 0 | 0 | 0 | 0 | 0 | 0 | 0 | 0
Industrial Sector Energy Related Emissions before CCS[heavy or residual fuel oil if,textiles apparel and leather 13T15,CO2] | Industrial Sector Energy Related Emissions before CCS | heavy or residual fuel oil if | textiles apparel and leather 13T15 | CO2 |  | 0 | 0 | 0 | 0 | 0 | 0 | 0 | 0 | 0 | 0 | 0 | 0 | 0 | 0 | 0 | 0 | 0 | 0 | 0 | 0 | 0 | 0 | 0 | 0 | 0 | 0 | 0 | 0 | 0 | 0 | 0
Industrial Sector Energy Related Emissions before CCS[heavy or residual fuel oil if,textiles apparel and leather 13T15,VOC] | Industrial Sector Energy Related Emissions before CCS | heavy or residual fuel oil if | textiles apparel and leather 13T15 | VOC |  | 0 | 0 | 0 | 0 | 0 | 0 | 0 | 0 | 0 | 0 | 0 | 0 | 0 | 0 | 0 | 0 | 0 | 0 | 0 | 0 | 0 | 0 | 0 | 0 | 0 | 0 | 0 | 0 | 0 | 0 | 0
Industrial Sector Energy Related Emissions before CCS[heavy or residual fuel oil if,textiles apparel and leather 13T15,CO] | Industrial Sector Energy Related Emissions before CCS | heavy or residual fuel oil if | textiles apparel and leather 13T15 | CO |  | 0 | 0 | 0 | 0 | 0 | 0 | 0 | 0 | 0 | 0 | 0 | 0 | 0 | 0 | 0 | 0 | 0 | 0 | 0 | 0 | 0 | 0 | 0 | 0 | 0 | 0 | 0 | 0 | 0 | 0 | 0
Industrial Sector Energy Related Emissions before CCS[heavy or residual fuel oil if,textiles apparel and leather 13T15,NOx] | Industrial Sector Energy Related Emissions before CCS | heavy or residual fuel oil if | textiles apparel and leather 13T15 | NOx |  | 0 | 0 | 0 | 0 | 0 | 0 | 0 | 0 | 0 | 0 | 0 | 0 | 0 | 0 | 0 | 0 | 0 | 0 | 0 | 0 | 0 | 0 | 0 | 0 | 0 | 0 | 0 | 0 | 0 | 0 | 0
Industrial Sector Energy Related Emissions before CCS[heavy or residual fuel oil if,textiles apparel and leather 13T15,PM10] | Industrial Sector Energy Related Emissions before CCS | heavy or residual fuel oil if | textiles apparel and leather 13T15 | PM10 |  | 0 | 0 | 0 | 0 | 0 | 0 | 0 | 0 | 0 | 0 | 0 | 0 | 0 | 0 | 0 | 0 | 0 | 0 | 0 | 0 | 0 | 0 | 0 | 0 | 0 | 0 | 0 | 0 | 0 | 0 | 0
Industrial Sector Energy Related Emissions before CCS[heavy or residual fuel oil if,textiles apparel and leather 13T15,PM25] | Industrial Sector Energy Related Emissions before CCS | heavy or residual fuel oil if | textiles apparel and leather 13T15 | PM25 |  | 0 | 0 | 0 | 0 | 0 | 0 | 0 | 0 | 0 | 0 | 0 | 0 | 0 | 0 | 0 | 0 | 0 | 0 | 0 | 0 | 0 | 0 | 0 | 0 | 0 | 0 | 0 | 0 | 0 | 0 | 0
Industrial Sector Energy Related Emissions before CCS[heavy or residual fuel oil if,textiles apparel and leather 13T15,SOx] | Industrial Sector Energy Related Emissions before CCS | heavy or residual fuel oil if | textiles apparel and leather 13T15 | SOx |  | 0 | 0 | 0 | 0 | 0 | 0 | 0 | 0 | 0 | 0 | 0 | 0 | 0 | 0 | 0 | 0 | 0 | 0 | 0 | 0 | 0 | 0 | 0 | 0 | 0 | 0 | 0 | 0 | 0 | 0 | 0
Industrial Sector Energy Related Emissions before CCS[heavy or residual fuel oil if,textiles apparel and leather 13T15,BC] | Industrial Sector Energy Related Emissions before CCS | heavy or residual fuel oil if | textiles apparel and leather 13T15 | BC |  | 0 | 0 | 0 | 0 | 0 | 0 | 0 | 0 | 0 | 0 | 0 | 0 | 0 | 0 | 0 | 0 | 0 | 0 | 0 | 0 | 0 | 0 | 0 | 0 | 0 | 0 | 0 | 0 | 0 | 0 | 0
Industrial Sector Energy Related Emissions before CCS[heavy or residual fuel oil if,textiles apparel and leather 13T15,OC] | Industrial Sector Energy Related Emissions before CCS | heavy or residual fuel oil if | textiles apparel and leather 13T15 | OC |  | 0 | 0 | 0 | 0 | 0 | 0 | 0 | 0 | 0 | 0 | 0 | 0 | 0 | 0 | 0 | 0 | 0 | 0 | 0 | 0 | 0 | 0 | 0 | 0 | 0 | 0 | 0 | 0 | 0 | 0 | 0
Industrial Sector Energy Related Emissions before CCS[heavy or residual fuel oil if,textiles apparel and leather 13T15,CH4] | Industrial Sector Energy Related Emissions before CCS | heavy or residual fuel oil if | textiles apparel and leather 13T15 | CH4 |  | 0 | 0 | 0 | 0 | 0 | 0 | 0 | 0 | 0 | 0 | 0 | 0 | 0 | 0 | 0 | 0 | 0 | 0 | 0 | 0 | 0 | 0 | 0 | 0 | 0 | 0 | 0 | 0 | 0 | 0 | 0
Industrial Sector Energy Related Emissions before CCS[heavy or residual fuel oil if,textiles apparel and leather 13T15,N2O] | Industrial Sector Energy Related Emissions before CCS | heavy or residual fuel oil if | textiles apparel and leather 13T15 | N2O |  | 0 | 0 | 0 | 0 | 0 | 0 | 0 | 0 | 0 | 0 | 0 | 0 | 0 | 0 | 0 | 0 | 0 | 0 | 0 | 0 | 0 | 0 | 0 | 0 | 0 | 0 | 0 | 0 | 0 | 0 | 0
Industrial Sector Energy Related Emissions before CCS[heavy or residual fuel oil if,textiles apparel and leather 13T15,F gases] | Industrial Sector Energy Related Emissions before CCS | heavy or residual fuel oil if | textiles apparel and leather 13T15 | F gases |  | 0 | 0 | 0 | 0 | 0 | 0 | 0 | 0 | 0 | 0 | 0 | 0 | 0 | 0 | 0 | 0 | 0 | 0 | 0 | 0 | 0 | 0 | 0 | 0 | 0 | 0 | 0 | 0 | 0 | 0 | 0
Industrial Sector Energy Related Emissions before CCS[heavy or residual fuel oil if,wood products 16,CO2] | Industrial Sector Energy Related Emissions before CCS | heavy or residual fuel oil if | wood products 16 | CO2 |  | 0 | 0 | 0 | 0 | 0 | 0 | 0 | 0 | 0 | 0 | 0 | 0 | 0 | 0 | 0 | 0 | 0 | 0 | 0 | 0 | 0 | 0 | 0 | 0 | 0 | 0 | 0 | 0 | 0 | 0 | 0
Industrial Sector Energy Related Emissions before CCS[heavy or residual fuel oil if,wood products 16,VOC] | Industrial Sector Energy Related Emissions before CCS | heavy or residual fuel oil if | wood products 16 | VOC |  | 0 | 0 | 0 | 0 | 0 | 0 | 0 | 0 | 0 | 0 | 0 | 0 | 0 | 0 | 0 | 0 | 0 | 0 | 0 | 0 | 0 | 0 | 0 | 0 | 0 | 0 | 0 | 0 | 0 | 0 | 0
Industrial Sector Energy Related Emissions before CCS[heavy or residual fuel oil if,wood products 16,CO] | Industrial Sector Energy Related Emissions before CCS | heavy or residual fuel oil if | wood products 16 | CO |  | 0 | 0 | 0 | 0 | 0 | 0 | 0 | 0 | 0 | 0 | 0 | 0 | 0 | 0 | 0 | 0 | 0 | 0 | 0 | 0 | 0 | 0 | 0 | 0 | 0 | 0 | 0 | 0 | 0 | 0 | 0
Industrial Sector Energy Related Emissions before CCS[heavy or residual fuel oil if,wood products 16,NOx] | Industrial Sector Energy Related Emissions before CCS | heavy or residual fuel oil if | wood products 16 | NOx |  | 0 | 0 | 0 | 0 | 0 | 0 | 0 | 0 | 0 | 0 | 0 | 0 | 0 | 0 | 0 | 0 | 0 | 0 | 0 | 0 | 0 | 0 | 0 | 0 | 0 | 0 | 0 | 0 | 0 | 0 | 0
Industrial Sector Energy Related Emissions before CCS[heavy or residual fuel oil if,wood products 16,PM10] | Industrial Sector Energy Related Emissions before CCS | heavy or residual fuel oil if | wood products 16 | PM10 |  | 0 | 0 | 0 | 0 | 0 | 0 | 0 | 0 | 0 | 0 | 0 | 0 | 0 | 0 | 0 | 0 | 0 | 0 | 0 | 0 | 0 | 0 | 0 | 0 | 0 | 0 | 0 | 0 | 0 | 0 | 0
Industrial Sector Energy Related Emissions before CCS[heavy or residual fuel oil if,wood products 16,PM25] | Industrial Sector Energy Related Emissions before CCS | heavy or residual fuel oil if | wood products 16 | PM25 |  | 0 | 0 | 0 | 0 | 0 | 0 | 0 | 0 | 0 | 0 | 0 | 0 | 0 | 0 | 0 | 0 | 0 | 0 | 0 | 0 | 0 | 0 | 0 | 0 | 0 | 0 | 0 | 0 | 0 | 0 | 0
Industrial Sector Energy Related Emissions before CCS[heavy or residual fuel oil if,wood products 16,SOx] | Industrial Sector Energy Related Emissions before CCS | heavy or residual fuel oil if | wood products 16 | SOx |  | 0 | 0 | 0 | 0 | 0 | 0 | 0 | 0 | 0 | 0 | 0 | 0 | 0 | 0 | 0 | 0 | 0 | 0 | 0 | 0 | 0 | 0 | 0 | 0 | 0 | 0 | 0 | 0 | 0 | 0 | 0
Industrial Sector Energy Related Emissions before CCS[heavy or residual fuel oil if,wood products 16,BC] | Industrial Sector Energy Related Emissions before CCS | heavy or residual fuel oil if | wood products 16 | BC |  | 0 | 0 | 0 | 0 | 0 | 0 | 0 | 0 | 0 | 0 | 0 | 0 | 0 | 0 | 0 | 0 | 0 | 0 | 0 | 0 | 0 | 0 | 0 | 0 | 0 | 0 | 0 | 0 | 0 | 0 | 0
Industrial Sector Energy Related Emissions before CCS[heavy or residual fuel oil if,wood products 16,OC] | Industrial Sector Energy Related Emissions before CCS | heavy or residual fuel oil if | wood products 16 | OC |  | 0 | 0 | 0 | 0 | 0 | 0 | 0 | 0 | 0 | 0 | 0 | 0 | 0 | 0 | 0 | 0 | 0 | 0 | 0 | 0 | 0 | 0 | 0 | 0 | 0 | 0 | 0 | 0 | 0 | 0 | 0
Industrial Sector Energy Related Emissions before CCS[heavy or residual fuel oil if,wood products 16,CH4] | Industrial Sector Energy Related Emissions before CCS | heavy or residual fuel oil if | wood products 16 | CH4 |  | 0 | 0 | 0 | 0 | 0 | 0 | 0 | 0 | 0 | 0 | 0 | 0 | 0 | 0 | 0 | 0 | 0 | 0 | 0 | 0 | 0 | 0 | 0 | 0 | 0 | 0 | 0 | 0 | 0 | 0 | 0
Industrial Sector Energy Related Emissions before CCS[heavy or residual fuel oil if,wood products 16,N2O] | Industrial Sector Energy Related Emissions before CCS | heavy or residual fuel oil if | wood products 16 | N2O |  | 0 | 0 | 0 | 0 | 0 | 0 | 0 | 0 | 0 | 0 | 0 | 0 | 0 | 0 | 0 | 0 | 0 | 0 | 0 | 0 | 0 | 0 | 0 | 0 | 0 | 0 | 0 | 0 | 0 | 0 | 0
Industrial Sector Energy Related Emissions before CCS[heavy or residual fuel oil if,wood products 16,F gases] | Industrial Sector Energy Related Emissions before CCS | heavy or residual fuel oil if | wood products 16 | F gases |  | 0 | 0 | 0 | 0 | 0 | 0 | 0 | 0 | 0 | 0 | 0 | 0 | 0 | 0 | 0 | 0 | 0 | 0 | 0 | 0 | 0 | 0 | 0 | 0 | 0 | 0 | 0 | 0 | 0 | 0 | 0
Industrial Sector Energy Related Emissions before CCS[heavy or residual fuel oil if,pulp paper and printing 17T18,CO2] | Industrial Sector Energy Related Emissions before CCS | heavy or residual fuel oil if | pulp paper and printing 17T18 | CO2 |  | 0 | 0 | 0 | 0 | 0 | 0 | 0 | 0 | 0 | 0 | 0 | 0 | 0 | 0 | 0 | 0 | 0 | 0 | 0 | 0 | 0 | 0 | 0 | 0 | 0 | 0 | 0 | 0 | 0 | 0 | 0
Industrial Sector Energy Related Emissions before CCS[heavy or residual fuel oil if,pulp paper and printing 17T18,VOC] | Industrial Sector Energy Related Emissions before CCS | heavy or residual fuel oil if | pulp paper and printing 17T18 | VOC |  | 0 | 0 | 0 | 0 | 0 | 0 | 0 | 0 | 0 | 0 | 0 | 0 | 0 | 0 | 0 | 0 | 0 | 0 | 0 | 0 | 0 | 0 | 0 | 0 | 0 | 0 | 0 | 0 | 0 | 0 | 0
Industrial Sector Energy Related Emissions before CCS[heavy or residual fuel oil if,pulp paper and printing 17T18,CO] | Industrial Sector Energy Related Emissions before CCS | heavy or residual fuel oil if | pulp paper and printing 17T18 | CO |  | 0 | 0 | 0 | 0 | 0 | 0 | 0 | 0 | 0 | 0 | 0 | 0 | 0 | 0 | 0 | 0 | 0 | 0 | 0 | 0 | 0 | 0 | 0 | 0 | 0 | 0 | 0 | 0 | 0 | 0 | 0
Industrial Sector Energy Related Emissions before CCS[heavy or residual fuel oil if,pulp paper and printing 17T18,NOx] | Industrial Sector Energy Related Emissions before CCS | heavy or residual fuel oil if | pulp paper and printing 17T18 | NOx |  | 0 | 0 | 0 | 0 | 0 | 0 | 0 | 0 | 0 | 0 | 0 | 0 | 0 | 0 | 0 | 0 | 0 | 0 | 0 | 0 | 0 | 0 | 0 | 0 | 0 | 0 | 0 | 0 | 0 | 0 | 0
Industrial Sector Energy Related Emissions before CCS[heavy or residual fuel oil if,pulp paper and printing 17T18,PM10] | Industrial Sector Energy Related Emissions before CCS | heavy or residual fuel oil if | pulp paper and printing 17T18 | PM10 |  | 0 | 0 | 0 | 0 | 0 | 0 | 0 | 0 | 0 | 0 | 0 | 0 | 0 | 0 | 0 | 0 | 0 | 0 | 0 | 0 | 0 | 0 | 0 | 0 | 0 | 0 | 0 | 0 | 0 | 0 | 0
Industrial Sector Energy Related Emissions before CCS[heavy or residual fuel oil if,pulp paper and printing 17T18,PM25] | Industrial Sector Energy Related Emissions before CCS | heavy or residual fuel oil if | pulp paper and printing 17T18 | PM25 |  | 0 | 0 | 0 | 0 | 0 | 0 | 0 | 0 | 0 | 0 | 0 | 0 | 0 | 0 | 0 | 0 | 0 | 0 | 0 | 0 | 0 | 0 | 0 | 0 | 0 | 0 | 0 | 0 | 0 | 0 | 0
Industrial Sector Energy Related Emissions before CCS[heavy or residual fuel oil if,pulp paper and printing 17T18,SOx] | Industrial Sector Energy Related Emissions before CCS | heavy or residual fuel oil if | pulp paper and printing 17T18 | SOx |  | 0 | 0 | 0 | 0 | 0 | 0 | 0 | 0 | 0 | 0 | 0 | 0 | 0 | 0 | 0 | 0 | 0 | 0 | 0 | 0 | 0 | 0 | 0 | 0 | 0 | 0 | 0 | 0 | 0 | 0 | 0
Industrial Sector Energy Related Emissions before CCS[heavy or residual fuel oil if,pulp paper and printing 17T18,BC] | Industrial Sector Energy Related Emissions before CCS | heavy or residual fuel oil if | pulp paper and printing 17T18 | BC |  | 0 | 0 | 0 | 0 | 0 | 0 | 0 | 0 | 0 | 0 | 0 | 0 | 0 | 0 | 0 | 0 | 0 | 0 | 0 | 0 | 0 | 0 | 0 | 0 | 0 | 0 | 0 | 0 | 0 | 0 | 0
Industrial Sector Energy Related Emissions before CCS[heavy or residual fuel oil if,pulp paper and printing 17T18,OC] | Industrial Sector Energy Related Emissions before CCS | heavy or residual fuel oil if | pulp paper and printing 17T18 | OC |  | 0 | 0 | 0 | 0 | 0 | 0 | 0 | 0 | 0 | 0 | 0 | 0 | 0 | 0 | 0 | 0 | 0 | 0 | 0 | 0 | 0 | 0 | 0 | 0 | 0 | 0 | 0 | 0 | 0 | 0 | 0
Industrial Sector Energy Related Emissions before CCS[heavy or residual fuel oil if,pulp paper and printing 17T18,CH4] | Industrial Sector Energy Related Emissions before CCS | heavy or residual fuel oil if | pulp paper and printing 17T18 | CH4 |  | 0 | 0 | 0 | 0 | 0 | 0 | 0 | 0 | 0 | 0 | 0 | 0 | 0 | 0 | 0 | 0 | 0 | 0 | 0 | 0 | 0 | 0 | 0 | 0 | 0 | 0 | 0 | 0 | 0 | 0 | 0
Industrial Sector Energy Related Emissions before CCS[heavy or residual fuel oil if,pulp paper and printing 17T18,N2O] | Industrial Sector Energy Related Emissions before CCS | heavy or residual fuel oil if | pulp paper and printing 17T18 | N2O |  | 0 | 0 | 0 | 0 | 0 | 0 | 0 | 0 | 0 | 0 | 0 | 0 | 0 | 0 | 0 | 0 | 0 | 0 | 0 | 0 | 0 | 0 | 0 | 0 | 0 | 0 | 0 | 0 | 0 | 0 | 0
Industrial Sector Energy Related Emissions before CCS[heavy or residual fuel oil if,pulp paper and printing 17T18,F gases] | Industrial Sector Energy Related Emissions before CCS | heavy or residual fuel oil if | pulp paper and printing 17T18 | F gases |  | 0 | 0 | 0 | 0 | 0 | 0 | 0 | 0 | 0 | 0 | 0 | 0 | 0 | 0 | 0 | 0 | 0 | 0 | 0 | 0 | 0 | 0 | 0 | 0 | 0 | 0 | 0 | 0 | 0 | 0 | 0
Industrial Sector Energy Related Emissions before CCS[heavy or residual fuel oil if,refined petroleum and coke 19,CO2] | Industrial Sector Energy Related Emissions before CCS | heavy or residual fuel oil if | refined petroleum and coke 19 | CO2 |  | 214643000000 | 230150000000 | 215919000000 | 220613000000 | 219224000000 | 217529000000 | 213239000000 | 212417000000 | 204373000000 | 200328000000 | 196342000000 | 193498000000 | 188856000000 | 188205000000 | 182650000000 | 179537000000 | 180628000000 | 176138000000 | 174233000000 | 174160000000 | 173987000000 | 171919000000 | 171162000000 | 170768000000 | 170611000000 | 169747000000 | 169374000000 | 168888000000 | 168400000000 | 167911000000 | 167424000000
Industrial Sector Energy Related Emissions before CCS[heavy or residual fuel oil if,refined petroleum and coke 19,VOC] | Industrial Sector Energy Related Emissions before CCS | heavy or residual fuel oil if | refined petroleum and coke 19 | VOC |  | 2417950 | 2592630 | 2432320 | 2485200 | 2469560 | 2450460 | 2402130 | 2392870 | 2302260 | 2256690 | 2211790 | 2179750 | 2127460 | 2120120 | 2057550 | 2022480 | 2034770 | 1984190 | 1962730 | 1961900 | 1959960 | 1936670 | 1928130 | 1923700 | 1921930 | 1912200 | 1907990 | 1902520 | 1897020 | 1891520 | 1886030
Industrial Sector Energy Related Emissions before CCS[heavy or residual fuel oil if,refined petroleum and coke 19,CO] | Industrial Sector Energy Related Emissions before CCS | heavy or residual fuel oil if | refined petroleum and coke 19 | CO |  | 96249400 | 103203000 | 96821300 | 98926400 | 98303600 | 97543300 | 95619500 | 95250900 | 91643900 | 89830200 | 88042900 | 86767500 | 84686100 | 84394000 | 81903200 | 80507000 | 80996500 | 78982800 | 78128800 | 78095800 | 78018300 | 77091200 | 76751600 | 76574900 | 76504700 | 76117400 | 75949900 | 75731900 | 75513100 | 75294000 | 75075700
Industrial Sector Energy Related Emissions before CCS[heavy or residual fuel oil if,refined petroleum and coke 19,NOx] | Industrial Sector Energy Related Emissions before CCS | heavy or residual fuel oil if | refined petroleum and coke 19 | NOx |  | 366323000 | 392787000 | 368499000 | 376511000 | 374141000 | 371247000 | 363925000 | 362523000 | 348794000 | 341891000 | 335089000 | 330235000 | 322313000 | 321201000 | 311721000 | 306407000 | 308271000 | 300607000 | 297356000 | 297231000 | 296936000 | 293407000 | 292115000 | 291442000 | 291175000 | 289701000 | 289063000 | 288234000 | 287401000 | 286567000 | 285736000
Industrial Sector Energy Related Emissions before CCS[heavy or residual fuel oil if,refined petroleum and coke 19,PM10] | Industrial Sector Energy Related Emissions before CCS | heavy or residual fuel oil if | refined petroleum and coke 19 | PM10 |  | 94451600 | 101275000 | 95012800 | 97078600 | 96467500 | 95721400 | 93833500 | 93471800 | 89932200 | 88152300 | 86398500 | 85146900 | 83104400 | 82817700 | 80373400 | 79003200 | 79483700 | 77507600 | 76669500 | 76637200 | 76561000 | 75651300 | 75318100 | 75144700 | 75075800 | 74695700 | 74531300 | 74317400 | 74102700 | 73887700 | 73673500
Industrial Sector Energy Related Emissions before CCS[heavy or residual fuel oil if,refined petroleum and coke 19,PM25] | Industrial Sector Energy Related Emissions before CCS | heavy or residual fuel oil if | refined petroleum and coke 19 | PM25 |  | 43220200 | 46342500 | 43477000 | 44422300 | 44142600 | 43801200 | 42937300 | 42771800 | 41152100 | 40337700 | 39535100 | 38962400 | 38027800 | 37896600 | 36778100 | 36151200 | 36371000 | 35466800 | 35083300 | 35068400 | 35033600 | 34617300 | 34464800 | 34385500 | 34354000 | 34180000 | 34104800 | 34006900 | 33908700 | 33810300 | 33712300
Industrial Sector Energy Related Emissions before CCS[heavy or residual fuel oil if,refined petroleum and coke 19,SOx] | Industrial Sector Energy Related Emissions before CCS | heavy or residual fuel oil if | refined petroleum and coke 19 | SOx |  | 1826060000 | 1957980000 | 1836910000 | 1876850000 | 1865030000 | 1850610000 | 1814110000 | 1807120000 | 1738680000 | 1704270000 | 1670370000 | 1646170000 | 1606680000 | 1601140000 | 1553880000 | 1527390000 | 1536680000 | 1498480000 | 1482270000 | 1481650000 | 1480180000 | 1462590000 | 1456150000 | 1452790000 | 1451460000 | 1444110000 | 1440930000 | 1436800000 | 1432650000 | 1428490000 | 1424350000
Industrial Sector Energy Related Emissions before CCS[heavy or residual fuel oil if,refined petroleum and coke 19,BC] | Industrial Sector Energy Related Emissions before CCS | heavy or residual fuel oil if | refined petroleum and coke 19 | BC |  | 2740920 | 2938930 | 2757200 | 2817150 | 2799420 | 2777760 | 2722980 | 2712480 | 2609770 | 2558120 | 2507220 | 2470900 | 2411630 | 2403310 | 2332380 | 2292620 | 2306560 | 2249210 | 2224890 | 2223950 | 2221750 | 2195350 | 2185680 | 2180640 | 2178640 | 2167610 | 2162840 | 2156640 | 2150410 | 2144170 | 2137950
Industrial Sector Energy Related Emissions before CCS[heavy or residual fuel oil if,refined petroleum and coke 19,OC] | Industrial Sector Energy Related Emissions before CCS | heavy or residual fuel oil if | refined petroleum and coke 19 | OC |  | 1900640 | 2037940 | 1911930 | 1953500 | 1941200 | 1926190 | 1888200 | 1880920 | 1809690 | 1773880 | 1738580 | 1713400 | 1672300 | 1666530 | 1617340 | 1589770 | 1599440 | 1559670 | 1542810 | 1542160 | 1540630 | 1522320 | 1515610 | 1512130 | 1510740 | 1503090 | 1499780 | 1495480 | 1491160 | 1486830 | 1482520
Industrial Sector Energy Related Emissions before CCS[heavy or residual fuel oil if,refined petroleum and coke 19,CH4] | Industrial Sector Energy Related Emissions before CCS | heavy or residual fuel oil if | refined petroleum and coke 19 | CH4 |  | 8574300 | 9193730 | 8625250 | 8812780 | 8757300 | 8689570 | 8518180 | 8485350 | 8164020 | 8002450 | 7843230 | 7729620 | 7544200 | 7518170 | 7296280 | 7171900 | 7215510 | 7036120 | 6960050 | 6957110 | 6950200 | 6867610 | 6837360 | 6821620 | 6815360 | 6780860 | 6765930 | 6746520 | 6727030 | 6707510 | 6688060
Industrial Sector Energy Related Emissions before CCS[heavy or residual fuel oil if,refined petroleum and coke 19,N2O] | Industrial Sector Energy Related Emissions before CCS | heavy or residual fuel oil if | refined petroleum and coke 19 | N2O |  | 1714860 | 1838750 | 1725050 | 1762560 | 1751460 | 1737910 | 1703640 | 1697070 | 1632800 | 1600490 | 1568650 | 1545920 | 1508840 | 1503630 | 1459260 | 1434380 | 1443100 | 1407220 | 1392010 | 1391420 | 1390040 | 1373520 | 1367470 | 1364320 | 1363070 | 1356170 | 1353190 | 1349300 | 1345410 | 1341500 | 1337610
Industrial Sector Energy Related Emissions before CCS[heavy or residual fuel oil if,refined petroleum and coke 19,F gases] | Industrial Sector Energy Related Emissions before CCS | heavy or residual fuel oil if | refined petroleum and coke 19 | F gases |  | 0 | 0 | 0 | 0 | 0 | 0 | 0 | 0 | 0 | 0 | 0 | 0 | 0 | 0 | 0 | 0 | 0 | 0 | 0 | 0 | 0 | 0 | 0 | 0 | 0 | 0 | 0 | 0 | 0 | 0 | 0
Industrial Sector Energy Related Emissions before CCS[heavy or residual fuel oil if,chemicals 20,CO2] | Industrial Sector Energy Related Emissions before CCS | heavy or residual fuel oil if | chemicals 20 | CO2 |  | 0 | 944266 | 1563220 | 2091750 | 2333140 | 2393800 | 2312560 | 2402930 | 3662080 | 3476760 | 3283850 | 3053980 | 3083340 | 3156850 | 3140400 | 3136070 | 3192590 | 3005600 | 2901950 | 2827430 | 2764030 | 2675270 | 2574320 | 2477480 | 2376190 | 2299160 | 2189830 | 2149200 | 2112720 | 2073470 | 2025560
Industrial Sector Energy Related Emissions before CCS[heavy or residual fuel oil if,chemicals 20,VOC] | Industrial Sector Energy Related Emissions before CCS | heavy or residual fuel oil if | chemicals 20 | VOC |  | 0 | 10.6371 | 17.6096 | 23.5635 | 26.2828 | 26.9661 | 26.051 | 27.069 | 41.2533 | 39.1656 | 36.9925 | 34.403 | 34.7338 | 35.5618 | 35.3766 | 35.3277 | 35.9644 | 33.8581 | 32.6904 | 31.851 | 31.1368 | 30.1368 | 28.9996 | 27.9088 | 26.7677 | 25.8999 | 24.6684 | 24.2107 | 23.7997 | 23.3576 | 22.8179
Industrial Sector Energy Related Emissions before CCS[heavy or residual fuel oil if,chemicals 20,CO] | Industrial Sector Energy Related Emissions before CCS | heavy or residual fuel oil if | chemicals 20 | CO |  | 0 | 423.423 | 700.972 | 937.972 | 1046.22 | 1073.42 | 1036.99 | 1077.51 | 1642.13 | 1559.03 | 1472.53 | 1369.45 | 1382.62 | 1415.58 | 1408.2 | 1406.26 | 1431.61 | 1347.76 | 1301.28 | 1267.86 | 1239.44 | 1199.63 | 1154.36 | 1110.94 | 1065.52 | 1030.98 | 981.952 | 963.735 | 947.376 | 929.774 | 908.295
Industrial Sector Energy Related Emissions before CCS[heavy or residual fuel oil if,chemicals 20,NOx] | Industrial Sector Energy Related Emissions before CCS | heavy or residual fuel oil if | chemicals 20 | NOx |  | 0 | 1611.54 | 2667.88 | 3569.9 | 3981.87 | 4085.4 | 3946.75 | 4100.98 | 6249.92 | 5933.63 | 5604.41 | 5212.1 | 5262.21 | 5387.66 | 5359.59 | 5352.19 | 5448.66 | 5129.54 | 4952.64 | 4825.46 | 4717.26 | 4565.77 | 4393.47 | 4228.21 | 4055.34 | 3923.87 | 3737.29 | 3667.95 | 3605.69 | 3538.7 | 3456.95
Industrial Sector Energy Related Emissions before CCS[heavy or residual fuel oil if,chemicals 20,PM10] | Industrial Sector Energy Related Emissions before CCS | heavy or residual fuel oil if | chemicals 20 | PM10 |  | 0 | 415.515 | 687.879 | 920.453 | 1026.67 | 1053.37 | 1017.62 | 1057.39 | 1611.46 | 1529.91 | 1445.03 | 1343.87 | 1356.79 | 1389.14 | 1381.9 | 1379.99 | 1404.87 | 1322.59 | 1276.97 | 1244.18 | 1216.29 | 1177.22 | 1132.8 | 1090.19 | 1045.62 | 1011.72 | 963.612 | 945.734 | 929.681 | 912.408 | 891.329
Industrial Sector Energy Related Emissions before CCS[heavy or residual fuel oil if,chemicals 20,PM25] | Industrial Sector Energy Related Emissions before CCS | heavy or residual fuel oil if | chemicals 20 | PM25 |  | 0 | 190.136 | 314.767 | 421.191 | 469.797 | 482.011 | 465.654 | 483.85 | 737.39 | 700.073 | 661.23 | 614.944 | 620.856 | 635.657 | 632.346 | 631.473 | 642.854 | 605.203 | 584.332 | 569.327 | 556.561 | 538.687 | 518.359 | 498.861 | 478.465 | 462.954 | 440.94 | 432.759 | 425.413 | 417.509 | 407.864
Industrial Sector Energy Related Emissions before CCS[heavy or residual fuel oil if,chemicals 20,SOx] | Industrial Sector Energy Related Emissions before CCS | heavy or residual fuel oil if | chemicals 20 | SOx |  | 0 | 8033.26 | 13299 | 17795.4 | 19849 | 20365 | 19673.9 | 20442.7 | 31154.9 | 29578.2 | 27937.1 | 25981.5 | 26231.3 | 26856.6 | 26716.7 | 26679.8 | 27160.7 | 25569.9 | 24688.1 | 24054.2 | 23514.8 | 22759.6 | 21900.8 | 21077 | 20215.2 | 19559.9 | 18629.8 | 18284.1 | 17973.8 | 17639.8 | 17232.3
Industrial Sector Energy Related Emissions before CCS[heavy or residual fuel oil if,chemicals 20,BC] | Industrial Sector Energy Related Emissions before CCS | heavy or residual fuel oil if | chemicals 20 | BC |  | 0 | 12.0579 | 19.9618 | 26.7109 | 29.7933 | 30.5679 | 29.5306 | 30.6846 | 46.7635 | 44.3969 | 41.9336 | 38.9982 | 39.3732 | 40.3118 | 40.1018 | 40.0464 | 40.7682 | 38.3805 | 37.0569 | 36.1053 | 35.2957 | 34.1622 | 32.8731 | 31.6366 | 30.3431 | 29.3594 | 27.9633 | 27.4445 | 26.9787 | 26.4774 | 25.8657
Industrial Sector Energy Related Emissions before CCS[heavy or residual fuel oil if,chemicals 20,OC] | Industrial Sector Energy Related Emissions before CCS | heavy or residual fuel oil if | chemicals 20 | OC |  | 0 | 8.3613 | 13.8421 | 18.5221 | 20.6596 | 21.1968 | 20.4774 | 21.2776 | 32.4272 | 30.7862 | 29.078 | 27.0426 | 27.3026 | 27.9534 | 27.8078 | 27.7694 | 28.2699 | 26.6142 | 25.6964 | 25.0365 | 24.4751 | 23.6891 | 22.7952 | 21.9378 | 21.0408 | 20.3587 | 19.3906 | 19.0309 | 18.7078 | 18.3603 | 17.9361
Industrial Sector Energy Related Emissions before CCS[heavy or residual fuel oil if,chemicals 20,CH4] | Industrial Sector Energy Related Emissions before CCS | heavy or residual fuel oil if | chemicals 20 | CH4 |  | 0 | 37.7203 | 62.4455 | 83.5585 | 93.2013 | 95.6244 | 92.3794 | 95.9893 | 146.288 | 138.885 | 131.179 | 121.996 | 123.169 | 126.106 | 125.449 | 125.276 | 127.533 | 120.064 | 115.923 | 112.947 | 110.414 | 106.868 | 102.835 | 98.9673 | 94.9209 | 91.8437 | 87.4765 | 85.8536 | 84.3963 | 82.8282 | 80.9147
Industrial Sector Energy Related Emissions before CCS[heavy or residual fuel oil if,chemicals 20,N2O] | Industrial Sector Energy Related Emissions before CCS | heavy or residual fuel oil if | chemicals 20 | N2O |  | 0 | 7.5441 | 12.4891 | 16.7117 | 18.6403 | 19.1249 | 18.4759 | 19.1979 | 29.2576 | 27.777 | 26.2358 | 24.3993 | 24.6339 | 25.2211 | 25.0898 | 25.0551 | 25.5067 | 24.0128 | 23.1847 | 22.5894 | 22.0828 | 21.3736 | 20.5671 | 19.7935 | 18.9842 | 18.3687 | 17.4953 | 17.1707 | 16.8793 | 16.5656 | 16.1829
Industrial Sector Energy Related Emissions before CCS[heavy or residual fuel oil if,chemicals 20,F gases] | Industrial Sector Energy Related Emissions before CCS | heavy or residual fuel oil if | chemicals 20 | F gases |  | 0 | 0 | 0 | 0 | 0 | 0 | 0 | 0 | 0 | 0 | 0 | 0 | 0 | 0 | 0 | 0 | 0 | 0 | 0 | 0 | 0 | 0 | 0 | 0 | 0 | 0 | 0 | 0 | 0 | 0 | 0
Industrial Sector Energy Related Emissions before CCS[heavy or residual fuel oil if,rubber and plastic products 22,CO2] | Industrial Sector Energy Related Emissions before CCS | heavy or residual fuel oil if | rubber and plastic products 22 | CO2 |  | 0 | 0 | 0 | 0 | 0 | 0 | 0 | 0 | 0 | 0 | 0 | 0 | 0 | 0 | 0 | 0 | 0 | 0 | 0 | 0 | 0 | 0 | 0 | 0 | 0 | 0 | 0 | 0 | 0 | 0 | 0
Industrial Sector Energy Related Emissions before CCS[heavy or residual fuel oil if,rubber and plastic products 22,VOC] | Industrial Sector Energy Related Emissions before CCS | heavy or residual fuel oil if | rubber and plastic products 22 | VOC |  | 0 | 0 | 0 | 0 | 0 | 0 | 0 | 0 | 0 | 0 | 0 | 0 | 0 | 0 | 0 | 0 | 0 | 0 | 0 | 0 | 0 | 0 | 0 | 0 | 0 | 0 | 0 | 0 | 0 | 0 | 0
Industrial Sector Energy Related Emissions before CCS[heavy or residual fuel oil if,rubber and plastic products 22,CO] | Industrial Sector Energy Related Emissions before CCS | heavy or residual fuel oil if | rubber and plastic products 22 | CO |  | 0 | 0 | 0 | 0 | 0 | 0 | 0 | 0 | 0 | 0 | 0 | 0 | 0 | 0 | 0 | 0 | 0 | 0 | 0 | 0 | 0 | 0 | 0 | 0 | 0 | 0 | 0 | 0 | 0 | 0 | 0
Industrial Sector Energy Related Emissions before CCS[heavy or residual fuel oil if,rubber and plastic products 22,NOx] | Industrial Sector Energy Related Emissions before CCS | heavy or residual fuel oil if | rubber and plastic products 22 | NOx |  | 0 | 0 | 0 | 0 | 0 | 0 | 0 | 0 | 0 | 0 | 0 | 0 | 0 | 0 | 0 | 0 | 0 | 0 | 0 | 0 | 0 | 0 | 0 | 0 | 0 | 0 | 0 | 0 | 0 | 0 | 0
Industrial Sector Energy Related Emissions before CCS[heavy or residual fuel oil if,rubber and plastic products 22,PM10] | Industrial Sector Energy Related Emissions before CCS | heavy or residual fuel oil if | rubber and plastic products 22 | PM10 |  | 0 | 0 | 0 | 0 | 0 | 0 | 0 | 0 | 0 | 0 | 0 | 0 | 0 | 0 | 0 | 0 | 0 | 0 | 0 | 0 | 0 | 0 | 0 | 0 | 0 | 0 | 0 | 0 | 0 | 0 | 0
Industrial Sector Energy Related Emissions before CCS[heavy or residual fuel oil if,rubber and plastic products 22,PM25] | Industrial Sector Energy Related Emissions before CCS | heavy or residual fuel oil if | rubber and plastic products 22 | PM25 |  | 0 | 0 | 0 | 0 | 0 | 0 | 0 | 0 | 0 | 0 | 0 | 0 | 0 | 0 | 0 | 0 | 0 | 0 | 0 | 0 | 0 | 0 | 0 | 0 | 0 | 0 | 0 | 0 | 0 | 0 | 0
Industrial Sector Energy Related Emissions before CCS[heavy or residual fuel oil if,rubber and plastic products 22,SOx] | Industrial Sector Energy Related Emissions before CCS | heavy or residual fuel oil if | rubber and plastic products 22 | SOx |  | 0 | 0 | 0 | 0 | 0 | 0 | 0 | 0 | 0 | 0 | 0 | 0 | 0 | 0 | 0 | 0 | 0 | 0 | 0 | 0 | 0 | 0 | 0 | 0 | 0 | 0 | 0 | 0 | 0 | 0 | 0
Industrial Sector Energy Related Emissions before CCS[heavy or residual fuel oil if,rubber and plastic products 22,BC] | Industrial Sector Energy Related Emissions before CCS | heavy or residual fuel oil if | rubber and plastic products 22 | BC |  | 0 | 0 | 0 | 0 | 0 | 0 | 0 | 0 | 0 | 0 | 0 | 0 | 0 | 0 | 0 | 0 | 0 | 0 | 0 | 0 | 0 | 0 | 0 | 0 | 0 | 0 | 0 | 0 | 0 | 0 | 0
Industrial Sector Energy Related Emissions before CCS[heavy or residual fuel oil if,rubber and plastic products 22,OC] | Industrial Sector Energy Related Emissions before CCS | heavy or residual fuel oil if | rubber and plastic products 22 | OC |  | 0 | 0 | 0 | 0 | 0 | 0 | 0 | 0 | 0 | 0 | 0 | 0 | 0 | 0 | 0 | 0 | 0 | 0 | 0 | 0 | 0 | 0 | 0 | 0 | 0 | 0 | 0 | 0 | 0 | 0 | 0
Industrial Sector Energy Related Emissions before CCS[heavy or residual fuel oil if,rubber and plastic products 22,CH4] | Industrial Sector Energy Related Emissions before CCS | heavy or residual fuel oil if | rubber and plastic products 22 | CH4 |  | 0 | 0 | 0 | 0 | 0 | 0 | 0 | 0 | 0 | 0 | 0 | 0 | 0 | 0 | 0 | 0 | 0 | 0 | 0 | 0 | 0 | 0 | 0 | 0 | 0 | 0 | 0 | 0 | 0 | 0 | 0
Industrial Sector Energy Related Emissions before CCS[heavy or residual fuel oil if,rubber and plastic products 22,N2O] | Industrial Sector Energy Related Emissions before CCS | heavy or residual fuel oil if | rubber and plastic products 22 | N2O |  | 0 | 0 | 0 | 0 | 0 | 0 | 0 | 0 | 0 | 0 | 0 | 0 | 0 | 0 | 0 | 0 | 0 | 0 | 0 | 0 | 0 | 0 | 0 | 0 | 0 | 0 | 0 | 0 | 0 | 0 | 0
Industrial Sector Energy Related Emissions before CCS[heavy or residual fuel oil if,rubber and plastic products 22,F gases] | Industrial Sector Energy Related Emissions before CCS | heavy or residual fuel oil if | rubber and plastic products 22 | F gases |  | 0 | 0 | 0 | 0 | 0 | 0 | 0 | 0 | 0 | 0 | 0 | 0 | 0 | 0 | 0 | 0 | 0 | 0 | 0 | 0 | 0 | 0 | 0 | 0 | 0 | 0 | 0 | 0 | 0 | 0 | 0
Industrial Sector Energy Related Emissions before CCS[heavy or residual fuel oil if,glass and glass products 231,CO2] | Industrial Sector Energy Related Emissions before CCS | heavy or residual fuel oil if | glass and glass products 231 | CO2 |  | 0 | 0 | 0 | 0 | 0 | 0 | 0 | 0 | 0 | 0 | 0 | 0 | 0 | 0 | 0 | 0 | 0 | 0 | 0 | 0 | 0 | 0 | 0 | 0 | 0 | 0 | 0 | 0 | 0 | 0 | 0
Industrial Sector Energy Related Emissions before CCS[heavy or residual fuel oil if,glass and glass products 231,VOC] | Industrial Sector Energy Related Emissions before CCS | heavy or residual fuel oil if | glass and glass products 231 | VOC |  | 0 | 0 | 0 | 0 | 0 | 0 | 0 | 0 | 0 | 0 | 0 | 0 | 0 | 0 | 0 | 0 | 0 | 0 | 0 | 0 | 0 | 0 | 0 | 0 | 0 | 0 | 0 | 0 | 0 | 0 | 0
Industrial Sector Energy Related Emissions before CCS[heavy or residual fuel oil if,glass and glass products 231,CO] | Industrial Sector Energy Related Emissions before CCS | heavy or residual fuel oil if | glass and glass products 231 | CO |  | 0 | 0 | 0 | 0 | 0 | 0 | 0 | 0 | 0 | 0 | 0 | 0 | 0 | 0 | 0 | 0 | 0 | 0 | 0 | 0 | 0 | 0 | 0 | 0 | 0 | 0 | 0 | 0 | 0 | 0 | 0
Industrial Sector Energy Related Emissions before CCS[heavy or residual fuel oil if,glass and glass products 231,NOx] | Industrial Sector Energy Related Emissions before CCS | heavy or residual fuel oil if | glass and glass products 231 | NOx |  | 0 | 0 | 0 | 0 | 0 | 0 | 0 | 0 | 0 | 0 | 0 | 0 | 0 | 0 | 0 | 0 | 0 | 0 | 0 | 0 | 0 | 0 | 0 | 0 | 0 | 0 | 0 | 0 | 0 | 0 | 0
Industrial Sector Energy Related Emissions before CCS[heavy or residual fuel oil if,glass and glass products 231,PM10] | Industrial Sector Energy Related Emissions before CCS | heavy or residual fuel oil if | glass and glass products 231 | PM10 |  | 0 | 0 | 0 | 0 | 0 | 0 | 0 | 0 | 0 | 0 | 0 | 0 | 0 | 0 | 0 | 0 | 0 | 0 | 0 | 0 | 0 | 0 | 0 | 0 | 0 | 0 | 0 | 0 | 0 | 0 | 0
Industrial Sector Energy Related Emissions before CCS[heavy or residual fuel oil if,glass and glass products 231,PM25] | Industrial Sector Energy Related Emissions before CCS | heavy or residual fuel oil if | glass and glass products 231 | PM25 |  | 0 | 0 | 0 | 0 | 0 | 0 | 0 | 0 | 0 | 0 | 0 | 0 | 0 | 0 | 0 | 0 | 0 | 0 | 0 | 0 | 0 | 0 | 0 | 0 | 0 | 0 | 0 | 0 | 0 | 0 | 0
Industrial Sector Energy Related Emissions before CCS[heavy or residual fuel oil if,glass and glass products 231,SOx] | Industrial Sector Energy Related Emissions before CCS | heavy or residual fuel oil if | glass and glass products 231 | SOx |  | 0 | 0 | 0 | 0 | 0 | 0 | 0 | 0 | 0 | 0 | 0 | 0 | 0 | 0 | 0 | 0 | 0 | 0 | 0 | 0 | 0 | 0 | 0 | 0 | 0 | 0 | 0 | 0 | 0 | 0 | 0
Industrial Sector Energy Related Emissions before CCS[heavy or residual fuel oil if,glass and glass products 231,BC] | Industrial Sector Energy Related Emissions before CCS | heavy or residual fuel oil if | glass and glass products 231 | BC |  | 0 | 0 | 0 | 0 | 0 | 0 | 0 | 0 | 0 | 0 | 0 | 0 | 0 | 0 | 0 | 0 | 0 | 0 | 0 | 0 | 0 | 0 | 0 | 0 | 0 | 0 | 0 | 0 | 0 | 0 | 0
Industrial Sector Energy Related Emissions before CCS[heavy or residual fuel oil if,glass and glass products 231,OC] | Industrial Sector Energy Related Emissions before CCS | heavy or residual fuel oil if | glass and glass products 231 | OC |  | 0 | 0 | 0 | 0 | 0 | 0 | 0 | 0 | 0 | 0 | 0 | 0 | 0 | 0 | 0 | 0 | 0 | 0 | 0 | 0 | 0 | 0 | 0 | 0 | 0 | 0 | 0 | 0 | 0 | 0 | 0
Industrial Sector Energy Related Emissions before CCS[heavy or residual fuel oil if,glass and glass products 231,CH4] | Industrial Sector Energy Related Emissions before CCS | heavy or residual fuel oil if | glass and glass products 231 | CH4 |  | 0 | 0 | 0 | 0 | 0 | 0 | 0 | 0 | 0 | 0 | 0 | 0 | 0 | 0 | 0 | 0 | 0 | 0 | 0 | 0 | 0 | 0 | 0 | 0 | 0 | 0 | 0 | 0 | 0 | 0 | 0
Industrial Sector Energy Related Emissions before CCS[heavy or residual fuel oil if,glass and glass products 231,N2O] | Industrial Sector Energy Related Emissions before CCS | heavy or residual fuel oil if | glass and glass products 231 | N2O |  | 0 | 0 | 0 | 0 | 0 | 0 | 0 | 0 | 0 | 0 | 0 | 0 | 0 | 0 | 0 | 0 | 0 | 0 | 0 | 0 | 0 | 0 | 0 | 0 | 0 | 0 | 0 | 0 | 0 | 0 | 0
Industrial Sector Energy Related Emissions before CCS[heavy or residual fuel oil if,glass and glass products 231,F gases] | Industrial Sector Energy Related Emissions before CCS | heavy or residual fuel oil if | glass and glass products 231 | F gases |  | 0 | 0 | 0 | 0 | 0 | 0 | 0 | 0 | 0 | 0 | 0 | 0 | 0 | 0 | 0 | 0 | 0 | 0 | 0 | 0 | 0 | 0 | 0 | 0 | 0 | 0 | 0 | 0 | 0 | 0 | 0
Industrial Sector Energy Related Emissions before CCS[heavy or residual fuel oil if,cement and other nonmetallic minerals 239,CO2] | Industrial Sector Energy Related Emissions before CCS | heavy or residual fuel oil if | cement and other nonmetallic minerals 239 | CO2 |  | 0 | 0 | 4747550 | 9708300 | 13663800 | 16971500 | 19528700 | 22692300 | 30872800 | 62620600 | 91248800 | 117181000 | 142743000 | 169212000 | 189872000 | 211564000 | 236031000 | 226848000 | 221138000 | 217706000 | 214706000 | 209572000 | 205520000 | 201506000 | 197512000 | 195393000 | 191495000 | 188997000 | 186492000 | 184032000 | 181612000
Industrial Sector Energy Related Emissions before CCS[heavy or residual fuel oil if,cement and other nonmetallic minerals 239,VOC] | Industrial Sector Energy Related Emissions before CCS | heavy or residual fuel oil if | cement and other nonmetallic minerals 239 | VOC |  | 0 | 0 | 53.481 | 109.364 | 153.922 | 191.184 | 219.99 | 255.628 | 347.782 | 705.42 | 1027.92 | 1320.04 | 1608 | 1906.17 | 2138.9 | 2383.26 | 2658.89 | 2555.44 | 2491.11 | 2452.45 | 2418.65 | 2360.82 | 2315.18 | 2269.96 | 2224.97 | 2201.1 | 2157.19 | 2129.05 | 2100.83 | 2073.11 | 2045.86
Industrial Sector Energy Related Emissions before CCS[heavy or residual fuel oil if,cement and other nonmetallic minerals 239,CO] | Industrial Sector Energy Related Emissions before CCS | heavy or residual fuel oil if | cement and other nonmetallic minerals 239 | CO |  | 0 | 0 | 2128.87 | 4353.35 | 6127.05 | 7610.29 | 8756.97 | 10175.6 | 13843.9 | 28080.1 | 40917.4 | 52545.7 | 64008.4 | 75877.3 | 85141.5 | 94868.4 | 105840 | 101722 | 99161.5 | 97622.7 | 96277.3 | 93975.3 | 92158.2 | 90358.4 | 88567.4 | 87617.2 | 85869.4 | 84749.1 | 83625.9 | 82522.6 | 81437.7
Industrial Sector Energy Related Emissions before CCS[heavy or residual fuel oil if,cement and other nonmetallic minerals 239,NOx] | Industrial Sector Energy Related Emissions before CCS | heavy or residual fuel oil if | cement and other nonmetallic minerals 239 | NOx |  | 0 | 0 | 8102.44 | 16568.8 | 23319.4 | 28964.6 | 33328.8 | 38728 | 52689.4 | 106872 | 155731 | 199987 | 243614 | 288787 | 324046 | 361067 | 402825 | 387152 | 377406 | 371550 | 366429 | 357668 | 350752 | 343902 | 337085 | 333469 | 326817 | 322553 | 318278 | 314079 | 309950
Industrial Sector Energy Related Emissions before CCS[heavy or residual fuel oil if,cement and other nonmetallic minerals 239,PM10] | Industrial Sector Energy Related Emissions before CCS | heavy or residual fuel oil if | cement and other nonmetallic minerals 239 | PM10 |  | 0 | 0 | 2089.11 | 4272.04 | 6012.61 | 7468.15 | 8593.41 | 9985.51 | 13585.3 | 27555.6 | 40153.1 | 51564.2 | 62812.8 | 74460 | 83551.2 | 93096.5 | 103863 | 99822.1 | 97309.4 | 95799.3 | 94479.1 | 92220.1 | 90436.9 | 88670.7 | 86913.1 | 85980.7 | 84265.5 | 83166.2 | 82064 | 80981.3 | 79916.6
Industrial Sector Energy Related Emissions before CCS[heavy or residual fuel oil if,cement and other nonmetallic minerals 239,PM25] | Industrial Sector Energy Related Emissions before CCS | heavy or residual fuel oil if | cement and other nonmetallic minerals 239 | PM25 |  | 0 | 0 | 955.958 | 1954.85 | 2751.32 | 3417.36 | 3932.26 | 4569.28 | 6216.5 | 12609.2 | 18373.7 | 23595.3 | 28742.6 | 34072.2 | 38232.3 | 42600.1 | 47526.9 | 45677.7 | 44527.9 | 43836.9 | 43232.7 | 42199 | 41383.1 | 40574.9 | 39770.6 | 39344 | 38559.1 | 38056.1 | 37551.7 | 37056.3 | 36569.1
Industrial Sector Energy Related Emissions before CCS[heavy or residual fuel oil if,cement and other nonmetallic minerals 239,SOx] | Industrial Sector Energy Related Emissions before CCS | heavy or residual fuel oil if | cement and other nonmetallic minerals 239 | SOx |  | 0 | 0 | 40389.4 | 82592.6 | 116244 | 144384 | 166139 | 193053 | 262648 | 532740 | 776292 | 996905 | 1214380 | 1439560 | 1615320 | 1799860 | 2008020 | 1929890 | 1881310 | 1852120 | 1826590 | 1782920 | 1748440 | 1714300 | 1680320 | 1662290 | 1629130 | 1607870 | 1586570 | 1565630 | 1545050
Industrial Sector Energy Related Emissions before CCS[heavy or residual fuel oil if,cement and other nonmetallic minerals 239,BC] | Industrial Sector Energy Related Emissions before CCS | heavy or residual fuel oil if | cement and other nonmetallic minerals 239 | BC |  | 0 | 0 | 60.6245 | 123.972 | 174.482 | 216.72 | 249.374 | 289.772 | 394.235 | 799.643 | 1165.21 | 1496.36 | 1822.78 | 2160.78 | 2424.6 | 2701.59 | 3014.04 | 2896.77 | 2823.85 | 2780.03 | 2741.71 | 2676.16 | 2624.41 | 2573.16 | 2522.16 | 2495.1 | 2445.32 | 2413.42 | 2381.44 | 2350.02 | 2319.12
Industrial Sector Energy Related Emissions before CCS[heavy or residual fuel oil if,cement and other nonmetallic minerals 239,OC] | Industrial Sector Energy Related Emissions before CCS | heavy or residual fuel oil if | cement and other nonmetallic minerals 239 | OC |  | 0 | 0 | 42.0389 | 85.9657 | 120.991 | 150.28 | 172.924 | 200.937 | 273.375 | 554.497 | 807.996 | 1037.62 | 1263.97 | 1498.35 | 1681.29 | 1873.37 | 2090.03 | 2008.71 | 1958.14 | 1927.76 | 1901.19 | 1855.73 | 1819.85 | 1784.31 | 1748.94 | 1730.18 | 1695.66 | 1673.54 | 1651.36 | 1629.57 | 1608.15
Industrial Sector Energy Related Emissions before CCS[heavy or residual fuel oil if,cement and other nonmetallic minerals 239,CH4] | Industrial Sector Energy Related Emissions before CCS | heavy or residual fuel oil if | cement and other nonmetallic minerals 239 | CH4 |  | 0 | 0 | 189.649 | 387.815 | 545.824 | 677.957 | 780.108 | 906.483 | 1233.27 | 2501.49 | 3645.09 | 4680.99 | 5702.14 | 6759.47 | 7584.76 | 8451.28 | 9428.69 | 9061.83 | 8833.73 | 8696.64 | 8576.79 | 8371.72 | 8209.84 | 8049.51 | 7889.96 | 7805.31 | 7649.6 | 7549.81 | 7449.75 | 7351.47 | 7254.81
Industrial Sector Energy Related Emissions before CCS[heavy or residual fuel oil if,cement and other nonmetallic minerals 239,N2O] | Industrial Sector Energy Related Emissions before CCS | heavy or residual fuel oil if | cement and other nonmetallic minerals 239 | N2O |  | 0 | 0 | 37.9298 | 77.563 | 109.165 | 135.591 | 156.022 | 181.297 | 246.654 | 500.298 | 729.019 | 936.198 | 1140.43 | 1351.89 | 1516.95 | 1690.26 | 1885.74 | 1812.37 | 1766.75 | 1739.33 | 1715.36 | 1674.34 | 1641.97 | 1609.9 | 1577.99 | 1561.06 | 1529.92 | 1509.96 | 1489.95 | 1470.29 | 1450.96
Industrial Sector Energy Related Emissions before CCS[heavy or residual fuel oil if,cement and other nonmetallic minerals 239,F gases] | Industrial Sector Energy Related Emissions before CCS | heavy or residual fuel oil if | cement and other nonmetallic minerals 239 | F gases |  | 0 | 0 | 0 | 0 | 0 | 0 | 0 | 0 | 0 | 0 | 0 | 0 | 0 | 0 | 0 | 0 | 0 | 0 | 0 | 0 | 0 | 0 | 0 | 0 | 0 | 0 | 0 | 0 | 0 | 0 | 0
Industrial Sector Energy Related Emissions before CCS[heavy or residual fuel oil if,iron and steel 241,CO2] | Industrial Sector Energy Related Emissions before CCS | heavy or residual fuel oil if | iron and steel 241 | CO2 |  | 0 | 0 | 0 | 0 | 0 | 0 | 0 | 0 | 0 | 0 | 0 | 0 | 0 | 0 | 0 | 0 | 0 | 0 | 0 | 0 | 0 | 0 | 0 | 0 | 0 | 0 | 0 | 0 | 0 | 0 | 0
Industrial Sector Energy Related Emissions before CCS[heavy or residual fuel oil if,iron and steel 241,VOC] | Industrial Sector Energy Related Emissions before CCS | heavy or residual fuel oil if | iron and steel 241 | VOC |  | 0 | 0 | 0 | 0 | 0 | 0 | 0 | 0 | 0 | 0 | 0 | 0 | 0 | 0 | 0 | 0 | 0 | 0 | 0 | 0 | 0 | 0 | 0 | 0 | 0 | 0 | 0 | 0 | 0 | 0 | 0
Industrial Sector Energy Related Emissions before CCS[heavy or residual fuel oil if,iron and steel 241,CO] | Industrial Sector Energy Related Emissions before CCS | heavy or residual fuel oil if | iron and steel 241 | CO |  | 0 | 0 | 0 | 0 | 0 | 0 | 0 | 0 | 0 | 0 | 0 | 0 | 0 | 0 | 0 | 0 | 0 | 0 | 0 | 0 | 0 | 0 | 0 | 0 | 0 | 0 | 0 | 0 | 0 | 0 | 0
Industrial Sector Energy Related Emissions before CCS[heavy or residual fuel oil if,iron and steel 241,NOx] | Industrial Sector Energy Related Emissions before CCS | heavy or residual fuel oil if | iron and steel 241 | NOx |  | 0 | 0 | 0 | 0 | 0 | 0 | 0 | 0 | 0 | 0 | 0 | 0 | 0 | 0 | 0 | 0 | 0 | 0 | 0 | 0 | 0 | 0 | 0 | 0 | 0 | 0 | 0 | 0 | 0 | 0 | 0
Industrial Sector Energy Related Emissions before CCS[heavy or residual fuel oil if,iron and steel 241,PM10] | Industrial Sector Energy Related Emissions before CCS | heavy or residual fuel oil if | iron and steel 241 | PM10 |  | 0 | 0 | 0 | 0 | 0 | 0 | 0 | 0 | 0 | 0 | 0 | 0 | 0 | 0 | 0 | 0 | 0 | 0 | 0 | 0 | 0 | 0 | 0 | 0 | 0 | 0 | 0 | 0 | 0 | 0 | 0
Industrial Sector Energy Related Emissions before CCS[heavy or residual fuel oil if,iron and steel 241,PM25] | Industrial Sector Energy Related Emissions before CCS | heavy or residual fuel oil if | iron and steel 241 | PM25 |  | 0 | 0 | 0 | 0 | 0 | 0 | 0 | 0 | 0 | 0 | 0 | 0 | 0 | 0 | 0 | 0 | 0 | 0 | 0 | 0 | 0 | 0 | 0 | 0 | 0 | 0 | 0 | 0 | 0 | 0 | 0
Industrial Sector Energy Related Emissions before CCS[heavy or residual fuel oil if,iron and steel 241,SOx] | Industrial Sector Energy Related Emissions before CCS | heavy or residual fuel oil if | iron and steel 241 | SOx |  | 0 | 0 | 0 | 0 | 0 | 0 | 0 | 0 | 0 | 0 | 0 | 0 | 0 | 0 | 0 | 0 | 0 | 0 | 0 | 0 | 0 | 0 | 0 | 0 | 0 | 0 | 0 | 0 | 0 | 0 | 0
Industrial Sector Energy Related Emissions before CCS[heavy or residual fuel oil if,iron and steel 241,BC] | Industrial Sector Energy Related Emissions before CCS | heavy or residual fuel oil if | iron and steel 241 | BC |  | 0 | 0 | 0 | 0 | 0 | 0 | 0 | 0 | 0 | 0 | 0 | 0 | 0 | 0 | 0 | 0 | 0 | 0 | 0 | 0 | 0 | 0 | 0 | 0 | 0 | 0 | 0 | 0 | 0 | 0 | 0
Industrial Sector Energy Related Emissions before CCS[heavy or residual fuel oil if,iron and steel 241,OC] | Industrial Sector Energy Related Emissions before CCS | heavy or residual fuel oil if | iron and steel 241 | OC |  | 0 | 0 | 0 | 0 | 0 | 0 | 0 | 0 | 0 | 0 | 0 | 0 | 0 | 0 | 0 | 0 | 0 | 0 | 0 | 0 | 0 | 0 | 0 | 0 | 0 | 0 | 0 | 0 | 0 | 0 | 0
Industrial Sector Energy Related Emissions before CCS[heavy or residual fuel oil if,iron and steel 241,CH4] | Industrial Sector Energy Related Emissions before CCS | heavy or residual fuel oil if | iron and steel 241 | CH4 |  | 0 | 0 | 0 | 0 | 0 | 0 | 0 | 0 | 0 | 0 | 0 | 0 | 0 | 0 | 0 | 0 | 0 | 0 | 0 | 0 | 0 | 0 | 0 | 0 | 0 | 0 | 0 | 0 | 0 | 0 | 0
Industrial Sector Energy Related Emissions before CCS[heavy or residual fuel oil if,iron and steel 241,N2O] | Industrial Sector Energy Related Emissions before CCS | heavy or residual fuel oil if | iron and steel 241 | N2O |  | 0 | 0 | 0 | 0 | 0 | 0 | 0 | 0 | 0 | 0 | 0 | 0 | 0 | 0 | 0 | 0 | 0 | 0 | 0 | 0 | 0 | 0 | 0 | 0 | 0 | 0 | 0 | 0 | 0 | 0 | 0
Industrial Sector Energy Related Emissions before CCS[heavy or residual fuel oil if,iron and steel 241,F gases] | Industrial Sector Energy Related Emissions before CCS | heavy or residual fuel oil if | iron and steel 241 | F gases |  | 0 | 0 | 0 | 0 | 0 | 0 | 0 | 0 | 0 | 0 | 0 | 0 | 0 | 0 | 0 | 0 | 0 | 0 | 0 | 0 | 0 | 0 | 0 | 0 | 0 | 0 | 0 | 0 | 0 | 0 | 0
Industrial Sector Energy Related Emissions before CCS[heavy or residual fuel oil if,other metals 242,CO2] | Industrial Sector Energy Related Emissions before CCS | heavy or residual fuel oil if | other metals 242 | CO2 |  | 0 | 0 | 0 | 0 | 0 | 0 | 0 | 0 | 0 | 0 | 0 | 0 | 0 | 0 | 0 | 0 | 0 | 0 | 0 | 0 | 0 | 0 | 0 | 0 | 0 | 0 | 0 | 0 | 0 | 0 | 0
Industrial Sector Energy Related Emissions before CCS[heavy or residual fuel oil if,other metals 242,VOC] | Industrial Sector Energy Related Emissions before CCS | heavy or residual fuel oil if | other metals 242 | VOC |  | 0 | 0 | 0 | 0 | 0 | 0 | 0 | 0 | 0 | 0 | 0 | 0 | 0 | 0 | 0 | 0 | 0 | 0 | 0 | 0 | 0 | 0 | 0 | 0 | 0 | 0 | 0 | 0 | 0 | 0 | 0
Industrial Sector Energy Related Emissions before CCS[heavy or residual fuel oil if,other metals 242,CO] | Industrial Sector Energy Related Emissions before CCS | heavy or residual fuel oil if | other metals 242 | CO |  | 0 | 0 | 0 | 0 | 0 | 0 | 0 | 0 | 0 | 0 | 0 | 0 | 0 | 0 | 0 | 0 | 0 | 0 | 0 | 0 | 0 | 0 | 0 | 0 | 0 | 0 | 0 | 0 | 0 | 0 | 0
Industrial Sector Energy Related Emissions before CCS[heavy or residual fuel oil if,other metals 242,NOx] | Industrial Sector Energy Related Emissions before CCS | heavy or residual fuel oil if | other metals 242 | NOx |  | 0 | 0 | 0 | 0 | 0 | 0 | 0 | 0 | 0 | 0 | 0 | 0 | 0 | 0 | 0 | 0 | 0 | 0 | 0 | 0 | 0 | 0 | 0 | 0 | 0 | 0 | 0 | 0 | 0 | 0 | 0
Industrial Sector Energy Related Emissions before CCS[heavy or residual fuel oil if,other metals 242,PM10] | Industrial Sector Energy Related Emissions before CCS | heavy or residual fuel oil if | other metals 242 | PM10 |  | 0 | 0 | 0 | 0 | 0 | 0 | 0 | 0 | 0 | 0 | 0 | 0 | 0 | 0 | 0 | 0 | 0 | 0 | 0 | 0 | 0 | 0 | 0 | 0 | 0 | 0 | 0 | 0 | 0 | 0 | 0
Industrial Sector Energy Related Emissions before CCS[heavy or residual fuel oil if,other metals 242,PM25] | Industrial Sector Energy Related Emissions before CCS | heavy or residual fuel oil if | other metals 242 | PM25 |  | 0 | 0 | 0 | 0 | 0 | 0 | 0 | 0 | 0 | 0 | 0 | 0 | 0 | 0 | 0 | 0 | 0 | 0 | 0 | 0 | 0 | 0 | 0 | 0 | 0 | 0 | 0 | 0 | 0 | 0 | 0
Industrial Sector Energy Related Emissions before CCS[heavy or residual fuel oil if,other metals 242,SOx] | Industrial Sector Energy Related Emissions before CCS | heavy or residual fuel oil if | other metals 242 | SOx |  | 0 | 0 | 0 | 0 | 0 | 0 | 0 | 0 | 0 | 0 | 0 | 0 | 0 | 0 | 0 | 0 | 0 | 0 | 0 | 0 | 0 | 0 | 0 | 0 | 0 | 0 | 0 | 0 | 0 | 0 | 0
Industrial Sector Energy Related Emissions before CCS[heavy or residual fuel oil if,other metals 242,BC] | Industrial Sector Energy Related Emissions before CCS | heavy or residual fuel oil if | other metals 242 | BC |  | 0 | 0 | 0 | 0 | 0 | 0 | 0 | 0 | 0 | 0 | 0 | 0 | 0 | 0 | 0 | 0 | 0 | 0 | 0 | 0 | 0 | 0 | 0 | 0 | 0 | 0 | 0 | 0 | 0 | 0 | 0
Industrial Sector Energy Related Emissions before CCS[heavy or residual fuel oil if,other metals 242,OC] | Industrial Sector Energy Related Emissions before CCS | heavy or residual fuel oil if | other metals 242 | OC |  | 0 | 0 | 0 | 0 | 0 | 0 | 0 | 0 | 0 | 0 | 0 | 0 | 0 | 0 | 0 | 0 | 0 | 0 | 0 | 0 | 0 | 0 | 0 | 0 | 0 | 0 | 0 | 0 | 0 | 0 | 0
Industrial Sector Energy Related Emissions before CCS[heavy or residual fuel oil if,other metals 242,CH4] | Industrial Sector Energy Related Emissions before CCS | heavy or residual fuel oil if | other metals 242 | CH4 |  | 0 | 0 | 0 | 0 | 0 | 0 | 0 | 0 | 0 | 0 | 0 | 0 | 0 | 0 | 0 | 0 | 0 | 0 | 0 | 0 | 0 | 0 | 0 | 0 | 0 | 0 | 0 | 0 | 0 | 0 | 0
Industrial Sector Energy Related Emissions before CCS[heavy or residual fuel oil if,other metals 242,N2O] | Industrial Sector Energy Related Emissions before CCS | heavy or residual fuel oil if | other metals 242 | N2O |  | 0 | 0 | 0 | 0 | 0 | 0 | 0 | 0 | 0 | 0 | 0 | 0 | 0 | 0 | 0 | 0 | 0 | 0 | 0 | 0 | 0 | 0 | 0 | 0 | 0 | 0 | 0 | 0 | 0 | 0 | 0
Industrial Sector Energy Related Emissions before CCS[heavy or residual fuel oil if,other metals 242,F gases] | Industrial Sector Energy Related Emissions before CCS | heavy or residual fuel oil if | other metals 242 | F gases |  | 0 | 0 | 0 | 0 | 0 | 0 | 0 | 0 | 0 | 0 | 0 | 0 | 0 | 0 | 0 | 0 | 0 | 0 | 0 | 0 | 0 | 0 | 0 | 0 | 0 | 0 | 0 | 0 | 0 | 0 | 0
Industrial Sector Energy Related Emissions before CCS[heavy or residual fuel oil if,metal products except machinery and vehicles 25,CO2] | Industrial Sector Energy Related Emissions before CCS | heavy or residual fuel oil if | metal products except machinery and vehicles 25 | CO2 |  | 0 | 0 | 0 | 0 | 0 | 0 | 0 | 0 | 0 | 0 | 0 | 0 | 0 | 0 | 0 | 0 | 0 | 0 | 0 | 0 | 0 | 0 | 0 | 0 | 0 | 0 | 0 | 0 | 0 | 0 | 0
Industrial Sector Energy Related Emissions before CCS[heavy or residual fuel oil if,metal products except machinery and vehicles 25,VOC] | Industrial Sector Energy Related Emissions before CCS | heavy or residual fuel oil if | metal products except machinery and vehicles 25 | VOC |  | 0 | 0 | 0 | 0 | 0 | 0 | 0 | 0 | 0 | 0 | 0 | 0 | 0 | 0 | 0 | 0 | 0 | 0 | 0 | 0 | 0 | 0 | 0 | 0 | 0 | 0 | 0 | 0 | 0 | 0 | 0
Industrial Sector Energy Related Emissions before CCS[heavy or residual fuel oil if,metal products except machinery and vehicles 25,CO] | Industrial Sector Energy Related Emissions before CCS | heavy or residual fuel oil if | metal products except machinery and vehicles 25 | CO |  | 0 | 0 | 0 | 0 | 0 | 0 | 0 | 0 | 0 | 0 | 0 | 0 | 0 | 0 | 0 | 0 | 0 | 0 | 0 | 0 | 0 | 0 | 0 | 0 | 0 | 0 | 0 | 0 | 0 | 0 | 0
Industrial Sector Energy Related Emissions before CCS[heavy or residual fuel oil if,metal products except machinery and vehicles 25,NOx] | Industrial Sector Energy Related Emissions before CCS | heavy or residual fuel oil if | metal products except machinery and vehicles 25 | NOx |  | 0 | 0 | 0 | 0 | 0 | 0 | 0 | 0 | 0 | 0 | 0 | 0 | 0 | 0 | 0 | 0 | 0 | 0 | 0 | 0 | 0 | 0 | 0 | 0 | 0 | 0 | 0 | 0 | 0 | 0 | 0
Industrial Sector Energy Related Emissions before CCS[heavy or residual fuel oil if,metal products except machinery and vehicles 25,PM10] | Industrial Sector Energy Related Emissions before CCS | heavy or residual fuel oil if | metal products except machinery and vehicles 25 | PM10 |  | 0 | 0 | 0 | 0 | 0 | 0 | 0 | 0 | 0 | 0 | 0 | 0 | 0 | 0 | 0 | 0 | 0 | 0 | 0 | 0 | 0 | 0 | 0 | 0 | 0 | 0 | 0 | 0 | 0 | 0 | 0
Industrial Sector Energy Related Emissions before CCS[heavy or residual fuel oil if,metal products except machinery and vehicles 25,PM25] | Industrial Sector Energy Related Emissions before CCS | heavy or residual fuel oil if | metal products except machinery and vehicles 25 | PM25 |  | 0 | 0 | 0 | 0 | 0 | 0 | 0 | 0 | 0 | 0 | 0 | 0 | 0 | 0 | 0 | 0 | 0 | 0 | 0 | 0 | 0 | 0 | 0 | 0 | 0 | 0 | 0 | 0 | 0 | 0 | 0
Industrial Sector Energy Related Emissions before CCS[heavy or residual fuel oil if,metal products except machinery and vehicles 25,SOx] | Industrial Sector Energy Related Emissions before CCS | heavy or residual fuel oil if | metal products except machinery and vehicles 25 | SOx |  | 0 | 0 | 0 | 0 | 0 | 0 | 0 | 0 | 0 | 0 | 0 | 0 | 0 | 0 | 0 | 0 | 0 | 0 | 0 | 0 | 0 | 0 | 0 | 0 | 0 | 0 | 0 | 0 | 0 | 0 | 0
Industrial Sector Energy Related Emissions before CCS[heavy or residual fuel oil if,metal products except machinery and vehicles 25,BC] | Industrial Sector Energy Related Emissions before CCS | heavy or residual fuel oil if | metal products except machinery and vehicles 25 | BC |  | 0 | 0 | 0 | 0 | 0 | 0 | 0 | 0 | 0 | 0 | 0 | 0 | 0 | 0 | 0 | 0 | 0 | 0 | 0 | 0 | 0 | 0 | 0 | 0 | 0 | 0 | 0 | 0 | 0 | 0 | 0
Industrial Sector Energy Related Emissions before CCS[heavy or residual fuel oil if,metal products except machinery and vehicles 25,OC] | Industrial Sector Energy Related Emissions before CCS | heavy or residual fuel oil if | metal products except machinery and vehicles 25 | OC |  | 0 | 0 | 0 | 0 | 0 | 0 | 0 | 0 | 0 | 0 | 0 | 0 | 0 | 0 | 0 | 0 | 0 | 0 | 0 | 0 | 0 | 0 | 0 | 0 | 0 | 0 | 0 | 0 | 0 | 0 | 0
Industrial Sector Energy Related Emissions before CCS[heavy or residual fuel oil if,metal products except machinery and vehicles 25,CH4] | Industrial Sector Energy Related Emissions before CCS | heavy or residual fuel oil if | metal products except machinery and vehicles 25 | CH4 |  | 0 | 0 | 0 | 0 | 0 | 0 | 0 | 0 | 0 | 0 | 0 | 0 | 0 | 0 | 0 | 0 | 0 | 0 | 0 | 0 | 0 | 0 | 0 | 0 | 0 | 0 | 0 | 0 | 0 | 0 | 0
Industrial Sector Energy Related Emissions before CCS[heavy or residual fuel oil if,metal products except machinery and vehicles 25,N2O] | Industrial Sector Energy Related Emissions before CCS | heavy or residual fuel oil if | metal products except machinery and vehicles 25 | N2O |  | 0 | 0 | 0 | 0 | 0 | 0 | 0 | 0 | 0 | 0 | 0 | 0 | 0 | 0 | 0 | 0 | 0 | 0 | 0 | 0 | 0 | 0 | 0 | 0 | 0 | 0 | 0 | 0 | 0 | 0 | 0
Industrial Sector Energy Related Emissions before CCS[heavy or residual fuel oil if,metal products except machinery and vehicles 25,F gases] | Industrial Sector Energy Related Emissions before CCS | heavy or residual fuel oil if | metal products except machinery and vehicles 25 | F gases |  | 0 | 0 | 0 | 0 | 0 | 0 | 0 | 0 | 0 | 0 | 0 | 0 | 0 | 0 | 0 | 0 | 0 | 0 | 0 | 0 | 0 | 0 | 0 | 0 | 0 | 0 | 0 | 0 | 0 | 0 | 0
Industrial Sector Energy Related Emissions before CCS[heavy or residual fuel oil if,computers and electronics 26,CO2] | Industrial Sector Energy Related Emissions before CCS | heavy or residual fuel oil if | computers and electronics 26 | CO2 |  | 0 | 0 | 0 | 0 | 0 | 0 | 0 | 0 | 0 | 0 | 0 | 0 | 0 | 0 | 0 | 0 | 0 | 0 | 0 | 0 | 0 | 0 | 0 | 0 | 0 | 0 | 0 | 0 | 0 | 0 | 0
Industrial Sector Energy Related Emissions before CCS[heavy or residual fuel oil if,computers and electronics 26,VOC] | Industrial Sector Energy Related Emissions before CCS | heavy or residual fuel oil if | computers and electronics 26 | VOC |  | 0 | 0 | 0 | 0 | 0 | 0 | 0 | 0 | 0 | 0 | 0 | 0 | 0 | 0 | 0 | 0 | 0 | 0 | 0 | 0 | 0 | 0 | 0 | 0 | 0 | 0 | 0 | 0 | 0 | 0 | 0
Industrial Sector Energy Related Emissions before CCS[heavy or residual fuel oil if,computers and electronics 26,CO] | Industrial Sector Energy Related Emissions before CCS | heavy or residual fuel oil if | computers and electronics 26 | CO |  | 0 | 0 | 0 | 0 | 0 | 0 | 0 | 0 | 0 | 0 | 0 | 0 | 0 | 0 | 0 | 0 | 0 | 0 | 0 | 0 | 0 | 0 | 0 | 0 | 0 | 0 | 0 | 0 | 0 | 0 | 0
Industrial Sector Energy Related Emissions before CCS[heavy or residual fuel oil if,computers and electronics 26,NOx] | Industrial Sector Energy Related Emissions before CCS | heavy or residual fuel oil if | computers and electronics 26 | NOx |  | 0 | 0 | 0 | 0 | 0 | 0 | 0 | 0 | 0 | 0 | 0 | 0 | 0 | 0 | 0 | 0 | 0 | 0 | 0 | 0 | 0 | 0 | 0 | 0 | 0 | 0 | 0 | 0 | 0 | 0 | 0
Industrial Sector Energy Related Emissions before CCS[heavy or residual fuel oil if,computers and electronics 26,PM10] | Industrial Sector Energy Related Emissions before CCS | heavy or residual fuel oil if | computers and electronics 26 | PM10 |  | 0 | 0 | 0 | 0 | 0 | 0 | 0 | 0 | 0 | 0 | 0 | 0 | 0 | 0 | 0 | 0 | 0 | 0 | 0 | 0 | 0 | 0 | 0 | 0 | 0 | 0 | 0 | 0 | 0 | 0 | 0
Industrial Sector Energy Related Emissions before CCS[heavy or residual fuel oil if,computers and electronics 26,PM25] | Industrial Sector Energy Related Emissions before CCS | heavy or residual fuel oil if | computers and electronics 26 | PM25 |  | 0 | 0 | 0 | 0 | 0 | 0 | 0 | 0 | 0 | 0 | 0 | 0 | 0 | 0 | 0 | 0 | 0 | 0 | 0 | 0 | 0 | 0 | 0 | 0 | 0 | 0 | 0 | 0 | 0 | 0 | 0
Industrial Sector Energy Related Emissions before CCS[heavy or residual fuel oil if,computers and electronics 26,SOx] | Industrial Sector Energy Related Emissions before CCS | heavy or residual fuel oil if | computers and electronics 26 | SOx |  | 0 | 0 | 0 | 0 | 0 | 0 | 0 | 0 | 0 | 0 | 0 | 0 | 0 | 0 | 0 | 0 | 0 | 0 | 0 | 0 | 0 | 0 | 0 | 0 | 0 | 0 | 0 | 0 | 0 | 0 | 0
Industrial Sector Energy Related Emissions before CCS[heavy or residual fuel oil if,computers and electronics 26,BC] | Industrial Sector Energy Related Emissions before CCS | heavy or residual fuel oil if | computers and electronics 26 | BC |  | 0 | 0 | 0 | 0 | 0 | 0 | 0 | 0 | 0 | 0 | 0 | 0 | 0 | 0 | 0 | 0 | 0 | 0 | 0 | 0 | 0 | 0 | 0 | 0 | 0 | 0 | 0 | 0 | 0 | 0 | 0
Industrial Sector Energy Related Emissions before CCS[heavy or residual fuel oil if,computers and electronics 26,OC] | Industrial Sector Energy Related Emissions before CCS | heavy or residual fuel oil if | computers and electronics 26 | OC |  | 0 | 0 | 0 | 0 | 0 | 0 | 0 | 0 | 0 | 0 | 0 | 0 | 0 | 0 | 0 | 0 | 0 | 0 | 0 | 0 | 0 | 0 | 0 | 0 | 0 | 0 | 0 | 0 | 0 | 0 | 0
Industrial Sector Energy Related Emissions before CCS[heavy or residual fuel oil if,computers and electronics 26,CH4] | Industrial Sector Energy Related Emissions before CCS | heavy or residual fuel oil if | computers and electronics 26 | CH4 |  | 0 | 0 | 0 | 0 | 0 | 0 | 0 | 0 | 0 | 0 | 0 | 0 | 0 | 0 | 0 | 0 | 0 | 0 | 0 | 0 | 0 | 0 | 0 | 0 | 0 | 0 | 0 | 0 | 0 | 0 | 0
Industrial Sector Energy Related Emissions before CCS[heavy or residual fuel oil if,computers and electronics 26,N2O] | Industrial Sector Energy Related Emissions before CCS | heavy or residual fuel oil if | computers and electronics 26 | N2O |  | 0 | 0 | 0 | 0 | 0 | 0 | 0 | 0 | 0 | 0 | 0 | 0 | 0 | 0 | 0 | 0 | 0 | 0 | 0 | 0 | 0 | 0 | 0 | 0 | 0 | 0 | 0 | 0 | 0 | 0 | 0
Industrial Sector Energy Related Emissions before CCS[heavy or residual fuel oil if,computers and electronics 26,F gases] | Industrial Sector Energy Related Emissions before CCS | heavy or residual fuel oil if | computers and electronics 26 | F gases |  | 0 | 0 | 0 | 0 | 0 | 0 | 0 | 0 | 0 | 0 | 0 | 0 | 0 | 0 | 0 | 0 | 0 | 0 | 0 | 0 | 0 | 0 | 0 | 0 | 0 | 0 | 0 | 0 | 0 | 0 | 0
Industrial Sector Energy Related Emissions before CCS[heavy or residual fuel oil if,appliances and electrical equipment 27,CO2] | Industrial Sector Energy Related Emissions before CCS | heavy or residual fuel oil if | appliances and electrical equipment 27 | CO2 |  | 0 | 0 | 0 | 0 | 0 | 0 | 0 | 0 | 0 | 0 | 0 | 0 | 0 | 0 | 0 | 0 | 0 | 0 | 0 | 0 | 0 | 0 | 0 | 0 | 0 | 0 | 0 | 0 | 0 | 0 | 0
Industrial Sector Energy Related Emissions before CCS[heavy or residual fuel oil if,appliances and electrical equipment 27,VOC] | Industrial Sector Energy Related Emissions before CCS | heavy or residual fuel oil if | appliances and electrical equipment 27 | VOC |  | 0 | 0 | 0 | 0 | 0 | 0 | 0 | 0 | 0 | 0 | 0 | 0 | 0 | 0 | 0 | 0 | 0 | 0 | 0 | 0 | 0 | 0 | 0 | 0 | 0 | 0 | 0 | 0 | 0 | 0 | 0
Industrial Sector Energy Related Emissions before CCS[heavy or residual fuel oil if,appliances and electrical equipment 27,CO] | Industrial Sector Energy Related Emissions before CCS | heavy or residual fuel oil if | appliances and electrical equipment 27 | CO |  | 0 | 0 | 0 | 0 | 0 | 0 | 0 | 0 | 0 | 0 | 0 | 0 | 0 | 0 | 0 | 0 | 0 | 0 | 0 | 0 | 0 | 0 | 0 | 0 | 0 | 0 | 0 | 0 | 0 | 0 | 0
Industrial Sector Energy Related Emissions before CCS[heavy or residual fuel oil if,appliances and electrical equipment 27,NOx] | Industrial Sector Energy Related Emissions before CCS | heavy or residual fuel oil if | appliances and electrical equipment 27 | NOx |  | 0 | 0 | 0 | 0 | 0 | 0 | 0 | 0 | 0 | 0 | 0 | 0 | 0 | 0 | 0 | 0 | 0 | 0 | 0 | 0 | 0 | 0 | 0 | 0 | 0 | 0 | 0 | 0 | 0 | 0 | 0
Industrial Sector Energy Related Emissions before CCS[heavy or residual fuel oil if,appliances and electrical equipment 27,PM10] | Industrial Sector Energy Related Emissions before CCS | heavy or residual fuel oil if | appliances and electrical equipment 27 | PM10 |  | 0 | 0 | 0 | 0 | 0 | 0 | 0 | 0 | 0 | 0 | 0 | 0 | 0 | 0 | 0 | 0 | 0 | 0 | 0 | 0 | 0 | 0 | 0 | 0 | 0 | 0 | 0 | 0 | 0 | 0 | 0
Industrial Sector Energy Related Emissions before CCS[heavy or residual fuel oil if,appliances and electrical equipment 27,PM25] | Industrial Sector Energy Related Emissions before CCS | heavy or residual fuel oil if | appliances and electrical equipment 27 | PM25 |  | 0 | 0 | 0 | 0 | 0 | 0 | 0 | 0 | 0 | 0 | 0 | 0 | 0 | 0 | 0 | 0 | 0 | 0 | 0 | 0 | 0 | 0 | 0 | 0 | 0 | 0 | 0 | 0 | 0 | 0 | 0
Industrial Sector Energy Related Emissions before CCS[heavy or residual fuel oil if,appliances and electrical equipment 27,SOx] | Industrial Sector Energy Related Emissions before CCS | heavy or residual fuel oil if | appliances and electrical equipment 27 | SOx |  | 0 | 0 | 0 | 0 | 0 | 0 | 0 | 0 | 0 | 0 | 0 | 0 | 0 | 0 | 0 | 0 | 0 | 0 | 0 | 0 | 0 | 0 | 0 | 0 | 0 | 0 | 0 | 0 | 0 | 0 | 0
Industrial Sector Energy Related Emissions before CCS[heavy or residual fuel oil if,appliances and electrical equipment 27,BC] | Industrial Sector Energy Related Emissions before CCS | heavy or residual fuel oil if | appliances and electrical equipment 27 | BC |  | 0 | 0 | 0 | 0 | 0 | 0 | 0 | 0 | 0 | 0 | 0 | 0 | 0 | 0 | 0 | 0 | 0 | 0 | 0 | 0 | 0 | 0 | 0 | 0 | 0 | 0 | 0 | 0 | 0 | 0 | 0
Industrial Sector Energy Related Emissions before CCS[heavy or residual fuel oil if,appliances and electrical equipment 27,OC] | Industrial Sector Energy Related Emissions before CCS | heavy or residual fuel oil if | appliances and electrical equipment 27 | OC |  | 0 | 0 | 0 | 0 | 0 | 0 | 0 | 0 | 0 | 0 | 0 | 0 | 0 | 0 | 0 | 0 | 0 | 0 | 0 | 0 | 0 | 0 | 0 | 0 | 0 | 0 | 0 | 0 | 0 | 0 | 0
Industrial Sector Energy Related Emissions before CCS[heavy or residual fuel oil if,appliances and electrical equipment 27,CH4] | Industrial Sector Energy Related Emissions before CCS | heavy or residual fuel oil if | appliances and electrical equipment 27 | CH4 |  | 0 | 0 | 0 | 0 | 0 | 0 | 0 | 0 | 0 | 0 | 0 | 0 | 0 | 0 | 0 | 0 | 0 | 0 | 0 | 0 | 0 | 0 | 0 | 0 | 0 | 0 | 0 | 0 | 0 | 0 | 0
Industrial Sector Energy Related Emissions before CCS[heavy or residual fuel oil if,appliances and electrical equipment 27,N2O] | Industrial Sector Energy Related Emissions before CCS | heavy or residual fuel oil if | appliances and electrical equipment 27 | N2O |  | 0 | 0 | 0 | 0 | 0 | 0 | 0 | 0 | 0 | 0 | 0 | 0 | 0 | 0 | 0 | 0 | 0 | 0 | 0 | 0 | 0 | 0 | 0 | 0 | 0 | 0 | 0 | 0 | 0 | 0 | 0
Industrial Sector Energy Related Emissions before CCS[heavy or residual fuel oil if,appliances and electrical equipment 27,F gases] | Industrial Sector Energy Related Emissions before CCS | heavy or residual fuel oil if | appliances and electrical equipment 27 | F gases |  | 0 | 0 | 0 | 0 | 0 | 0 | 0 | 0 | 0 | 0 | 0 | 0 | 0 | 0 | 0 | 0 | 0 | 0 | 0 | 0 | 0 | 0 | 0 | 0 | 0 | 0 | 0 | 0 | 0 | 0 | 0
Industrial Sector Energy Related Emissions before CCS[heavy or residual fuel oil if,other machinery 28,CO2] | Industrial Sector Energy Related Emissions before CCS | heavy or residual fuel oil if | other machinery 28 | CO2 |  | 0 | 0 | 0 | 0 | 0 | 0 | 0 | 0 | 0 | 0 | 0 | 0 | 0 | 0 | 0 | 0 | 0 | 0 | 0 | 0 | 0 | 0 | 0 | 0 | 0 | 0 | 0 | 0 | 0 | 0 | 0
Industrial Sector Energy Related Emissions before CCS[heavy or residual fuel oil if,other machinery 28,VOC] | Industrial Sector Energy Related Emissions before CCS | heavy or residual fuel oil if | other machinery 28 | VOC |  | 0 | 0 | 0 | 0 | 0 | 0 | 0 | 0 | 0 | 0 | 0 | 0 | 0 | 0 | 0 | 0 | 0 | 0 | 0 | 0 | 0 | 0 | 0 | 0 | 0 | 0 | 0 | 0 | 0 | 0 | 0
Industrial Sector Energy Related Emissions before CCS[heavy or residual fuel oil if,other machinery 28,CO] | Industrial Sector Energy Related Emissions before CCS | heavy or residual fuel oil if | other machinery 28 | CO |  | 0 | 0 | 0 | 0 | 0 | 0 | 0 | 0 | 0 | 0 | 0 | 0 | 0 | 0 | 0 | 0 | 0 | 0 | 0 | 0 | 0 | 0 | 0 | 0 | 0 | 0 | 0 | 0 | 0 | 0 | 0
Industrial Sector Energy Related Emissions before CCS[heavy or residual fuel oil if,other machinery 28,NOx] | Industrial Sector Energy Related Emissions before CCS | heavy or residual fuel oil if | other machinery 28 | NOx |  | 0 | 0 | 0 | 0 | 0 | 0 | 0 | 0 | 0 | 0 | 0 | 0 | 0 | 0 | 0 | 0 | 0 | 0 | 0 | 0 | 0 | 0 | 0 | 0 | 0 | 0 | 0 | 0 | 0 | 0 | 0
Industrial Sector Energy Related Emissions before CCS[heavy or residual fuel oil if,other machinery 28,PM10] | Industrial Sector Energy Related Emissions before CCS | heavy or residual fuel oil if | other machinery 28 | PM10 |  | 0 | 0 | 0 | 0 | 0 | 0 | 0 | 0 | 0 | 0 | 0 | 0 | 0 | 0 | 0 | 0 | 0 | 0 | 0 | 0 | 0 | 0 | 0 | 0 | 0 | 0 | 0 | 0 | 0 | 0 | 0
Industrial Sector Energy Related Emissions before CCS[heavy or residual fuel oil if,other machinery 28,PM25] | Industrial Sector Energy Related Emissions before CCS | heavy or residual fuel oil if | other machinery 28 | PM25 |  | 0 | 0 | 0 | 0 | 0 | 0 | 0 | 0 | 0 | 0 | 0 | 0 | 0 | 0 | 0 | 0 | 0 | 0 | 0 | 0 | 0 | 0 | 0 | 0 | 0 | 0 | 0 | 0 | 0 | 0 | 0
Industrial Sector Energy Related Emissions before CCS[heavy or residual fuel oil if,other machinery 28,SOx] | Industrial Sector Energy Related Emissions before CCS | heavy or residual fuel oil if | other machinery 28 | SOx |  | 0 | 0 | 0 | 0 | 0 | 0 | 0 | 0 | 0 | 0 | 0 | 0 | 0 | 0 | 0 | 0 | 0 | 0 | 0 | 0 | 0 | 0 | 0 | 0 | 0 | 0 | 0 | 0 | 0 | 0 | 0
Industrial Sector Energy Related Emissions before CCS[heavy or residual fuel oil if,other machinery 28,BC] | Industrial Sector Energy Related Emissions before CCS | heavy or residual fuel oil if | other machinery 28 | BC |  | 0 | 0 | 0 | 0 | 0 | 0 | 0 | 0 | 0 | 0 | 0 | 0 | 0 | 0 | 0 | 0 | 0 | 0 | 0 | 0 | 0 | 0 | 0 | 0 | 0 | 0 | 0 | 0 | 0 | 0 | 0
Industrial Sector Energy Related Emissions before CCS[heavy or residual fuel oil if,other machinery 28,OC] | Industrial Sector Energy Related Emissions before CCS | heavy or residual fuel oil if | other machinery 28 | OC |  | 0 | 0 | 0 | 0 | 0 | 0 | 0 | 0 | 0 | 0 | 0 | 0 | 0 | 0 | 0 | 0 | 0 | 0 | 0 | 0 | 0 | 0 | 0 | 0 | 0 | 0 | 0 | 0 | 0 | 0 | 0
Industrial Sector Energy Related Emissions before CCS[heavy or residual fuel oil if,other machinery 28,CH4] | Industrial Sector Energy Related Emissions before CCS | heavy or residual fuel oil if | other machinery 28 | CH4 |  | 0 | 0 | 0 | 0 | 0 | 0 | 0 | 0 | 0 | 0 | 0 | 0 | 0 | 0 | 0 | 0 | 0 | 0 | 0 | 0 | 0 | 0 | 0 | 0 | 0 | 0 | 0 | 0 | 0 | 0 | 0
Industrial Sector Energy Related Emissions before CCS[heavy or residual fuel oil if,other machinery 28,N2O] | Industrial Sector Energy Related Emissions before CCS | heavy or residual fuel oil if | other machinery 28 | N2O |  | 0 | 0 | 0 | 0 | 0 | 0 | 0 | 0 | 0 | 0 | 0 | 0 | 0 | 0 | 0 | 0 | 0 | 0 | 0 | 0 | 0 | 0 | 0 | 0 | 0 | 0 | 0 | 0 | 0 | 0 | 0
Industrial Sector Energy Related Emissions before CCS[heavy or residual fuel oil if,other machinery 28,F gases] | Industrial Sector Energy Related Emissions before CCS | heavy or residual fuel oil if | other machinery 28 | F gases |  | 0 | 0 | 0 | 0 | 0 | 0 | 0 | 0 | 0 | 0 | 0 | 0 | 0 | 0 | 0 | 0 | 0 | 0 | 0 | 0 | 0 | 0 | 0 | 0 | 0 | 0 | 0 | 0 | 0 | 0 | 0
Industrial Sector Energy Related Emissions before CCS[heavy or residual fuel oil if,road vehicles 29,CO2] | Industrial Sector Energy Related Emissions before CCS | heavy or residual fuel oil if | road vehicles 29 | CO2 |  | 0 | 0 | 0 | 0 | 0 | 0 | 0 | 0 | 0 | 0 | 0 | 0 | 0 | 0 | 0 | 0 | 0 | 0 | 0 | 0 | 0 | 0 | 0 | 0 | 0 | 0 | 0 | 0 | 0 | 0 | 0
Industrial Sector Energy Related Emissions before CCS[heavy or residual fuel oil if,road vehicles 29,VOC] | Industrial Sector Energy Related Emissions before CCS | heavy or residual fuel oil if | road vehicles 29 | VOC |  | 0 | 0 | 0 | 0 | 0 | 0 | 0 | 0 | 0 | 0 | 0 | 0 | 0 | 0 | 0 | 0 | 0 | 0 | 0 | 0 | 0 | 0 | 0 | 0 | 0 | 0 | 0 | 0 | 0 | 0 | 0
Industrial Sector Energy Related Emissions before CCS[heavy or residual fuel oil if,road vehicles 29,CO] | Industrial Sector Energy Related Emissions before CCS | heavy or residual fuel oil if | road vehicles 29 | CO |  | 0 | 0 | 0 | 0 | 0 | 0 | 0 | 0 | 0 | 0 | 0 | 0 | 0 | 0 | 0 | 0 | 0 | 0 | 0 | 0 | 0 | 0 | 0 | 0 | 0 | 0 | 0 | 0 | 0 | 0 | 0
Industrial Sector Energy Related Emissions before CCS[heavy or residual fuel oil if,road vehicles 29,NOx] | Industrial Sector Energy Related Emissions before CCS | heavy or residual fuel oil if | road vehicles 29 | NOx |  | 0 | 0 | 0 | 0 | 0 | 0 | 0 | 0 | 0 | 0 | 0 | 0 | 0 | 0 | 0 | 0 | 0 | 0 | 0 | 0 | 0 | 0 | 0 | 0 | 0 | 0 | 0 | 0 | 0 | 0 | 0
Industrial Sector Energy Related Emissions before CCS[heavy or residual fuel oil if,road vehicles 29,PM10] | Industrial Sector Energy Related Emissions before CCS | heavy or residual fuel oil if | road vehicles 29 | PM10 |  | 0 | 0 | 0 | 0 | 0 | 0 | 0 | 0 | 0 | 0 | 0 | 0 | 0 | 0 | 0 | 0 | 0 | 0 | 0 | 0 | 0 | 0 | 0 | 0 | 0 | 0 | 0 | 0 | 0 | 0 | 0
Industrial Sector Energy Related Emissions before CCS[heavy or residual fuel oil if,road vehicles 29,PM25] | Industrial Sector Energy Related Emissions before CCS | heavy or residual fuel oil if | road vehicles 29 | PM25 |  | 0 | 0 | 0 | 0 | 0 | 0 | 0 | 0 | 0 | 0 | 0 | 0 | 0 | 0 | 0 | 0 | 0 | 0 | 0 | 0 | 0 | 0 | 0 | 0 | 0 | 0 | 0 | 0 | 0 | 0 | 0
Industrial Sector Energy Related Emissions before CCS[heavy or residual fuel oil if,road vehicles 29,SOx] | Industrial Sector Energy Related Emissions before CCS | heavy or residual fuel oil if | road vehicles 29 | SOx |  | 0 | 0 | 0 | 0 | 0 | 0 | 0 | 0 | 0 | 0 | 0 | 0 | 0 | 0 | 0 | 0 | 0 | 0 | 0 | 0 | 0 | 0 | 0 | 0 | 0 | 0 | 0 | 0 | 0 | 0 | 0
Industrial Sector Energy Related Emissions before CCS[heavy or residual fuel oil if,road vehicles 29,BC] | Industrial Sector Energy Related Emissions before CCS | heavy or residual fuel oil if | road vehicles 29 | BC |  | 0 | 0 | 0 | 0 | 0 | 0 | 0 | 0 | 0 | 0 | 0 | 0 | 0 | 0 | 0 | 0 | 0 | 0 | 0 | 0 | 0 | 0 | 0 | 0 | 0 | 0 | 0 | 0 | 0 | 0 | 0
Industrial Sector Energy Related Emissions before CCS[heavy or residual fuel oil if,road vehicles 29,OC] | Industrial Sector Energy Related Emissions before CCS | heavy or residual fuel oil if | road vehicles 29 | OC |  | 0 | 0 | 0 | 0 | 0 | 0 | 0 | 0 | 0 | 0 | 0 | 0 | 0 | 0 | 0 | 0 | 0 | 0 | 0 | 0 | 0 | 0 | 0 | 0 | 0 | 0 | 0 | 0 | 0 | 0 | 0
Industrial Sector Energy Related Emissions before CCS[heavy or residual fuel oil if,road vehicles 29,CH4] | Industrial Sector Energy Related Emissions before CCS | heavy or residual fuel oil if | road vehicles 29 | CH4 |  | 0 | 0 | 0 | 0 | 0 | 0 | 0 | 0 | 0 | 0 | 0 | 0 | 0 | 0 | 0 | 0 | 0 | 0 | 0 | 0 | 0 | 0 | 0 | 0 | 0 | 0 | 0 | 0 | 0 | 0 | 0
Industrial Sector Energy Related Emissions before CCS[heavy or residual fuel oil if,road vehicles 29,N2O] | Industrial Sector Energy Related Emissions before CCS | heavy or residual fuel oil if | road vehicles 29 | N2O |  | 0 | 0 | 0 | 0 | 0 | 0 | 0 | 0 | 0 | 0 | 0 | 0 | 0 | 0 | 0 | 0 | 0 | 0 | 0 | 0 | 0 | 0 | 0 | 0 | 0 | 0 | 0 | 0 | 0 | 0 | 0
Industrial Sector Energy Related Emissions before CCS[heavy or residual fuel oil if,road vehicles 29,F gases] | Industrial Sector Energy Related Emissions before CCS | heavy or residual fuel oil if | road vehicles 29 | F gases |  | 0 | 0 | 0 | 0 | 0 | 0 | 0 | 0 | 0 | 0 | 0 | 0 | 0 | 0 | 0 | 0 | 0 | 0 | 0 | 0 | 0 | 0 | 0 | 0 | 0 | 0 | 0 | 0 | 0 | 0 | 0
Industrial Sector Energy Related Emissions before CCS[heavy or residual fuel oil if,nonroad vehicles 30,CO2] | Industrial Sector Energy Related Emissions before CCS | heavy or residual fuel oil if | nonroad vehicles 30 | CO2 |  | 0 | 0 | 0 | 0 | 0 | 0 | 0 | 0 | 0 | 0 | 0 | 0 | 0 | 0 | 0 | 0 | 0 | 0 | 0 | 0 | 0 | 0 | 0 | 0 | 0 | 0 | 0 | 0 | 0 | 0 | 0
Industrial Sector Energy Related Emissions before CCS[heavy or residual fuel oil if,nonroad vehicles 30,VOC] | Industrial Sector Energy Related Emissions before CCS | heavy or residual fuel oil if | nonroad vehicles 30 | VOC |  | 0 | 0 | 0 | 0 | 0 | 0 | 0 | 0 | 0 | 0 | 0 | 0 | 0 | 0 | 0 | 0 | 0 | 0 | 0 | 0 | 0 | 0 | 0 | 0 | 0 | 0 | 0 | 0 | 0 | 0 | 0
Industrial Sector Energy Related Emissions before CCS[heavy or residual fuel oil if,nonroad vehicles 30,CO] | Industrial Sector Energy Related Emissions before CCS | heavy or residual fuel oil if | nonroad vehicles 30 | CO |  | 0 | 0 | 0 | 0 | 0 | 0 | 0 | 0 | 0 | 0 | 0 | 0 | 0 | 0 | 0 | 0 | 0 | 0 | 0 | 0 | 0 | 0 | 0 | 0 | 0 | 0 | 0 | 0 | 0 | 0 | 0
Industrial Sector Energy Related Emissions before CCS[heavy or residual fuel oil if,nonroad vehicles 30,NOx] | Industrial Sector Energy Related Emissions before CCS | heavy or residual fuel oil if | nonroad vehicles 30 | NOx |  | 0 | 0 | 0 | 0 | 0 | 0 | 0 | 0 | 0 | 0 | 0 | 0 | 0 | 0 | 0 | 0 | 0 | 0 | 0 | 0 | 0 | 0 | 0 | 0 | 0 | 0 | 0 | 0 | 0 | 0 | 0
Industrial Sector Energy Related Emissions before CCS[heavy or residual fuel oil if,nonroad vehicles 30,PM10] | Industrial Sector Energy Related Emissions before CCS | heavy or residual fuel oil if | nonroad vehicles 30 | PM10 |  | 0 | 0 | 0 | 0 | 0 | 0 | 0 | 0 | 0 | 0 | 0 | 0 | 0 | 0 | 0 | 0 | 0 | 0 | 0 | 0 | 0 | 0 | 0 | 0 | 0 | 0 | 0 | 0 | 0 | 0 | 0
Industrial Sector Energy Related Emissions before CCS[heavy or residual fuel oil if,nonroad vehicles 30,PM25] | Industrial Sector Energy Related Emissions before CCS | heavy or residual fuel oil if | nonroad vehicles 30 | PM25 |  | 0 | 0 | 0 | 0 | 0 | 0 | 0 | 0 | 0 | 0 | 0 | 0 | 0 | 0 | 0 | 0 | 0 | 0 | 0 | 0 | 0 | 0 | 0 | 0 | 0 | 0 | 0 | 0 | 0 | 0 | 0
Industrial Sector Energy Related Emissions before CCS[heavy or residual fuel oil if,nonroad vehicles 30,SOx] | Industrial Sector Energy Related Emissions before CCS | heavy or residual fuel oil if | nonroad vehicles 30 | SOx |  | 0 | 0 | 0 | 0 | 0 | 0 | 0 | 0 | 0 | 0 | 0 | 0 | 0 | 0 | 0 | 0 | 0 | 0 | 0 | 0 | 0 | 0 | 0 | 0 | 0 | 0 | 0 | 0 | 0 | 0 | 0
Industrial Sector Energy Related Emissions before CCS[heavy or residual fuel oil if,nonroad vehicles 30,BC] | Industrial Sector Energy Related Emissions before CCS | heavy or residual fuel oil if | nonroad vehicles 30 | BC |  | 0 | 0 | 0 | 0 | 0 | 0 | 0 | 0 | 0 | 0 | 0 | 0 | 0 | 0 | 0 | 0 | 0 | 0 | 0 | 0 | 0 | 0 | 0 | 0 | 0 | 0 | 0 | 0 | 0 | 0 | 0
Industrial Sector Energy Related Emissions before CCS[heavy or residual fuel oil if,nonroad vehicles 30,OC] | Industrial Sector Energy Related Emissions before CCS | heavy or residual fuel oil if | nonroad vehicles 30 | OC |  | 0 | 0 | 0 | 0 | 0 | 0 | 0 | 0 | 0 | 0 | 0 | 0 | 0 | 0 | 0 | 0 | 0 | 0 | 0 | 0 | 0 | 0 | 0 | 0 | 0 | 0 | 0 | 0 | 0 | 0 | 0
Industrial Sector Energy Related Emissions before CCS[heavy or residual fuel oil if,nonroad vehicles 30,CH4] | Industrial Sector Energy Related Emissions before CCS | heavy or residual fuel oil if | nonroad vehicles 30 | CH4 |  | 0 | 0 | 0 | 0 | 0 | 0 | 0 | 0 | 0 | 0 | 0 | 0 | 0 | 0 | 0 | 0 | 0 | 0 | 0 | 0 | 0 | 0 | 0 | 0 | 0 | 0 | 0 | 0 | 0 | 0 | 0
Industrial Sector Energy Related Emissions before CCS[heavy or residual fuel oil if,nonroad vehicles 30,N2O] | Industrial Sector Energy Related Emissions before CCS | heavy or residual fuel oil if | nonroad vehicles 30 | N2O |  | 0 | 0 | 0 | 0 | 0 | 0 | 0 | 0 | 0 | 0 | 0 | 0 | 0 | 0 | 0 | 0 | 0 | 0 | 0 | 0 | 0 | 0 | 0 | 0 | 0 | 0 | 0 | 0 | 0 | 0 | 0
Industrial Sector Energy Related Emissions before CCS[heavy or residual fuel oil if,nonroad vehicles 30,F gases] | Industrial Sector Energy Related Emissions before CCS | heavy or residual fuel oil if | nonroad vehicles 30 | F gases |  | 0 | 0 | 0 | 0 | 0 | 0 | 0 | 0 | 0 | 0 | 0 | 0 | 0 | 0 | 0 | 0 | 0 | 0 | 0 | 0 | 0 | 0 | 0 | 0 | 0 | 0 | 0 | 0 | 0 | 0 | 0
Industrial Sector Energy Related Emissions before CCS[heavy or residual fuel oil if,other manufacturing 31T33,CO2] | Industrial Sector Energy Related Emissions before CCS | heavy or residual fuel oil if | other manufacturing 31T33 | CO2 |  | 4351590000 | 4086250000 | 4226980000 | 4391070000 | 4470070000 | 4582450000 | 4650820000 | 4693200000 | 4728770000 | 4770700000 | 4834250000 | 4891130000 | 4939900000 | 5012810000 | 5068840000 | 5098840000 | 5117580000 | 5158160000 | 5203120000 | 5253810000 | 5288880000 | 5346180000 | 5431190000 | 5545120000 | 5638290000 | 5699130000 | 5805880000 | 5897180000 | 5988490000 | 6079790000 | 6171090000
Industrial Sector Energy Related Emissions before CCS[heavy or residual fuel oil if,other manufacturing 31T33,VOC] | Industrial Sector Energy Related Emissions before CCS | heavy or residual fuel oil if | other manufacturing 31T33 | VOC |  | 49020.6 | 46031.6 | 47616.8 | 49465.3 | 50355.2 | 51621.2 | 52391.4 | 52868.8 | 53269.4 | 53741.9 | 54457.7 | 55098.5 | 55647.9 | 56469.2 | 57100.4 | 57438.4 | 57649.4 | 58106.6 | 58613 | 59184.1 | 59579.1 | 60224.6 | 61182.2 | 62465.6 | 63515.2 | 64200.6 | 65403.2 | 66431.7 | 67460.2 | 68488.7 | 69517.2
Industrial Sector Energy Related Emissions before CCS[heavy or residual fuel oil if,other manufacturing 31T33,CO] | Industrial Sector Energy Related Emissions before CCS | heavy or residual fuel oil if | other manufacturing 31T33 | CO |  | 1951320 | 1832340 | 1895440 | 1969020 | 2004450 | 2054840 | 2085500 | 2104500 | 2120450 | 2139260 | 2167750 | 2193260 | 2215130 | 2247820 | 2272950 | 2286400 | 2294800 | 2313000 | 2333160 | 2355890 | 2371610 | 2397310 | 2435430 | 2486520 | 2528300 | 2555580 | 2603450 | 2644390 | 2685330 | 2726270 | 2767210
Industrial Sector Energy Related Emissions before CCS[heavy or residual fuel oil if,other manufacturing 31T33,NOx] | Industrial Sector Energy Related Emissions before CCS | heavy or residual fuel oil if | other manufacturing 31T33 | NOx |  | 7426680 | 6973840 | 7214010 | 7494050 | 7628880 | 7820680 | 7937370 | 8009690 | 8070380 | 8141960 | 8250410 | 8347480 | 8430720 | 8555140 | 8650780 | 8701980 | 8733960 | 8803220 | 8879940 | 8966460 | 9026300 | 9124090 | 9269180 | 9463620 | 9622630 | 9726460 | 9908660 | 10064500 | 10220300 | 10376100 | 10531900
Industrial Sector Energy Related Emissions before CCS[heavy or residual fuel oil if,other manufacturing 31T33,PM10] | Industrial Sector Energy Related Emissions before CCS | heavy or residual fuel oil if | other manufacturing 31T33 | PM10 |  | 1914870 | 1798120 | 1860040 | 1932240 | 1967010 | 2016460 | 2046550 | 2065200 | 2080850 | 2099300 | 2127260 | 2152290 | 2173750 | 2205830 | 2230490 | 2243690 | 2251940 | 2269800 | 2289580 | 2311890 | 2327320 | 2352530 | 2389940 | 2440070 | 2481070 | 2507840 | 2554820 | 2595000 | 2635170 | 2675350 | 2715520
Industrial Sector Energy Related Emissions before CCS[heavy or residual fuel oil if,other manufacturing 31T33,PM25] | Industrial Sector Energy Related Emissions before CCS | heavy or residual fuel oil if | other manufacturing 31T33 | PM25 |  | 876229 | 822801 | 851137 | 884177 | 900085 | 922714 | 936482 | 945014 | 952176 | 960620 | 973416 | 984869 | 994689 | 1009370 | 1020650 | 1026690 | 1030470 | 1038640 | 1047690 | 1057900 | 1064960 | 1076500 | 1093610 | 1116550 | 1135320 | 1147570 | 1169060 | 1187450 | 1205830 | 1224210 | 1242600
Industrial Sector Energy Related Emissions before CCS[heavy or residual fuel oil if,other manufacturing 31T33,SOx] | Industrial Sector Energy Related Emissions before CCS | heavy or residual fuel oil if | other manufacturing 31T33 | SOx |  | 37020800 | 34763500 | 35960700 | 37356600 | 38028700 | 38984800 | 39566500 | 39927000 | 40229600 | 40586400 | 41127000 | 41610900 | 42025800 | 42646000 | 43122700 | 43378000 | 43537400 | 43882600 | 44265100 | 44696400 | 44994700 | 45482200 | 46205400 | 47174600 | 47967300 | 48484900 | 49393100 | 50169800 | 50946500 | 51723300 | 52500000
Industrial Sector Energy Related Emissions before CCS[heavy or residual fuel oil if,other manufacturing 31T33,BC] | Industrial Sector Energy Related Emissions before CCS | heavy or residual fuel oil if | other manufacturing 31T33 | BC |  | 55568.3 | 52180 | 53977 | 56072.3 | 57081.2 | 58516.3 | 59389.4 | 59930.5 | 60384.6 | 60920.2 | 61731.6 | 62457.9 | 63080.7 | 64011.7 | 64727.3 | 65110.4 | 65349.7 | 65867.9 | 66442 | 67089.3 | 67537 | 68268.8 | 69354.3 | 70809.1 | 71999 | 72775.8 | 74139 | 75304.9 | 76470.8 | 77636.7 | 78802.6
Industrial Sector Energy Related Emissions before CCS[heavy or residual fuel oil if,other manufacturing 31T33,OC] | Industrial Sector Energy Related Emissions before CCS | heavy or residual fuel oil if | other manufacturing 31T33 | OC |  | 38532.7 | 36183.2 | 37429.3 | 38882.3 | 39581.8 | 40577 | 41182.4 | 41557.6 | 41872.6 | 42243.9 | 42806.6 | 43310.3 | 43742.1 | 44387.7 | 44883.9 | 45149.5 | 45315.5 | 45674.8 | 46072.9 | 46521.8 | 46832.3 | 47339.6 | 48092.4 | 49101.2 | 49926.3 | 50465 | 51410.3 | 52218.7 | 53027.2 | 53835.7 | 54644.1
Industrial Sector Energy Related Emissions before CCS[heavy or residual fuel oil if,other manufacturing 31T33,CH4] | Industrial Sector Energy Related Emissions before CCS | heavy or residual fuel oil if | other manufacturing 31T33 | CH4 |  | 173832 | 163233 | 168854 | 175409 | 178565 | 183054 | 185785 | 187478 | 188899 | 190574 | 193112 | 195385 | 197333 | 200245 | 202484 | 203682 | 204431 | 206052 | 207848 | 209873 | 211273 | 213562 | 216958 | 221509 | 225231 | 227662 | 231926 | 235573 | 239220 | 242868 | 246515
Industrial Sector Energy Related Emissions before CCS[heavy or residual fuel oil if,other manufacturing 31T33,N2O] | Industrial Sector Energy Related Emissions before CCS | heavy or residual fuel oil if | other manufacturing 31T33 | N2O |  | 34766.4 | 32646.5 | 33770.8 | 35081.8 | 35712.9 | 36610.8 | 37157.1 | 37495.6 | 37779.7 | 38114.8 | 38622.5 | 39076.9 | 39466.6 | 40049 | 40496.7 | 40736.4 | 40886.1 | 41210.3 | 41569.5 | 41974.5 | 42254.7 | 42712.5 | 43391.7 | 44301.9 | 45046.3 | 45532.3 | 46385.2 | 47114.7 | 47844.1 | 48573.5 | 49303
Industrial Sector Energy Related Emissions before CCS[heavy or residual fuel oil if,other manufacturing 31T33,F gases] | Industrial Sector Energy Related Emissions before CCS | heavy or residual fuel oil if | other manufacturing 31T33 | F gases |  | 0 | 0 | 0 | 0 | 0 | 0 | 0 | 0 | 0 | 0 | 0 | 0 | 0 | 0 | 0 | 0 | 0 | 0 | 0 | 0 | 0 | 0 | 0 | 0 | 0 | 0 | 0 | 0 | 0 | 0 | 0
Industrial Sector Energy Related Emissions before CCS[heavy or residual fuel oil if,energy pipelines and gas processing 352T353,CO2] | Industrial Sector Energy Related Emissions before CCS | heavy or residual fuel oil if | energy pipelines and gas processing 352T353 | CO2 |  | 0 | 7058650 | 7035620 | 7246850 | 6755230 | 6207170 | 5667060 | 5648730 | 5416540 | 5329880 | 5124590 | 4951210 | 4932190 | 4982170 | 4920880 | 4912410 | 5018180 | 4839290 | 4673640 | 4587910 | 4505440 | 4387430 | 4325350 | 4283550 | 4216230 | 4181700 | 4128400 | 4127540 | 4112160 | 4107870 | 4116730
Industrial Sector Energy Related Emissions before CCS[heavy or residual fuel oil if,energy pipelines and gas processing 352T353,VOC] | Industrial Sector Energy Related Emissions before CCS | heavy or residual fuel oil if | energy pipelines and gas processing 352T353 | VOC |  | 0 | 79.5156 | 79.2561 | 81.6356 | 76.0976 | 69.9236 | 63.8393 | 63.6328 | 61.0172 | 60.041 | 57.7284 | 55.7753 | 55.561 | 56.1241 | 55.4336 | 55.3382 | 56.5296 | 54.5145 | 52.6485 | 51.6827 | 50.7537 | 49.4244 | 48.7249 | 48.2541 | 47.4957 | 47.1067 | 46.5064 | 46.4967 | 46.3234 | 46.2751 | 46.3749
Industrial Sector Energy Related Emissions before CCS[heavy or residual fuel oil if,energy pipelines and gas processing 352T353,CO] | Industrial Sector Energy Related Emissions before CCS | heavy or residual fuel oil if | energy pipelines and gas processing 352T353 | CO |  | 0 | 3165.21 | 3154.88 | 3249.6 | 3029.15 | 2783.39 | 2541.2 | 2532.98 | 2428.86 | 2390 | 2297.94 | 2220.2 | 2211.67 | 2234.08 | 2206.6 | 2202.8 | 2250.23 | 2170.01 | 2095.73 | 2057.29 | 2020.31 | 1967.39 | 1939.55 | 1920.81 | 1890.62 | 1875.14 | 1851.24 | 1850.85 | 1843.96 | 1842.03 | 1846
Industrial Sector Energy Related Emissions before CCS[heavy or residual fuel oil if,energy pipelines and gas processing 352T353,NOx] | Industrial Sector Energy Related Emissions before CCS | heavy or residual fuel oil if | energy pipelines and gas processing 352T353 | NOx |  | 0 | 12046.7 | 12007.4 | 12367.9 | 11528.9 | 10593.5 | 9671.73 | 9640.44 | 9244.18 | 9096.29 | 8745.92 | 8450.02 | 8417.55 | 8502.87 | 8398.25 | 8383.81 | 8564.31 | 8259.01 | 7976.3 | 7829.99 | 7689.25 | 7487.85 | 7381.88 | 7310.56 | 7195.66 | 7136.73 | 7045.77 | 7044.31 | 7018.05 | 7010.74 | 7025.84
Industrial Sector Energy Related Emissions before CCS[heavy or residual fuel oil if,energy pipelines and gas processing 352T353,PM10] | Industrial Sector Energy Related Emissions before CCS | heavy or residual fuel oil if | energy pipelines and gas processing 352T353 | PM10 |  | 0 | 3106.09 | 3095.95 | 3188.9 | 2972.57 | 2731.4 | 2493.73 | 2485.67 | 2383.49 | 2345.36 | 2255.02 | 2178.73 | 2170.36 | 2192.36 | 2165.38 | 2161.66 | 2208.2 | 2129.48 | 2056.59 | 2018.86 | 1982.57 | 1930.65 | 1903.32 | 1884.93 | 1855.31 | 1840.11 | 1816.66 | 1816.28 | 1809.51 | 1807.63 | 1811.52
Industrial Sector Energy Related Emissions before CCS[heavy or residual fuel oil if,energy pipelines and gas processing 352T353,PM25] | Industrial Sector Energy Related Emissions before CCS | heavy or residual fuel oil if | energy pipelines and gas processing 352T353 | PM25 |  | 0 | 1421.32 | 1416.68 | 1459.21 | 1360.22 | 1249.86 | 1141.11 | 1137.42 | 1090.66 | 1073.22 | 1031.88 | 996.967 | 993.136 | 1003.2 | 990.859 | 989.154 | 1010.45 | 974.431 | 941.076 | 923.813 | 907.207 | 883.446 | 870.944 | 862.529 | 848.972 | 842.019 | 831.288 | 831.115 | 828.017 | 827.154 | 828.937
Industrial Sector Energy Related Emissions before CCS[heavy or residual fuel oil if,energy pipelines and gas processing 352T353,SOx] | Industrial Sector Energy Related Emissions before CCS | heavy or residual fuel oil if | energy pipelines and gas processing 352T353 | SOx |  | 0 | 60050.9 | 59854.9 | 61652 | 57469.6 | 52807 | 48212 | 48056.1 | 46080.8 | 45343.5 | 43597 | 42122 | 41960.2 | 42385.4 | 41864 | 41791.9 | 42691.7 | 41169.9 | 39760.6 | 39031.3 | 38329.7 | 37325.7 | 36797.5 | 36442 | 35869.2 | 35575.5 | 35122.1 | 35114.7 | 34983.9 | 34947.4 | 35022.7
Industrial Sector Energy Related Emissions before CCS[heavy or residual fuel oil if,energy pipelines and gas processing 352T353,BC] | Industrial Sector Energy Related Emissions before CCS | heavy or residual fuel oil if | energy pipelines and gas processing 352T353 | BC |  | 0 | 90.1365 | 89.8423 | 92.5397 | 86.2619 | 79.2633 | 72.3663 | 72.1322 | 69.1673 | 68.0607 | 65.4391 | 63.2252 | 62.9822 | 63.6206 | 62.8378 | 62.7297 | 64.0803 | 61.796 | 59.6807 | 58.5859 | 57.5329 | 56.026 | 55.2331 | 54.6994 | 53.8397 | 53.3988 | 52.7182 | 52.7073 | 52.5108 | 52.4561 | 52.5691
Industrial Sector Energy Related Emissions before CCS[heavy or residual fuel oil if,energy pipelines and gas processing 352T353,OC] | Industrial Sector Energy Related Emissions before CCS | heavy or residual fuel oil if | energy pipelines and gas processing 352T353 | OC |  | 0 | 62.5034 | 62.2994 | 64.1699 | 59.8166 | 54.9636 | 50.181 | 50.0187 | 47.9627 | 47.1954 | 45.3775 | 43.8423 | 43.6738 | 44.1165 | 43.5737 | 43.4987 | 44.4352 | 42.8512 | 41.3844 | 40.6253 | 39.8951 | 38.8501 | 38.3003 | 37.9303 | 37.3341 | 37.0284 | 36.5564 | 36.5488 | 36.4126 | 36.3747 | 36.453
Industrial Sector Energy Related Emissions before CCS[heavy or residual fuel oil if,energy pipelines and gas processing 352T353,CH4] | Industrial Sector Energy Related Emissions before CCS | heavy or residual fuel oil if | energy pipelines and gas processing 352T353 | CH4 |  | 0 | 281.97 | 281.05 | 289.488 | 269.849 | 247.956 | 226.381 | 225.648 | 216.373 | 212.911 | 204.711 | 197.785 | 197.025 | 199.022 | 196.573 | 196.235 | 200.46 | 193.314 | 186.697 | 183.272 | 179.978 | 175.264 | 172.783 | 171.114 | 168.425 | 167.045 | 164.916 | 164.882 | 164.267 | 164.096 | 164.45
Industrial Sector Energy Related Emissions before CCS[heavy or residual fuel oil if,energy pipelines and gas processing 352T353,N2O] | Industrial Sector Energy Related Emissions before CCS | heavy or residual fuel oil if | energy pipelines and gas processing 352T353 | N2O |  | 0 | 56.394 | 56.21 | 57.8976 | 53.9699 | 49.5912 | 45.2761 | 45.1296 | 43.2746 | 42.5823 | 40.9421 | 39.5569 | 39.4049 | 39.8043 | 39.3146 | 39.247 | 40.0919 | 38.6628 | 37.3393 | 36.6544 | 35.9955 | 35.0527 | 34.5567 | 34.2228 | 33.6849 | 33.409 | 32.9833 | 32.9764 | 32.8535 | 32.8192 | 32.89
Industrial Sector Energy Related Emissions before CCS[heavy or residual fuel oil if,energy pipelines and gas processing 352T353,F gases] | Industrial Sector Energy Related Emissions before CCS | heavy or residual fuel oil if | energy pipelines and gas processing 352T353 | F gases |  | 0 | 0 | 0 | 0 | 0 | 0 | 0 | 0 | 0 | 0 | 0 | 0 | 0 | 0 | 0 | 0 | 0 | 0 | 0 | 0 | 0 | 0 | 0 | 0 | 0 | 0 | 0 | 0 | 0 | 0 | 0
Industrial Sector Energy Related Emissions before CCS[heavy or residual fuel oil if,water and waste 36T39,CO2] | Industrial Sector Energy Related Emissions before CCS | heavy or residual fuel oil if | water and waste 36T39 | CO2 |  | 0 | 0 | 0 | 0 | 0 | 0 | 0 | 0 | 0 | 0 | 0 | 0 | 0 | 0 | 0 | 0 | 0 | 0 | 0 | 0 | 0 | 0 | 0 | 0 | 0 | 0 | 0 | 0 | 0 | 0 | 0
Industrial Sector Energy Related Emissions before CCS[heavy or residual fuel oil if,water and waste 36T39,VOC] | Industrial Sector Energy Related Emissions before CCS | heavy or residual fuel oil if | water and waste 36T39 | VOC |  | 0 | 0 | 0 | 0 | 0 | 0 | 0 | 0 | 0 | 0 | 0 | 0 | 0 | 0 | 0 | 0 | 0 | 0 | 0 | 0 | 0 | 0 | 0 | 0 | 0 | 0 | 0 | 0 | 0 | 0 | 0
Industrial Sector Energy Related Emissions before CCS[heavy or residual fuel oil if,water and waste 36T39,CO] | Industrial Sector Energy Related Emissions before CCS | heavy or residual fuel oil if | water and waste 36T39 | CO |  | 0 | 0 | 0 | 0 | 0 | 0 | 0 | 0 | 0 | 0 | 0 | 0 | 0 | 0 | 0 | 0 | 0 | 0 | 0 | 0 | 0 | 0 | 0 | 0 | 0 | 0 | 0 | 0 | 0 | 0 | 0
Industrial Sector Energy Related Emissions before CCS[heavy or residual fuel oil if,water and waste 36T39,NOx] | Industrial Sector Energy Related Emissions before CCS | heavy or residual fuel oil if | water and waste 36T39 | NOx |  | 0 | 0 | 0 | 0 | 0 | 0 | 0 | 0 | 0 | 0 | 0 | 0 | 0 | 0 | 0 | 0 | 0 | 0 | 0 | 0 | 0 | 0 | 0 | 0 | 0 | 0 | 0 | 0 | 0 | 0 | 0
Industrial Sector Energy Related Emissions before CCS[heavy or residual fuel oil if,water and waste 36T39,PM10] | Industrial Sector Energy Related Emissions before CCS | heavy or residual fuel oil if | water and waste 36T39 | PM10 |  | 0 | 0 | 0 | 0 | 0 | 0 | 0 | 0 | 0 | 0 | 0 | 0 | 0 | 0 | 0 | 0 | 0 | 0 | 0 | 0 | 0 | 0 | 0 | 0 | 0 | 0 | 0 | 0 | 0 | 0 | 0
Industrial Sector Energy Related Emissions before CCS[heavy or residual fuel oil if,water and waste 36T39,PM25] | Industrial Sector Energy Related Emissions before CCS | heavy or residual fuel oil if | water and waste 36T39 | PM25 |  | 0 | 0 | 0 | 0 | 0 | 0 | 0 | 0 | 0 | 0 | 0 | 0 | 0 | 0 | 0 | 0 | 0 | 0 | 0 | 0 | 0 | 0 | 0 | 0 | 0 | 0 | 0 | 0 | 0 | 0 | 0
Industrial Sector Energy Related Emissions before CCS[heavy or residual fuel oil if,water and waste 36T39,SOx] | Industrial Sector Energy Related Emissions before CCS | heavy or residual fuel oil if | water and waste 36T39 | SOx |  | 0 | 0 | 0 | 0 | 0 | 0 | 0 | 0 | 0 | 0 | 0 | 0 | 0 | 0 | 0 | 0 | 0 | 0 | 0 | 0 | 0 | 0 | 0 | 0 | 0 | 0 | 0 | 0 | 0 | 0 | 0
Industrial Sector Energy Related Emissions before CCS[heavy or residual fuel oil if,water and waste 36T39,BC] | Industrial Sector Energy Related Emissions before CCS | heavy or residual fuel oil if | water and waste 36T39 | BC |  | 0 | 0 | 0 | 0 | 0 | 0 | 0 | 0 | 0 | 0 | 0 | 0 | 0 | 0 | 0 | 0 | 0 | 0 | 0 | 0 | 0 | 0 | 0 | 0 | 0 | 0 | 0 | 0 | 0 | 0 | 0
Industrial Sector Energy Related Emissions before CCS[heavy or residual fuel oil if,water and waste 36T39,OC] | Industrial Sector Energy Related Emissions before CCS | heavy or residual fuel oil if | water and waste 36T39 | OC |  | 0 | 0 | 0 | 0 | 0 | 0 | 0 | 0 | 0 | 0 | 0 | 0 | 0 | 0 | 0 | 0 | 0 | 0 | 0 | 0 | 0 | 0 | 0 | 0 | 0 | 0 | 0 | 0 | 0 | 0 | 0
Industrial Sector Energy Related Emissions before CCS[heavy or residual fuel oil if,water and waste 36T39,CH4] | Industrial Sector Energy Related Emissions before CCS | heavy or residual fuel oil if | water and waste 36T39 | CH4 |  | 0 | 0 | 0 | 0 | 0 | 0 | 0 | 0 | 0 | 0 | 0 | 0 | 0 | 0 | 0 | 0 | 0 | 0 | 0 | 0 | 0 | 0 | 0 | 0 | 0 | 0 | 0 | 0 | 0 | 0 | 0
Industrial Sector Energy Related Emissions before CCS[heavy or residual fuel oil if,water and waste 36T39,N2O] | Industrial Sector Energy Related Emissions before CCS | heavy or residual fuel oil if | water and waste 36T39 | N2O |  | 0 | 0 | 0 | 0 | 0 | 0 | 0 | 0 | 0 | 0 | 0 | 0 | 0 | 0 | 0 | 0 | 0 | 0 | 0 | 0 | 0 | 0 | 0 | 0 | 0 | 0 | 0 | 0 | 0 | 0 | 0
Industrial Sector Energy Related Emissions before CCS[heavy or residual fuel oil if,water and waste 36T39,F gases] | Industrial Sector Energy Related Emissions before CCS | heavy or residual fuel oil if | water and waste 36T39 | F gases |  | 0 | 0 | 0 | 0 | 0 | 0 | 0 | 0 | 0 | 0 | 0 | 0 | 0 | 0 | 0 | 0 | 0 | 0 | 0 | 0 | 0 | 0 | 0 | 0 | 0 | 0 | 0 | 0 | 0 | 0 | 0
Industrial Sector Energy Related Emissions before CCS[heavy or residual fuel oil if,construction 41T43,CO2] | Industrial Sector Energy Related Emissions before CCS | heavy or residual fuel oil if | construction 41T43 | CO2 |  | 0 | 0 | 0 | 0 | 0 | 0 | 0 | 0 | 0 | 0 | 0 | 0 | 0 | 0 | 0 | 0 | 0 | 0 | 0 | 0 | 0 | 0 | 0 | 0 | 0 | 0 | 0 | 0 | 0 | 0 | 0
Industrial Sector Energy Related Emissions before CCS[heavy or residual fuel oil if,construction 41T43,VOC] | Industrial Sector Energy Related Emissions before CCS | heavy or residual fuel oil if | construction 41T43 | VOC |  | 0 | 0 | 0 | 0 | 0 | 0 | 0 | 0 | 0 | 0 | 0 | 0 | 0 | 0 | 0 | 0 | 0 | 0 | 0 | 0 | 0 | 0 | 0 | 0 | 0 | 0 | 0 | 0 | 0 | 0 | 0
Industrial Sector Energy Related Emissions before CCS[heavy or residual fuel oil if,construction 41T43,CO] | Industrial Sector Energy Related Emissions before CCS | heavy or residual fuel oil if | construction 41T43 | CO |  | 0 | 0 | 0 | 0 | 0 | 0 | 0 | 0 | 0 | 0 | 0 | 0 | 0 | 0 | 0 | 0 | 0 | 0 | 0 | 0 | 0 | 0 | 0 | 0 | 0 | 0 | 0 | 0 | 0 | 0 | 0
Industrial Sector Energy Related Emissions before CCS[heavy or residual fuel oil if,construction 41T43,NOx] | Industrial Sector Energy Related Emissions before CCS | heavy or residual fuel oil if | construction 41T43 | NOx |  | 0 | 0 | 0 | 0 | 0 | 0 | 0 | 0 | 0 | 0 | 0 | 0 | 0 | 0 | 0 | 0 | 0 | 0 | 0 | 0 | 0 | 0 | 0 | 0 | 0 | 0 | 0 | 0 | 0 | 0 | 0
Industrial Sector Energy Related Emissions before CCS[heavy or residual fuel oil if,construction 41T43,PM10] | Industrial Sector Energy Related Emissions before CCS | heavy or residual fuel oil if | construction 41T43 | PM10 |  | 0 | 0 | 0 | 0 | 0 | 0 | 0 | 0 | 0 | 0 | 0 | 0 | 0 | 0 | 0 | 0 | 0 | 0 | 0 | 0 | 0 | 0 | 0 | 0 | 0 | 0 | 0 | 0 | 0 | 0 | 0
Industrial Sector Energy Related Emissions before CCS[heavy or residual fuel oil if,construction 41T43,PM25] | Industrial Sector Energy Related Emissions before CCS | heavy or residual fuel oil if | construction 41T43 | PM25 |  | 0 | 0 | 0 | 0 | 0 | 0 | 0 | 0 | 0 | 0 | 0 | 0 | 0 | 0 | 0 | 0 | 0 | 0 | 0 | 0 | 0 | 0 | 0 | 0 | 0 | 0 | 0 | 0 | 0 | 0 | 0
Industrial Sector Energy Related Emissions before CCS[heavy or residual fuel oil if,construction 41T43,SOx] | Industrial Sector Energy Related Emissions before CCS | heavy or residual fuel oil if | construction 41T43 | SOx |  | 0 | 0 | 0 | 0 | 0 | 0 | 0 | 0 | 0 | 0 | 0 | 0 | 0 | 0 | 0 | 0 | 0 | 0 | 0 | 0 | 0 | 0 | 0 | 0 | 0 | 0 | 0 | 0 | 0 | 0 | 0
Industrial Sector Energy Related Emissions before CCS[heavy or residual fuel oil if,construction 41T43,BC] | Industrial Sector Energy Related Emissions before CCS | heavy or residual fuel oil if | construction 41T43 | BC |  | 0 | 0 | 0 | 0 | 0 | 0 | 0 | 0 | 0 | 0 | 0 | 0 | 0 | 0 | 0 | 0 | 0 | 0 | 0 | 0 | 0 | 0 | 0 | 0 | 0 | 0 | 0 | 0 | 0 | 0 | 0
Industrial Sector Energy Related Emissions before CCS[heavy or residual fuel oil if,construction 41T43,OC] | Industrial Sector Energy Related Emissions before CCS | heavy or residual fuel oil if | construction 41T43 | OC |  | 0 | 0 | 0 | 0 | 0 | 0 | 0 | 0 | 0 | 0 | 0 | 0 | 0 | 0 | 0 | 0 | 0 | 0 | 0 | 0 | 0 | 0 | 0 | 0 | 0 | 0 | 0 | 0 | 0 | 0 | 0
Industrial Sector Energy Related Emissions before CCS[heavy or residual fuel oil if,construction 41T43,CH4] | Industrial Sector Energy Related Emissions before CCS | heavy or residual fuel oil if | construction 41T43 | CH4 |  | 0 | 0 | 0 | 0 | 0 | 0 | 0 | 0 | 0 | 0 | 0 | 0 | 0 | 0 | 0 | 0 | 0 | 0 | 0 | 0 | 0 | 0 | 0 | 0 | 0 | 0 | 0 | 0 | 0 | 0 | 0
Industrial Sector Energy Related Emissions before CCS[heavy or residual fuel oil if,construction 41T43,N2O] | Industrial Sector Energy Related Emissions before CCS | heavy or residual fuel oil if | construction 41T43 | N2O |  | 0 | 0 | 0 | 0 | 0 | 0 | 0 | 0 | 0 | 0 | 0 | 0 | 0 | 0 | 0 | 0 | 0 | 0 | 0 | 0 | 0 | 0 | 0 | 0 | 0 | 0 | 0 | 0 | 0 | 0 | 0
Industrial Sector Energy Related Emissions before CCS[heavy or residual fuel oil if,construction 41T43,F gases] | Industrial Sector Energy Related Emissions before CCS | heavy or residual fuel oil if | construction 41T43 | F gases |  | 0 | 0 | 0 | 0 | 0 | 0 | 0 | 0 | 0 | 0 | 0 | 0 | 0 | 0 | 0 | 0 | 0 | 0 | 0 | 0 | 0 | 0 | 0 | 0 | 0 | 0 | 0 | 0 | 0 | 0 | 0
Industrial Sector Energy Related Emissions before CCS[LPG propane or butane if,agriculture and forestry 01T03,CO2] | Industrial Sector Energy Related Emissions before CCS | LPG propane or butane if | agriculture and forestry 01T03 | CO2 |  | 0 | 0 | 0 | 0 | 0 | 0 | 0 | 0 | 0 | 0 | 0 | 0 | 0 | 0 | 0 | 0 | 0 | 0 | 0 | 0 | 0 | 0 | 0 | 0 | 0 | 0 | 0 | 0 | 0 | 0 | 0
Industrial Sector Energy Related Emissions before CCS[LPG propane or butane if,agriculture and forestry 01T03,VOC] | Industrial Sector Energy Related Emissions before CCS | LPG propane or butane if | agriculture and forestry 01T03 | VOC |  | 0 | 0 | 0 | 0 | 0 | 0 | 0 | 0 | 0 | 0 | 0 | 0 | 0 | 0 | 0 | 0 | 0 | 0 | 0 | 0 | 0 | 0 | 0 | 0 | 0 | 0 | 0 | 0 | 0 | 0 | 0
Industrial Sector Energy Related Emissions before CCS[LPG propane or butane if,agriculture and forestry 01T03,CO] | Industrial Sector Energy Related Emissions before CCS | LPG propane or butane if | agriculture and forestry 01T03 | CO |  | 0 | 0 | 0 | 0 | 0 | 0 | 0 | 0 | 0 | 0 | 0 | 0 | 0 | 0 | 0 | 0 | 0 | 0 | 0 | 0 | 0 | 0 | 0 | 0 | 0 | 0 | 0 | 0 | 0 | 0 | 0
Industrial Sector Energy Related Emissions before CCS[LPG propane or butane if,agriculture and forestry 01T03,NOx] | Industrial Sector Energy Related Emissions before CCS | LPG propane or butane if | agriculture and forestry 01T03 | NOx |  | 0 | 0 | 0 | 0 | 0 | 0 | 0 | 0 | 0 | 0 | 0 | 0 | 0 | 0 | 0 | 0 | 0 | 0 | 0 | 0 | 0 | 0 | 0 | 0 | 0 | 0 | 0 | 0 | 0 | 0 | 0
Industrial Sector Energy Related Emissions before CCS[LPG propane or butane if,agriculture and forestry 01T03,PM10] | Industrial Sector Energy Related Emissions before CCS | LPG propane or butane if | agriculture and forestry 01T03 | PM10 |  | 0 | 0 | 0 | 0 | 0 | 0 | 0 | 0 | 0 | 0 | 0 | 0 | 0 | 0 | 0 | 0 | 0 | 0 | 0 | 0 | 0 | 0 | 0 | 0 | 0 | 0 | 0 | 0 | 0 | 0 | 0
Industrial Sector Energy Related Emissions before CCS[LPG propane or butane if,agriculture and forestry 01T03,PM25] | Industrial Sector Energy Related Emissions before CCS | LPG propane or butane if | agriculture and forestry 01T03 | PM25 |  | 0 | 0 | 0 | 0 | 0 | 0 | 0 | 0 | 0 | 0 | 0 | 0 | 0 | 0 | 0 | 0 | 0 | 0 | 0 | 0 | 0 | 0 | 0 | 0 | 0 | 0 | 0 | 0 | 0 | 0 | 0
Industrial Sector Energy Related Emissions before CCS[LPG propane or butane if,agriculture and forestry 01T03,SOx] | Industrial Sector Energy Related Emissions before CCS | LPG propane or butane if | agriculture and forestry 01T03 | SOx |  | 0 | 0 | 0 | 0 | 0 | 0 | 0 | 0 | 0 | 0 | 0 | 0 | 0 | 0 | 0 | 0 | 0 | 0 | 0 | 0 | 0 | 0 | 0 | 0 | 0 | 0 | 0 | 0 | 0 | 0 | 0
Industrial Sector Energy Related Emissions before CCS[LPG propane or butane if,agriculture and forestry 01T03,BC] | Industrial Sector Energy Related Emissions before CCS | LPG propane or butane if | agriculture and forestry 01T03 | BC |  | 0 | 0 | 0 | 0 | 0 | 0 | 0 | 0 | 0 | 0 | 0 | 0 | 0 | 0 | 0 | 0 | 0 | 0 | 0 | 0 | 0 | 0 | 0 | 0 | 0 | 0 | 0 | 0 | 0 | 0 | 0
Industrial Sector Energy Related Emissions before CCS[LPG propane or butane if,agriculture and forestry 01T03,OC] | Industrial Sector Energy Related Emissions before CCS | LPG propane or butane if | agriculture and forestry 01T03 | OC |  | 0 | 0 | 0 | 0 | 0 | 0 | 0 | 0 | 0 | 0 | 0 | 0 | 0 | 0 | 0 | 0 | 0 | 0 | 0 | 0 | 0 | 0 | 0 | 0 | 0 | 0 | 0 | 0 | 0 | 0 | 0
Industrial Sector Energy Related Emissions before CCS[LPG propane or butane if,agriculture and forestry 01T03,CH4] | Industrial Sector Energy Related Emissions before CCS | LPG propane or butane if | agriculture and forestry 01T03 | CH4 |  | 0 | 0 | 0 | 0 | 0 | 0 | 0 | 0 | 0 | 0 | 0 | 0 | 0 | 0 | 0 | 0 | 0 | 0 | 0 | 0 | 0 | 0 | 0 | 0 | 0 | 0 | 0 | 0 | 0 | 0 | 0
Industrial Sector Energy Related Emissions before CCS[LPG propane or butane if,agriculture and forestry 01T03,N2O] | Industrial Sector Energy Related Emissions before CCS | LPG propane or butane if | agriculture and forestry 01T03 | N2O |  | 0 | 0 | 0 | 0 | 0 | 0 | 0 | 0 | 0 | 0 | 0 | 0 | 0 | 0 | 0 | 0 | 0 | 0 | 0 | 0 | 0 | 0 | 0 | 0 | 0 | 0 | 0 | 0 | 0 | 0 | 0
Industrial Sector Energy Related Emissions before CCS[LPG propane or butane if,agriculture and forestry 01T03,F gases] | Industrial Sector Energy Related Emissions before CCS | LPG propane or butane if | agriculture and forestry 01T03 | F gases |  | 0 | 0 | 0 | 0 | 0 | 0 | 0 | 0 | 0 | 0 | 0 | 0 | 0 | 0 | 0 | 0 | 0 | 0 | 0 | 0 | 0 | 0 | 0 | 0 | 0 | 0 | 0 | 0 | 0 | 0 | 0
Industrial Sector Energy Related Emissions before CCS[LPG propane or butane if,coal mining 05,CO2] | Industrial Sector Energy Related Emissions before CCS | LPG propane or butane if | coal mining 05 | CO2 |  | 0 | 0 | 0 | 0 | 0 | 0 | 0 | 0 | 0 | 0 | 0 | 0 | 0 | 0 | 0 | 0 | 0 | 0 | 0 | 0 | 0 | 0 | 0 | 0 | 0 | 0 | 0 | 0 | 0 | 0 | 0
Industrial Sector Energy Related Emissions before CCS[LPG propane or butane if,coal mining 05,VOC] | Industrial Sector Energy Related Emissions before CCS | LPG propane or butane if | coal mining 05 | VOC |  | 0 | 0 | 0 | 0 | 0 | 0 | 0 | 0 | 0 | 0 | 0 | 0 | 0 | 0 | 0 | 0 | 0 | 0 | 0 | 0 | 0 | 0 | 0 | 0 | 0 | 0 | 0 | 0 | 0 | 0 | 0
Industrial Sector Energy Related Emissions before CCS[LPG propane or butane if,coal mining 05,CO] | Industrial Sector Energy Related Emissions before CCS | LPG propane or butane if | coal mining 05 | CO |  | 0 | 0 | 0 | 0 | 0 | 0 | 0 | 0 | 0 | 0 | 0 | 0 | 0 | 0 | 0 | 0 | 0 | 0 | 0 | 0 | 0 | 0 | 0 | 0 | 0 | 0 | 0 | 0 | 0 | 0 | 0
Industrial Sector Energy Related Emissions before CCS[LPG propane or butane if,coal mining 05,NOx] | Industrial Sector Energy Related Emissions before CCS | LPG propane or butane if | coal mining 05 | NOx |  | 0 | 0 | 0 | 0 | 0 | 0 | 0 | 0 | 0 | 0 | 0 | 0 | 0 | 0 | 0 | 0 | 0 | 0 | 0 | 0 | 0 | 0 | 0 | 0 | 0 | 0 | 0 | 0 | 0 | 0 | 0
Industrial Sector Energy Related Emissions before CCS[LPG propane or butane if,coal mining 05,PM10] | Industrial Sector Energy Related Emissions before CCS | LPG propane or butane if | coal mining 05 | PM10 |  | 0 | 0 | 0 | 0 | 0 | 0 | 0 | 0 | 0 | 0 | 0 | 0 | 0 | 0 | 0 | 0 | 0 | 0 | 0 | 0 | 0 | 0 | 0 | 0 | 0 | 0 | 0 | 0 | 0 | 0 | 0
Industrial Sector Energy Related Emissions before CCS[LPG propane or butane if,coal mining 05,PM25] | Industrial Sector Energy Related Emissions before CCS | LPG propane or butane if | coal mining 05 | PM25 |  | 0 | 0 | 0 | 0 | 0 | 0 | 0 | 0 | 0 | 0 | 0 | 0 | 0 | 0 | 0 | 0 | 0 | 0 | 0 | 0 | 0 | 0 | 0 | 0 | 0 | 0 | 0 | 0 | 0 | 0 | 0
Industrial Sector Energy Related Emissions before CCS[LPG propane or butane if,coal mining 05,SOx] | Industrial Sector Energy Related Emissions before CCS | LPG propane or butane if | coal mining 05 | SOx |  | 0 | 0 | 0 | 0 | 0 | 0 | 0 | 0 | 0 | 0 | 0 | 0 | 0 | 0 | 0 | 0 | 0 | 0 | 0 | 0 | 0 | 0 | 0 | 0 | 0 | 0 | 0 | 0 | 0 | 0 | 0
Industrial Sector Energy Related Emissions before CCS[LPG propane or butane if,coal mining 05,BC] | Industrial Sector Energy Related Emissions before CCS | LPG propane or butane if | coal mining 05 | BC |  | 0 | 0 | 0 | 0 | 0 | 0 | 0 | 0 | 0 | 0 | 0 | 0 | 0 | 0 | 0 | 0 | 0 | 0 | 0 | 0 | 0 | 0 | 0 | 0 | 0 | 0 | 0 | 0 | 0 | 0 | 0
Industrial Sector Energy Related Emissions before CCS[LPG propane or butane if,coal mining 05,OC] | Industrial Sector Energy Related Emissions before CCS | LPG propane or butane if | coal mining 05 | OC |  | 0 | 0 | 0 | 0 | 0 | 0 | 0 | 0 | 0 | 0 | 0 | 0 | 0 | 0 | 0 | 0 | 0 | 0 | 0 | 0 | 0 | 0 | 0 | 0 | 0 | 0 | 0 | 0 | 0 | 0 | 0
Industrial Sector Energy Related Emissions before CCS[LPG propane or butane if,coal mining 05,CH4] | Industrial Sector Energy Related Emissions before CCS | LPG propane or butane if | coal mining 05 | CH4 |  | 0 | 0 | 0 | 0 | 0 | 0 | 0 | 0 | 0 | 0 | 0 | 0 | 0 | 0 | 0 | 0 | 0 | 0 | 0 | 0 | 0 | 0 | 0 | 0 | 0 | 0 | 0 | 0 | 0 | 0 | 0
Industrial Sector Energy Related Emissions before CCS[LPG propane or butane if,coal mining 05,N2O] | Industrial Sector Energy Related Emissions before CCS | LPG propane or butane if | coal mining 05 | N2O |  | 0 | 0 | 0 | 0 | 0 | 0 | 0 | 0 | 0 | 0 | 0 | 0 | 0 | 0 | 0 | 0 | 0 | 0 | 0 | 0 | 0 | 0 | 0 | 0 | 0 | 0 | 0 | 0 | 0 | 0 | 0
Industrial Sector Energy Related Emissions before CCS[LPG propane or butane if,coal mining 05,F gases] | Industrial Sector Energy Related Emissions before CCS | LPG propane or butane if | coal mining 05 | F gases |  | 0 | 0 | 0 | 0 | 0 | 0 | 0 | 0 | 0 | 0 | 0 | 0 | 0 | 0 | 0 | 0 | 0 | 0 | 0 | 0 | 0 | 0 | 0 | 0 | 0 | 0 | 0 | 0 | 0 | 0 | 0
Industrial Sector Energy Related Emissions before CCS[LPG propane or butane if,oil and gas extraction 06,CO2] | Industrial Sector Energy Related Emissions before CCS | LPG propane or butane if | oil and gas extraction 06 | CO2 |  | 0 | 0 | 0 | 0 | 0 | 0 | 0 | 0 | 0 | 0 | 0 | 0 | 0 | 0 | 0 | 0 | 0 | 0 | 0 | 0 | 0 | 0 | 0 | 0 | 0 | 0 | 0 | 0 | 0 | 0 | 0
Industrial Sector Energy Related Emissions before CCS[LPG propane or butane if,oil and gas extraction 06,VOC] | Industrial Sector Energy Related Emissions before CCS | LPG propane or butane if | oil and gas extraction 06 | VOC |  | 0 | 0 | 0 | 0 | 0 | 0 | 0 | 0 | 0 | 0 | 0 | 0 | 0 | 0 | 0 | 0 | 0 | 0 | 0 | 0 | 0 | 0 | 0 | 0 | 0 | 0 | 0 | 0 | 0 | 0 | 0
Industrial Sector Energy Related Emissions before CCS[LPG propane or butane if,oil and gas extraction 06,CO] | Industrial Sector Energy Related Emissions before CCS | LPG propane or butane if | oil and gas extraction 06 | CO |  | 0 | 0 | 0 | 0 | 0 | 0 | 0 | 0 | 0 | 0 | 0 | 0 | 0 | 0 | 0 | 0 | 0 | 0 | 0 | 0 | 0 | 0 | 0 | 0 | 0 | 0 | 0 | 0 | 0 | 0 | 0
Industrial Sector Energy Related Emissions before CCS[LPG propane or butane if,oil and gas extraction 06,NOx] | Industrial Sector Energy Related Emissions before CCS | LPG propane or butane if | oil and gas extraction 06 | NOx |  | 0 | 0 | 0 | 0 | 0 | 0 | 0 | 0 | 0 | 0 | 0 | 0 | 0 | 0 | 0 | 0 | 0 | 0 | 0 | 0 | 0 | 0 | 0 | 0 | 0 | 0 | 0 | 0 | 0 | 0 | 0
Industrial Sector Energy Related Emissions before CCS[LPG propane or butane if,oil and gas extraction 06,PM10] | Industrial Sector Energy Related Emissions before CCS | LPG propane or butane if | oil and gas extraction 06 | PM10 |  | 0 | 0 | 0 | 0 | 0 | 0 | 0 | 0 | 0 | 0 | 0 | 0 | 0 | 0 | 0 | 0 | 0 | 0 | 0 | 0 | 0 | 0 | 0 | 0 | 0 | 0 | 0 | 0 | 0 | 0 | 0
Industrial Sector Energy Related Emissions before CCS[LPG propane or butane if,oil and gas extraction 06,PM25] | Industrial Sector Energy Related Emissions before CCS | LPG propane or butane if | oil and gas extraction 06 | PM25 |  | 0 | 0 | 0 | 0 | 0 | 0 | 0 | 0 | 0 | 0 | 0 | 0 | 0 | 0 | 0 | 0 | 0 | 0 | 0 | 0 | 0 | 0 | 0 | 0 | 0 | 0 | 0 | 0 | 0 | 0 | 0
Industrial Sector Energy Related Emissions before CCS[LPG propane or butane if,oil and gas extraction 06,SOx] | Industrial Sector Energy Related Emissions before CCS | LPG propane or butane if | oil and gas extraction 06 | SOx |  | 0 | 0 | 0 | 0 | 0 | 0 | 0 | 0 | 0 | 0 | 0 | 0 | 0 | 0 | 0 | 0 | 0 | 0 | 0 | 0 | 0 | 0 | 0 | 0 | 0 | 0 | 0 | 0 | 0 | 0 | 0
Industrial Sector Energy Related Emissions before CCS[LPG propane or butane if,oil and gas extraction 06,BC] | Industrial Sector Energy Related Emissions before CCS | LPG propane or butane if | oil and gas extraction 06 | BC |  | 0 | 0 | 0 | 0 | 0 | 0 | 0 | 0 | 0 | 0 | 0 | 0 | 0 | 0 | 0 | 0 | 0 | 0 | 0 | 0 | 0 | 0 | 0 | 0 | 0 | 0 | 0 | 0 | 0 | 0 | 0
Industrial Sector Energy Related Emissions before CCS[LPG propane or butane if,oil and gas extraction 06,OC] | Industrial Sector Energy Related Emissions before CCS | LPG propane or butane if | oil and gas extraction 06 | OC |  | 0 | 0 | 0 | 0 | 0 | 0 | 0 | 0 | 0 | 0 | 0 | 0 | 0 | 0 | 0 | 0 | 0 | 0 | 0 | 0 | 0 | 0 | 0 | 0 | 0 | 0 | 0 | 0 | 0 | 0 | 0
Industrial Sector Energy Related Emissions before CCS[LPG propane or butane if,oil and gas extraction 06,CH4] | Industrial Sector Energy Related Emissions before CCS | LPG propane or butane if | oil and gas extraction 06 | CH4 |  | 0 | 0 | 0 | 0 | 0 | 0 | 0 | 0 | 0 | 0 | 0 | 0 | 0 | 0 | 0 | 0 | 0 | 0 | 0 | 0 | 0 | 0 | 0 | 0 | 0 | 0 | 0 | 0 | 0 | 0 | 0
Industrial Sector Energy Related Emissions before CCS[LPG propane or butane if,oil and gas extraction 06,N2O] | Industrial Sector Energy Related Emissions before CCS | LPG propane or butane if | oil and gas extraction 06 | N2O |  | 0 | 0 | 0 | 0 | 0 | 0 | 0 | 0 | 0 | 0 | 0 | 0 | 0 | 0 | 0 | 0 | 0 | 0 | 0 | 0 | 0 | 0 | 0 | 0 | 0 | 0 | 0 | 0 | 0 | 0 | 0
Industrial Sector Energy Related Emissions before CCS[LPG propane or butane if,oil and gas extraction 06,F gases] | Industrial Sector Energy Related Emissions before CCS | LPG propane or butane if | oil and gas extraction 06 | F gases |  | 0 | 0 | 0 | 0 | 0 | 0 | 0 | 0 | 0 | 0 | 0 | 0 | 0 | 0 | 0 | 0 | 0 | 0 | 0 | 0 | 0 | 0 | 0 | 0 | 0 | 0 | 0 | 0 | 0 | 0 | 0
Industrial Sector Energy Related Emissions before CCS[LPG propane or butane if,other mining and quarrying 07T08,CO2] | Industrial Sector Energy Related Emissions before CCS | LPG propane or butane if | other mining and quarrying 07T08 | CO2 |  | 0 | 0 | 0 | 0 | 0 | 0 | 0 | 0 | 0 | 0 | 0 | 0 | 0 | 0 | 0 | 0 | 0 | 0 | 0 | 0 | 0 | 0 | 0 | 0 | 0 | 0 | 0 | 0 | 0 | 0 | 0
Industrial Sector Energy Related Emissions before CCS[LPG propane or butane if,other mining and quarrying 07T08,VOC] | Industrial Sector Energy Related Emissions before CCS | LPG propane or butane if | other mining and quarrying 07T08 | VOC |  | 0 | 0 | 0 | 0 | 0 | 0 | 0 | 0 | 0 | 0 | 0 | 0 | 0 | 0 | 0 | 0 | 0 | 0 | 0 | 0 | 0 | 0 | 0 | 0 | 0 | 0 | 0 | 0 | 0 | 0 | 0
Industrial Sector Energy Related Emissions before CCS[LPG propane or butane if,other mining and quarrying 07T08,CO] | Industrial Sector Energy Related Emissions before CCS | LPG propane or butane if | other mining and quarrying 07T08 | CO |  | 0 | 0 | 0 | 0 | 0 | 0 | 0 | 0 | 0 | 0 | 0 | 0 | 0 | 0 | 0 | 0 | 0 | 0 | 0 | 0 | 0 | 0 | 0 | 0 | 0 | 0 | 0 | 0 | 0 | 0 | 0
Industrial Sector Energy Related Emissions before CCS[LPG propane or butane if,other mining and quarrying 07T08,NOx] | Industrial Sector Energy Related Emissions before CCS | LPG propane or butane if | other mining and quarrying 07T08 | NOx |  | 0 | 0 | 0 | 0 | 0 | 0 | 0 | 0 | 0 | 0 | 0 | 0 | 0 | 0 | 0 | 0 | 0 | 0 | 0 | 0 | 0 | 0 | 0 | 0 | 0 | 0 | 0 | 0 | 0 | 0 | 0
Industrial Sector Energy Related Emissions before CCS[LPG propane or butane if,other mining and quarrying 07T08,PM10] | Industrial Sector Energy Related Emissions before CCS | LPG propane or butane if | other mining and quarrying 07T08 | PM10 |  | 0 | 0 | 0 | 0 | 0 | 0 | 0 | 0 | 0 | 0 | 0 | 0 | 0 | 0 | 0 | 0 | 0 | 0 | 0 | 0 | 0 | 0 | 0 | 0 | 0 | 0 | 0 | 0 | 0 | 0 | 0
Industrial Sector Energy Related Emissions before CCS[LPG propane or butane if,other mining and quarrying 07T08,PM25] | Industrial Sector Energy Related Emissions before CCS | LPG propane or butane if | other mining and quarrying 07T08 | PM25 |  | 0 | 0 | 0 | 0 | 0 | 0 | 0 | 0 | 0 | 0 | 0 | 0 | 0 | 0 | 0 | 0 | 0 | 0 | 0 | 0 | 0 | 0 | 0 | 0 | 0 | 0 | 0 | 0 | 0 | 0 | 0
Industrial Sector Energy Related Emissions before CCS[LPG propane or butane if,other mining and quarrying 07T08,SOx] | Industrial Sector Energy Related Emissions before CCS | LPG propane or butane if | other mining and quarrying 07T08 | SOx |  | 0 | 0 | 0 | 0 | 0 | 0 | 0 | 0 | 0 | 0 | 0 | 0 | 0 | 0 | 0 | 0 | 0 | 0 | 0 | 0 | 0 | 0 | 0 | 0 | 0 | 0 | 0 | 0 | 0 | 0 | 0
Industrial Sector Energy Related Emissions before CCS[LPG propane or butane if,other mining and quarrying 07T08,BC] | Industrial Sector Energy Related Emissions before CCS | LPG propane or butane if | other mining and quarrying 07T08 | BC |  | 0 | 0 | 0 | 0 | 0 | 0 | 0 | 0 | 0 | 0 | 0 | 0 | 0 | 0 | 0 | 0 | 0 | 0 | 0 | 0 | 0 | 0 | 0 | 0 | 0 | 0 | 0 | 0 | 0 | 0 | 0
Industrial Sector Energy Related Emissions before CCS[LPG propane or butane if,other mining and quarrying 07T08,OC] | Industrial Sector Energy Related Emissions before CCS | LPG propane or butane if | other mining and quarrying 07T08 | OC |  | 0 | 0 | 0 | 0 | 0 | 0 | 0 | 0 | 0 | 0 | 0 | 0 | 0 | 0 | 0 | 0 | 0 | 0 | 0 | 0 | 0 | 0 | 0 | 0 | 0 | 0 | 0 | 0 | 0 | 0 | 0
Industrial Sector Energy Related Emissions before CCS[LPG propane or butane if,other mining and quarrying 07T08,CH4] | Industrial Sector Energy Related Emissions before CCS | LPG propane or butane if | other mining and quarrying 07T08 | CH4 |  | 0 | 0 | 0 | 0 | 0 | 0 | 0 | 0 | 0 | 0 | 0 | 0 | 0 | 0 | 0 | 0 | 0 | 0 | 0 | 0 | 0 | 0 | 0 | 0 | 0 | 0 | 0 | 0 | 0 | 0 | 0
Industrial Sector Energy Related Emissions before CCS[LPG propane or butane if,other mining and quarrying 07T08,N2O] | Industrial Sector Energy Related Emissions before CCS | LPG propane or butane if | other mining and quarrying 07T08 | N2O |  | 0 | 0 | 0 | 0 | 0 | 0 | 0 | 0 | 0 | 0 | 0 | 0 | 0 | 0 | 0 | 0 | 0 | 0 | 0 | 0 | 0 | 0 | 0 | 0 | 0 | 0 | 0 | 0 | 0 | 0 | 0
Industrial Sector Energy Related Emissions before CCS[LPG propane or butane if,other mining and quarrying 07T08,F gases] | Industrial Sector Energy Related Emissions before CCS | LPG propane or butane if | other mining and quarrying 07T08 | F gases |  | 0 | 0 | 0 | 0 | 0 | 0 | 0 | 0 | 0 | 0 | 0 | 0 | 0 | 0 | 0 | 0 | 0 | 0 | 0 | 0 | 0 | 0 | 0 | 0 | 0 | 0 | 0 | 0 | 0 | 0 | 0
Industrial Sector Energy Related Emissions before CCS[LPG propane or butane if,food beverage and tobacco 10T12,CO2] | Industrial Sector Energy Related Emissions before CCS | LPG propane or butane if | food beverage and tobacco 10T12 | CO2 |  | 0 | 0 | 0 | 0 | 0 | 0 | 0 | 0 | 0 | 0 | 0 | 0 | 0 | 0 | 0 | 0 | 0 | 0 | 0 | 0 | 0 | 0 | 0 | 0 | 0 | 0 | 0 | 0 | 0 | 0 | 0
Industrial Sector Energy Related Emissions before CCS[LPG propane or butane if,food beverage and tobacco 10T12,VOC] | Industrial Sector Energy Related Emissions before CCS | LPG propane or butane if | food beverage and tobacco 10T12 | VOC |  | 0 | 0 | 0 | 0 | 0 | 0 | 0 | 0 | 0 | 0 | 0 | 0 | 0 | 0 | 0 | 0 | 0 | 0 | 0 | 0 | 0 | 0 | 0 | 0 | 0 | 0 | 0 | 0 | 0 | 0 | 0
Industrial Sector Energy Related Emissions before CCS[LPG propane or butane if,food beverage and tobacco 10T12,CO] | Industrial Sector Energy Related Emissions before CCS | LPG propane or butane if | food beverage and tobacco 10T12 | CO |  | 0 | 0 | 0 | 0 | 0 | 0 | 0 | 0 | 0 | 0 | 0 | 0 | 0 | 0 | 0 | 0 | 0 | 0 | 0 | 0 | 0 | 0 | 0 | 0 | 0 | 0 | 0 | 0 | 0 | 0 | 0
Industrial Sector Energy Related Emissions before CCS[LPG propane or butane if,food beverage and tobacco 10T12,NOx] | Industrial Sector Energy Related Emissions before CCS | LPG propane or butane if | food beverage and tobacco 10T12 | NOx |  | 0 | 0 | 0 | 0 | 0 | 0 | 0 | 0 | 0 | 0 | 0 | 0 | 0 | 0 | 0 | 0 | 0 | 0 | 0 | 0 | 0 | 0 | 0 | 0 | 0 | 0 | 0 | 0 | 0 | 0 | 0
Industrial Sector Energy Related Emissions before CCS[LPG propane or butane if,food beverage and tobacco 10T12,PM10] | Industrial Sector Energy Related Emissions before CCS | LPG propane or butane if | food beverage and tobacco 10T12 | PM10 |  | 0 | 0 | 0 | 0 | 0 | 0 | 0 | 0 | 0 | 0 | 0 | 0 | 0 | 0 | 0 | 0 | 0 | 0 | 0 | 0 | 0 | 0 | 0 | 0 | 0 | 0 | 0 | 0 | 0 | 0 | 0
Industrial Sector Energy Related Emissions before CCS[LPG propane or butane if,food beverage and tobacco 10T12,PM25] | Industrial Sector Energy Related Emissions before CCS | LPG propane or butane if | food beverage and tobacco 10T12 | PM25 |  | 0 | 0 | 0 | 0 | 0 | 0 | 0 | 0 | 0 | 0 | 0 | 0 | 0 | 0 | 0 | 0 | 0 | 0 | 0 | 0 | 0 | 0 | 0 | 0 | 0 | 0 | 0 | 0 | 0 | 0 | 0
Industrial Sector Energy Related Emissions before CCS[LPG propane or butane if,food beverage and tobacco 10T12,SOx] | Industrial Sector Energy Related Emissions before CCS | LPG propane or butane if | food beverage and tobacco 10T12 | SOx |  | 0 | 0 | 0 | 0 | 0 | 0 | 0 | 0 | 0 | 0 | 0 | 0 | 0 | 0 | 0 | 0 | 0 | 0 | 0 | 0 | 0 | 0 | 0 | 0 | 0 | 0 | 0 | 0 | 0 | 0 | 0
Industrial Sector Energy Related Emissions before CCS[LPG propane or butane if,food beverage and tobacco 10T12,BC] | Industrial Sector Energy Related Emissions before CCS | LPG propane or butane if | food beverage and tobacco 10T12 | BC |  | 0 | 0 | 0 | 0 | 0 | 0 | 0 | 0 | 0 | 0 | 0 | 0 | 0 | 0 | 0 | 0 | 0 | 0 | 0 | 0 | 0 | 0 | 0 | 0 | 0 | 0 | 0 | 0 | 0 | 0 | 0
Industrial Sector Energy Related Emissions before CCS[LPG propane or butane if,food beverage and tobacco 10T12,OC] | Industrial Sector Energy Related Emissions before CCS | LPG propane or butane if | food beverage and tobacco 10T12 | OC |  | 0 | 0 | 0 | 0 | 0 | 0 | 0 | 0 | 0 | 0 | 0 | 0 | 0 | 0 | 0 | 0 | 0 | 0 | 0 | 0 | 0 | 0 | 0 | 0 | 0 | 0 | 0 | 0 | 0 | 0 | 0
Industrial Sector Energy Related Emissions before CCS[LPG propane or butane if,food beverage and tobacco 10T12,CH4] | Industrial Sector Energy Related Emissions before CCS | LPG propane or butane if | food beverage and tobacco 10T12 | CH4 |  | 0 | 0 | 0 | 0 | 0 | 0 | 0 | 0 | 0 | 0 | 0 | 0 | 0 | 0 | 0 | 0 | 0 | 0 | 0 | 0 | 0 | 0 | 0 | 0 | 0 | 0 | 0 | 0 | 0 | 0 | 0
Industrial Sector Energy Related Emissions before CCS[LPG propane or butane if,food beverage and tobacco 10T12,N2O] | Industrial Sector Energy Related Emissions before CCS | LPG propane or butane if | food beverage and tobacco 10T12 | N2O |  | 0 | 0 | 0 | 0 | 0 | 0 | 0 | 0 | 0 | 0 | 0 | 0 | 0 | 0 | 0 | 0 | 0 | 0 | 0 | 0 | 0 | 0 | 0 | 0 | 0 | 0 | 0 | 0 | 0 | 0 | 0
Industrial Sector Energy Related Emissions before CCS[LPG propane or butane if,food beverage and tobacco 10T12,F gases] | Industrial Sector Energy Related Emissions before CCS | LPG propane or butane if | food beverage and tobacco 10T12 | F gases |  | 0 | 0 | 0 | 0 | 0 | 0 | 0 | 0 | 0 | 0 | 0 | 0 | 0 | 0 | 0 | 0 | 0 | 0 | 0 | 0 | 0 | 0 | 0 | 0 | 0 | 0 | 0 | 0 | 0 | 0 | 0
Industrial Sector Energy Related Emissions before CCS[LPG propane or butane if,textiles apparel and leather 13T15,CO2] | Industrial Sector Energy Related Emissions before CCS | LPG propane or butane if | textiles apparel and leather 13T15 | CO2 |  | 0 | 0 | 0 | 0 | 0 | 0 | 0 | 0 | 0 | 0 | 0 | 0 | 0 | 0 | 0 | 0 | 0 | 0 | 0 | 0 | 0 | 0 | 0 | 0 | 0 | 0 | 0 | 0 | 0 | 0 | 0
Industrial Sector Energy Related Emissions before CCS[LPG propane or butane if,textiles apparel and leather 13T15,VOC] | Industrial Sector Energy Related Emissions before CCS | LPG propane or butane if | textiles apparel and leather 13T15 | VOC |  | 0 | 0 | 0 | 0 | 0 | 0 | 0 | 0 | 0 | 0 | 0 | 0 | 0 | 0 | 0 | 0 | 0 | 0 | 0 | 0 | 0 | 0 | 0 | 0 | 0 | 0 | 0 | 0 | 0 | 0 | 0
Industrial Sector Energy Related Emissions before CCS[LPG propane or butane if,textiles apparel and leather 13T15,CO] | Industrial Sector Energy Related Emissions before CCS | LPG propane or butane if | textiles apparel and leather 13T15 | CO |  | 0 | 0 | 0 | 0 | 0 | 0 | 0 | 0 | 0 | 0 | 0 | 0 | 0 | 0 | 0 | 0 | 0 | 0 | 0 | 0 | 0 | 0 | 0 | 0 | 0 | 0 | 0 | 0 | 0 | 0 | 0
Industrial Sector Energy Related Emissions before CCS[LPG propane or butane if,textiles apparel and leather 13T15,NOx] | Industrial Sector Energy Related Emissions before CCS | LPG propane or butane if | textiles apparel and leather 13T15 | NOx |  | 0 | 0 | 0 | 0 | 0 | 0 | 0 | 0 | 0 | 0 | 0 | 0 | 0 | 0 | 0 | 0 | 0 | 0 | 0 | 0 | 0 | 0 | 0 | 0 | 0 | 0 | 0 | 0 | 0 | 0 | 0
Industrial Sector Energy Related Emissions before CCS[LPG propane or butane if,textiles apparel and leather 13T15,PM10] | Industrial Sector Energy Related Emissions before CCS | LPG propane or butane if | textiles apparel and leather 13T15 | PM10 |  | 0 | 0 | 0 | 0 | 0 | 0 | 0 | 0 | 0 | 0 | 0 | 0 | 0 | 0 | 0 | 0 | 0 | 0 | 0 | 0 | 0 | 0 | 0 | 0 | 0 | 0 | 0 | 0 | 0 | 0 | 0
Industrial Sector Energy Related Emissions before CCS[LPG propane or butane if,textiles apparel and leather 13T15,PM25] | Industrial Sector Energy Related Emissions before CCS | LPG propane or butane if | textiles apparel and leather 13T15 | PM25 |  | 0 | 0 | 0 | 0 | 0 | 0 | 0 | 0 | 0 | 0 | 0 | 0 | 0 | 0 | 0 | 0 | 0 | 0 | 0 | 0 | 0 | 0 | 0 | 0 | 0 | 0 | 0 | 0 | 0 | 0 | 0
Industrial Sector Energy Related Emissions before CCS[LPG propane or butane if,textiles apparel and leather 13T15,SOx] | Industrial Sector Energy Related Emissions before CCS | LPG propane or butane if | textiles apparel and leather 13T15 | SOx |  | 0 | 0 | 0 | 0 | 0 | 0 | 0 | 0 | 0 | 0 | 0 | 0 | 0 | 0 | 0 | 0 | 0 | 0 | 0 | 0 | 0 | 0 | 0 | 0 | 0 | 0 | 0 | 0 | 0 | 0 | 0
Industrial Sector Energy Related Emissions before CCS[LPG propane or butane if,textiles apparel and leather 13T15,BC] | Industrial Sector Energy Related Emissions before CCS | LPG propane or butane if | textiles apparel and leather 13T15 | BC |  | 0 | 0 | 0 | 0 | 0 | 0 | 0 | 0 | 0 | 0 | 0 | 0 | 0 | 0 | 0 | 0 | 0 | 0 | 0 | 0 | 0 | 0 | 0 | 0 | 0 | 0 | 0 | 0 | 0 | 0 | 0
Industrial Sector Energy Related Emissions before CCS[LPG propane or butane if,textiles apparel and leather 13T15,OC] | Industrial Sector Energy Related Emissions before CCS | LPG propane or butane if | textiles apparel and leather 13T15 | OC |  | 0 | 0 | 0 | 0 | 0 | 0 | 0 | 0 | 0 | 0 | 0 | 0 | 0 | 0 | 0 | 0 | 0 | 0 | 0 | 0 | 0 | 0 | 0 | 0 | 0 | 0 | 0 | 0 | 0 | 0 | 0
Industrial Sector Energy Related Emissions before CCS[LPG propane or butane if,textiles apparel and leather 13T15,CH4] | Industrial Sector Energy Related Emissions before CCS | LPG propane or butane if | textiles apparel and leather 13T15 | CH4 |  | 0 | 0 | 0 | 0 | 0 | 0 | 0 | 0 | 0 | 0 | 0 | 0 | 0 | 0 | 0 | 0 | 0 | 0 | 0 | 0 | 0 | 0 | 0 | 0 | 0 | 0 | 0 | 0 | 0 | 0 | 0
Industrial Sector Energy Related Emissions before CCS[LPG propane or butane if,textiles apparel and leather 13T15,N2O] | Industrial Sector Energy Related Emissions before CCS | LPG propane or butane if | textiles apparel and leather 13T15 | N2O |  | 0 | 0 | 0 | 0 | 0 | 0 | 0 | 0 | 0 | 0 | 0 | 0 | 0 | 0 | 0 | 0 | 0 | 0 | 0 | 0 | 0 | 0 | 0 | 0 | 0 | 0 | 0 | 0 | 0 | 0 | 0
Industrial Sector Energy Related Emissions before CCS[LPG propane or butane if,textiles apparel and leather 13T15,F gases] | Industrial Sector Energy Related Emissions before CCS | LPG propane or butane if | textiles apparel and leather 13T15 | F gases |  | 0 | 0 | 0 | 0 | 0 | 0 | 0 | 0 | 0 | 0 | 0 | 0 | 0 | 0 | 0 | 0 | 0 | 0 | 0 | 0 | 0 | 0 | 0 | 0 | 0 | 0 | 0 | 0 | 0 | 0 | 0
Industrial Sector Energy Related Emissions before CCS[LPG propane or butane if,wood products 16,CO2] | Industrial Sector Energy Related Emissions before CCS | LPG propane or butane if | wood products 16 | CO2 |  | 0 | 0 | 0 | 0 | 0 | 0 | 0 | 0 | 0 | 0 | 0 | 0 | 0 | 0 | 0 | 0 | 0 | 0 | 0 | 0 | 0 | 0 | 0 | 0 | 0 | 0 | 0 | 0 | 0 | 0 | 0
Industrial Sector Energy Related Emissions before CCS[LPG propane or butane if,wood products 16,VOC] | Industrial Sector Energy Related Emissions before CCS | LPG propane or butane if | wood products 16 | VOC |  | 0 | 0 | 0 | 0 | 0 | 0 | 0 | 0 | 0 | 0 | 0 | 0 | 0 | 0 | 0 | 0 | 0 | 0 | 0 | 0 | 0 | 0 | 0 | 0 | 0 | 0 | 0 | 0 | 0 | 0 | 0
Industrial Sector Energy Related Emissions before CCS[LPG propane or butane if,wood products 16,CO] | Industrial Sector Energy Related Emissions before CCS | LPG propane or butane if | wood products 16 | CO |  | 0 | 0 | 0 | 0 | 0 | 0 | 0 | 0 | 0 | 0 | 0 | 0 | 0 | 0 | 0 | 0 | 0 | 0 | 0 | 0 | 0 | 0 | 0 | 0 | 0 | 0 | 0 | 0 | 0 | 0 | 0
Industrial Sector Energy Related Emissions before CCS[LPG propane or butane if,wood products 16,NOx] | Industrial Sector Energy Related Emissions before CCS | LPG propane or butane if | wood products 16 | NOx |  | 0 | 0 | 0 | 0 | 0 | 0 | 0 | 0 | 0 | 0 | 0 | 0 | 0 | 0 | 0 | 0 | 0 | 0 | 0 | 0 | 0 | 0 | 0 | 0 | 0 | 0 | 0 | 0 | 0 | 0 | 0
Industrial Sector Energy Related Emissions before CCS[LPG propane or butane if,wood products 16,PM10] | Industrial Sector Energy Related Emissions before CCS | LPG propane or butane if | wood products 16 | PM10 |  | 0 | 0 | 0 | 0 | 0 | 0 | 0 | 0 | 0 | 0 | 0 | 0 | 0 | 0 | 0 | 0 | 0 | 0 | 0 | 0 | 0 | 0 | 0 | 0 | 0 | 0 | 0 | 0 | 0 | 0 | 0
Industrial Sector Energy Related Emissions before CCS[LPG propane or butane if,wood products 16,PM25] | Industrial Sector Energy Related Emissions before CCS | LPG propane or butane if | wood products 16 | PM25 |  | 0 | 0 | 0 | 0 | 0 | 0 | 0 | 0 | 0 | 0 | 0 | 0 | 0 | 0 | 0 | 0 | 0 | 0 | 0 | 0 | 0 | 0 | 0 | 0 | 0 | 0 | 0 | 0 | 0 | 0 | 0
Industrial Sector Energy Related Emissions before CCS[LPG propane or butane if,wood products 16,SOx] | Industrial Sector Energy Related Emissions before CCS | LPG propane or butane if | wood products 16 | SOx |  | 0 | 0 | 0 | 0 | 0 | 0 | 0 | 0 | 0 | 0 | 0 | 0 | 0 | 0 | 0 | 0 | 0 | 0 | 0 | 0 | 0 | 0 | 0 | 0 | 0 | 0 | 0 | 0 | 0 | 0 | 0
Industrial Sector Energy Related Emissions before CCS[LPG propane or butane if,wood products 16,BC] | Industrial Sector Energy Related Emissions before CCS | LPG propane or butane if | wood products 16 | BC |  | 0 | 0 | 0 | 0 | 0 | 0 | 0 | 0 | 0 | 0 | 0 | 0 | 0 | 0 | 0 | 0 | 0 | 0 | 0 | 0 | 0 | 0 | 0 | 0 | 0 | 0 | 0 | 0 | 0 | 0 | 0
Industrial Sector Energy Related Emissions before CCS[LPG propane or butane if,wood products 16,OC] | Industrial Sector Energy Related Emissions before CCS | LPG propane or butane if | wood products 16 | OC |  | 0 | 0 | 0 | 0 | 0 | 0 | 0 | 0 | 0 | 0 | 0 | 0 | 0 | 0 | 0 | 0 | 0 | 0 | 0 | 0 | 0 | 0 | 0 | 0 | 0 | 0 | 0 | 0 | 0 | 0 | 0
Industrial Sector Energy Related Emissions before CCS[LPG propane or butane if,wood products 16,CH4] | Industrial Sector Energy Related Emissions before CCS | LPG propane or butane if | wood products 16 | CH4 |  | 0 | 0 | 0 | 0 | 0 | 0 | 0 | 0 | 0 | 0 | 0 | 0 | 0 | 0 | 0 | 0 | 0 | 0 | 0 | 0 | 0 | 0 | 0 | 0 | 0 | 0 | 0 | 0 | 0 | 0 | 0
Industrial Sector Energy Related Emissions before CCS[LPG propane or butane if,wood products 16,N2O] | Industrial Sector Energy Related Emissions before CCS | LPG propane or butane if | wood products 16 | N2O |  | 0 | 0 | 0 | 0 | 0 | 0 | 0 | 0 | 0 | 0 | 0 | 0 | 0 | 0 | 0 | 0 | 0 | 0 | 0 | 0 | 0 | 0 | 0 | 0 | 0 | 0 | 0 | 0 | 0 | 0 | 0
Industrial Sector Energy Related Emissions before CCS[LPG propane or butane if,wood products 16,F gases] | Industrial Sector Energy Related Emissions before CCS | LPG propane or butane if | wood products 16 | F gases |  | 0 | 0 | 0 | 0 | 0 | 0 | 0 | 0 | 0 | 0 | 0 | 0 | 0 | 0 | 0 | 0 | 0 | 0 | 0 | 0 | 0 | 0 | 0 | 0 | 0 | 0 | 0 | 0 | 0 | 0 | 0
Industrial Sector Energy Related Emissions before CCS[LPG propane or butane if,pulp paper and printing 17T18,CO2] | Industrial Sector Energy Related Emissions before CCS | LPG propane or butane if | pulp paper and printing 17T18 | CO2 |  | 0 | 0 | 0 | 0 | 0 | 0 | 0 | 0 | 0 | 0 | 0 | 0 | 0 | 0 | 0 | 0 | 0 | 0 | 0 | 0 | 0 | 0 | 0 | 0 | 0 | 0 | 0 | 0 | 0 | 0 | 0
Industrial Sector Energy Related Emissions before CCS[LPG propane or butane if,pulp paper and printing 17T18,VOC] | Industrial Sector Energy Related Emissions before CCS | LPG propane or butane if | pulp paper and printing 17T18 | VOC |  | 0 | 0 | 0 | 0 | 0 | 0 | 0 | 0 | 0 | 0 | 0 | 0 | 0 | 0 | 0 | 0 | 0 | 0 | 0 | 0 | 0 | 0 | 0 | 0 | 0 | 0 | 0 | 0 | 0 | 0 | 0
Industrial Sector Energy Related Emissions before CCS[LPG propane or butane if,pulp paper and printing 17T18,CO] | Industrial Sector Energy Related Emissions before CCS | LPG propane or butane if | pulp paper and printing 17T18 | CO |  | 0 | 0 | 0 | 0 | 0 | 0 | 0 | 0 | 0 | 0 | 0 | 0 | 0 | 0 | 0 | 0 | 0 | 0 | 0 | 0 | 0 | 0 | 0 | 0 | 0 | 0 | 0 | 0 | 0 | 0 | 0
Industrial Sector Energy Related Emissions before CCS[LPG propane or butane if,pulp paper and printing 17T18,NOx] | Industrial Sector Energy Related Emissions before CCS | LPG propane or butane if | pulp paper and printing 17T18 | NOx |  | 0 | 0 | 0 | 0 | 0 | 0 | 0 | 0 | 0 | 0 | 0 | 0 | 0 | 0 | 0 | 0 | 0 | 0 | 0 | 0 | 0 | 0 | 0 | 0 | 0 | 0 | 0 | 0 | 0 | 0 | 0
Industrial Sector Energy Related Emissions before CCS[LPG propane or butane if,pulp paper and printing 17T18,PM10] | Industrial Sector Energy Related Emissions before CCS | LPG propane or butane if | pulp paper and printing 17T18 | PM10 |  | 0 | 0 | 0 | 0 | 0 | 0 | 0 | 0 | 0 | 0 | 0 | 0 | 0 | 0 | 0 | 0 | 0 | 0 | 0 | 0 | 0 | 0 | 0 | 0 | 0 | 0 | 0 | 0 | 0 | 0 | 0
Industrial Sector Energy Related Emissions before CCS[LPG propane or butane if,pulp paper and printing 17T18,PM25] | Industrial Sector Energy Related Emissions before CCS | LPG propane or butane if | pulp paper and printing 17T18 | PM25 |  | 0 | 0 | 0 | 0 | 0 | 0 | 0 | 0 | 0 | 0 | 0 | 0 | 0 | 0 | 0 | 0 | 0 | 0 | 0 | 0 | 0 | 0 | 0 | 0 | 0 | 0 | 0 | 0 | 0 | 0 | 0
Industrial Sector Energy Related Emissions before CCS[LPG propane or butane if,pulp paper and printing 17T18,SOx] | Industrial Sector Energy Related Emissions before CCS | LPG propane or butane if | pulp paper and printing 17T18 | SOx |  | 0 | 0 | 0 | 0 | 0 | 0 | 0 | 0 | 0 | 0 | 0 | 0 | 0 | 0 | 0 | 0 | 0 | 0 | 0 | 0 | 0 | 0 | 0 | 0 | 0 | 0 | 0 | 0 | 0 | 0 | 0
Industrial Sector Energy Related Emissions before CCS[LPG propane or butane if,pulp paper and printing 17T18,BC] | Industrial Sector Energy Related Emissions before CCS | LPG propane or butane if | pulp paper and printing 17T18 | BC |  | 0 | 0 | 0 | 0 | 0 | 0 | 0 | 0 | 0 | 0 | 0 | 0 | 0 | 0 | 0 | 0 | 0 | 0 | 0 | 0 | 0 | 0 | 0 | 0 | 0 | 0 | 0 | 0 | 0 | 0 | 0
Industrial Sector Energy Related Emissions before CCS[LPG propane or butane if,pulp paper and printing 17T18,OC] | Industrial Sector Energy Related Emissions before CCS | LPG propane or butane if | pulp paper and printing 17T18 | OC |  | 0 | 0 | 0 | 0 | 0 | 0 | 0 | 0 | 0 | 0 | 0 | 0 | 0 | 0 | 0 | 0 | 0 | 0 | 0 | 0 | 0 | 0 | 0 | 0 | 0 | 0 | 0 | 0 | 0 | 0 | 0
Industrial Sector Energy Related Emissions before CCS[LPG propane or butane if,pulp paper and printing 17T18,CH4] | Industrial Sector Energy Related Emissions before CCS | LPG propane or butane if | pulp paper and printing 17T18 | CH4 |  | 0 | 0 | 0 | 0 | 0 | 0 | 0 | 0 | 0 | 0 | 0 | 0 | 0 | 0 | 0 | 0 | 0 | 0 | 0 | 0 | 0 | 0 | 0 | 0 | 0 | 0 | 0 | 0 | 0 | 0 | 0
Industrial Sector Energy Related Emissions before CCS[LPG propane or butane if,pulp paper and printing 17T18,N2O] | Industrial Sector Energy Related Emissions before CCS | LPG propane or butane if | pulp paper and printing 17T18 | N2O |  | 0 | 0 | 0 | 0 | 0 | 0 | 0 | 0 | 0 | 0 | 0 | 0 | 0 | 0 | 0 | 0 | 0 | 0 | 0 | 0 | 0 | 0 | 0 | 0 | 0 | 0 | 0 | 0 | 0 | 0 | 0
Industrial Sector Energy Related Emissions before CCS[LPG propane or butane if,pulp paper and printing 17T18,F gases] | Industrial Sector Energy Related Emissions before CCS | LPG propane or butane if | pulp paper and printing 17T18 | F gases |  | 0 | 0 | 0 | 0 | 0 | 0 | 0 | 0 | 0 | 0 | 0 | 0 | 0 | 0 | 0 | 0 | 0 | 0 | 0 | 0 | 0 | 0 | 0 | 0 | 0 | 0 | 0 | 0 | 0 | 0 | 0
Industrial Sector Energy Related Emissions before CCS[LPG propane or butane if,refined petroleum and coke 19,CO2] | Industrial Sector Energy Related Emissions before CCS | LPG propane or butane if | refined petroleum and coke 19 | CO2 |  | 2191200000 | 2510300000 | 2407100000 | 2532340000 | 2566840000 | 2594360000 | 2590230000 | 2623940000 | 2540800000 | 2744280000 | 2936260000 | 3140760000 | 3358070000 | 3606730000 | 3805070000 | 4003890000 | 4256060000 | 4194560000 | 4158130000 | 4163140000 | 4148020000 | 4150270000 | 4157060000 | 4178380000 | 4189860000 | 4204680000 | 4214990000 | 4259800000 | 4281700000 | 4303740000 | 4335020000
Industrial Sector Energy Related Emissions before CCS[LPG propane or butane if,refined petroleum and coke 19,VOC] | Industrial Sector Energy Related Emissions before CCS | LPG propane or butane if | refined petroleum and coke 19 | VOC |  | 141540 | 162152 | 155486 | 163576 | 165804 | 167582 | 167316 | 169493 | 164122 | 177266 | 189667 | 202877 | 216914 | 232976 | 245788 | 258631 | 274919 | 270947 | 268594 | 268918 | 267941 | 268086 | 268524 | 269902 | 270643 | 271601 | 272267 | 275161 | 276576 | 278000 | 280020
Industrial Sector Energy Related Emissions before CCS[LPG propane or butane if,refined petroleum and coke 19,CO] | Industrial Sector Energy Related Emissions before CCS | LPG propane or butane if | refined petroleum and coke 19 | CO |  | 116976 | 134011 | 128501 | 135187 | 137029 | 138498 | 138278 | 140077 | 135639 | 146501 | 156750 | 167667 | 179268 | 192543 | 203131 | 213745 | 227207 | 223924 | 221979 | 222247 | 221439 | 221559 | 221922 | 223060 | 223673 | 224464 | 225015 | 227406 | 228576 | 229752 | 231422
Industrial Sector Energy Related Emissions before CCS[LPG propane or butane if,refined petroleum and coke 19,NOx] | Industrial Sector Energy Related Emissions before CCS | LPG propane or butane if | refined petroleum and coke 19 | NOx |  | 2299870 | 2634790 | 2526480 | 2657920 | 2694130 | 2723020 | 2718690 | 2754070 | 2666800 | 2880370 | 3081870 | 3296520 | 3524610 | 3785600 | 3993770 | 4202460 | 4467130 | 4402580 | 4364350 | 4369610 | 4353740 | 4356100 | 4363220 | 4385600 | 4397640 | 4413210 | 4424030 | 4471060 | 4494040 | 4517180 | 4550010
Industrial Sector Energy Related Emissions before CCS[LPG propane or butane if,refined petroleum and coke 19,PM10] | Industrial Sector Energy Related Emissions before CCS | LPG propane or butane if | refined petroleum and coke 19 | PM10 |  | 123857 | 141894 | 136060 | 143139 | 145089 | 146645 | 146412 | 148317 | 143617 | 155119 | 165971 | 177530 | 189814 | 203869 | 215080 | 226318 | 240572 | 237096 | 235037 | 235320 | 234465 | 234592 | 234976 | 236181 | 236830 | 237668 | 238251 | 240783 | 242021 | 243267 | 245035
Industrial Sector Energy Related Emissions before CCS[LPG propane or butane if,refined petroleum and coke 19,PM25] | Industrial Sector Energy Related Emissions before CCS | LPG propane or butane if | refined petroleum and coke 19 | PM25 |  | 123857 | 141894 | 136060 | 143139 | 145089 | 146645 | 146412 | 148317 | 143617 | 155119 | 165971 | 177530 | 189814 | 203869 | 215080 | 226318 | 240572 | 237096 | 235037 | 235320 | 234465 | 234592 | 234976 | 236181 | 236830 | 237668 | 238251 | 240783 | 242021 | 243267 | 245035
Industrial Sector Energy Related Emissions before CCS[LPG propane or butane if,refined petroleum and coke 19,SOx] | Industrial Sector Energy Related Emissions before CCS | LPG propane or butane if | refined petroleum and coke 19 | SOx |  | 0 | 0 | 0 | 0 | 0 | 0 | 0 | 0 | 0 | 0 | 0 | 0 | 0 | 0 | 0 | 0 | 0 | 0 | 0 | 0 | 0 | 0 | 0 | 0 | 0 | 0 | 0 | 0 | 0 | 0 | 0
Industrial Sector Energy Related Emissions before CCS[LPG propane or butane if,refined petroleum and coke 19,BC] | Industrial Sector Energy Related Emissions before CCS | LPG propane or butane if | refined petroleum and coke 19 | BC |  | 20428.9 | 23403.9 | 22441.7 | 23609.3 | 23931 | 24187.5 | 24149.1 | 24463.4 | 23688.2 | 25585.3 | 27375.1 | 29281.8 | 31307.8 | 33626 | 35475.2 | 37328.9 | 39679.8 | 39106.5 | 38766.8 | 38813.6 | 38672.6 | 38693.5 | 38756.8 | 38955.6 | 39062.6 | 39200.9 | 39297 | 39714.7 | 39918.9 | 40124.4 | 40416
Industrial Sector Energy Related Emissions before CCS[LPG propane or butane if,refined petroleum and coke 19,OC] | Industrial Sector Energy Related Emissions before CCS | LPG propane or butane if | refined petroleum and coke 19 | OC |  | 53015.3 | 60735.7 | 58238.9 | 61268.9 | 62103.6 | 62769.4 | 62669.6 | 63485.3 | 61473.6 | 66396.7 | 71041.5 | 75989.5 | 81247.2 | 87263.4 | 92062.1 | 96872.6 | 102974 | 101486 | 100604 | 100726 | 100360 | 100414 | 100578 | 101094 | 101372 | 101731 | 101980 | 103064 | 103594 | 104127 | 104884
Industrial Sector Energy Related Emissions before CCS[LPG propane or butane if,refined petroleum and coke 19,CH4] | Industrial Sector Energy Related Emissions before CCS | LPG propane or butane if | refined petroleum and coke 19 | CH4 |  | 106958 | 122533 | 117496 | 123609 | 125293 | 126636 | 126435 | 128081 | 124022 | 133954 | 143325 | 153308 | 163915 | 176053 | 185734 | 195439 | 207748 | 204746 | 202968 | 203212 | 202474 | 202584 | 202915 | 203956 | 204516 | 205240 | 205743 | 207930 | 208999 | 210075 | 211602
Industrial Sector Energy Related Emissions before CCS[LPG propane or butane if,refined petroleum and coke 19,N2O] | Industrial Sector Energy Related Emissions before CCS | LPG propane or butane if | refined petroleum and coke 19 | N2O |  | 21391.5 | 24506.7 | 23499.2 | 24721.8 | 25058.6 | 25327.3 | 25287 | 25616.1 | 24804.4 | 26790.9 | 28665 | 30661.5 | 32783 | 35210.5 | 37146.8 | 39087.8 | 41549.5 | 40949.2 | 40593.5 | 40642.5 | 40494.8 | 40516.8 | 40583 | 40791.2 | 40903.2 | 41048 | 41148.6 | 41586.1 | 41799.9 | 42015.1 | 42320.4
Industrial Sector Energy Related Emissions before CCS[LPG propane or butane if,refined petroleum and coke 19,F gases] | Industrial Sector Energy Related Emissions before CCS | LPG propane or butane if | refined petroleum and coke 19 | F gases |  | 0 | 0 | 0 | 0 | 0 | 0 | 0 | 0 | 0 | 0 | 0 | 0 | 0 | 0 | 0 | 0 | 0 | 0 | 0 | 0 | 0 | 0 | 0 | 0 | 0 | 0 | 0 | 0 | 0 | 0 | 0
Industrial Sector Energy Related Emissions before CCS[LPG propane or butane if,chemicals 20,CO2] | Industrial Sector Energy Related Emissions before CCS | LPG propane or butane if | chemicals 20 | CO2 |  | 0 | 4733410 | 7953600 | 10817400 | 12354600 | 13086700 | 13079500 | 13763700 | 21942600 | 21430100 | 20913100 | 19957100 | 20835100 | 21714700 | 22485400 | 22967600 | 23331200 | 22680800 | 22317200 | 21958200 | 21625100 | 21396600 | 20995300 | 20661300 | 20156000 | 19802800 | 19242800 | 19225900 | 19235300 | 19209000 | 19090000
Industrial Sector Energy Related Emissions before CCS[LPG propane or butane if,chemicals 20,VOC] | Industrial Sector Energy Related Emissions before CCS | LPG propane or butane if | chemicals 20 | VOC |  | 0 | 305.754 | 513.762 | 698.749 | 798.046 | 845.337 | 844.866 | 889.067 | 1417.38 | 1384.28 | 1350.88 | 1289.12 | 1345.84 | 1402.66 | 1452.44 | 1483.59 | 1507.07 | 1465.06 | 1441.57 | 1418.39 | 1396.87 | 1382.11 | 1356.19 | 1334.61 | 1301.97 | 1279.16 | 1242.99 | 1241.89 | 1242.5 | 1240.8 | 1233.12
Industrial Sector Energy Related Emissions before CCS[LPG propane or butane if,chemicals 20,CO] | Industrial Sector Energy Related Emissions before CCS | LPG propane or butane if | chemicals 20 | CO |  | 0 | 252.69 | 424.597 | 577.48 | 659.544 | 698.627 | 698.238 | 734.768 | 1171.39 | 1144.03 | 1116.43 | 1065.4 | 1112.27 | 1159.22 | 1200.37 | 1226.11 | 1245.52 | 1210.8 | 1191.39 | 1172.22 | 1154.44 | 1142.24 | 1120.82 | 1102.99 | 1076.01 | 1057.16 | 1027.27 | 1026.36 | 1026.86 | 1025.46 | 1019.11
Industrial Sector Energy Related Emissions before CCS[LPG propane or butane if,chemicals 20,NOx] | Industrial Sector Energy Related Emissions before CCS | LPG propane or butane if | chemicals 20 | NOx |  | 0 | 4968.15 | 8348.04 | 11353.9 | 12967.3 | 13735.8 | 13728.1 | 14446.3 | 23030.8 | 22492.9 | 21950.3 | 20946.8 | 21868.4 | 22791.6 | 23600.6 | 24106.6 | 24488.3 | 23805.6 | 23423.9 | 23047.2 | 22697.6 | 22457.8 | 22036.6 | 21685.9 | 21155.6 | 20784.8 | 20197.2 | 20179.4 | 20189.2 | 20161.6 | 20036.7
Industrial Sector Energy Related Emissions before CCS[LPG propane or butane if,chemicals 20,PM10] | Industrial Sector Energy Related Emissions before CCS | LPG propane or butane if | chemicals 20 | PM10 |  | 0 | 267.554 | 449.574 | 611.449 | 698.341 | 739.723 | 739.311 | 777.989 | 1240.3 | 1211.33 | 1182.1 | 1128.07 | 1177.69 | 1227.41 | 1270.98 | 1298.23 | 1318.79 | 1282.02 | 1261.47 | 1241.18 | 1222.35 | 1209.44 | 1186.75 | 1167.87 | 1139.31 | 1119.34 | 1087.69 | 1086.74 | 1087.27 | 1085.78 | 1079.05
Industrial Sector Energy Related Emissions before CCS[LPG propane or butane if,chemicals 20,PM25] | Industrial Sector Energy Related Emissions before CCS | LPG propane or butane if | chemicals 20 | PM25 |  | 0 | 267.554 | 449.574 | 611.449 | 698.341 | 739.723 | 739.311 | 777.989 | 1240.3 | 1211.33 | 1182.1 | 1128.07 | 1177.69 | 1227.41 | 1270.98 | 1298.23 | 1318.79 | 1282.02 | 1261.47 | 1241.18 | 1222.35 | 1209.44 | 1186.75 | 1167.87 | 1139.31 | 1119.34 | 1087.69 | 1086.74 | 1087.27 | 1085.78 | 1079.05
Industrial Sector Energy Related Emissions before CCS[LPG propane or butane if,chemicals 20,SOx] | Industrial Sector Energy Related Emissions before CCS | LPG propane or butane if | chemicals 20 | SOx |  | 0 | 0 | 0 | 0 | 0 | 0 | 0 | 0 | 0 | 0 | 0 | 0 | 0 | 0 | 0 | 0 | 0 | 0 | 0 | 0 | 0 | 0 | 0 | 0 | 0 | 0 | 0 | 0 | 0 | 0 | 0
Industrial Sector Energy Related Emissions before CCS[LPG propane or butane if,chemicals 20,BC] | Industrial Sector Energy Related Emissions before CCS | LPG propane or butane if | chemicals 20 | BC |  | 0 | 44.1302 | 74.1525 | 100.852 | 115.184 | 122.01 | 121.942 | 128.321 | 204.574 | 199.796 | 194.976 | 186.063 | 194.248 | 202.449 | 209.635 | 214.13 | 217.52 | 211.456 | 208.066 | 204.719 | 201.614 | 199.484 | 195.742 | 192.628 | 187.917 | 184.624 | 179.404 | 179.246 | 179.333 | 179.088 | 177.979
Industrial Sector Energy Related Emissions before CCS[LPG propane or butane if,chemicals 20,OC] | Industrial Sector Energy Related Emissions before CCS | LPG propane or butane if | chemicals 20 | OC |  | 0 | 114.523 | 192.434 | 261.723 | 298.916 | 316.629 | 316.452 | 333.008 | 530.892 | 518.493 | 505.984 | 482.854 | 504.097 | 525.379 | 544.026 | 555.691 | 564.489 | 548.752 | 539.955 | 531.27 | 523.21 | 517.683 | 507.974 | 499.891 | 487.665 | 479.12 | 465.573 | 465.163 | 465.39 | 464.753 | 461.875
Industrial Sector Energy Related Emissions before CCS[LPG propane or butane if,chemicals 20,CH4] | Industrial Sector Energy Related Emissions before CCS | LPG propane or butane if | chemicals 20 | CH4 |  | 0 | 231.048 | 388.233 | 528.022 | 603.058 | 638.793 | 638.438 | 671.839 | 1071.07 | 1046.05 | 1020.82 | 974.15 | 1017.01 | 1059.94 | 1097.56 | 1121.1 | 1138.85 | 1107.1 | 1089.35 | 1071.83 | 1055.57 | 1044.42 | 1024.83 | 1008.52 | 983.858 | 966.617 | 939.286 | 938.459 | 938.917 | 937.632 | 931.826
Industrial Sector Energy Related Emissions before CCS[LPG propane or butane if,chemicals 20,N2O] | Industrial Sector Energy Related Emissions before CCS | LPG propane or butane if | chemicals 20 | N2O |  | 0 | 46.2096 | 77.6466 | 105.604 | 120.612 | 127.759 | 127.688 | 134.368 | 214.213 | 209.21 | 204.163 | 194.83 | 203.401 | 211.989 | 219.513 | 224.22 | 227.769 | 221.42 | 217.87 | 214.366 | 211.114 | 208.883 | 204.966 | 201.704 | 196.772 | 193.323 | 187.857 | 187.692 | 187.783 | 187.526 | 186.365
Industrial Sector Energy Related Emissions before CCS[LPG propane or butane if,chemicals 20,F gases] | Industrial Sector Energy Related Emissions before CCS | LPG propane or butane if | chemicals 20 | F gases |  | 0 | 0 | 0 | 0 | 0 | 0 | 0 | 0 | 0 | 0 | 0 | 0 | 0 | 0 | 0 | 0 | 0 | 0 | 0 | 0 | 0 | 0 | 0 | 0 | 0 | 0 | 0 | 0 | 0 | 0 | 0
Industrial Sector Energy Related Emissions before CCS[LPG propane or butane if,rubber and plastic products 22,CO2] | Industrial Sector Energy Related Emissions before CCS | LPG propane or butane if | rubber and plastic products 22 | CO2 |  | 0 | 0 | 0 | 0 | 0 | 0 | 0 | 0 | 0 | 0 | 0 | 0 | 0 | 0 | 0 | 0 | 0 | 0 | 0 | 0 | 0 | 0 | 0 | 0 | 0 | 0 | 0 | 0 | 0 | 0 | 0
Industrial Sector Energy Related Emissions before CCS[LPG propane or butane if,rubber and plastic products 22,VOC] | Industrial Sector Energy Related Emissions before CCS | LPG propane or butane if | rubber and plastic products 22 | VOC |  | 0 | 0 | 0 | 0 | 0 | 0 | 0 | 0 | 0 | 0 | 0 | 0 | 0 | 0 | 0 | 0 | 0 | 0 | 0 | 0 | 0 | 0 | 0 | 0 | 0 | 0 | 0 | 0 | 0 | 0 | 0
Industrial Sector Energy Related Emissions before CCS[LPG propane or butane if,rubber and plastic products 22,CO] | Industrial Sector Energy Related Emissions before CCS | LPG propane or butane if | rubber and plastic products 22 | CO |  | 0 | 0 | 0 | 0 | 0 | 0 | 0 | 0 | 0 | 0 | 0 | 0 | 0 | 0 | 0 | 0 | 0 | 0 | 0 | 0 | 0 | 0 | 0 | 0 | 0 | 0 | 0 | 0 | 0 | 0 | 0
Industrial Sector Energy Related Emissions before CCS[LPG propane or butane if,rubber and plastic products 22,NOx] | Industrial Sector Energy Related Emissions before CCS | LPG propane or butane if | rubber and plastic products 22 | NOx |  | 0 | 0 | 0 | 0 | 0 | 0 | 0 | 0 | 0 | 0 | 0 | 0 | 0 | 0 | 0 | 0 | 0 | 0 | 0 | 0 | 0 | 0 | 0 | 0 | 0 | 0 | 0 | 0 | 0 | 0 | 0
Industrial Sector Energy Related Emissions before CCS[LPG propane or butane if,rubber and plastic products 22,PM10] | Industrial Sector Energy Related Emissions before CCS | LPG propane or butane if | rubber and plastic products 22 | PM10 |  | 0 | 0 | 0 | 0 | 0 | 0 | 0 | 0 | 0 | 0 | 0 | 0 | 0 | 0 | 0 | 0 | 0 | 0 | 0 | 0 | 0 | 0 | 0 | 0 | 0 | 0 | 0 | 0 | 0 | 0 | 0
Industrial Sector Energy Related Emissions before CCS[LPG propane or butane if,rubber and plastic products 22,PM25] | Industrial Sector Energy Related Emissions before CCS | LPG propane or butane if | rubber and plastic products 22 | PM25 |  | 0 | 0 | 0 | 0 | 0 | 0 | 0 | 0 | 0 | 0 | 0 | 0 | 0 | 0 | 0 | 0 | 0 | 0 | 0 | 0 | 0 | 0 | 0 | 0 | 0 | 0 | 0 | 0 | 0 | 0 | 0
Industrial Sector Energy Related Emissions before CCS[LPG propane or butane if,rubber and plastic products 22,SOx] | Industrial Sector Energy Related Emissions before CCS | LPG propane or butane if | rubber and plastic products 22 | SOx |  | 0 | 0 | 0 | 0 | 0 | 0 | 0 | 0 | 0 | 0 | 0 | 0 | 0 | 0 | 0 | 0 | 0 | 0 | 0 | 0 | 0 | 0 | 0 | 0 | 0 | 0 | 0 | 0 | 0 | 0 | 0
Industrial Sector Energy Related Emissions before CCS[LPG propane or butane if,rubber and plastic products 22,BC] | Industrial Sector Energy Related Emissions before CCS | LPG propane or butane if | rubber and plastic products 22 | BC |  | 0 | 0 | 0 | 0 | 0 | 0 | 0 | 0 | 0 | 0 | 0 | 0 | 0 | 0 | 0 | 0 | 0 | 0 | 0 | 0 | 0 | 0 | 0 | 0 | 0 | 0 | 0 | 0 | 0 | 0 | 0
Industrial Sector Energy Related Emissions before CCS[LPG propane or butane if,rubber and plastic products 22,OC] | Industrial Sector Energy Related Emissions before CCS | LPG propane or butane if | rubber and plastic products 22 | OC |  | 0 | 0 | 0 | 0 | 0 | 0 | 0 | 0 | 0 | 0 | 0 | 0 | 0 | 0 | 0 | 0 | 0 | 0 | 0 | 0 | 0 | 0 | 0 | 0 | 0 | 0 | 0 | 0 | 0 | 0 | 0
Industrial Sector Energy Related Emissions before CCS[LPG propane or butane if,rubber and plastic products 22,CH4] | Industrial Sector Energy Related Emissions before CCS | LPG propane or butane if | rubber and plastic products 22 | CH4 |  | 0 | 0 | 0 | 0 | 0 | 0 | 0 | 0 | 0 | 0 | 0 | 0 | 0 | 0 | 0 | 0 | 0 | 0 | 0 | 0 | 0 | 0 | 0 | 0 | 0 | 0 | 0 | 0 | 0 | 0 | 0
Industrial Sector Energy Related Emissions before CCS[LPG propane or butane if,rubber and plastic products 22,N2O] | Industrial Sector Energy Related Emissions before CCS | LPG propane or butane if | rubber and plastic products 22 | N2O |  | 0 | 0 | 0 | 0 | 0 | 0 | 0 | 0 | 0 | 0 | 0 | 0 | 0 | 0 | 0 | 0 | 0 | 0 | 0 | 0 | 0 | 0 | 0 | 0 | 0 | 0 | 0 | 0 | 0 | 0 | 0
Industrial Sector Energy Related Emissions before CCS[LPG propane or butane if,rubber and plastic products 22,F gases] | Industrial Sector Energy Related Emissions before CCS | LPG propane or butane if | rubber and plastic products 22 | F gases |  | 0 | 0 | 0 | 0 | 0 | 0 | 0 | 0 | 0 | 0 | 0 | 0 | 0 | 0 | 0 | 0 | 0 | 0 | 0 | 0 | 0 | 0 | 0 | 0 | 0 | 0 | 0 | 0 | 0 | 0 | 0
Industrial Sector Energy Related Emissions before CCS[LPG propane or butane if,glass and glass products 231,CO2] | Industrial Sector Energy Related Emissions before CCS | LPG propane or butane if | glass and glass products 231 | CO2 |  | 0 | 0 | 0 | 0 | 0 | 0 | 0 | 0 | 0 | 0 | 0 | 0 | 0 | 0 | 0 | 0 | 0 | 0 | 0 | 0 | 0 | 0 | 0 | 0 | 0 | 0 | 0 | 0 | 0 | 0 | 0
Industrial Sector Energy Related Emissions before CCS[LPG propane or butane if,glass and glass products 231,VOC] | Industrial Sector Energy Related Emissions before CCS | LPG propane or butane if | glass and glass products 231 | VOC |  | 0 | 0 | 0 | 0 | 0 | 0 | 0 | 0 | 0 | 0 | 0 | 0 | 0 | 0 | 0 | 0 | 0 | 0 | 0 | 0 | 0 | 0 | 0 | 0 | 0 | 0 | 0 | 0 | 0 | 0 | 0
Industrial Sector Energy Related Emissions before CCS[LPG propane or butane if,glass and glass products 231,CO] | Industrial Sector Energy Related Emissions before CCS | LPG propane or butane if | glass and glass products 231 | CO |  | 0 | 0 | 0 | 0 | 0 | 0 | 0 | 0 | 0 | 0 | 0 | 0 | 0 | 0 | 0 | 0 | 0 | 0 | 0 | 0 | 0 | 0 | 0 | 0 | 0 | 0 | 0 | 0 | 0 | 0 | 0
Industrial Sector Energy Related Emissions before CCS[LPG propane or butane if,glass and glass products 231,NOx] | Industrial Sector Energy Related Emissions before CCS | LPG propane or butane if | glass and glass products 231 | NOx |  | 0 | 0 | 0 | 0 | 0 | 0 | 0 | 0 | 0 | 0 | 0 | 0 | 0 | 0 | 0 | 0 | 0 | 0 | 0 | 0 | 0 | 0 | 0 | 0 | 0 | 0 | 0 | 0 | 0 | 0 | 0
Industrial Sector Energy Related Emissions before CCS[LPG propane or butane if,glass and glass products 231,PM10] | Industrial Sector Energy Related Emissions before CCS | LPG propane or butane if | glass and glass products 231 | PM10 |  | 0 | 0 | 0 | 0 | 0 | 0 | 0 | 0 | 0 | 0 | 0 | 0 | 0 | 0 | 0 | 0 | 0 | 0 | 0 | 0 | 0 | 0 | 0 | 0 | 0 | 0 | 0 | 0 | 0 | 0 | 0
Industrial Sector Energy Related Emissions before CCS[LPG propane or butane if,glass and glass products 231,PM25] | Industrial Sector Energy Related Emissions before CCS | LPG propane or butane if | glass and glass products 231 | PM25 |  | 0 | 0 | 0 | 0 | 0 | 0 | 0 | 0 | 0 | 0 | 0 | 0 | 0 | 0 | 0 | 0 | 0 | 0 | 0 | 0 | 0 | 0 | 0 | 0 | 0 | 0 | 0 | 0 | 0 | 0 | 0
Industrial Sector Energy Related Emissions before CCS[LPG propane or butane if,glass and glass products 231,SOx] | Industrial Sector Energy Related Emissions before CCS | LPG propane or butane if | glass and glass products 231 | SOx |  | 0 | 0 | 0 | 0 | 0 | 0 | 0 | 0 | 0 | 0 | 0 | 0 | 0 | 0 | 0 | 0 | 0 | 0 | 0 | 0 | 0 | 0 | 0 | 0 | 0 | 0 | 0 | 0 | 0 | 0 | 0
Industrial Sector Energy Related Emissions before CCS[LPG propane or butane if,glass and glass products 231,BC] | Industrial Sector Energy Related Emissions before CCS | LPG propane or butane if | glass and glass products 231 | BC |  | 0 | 0 | 0 | 0 | 0 | 0 | 0 | 0 | 0 | 0 | 0 | 0 | 0 | 0 | 0 | 0 | 0 | 0 | 0 | 0 | 0 | 0 | 0 | 0 | 0 | 0 | 0 | 0 | 0 | 0 | 0
Industrial Sector Energy Related Emissions before CCS[LPG propane or butane if,glass and glass products 231,OC] | Industrial Sector Energy Related Emissions before CCS | LPG propane or butane if | glass and glass products 231 | OC |  | 0 | 0 | 0 | 0 | 0 | 0 | 0 | 0 | 0 | 0 | 0 | 0 | 0 | 0 | 0 | 0 | 0 | 0 | 0 | 0 | 0 | 0 | 0 | 0 | 0 | 0 | 0 | 0 | 0 | 0 | 0
Industrial Sector Energy Related Emissions before CCS[LPG propane or butane if,glass and glass products 231,CH4] | Industrial Sector Energy Related Emissions before CCS | LPG propane or butane if | glass and glass products 231 | CH4 |  | 0 | 0 | 0 | 0 | 0 | 0 | 0 | 0 | 0 | 0 | 0 | 0 | 0 | 0 | 0 | 0 | 0 | 0 | 0 | 0 | 0 | 0 | 0 | 0 | 0 | 0 | 0 | 0 | 0 | 0 | 0
Industrial Sector Energy Related Emissions before CCS[LPG propane or butane if,glass and glass products 231,N2O] | Industrial Sector Energy Related Emissions before CCS | LPG propane or butane if | glass and glass products 231 | N2O |  | 0 | 0 | 0 | 0 | 0 | 0 | 0 | 0 | 0 | 0 | 0 | 0 | 0 | 0 | 0 | 0 | 0 | 0 | 0 | 0 | 0 | 0 | 0 | 0 | 0 | 0 | 0 | 0 | 0 | 0 | 0
Industrial Sector Energy Related Emissions before CCS[LPG propane or butane if,glass and glass products 231,F gases] | Industrial Sector Energy Related Emissions before CCS | LPG propane or butane if | glass and glass products 231 | F gases |  | 0 | 0 | 0 | 0 | 0 | 0 | 0 | 0 | 0 | 0 | 0 | 0 | 0 | 0 | 0 | 0 | 0 | 0 | 0 | 0 | 0 | 0 | 0 | 0 | 0 | 0 | 0 | 0 | 0 | 0 | 0
Industrial Sector Energy Related Emissions before CCS[LPG propane or butane if,cement and other nonmetallic minerals 239,CO2] | Industrial Sector Energy Related Emissions before CCS | LPG propane or butane if | cement and other nonmetallic minerals 239 | CO2 |  | 30205000 | 29575400 | 53101100 | 78522300 | 100040000 | 119839000 | 136878000 | 155777000 | 210153000 | 410521000 | 605024000 | 789030000 | 987211000 | 1185960000 | 1380880000 | 1570190000 | 1745660000 | 1732590000 | 1721400000 | 1711490000 | 1700560000 | 1696910000 | 1696920000 | 1701240000 | 1696150000 | 1703690000 | 1703500000 | 1711450000 | 1718680000 | 1725660000 | 1732370000
Industrial Sector Energy Related Emissions before CCS[LPG propane or butane if,cement and other nonmetallic minerals 239,VOC] | Industrial Sector Energy Related Emissions before CCS | LPG propane or butane if | cement and other nonmetallic minerals 239 | VOC |  | 1951.09 | 1910.42 | 3430.06 | 5072.14 | 6462.09 | 7741 | 8841.64 | 10062.4 | 13574.8 | 26517.5 | 39081.5 | 50967.3 | 63768.8 | 76607.1 | 89198 | 101426 | 112761 | 111916 | 111193 | 110554 | 109848 | 109611 | 109612 | 109892 | 109563 | 110050 | 110037 | 110551 | 111018 | 111469 | 111902
Industrial Sector Energy Related Emissions before CCS[LPG propane or butane if,cement and other nonmetallic minerals 239,CO] | Industrial Sector Energy Related Emissions before CCS | LPG propane or butane if | cement and other nonmetallic minerals 239 | CO |  | 1612.48 | 1578.86 | 2834.77 | 4191.86 | 5340.58 | 6397.53 | 7307.16 | 8316.04 | 11218.9 | 21915.4 | 32298.8 | 42121.8 | 52701.6 | 63311.8 | 73717.5 | 83823.3 | 93190.9 | 92493.2 | 91895.6 | 91366.8 | 90783.4 | 90588.1 | 90588.8 | 90819.7 | 90547.9 | 90950.4 | 90940.2 | 91364.7 | 91750.5 | 92123.3 | 92481.4
Industrial Sector Energy Related Emissions before CCS[LPG propane or butane if,cement and other nonmetallic minerals 239,NOx] | Industrial Sector Energy Related Emissions before CCS | LPG propane or butane if | cement and other nonmetallic minerals 239 | NOx |  | 31703 | 31042.2 | 55734.6 | 82416.5 | 105002 | 125782 | 143667 | 163502 | 220575 | 430880 | 635029 | 828160 | 1036170 | 1244780 | 1449370 | 1648060 | 1832230 | 1818520 | 1806770 | 1796370 | 1784900 | 1781060 | 1781070 | 1785610 | 1780270 | 1788180 | 1787980 | 1796330 | 1803910 | 1811240 | 1818280
Industrial Sector Energy Related Emissions before CCS[LPG propane or butane if,cement and other nonmetallic minerals 239,PM10] | Industrial Sector Energy Related Emissions before CCS | LPG propane or butane if | cement and other nonmetallic minerals 239 | PM10 |  | 1707.33 | 1671.74 | 3001.52 | 4438.44 | 5654.73 | 6773.86 | 7736.99 | 8805.21 | 11878.8 | 23204.5 | 34198.7 | 44599.6 | 55801.7 | 67036 | 78053.8 | 88754.1 | 98672.7 | 97933.9 | 97301.2 | 96741.3 | 96123.6 | 95916.8 | 95917.6 | 96162.1 | 95874.3 | 96300.4 | 96289.7 | 96739.1 | 97147.6 | 97542.4 | 97921.5
Industrial Sector Energy Related Emissions before CCS[LPG propane or butane if,cement and other nonmetallic minerals 239,PM25] | Industrial Sector Energy Related Emissions before CCS | LPG propane or butane if | cement and other nonmetallic minerals 239 | PM25 |  | 1707.33 | 1671.74 | 3001.52 | 4438.44 | 5654.73 | 6773.86 | 7736.99 | 8805.21 | 11878.8 | 23204.5 | 34198.7 | 44599.6 | 55801.7 | 67036 | 78053.8 | 88754.1 | 98672.7 | 97933.9 | 97301.2 | 96741.3 | 96123.6 | 95916.8 | 95917.6 | 96162.1 | 95874.3 | 96300.4 | 96289.7 | 96739.1 | 97147.6 | 97542.4 | 97921.5
Industrial Sector Energy Related Emissions before CCS[LPG propane or butane if,cement and other nonmetallic minerals 239,SOx] | Industrial Sector Energy Related Emissions before CCS | LPG propane or butane if | cement and other nonmetallic minerals 239 | SOx |  | 0 | 0 | 0 | 0 | 0 | 0 | 0 | 0 | 0 | 0 | 0 | 0 | 0 | 0 | 0 | 0 | 0 | 0 | 0 | 0 | 0 | 0 | 0 | 0 | 0 | 0 | 0 | 0 | 0 | 0 | 0
Industrial Sector Energy Related Emissions before CCS[LPG propane or butane if,cement and other nonmetallic minerals 239,BC] | Industrial Sector Energy Related Emissions before CCS | LPG propane or butane if | cement and other nonmetallic minerals 239 | BC |  | 281.606 | 275.736 | 495.069 | 732.074 | 932.689 | 1117.28 | 1276.14 | 1452.33 | 1959.29 | 3827.34 | 5640.72 | 7356.23 | 9203.9 | 11056.9 | 12874.2 | 14639.1 | 16275 | 16153.2 | 16048.8 | 15956.5 | 15854.6 | 15820.5 | 15820.6 | 15860.9 | 15813.5 | 15883.8 | 15882 | 15956.1 | 16023.5 | 16088.6 | 16151.1
Industrial Sector Energy Related Emissions before CCS[LPG propane or butane if,cement and other nonmetallic minerals 239,OC] | Industrial Sector Energy Related Emissions before CCS | LPG propane or butane if | cement and other nonmetallic minerals 239 | OC |  | 730.799 | 715.566 | 1284.76 | 1899.82 | 2420.43 | 2899.46 | 3311.72 | 3768.96 | 5084.57 | 9932.39 | 14638.3 | 19090.3 | 23885.2 | 28693.9 | 33409.9 | 37990 | 42235.6 | 41919.3 | 41648.5 | 41408.9 | 41144.4 | 41055.9 | 41056.2 | 41160.9 | 41037.7 | 41220.1 | 41215.5 | 41407.9 | 41582.8 | 41751.7 | 41914
Industrial Sector Energy Related Emissions before CCS[LPG propane or butane if,cement and other nonmetallic minerals 239,CH4] | Industrial Sector Energy Related Emissions before CCS | LPG propane or butane if | cement and other nonmetallic minerals 239 | CH4 |  | 1474.38 | 1443.64 | 2591.99 | 3832.85 | 4883.19 | 5849.62 | 6681.34 | 7603.81 | 10258 | 20038.5 | 29532.6 | 38514.3 | 48188 | 57889.5 | 67404 | 76644.3 | 85209.6 | 84571.6 | 84025.2 | 83541.7 | 83008.3 | 82829.7 | 82830.4 | 83041.5 | 82793 | 83161 | 83151.7 | 83539.8 | 83892.6 | 84233.5 | 84560.8
Industrial Sector Energy Related Emissions before CCS[LPG propane or butane if,cement and other nonmetallic minerals 239,N2O] | Industrial Sector Energy Related Emissions before CCS | LPG propane or butane if | cement and other nonmetallic minerals 239 | N2O |  | 294.875 | 288.729 | 518.397 | 766.57 | 976.638 | 1169.92 | 1336.27 | 1520.76 | 2051.61 | 4007.69 | 5906.52 | 7702.86 | 9637.59 | 11577.9 | 13480.8 | 15328.9 | 17041.9 | 16914.3 | 16805 | 16708.3 | 16601.7 | 16565.9 | 16566.1 | 16608.3 | 16558.6 | 16632.2 | 16630.3 | 16708 | 16778.5 | 16846.7 | 16912.2
Industrial Sector Energy Related Emissions before CCS[LPG propane or butane if,cement and other nonmetallic minerals 239,F gases] | Industrial Sector Energy Related Emissions before CCS | LPG propane or butane if | cement and other nonmetallic minerals 239 | F gases |  | 0 | 0 | 0 | 0 | 0 | 0 | 0 | 0 | 0 | 0 | 0 | 0 | 0 | 0 | 0 | 0 | 0 | 0 | 0 | 0 | 0 | 0 | 0 | 0 | 0 | 0 | 0 | 0 | 0 | 0 | 0
Industrial Sector Energy Related Emissions before CCS[LPG propane or butane if,iron and steel 241,CO2] | Industrial Sector Energy Related Emissions before CCS | LPG propane or butane if | iron and steel 241 | CO2 |  | 0 | 0 | 0 | 0 | 0 | 0 | 0 | 0 | 0 | 0 | 0 | 0 | 0 | 0 | 0 | 0 | 0 | 0 | 0 | 0 | 0 | 0 | 0 | 0 | 0 | 0 | 0 | 0 | 0 | 0 | 0
Industrial Sector Energy Related Emissions before CCS[LPG propane or butane if,iron and steel 241,VOC] | Industrial Sector Energy Related Emissions before CCS | LPG propane or butane if | iron and steel 241 | VOC |  | 0 | 0 | 0 | 0 | 0 | 0 | 0 | 0 | 0 | 0 | 0 | 0 | 0 | 0 | 0 | 0 | 0 | 0 | 0 | 0 | 0 | 0 | 0 | 0 | 0 | 0 | 0 | 0 | 0 | 0 | 0
Industrial Sector Energy Related Emissions before CCS[LPG propane or butane if,iron and steel 241,CO] | Industrial Sector Energy Related Emissions before CCS | LPG propane or butane if | iron and steel 241 | CO |  | 0 | 0 | 0 | 0 | 0 | 0 | 0 | 0 | 0 | 0 | 0 | 0 | 0 | 0 | 0 | 0 | 0 | 0 | 0 | 0 | 0 | 0 | 0 | 0 | 0 | 0 | 0 | 0 | 0 | 0 | 0
Industrial Sector Energy Related Emissions before CCS[LPG propane or butane if,iron and steel 241,NOx] | Industrial Sector Energy Related Emissions before CCS | LPG propane or butane if | iron and steel 241 | NOx |  | 0 | 0 | 0 | 0 | 0 | 0 | 0 | 0 | 0 | 0 | 0 | 0 | 0 | 0 | 0 | 0 | 0 | 0 | 0 | 0 | 0 | 0 | 0 | 0 | 0 | 0 | 0 | 0 | 0 | 0 | 0
Industrial Sector Energy Related Emissions before CCS[LPG propane or butane if,iron and steel 241,PM10] | Industrial Sector Energy Related Emissions before CCS | LPG propane or butane if | iron and steel 241 | PM10 |  | 0 | 0 | 0 | 0 | 0 | 0 | 0 | 0 | 0 | 0 | 0 | 0 | 0 | 0 | 0 | 0 | 0 | 0 | 0 | 0 | 0 | 0 | 0 | 0 | 0 | 0 | 0 | 0 | 0 | 0 | 0
Industrial Sector Energy Related Emissions before CCS[LPG propane or butane if,iron and steel 241,PM25] | Industrial Sector Energy Related Emissions before CCS | LPG propane or butane if | iron and steel 241 | PM25 |  | 0 | 0 | 0 | 0 | 0 | 0 | 0 | 0 | 0 | 0 | 0 | 0 | 0 | 0 | 0 | 0 | 0 | 0 | 0 | 0 | 0 | 0 | 0 | 0 | 0 | 0 | 0 | 0 | 0 | 0 | 0
Industrial Sector Energy Related Emissions before CCS[LPG propane or butane if,iron and steel 241,SOx] | Industrial Sector Energy Related Emissions before CCS | LPG propane or butane if | iron and steel 241 | SOx |  | 0 | 0 | 0 | 0 | 0 | 0 | 0 | 0 | 0 | 0 | 0 | 0 | 0 | 0 | 0 | 0 | 0 | 0 | 0 | 0 | 0 | 0 | 0 | 0 | 0 | 0 | 0 | 0 | 0 | 0 | 0
Industrial Sector Energy Related Emissions before CCS[LPG propane or butane if,iron and steel 241,BC] | Industrial Sector Energy Related Emissions before CCS | LPG propane or butane if | iron and steel 241 | BC |  | 0 | 0 | 0 | 0 | 0 | 0 | 0 | 0 | 0 | 0 | 0 | 0 | 0 | 0 | 0 | 0 | 0 | 0 | 0 | 0 | 0 | 0 | 0 | 0 | 0 | 0 | 0 | 0 | 0 | 0 | 0
Industrial Sector Energy Related Emissions before CCS[LPG propane or butane if,iron and steel 241,OC] | Industrial Sector Energy Related Emissions before CCS | LPG propane or butane if | iron and steel 241 | OC |  | 0 | 0 | 0 | 0 | 0 | 0 | 0 | 0 | 0 | 0 | 0 | 0 | 0 | 0 | 0 | 0 | 0 | 0 | 0 | 0 | 0 | 0 | 0 | 0 | 0 | 0 | 0 | 0 | 0 | 0 | 0
Industrial Sector Energy Related Emissions before CCS[LPG propane or butane if,iron and steel 241,CH4] | Industrial Sector Energy Related Emissions before CCS | LPG propane or butane if | iron and steel 241 | CH4 |  | 0 | 0 | 0 | 0 | 0 | 0 | 0 | 0 | 0 | 0 | 0 | 0 | 0 | 0 | 0 | 0 | 0 | 0 | 0 | 0 | 0 | 0 | 0 | 0 | 0 | 0 | 0 | 0 | 0 | 0 | 0
Industrial Sector Energy Related Emissions before CCS[LPG propane or butane if,iron and steel 241,N2O] | Industrial Sector Energy Related Emissions before CCS | LPG propane or butane if | iron and steel 241 | N2O |  | 0 | 0 | 0 | 0 | 0 | 0 | 0 | 0 | 0 | 0 | 0 | 0 | 0 | 0 | 0 | 0 | 0 | 0 | 0 | 0 | 0 | 0 | 0 | 0 | 0 | 0 | 0 | 0 | 0 | 0 | 0
Industrial Sector Energy Related Emissions before CCS[LPG propane or butane if,iron and steel 241,F gases] | Industrial Sector Energy Related Emissions before CCS | LPG propane or butane if | iron and steel 241 | F gases |  | 0 | 0 | 0 | 0 | 0 | 0 | 0 | 0 | 0 | 0 | 0 | 0 | 0 | 0 | 0 | 0 | 0 | 0 | 0 | 0 | 0 | 0 | 0 | 0 | 0 | 0 | 0 | 0 | 0 | 0 | 0
Industrial Sector Energy Related Emissions before CCS[LPG propane or butane if,other metals 242,CO2] | Industrial Sector Energy Related Emissions before CCS | LPG propane or butane if | other metals 242 | CO2 |  | 0 | 0 | 0 | 0 | 0 | 0 | 0 | 0 | 0 | 0 | 0 | 0 | 0 | 0 | 0 | 0 | 0 | 0 | 0 | 0 | 0 | 0 | 0 | 0 | 0 | 0 | 0 | 0 | 0 | 0 | 0
Industrial Sector Energy Related Emissions before CCS[LPG propane or butane if,other metals 242,VOC] | Industrial Sector Energy Related Emissions before CCS | LPG propane or butane if | other metals 242 | VOC |  | 0 | 0 | 0 | 0 | 0 | 0 | 0 | 0 | 0 | 0 | 0 | 0 | 0 | 0 | 0 | 0 | 0 | 0 | 0 | 0 | 0 | 0 | 0 | 0 | 0 | 0 | 0 | 0 | 0 | 0 | 0
Industrial Sector Energy Related Emissions before CCS[LPG propane or butane if,other metals 242,CO] | Industrial Sector Energy Related Emissions before CCS | LPG propane or butane if | other metals 242 | CO |  | 0 | 0 | 0 | 0 | 0 | 0 | 0 | 0 | 0 | 0 | 0 | 0 | 0 | 0 | 0 | 0 | 0 | 0 | 0 | 0 | 0 | 0 | 0 | 0 | 0 | 0 | 0 | 0 | 0 | 0 | 0
Industrial Sector Energy Related Emissions before CCS[LPG propane or butane if,other metals 242,NOx] | Industrial Sector Energy Related Emissions before CCS | LPG propane or butane if | other metals 242 | NOx |  | 0 | 0 | 0 | 0 | 0 | 0 | 0 | 0 | 0 | 0 | 0 | 0 | 0 | 0 | 0 | 0 | 0 | 0 | 0 | 0 | 0 | 0 | 0 | 0 | 0 | 0 | 0 | 0 | 0 | 0 | 0
Industrial Sector Energy Related Emissions before CCS[LPG propane or butane if,other metals 242,PM10] | Industrial Sector Energy Related Emissions before CCS | LPG propane or butane if | other metals 242 | PM10 |  | 0 | 0 | 0 | 0 | 0 | 0 | 0 | 0 | 0 | 0 | 0 | 0 | 0 | 0 | 0 | 0 | 0 | 0 | 0 | 0 | 0 | 0 | 0 | 0 | 0 | 0 | 0 | 0 | 0 | 0 | 0
Industrial Sector Energy Related Emissions before CCS[LPG propane or butane if,other metals 242,PM25] | Industrial Sector Energy Related Emissions before CCS | LPG propane or butane if | other metals 242 | PM25 |  | 0 | 0 | 0 | 0 | 0 | 0 | 0 | 0 | 0 | 0 | 0 | 0 | 0 | 0 | 0 | 0 | 0 | 0 | 0 | 0 | 0 | 0 | 0 | 0 | 0 | 0 | 0 | 0 | 0 | 0 | 0
Industrial Sector Energy Related Emissions before CCS[LPG propane or butane if,other metals 242,SOx] | Industrial Sector Energy Related Emissions before CCS | LPG propane or butane if | other metals 242 | SOx |  | 0 | 0 | 0 | 0 | 0 | 0 | 0 | 0 | 0 | 0 | 0 | 0 | 0 | 0 | 0 | 0 | 0 | 0 | 0 | 0 | 0 | 0 | 0 | 0 | 0 | 0 | 0 | 0 | 0 | 0 | 0
Industrial Sector Energy Related Emissions before CCS[LPG propane or butane if,other metals 242,BC] | Industrial Sector Energy Related Emissions before CCS | LPG propane or butane if | other metals 242 | BC |  | 0 | 0 | 0 | 0 | 0 | 0 | 0 | 0 | 0 | 0 | 0 | 0 | 0 | 0 | 0 | 0 | 0 | 0 | 0 | 0 | 0 | 0 | 0 | 0 | 0 | 0 | 0 | 0 | 0 | 0 | 0
Industrial Sector Energy Related Emissions before CCS[LPG propane or butane if,other metals 242,OC] | Industrial Sector Energy Related Emissions before CCS | LPG propane or butane if | other metals 242 | OC |  | 0 | 0 | 0 | 0 | 0 | 0 | 0 | 0 | 0 | 0 | 0 | 0 | 0 | 0 | 0 | 0 | 0 | 0 | 0 | 0 | 0 | 0 | 0 | 0 | 0 | 0 | 0 | 0 | 0 | 0 | 0
Industrial Sector Energy Related Emissions before CCS[LPG propane or butane if,other metals 242,CH4] | Industrial Sector Energy Related Emissions before CCS | LPG propane or butane if | other metals 242 | CH4 |  | 0 | 0 | 0 | 0 | 0 | 0 | 0 | 0 | 0 | 0 | 0 | 0 | 0 | 0 | 0 | 0 | 0 | 0 | 0 | 0 | 0 | 0 | 0 | 0 | 0 | 0 | 0 | 0 | 0 | 0 | 0
Industrial Sector Energy Related Emissions before CCS[LPG propane or butane if,other metals 242,N2O] | Industrial Sector Energy Related Emissions before CCS | LPG propane or butane if | other metals 242 | N2O |  | 0 | 0 | 0 | 0 | 0 | 0 | 0 | 0 | 0 | 0 | 0 | 0 | 0 | 0 | 0 | 0 | 0 | 0 | 0 | 0 | 0 | 0 | 0 | 0 | 0 | 0 | 0 | 0 | 0 | 0 | 0
Industrial Sector Energy Related Emissions before CCS[LPG propane or butane if,other metals 242,F gases] | Industrial Sector Energy Related Emissions before CCS | LPG propane or butane if | other metals 242 | F gases |  | 0 | 0 | 0 | 0 | 0 | 0 | 0 | 0 | 0 | 0 | 0 | 0 | 0 | 0 | 0 | 0 | 0 | 0 | 0 | 0 | 0 | 0 | 0 | 0 | 0 | 0 | 0 | 0 | 0 | 0 | 0
Industrial Sector Energy Related Emissions before CCS[LPG propane or butane if,metal products except machinery and vehicles 25,CO2] | Industrial Sector Energy Related Emissions before CCS | LPG propane or butane if | metal products except machinery and vehicles 25 | CO2 |  | 0 | 0 | 0 | 0 | 0 | 0 | 0 | 0 | 0 | 0 | 0 | 0 | 0 | 0 | 0 | 0 | 0 | 0 | 0 | 0 | 0 | 0 | 0 | 0 | 0 | 0 | 0 | 0 | 0 | 0 | 0
Industrial Sector Energy Related Emissions before CCS[LPG propane or butane if,metal products except machinery and vehicles 25,VOC] | Industrial Sector Energy Related Emissions before CCS | LPG propane or butane if | metal products except machinery and vehicles 25 | VOC |  | 0 | 0 | 0 | 0 | 0 | 0 | 0 | 0 | 0 | 0 | 0 | 0 | 0 | 0 | 0 | 0 | 0 | 0 | 0 | 0 | 0 | 0 | 0 | 0 | 0 | 0 | 0 | 0 | 0 | 0 | 0
Industrial Sector Energy Related Emissions before CCS[LPG propane or butane if,metal products except machinery and vehicles 25,CO] | Industrial Sector Energy Related Emissions before CCS | LPG propane or butane if | metal products except machinery and vehicles 25 | CO |  | 0 | 0 | 0 | 0 | 0 | 0 | 0 | 0 | 0 | 0 | 0 | 0 | 0 | 0 | 0 | 0 | 0 | 0 | 0 | 0 | 0 | 0 | 0 | 0 | 0 | 0 | 0 | 0 | 0 | 0 | 0
Industrial Sector Energy Related Emissions before CCS[LPG propane or butane if,metal products except machinery and vehicles 25,NOx] | Industrial Sector Energy Related Emissions before CCS | LPG propane or butane if | metal products except machinery and vehicles 25 | NOx |  | 0 | 0 | 0 | 0 | 0 | 0 | 0 | 0 | 0 | 0 | 0 | 0 | 0 | 0 | 0 | 0 | 0 | 0 | 0 | 0 | 0 | 0 | 0 | 0 | 0 | 0 | 0 | 0 | 0 | 0 | 0
Industrial Sector Energy Related Emissions before CCS[LPG propane or butane if,metal products except machinery and vehicles 25,PM10] | Industrial Sector Energy Related Emissions before CCS | LPG propane or butane if | metal products except machinery and vehicles 25 | PM10 |  | 0 | 0 | 0 | 0 | 0 | 0 | 0 | 0 | 0 | 0 | 0 | 0 | 0 | 0 | 0 | 0 | 0 | 0 | 0 | 0 | 0 | 0 | 0 | 0 | 0 | 0 | 0 | 0 | 0 | 0 | 0
Industrial Sector Energy Related Emissions before CCS[LPG propane or butane if,metal products except machinery and vehicles 25,PM25] | Industrial Sector Energy Related Emissions before CCS | LPG propane or butane if | metal products except machinery and vehicles 25 | PM25 |  | 0 | 0 | 0 | 0 | 0 | 0 | 0 | 0 | 0 | 0 | 0 | 0 | 0 | 0 | 0 | 0 | 0 | 0 | 0 | 0 | 0 | 0 | 0 | 0 | 0 | 0 | 0 | 0 | 0 | 0 | 0
Industrial Sector Energy Related Emissions before CCS[LPG propane or butane if,metal products except machinery and vehicles 25,SOx] | Industrial Sector Energy Related Emissions before CCS | LPG propane or butane if | metal products except machinery and vehicles 25 | SOx |  | 0 | 0 | 0 | 0 | 0 | 0 | 0 | 0 | 0 | 0 | 0 | 0 | 0 | 0 | 0 | 0 | 0 | 0 | 0 | 0 | 0 | 0 | 0 | 0 | 0 | 0 | 0 | 0 | 0 | 0 | 0
Industrial Sector Energy Related Emissions before CCS[LPG propane or butane if,metal products except machinery and vehicles 25,BC] | Industrial Sector Energy Related Emissions before CCS | LPG propane or butane if | metal products except machinery and vehicles 25 | BC |  | 0 | 0 | 0 | 0 | 0 | 0 | 0 | 0 | 0 | 0 | 0 | 0 | 0 | 0 | 0 | 0 | 0 | 0 | 0 | 0 | 0 | 0 | 0 | 0 | 0 | 0 | 0 | 0 | 0 | 0 | 0
Industrial Sector Energy Related Emissions before CCS[LPG propane or butane if,metal products except machinery and vehicles 25,OC] | Industrial Sector Energy Related Emissions before CCS | LPG propane or butane if | metal products except machinery and vehicles 25 | OC |  | 0 | 0 | 0 | 0 | 0 | 0 | 0 | 0 | 0 | 0 | 0 | 0 | 0 | 0 | 0 | 0 | 0 | 0 | 0 | 0 | 0 | 0 | 0 | 0 | 0 | 0 | 0 | 0 | 0 | 0 | 0
Industrial Sector Energy Related Emissions before CCS[LPG propane or butane if,metal products except machinery and vehicles 25,CH4] | Industrial Sector Energy Related Emissions before CCS | LPG propane or butane if | metal products except machinery and vehicles 25 | CH4 |  | 0 | 0 | 0 | 0 | 0 | 0 | 0 | 0 | 0 | 0 | 0 | 0 | 0 | 0 | 0 | 0 | 0 | 0 | 0 | 0 | 0 | 0 | 0 | 0 | 0 | 0 | 0 | 0 | 0 | 0 | 0
Industrial Sector Energy Related Emissions before CCS[LPG propane or butane if,metal products except machinery and vehicles 25,N2O] | Industrial Sector Energy Related Emissions before CCS | LPG propane or butane if | metal products except machinery and vehicles 25 | N2O |  | 0 | 0 | 0 | 0 | 0 | 0 | 0 | 0 | 0 | 0 | 0 | 0 | 0 | 0 | 0 | 0 | 0 | 0 | 0 | 0 | 0 | 0 | 0 | 0 | 0 | 0 | 0 | 0 | 0 | 0 | 0
Industrial Sector Energy Related Emissions before CCS[LPG propane or butane if,metal products except machinery and vehicles 25,F gases] | Industrial Sector Energy Related Emissions before CCS | LPG propane or butane if | metal products except machinery and vehicles 25 | F gases |  | 0 | 0 | 0 | 0 | 0 | 0 | 0 | 0 | 0 | 0 | 0 | 0 | 0 | 0 | 0 | 0 | 0 | 0 | 0 | 0 | 0 | 0 | 0 | 0 | 0 | 0 | 0 | 0 | 0 | 0 | 0
Industrial Sector Energy Related Emissions before CCS[LPG propane or butane if,computers and electronics 26,CO2] | Industrial Sector Energy Related Emissions before CCS | LPG propane or butane if | computers and electronics 26 | CO2 |  | 0 | 0 | 0 | 0 | 0 | 0 | 0 | 0 | 0 | 0 | 0 | 0 | 0 | 0 | 0 | 0 | 0 | 0 | 0 | 0 | 0 | 0 | 0 | 0 | 0 | 0 | 0 | 0 | 0 | 0 | 0
Industrial Sector Energy Related Emissions before CCS[LPG propane or butane if,computers and electronics 26,VOC] | Industrial Sector Energy Related Emissions before CCS | LPG propane or butane if | computers and electronics 26 | VOC |  | 0 | 0 | 0 | 0 | 0 | 0 | 0 | 0 | 0 | 0 | 0 | 0 | 0 | 0 | 0 | 0 | 0 | 0 | 0 | 0 | 0 | 0 | 0 | 0 | 0 | 0 | 0 | 0 | 0 | 0 | 0
Industrial Sector Energy Related Emissions before CCS[LPG propane or butane if,computers and electronics 26,CO] | Industrial Sector Energy Related Emissions before CCS | LPG propane or butane if | computers and electronics 26 | CO |  | 0 | 0 | 0 | 0 | 0 | 0 | 0 | 0 | 0 | 0 | 0 | 0 | 0 | 0 | 0 | 0 | 0 | 0 | 0 | 0 | 0 | 0 | 0 | 0 | 0 | 0 | 0 | 0 | 0 | 0 | 0
Industrial Sector Energy Related Emissions before CCS[LPG propane or butane if,computers and electronics 26,NOx] | Industrial Sector Energy Related Emissions before CCS | LPG propane or butane if | computers and electronics 26 | NOx |  | 0 | 0 | 0 | 0 | 0 | 0 | 0 | 0 | 0 | 0 | 0 | 0 | 0 | 0 | 0 | 0 | 0 | 0 | 0 | 0 | 0 | 0 | 0 | 0 | 0 | 0 | 0 | 0 | 0 | 0 | 0
Industrial Sector Energy Related Emissions before CCS[LPG propane or butane if,computers and electronics 26,PM10] | Industrial Sector Energy Related Emissions before CCS | LPG propane or butane if | computers and electronics 26 | PM10 |  | 0 | 0 | 0 | 0 | 0 | 0 | 0 | 0 | 0 | 0 | 0 | 0 | 0 | 0 | 0 | 0 | 0 | 0 | 0 | 0 | 0 | 0 | 0 | 0 | 0 | 0 | 0 | 0 | 0 | 0 | 0
Industrial Sector Energy Related Emissions before CCS[LPG propane or butane if,computers and electronics 26,PM25] | Industrial Sector Energy Related Emissions before CCS | LPG propane or butane if | computers and electronics 26 | PM25 |  | 0 | 0 | 0 | 0 | 0 | 0 | 0 | 0 | 0 | 0 | 0 | 0 | 0 | 0 | 0 | 0 | 0 | 0 | 0 | 0 | 0 | 0 | 0 | 0 | 0 | 0 | 0 | 0 | 0 | 0 | 0
Industrial Sector Energy Related Emissions before CCS[LPG propane or butane if,computers and electronics 26,SOx] | Industrial Sector Energy Related Emissions before CCS | LPG propane or butane if | computers and electronics 26 | SOx |  | 0 | 0 | 0 | 0 | 0 | 0 | 0 | 0 | 0 | 0 | 0 | 0 | 0 | 0 | 0 | 0 | 0 | 0 | 0 | 0 | 0 | 0 | 0 | 0 | 0 | 0 | 0 | 0 | 0 | 0 | 0
Industrial Sector Energy Related Emissions before CCS[LPG propane or butane if,computers and electronics 26,BC] | Industrial Sector Energy Related Emissions before CCS | LPG propane or butane if | computers and electronics 26 | BC |  | 0 | 0 | 0 | 0 | 0 | 0 | 0 | 0 | 0 | 0 | 0 | 0 | 0 | 0 | 0 | 0 | 0 | 0 | 0 | 0 | 0 | 0 | 0 | 0 | 0 | 0 | 0 | 0 | 0 | 0 | 0
Industrial Sector Energy Related Emissions before CCS[LPG propane or butane if,computers and electronics 26,OC] | Industrial Sector Energy Related Emissions before CCS | LPG propane or butane if | computers and electronics 26 | OC |  | 0 | 0 | 0 | 0 | 0 | 0 | 0 | 0 | 0 | 0 | 0 | 0 | 0 | 0 | 0 | 0 | 0 | 0 | 0 | 0 | 0 | 0 | 0 | 0 | 0 | 0 | 0 | 0 | 0 | 0 | 0
Industrial Sector Energy Related Emissions before CCS[LPG propane or butane if,computers and electronics 26,CH4] | Industrial Sector Energy Related Emissions before CCS | LPG propane or butane if | computers and electronics 26 | CH4 |  | 0 | 0 | 0 | 0 | 0 | 0 | 0 | 0 | 0 | 0 | 0 | 0 | 0 | 0 | 0 | 0 | 0 | 0 | 0 | 0 | 0 | 0 | 0 | 0 | 0 | 0 | 0 | 0 | 0 | 0 | 0
Industrial Sector Energy Related Emissions before CCS[LPG propane or butane if,computers and electronics 26,N2O] | Industrial Sector Energy Related Emissions before CCS | LPG propane or butane if | computers and electronics 26 | N2O |  | 0 | 0 | 0 | 0 | 0 | 0 | 0 | 0 | 0 | 0 | 0 | 0 | 0 | 0 | 0 | 0 | 0 | 0 | 0 | 0 | 0 | 0 | 0 | 0 | 0 | 0 | 0 | 0 | 0 | 0 | 0
Industrial Sector Energy Related Emissions before CCS[LPG propane or butane if,computers and electronics 26,F gases] | Industrial Sector Energy Related Emissions before CCS | LPG propane or butane if | computers and electronics 26 | F gases |  | 0 | 0 | 0 | 0 | 0 | 0 | 0 | 0 | 0 | 0 | 0 | 0 | 0 | 0 | 0 | 0 | 0 | 0 | 0 | 0 | 0 | 0 | 0 | 0 | 0 | 0 | 0 | 0 | 0 | 0 | 0
Industrial Sector Energy Related Emissions before CCS[LPG propane or butane if,appliances and electrical equipment 27,CO2] | Industrial Sector Energy Related Emissions before CCS | LPG propane or butane if | appliances and electrical equipment 27 | CO2 |  | 0 | 0 | 0 | 0 | 0 | 0 | 0 | 0 | 0 | 0 | 0 | 0 | 0 | 0 | 0 | 0 | 0 | 0 | 0 | 0 | 0 | 0 | 0 | 0 | 0 | 0 | 0 | 0 | 0 | 0 | 0
Industrial Sector Energy Related Emissions before CCS[LPG propane or butane if,appliances and electrical equipment 27,VOC] | Industrial Sector Energy Related Emissions before CCS | LPG propane or butane if | appliances and electrical equipment 27 | VOC |  | 0 | 0 | 0 | 0 | 0 | 0 | 0 | 0 | 0 | 0 | 0 | 0 | 0 | 0 | 0 | 0 | 0 | 0 | 0 | 0 | 0 | 0 | 0 | 0 | 0 | 0 | 0 | 0 | 0 | 0 | 0
Industrial Sector Energy Related Emissions before CCS[LPG propane or butane if,appliances and electrical equipment 27,CO] | Industrial Sector Energy Related Emissions before CCS | LPG propane or butane if | appliances and electrical equipment 27 | CO |  | 0 | 0 | 0 | 0 | 0 | 0 | 0 | 0 | 0 | 0 | 0 | 0 | 0 | 0 | 0 | 0 | 0 | 0 | 0 | 0 | 0 | 0 | 0 | 0 | 0 | 0 | 0 | 0 | 0 | 0 | 0
Industrial Sector Energy Related Emissions before CCS[LPG propane or butane if,appliances and electrical equipment 27,NOx] | Industrial Sector Energy Related Emissions before CCS | LPG propane or butane if | appliances and electrical equipment 27 | NOx |  | 0 | 0 | 0 | 0 | 0 | 0 | 0 | 0 | 0 | 0 | 0 | 0 | 0 | 0 | 0 | 0 | 0 | 0 | 0 | 0 | 0 | 0 | 0 | 0 | 0 | 0 | 0 | 0 | 0 | 0 | 0
Industrial Sector Energy Related Emissions before CCS[LPG propane or butane if,appliances and electrical equipment 27,PM10] | Industrial Sector Energy Related Emissions before CCS | LPG propane or butane if | appliances and electrical equipment 27 | PM10 |  | 0 | 0 | 0 | 0 | 0 | 0 | 0 | 0 | 0 | 0 | 0 | 0 | 0 | 0 | 0 | 0 | 0 | 0 | 0 | 0 | 0 | 0 | 0 | 0 | 0 | 0 | 0 | 0 | 0 | 0 | 0
Industrial Sector Energy Related Emissions before CCS[LPG propane or butane if,appliances and electrical equipment 27,PM25] | Industrial Sector Energy Related Emissions before CCS | LPG propane or butane if | appliances and electrical equipment 27 | PM25 |  | 0 | 0 | 0 | 0 | 0 | 0 | 0 | 0 | 0 | 0 | 0 | 0 | 0 | 0 | 0 | 0 | 0 | 0 | 0 | 0 | 0 | 0 | 0 | 0 | 0 | 0 | 0 | 0 | 0 | 0 | 0
Industrial Sector Energy Related Emissions before CCS[LPG propane or butane if,appliances and electrical equipment 27,SOx] | Industrial Sector Energy Related Emissions before CCS | LPG propane or butane if | appliances and electrical equipment 27 | SOx |  | 0 | 0 | 0 | 0 | 0 | 0 | 0 | 0 | 0 | 0 | 0 | 0 | 0 | 0 | 0 | 0 | 0 | 0 | 0 | 0 | 0 | 0 | 0 | 0 | 0 | 0 | 0 | 0 | 0 | 0 | 0
Industrial Sector Energy Related Emissions before CCS[LPG propane or butane if,appliances and electrical equipment 27,BC] | Industrial Sector Energy Related Emissions before CCS | LPG propane or butane if | appliances and electrical equipment 27 | BC |  | 0 | 0 | 0 | 0 | 0 | 0 | 0 | 0 | 0 | 0 | 0 | 0 | 0 | 0 | 0 | 0 | 0 | 0 | 0 | 0 | 0 | 0 | 0 | 0 | 0 | 0 | 0 | 0 | 0 | 0 | 0
Industrial Sector Energy Related Emissions before CCS[LPG propane or butane if,appliances and electrical equipment 27,OC] | Industrial Sector Energy Related Emissions before CCS | LPG propane or butane if | appliances and electrical equipment 27 | OC |  | 0 | 0 | 0 | 0 | 0 | 0 | 0 | 0 | 0 | 0 | 0 | 0 | 0 | 0 | 0 | 0 | 0 | 0 | 0 | 0 | 0 | 0 | 0 | 0 | 0 | 0 | 0 | 0 | 0 | 0 | 0
Industrial Sector Energy Related Emissions before CCS[LPG propane or butane if,appliances and electrical equipment 27,CH4] | Industrial Sector Energy Related Emissions before CCS | LPG propane or butane if | appliances and electrical equipment 27 | CH4 |  | 0 | 0 | 0 | 0 | 0 | 0 | 0 | 0 | 0 | 0 | 0 | 0 | 0 | 0 | 0 | 0 | 0 | 0 | 0 | 0 | 0 | 0 | 0 | 0 | 0 | 0 | 0 | 0 | 0 | 0 | 0
Industrial Sector Energy Related Emissions before CCS[LPG propane or butane if,appliances and electrical equipment 27,N2O] | Industrial Sector Energy Related Emissions before CCS | LPG propane or butane if | appliances and electrical equipment 27 | N2O |  | 0 | 0 | 0 | 0 | 0 | 0 | 0 | 0 | 0 | 0 | 0 | 0 | 0 | 0 | 0 | 0 | 0 | 0 | 0 | 0 | 0 | 0 | 0 | 0 | 0 | 0 | 0 | 0 | 0 | 0 | 0
Industrial Sector Energy Related Emissions before CCS[LPG propane or butane if,appliances and electrical equipment 27,F gases] | Industrial Sector Energy Related Emissions before CCS | LPG propane or butane if | appliances and electrical equipment 27 | F gases |  | 0 | 0 | 0 | 0 | 0 | 0 | 0 | 0 | 0 | 0 | 0 | 0 | 0 | 0 | 0 | 0 | 0 | 0 | 0 | 0 | 0 | 0 | 0 | 0 | 0 | 0 | 0 | 0 | 0 | 0 | 0
Industrial Sector Energy Related Emissions before CCS[LPG propane or butane if,other machinery 28,CO2] | Industrial Sector Energy Related Emissions before CCS | LPG propane or butane if | other machinery 28 | CO2 |  | 0 | 0 | 0 | 0 | 0 | 0 | 0 | 0 | 0 | 0 | 0 | 0 | 0 | 0 | 0 | 0 | 0 | 0 | 0 | 0 | 0 | 0 | 0 | 0 | 0 | 0 | 0 | 0 | 0 | 0 | 0
Industrial Sector Energy Related Emissions before CCS[LPG propane or butane if,other machinery 28,VOC] | Industrial Sector Energy Related Emissions before CCS | LPG propane or butane if | other machinery 28 | VOC |  | 0 | 0 | 0 | 0 | 0 | 0 | 0 | 0 | 0 | 0 | 0 | 0 | 0 | 0 | 0 | 0 | 0 | 0 | 0 | 0 | 0 | 0 | 0 | 0 | 0 | 0 | 0 | 0 | 0 | 0 | 0
Industrial Sector Energy Related Emissions before CCS[LPG propane or butane if,other machinery 28,CO] | Industrial Sector Energy Related Emissions before CCS | LPG propane or butane if | other machinery 28 | CO |  | 0 | 0 | 0 | 0 | 0 | 0 | 0 | 0 | 0 | 0 | 0 | 0 | 0 | 0 | 0 | 0 | 0 | 0 | 0 | 0 | 0 | 0 | 0 | 0 | 0 | 0 | 0 | 0 | 0 | 0 | 0
Industrial Sector Energy Related Emissions before CCS[LPG propane or butane if,other machinery 28,NOx] | Industrial Sector Energy Related Emissions before CCS | LPG propane or butane if | other machinery 28 | NOx |  | 0 | 0 | 0 | 0 | 0 | 0 | 0 | 0 | 0 | 0 | 0 | 0 | 0 | 0 | 0 | 0 | 0 | 0 | 0 | 0 | 0 | 0 | 0 | 0 | 0 | 0 | 0 | 0 | 0 | 0 | 0
Industrial Sector Energy Related Emissions before CCS[LPG propane or butane if,other machinery 28,PM10] | Industrial Sector Energy Related Emissions before CCS | LPG propane or butane if | other machinery 28 | PM10 |  | 0 | 0 | 0 | 0 | 0 | 0 | 0 | 0 | 0 | 0 | 0 | 0 | 0 | 0 | 0 | 0 | 0 | 0 | 0 | 0 | 0 | 0 | 0 | 0 | 0 | 0 | 0 | 0 | 0 | 0 | 0
Industrial Sector Energy Related Emissions before CCS[LPG propane or butane if,other machinery 28,PM25] | Industrial Sector Energy Related Emissions before CCS | LPG propane or butane if | other machinery 28 | PM25 |  | 0 | 0 | 0 | 0 | 0 | 0 | 0 | 0 | 0 | 0 | 0 | 0 | 0 | 0 | 0 | 0 | 0 | 0 | 0 | 0 | 0 | 0 | 0 | 0 | 0 | 0 | 0 | 0 | 0 | 0 | 0
Industrial Sector Energy Related Emissions before CCS[LPG propane or butane if,other machinery 28,SOx] | Industrial Sector Energy Related Emissions before CCS | LPG propane or butane if | other machinery 28 | SOx |  | 0 | 0 | 0 | 0 | 0 | 0 | 0 | 0 | 0 | 0 | 0 | 0 | 0 | 0 | 0 | 0 | 0 | 0 | 0 | 0 | 0 | 0 | 0 | 0 | 0 | 0 | 0 | 0 | 0 | 0 | 0
Industrial Sector Energy Related Emissions before CCS[LPG propane or butane if,other machinery 28,BC] | Industrial Sector Energy Related Emissions before CCS | LPG propane or butane if | other machinery 28 | BC |  | 0 | 0 | 0 | 0 | 0 | 0 | 0 | 0 | 0 | 0 | 0 | 0 | 0 | 0 | 0 | 0 | 0 | 0 | 0 | 0 | 0 | 0 | 0 | 0 | 0 | 0 | 0 | 0 | 0 | 0 | 0
Industrial Sector Energy Related Emissions before CCS[LPG propane or butane if,other machinery 28,OC] | Industrial Sector Energy Related Emissions before CCS | LPG propane or butane if | other machinery 28 | OC |  | 0 | 0 | 0 | 0 | 0 | 0 | 0 | 0 | 0 | 0 | 0 | 0 | 0 | 0 | 0 | 0 | 0 | 0 | 0 | 0 | 0 | 0 | 0 | 0 | 0 | 0 | 0 | 0 | 0 | 0 | 0
Industrial Sector Energy Related Emissions before CCS[LPG propane or butane if,other machinery 28,CH4] | Industrial Sector Energy Related Emissions before CCS | LPG propane or butane if | other machinery 28 | CH4 |  | 0 | 0 | 0 | 0 | 0 | 0 | 0 | 0 | 0 | 0 | 0 | 0 | 0 | 0 | 0 | 0 | 0 | 0 | 0 | 0 | 0 | 0 | 0 | 0 | 0 | 0 | 0 | 0 | 0 | 0 | 0
Industrial Sector Energy Related Emissions before CCS[LPG propane or butane if,other machinery 28,N2O] | Industrial Sector Energy Related Emissions before CCS | LPG propane or butane if | other machinery 28 | N2O |  | 0 | 0 | 0 | 0 | 0 | 0 | 0 | 0 | 0 | 0 | 0 | 0 | 0 | 0 | 0 | 0 | 0 | 0 | 0 | 0 | 0 | 0 | 0 | 0 | 0 | 0 | 0 | 0 | 0 | 0 | 0
Industrial Sector Energy Related Emissions before CCS[LPG propane or butane if,other machinery 28,F gases] | Industrial Sector Energy Related Emissions before CCS | LPG propane or butane if | other machinery 28 | F gases |  | 0 | 0 | 0 | 0 | 0 | 0 | 0 | 0 | 0 | 0 | 0 | 0 | 0 | 0 | 0 | 0 | 0 | 0 | 0 | 0 | 0 | 0 | 0 | 0 | 0 | 0 | 0 | 0 | 0 | 0 | 0
Industrial Sector Energy Related Emissions before CCS[LPG propane or butane if,road vehicles 29,CO2] | Industrial Sector Energy Related Emissions before CCS | LPG propane or butane if | road vehicles 29 | CO2 |  | 0 | 0 | 0 | 0 | 0 | 0 | 0 | 0 | 0 | 0 | 0 | 0 | 0 | 0 | 0 | 0 | 0 | 0 | 0 | 0 | 0 | 0 | 0 | 0 | 0 | 0 | 0 | 0 | 0 | 0 | 0
Industrial Sector Energy Related Emissions before CCS[LPG propane or butane if,road vehicles 29,VOC] | Industrial Sector Energy Related Emissions before CCS | LPG propane or butane if | road vehicles 29 | VOC |  | 0 | 0 | 0 | 0 | 0 | 0 | 0 | 0 | 0 | 0 | 0 | 0 | 0 | 0 | 0 | 0 | 0 | 0 | 0 | 0 | 0 | 0 | 0 | 0 | 0 | 0 | 0 | 0 | 0 | 0 | 0
Industrial Sector Energy Related Emissions before CCS[LPG propane or butane if,road vehicles 29,CO] | Industrial Sector Energy Related Emissions before CCS | LPG propane or butane if | road vehicles 29 | CO |  | 0 | 0 | 0 | 0 | 0 | 0 | 0 | 0 | 0 | 0 | 0 | 0 | 0 | 0 | 0 | 0 | 0 | 0 | 0 | 0 | 0 | 0 | 0 | 0 | 0 | 0 | 0 | 0 | 0 | 0 | 0
Industrial Sector Energy Related Emissions before CCS[LPG propane or butane if,road vehicles 29,NOx] | Industrial Sector Energy Related Emissions before CCS | LPG propane or butane if | road vehicles 29 | NOx |  | 0 | 0 | 0 | 0 | 0 | 0 | 0 | 0 | 0 | 0 | 0 | 0 | 0 | 0 | 0 | 0 | 0 | 0 | 0 | 0 | 0 | 0 | 0 | 0 | 0 | 0 | 0 | 0 | 0 | 0 | 0
Industrial Sector Energy Related Emissions before CCS[LPG propane or butane if,road vehicles 29,PM10] | Industrial Sector Energy Related Emissions before CCS | LPG propane or butane if | road vehicles 29 | PM10 |  | 0 | 0 | 0 | 0 | 0 | 0 | 0 | 0 | 0 | 0 | 0 | 0 | 0 | 0 | 0 | 0 | 0 | 0 | 0 | 0 | 0 | 0 | 0 | 0 | 0 | 0 | 0 | 0 | 0 | 0 | 0
Industrial Sector Energy Related Emissions before CCS[LPG propane or butane if,road vehicles 29,PM25] | Industrial Sector Energy Related Emissions before CCS | LPG propane or butane if | road vehicles 29 | PM25 |  | 0 | 0 | 0 | 0 | 0 | 0 | 0 | 0 | 0 | 0 | 0 | 0 | 0 | 0 | 0 | 0 | 0 | 0 | 0 | 0 | 0 | 0 | 0 | 0 | 0 | 0 | 0 | 0 | 0 | 0 | 0
Industrial Sector Energy Related Emissions before CCS[LPG propane or butane if,road vehicles 29,SOx] | Industrial Sector Energy Related Emissions before CCS | LPG propane or butane if | road vehicles 29 | SOx |  | 0 | 0 | 0 | 0 | 0 | 0 | 0 | 0 | 0 | 0 | 0 | 0 | 0 | 0 | 0 | 0 | 0 | 0 | 0 | 0 | 0 | 0 | 0 | 0 | 0 | 0 | 0 | 0 | 0 | 0 | 0
Industrial Sector Energy Related Emissions before CCS[LPG propane or butane if,road vehicles 29,BC] | Industrial Sector Energy Related Emissions before CCS | LPG propane or butane if | road vehicles 29 | BC |  | 0 | 0 | 0 | 0 | 0 | 0 | 0 | 0 | 0 | 0 | 0 | 0 | 0 | 0 | 0 | 0 | 0 | 0 | 0 | 0 | 0 | 0 | 0 | 0 | 0 | 0 | 0 | 0 | 0 | 0 | 0
Industrial Sector Energy Related Emissions before CCS[LPG propane or butane if,road vehicles 29,OC] | Industrial Sector Energy Related Emissions before CCS | LPG propane or butane if | road vehicles 29 | OC |  | 0 | 0 | 0 | 0 | 0 | 0 | 0 | 0 | 0 | 0 | 0 | 0 | 0 | 0 | 0 | 0 | 0 | 0 | 0 | 0 | 0 | 0 | 0 | 0 | 0 | 0 | 0 | 0 | 0 | 0 | 0
Industrial Sector Energy Related Emissions before CCS[LPG propane or butane if,road vehicles 29,CH4] | Industrial Sector Energy Related Emissions before CCS | LPG propane or butane if | road vehicles 29 | CH4 |  | 0 | 0 | 0 | 0 | 0 | 0 | 0 | 0 | 0 | 0 | 0 | 0 | 0 | 0 | 0 | 0 | 0 | 0 | 0 | 0 | 0 | 0 | 0 | 0 | 0 | 0 | 0 | 0 | 0 | 0 | 0
Industrial Sector Energy Related Emissions before CCS[LPG propane or butane if,road vehicles 29,N2O] | Industrial Sector Energy Related Emissions before CCS | LPG propane or butane if | road vehicles 29 | N2O |  | 0 | 0 | 0 | 0 | 0 | 0 | 0 | 0 | 0 | 0 | 0 | 0 | 0 | 0 | 0 | 0 | 0 | 0 | 0 | 0 | 0 | 0 | 0 | 0 | 0 | 0 | 0 | 0 | 0 | 0 | 0
Industrial Sector Energy Related Emissions before CCS[LPG propane or butane if,road vehicles 29,F gases] | Industrial Sector Energy Related Emissions before CCS | LPG propane or butane if | road vehicles 29 | F gases |  | 0 | 0 | 0 | 0 | 0 | 0 | 0 | 0 | 0 | 0 | 0 | 0 | 0 | 0 | 0 | 0 | 0 | 0 | 0 | 0 | 0 | 0 | 0 | 0 | 0 | 0 | 0 | 0 | 0 | 0 | 0
Industrial Sector Energy Related Emissions before CCS[LPG propane or butane if,nonroad vehicles 30,CO2] | Industrial Sector Energy Related Emissions before CCS | LPG propane or butane if | nonroad vehicles 30 | CO2 |  | 0 | 0 | 0 | 0 | 0 | 0 | 0 | 0 | 0 | 0 | 0 | 0 | 0 | 0 | 0 | 0 | 0 | 0 | 0 | 0 | 0 | 0 | 0 | 0 | 0 | 0 | 0 | 0 | 0 | 0 | 0
Industrial Sector Energy Related Emissions before CCS[LPG propane or butane if,nonroad vehicles 30,VOC] | Industrial Sector Energy Related Emissions before CCS | LPG propane or butane if | nonroad vehicles 30 | VOC |  | 0 | 0 | 0 | 0 | 0 | 0 | 0 | 0 | 0 | 0 | 0 | 0 | 0 | 0 | 0 | 0 | 0 | 0 | 0 | 0 | 0 | 0 | 0 | 0 | 0 | 0 | 0 | 0 | 0 | 0 | 0
Industrial Sector Energy Related Emissions before CCS[LPG propane or butane if,nonroad vehicles 30,CO] | Industrial Sector Energy Related Emissions before CCS | LPG propane or butane if | nonroad vehicles 30 | CO |  | 0 | 0 | 0 | 0 | 0 | 0 | 0 | 0 | 0 | 0 | 0 | 0 | 0 | 0 | 0 | 0 | 0 | 0 | 0 | 0 | 0 | 0 | 0 | 0 | 0 | 0 | 0 | 0 | 0 | 0 | 0
Industrial Sector Energy Related Emissions before CCS[LPG propane or butane if,nonroad vehicles 30,NOx] | Industrial Sector Energy Related Emissions before CCS | LPG propane or butane if | nonroad vehicles 30 | NOx |  | 0 | 0 | 0 | 0 | 0 | 0 | 0 | 0 | 0 | 0 | 0 | 0 | 0 | 0 | 0 | 0 | 0 | 0 | 0 | 0 | 0 | 0 | 0 | 0 | 0 | 0 | 0 | 0 | 0 | 0 | 0
Industrial Sector Energy Related Emissions before CCS[LPG propane or butane if,nonroad vehicles 30,PM10] | Industrial Sector Energy Related Emissions before CCS | LPG propane or butane if | nonroad vehicles 30 | PM10 |  | 0 | 0 | 0 | 0 | 0 | 0 | 0 | 0 | 0 | 0 | 0 | 0 | 0 | 0 | 0 | 0 | 0 | 0 | 0 | 0 | 0 | 0 | 0 | 0 | 0 | 0 | 0 | 0 | 0 | 0 | 0
Industrial Sector Energy Related Emissions before CCS[LPG propane or butane if,nonroad vehicles 30,PM25] | Industrial Sector Energy Related Emissions before CCS | LPG propane or butane if | nonroad vehicles 30 | PM25 |  | 0 | 0 | 0 | 0 | 0 | 0 | 0 | 0 | 0 | 0 | 0 | 0 | 0 | 0 | 0 | 0 | 0 | 0 | 0 | 0 | 0 | 0 | 0 | 0 | 0 | 0 | 0 | 0 | 0 | 0 | 0
Industrial Sector Energy Related Emissions before CCS[LPG propane or butane if,nonroad vehicles 30,SOx] | Industrial Sector Energy Related Emissions before CCS | LPG propane or butane if | nonroad vehicles 30 | SOx |  | 0 | 0 | 0 | 0 | 0 | 0 | 0 | 0 | 0 | 0 | 0 | 0 | 0 | 0 | 0 | 0 | 0 | 0 | 0 | 0 | 0 | 0 | 0 | 0 | 0 | 0 | 0 | 0 | 0 | 0 | 0
Industrial Sector Energy Related Emissions before CCS[LPG propane or butane if,nonroad vehicles 30,BC] | Industrial Sector Energy Related Emissions before CCS | LPG propane or butane if | nonroad vehicles 30 | BC |  | 0 | 0 | 0 | 0 | 0 | 0 | 0 | 0 | 0 | 0 | 0 | 0 | 0 | 0 | 0 | 0 | 0 | 0 | 0 | 0 | 0 | 0 | 0 | 0 | 0 | 0 | 0 | 0 | 0 | 0 | 0
Industrial Sector Energy Related Emissions before CCS[LPG propane or butane if,nonroad vehicles 30,OC] | Industrial Sector Energy Related Emissions before CCS | LPG propane or butane if | nonroad vehicles 30 | OC |  | 0 | 0 | 0 | 0 | 0 | 0 | 0 | 0 | 0 | 0 | 0 | 0 | 0 | 0 | 0 | 0 | 0 | 0 | 0 | 0 | 0 | 0 | 0 | 0 | 0 | 0 | 0 | 0 | 0 | 0 | 0
Industrial Sector Energy Related Emissions before CCS[LPG propane or butane if,nonroad vehicles 30,CH4] | Industrial Sector Energy Related Emissions before CCS | LPG propane or butane if | nonroad vehicles 30 | CH4 |  | 0 | 0 | 0 | 0 | 0 | 0 | 0 | 0 | 0 | 0 | 0 | 0 | 0 | 0 | 0 | 0 | 0 | 0 | 0 | 0 | 0 | 0 | 0 | 0 | 0 | 0 | 0 | 0 | 0 | 0 | 0
Industrial Sector Energy Related Emissions before CCS[LPG propane or butane if,nonroad vehicles 30,N2O] | Industrial Sector Energy Related Emissions before CCS | LPG propane or butane if | nonroad vehicles 30 | N2O |  | 0 | 0 | 0 | 0 | 0 | 0 | 0 | 0 | 0 | 0 | 0 | 0 | 0 | 0 | 0 | 0 | 0 | 0 | 0 | 0 | 0 | 0 | 0 | 0 | 0 | 0 | 0 | 0 | 0 | 0 | 0
Industrial Sector Energy Related Emissions before CCS[LPG propane or butane if,nonroad vehicles 30,F gases] | Industrial Sector Energy Related Emissions before CCS | LPG propane or butane if | nonroad vehicles 30 | F gases |  | 0 | 0 | 0 | 0 | 0 | 0 | 0 | 0 | 0 | 0 | 0 | 0 | 0 | 0 | 0 | 0 | 0 | 0 | 0 | 0 | 0 | 0 | 0 | 0 | 0 | 0 | 0 | 0 | 0 | 0 | 0
Industrial Sector Energy Related Emissions before CCS[LPG propane or butane if,other manufacturing 31T33,CO2] | Industrial Sector Energy Related Emissions before CCS | LPG propane or butane if | other manufacturing 31T33 | CO2 |  | 1183070000000 | 1171640000000 | 1117660000000 | 1161040000000 | 1181930000000 | 1211650000000 | 1229730000000 | 1240930000000 | 1250340000000 | 1261420000000 | 1278230000000 | 1293270000000 | 1306160000000 | 1325440000000 | 1340250000000 | 1348190000000 | 1353140000000 | 1363870000000 | 1375760000000 | 1389160000000 | 1398440000000 | 1413590000000 | 1436060000000 | 1466180000000 | 1490820000000 | 1506910000000 | 1535140000000 | 1559280000000 | 1583420000000 | 1607560000000 | 1631700000000
Industrial Sector Energy Related Emissions before CCS[LPG propane or butane if,other manufacturing 31T33,VOC] | Industrial Sector Energy Related Emissions before CCS | LPG propane or butane if | other manufacturing 31T33 | VOC |  | 76420100 | 75681700 | 72194800 | 74997300 | 76346700 | 78266200 | 79434100 | 80157900 | 80765300 | 81481500 | 82566900 | 83538300 | 84371200 | 85616600 | 86573400 | 87085900 | 87405900 | 88099100 | 88866900 | 89732700 | 90331800 | 91310400 | 92762200 | 94707900 | 96299500 | 97338400 | 99161900 | 100721000 | 102281000 | 103840000 | 105400000
Industrial Sector Energy Related Emissions before CCS[LPG propane or butane if,other manufacturing 31T33,CO] | Industrial Sector Energy Related Emissions before CCS | LPG propane or butane if | other manufacturing 31T33 | CO |  | 63157300 | 62547000 | 59665300 | 61981400 | 63096600 | 64682900 | 65648200 | 66246300 | 66748300 | 67340200 | 68237300 | 69040100 | 69728500 | 70757700 | 71548400 | 71972000 | 72236500 | 72809300 | 73443900 | 74159500 | 74654600 | 75463300 | 76663200 | 78271200 | 79586600 | 80445200 | 81952200 | 83240900 | 84529700 | 85818500 | 87107300
Industrial Sector Energy Related Emissions before CCS[LPG propane or butane if,other manufacturing 31T33,NOx] | Industrial Sector Energy Related Emissions before CCS | LPG propane or butane if | other manufacturing 31T33 | NOx |  | 1241740000 | 1229740000 | 1173080000 | 1218620000 | 1240550000 | 1271740000 | 1290710000 | 1302470000 | 1312340000 | 1323980000 | 1341620000 | 1357400000 | 1370940000 | 1391170000 | 1406720000 | 1415050000 | 1420250000 | 1431510000 | 1443990000 | 1458050000 | 1467790000 | 1483690000 | 1507280000 | 1538900000 | 1564760000 | 1581640000 | 1611270000 | 1636610000 | 1661950000 | 1687280000 | 1712620000
Industrial Sector Energy Related Emissions before CCS[LPG propane or butane if,other manufacturing 31T33,PM10] | Industrial Sector Energy Related Emissions before CCS | LPG propane or butane if | other manufacturing 31T33 | PM10 |  | 66872400 | 66226300 | 63175000 | 65627300 | 66808100 | 68487800 | 69509900 | 70143200 | 70674700 | 71301400 | 72251200 | 73101300 | 73830100 | 74919900 | 75757200 | 76205700 | 76485700 | 77092200 | 77764100 | 78521800 | 79046000 | 79902300 | 81172800 | 82875400 | 84268100 | 85177300 | 86772900 | 88137500 | 89502100 | 90866600 | 92231200
Industrial Sector Energy Related Emissions before CCS[LPG propane or butane if,other manufacturing 31T33,PM25] | Industrial Sector Energy Related Emissions before CCS | LPG propane or butane if | other manufacturing 31T33 | PM25 |  | 66872400 | 66226300 | 63175000 | 65627300 | 66808100 | 68487800 | 69509900 | 70143200 | 70674700 | 71301400 | 72251200 | 73101300 | 73830100 | 74919900 | 75757200 | 76205700 | 76485700 | 77092200 | 77764100 | 78521800 | 79046000 | 79902300 | 81172800 | 82875400 | 84268100 | 85177300 | 86772900 | 88137500 | 89502100 | 90866600 | 92231200
Industrial Sector Energy Related Emissions before CCS[LPG propane or butane if,other manufacturing 31T33,SOx] | Industrial Sector Energy Related Emissions before CCS | LPG propane or butane if | other manufacturing 31T33 | SOx |  | 0 | 0 | 0 | 0 | 0 | 0 | 0 | 0 | 0 | 0 | 0 | 0 | 0 | 0 | 0 | 0 | 0 | 0 | 0 | 0 | 0 | 0 | 0 | 0 | 0 | 0 | 0 | 0 | 0 | 0 | 0
Industrial Sector Energy Related Emissions before CCS[LPG propane or butane if,other manufacturing 31T33,BC] | Industrial Sector Energy Related Emissions before CCS | LPG propane or butane if | other manufacturing 31T33 | BC |  | 11029900 | 10923300 | 10420100 | 10824500 | 11019300 | 11296400 | 11464900 | 11569400 | 11657100 | 11760400 | 11917100 | 12057300 | 12177500 | 12357300 | 12495400 | 12569300 | 12615500 | 12715600 | 12826400 | 12951300 | 13037800 | 13179100 | 13388600 | 13669400 | 13899100 | 14049100 | 14312300 | 14537400 | 14762400 | 14987500 | 15212600
Industrial Sector Energy Related Emissions before CCS[LPG propane or butane if,other manufacturing 31T33,OC] | Industrial Sector Energy Related Emissions before CCS | LPG propane or butane if | other manufacturing 31T33 | OC |  | 28623900 | 28347300 | 27041200 | 28090900 | 28596300 | 29315300 | 29752800 | 30023900 | 30251400 | 30519600 | 30926200 | 31290000 | 31602000 | 32068500 | 32426900 | 32618800 | 32738700 | 32998300 | 33285900 | 33610200 | 33834600 | 34201100 | 34744900 | 35473700 | 36069900 | 36459000 | 37142000 | 37726100 | 38310200 | 38894300 | 39478400
Industrial Sector Energy Related Emissions before CCS[LPG propane or butane if,other manufacturing 31T33,CH4] | Industrial Sector Energy Related Emissions before CCS | LPG propane or butane if | other manufacturing 31T33 | CH4 |  | 57748200 | 57190200 | 54555300 | 56673000 | 57692700 | 59143200 | 60025800 | 60572700 | 61031700 | 61572900 | 62393100 | 63127200 | 63756600 | 64697700 | 65420700 | 65808000 | 66049800 | 66573600 | 67153800 | 67808100 | 68260800 | 69000300 | 70097400 | 71567700 | 72770400 | 73555500 | 74933400 | 76111800 | 77290200 | 78468600 | 79647000
Industrial Sector Energy Related Emissions before CCS[LPG propane or butane if,other manufacturing 31T33,N2O] | Industrial Sector Energy Related Emissions before CCS | LPG propane or butane if | other manufacturing 31T33 | N2O |  | 11549600 | 11438000 | 10911100 | 11334600 | 11538500 | 11828600 | 12005200 | 12114500 | 12206300 | 12314600 | 12478600 | 12625400 | 12751300 | 12939500 | 13084100 | 13161600 | 13210000 | 13314700 | 13430800 | 13561600 | 13652200 | 13800100 | 14019500 | 14313500 | 14554100 | 14711100 | 14986700 | 15222400 | 15458000 | 15693700 | 15929400
Industrial Sector Energy Related Emissions before CCS[LPG propane or butane if,other manufacturing 31T33,F gases] | Industrial Sector Energy Related Emissions before CCS | LPG propane or butane if | other manufacturing 31T33 | F gases |  | 0 | 0 | 0 | 0 | 0 | 0 | 0 | 0 | 0 | 0 | 0 | 0 | 0 | 0 | 0 | 0 | 0 | 0 | 0 | 0 | 0 | 0 | 0 | 0 | 0 | 0 | 0 | 0 | 0 | 0 | 0
Industrial Sector Energy Related Emissions before CCS[LPG propane or butane if,energy pipelines and gas processing 352T353,CO2] | Industrial Sector Energy Related Emissions before CCS | LPG propane or butane if | energy pipelines and gas processing 352T353 | CO2 |  | 0 | 35383600 | 35796900 | 37476800 | 35770900 | 33934200 | 32051900 | 32355300 | 32455000 | 32852500 | 32635800 | 32355100 | 33328300 | 34270400 | 35233700 | 35977000 | 36672400 | 36518000 | 35942200 | 35630300 | 35249400 | 35090400 | 35276200 | 35723200 | 35764100 | 36017200 | 36277900 | 36923400 | 37439200 | 38056100 | 38798200
Industrial Sector Energy Related Emissions before CCS[LPG propane or butane if,energy pipelines and gas processing 352T353,VOC] | Industrial Sector Energy Related Emissions before CCS | LPG propane or butane if | energy pipelines and gas processing 352T353 | VOC |  | 0 | 2285.6 | 2312.3 | 2420.81 | 2310.62 | 2191.98 | 2070.39 | 2089.99 | 2096.43 | 2122.1 | 2108.1 | 2089.97 | 2152.84 | 2213.69 | 2275.92 | 2323.93 | 2368.85 | 2358.88 | 2321.68 | 2301.53 | 2276.93 | 2266.66 | 2278.66 | 2307.54 | 2310.18 | 2326.53 | 2343.36 | 2385.06 | 2418.38 | 2458.23 | 2506.17
Industrial Sector Energy Related Emissions before CCS[LPG propane or butane if,energy pipelines and gas processing 352T353,CO] | Industrial Sector Energy Related Emissions before CCS | LPG propane or butane if | energy pipelines and gas processing 352T353 | CO |  | 0 | 1888.93 | 1910.99 | 2000.67 | 1909.6 | 1811.55 | 1711.07 | 1727.27 | 1732.59 | 1753.81 | 1742.24 | 1727.25 | 1779.21 | 1829.5 | 1880.93 | 1920.61 | 1957.73 | 1949.49 | 1918.75 | 1902.1 | 1881.77 | 1873.28 | 1883.2 | 1907.06 | 1909.24 | 1922.76 | 1936.67 | 1971.13 | 1998.67 | 2031.6 | 2071.22
Industrial Sector Energy Related Emissions before CCS[LPG propane or butane if,energy pipelines and gas processing 352T353,NOx] | Industrial Sector Energy Related Emissions before CCS | LPG propane or butane if | energy pipelines and gas processing 352T353 | NOx |  | 0 | 37138.3 | 37572.2 | 39335.4 | 37544.9 | 35617.1 | 33641.5 | 33959.9 | 34064.6 | 34481.7 | 34254.3 | 33959.7 | 34981.1 | 35970 | 36981.1 | 37761.2 | 38491.1 | 38329.1 | 37724.6 | 37397.3 | 36997.5 | 36830.7 | 37025.7 | 37494.8 | 37537.8 | 37803.4 | 38077 | 38754.5 | 39295.9 | 39943.4 | 40722.4
Industrial Sector Energy Related Emissions before CCS[LPG propane or butane if,energy pipelines and gas processing 352T353,PM10] | Industrial Sector Energy Related Emissions before CCS | LPG propane or butane if | energy pipelines and gas processing 352T353 | PM10 |  | 0 | 2000.04 | 2023.41 | 2118.36 | 2021.93 | 1918.12 | 1811.72 | 1828.87 | 1834.51 | 1856.97 | 1844.72 | 1828.86 | 1883.87 | 1937.12 | 1991.57 | 2033.58 | 2072.89 | 2064.17 | 2031.61 | 2013.98 | 1992.46 | 1983.47 | 1993.97 | 2019.24 | 2021.55 | 2035.86 | 2050.59 | 2087.08 | 2116.24 | 2151.1 | 2193.05
Industrial Sector Energy Related Emissions before CCS[LPG propane or butane if,energy pipelines and gas processing 352T353,PM25] | Industrial Sector Energy Related Emissions before CCS | LPG propane or butane if | energy pipelines and gas processing 352T353 | PM25 |  | 0 | 2000.04 | 2023.41 | 2118.36 | 2021.93 | 1918.12 | 1811.72 | 1828.87 | 1834.51 | 1856.97 | 1844.72 | 1828.86 | 1883.87 | 1937.12 | 1991.57 | 2033.58 | 2072.89 | 2064.17 | 2031.61 | 2013.98 | 1992.46 | 1983.47 | 1993.97 | 2019.24 | 2021.55 | 2035.86 | 2050.59 | 2087.08 | 2116.24 | 2151.1 | 2193.05
Industrial Sector Energy Related Emissions before CCS[LPG propane or butane if,energy pipelines and gas processing 352T353,SOx] | Industrial Sector Energy Related Emissions before CCS | LPG propane or butane if | energy pipelines and gas processing 352T353 | SOx |  | 0 | 0 | 0 | 0 | 0 | 0 | 0 | 0 | 0 | 0 | 0 | 0 | 0 | 0 | 0 | 0 | 0 | 0 | 0 | 0 | 0 | 0 | 0 | 0 | 0 | 0 | 0 | 0 | 0 | 0 | 0
Industrial Sector Energy Related Emissions before CCS[LPG propane or butane if,energy pipelines and gas processing 352T353,BC] | Industrial Sector Energy Related Emissions before CCS | LPG propane or butane if | energy pipelines and gas processing 352T353 | BC |  | 0 | 329.886 | 333.74 | 349.402 | 333.497 | 316.373 | 298.825 | 301.653 | 302.583 | 306.288 | 304.268 | 301.651 | 310.724 | 319.508 | 328.489 | 335.418 | 341.902 | 340.463 | 335.094 | 332.186 | 328.635 | 327.153 | 328.885 | 333.052 | 333.434 | 335.794 | 338.223 | 344.242 | 349.051 | 354.802 | 361.721
Industrial Sector Energy Related Emissions before CCS[LPG propane or butane if,energy pipelines and gas processing 352T353,OC] | Industrial Sector Energy Related Emissions before CCS | LPG propane or butane if | energy pipelines and gas processing 352T353 | OC |  | 0 | 856.091 | 866.092 | 906.737 | 865.462 | 821.025 | 775.484 | 782.824 | 785.236 | 794.852 | 789.61 | 782.818 | 806.365 | 829.159 | 852.466 | 870.448 | 887.275 | 883.54 | 869.606 | 862.06 | 852.845 | 848.999 | 853.494 | 864.309 | 865.298 | 871.422 | 877.728 | 893.347 | 905.827 | 920.752 | 938.708
Industrial Sector Energy Related Emissions before CCS[LPG propane or butane if,energy pipelines and gas processing 352T353,CH4] | Industrial Sector Energy Related Emissions before CCS | LPG propane or butane if | energy pipelines and gas processing 352T353 | CH4 |  | 0 | 1727.15 | 1747.33 | 1829.33 | 1746.06 | 1656.4 | 1564.53 | 1579.33 | 1584.2 | 1603.6 | 1593.03 | 1579.32 | 1626.83 | 1672.82 | 1719.84 | 1756.12 | 1790.06 | 1782.53 | 1754.42 | 1739.19 | 1720.6 | 1712.84 | 1721.91 | 1743.73 | 1745.73 | 1758.08 | 1770.8 | 1802.31 | 1827.49 | 1857.6 | 1893.83
Industrial Sector Energy Related Emissions before CCS[LPG propane or butane if,energy pipelines and gas processing 352T353,N2O] | Industrial Sector Energy Related Emissions before CCS | LPG propane or butane if | energy pipelines and gas processing 352T353 | N2O |  | 0 | 345.43 | 349.466 | 365.866 | 349.211 | 331.281 | 312.905 | 315.867 | 316.84 | 320.721 | 318.605 | 315.865 | 325.366 | 334.563 | 343.968 | 351.223 | 358.013 | 356.506 | 350.883 | 347.839 | 344.121 | 342.568 | 344.382 | 348.746 | 349.145 | 351.616 | 354.161 | 360.463 | 365.498 | 371.52 | 378.766
Industrial Sector Energy Related Emissions before CCS[LPG propane or butane if,energy pipelines and gas processing 352T353,F gases] | Industrial Sector Energy Related Emissions before CCS | LPG propane or butane if | energy pipelines and gas processing 352T353 | F gases |  | 0 | 0 | 0 | 0 | 0 | 0 | 0 | 0 | 0 | 0 | 0 | 0 | 0 | 0 | 0 | 0 | 0 | 0 | 0 | 0 | 0 | 0 | 0 | 0 | 0 | 0 | 0 | 0 | 0 | 0 | 0
Industrial Sector Energy Related Emissions before CCS[LPG propane or butane if,water and waste 36T39,CO2] | Industrial Sector Energy Related Emissions before CCS | LPG propane or butane if | water and waste 36T39 | CO2 |  | 0 | 0 | 0 | 0 | 0 | 0 | 0 | 0 | 0 | 0 | 0 | 0 | 0 | 0 | 0 | 0 | 0 | 0 | 0 | 0 | 0 | 0 | 0 | 0 | 0 | 0 | 0 | 0 | 0 | 0 | 0
Industrial Sector Energy Related Emissions before CCS[LPG propane or butane if,water and waste 36T39,VOC] | Industrial Sector Energy Related Emissions before CCS | LPG propane or butane if | water and waste 36T39 | VOC |  | 0 | 0 | 0 | 0 | 0 | 0 | 0 | 0 | 0 | 0 | 0 | 0 | 0 | 0 | 0 | 0 | 0 | 0 | 0 | 0 | 0 | 0 | 0 | 0 | 0 | 0 | 0 | 0 | 0 | 0 | 0
Industrial Sector Energy Related Emissions before CCS[LPG propane or butane if,water and waste 36T39,CO] | Industrial Sector Energy Related Emissions before CCS | LPG propane or butane if | water and waste 36T39 | CO |  | 0 | 0 | 0 | 0 | 0 | 0 | 0 | 0 | 0 | 0 | 0 | 0 | 0 | 0 | 0 | 0 | 0 | 0 | 0 | 0 | 0 | 0 | 0 | 0 | 0 | 0 | 0 | 0 | 0 | 0 | 0
Industrial Sector Energy Related Emissions before CCS[LPG propane or butane if,water and waste 36T39,NOx] | Industrial Sector Energy Related Emissions before CCS | LPG propane or butane if | water and waste 36T39 | NOx |  | 0 | 0 | 0 | 0 | 0 | 0 | 0 | 0 | 0 | 0 | 0 | 0 | 0 | 0 | 0 | 0 | 0 | 0 | 0 | 0 | 0 | 0 | 0 | 0 | 0 | 0 | 0 | 0 | 0 | 0 | 0
Industrial Sector Energy Related Emissions before CCS[LPG propane or butane if,water and waste 36T39,PM10] | Industrial Sector Energy Related Emissions before CCS | LPG propane or butane if | water and waste 36T39 | PM10 |  | 0 | 0 | 0 | 0 | 0 | 0 | 0 | 0 | 0 | 0 | 0 | 0 | 0 | 0 | 0 | 0 | 0 | 0 | 0 | 0 | 0 | 0 | 0 | 0 | 0 | 0 | 0 | 0 | 0 | 0 | 0
Industrial Sector Energy Related Emissions before CCS[LPG propane or butane if,water and waste 36T39,PM25] | Industrial Sector Energy Related Emissions before CCS | LPG propane or butane if | water and waste 36T39 | PM25 |  | 0 | 0 | 0 | 0 | 0 | 0 | 0 | 0 | 0 | 0 | 0 | 0 | 0 | 0 | 0 | 0 | 0 | 0 | 0 | 0 | 0 | 0 | 0 | 0 | 0 | 0 | 0 | 0 | 0 | 0 | 0
Industrial Sector Energy Related Emissions before CCS[LPG propane or butane if,water and waste 36T39,SOx] | Industrial Sector Energy Related Emissions before CCS | LPG propane or butane if | water and waste 36T39 | SOx |  | 0 | 0 | 0 | 0 | 0 | 0 | 0 | 0 | 0 | 0 | 0 | 0 | 0 | 0 | 0 | 0 | 0 | 0 | 0 | 0 | 0 | 0 | 0 | 0 | 0 | 0 | 0 | 0 | 0 | 0 | 0
Industrial Sector Energy Related Emissions before CCS[LPG propane or butane if,water and waste 36T39,BC] | Industrial Sector Energy Related Emissions before CCS | LPG propane or butane if | water and waste 36T39 | BC |  | 0 | 0 | 0 | 0 | 0 | 0 | 0 | 0 | 0 | 0 | 0 | 0 | 0 | 0 | 0 | 0 | 0 | 0 | 0 | 0 | 0 | 0 | 0 | 0 | 0 | 0 | 0 | 0 | 0 | 0 | 0
Industrial Sector Energy Related Emissions before CCS[LPG propane or butane if,water and waste 36T39,OC] | Industrial Sector Energy Related Emissions before CCS | LPG propane or butane if | water and waste 36T39 | OC |  | 0 | 0 | 0 | 0 | 0 | 0 | 0 | 0 | 0 | 0 | 0 | 0 | 0 | 0 | 0 | 0 | 0 | 0 | 0 | 0 | 0 | 0 | 0 | 0 | 0 | 0 | 0 | 0 | 0 | 0 | 0
Industrial Sector Energy Related Emissions before CCS[LPG propane or butane if,water and waste 36T39,CH4] | Industrial Sector Energy Related Emissions before CCS | LPG propane or butane if | water and waste 36T39 | CH4 |  | 0 | 0 | 0 | 0 | 0 | 0 | 0 | 0 | 0 | 0 | 0 | 0 | 0 | 0 | 0 | 0 | 0 | 0 | 0 | 0 | 0 | 0 | 0 | 0 | 0 | 0 | 0 | 0 | 0 | 0 | 0
Industrial Sector Energy Related Emissions before CCS[LPG propane or butane if,water and waste 36T39,N2O] | Industrial Sector Energy Related Emissions before CCS | LPG propane or butane if | water and waste 36T39 | N2O |  | 0 | 0 | 0 | 0 | 0 | 0 | 0 | 0 | 0 | 0 | 0 | 0 | 0 | 0 | 0 | 0 | 0 | 0 | 0 | 0 | 0 | 0 | 0 | 0 | 0 | 0 | 0 | 0 | 0 | 0 | 0
Industrial Sector Energy Related Emissions before CCS[LPG propane or butane if,water and waste 36T39,F gases] | Industrial Sector Energy Related Emissions before CCS | LPG propane or butane if | water and waste 36T39 | F gases |  | 0 | 0 | 0 | 0 | 0 | 0 | 0 | 0 | 0 | 0 | 0 | 0 | 0 | 0 | 0 | 0 | 0 | 0 | 0 | 0 | 0 | 0 | 0 | 0 | 0 | 0 | 0 | 0 | 0 | 0 | 0
Industrial Sector Energy Related Emissions before CCS[LPG propane or butane if,construction 41T43,CO2] | Industrial Sector Energy Related Emissions before CCS | LPG propane or butane if | construction 41T43 | CO2 |  | 0 | 0 | 0 | 0 | 0 | 0 | 0 | 0 | 0 | 0 | 0 | 0 | 0 | 0 | 0 | 0 | 0 | 0 | 0 | 0 | 0 | 0 | 0 | 0 | 0 | 0 | 0 | 0 | 0 | 0 | 0
Industrial Sector Energy Related Emissions before CCS[LPG propane or butane if,construction 41T43,VOC] | Industrial Sector Energy Related Emissions before CCS | LPG propane or butane if | construction 41T43 | VOC |  | 0 | 0 | 0 | 0 | 0 | 0 | 0 | 0 | 0 | 0 | 0 | 0 | 0 | 0 | 0 | 0 | 0 | 0 | 0 | 0 | 0 | 0 | 0 | 0 | 0 | 0 | 0 | 0 | 0 | 0 | 0
Industrial Sector Energy Related Emissions before CCS[LPG propane or butane if,construction 41T43,CO] | Industrial Sector Energy Related Emissions before CCS | LPG propane or butane if | construction 41T43 | CO |  | 0 | 0 | 0 | 0 | 0 | 0 | 0 | 0 | 0 | 0 | 0 | 0 | 0 | 0 | 0 | 0 | 0 | 0 | 0 | 0 | 0 | 0 | 0 | 0 | 0 | 0 | 0 | 0 | 0 | 0 | 0
Industrial Sector Energy Related Emissions before CCS[LPG propane or butane if,construction 41T43,NOx] | Industrial Sector Energy Related Emissions before CCS | LPG propane or butane if | construction 41T43 | NOx |  | 0 | 0 | 0 | 0 | 0 | 0 | 0 | 0 | 0 | 0 | 0 | 0 | 0 | 0 | 0 | 0 | 0 | 0 | 0 | 0 | 0 | 0 | 0 | 0 | 0 | 0 | 0 | 0 | 0 | 0 | 0
Industrial Sector Energy Related Emissions before CCS[LPG propane or butane if,construction 41T43,PM10] | Industrial Sector Energy Related Emissions before CCS | LPG propane or butane if | construction 41T43 | PM10 |  | 0 | 0 | 0 | 0 | 0 | 0 | 0 | 0 | 0 | 0 | 0 | 0 | 0 | 0 | 0 | 0 | 0 | 0 | 0 | 0 | 0 | 0 | 0 | 0 | 0 | 0 | 0 | 0 | 0 | 0 | 0
Industrial Sector Energy Related Emissions before CCS[LPG propane or butane if,construction 41T43,PM25] | Industrial Sector Energy Related Emissions before CCS | LPG propane or butane if | construction 41T43 | PM25 |  | 0 | 0 | 0 | 0 | 0 | 0 | 0 | 0 | 0 | 0 | 0 | 0 | 0 | 0 | 0 | 0 | 0 | 0 | 0 | 0 | 0 | 0 | 0 | 0 | 0 | 0 | 0 | 0 | 0 | 0 | 0
Industrial Sector Energy Related Emissions before CCS[LPG propane or butane if,construction 41T43,SOx] | Industrial Sector Energy Related Emissions before CCS | LPG propane or butane if | construction 41T43 | SOx |  | 0 | 0 | 0 | 0 | 0 | 0 | 0 | 0 | 0 | 0 | 0 | 0 | 0 | 0 | 0 | 0 | 0 | 0 | 0 | 0 | 0 | 0 | 0 | 0 | 0 | 0 | 0 | 0 | 0 | 0 | 0
Industrial Sector Energy Related Emissions before CCS[LPG propane or butane if,construction 41T43,BC] | Industrial Sector Energy Related Emissions before CCS | LPG propane or butane if | construction 41T43 | BC |  | 0 | 0 | 0 | 0 | 0 | 0 | 0 | 0 | 0 | 0 | 0 | 0 | 0 | 0 | 0 | 0 | 0 | 0 | 0 | 0 | 0 | 0 | 0 | 0 | 0 | 0 | 0 | 0 | 0 | 0 | 0
Industrial Sector Energy Related Emissions before CCS[LPG propane or butane if,construction 41T43,OC] | Industrial Sector Energy Related Emissions before CCS | LPG propane or butane if | construction 41T43 | OC |  | 0 | 0 | 0 | 0 | 0 | 0 | 0 | 0 | 0 | 0 | 0 | 0 | 0 | 0 | 0 | 0 | 0 | 0 | 0 | 0 | 0 | 0 | 0 | 0 | 0 | 0 | 0 | 0 | 0 | 0 | 0
Industrial Sector Energy Related Emissions before CCS[LPG propane or butane if,construction 41T43,CH4] | Industrial Sector Energy Related Emissions before CCS | LPG propane or butane if | construction 41T43 | CH4 |  | 0 | 0 | 0 | 0 | 0 | 0 | 0 | 0 | 0 | 0 | 0 | 0 | 0 | 0 | 0 | 0 | 0 | 0 | 0 | 0 | 0 | 0 | 0 | 0 | 0 | 0 | 0 | 0 | 0 | 0 | 0
Industrial Sector Energy Related Emissions before CCS[LPG propane or butane if,construction 41T43,N2O] | Industrial Sector Energy Related Emissions before CCS | LPG propane or butane if | construction 41T43 | N2O |  | 0 | 0 | 0 | 0 | 0 | 0 | 0 | 0 | 0 | 0 | 0 | 0 | 0 | 0 | 0 | 0 | 0 | 0 | 0 | 0 | 0 | 0 | 0 | 0 | 0 | 0 | 0 | 0 | 0 | 0 | 0
Industrial Sector Energy Related Emissions before CCS[LPG propane or butane if,construction 41T43,F gases] | Industrial Sector Energy Related Emissions before CCS | LPG propane or butane if | construction 41T43 | F gases |  | 0 | 0 | 0 | 0 | 0 | 0 | 0 | 0 | 0 | 0 | 0 | 0 | 0 | 0 | 0 | 0 | 0 | 0 | 0 | 0 | 0 | 0 | 0 | 0 | 0 | 0 | 0 | 0 | 0 | 0 | 0
Industrial Sector Energy Related Emissions before CCS[hydrogen if,agriculture and forestry 01T03,CO2] | Industrial Sector Energy Related Emissions before CCS | hydrogen if | agriculture and forestry 01T03 | CO2 |  | 0 | 0 | 0 | 0 | 0 | 0 | 0 | 0 | 0 | 0 | 0 | 0 | 0 | 0 | 0 | 0 | 0 | 0 | 0 | 0 | 0 | 0 | 0 | 0 | 0 | 0 | 0 | 0 | 0 | 0 | 0
Industrial Sector Energy Related Emissions before CCS[hydrogen if,agriculture and forestry 01T03,VOC] | Industrial Sector Energy Related Emissions before CCS | hydrogen if | agriculture and forestry 01T03 | VOC |  | 0 | 0 | 0 | 0 | 0 | 0 | 0 | 0 | 0 | 0 | 0 | 0 | 0 | 0 | 0 | 0 | 0 | 0 | 0 | 0 | 0 | 0 | 0 | 0 | 0 | 0 | 0 | 0 | 0 | 0 | 0
Industrial Sector Energy Related Emissions before CCS[hydrogen if,agriculture and forestry 01T03,CO] | Industrial Sector Energy Related Emissions before CCS | hydrogen if | agriculture and forestry 01T03 | CO |  | 0 | 0 | 0 | 0 | 0 | 0 | 0 | 0 | 0 | 0 | 0 | 0 | 0 | 0 | 0 | 0 | 0 | 0 | 0 | 0 | 0 | 0 | 0 | 0 | 0 | 0 | 0 | 0 | 0 | 0 | 0
Industrial Sector Energy Related Emissions before CCS[hydrogen if,agriculture and forestry 01T03,NOx] | Industrial Sector Energy Related Emissions before CCS | hydrogen if | agriculture and forestry 01T03 | NOx |  | 0 | 0 | 0 | 0 | 0 | 0 | 0 | 0 | 0 | 0 | 0 | 0 | 0 | 0 | 0 | 0 | 0 | 0 | 0 | 0 | 0 | 0 | 0 | 0 | 0 | 0 | 0 | 0 | 0 | 0 | 0
Industrial Sector Energy Related Emissions before CCS[hydrogen if,agriculture and forestry 01T03,PM10] | Industrial Sector Energy Related Emissions before CCS | hydrogen if | agriculture and forestry 01T03 | PM10 |  | 0 | 0 | 0 | 0 | 0 | 0 | 0 | 0 | 0 | 0 | 0 | 0 | 0 | 0 | 0 | 0 | 0 | 0 | 0 | 0 | 0 | 0 | 0 | 0 | 0 | 0 | 0 | 0 | 0 | 0 | 0
Industrial Sector Energy Related Emissions before CCS[hydrogen if,agriculture and forestry 01T03,PM25] | Industrial Sector Energy Related Emissions before CCS | hydrogen if | agriculture and forestry 01T03 | PM25 |  | 0 | 0 | 0 | 0 | 0 | 0 | 0 | 0 | 0 | 0 | 0 | 0 | 0 | 0 | 0 | 0 | 0 | 0 | 0 | 0 | 0 | 0 | 0 | 0 | 0 | 0 | 0 | 0 | 0 | 0 | 0
Industrial Sector Energy Related Emissions before CCS[hydrogen if,agriculture and forestry 01T03,SOx] | Industrial Sector Energy Related Emissions before CCS | hydrogen if | agriculture and forestry 01T03 | SOx |  | 0 | 0 | 0 | 0 | 0 | 0 | 0 | 0 | 0 | 0 | 0 | 0 | 0 | 0 | 0 | 0 | 0 | 0 | 0 | 0 | 0 | 0 | 0 | 0 | 0 | 0 | 0 | 0 | 0 | 0 | 0
Industrial Sector Energy Related Emissions before CCS[hydrogen if,agriculture and forestry 01T03,BC] | Industrial Sector Energy Related Emissions before CCS | hydrogen if | agriculture and forestry 01T03 | BC |  | 0 | 0 | 0 | 0 | 0 | 0 | 0 | 0 | 0 | 0 | 0 | 0 | 0 | 0 | 0 | 0 | 0 | 0 | 0 | 0 | 0 | 0 | 0 | 0 | 0 | 0 | 0 | 0 | 0 | 0 | 0
Industrial Sector Energy Related Emissions before CCS[hydrogen if,agriculture and forestry 01T03,OC] | Industrial Sector Energy Related Emissions before CCS | hydrogen if | agriculture and forestry 01T03 | OC |  | 0 | 0 | 0 | 0 | 0 | 0 | 0 | 0 | 0 | 0 | 0 | 0 | 0 | 0 | 0 | 0 | 0 | 0 | 0 | 0 | 0 | 0 | 0 | 0 | 0 | 0 | 0 | 0 | 0 | 0 | 0
Industrial Sector Energy Related Emissions before CCS[hydrogen if,agriculture and forestry 01T03,CH4] | Industrial Sector Energy Related Emissions before CCS | hydrogen if | agriculture and forestry 01T03 | CH4 |  | 0 | 0 | 0 | 0 | 0 | 0 | 0 | 0 | 0 | 0 | 0 | 0 | 0 | 0 | 0 | 0 | 0 | 0 | 0 | 0 | 0 | 0 | 0 | 0 | 0 | 0 | 0 | 0 | 0 | 0 | 0
Industrial Sector Energy Related Emissions before CCS[hydrogen if,agriculture and forestry 01T03,N2O] | Industrial Sector Energy Related Emissions before CCS | hydrogen if | agriculture and forestry 01T03 | N2O |  | 0 | 0 | 0 | 0 | 0 | 0 | 0 | 0 | 0 | 0 | 0 | 0 | 0 | 0 | 0 | 0 | 0 | 0 | 0 | 0 | 0 | 0 | 0 | 0 | 0 | 0 | 0 | 0 | 0 | 0 | 0
Industrial Sector Energy Related Emissions before CCS[hydrogen if,agriculture and forestry 01T03,F gases] | Industrial Sector Energy Related Emissions before CCS | hydrogen if | agriculture and forestry 01T03 | F gases |  | 0 | 0 | 0 | 0 | 0 | 0 | 0 | 0 | 0 | 0 | 0 | 0 | 0 | 0 | 0 | 0 | 0 | 0 | 0 | 0 | 0 | 0 | 0 | 0 | 0 | 0 | 0 | 0 | 0 | 0 | 0
Industrial Sector Energy Related Emissions before CCS[hydrogen if,coal mining 05,CO2] | Industrial Sector Energy Related Emissions before CCS | hydrogen if | coal mining 05 | CO2 |  | 0 | 0 | 0 | 0 | 0 | 0 | 0 | 0 | 0 | 0 | 0 | 0 | 0 | 0 | 0 | 0 | 0 | 0 | 0 | 0 | 0 | 0 | 0 | 0 | 0 | 0 | 0 | 0 | 0 | 0 | 0
Industrial Sector Energy Related Emissions before CCS[hydrogen if,coal mining 05,VOC] | Industrial Sector Energy Related Emissions before CCS | hydrogen if | coal mining 05 | VOC |  | 0 | 0 | 0 | 0 | 0 | 0 | 0 | 0 | 0 | 0 | 0 | 0 | 0 | 0 | 0 | 0 | 0 | 0 | 0 | 0 | 0 | 0 | 0 | 0 | 0 | 0 | 0 | 0 | 0 | 0 | 0
Industrial Sector Energy Related Emissions before CCS[hydrogen if,coal mining 05,CO] | Industrial Sector Energy Related Emissions before CCS | hydrogen if | coal mining 05 | CO |  | 0 | 0 | 0 | 0 | 0 | 0 | 0 | 0 | 0 | 0 | 0 | 0 | 0 | 0 | 0 | 0 | 0 | 0 | 0 | 0 | 0 | 0 | 0 | 0 | 0 | 0 | 0 | 0 | 0 | 0 | 0
Industrial Sector Energy Related Emissions before CCS[hydrogen if,coal mining 05,NOx] | Industrial Sector Energy Related Emissions before CCS | hydrogen if | coal mining 05 | NOx |  | 0 | 0 | 0 | 0 | 0 | 0 | 0 | 0 | 0 | 0 | 0 | 0 | 0 | 0 | 0 | 0 | 0 | 0 | 0 | 0 | 0 | 0 | 0 | 0 | 0 | 0 | 0 | 0 | 0 | 0 | 0
Industrial Sector Energy Related Emissions before CCS[hydrogen if,coal mining 05,PM10] | Industrial Sector Energy Related Emissions before CCS | hydrogen if | coal mining 05 | PM10 |  | 0 | 0 | 0 | 0 | 0 | 0 | 0 | 0 | 0 | 0 | 0 | 0 | 0 | 0 | 0 | 0 | 0 | 0 | 0 | 0 | 0 | 0 | 0 | 0 | 0 | 0 | 0 | 0 | 0 | 0 | 0
Industrial Sector Energy Related Emissions before CCS[hydrogen if,coal mining 05,PM25] | Industrial Sector Energy Related Emissions before CCS | hydrogen if | coal mining 05 | PM25 |  | 0 | 0 | 0 | 0 | 0 | 0 | 0 | 0 | 0 | 0 | 0 | 0 | 0 | 0 | 0 | 0 | 0 | 0 | 0 | 0 | 0 | 0 | 0 | 0 | 0 | 0 | 0 | 0 | 0 | 0 | 0
Industrial Sector Energy Related Emissions before CCS[hydrogen if,coal mining 05,SOx] | Industrial Sector Energy Related Emissions before CCS | hydrogen if | coal mining 05 | SOx |  | 0 | 0 | 0 | 0 | 0 | 0 | 0 | 0 | 0 | 0 | 0 | 0 | 0 | 0 | 0 | 0 | 0 | 0 | 0 | 0 | 0 | 0 | 0 | 0 | 0 | 0 | 0 | 0 | 0 | 0 | 0
Industrial Sector Energy Related Emissions before CCS[hydrogen if,coal mining 05,BC] | Industrial Sector Energy Related Emissions before CCS | hydrogen if | coal mining 05 | BC |  | 0 | 0 | 0 | 0 | 0 | 0 | 0 | 0 | 0 | 0 | 0 | 0 | 0 | 0 | 0 | 0 | 0 | 0 | 0 | 0 | 0 | 0 | 0 | 0 | 0 | 0 | 0 | 0 | 0 | 0 | 0
Industrial Sector Energy Related Emissions before CCS[hydrogen if,coal mining 05,OC] | Industrial Sector Energy Related Emissions before CCS | hydrogen if | coal mining 05 | OC |  | 0 | 0 | 0 | 0 | 0 | 0 | 0 | 0 | 0 | 0 | 0 | 0 | 0 | 0 | 0 | 0 | 0 | 0 | 0 | 0 | 0 | 0 | 0 | 0 | 0 | 0 | 0 | 0 | 0 | 0 | 0
Industrial Sector Energy Related Emissions before CCS[hydrogen if,coal mining 05,CH4] | Industrial Sector Energy Related Emissions before CCS | hydrogen if | coal mining 05 | CH4 |  | 0 | 0 | 0 | 0 | 0 | 0 | 0 | 0 | 0 | 0 | 0 | 0 | 0 | 0 | 0 | 0 | 0 | 0 | 0 | 0 | 0 | 0 | 0 | 0 | 0 | 0 | 0 | 0 | 0 | 0 | 0
Industrial Sector Energy Related Emissions before CCS[hydrogen if,coal mining 05,N2O] | Industrial Sector Energy Related Emissions before CCS | hydrogen if | coal mining 05 | N2O |  | 0 | 0 | 0 | 0 | 0 | 0 | 0 | 0 | 0 | 0 | 0 | 0 | 0 | 0 | 0 | 0 | 0 | 0 | 0 | 0 | 0 | 0 | 0 | 0 | 0 | 0 | 0 | 0 | 0 | 0 | 0
Industrial Sector Energy Related Emissions before CCS[hydrogen if,coal mining 05,F gases] | Industrial Sector Energy Related Emissions before CCS | hydrogen if | coal mining 05 | F gases |  | 0 | 0 | 0 | 0 | 0 | 0 | 0 | 0 | 0 | 0 | 0 | 0 | 0 | 0 | 0 | 0 | 0 | 0 | 0 | 0 | 0 | 0 | 0 | 0 | 0 | 0 | 0 | 0 | 0 | 0 | 0
Industrial Sector Energy Related Emissions before CCS[hydrogen if,oil and gas extraction 06,CO2] | Industrial Sector Energy Related Emissions before CCS | hydrogen if | oil and gas extraction 06 | CO2 |  | 0 | 0 | 0 | 0 | 0 | 0 | 0 | 0 | 0 | 0 | 0 | 0 | 0 | 0 | 0 | 0 | 0 | 0 | 0 | 0 | 0 | 0 | 0 | 0 | 0 | 0 | 0 | 0 | 0 | 0 | 0
Industrial Sector Energy Related Emissions before CCS[hydrogen if,oil and gas extraction 06,VOC] | Industrial Sector Energy Related Emissions before CCS | hydrogen if | oil and gas extraction 06 | VOC |  | 0 | 0 | 0 | 0 | 0 | 0 | 0 | 0 | 0 | 0 | 0 | 0 | 0 | 0 | 0 | 0 | 0 | 0 | 0 | 0 | 0 | 0 | 0 | 0 | 0 | 0 | 0 | 0 | 0 | 0 | 0
Industrial Sector Energy Related Emissions before CCS[hydrogen if,oil and gas extraction 06,CO] | Industrial Sector Energy Related Emissions before CCS | hydrogen if | oil and gas extraction 06 | CO |  | 0 | 0 | 0 | 0 | 0 | 0 | 0 | 0 | 0 | 0 | 0 | 0 | 0 | 0 | 0 | 0 | 0 | 0 | 0 | 0 | 0 | 0 | 0 | 0 | 0 | 0 | 0 | 0 | 0 | 0 | 0
Industrial Sector Energy Related Emissions before CCS[hydrogen if,oil and gas extraction 06,NOx] | Industrial Sector Energy Related Emissions before CCS | hydrogen if | oil and gas extraction 06 | NOx |  | 0 | 0 | 0 | 0 | 0 | 0 | 0 | 0 | 0 | 0 | 0 | 0 | 0 | 0 | 0 | 0 | 0 | 0 | 0 | 0 | 0 | 0 | 0 | 0 | 0 | 0 | 0 | 0 | 0 | 0 | 0
Industrial Sector Energy Related Emissions before CCS[hydrogen if,oil and gas extraction 06,PM10] | Industrial Sector Energy Related Emissions before CCS | hydrogen if | oil and gas extraction 06 | PM10 |  | 0 | 0 | 0 | 0 | 0 | 0 | 0 | 0 | 0 | 0 | 0 | 0 | 0 | 0 | 0 | 0 | 0 | 0 | 0 | 0 | 0 | 0 | 0 | 0 | 0 | 0 | 0 | 0 | 0 | 0 | 0
Industrial Sector Energy Related Emissions before CCS[hydrogen if,oil and gas extraction 06,PM25] | Industrial Sector Energy Related Emissions before CCS | hydrogen if | oil and gas extraction 06 | PM25 |  | 0 | 0 | 0 | 0 | 0 | 0 | 0 | 0 | 0 | 0 | 0 | 0 | 0 | 0 | 0 | 0 | 0 | 0 | 0 | 0 | 0 | 0 | 0 | 0 | 0 | 0 | 0 | 0 | 0 | 0 | 0
Industrial Sector Energy Related Emissions before CCS[hydrogen if,oil and gas extraction 06,SOx] | Industrial Sector Energy Related Emissions before CCS | hydrogen if | oil and gas extraction 06 | SOx |  | 0 | 0 | 0 | 0 | 0 | 0 | 0 | 0 | 0 | 0 | 0 | 0 | 0 | 0 | 0 | 0 | 0 | 0 | 0 | 0 | 0 | 0 | 0 | 0 | 0 | 0 | 0 | 0 | 0 | 0 | 0
Industrial Sector Energy Related Emissions before CCS[hydrogen if,oil and gas extraction 06,BC] | Industrial Sector Energy Related Emissions before CCS | hydrogen if | oil and gas extraction 06 | BC |  | 0 | 0 | 0 | 0 | 0 | 0 | 0 | 0 | 0 | 0 | 0 | 0 | 0 | 0 | 0 | 0 | 0 | 0 | 0 | 0 | 0 | 0 | 0 | 0 | 0 | 0 | 0 | 0 | 0 | 0 | 0
Industrial Sector Energy Related Emissions before CCS[hydrogen if,oil and gas extraction 06,OC] | Industrial Sector Energy Related Emissions before CCS | hydrogen if | oil and gas extraction 06 | OC |  | 0 | 0 | 0 | 0 | 0 | 0 | 0 | 0 | 0 | 0 | 0 | 0 | 0 | 0 | 0 | 0 | 0 | 0 | 0 | 0 | 0 | 0 | 0 | 0 | 0 | 0 | 0 | 0 | 0 | 0 | 0
Industrial Sector Energy Related Emissions before CCS[hydrogen if,oil and gas extraction 06,CH4] | Industrial Sector Energy Related Emissions before CCS | hydrogen if | oil and gas extraction 06 | CH4 |  | 0 | 0 | 0 | 0 | 0 | 0 | 0 | 0 | 0 | 0 | 0 | 0 | 0 | 0 | 0 | 0 | 0 | 0 | 0 | 0 | 0 | 0 | 0 | 0 | 0 | 0 | 0 | 0 | 0 | 0 | 0
Industrial Sector Energy Related Emissions before CCS[hydrogen if,oil and gas extraction 06,N2O] | Industrial Sector Energy Related Emissions before CCS | hydrogen if | oil and gas extraction 06 | N2O |  | 0 | 0 | 0 | 0 | 0 | 0 | 0 | 0 | 0 | 0 | 0 | 0 | 0 | 0 | 0 | 0 | 0 | 0 | 0 | 0 | 0 | 0 | 0 | 0 | 0 | 0 | 0 | 0 | 0 | 0 | 0
Industrial Sector Energy Related Emissions before CCS[hydrogen if,oil and gas extraction 06,F gases] | Industrial Sector Energy Related Emissions before CCS | hydrogen if | oil and gas extraction 06 | F gases |  | 0 | 0 | 0 | 0 | 0 | 0 | 0 | 0 | 0 | 0 | 0 | 0 | 0 | 0 | 0 | 0 | 0 | 0 | 0 | 0 | 0 | 0 | 0 | 0 | 0 | 0 | 0 | 0 | 0 | 0 | 0
Industrial Sector Energy Related Emissions before CCS[hydrogen if,other mining and quarrying 07T08,CO2] | Industrial Sector Energy Related Emissions before CCS | hydrogen if | other mining and quarrying 07T08 | CO2 |  | 0 | 0 | 0 | 0 | 0 | 0 | 0 | 0 | 0 | 0 | 0 | 0 | 0 | 0 | 0 | 0 | 0 | 0 | 0 | 0 | 0 | 0 | 0 | 0 | 0 | 0 | 0 | 0 | 0 | 0 | 0
Industrial Sector Energy Related Emissions before CCS[hydrogen if,other mining and quarrying 07T08,VOC] | Industrial Sector Energy Related Emissions before CCS | hydrogen if | other mining and quarrying 07T08 | VOC |  | 0 | 0 | 0 | 0 | 0 | 0 | 0 | 0 | 0 | 0 | 0 | 0 | 0 | 0 | 0 | 0 | 0 | 0 | 0 | 0 | 0 | 0 | 0 | 0 | 0 | 0 | 0 | 0 | 0 | 0 | 0
Industrial Sector Energy Related Emissions before CCS[hydrogen if,other mining and quarrying 07T08,CO] | Industrial Sector Energy Related Emissions before CCS | hydrogen if | other mining and quarrying 07T08 | CO |  | 0 | 0 | 0 | 0 | 0 | 0 | 0 | 0 | 0 | 0 | 0 | 0 | 0 | 0 | 0 | 0 | 0 | 0 | 0 | 0 | 0 | 0 | 0 | 0 | 0 | 0 | 0 | 0 | 0 | 0 | 0
Industrial Sector Energy Related Emissions before CCS[hydrogen if,other mining and quarrying 07T08,NOx] | Industrial Sector Energy Related Emissions before CCS | hydrogen if | other mining and quarrying 07T08 | NOx |  | 0 | 0 | 0 | 0 | 0 | 0 | 0 | 0 | 0 | 0 | 0 | 0 | 0 | 0 | 0 | 0 | 0 | 0 | 0 | 0 | 0 | 0 | 0 | 0 | 0 | 0 | 0 | 0 | 0 | 0 | 0
Industrial Sector Energy Related Emissions before CCS[hydrogen if,other mining and quarrying 07T08,PM10] | Industrial Sector Energy Related Emissions before CCS | hydrogen if | other mining and quarrying 07T08 | PM10 |  | 0 | 0 | 0 | 0 | 0 | 0 | 0 | 0 | 0 | 0 | 0 | 0 | 0 | 0 | 0 | 0 | 0 | 0 | 0 | 0 | 0 | 0 | 0 | 0 | 0 | 0 | 0 | 0 | 0 | 0 | 0
Industrial Sector Energy Related Emissions before CCS[hydrogen if,other mining and quarrying 07T08,PM25] | Industrial Sector Energy Related Emissions before CCS | hydrogen if | other mining and quarrying 07T08 | PM25 |  | 0 | 0 | 0 | 0 | 0 | 0 | 0 | 0 | 0 | 0 | 0 | 0 | 0 | 0 | 0 | 0 | 0 | 0 | 0 | 0 | 0 | 0 | 0 | 0 | 0 | 0 | 0 | 0 | 0 | 0 | 0
Industrial Sector Energy Related Emissions before CCS[hydrogen if,other mining and quarrying 07T08,SOx] | Industrial Sector Energy Related Emissions before CCS | hydrogen if | other mining and quarrying 07T08 | SOx |  | 0 | 0 | 0 | 0 | 0 | 0 | 0 | 0 | 0 | 0 | 0 | 0 | 0 | 0 | 0 | 0 | 0 | 0 | 0 | 0 | 0 | 0 | 0 | 0 | 0 | 0 | 0 | 0 | 0 | 0 | 0
Industrial Sector Energy Related Emissions before CCS[hydrogen if,other mining and quarrying 07T08,BC] | Industrial Sector Energy Related Emissions before CCS | hydrogen if | other mining and quarrying 07T08 | BC |  | 0 | 0 | 0 | 0 | 0 | 0 | 0 | 0 | 0 | 0 | 0 | 0 | 0 | 0 | 0 | 0 | 0 | 0 | 0 | 0 | 0 | 0 | 0 | 0 | 0 | 0 | 0 | 0 | 0 | 0 | 0
Industrial Sector Energy Related Emissions before CCS[hydrogen if,other mining and quarrying 07T08,OC] | Industrial Sector Energy Related Emissions before CCS | hydrogen if | other mining and quarrying 07T08 | OC |  | 0 | 0 | 0 | 0 | 0 | 0 | 0 | 0 | 0 | 0 | 0 | 0 | 0 | 0 | 0 | 0 | 0 | 0 | 0 | 0 | 0 | 0 | 0 | 0 | 0 | 0 | 0 | 0 | 0 | 0 | 0
Industrial Sector Energy Related Emissions before CCS[hydrogen if,other mining and quarrying 07T08,CH4] | Industrial Sector Energy Related Emissions before CCS | hydrogen if | other mining and quarrying 07T08 | CH4 |  | 0 | 0 | 0 | 0 | 0 | 0 | 0 | 0 | 0 | 0 | 0 | 0 | 0 | 0 | 0 | 0 | 0 | 0 | 0 | 0 | 0 | 0 | 0 | 0 | 0 | 0 | 0 | 0 | 0 | 0 | 0
Industrial Sector Energy Related Emissions before CCS[hydrogen if,other mining and quarrying 07T08,N2O] | Industrial Sector Energy Related Emissions before CCS | hydrogen if | other mining and quarrying 07T08 | N2O |  | 0 | 0 | 0 | 0 | 0 | 0 | 0 | 0 | 0 | 0 | 0 | 0 | 0 | 0 | 0 | 0 | 0 | 0 | 0 | 0 | 0 | 0 | 0 | 0 | 0 | 0 | 0 | 0 | 0 | 0 | 0
Industrial Sector Energy Related Emissions before CCS[hydrogen if,other mining and quarrying 07T08,F gases] | Industrial Sector Energy Related Emissions before CCS | hydrogen if | other mining and quarrying 07T08 | F gases |  | 0 | 0 | 0 | 0 | 0 | 0 | 0 | 0 | 0 | 0 | 0 | 0 | 0 | 0 | 0 | 0 | 0 | 0 | 0 | 0 | 0 | 0 | 0 | 0 | 0 | 0 | 0 | 0 | 0 | 0 | 0
Industrial Sector Energy Related Emissions before CCS[hydrogen if,food beverage and tobacco 10T12,CO2] | Industrial Sector Energy Related Emissions before CCS | hydrogen if | food beverage and tobacco 10T12 | CO2 |  | 0 | 0 | 0 | 0 | 0 | 0 | 0 | 0 | 0 | 0 | 0 | 0 | 0 | 0 | 0 | 0 | 0 | 0 | 0 | 0 | 0 | 0 | 0 | 0 | 0 | 0 | 0 | 0 | 0 | 0 | 0
Industrial Sector Energy Related Emissions before CCS[hydrogen if,food beverage and tobacco 10T12,VOC] | Industrial Sector Energy Related Emissions before CCS | hydrogen if | food beverage and tobacco 10T12 | VOC |  | 0 | 0 | 0 | 0 | 0 | 0 | 0 | 0 | 0 | 0 | 0 | 0 | 0 | 0 | 0 | 0 | 0 | 0 | 0 | 0 | 0 | 0 | 0 | 0 | 0 | 0 | 0 | 0 | 0 | 0 | 0
Industrial Sector Energy Related Emissions before CCS[hydrogen if,food beverage and tobacco 10T12,CO] | Industrial Sector Energy Related Emissions before CCS | hydrogen if | food beverage and tobacco 10T12 | CO |  | 0 | 0 | 0 | 0 | 0 | 0 | 0 | 0 | 0 | 0 | 0 | 0 | 0 | 0 | 0 | 0 | 0 | 0 | 0 | 0 | 0 | 0 | 0 | 0 | 0 | 0 | 0 | 0 | 0 | 0 | 0
Industrial Sector Energy Related Emissions before CCS[hydrogen if,food beverage and tobacco 10T12,NOx] | Industrial Sector Energy Related Emissions before CCS | hydrogen if | food beverage and tobacco 10T12 | NOx |  | 0 | 0 | 0 | 0 | 0 | 0 | 0 | 0 | 0 | 0 | 0 | 0 | 0 | 0 | 0 | 0 | 0 | 0 | 0 | 0 | 0 | 0 | 0 | 0 | 0 | 0 | 0 | 0 | 0 | 0 | 0
Industrial Sector Energy Related Emissions before CCS[hydrogen if,food beverage and tobacco 10T12,PM10] | Industrial Sector Energy Related Emissions before CCS | hydrogen if | food beverage and tobacco 10T12 | PM10 |  | 0 | 0 | 0 | 0 | 0 | 0 | 0 | 0 | 0 | 0 | 0 | 0 | 0 | 0 | 0 | 0 | 0 | 0 | 0 | 0 | 0 | 0 | 0 | 0 | 0 | 0 | 0 | 0 | 0 | 0 | 0
Industrial Sector Energy Related Emissions before CCS[hydrogen if,food beverage and tobacco 10T12,PM25] | Industrial Sector Energy Related Emissions before CCS | hydrogen if | food beverage and tobacco 10T12 | PM25 |  | 0 | 0 | 0 | 0 | 0 | 0 | 0 | 0 | 0 | 0 | 0 | 0 | 0 | 0 | 0 | 0 | 0 | 0 | 0 | 0 | 0 | 0 | 0 | 0 | 0 | 0 | 0 | 0 | 0 | 0 | 0
Industrial Sector Energy Related Emissions before CCS[hydrogen if,food beverage and tobacco 10T12,SOx] | Industrial Sector Energy Related Emissions before CCS | hydrogen if | food beverage and tobacco 10T12 | SOx |  | 0 | 0 | 0 | 0 | 0 | 0 | 0 | 0 | 0 | 0 | 0 | 0 | 0 | 0 | 0 | 0 | 0 | 0 | 0 | 0 | 0 | 0 | 0 | 0 | 0 | 0 | 0 | 0 | 0 | 0 | 0
Industrial Sector Energy Related Emissions before CCS[hydrogen if,food beverage and tobacco 10T12,BC] | Industrial Sector Energy Related Emissions before CCS | hydrogen if | food beverage and tobacco 10T12 | BC |  | 0 | 0 | 0 | 0 | 0 | 0 | 0 | 0 | 0 | 0 | 0 | 0 | 0 | 0 | 0 | 0 | 0 | 0 | 0 | 0 | 0 | 0 | 0 | 0 | 0 | 0 | 0 | 0 | 0 | 0 | 0
Industrial Sector Energy Related Emissions before CCS[hydrogen if,food beverage and tobacco 10T12,OC] | Industrial Sector Energy Related Emissions before CCS | hydrogen if | food beverage and tobacco 10T12 | OC |  | 0 | 0 | 0 | 0 | 0 | 0 | 0 | 0 | 0 | 0 | 0 | 0 | 0 | 0 | 0 | 0 | 0 | 0 | 0 | 0 | 0 | 0 | 0 | 0 | 0 | 0 | 0 | 0 | 0 | 0 | 0
Industrial Sector Energy Related Emissions before CCS[hydrogen if,food beverage and tobacco 10T12,CH4] | Industrial Sector Energy Related Emissions before CCS | hydrogen if | food beverage and tobacco 10T12 | CH4 |  | 0 | 0 | 0 | 0 | 0 | 0 | 0 | 0 | 0 | 0 | 0 | 0 | 0 | 0 | 0 | 0 | 0 | 0 | 0 | 0 | 0 | 0 | 0 | 0 | 0 | 0 | 0 | 0 | 0 | 0 | 0
Industrial Sector Energy Related Emissions before CCS[hydrogen if,food beverage and tobacco 10T12,N2O] | Industrial Sector Energy Related Emissions before CCS | hydrogen if | food beverage and tobacco 10T12 | N2O |  | 0 | 0 | 0 | 0 | 0 | 0 | 0 | 0 | 0 | 0 | 0 | 0 | 0 | 0 | 0 | 0 | 0 | 0 | 0 | 0 | 0 | 0 | 0 | 0 | 0 | 0 | 0 | 0 | 0 | 0 | 0
Industrial Sector Energy Related Emissions before CCS[hydrogen if,food beverage and tobacco 10T12,F gases] | Industrial Sector Energy Related Emissions before CCS | hydrogen if | food beverage and tobacco 10T12 | F gases |  | 0 | 0 | 0 | 0 | 0 | 0 | 0 | 0 | 0 | 0 | 0 | 0 | 0 | 0 | 0 | 0 | 0 | 0 | 0 | 0 | 0 | 0 | 0 | 0 | 0 | 0 | 0 | 0 | 0 | 0 | 0
Industrial Sector Energy Related Emissions before CCS[hydrogen if,textiles apparel and leather 13T15,CO2] | Industrial Sector Energy Related Emissions before CCS | hydrogen if | textiles apparel and leather 13T15 | CO2 |  | 0 | 0 | 0 | 0 | 0 | 0 | 0 | 0 | 0 | 0 | 0 | 0 | 0 | 0 | 0 | 0 | 0 | 0 | 0 | 0 | 0 | 0 | 0 | 0 | 0 | 0 | 0 | 0 | 0 | 0 | 0
Industrial Sector Energy Related Emissions before CCS[hydrogen if,textiles apparel and leather 13T15,VOC] | Industrial Sector Energy Related Emissions before CCS | hydrogen if | textiles apparel and leather 13T15 | VOC |  | 0 | 0 | 0 | 0 | 0 | 0 | 0 | 0 | 0 | 0 | 0 | 0 | 0 | 0 | 0 | 0 | 0 | 0 | 0 | 0 | 0 | 0 | 0 | 0 | 0 | 0 | 0 | 0 | 0 | 0 | 0
Industrial Sector Energy Related Emissions before CCS[hydrogen if,textiles apparel and leather 13T15,CO] | Industrial Sector Energy Related Emissions before CCS | hydrogen if | textiles apparel and leather 13T15 | CO |  | 0 | 0 | 0 | 0 | 0 | 0 | 0 | 0 | 0 | 0 | 0 | 0 | 0 | 0 | 0 | 0 | 0 | 0 | 0 | 0 | 0 | 0 | 0 | 0 | 0 | 0 | 0 | 0 | 0 | 0 | 0
Industrial Sector Energy Related Emissions before CCS[hydrogen if,textiles apparel and leather 13T15,NOx] | Industrial Sector Energy Related Emissions before CCS | hydrogen if | textiles apparel and leather 13T15 | NOx |  | 0 | 0 | 0 | 0 | 0 | 0 | 0 | 0 | 0 | 0 | 0 | 0 | 0 | 0 | 0 | 0 | 0 | 0 | 0 | 0 | 0 | 0 | 0 | 0 | 0 | 0 | 0 | 0 | 0 | 0 | 0
Industrial Sector Energy Related Emissions before CCS[hydrogen if,textiles apparel and leather 13T15,PM10] | Industrial Sector Energy Related Emissions before CCS | hydrogen if | textiles apparel and leather 13T15 | PM10 |  | 0 | 0 | 0 | 0 | 0 | 0 | 0 | 0 | 0 | 0 | 0 | 0 | 0 | 0 | 0 | 0 | 0 | 0 | 0 | 0 | 0 | 0 | 0 | 0 | 0 | 0 | 0 | 0 | 0 | 0 | 0
Industrial Sector Energy Related Emissions before CCS[hydrogen if,textiles apparel and leather 13T15,PM25] | Industrial Sector Energy Related Emissions before CCS | hydrogen if | textiles apparel and leather 13T15 | PM25 |  | 0 | 0 | 0 | 0 | 0 | 0 | 0 | 0 | 0 | 0 | 0 | 0 | 0 | 0 | 0 | 0 | 0 | 0 | 0 | 0 | 0 | 0 | 0 | 0 | 0 | 0 | 0 | 0 | 0 | 0 | 0
Industrial Sector Energy Related Emissions before CCS[hydrogen if,textiles apparel and leather 13T15,SOx] | Industrial Sector Energy Related Emissions before CCS | hydrogen if | textiles apparel and leather 13T15 | SOx |  | 0 | 0 | 0 | 0 | 0 | 0 | 0 | 0 | 0 | 0 | 0 | 0 | 0 | 0 | 0 | 0 | 0 | 0 | 0 | 0 | 0 | 0 | 0 | 0 | 0 | 0 | 0 | 0 | 0 | 0 | 0
Industrial Sector Energy Related Emissions before CCS[hydrogen if,textiles apparel and leather 13T15,BC] | Industrial Sector Energy Related Emissions before CCS | hydrogen if | textiles apparel and leather 13T15 | BC |  | 0 | 0 | 0 | 0 | 0 | 0 | 0 | 0 | 0 | 0 | 0 | 0 | 0 | 0 | 0 | 0 | 0 | 0 | 0 | 0 | 0 | 0 | 0 | 0 | 0 | 0 | 0 | 0 | 0 | 0 | 0
Industrial Sector Energy Related Emissions before CCS[hydrogen if,textiles apparel and leather 13T15,OC] | Industrial Sector Energy Related Emissions before CCS | hydrogen if | textiles apparel and leather 13T15 | OC |  | 0 | 0 | 0 | 0 | 0 | 0 | 0 | 0 | 0 | 0 | 0 | 0 | 0 | 0 | 0 | 0 | 0 | 0 | 0 | 0 | 0 | 0 | 0 | 0 | 0 | 0 | 0 | 0 | 0 | 0 | 0
Industrial Sector Energy Related Emissions before CCS[hydrogen if,textiles apparel and leather 13T15,CH4] | Industrial Sector Energy Related Emissions before CCS | hydrogen if | textiles apparel and leather 13T15 | CH4 |  | 0 | 0 | 0 | 0 | 0 | 0 | 0 | 0 | 0 | 0 | 0 | 0 | 0 | 0 | 0 | 0 | 0 | 0 | 0 | 0 | 0 | 0 | 0 | 0 | 0 | 0 | 0 | 0 | 0 | 0 | 0
Industrial Sector Energy Related Emissions before CCS[hydrogen if,textiles apparel and leather 13T15,N2O] | Industrial Sector Energy Related Emissions before CCS | hydrogen if | textiles apparel and leather 13T15 | N2O |  | 0 | 0 | 0 | 0 | 0 | 0 | 0 | 0 | 0 | 0 | 0 | 0 | 0 | 0 | 0 | 0 | 0 | 0 | 0 | 0 | 0 | 0 | 0 | 0 | 0 | 0 | 0 | 0 | 0 | 0 | 0
Industrial Sector Energy Related Emissions before CCS[hydrogen if,textiles apparel and leather 13T15,F gases] | Industrial Sector Energy Related Emissions before CCS | hydrogen if | textiles apparel and leather 13T15 | F gases |  | 0 | 0 | 0 | 0 | 0 | 0 | 0 | 0 | 0 | 0 | 0 | 0 | 0 | 0 | 0 | 0 | 0 | 0 | 0 | 0 | 0 | 0 | 0 | 0 | 0 | 0 | 0 | 0 | 0 | 0 | 0
Industrial Sector Energy Related Emissions before CCS[hydrogen if,wood products 16,CO2] | Industrial Sector Energy Related Emissions before CCS | hydrogen if | wood products 16 | CO2 |  | 0 | 0 | 0 | 0 | 0 | 0 | 0 | 0 | 0 | 0 | 0 | 0 | 0 | 0 | 0 | 0 | 0 | 0 | 0 | 0 | 0 | 0 | 0 | 0 | 0 | 0 | 0 | 0 | 0 | 0 | 0
Industrial Sector Energy Related Emissions before CCS[hydrogen if,wood products 16,VOC] | Industrial Sector Energy Related Emissions before CCS | hydrogen if | wood products 16 | VOC |  | 0 | 0 | 0 | 0 | 0 | 0 | 0 | 0 | 0 | 0 | 0 | 0 | 0 | 0 | 0 | 0 | 0 | 0 | 0 | 0 | 0 | 0 | 0 | 0 | 0 | 0 | 0 | 0 | 0 | 0 | 0
Industrial Sector Energy Related Emissions before CCS[hydrogen if,wood products 16,CO] | Industrial Sector Energy Related Emissions before CCS | hydrogen if | wood products 16 | CO |  | 0 | 0 | 0 | 0 | 0 | 0 | 0 | 0 | 0 | 0 | 0 | 0 | 0 | 0 | 0 | 0 | 0 | 0 | 0 | 0 | 0 | 0 | 0 | 0 | 0 | 0 | 0 | 0 | 0 | 0 | 0
Industrial Sector Energy Related Emissions before CCS[hydrogen if,wood products 16,NOx] | Industrial Sector Energy Related Emissions before CCS | hydrogen if | wood products 16 | NOx |  | 0 | 0 | 0 | 0 | 0 | 0 | 0 | 0 | 0 | 0 | 0 | 0 | 0 | 0 | 0 | 0 | 0 | 0 | 0 | 0 | 0 | 0 | 0 | 0 | 0 | 0 | 0 | 0 | 0 | 0 | 0
Industrial Sector Energy Related Emissions before CCS[hydrogen if,wood products 16,PM10] | Industrial Sector Energy Related Emissions before CCS | hydrogen if | wood products 16 | PM10 |  | 0 | 0 | 0 | 0 | 0 | 0 | 0 | 0 | 0 | 0 | 0 | 0 | 0 | 0 | 0 | 0 | 0 | 0 | 0 | 0 | 0 | 0 | 0 | 0 | 0 | 0 | 0 | 0 | 0 | 0 | 0
Industrial Sector Energy Related Emissions before CCS[hydrogen if,wood products 16,PM25] | Industrial Sector Energy Related Emissions before CCS | hydrogen if | wood products 16 | PM25 |  | 0 | 0 | 0 | 0 | 0 | 0 | 0 | 0 | 0 | 0 | 0 | 0 | 0 | 0 | 0 | 0 | 0 | 0 | 0 | 0 | 0 | 0 | 0 | 0 | 0 | 0 | 0 | 0 | 0 | 0 | 0
Industrial Sector Energy Related Emissions before CCS[hydrogen if,wood products 16,SOx] | Industrial Sector Energy Related Emissions before CCS | hydrogen if | wood products 16 | SOx |  | 0 | 0 | 0 | 0 | 0 | 0 | 0 | 0 | 0 | 0 | 0 | 0 | 0 | 0 | 0 | 0 | 0 | 0 | 0 | 0 | 0 | 0 | 0 | 0 | 0 | 0 | 0 | 0 | 0 | 0 | 0
Industrial Sector Energy Related Emissions before CCS[hydrogen if,wood products 16,BC] | Industrial Sector Energy Related Emissions before CCS | hydrogen if | wood products 16 | BC |  | 0 | 0 | 0 | 0 | 0 | 0 | 0 | 0 | 0 | 0 | 0 | 0 | 0 | 0 | 0 | 0 | 0 | 0 | 0 | 0 | 0 | 0 | 0 | 0 | 0 | 0 | 0 | 0 | 0 | 0 | 0
Industrial Sector Energy Related Emissions before CCS[hydrogen if,wood products 16,OC] | Industrial Sector Energy Related Emissions before CCS | hydrogen if | wood products 16 | OC |  | 0 | 0 | 0 | 0 | 0 | 0 | 0 | 0 | 0 | 0 | 0 | 0 | 0 | 0 | 0 | 0 | 0 | 0 | 0 | 0 | 0 | 0 | 0 | 0 | 0 | 0 | 0 | 0 | 0 | 0 | 0
Industrial Sector Energy Related Emissions before CCS[hydrogen if,wood products 16,CH4] | Industrial Sector Energy Related Emissions before CCS | hydrogen if | wood products 16 | CH4 |  | 0 | 0 | 0 | 0 | 0 | 0 | 0 | 0 | 0 | 0 | 0 | 0 | 0 | 0 | 0 | 0 | 0 | 0 | 0 | 0 | 0 | 0 | 0 | 0 | 0 | 0 | 0 | 0 | 0 | 0 | 0
Industrial Sector Energy Related Emissions before CCS[hydrogen if,wood products 16,N2O] | Industrial Sector Energy Related Emissions before CCS | hydrogen if | wood products 16 | N2O |  | 0 | 0 | 0 | 0 | 0 | 0 | 0 | 0 | 0 | 0 | 0 | 0 | 0 | 0 | 0 | 0 | 0 | 0 | 0 | 0 | 0 | 0 | 0 | 0 | 0 | 0 | 0 | 0 | 0 | 0 | 0
Industrial Sector Energy Related Emissions before CCS[hydrogen if,wood products 16,F gases] | Industrial Sector Energy Related Emissions before CCS | hydrogen if | wood products 16 | F gases |  | 0 | 0 | 0 | 0 | 0 | 0 | 0 | 0 | 0 | 0 | 0 | 0 | 0 | 0 | 0 | 0 | 0 | 0 | 0 | 0 | 0 | 0 | 0 | 0 | 0 | 0 | 0 | 0 | 0 | 0 | 0
Industrial Sector Energy Related Emissions before CCS[hydrogen if,pulp paper and printing 17T18,CO2] | Industrial Sector Energy Related Emissions before CCS | hydrogen if | pulp paper and printing 17T18 | CO2 |  | 0 | 0 | 0 | 0 | 0 | 0 | 0 | 0 | 0 | 0 | 0 | 0 | 0 | 0 | 0 | 0 | 0 | 0 | 0 | 0 | 0 | 0 | 0 | 0 | 0 | 0 | 0 | 0 | 0 | 0 | 0
Industrial Sector Energy Related Emissions before CCS[hydrogen if,pulp paper and printing 17T18,VOC] | Industrial Sector Energy Related Emissions before CCS | hydrogen if | pulp paper and printing 17T18 | VOC |  | 0 | 0 | 0 | 0 | 0 | 0 | 0 | 0 | 0 | 0 | 0 | 0 | 0 | 0 | 0 | 0 | 0 | 0 | 0 | 0 | 0 | 0 | 0 | 0 | 0 | 0 | 0 | 0 | 0 | 0 | 0
Industrial Sector Energy Related Emissions before CCS[hydrogen if,pulp paper and printing 17T18,CO] | Industrial Sector Energy Related Emissions before CCS | hydrogen if | pulp paper and printing 17T18 | CO |  | 0 | 0 | 0 | 0 | 0 | 0 | 0 | 0 | 0 | 0 | 0 | 0 | 0 | 0 | 0 | 0 | 0 | 0 | 0 | 0 | 0 | 0 | 0 | 0 | 0 | 0 | 0 | 0 | 0 | 0 | 0
Industrial Sector Energy Related Emissions before CCS[hydrogen if,pulp paper and printing 17T18,NOx] | Industrial Sector Energy Related Emissions before CCS | hydrogen if | pulp paper and printing 17T18 | NOx |  | 0 | 0 | 0 | 0 | 0 | 0 | 0 | 0 | 0 | 0 | 0 | 0 | 0 | 0 | 0 | 0 | 0 | 0 | 0 | 0 | 0 | 0 | 0 | 0 | 0 | 0 | 0 | 0 | 0 | 0 | 0
Industrial Sector Energy Related Emissions before CCS[hydrogen if,pulp paper and printing 17T18,PM10] | Industrial Sector Energy Related Emissions before CCS | hydrogen if | pulp paper and printing 17T18 | PM10 |  | 0 | 0 | 0 | 0 | 0 | 0 | 0 | 0 | 0 | 0 | 0 | 0 | 0 | 0 | 0 | 0 | 0 | 0 | 0 | 0 | 0 | 0 | 0 | 0 | 0 | 0 | 0 | 0 | 0 | 0 | 0
Industrial Sector Energy Related Emissions before CCS[hydrogen if,pulp paper and printing 17T18,PM25] | Industrial Sector Energy Related Emissions before CCS | hydrogen if | pulp paper and printing 17T18 | PM25 |  | 0 | 0 | 0 | 0 | 0 | 0 | 0 | 0 | 0 | 0 | 0 | 0 | 0 | 0 | 0 | 0 | 0 | 0 | 0 | 0 | 0 | 0 | 0 | 0 | 0 | 0 | 0 | 0 | 0 | 0 | 0
Industrial Sector Energy Related Emissions before CCS[hydrogen if,pulp paper and printing 17T18,SOx] | Industrial Sector Energy Related Emissions before CCS | hydrogen if | pulp paper and printing 17T18 | SOx |  | 0 | 0 | 0 | 0 | 0 | 0 | 0 | 0 | 0 | 0 | 0 | 0 | 0 | 0 | 0 | 0 | 0 | 0 | 0 | 0 | 0 | 0 | 0 | 0 | 0 | 0 | 0 | 0 | 0 | 0 | 0
Industrial Sector Energy Related Emissions before CCS[hydrogen if,pulp paper and printing 17T18,BC] | Industrial Sector Energy Related Emissions before CCS | hydrogen if | pulp paper and printing 17T18 | BC |  | 0 | 0 | 0 | 0 | 0 | 0 | 0 | 0 | 0 | 0 | 0 | 0 | 0 | 0 | 0 | 0 | 0 | 0 | 0 | 0 | 0 | 0 | 0 | 0 | 0 | 0 | 0 | 0 | 0 | 0 | 0
Industrial Sector Energy Related Emissions before CCS[hydrogen if,pulp paper and printing 17T18,OC] | Industrial Sector Energy Related Emissions before CCS | hydrogen if | pulp paper and printing 17T18 | OC |  | 0 | 0 | 0 | 0 | 0 | 0 | 0 | 0 | 0 | 0 | 0 | 0 | 0 | 0 | 0 | 0 | 0 | 0 | 0 | 0 | 0 | 0 | 0 | 0 | 0 | 0 | 0 | 0 | 0 | 0 | 0
Industrial Sector Energy Related Emissions before CCS[hydrogen if,pulp paper and printing 17T18,CH4] | Industrial Sector Energy Related Emissions before CCS | hydrogen if | pulp paper and printing 17T18 | CH4 |  | 0 | 0 | 0 | 0 | 0 | 0 | 0 | 0 | 0 | 0 | 0 | 0 | 0 | 0 | 0 | 0 | 0 | 0 | 0 | 0 | 0 | 0 | 0 | 0 | 0 | 0 | 0 | 0 | 0 | 0 | 0
Industrial Sector Energy Related Emissions before CCS[hydrogen if,pulp paper and printing 17T18,N2O] | Industrial Sector Energy Related Emissions before CCS | hydrogen if | pulp paper and printing 17T18 | N2O |  | 0 | 0 | 0 | 0 | 0 | 0 | 0 | 0 | 0 | 0 | 0 | 0 | 0 | 0 | 0 | 0 | 0 | 0 | 0 | 0 | 0 | 0 | 0 | 0 | 0 | 0 | 0 | 0 | 0 | 0 | 0
Industrial Sector Energy Related Emissions before CCS[hydrogen if,pulp paper and printing 17T18,F gases] | Industrial Sector Energy Related Emissions before CCS | hydrogen if | pulp paper and printing 17T18 | F gases |  | 0 | 0 | 0 | 0 | 0 | 0 | 0 | 0 | 0 | 0 | 0 | 0 | 0 | 0 | 0 | 0 | 0 | 0 | 0 | 0 | 0 | 0 | 0 | 0 | 0 | 0 | 0 | 0 | 0 | 0 | 0
Industrial Sector Energy Related Emissions before CCS[hydrogen if,refined petroleum and coke 19,CO2] | Industrial Sector Energy Related Emissions before CCS | hydrogen if | refined petroleum and coke 19 | CO2 |  | 0 | 0 | 0 | 0 | 0 | 0 | 0 | 0 | 0 | 0 | 0 | 0 | 0 | 0 | 0 | 0 | 0 | 0 | 0 | 0 | 0 | 0 | 0 | 0 | 0 | 0 | 0 | 0 | 0 | 0 | 0
Industrial Sector Energy Related Emissions before CCS[hydrogen if,refined petroleum and coke 19,VOC] | Industrial Sector Energy Related Emissions before CCS | hydrogen if | refined petroleum and coke 19 | VOC |  | 0 | 0 | 0 | 0 | 0 | 0 | 0 | 0 | 0 | 0 | 0 | 0 | 0 | 0 | 0 | 0 | 0 | 0 | 0 | 0 | 0 | 0 | 0 | 0 | 0 | 0 | 0 | 0 | 0 | 0 | 0
Industrial Sector Energy Related Emissions before CCS[hydrogen if,refined petroleum and coke 19,CO] | Industrial Sector Energy Related Emissions before CCS | hydrogen if | refined petroleum and coke 19 | CO |  | 0 | 0 | 0 | 0 | 0 | 0 | 0 | 0 | 0 | 0 | 0 | 0 | 0 | 0 | 0 | 0 | 0 | 0 | 0 | 0 | 0 | 0 | 0 | 0 | 0 | 0 | 0 | 0 | 0 | 0 | 0
Industrial Sector Energy Related Emissions before CCS[hydrogen if,refined petroleum and coke 19,NOx] | Industrial Sector Energy Related Emissions before CCS | hydrogen if | refined petroleum and coke 19 | NOx |  | 0 | 0 | 0 | 0 | 0 | 0 | 0 | 0 | 0 | 0 | 0 | 0 | 0 | 0 | 0 | 0 | 0 | 0 | 0 | 0 | 0 | 0 | 0 | 0 | 0 | 0 | 0 | 0 | 0 | 0 | 0
Industrial Sector Energy Related Emissions before CCS[hydrogen if,refined petroleum and coke 19,PM10] | Industrial Sector Energy Related Emissions before CCS | hydrogen if | refined petroleum and coke 19 | PM10 |  | 0 | 0 | 0 | 0 | 0 | 0 | 0 | 0 | 0 | 0 | 0 | 0 | 0 | 0 | 0 | 0 | 0 | 0 | 0 | 0 | 0 | 0 | 0 | 0 | 0 | 0 | 0 | 0 | 0 | 0 | 0
Industrial Sector Energy Related Emissions before CCS[hydrogen if,refined petroleum and coke 19,PM25] | Industrial Sector Energy Related Emissions before CCS | hydrogen if | refined petroleum and coke 19 | PM25 |  | 0 | 0 | 0 | 0 | 0 | 0 | 0 | 0 | 0 | 0 | 0 | 0 | 0 | 0 | 0 | 0 | 0 | 0 | 0 | 0 | 0 | 0 | 0 | 0 | 0 | 0 | 0 | 0 | 0 | 0 | 0
Industrial Sector Energy Related Emissions before CCS[hydrogen if,refined petroleum and coke 19,SOx] | Industrial Sector Energy Related Emissions before CCS | hydrogen if | refined petroleum and coke 19 | SOx |  | 0 | 0 | 0 | 0 | 0 | 0 | 0 | 0 | 0 | 0 | 0 | 0 | 0 | 0 | 0 | 0 | 0 | 0 | 0 | 0 | 0 | 0 | 0 | 0 | 0 | 0 | 0 | 0 | 0 | 0 | 0
Industrial Sector Energy Related Emissions before CCS[hydrogen if,refined petroleum and coke 19,BC] | Industrial Sector Energy Related Emissions before CCS | hydrogen if | refined petroleum and coke 19 | BC |  | 0 | 0 | 0 | 0 | 0 | 0 | 0 | 0 | 0 | 0 | 0 | 0 | 0 | 0 | 0 | 0 | 0 | 0 | 0 | 0 | 0 | 0 | 0 | 0 | 0 | 0 | 0 | 0 | 0 | 0 | 0
Industrial Sector Energy Related Emissions before CCS[hydrogen if,refined petroleum and coke 19,OC] | Industrial Sector Energy Related Emissions before CCS | hydrogen if | refined petroleum and coke 19 | OC |  | 0 | 0 | 0 | 0 | 0 | 0 | 0 | 0 | 0 | 0 | 0 | 0 | 0 | 0 | 0 | 0 | 0 | 0 | 0 | 0 | 0 | 0 | 0 | 0 | 0 | 0 | 0 | 0 | 0 | 0 | 0
Industrial Sector Energy Related Emissions before CCS[hydrogen if,refined petroleum and coke 19,CH4] | Industrial Sector Energy Related Emissions before CCS | hydrogen if | refined petroleum and coke 19 | CH4 |  | 0 | 0 | 0 | 0 | 0 | 0 | 0 | 0 | 0 | 0 | 0 | 0 | 0 | 0 | 0 | 0 | 0 | 0 | 0 | 0 | 0 | 0 | 0 | 0 | 0 | 0 | 0 | 0 | 0 | 0 | 0
Industrial Sector Energy Related Emissions before CCS[hydrogen if,refined petroleum and coke 19,N2O] | Industrial Sector Energy Related Emissions before CCS | hydrogen if | refined petroleum and coke 19 | N2O |  | 0 | 0 | 0 | 0 | 0 | 0 | 0 | 0 | 0 | 0 | 0 | 0 | 0 | 0 | 0 | 0 | 0 | 0 | 0 | 0 | 0 | 0 | 0 | 0 | 0 | 0 | 0 | 0 | 0 | 0 | 0
Industrial Sector Energy Related Emissions before CCS[hydrogen if,refined petroleum and coke 19,F gases] | Industrial Sector Energy Related Emissions before CCS | hydrogen if | refined petroleum and coke 19 | F gases |  | 0 | 0 | 0 | 0 | 0 | 0 | 0 | 0 | 0 | 0 | 0 | 0 | 0 | 0 | 0 | 0 | 0 | 0 | 0 | 0 | 0 | 0 | 0 | 0 | 0 | 0 | 0 | 0 | 0 | 0 | 0
Industrial Sector Energy Related Emissions before CCS[hydrogen if,chemicals 20,CO2] | Industrial Sector Energy Related Emissions before CCS | hydrogen if | chemicals 20 | CO2 |  | 0 | 0 | 0 | 0 | 0 | 0 | 0 | 0 | 0 | 0 | 0 | 0 | 0 | 0 | 0 | 0 | 0 | 0 | 0 | 0 | 0 | 0 | 0 | 0 | 0 | 0 | 0 | 0 | 0 | 0 | 0
Industrial Sector Energy Related Emissions before CCS[hydrogen if,chemicals 20,VOC] | Industrial Sector Energy Related Emissions before CCS | hydrogen if | chemicals 20 | VOC |  | 0 | 0 | 0 | 0 | 0 | 0 | 0 | 0 | 0 | 0 | 0 | 0 | 0 | 0 | 0 | 0 | 0 | 0 | 0 | 0 | 0 | 0 | 0 | 0 | 0 | 0 | 0 | 0 | 0 | 0 | 0
Industrial Sector Energy Related Emissions before CCS[hydrogen if,chemicals 20,CO] | Industrial Sector Energy Related Emissions before CCS | hydrogen if | chemicals 20 | CO |  | 0 | 0 | 0 | 0 | 0 | 0 | 0 | 0 | 0 | 0 | 0 | 0 | 0 | 0 | 0 | 0 | 0 | 0 | 0 | 0 | 0 | 0 | 0 | 0 | 0 | 0 | 0 | 0 | 0 | 0 | 0
Industrial Sector Energy Related Emissions before CCS[hydrogen if,chemicals 20,NOx] | Industrial Sector Energy Related Emissions before CCS | hydrogen if | chemicals 20 | NOx |  | 0 | 0 | 0 | 0 | 0 | 0 | 0 | 0 | 0 | 0 | 0 | 0 | 0 | 0 | 0 | 0 | 0 | 0 | 0 | 0 | 0 | 0 | 0 | 0 | 0 | 0 | 0 | 0 | 0 | 0 | 0
Industrial Sector Energy Related Emissions before CCS[hydrogen if,chemicals 20,PM10] | Industrial Sector Energy Related Emissions before CCS | hydrogen if | chemicals 20 | PM10 |  | 0 | 0 | 0 | 0 | 0 | 0 | 0 | 0 | 0 | 0 | 0 | 0 | 0 | 0 | 0 | 0 | 0 | 0 | 0 | 0 | 0 | 0 | 0 | 0 | 0 | 0 | 0 | 0 | 0 | 0 | 0
Industrial Sector Energy Related Emissions before CCS[hydrogen if,chemicals 20,PM25] | Industrial Sector Energy Related Emissions before CCS | hydrogen if | chemicals 20 | PM25 |  | 0 | 0 | 0 | 0 | 0 | 0 | 0 | 0 | 0 | 0 | 0 | 0 | 0 | 0 | 0 | 0 | 0 | 0 | 0 | 0 | 0 | 0 | 0 | 0 | 0 | 0 | 0 | 0 | 0 | 0 | 0
Industrial Sector Energy Related Emissions before CCS[hydrogen if,chemicals 20,SOx] | Industrial Sector Energy Related Emissions before CCS | hydrogen if | chemicals 20 | SOx |  | 0 | 0 | 0 | 0 | 0 | 0 | 0 | 0 | 0 | 0 | 0 | 0 | 0 | 0 | 0 | 0 | 0 | 0 | 0 | 0 | 0 | 0 | 0 | 0 | 0 | 0 | 0 | 0 | 0 | 0 | 0
Industrial Sector Energy Related Emissions before CCS[hydrogen if,chemicals 20,BC] | Industrial Sector Energy Related Emissions before CCS | hydrogen if | chemicals 20 | BC |  | 0 | 0 | 0 | 0 | 0 | 0 | 0 | 0 | 0 | 0 | 0 | 0 | 0 | 0 | 0 | 0 | 0 | 0 | 0 | 0 | 0 | 0 | 0 | 0 | 0 | 0 | 0 | 0 | 0 | 0 | 0
Industrial Sector Energy Related Emissions before CCS[hydrogen if,chemicals 20,OC] | Industrial Sector Energy Related Emissions before CCS | hydrogen if | chemicals 20 | OC |  | 0 | 0 | 0 | 0 | 0 | 0 | 0 | 0 | 0 | 0 | 0 | 0 | 0 | 0 | 0 | 0 | 0 | 0 | 0 | 0 | 0 | 0 | 0 | 0 | 0 | 0 | 0 | 0 | 0 | 0 | 0
Industrial Sector Energy Related Emissions before CCS[hydrogen if,chemicals 20,CH4] | Industrial Sector Energy Related Emissions before CCS | hydrogen if | chemicals 20 | CH4 |  | 0 | 0 | 0 | 0 | 0 | 0 | 0 | 0 | 0 | 0 | 0 | 0 | 0 | 0 | 0 | 0 | 0 | 0 | 0 | 0 | 0 | 0 | 0 | 0 | 0 | 0 | 0 | 0 | 0 | 0 | 0
Industrial Sector Energy Related Emissions before CCS[hydrogen if,chemicals 20,N2O] | Industrial Sector Energy Related Emissions before CCS | hydrogen if | chemicals 20 | N2O |  | 0 | 0 | 0 | 0 | 0 | 0 | 0 | 0 | 0 | 0 | 0 | 0 | 0 | 0 | 0 | 0 | 0 | 0 | 0 | 0 | 0 | 0 | 0 | 0 | 0 | 0 | 0 | 0 | 0 | 0 | 0
Industrial Sector Energy Related Emissions before CCS[hydrogen if,chemicals 20,F gases] | Industrial Sector Energy Related Emissions before CCS | hydrogen if | chemicals 20 | F gases |  | 0 | 0 | 0 | 0 | 0 | 0 | 0 | 0 | 0 | 0 | 0 | 0 | 0 | 0 | 0 | 0 | 0 | 0 | 0 | 0 | 0 | 0 | 0 | 0 | 0 | 0 | 0 | 0 | 0 | 0 | 0
Industrial Sector Energy Related Emissions before CCS[hydrogen if,rubber and plastic products 22,CO2] | Industrial Sector Energy Related Emissions before CCS | hydrogen if | rubber and plastic products 22 | CO2 |  | 0 | 0 | 0 | 0 | 0 | 0 | 0 | 0 | 0 | 0 | 0 | 0 | 0 | 0 | 0 | 0 | 0 | 0 | 0 | 0 | 0 | 0 | 0 | 0 | 0 | 0 | 0 | 0 | 0 | 0 | 0
Industrial Sector Energy Related Emissions before CCS[hydrogen if,rubber and plastic products 22,VOC] | Industrial Sector Energy Related Emissions before CCS | hydrogen if | rubber and plastic products 22 | VOC |  | 0 | 0 | 0 | 0 | 0 | 0 | 0 | 0 | 0 | 0 | 0 | 0 | 0 | 0 | 0 | 0 | 0 | 0 | 0 | 0 | 0 | 0 | 0 | 0 | 0 | 0 | 0 | 0 | 0 | 0 | 0
Industrial Sector Energy Related Emissions before CCS[hydrogen if,rubber and plastic products 22,CO] | Industrial Sector Energy Related Emissions before CCS | hydrogen if | rubber and plastic products 22 | CO |  | 0 | 0 | 0 | 0 | 0 | 0 | 0 | 0 | 0 | 0 | 0 | 0 | 0 | 0 | 0 | 0 | 0 | 0 | 0 | 0 | 0 | 0 | 0 | 0 | 0 | 0 | 0 | 0 | 0 | 0 | 0
Industrial Sector Energy Related Emissions before CCS[hydrogen if,rubber and plastic products 22,NOx] | Industrial Sector Energy Related Emissions before CCS | hydrogen if | rubber and plastic products 22 | NOx |  | 0 | 0 | 0 | 0 | 0 | 0 | 0 | 0 | 0 | 0 | 0 | 0 | 0 | 0 | 0 | 0 | 0 | 0 | 0 | 0 | 0 | 0 | 0 | 0 | 0 | 0 | 0 | 0 | 0 | 0 | 0
Industrial Sector Energy Related Emissions before CCS[hydrogen if,rubber and plastic products 22,PM10] | Industrial Sector Energy Related Emissions before CCS | hydrogen if | rubber and plastic products 22 | PM10 |  | 0 | 0 | 0 | 0 | 0 | 0 | 0 | 0 | 0 | 0 | 0 | 0 | 0 | 0 | 0 | 0 | 0 | 0 | 0 | 0 | 0 | 0 | 0 | 0 | 0 | 0 | 0 | 0 | 0 | 0 | 0
Industrial Sector Energy Related Emissions before CCS[hydrogen if,rubber and plastic products 22,PM25] | Industrial Sector Energy Related Emissions before CCS | hydrogen if | rubber and plastic products 22 | PM25 |  | 0 | 0 | 0 | 0 | 0 | 0 | 0 | 0 | 0 | 0 | 0 | 0 | 0 | 0 | 0 | 0 | 0 | 0 | 0 | 0 | 0 | 0 | 0 | 0 | 0 | 0 | 0 | 0 | 0 | 0 | 0
Industrial Sector Energy Related Emissions before CCS[hydrogen if,rubber and plastic products 22,SOx] | Industrial Sector Energy Related Emissions before CCS | hydrogen if | rubber and plastic products 22 | SOx |  | 0 | 0 | 0 | 0 | 0 | 0 | 0 | 0 | 0 | 0 | 0 | 0 | 0 | 0 | 0 | 0 | 0 | 0 | 0 | 0 | 0 | 0 | 0 | 0 | 0 | 0 | 0 | 0 | 0 | 0 | 0
Industrial Sector Energy Related Emissions before CCS[hydrogen if,rubber and plastic products 22,BC] | Industrial Sector Energy Related Emissions before CCS | hydrogen if | rubber and plastic products 22 | BC |  | 0 | 0 | 0 | 0 | 0 | 0 | 0 | 0 | 0 | 0 | 0 | 0 | 0 | 0 | 0 | 0 | 0 | 0 | 0 | 0 | 0 | 0 | 0 | 0 | 0 | 0 | 0 | 0 | 0 | 0 | 0
Industrial Sector Energy Related Emissions before CCS[hydrogen if,rubber and plastic products 22,OC] | Industrial Sector Energy Related Emissions before CCS | hydrogen if | rubber and plastic products 22 | OC |  | 0 | 0 | 0 | 0 | 0 | 0 | 0 | 0 | 0 | 0 | 0 | 0 | 0 | 0 | 0 | 0 | 0 | 0 | 0 | 0 | 0 | 0 | 0 | 0 | 0 | 0 | 0 | 0 | 0 | 0 | 0
Industrial Sector Energy Related Emissions before CCS[hydrogen if,rubber and plastic products 22,CH4] | Industrial Sector Energy Related Emissions before CCS | hydrogen if | rubber and plastic products 22 | CH4 |  | 0 | 0 | 0 | 0 | 0 | 0 | 0 | 0 | 0 | 0 | 0 | 0 | 0 | 0 | 0 | 0 | 0 | 0 | 0 | 0 | 0 | 0 | 0 | 0 | 0 | 0 | 0 | 0 | 0 | 0 | 0
Industrial Sector Energy Related Emissions before CCS[hydrogen if,rubber and plastic products 22,N2O] | Industrial Sector Energy Related Emissions before CCS | hydrogen if | rubber and plastic products 22 | N2O |  | 0 | 0 | 0 | 0 | 0 | 0 | 0 | 0 | 0 | 0 | 0 | 0 | 0 | 0 | 0 | 0 | 0 | 0 | 0 | 0 | 0 | 0 | 0 | 0 | 0 | 0 | 0 | 0 | 0 | 0 | 0
Industrial Sector Energy Related Emissions before CCS[hydrogen if,rubber and plastic products 22,F gases] | Industrial Sector Energy Related Emissions before CCS | hydrogen if | rubber and plastic products 22 | F gases |  | 0 | 0 | 0 | 0 | 0 | 0 | 0 | 0 | 0 | 0 | 0 | 0 | 0 | 0 | 0 | 0 | 0 | 0 | 0 | 0 | 0 | 0 | 0 | 0 | 0 | 0 | 0 | 0 | 0 | 0 | 0
Industrial Sector Energy Related Emissions before CCS[hydrogen if,glass and glass products 231,CO2] | Industrial Sector Energy Related Emissions before CCS | hydrogen if | glass and glass products 231 | CO2 |  | 0 | 0 | 0 | 0 | 0 | 0 | 0 | 0 | 0 | 0 | 0 | 0 | 0 | 0 | 0 | 0 | 0 | 0 | 0 | 0 | 0 | 0 | 0 | 0 | 0 | 0 | 0 | 0 | 0 | 0 | 0
Industrial Sector Energy Related Emissions before CCS[hydrogen if,glass and glass products 231,VOC] | Industrial Sector Energy Related Emissions before CCS | hydrogen if | glass and glass products 231 | VOC |  | 0 | 0 | 0 | 0 | 0 | 0 | 0 | 0 | 0 | 0 | 0 | 0 | 0 | 0 | 0 | 0 | 0 | 0 | 0 | 0 | 0 | 0 | 0 | 0 | 0 | 0 | 0 | 0 | 0 | 0 | 0
Industrial Sector Energy Related Emissions before CCS[hydrogen if,glass and glass products 231,CO] | Industrial Sector Energy Related Emissions before CCS | hydrogen if | glass and glass products 231 | CO |  | 0 | 0 | 0 | 0 | 0 | 0 | 0 | 0 | 0 | 0 | 0 | 0 | 0 | 0 | 0 | 0 | 0 | 0 | 0 | 0 | 0 | 0 | 0 | 0 | 0 | 0 | 0 | 0 | 0 | 0 | 0
Industrial Sector Energy Related Emissions before CCS[hydrogen if,glass and glass products 231,NOx] | Industrial Sector Energy Related Emissions before CCS | hydrogen if | glass and glass products 231 | NOx |  | 0 | 0 | 0 | 0 | 0 | 0 | 0 | 0 | 0 | 0 | 0 | 0 | 0 | 0 | 0 | 0 | 0 | 0 | 0 | 0 | 0 | 0 | 0 | 0 | 0 | 0 | 0 | 0 | 0 | 0 | 0
Industrial Sector Energy Related Emissions before CCS[hydrogen if,glass and glass products 231,PM10] | Industrial Sector Energy Related Emissions before CCS | hydrogen if | glass and glass products 231 | PM10 |  | 0 | 0 | 0 | 0 | 0 | 0 | 0 | 0 | 0 | 0 | 0 | 0 | 0 | 0 | 0 | 0 | 0 | 0 | 0 | 0 | 0 | 0 | 0 | 0 | 0 | 0 | 0 | 0 | 0 | 0 | 0
Industrial Sector Energy Related Emissions before CCS[hydrogen if,glass and glass products 231,PM25] | Industrial Sector Energy Related Emissions before CCS | hydrogen if | glass and glass products 231 | PM25 |  | 0 | 0 | 0 | 0 | 0 | 0 | 0 | 0 | 0 | 0 | 0 | 0 | 0 | 0 | 0 | 0 | 0 | 0 | 0 | 0 | 0 | 0 | 0 | 0 | 0 | 0 | 0 | 0 | 0 | 0 | 0
Industrial Sector Energy Related Emissions before CCS[hydrogen if,glass and glass products 231,SOx] | Industrial Sector Energy Related Emissions before CCS | hydrogen if | glass and glass products 231 | SOx |  | 0 | 0 | 0 | 0 | 0 | 0 | 0 | 0 | 0 | 0 | 0 | 0 | 0 | 0 | 0 | 0 | 0 | 0 | 0 | 0 | 0 | 0 | 0 | 0 | 0 | 0 | 0 | 0 | 0 | 0 | 0
Industrial Sector Energy Related Emissions before CCS[hydrogen if,glass and glass products 231,BC] | Industrial Sector Energy Related Emissions before CCS | hydrogen if | glass and glass products 231 | BC |  | 0 | 0 | 0 | 0 | 0 | 0 | 0 | 0 | 0 | 0 | 0 | 0 | 0 | 0 | 0 | 0 | 0 | 0 | 0 | 0 | 0 | 0 | 0 | 0 | 0 | 0 | 0 | 0 | 0 | 0 | 0
Industrial Sector Energy Related Emissions before CCS[hydrogen if,glass and glass products 231,OC] | Industrial Sector Energy Related Emissions before CCS | hydrogen if | glass and glass products 231 | OC |  | 0 | 0 | 0 | 0 | 0 | 0 | 0 | 0 | 0 | 0 | 0 | 0 | 0 | 0 | 0 | 0 | 0 | 0 | 0 | 0 | 0 | 0 | 0 | 0 | 0 | 0 | 0 | 0 | 0 | 0 | 0
Industrial Sector Energy Related Emissions before CCS[hydrogen if,glass and glass products 231,CH4] | Industrial Sector Energy Related Emissions before CCS | hydrogen if | glass and glass products 231 | CH4 |  | 0 | 0 | 0 | 0 | 0 | 0 | 0 | 0 | 0 | 0 | 0 | 0 | 0 | 0 | 0 | 0 | 0 | 0 | 0 | 0 | 0 | 0 | 0 | 0 | 0 | 0 | 0 | 0 | 0 | 0 | 0
Industrial Sector Energy Related Emissions before CCS[hydrogen if,glass and glass products 231,N2O] | Industrial Sector Energy Related Emissions before CCS | hydrogen if | glass and glass products 231 | N2O |  | 0 | 0 | 0 | 0 | 0 | 0 | 0 | 0 | 0 | 0 | 0 | 0 | 0 | 0 | 0 | 0 | 0 | 0 | 0 | 0 | 0 | 0 | 0 | 0 | 0 | 0 | 0 | 0 | 0 | 0 | 0
Industrial Sector Energy Related Emissions before CCS[hydrogen if,glass and glass products 231,F gases] | Industrial Sector Energy Related Emissions before CCS | hydrogen if | glass and glass products 231 | F gases |  | 0 | 0 | 0 | 0 | 0 | 0 | 0 | 0 | 0 | 0 | 0 | 0 | 0 | 0 | 0 | 0 | 0 | 0 | 0 | 0 | 0 | 0 | 0 | 0 | 0 | 0 | 0 | 0 | 0 | 0 | 0
Industrial Sector Energy Related Emissions before CCS[hydrogen if,cement and other nonmetallic minerals 239,CO2] | Industrial Sector Energy Related Emissions before CCS | hydrogen if | cement and other nonmetallic minerals 239 | CO2 |  | 0 | 0 | 0 | 0 | 0 | 0 | 0 | 0 | 0 | 0 | 0 | 0 | 0 | 0 | 0 | 0 | 0 | 0 | 0 | 0 | 0 | 0 | 0 | 0 | 0 | 0 | 0 | 0 | 0 | 0 | 0
Industrial Sector Energy Related Emissions before CCS[hydrogen if,cement and other nonmetallic minerals 239,VOC] | Industrial Sector Energy Related Emissions before CCS | hydrogen if | cement and other nonmetallic minerals 239 | VOC |  | 0 | 0 | 0 | 0 | 0 | 0 | 0 | 0 | 0 | 0 | 0 | 0 | 0 | 0 | 0 | 0 | 0 | 0 | 0 | 0 | 0 | 0 | 0 | 0 | 0 | 0 | 0 | 0 | 0 | 0 | 0
Industrial Sector Energy Related Emissions before CCS[hydrogen if,cement and other nonmetallic minerals 239,CO] | Industrial Sector Energy Related Emissions before CCS | hydrogen if | cement and other nonmetallic minerals 239 | CO |  | 0 | 0 | 0 | 0 | 0 | 0 | 0 | 0 | 0 | 0 | 0 | 0 | 0 | 0 | 0 | 0 | 0 | 0 | 0 | 0 | 0 | 0 | 0 | 0 | 0 | 0 | 0 | 0 | 0 | 0 | 0
Industrial Sector Energy Related Emissions before CCS[hydrogen if,cement and other nonmetallic minerals 239,NOx] | Industrial Sector Energy Related Emissions before CCS | hydrogen if | cement and other nonmetallic minerals 239 | NOx |  | 0 | 0 | 0 | 0 | 0 | 0 | 0 | 0 | 0 | 0 | 0 | 0 | 0 | 0 | 0 | 0 | 0 | 0 | 0 | 0 | 0 | 0 | 0 | 0 | 0 | 0 | 0 | 0 | 0 | 0 | 0
Industrial Sector Energy Related Emissions before CCS[hydrogen if,cement and other nonmetallic minerals 239,PM10] | Industrial Sector Energy Related Emissions before CCS | hydrogen if | cement and other nonmetallic minerals 239 | PM10 |  | 0 | 0 | 0 | 0 | 0 | 0 | 0 | 0 | 0 | 0 | 0 | 0 | 0 | 0 | 0 | 0 | 0 | 0 | 0 | 0 | 0 | 0 | 0 | 0 | 0 | 0 | 0 | 0 | 0 | 0 | 0
Industrial Sector Energy Related Emissions before CCS[hydrogen if,cement and other nonmetallic minerals 239,PM25] | Industrial Sector Energy Related Emissions before CCS | hydrogen if | cement and other nonmetallic minerals 239 | PM25 |  | 0 | 0 | 0 | 0 | 0 | 0 | 0 | 0 | 0 | 0 | 0 | 0 | 0 | 0 | 0 | 0 | 0 | 0 | 0 | 0 | 0 | 0 | 0 | 0 | 0 | 0 | 0 | 0 | 0 | 0 | 0
Industrial Sector Energy Related Emissions before CCS[hydrogen if,cement and other nonmetallic minerals 239,SOx] | Industrial Sector Energy Related Emissions before CCS | hydrogen if | cement and other nonmetallic minerals 239 | SOx |  | 0 | 0 | 0 | 0 | 0 | 0 | 0 | 0 | 0 | 0 | 0 | 0 | 0 | 0 | 0 | 0 | 0 | 0 | 0 | 0 | 0 | 0 | 0 | 0 | 0 | 0 | 0 | 0 | 0 | 0 | 0
Industrial Sector Energy Related Emissions before CCS[hydrogen if,cement and other nonmetallic minerals 239,BC] | Industrial Sector Energy Related Emissions before CCS | hydrogen if | cement and other nonmetallic minerals 239 | BC |  | 0 | 0 | 0 | 0 | 0 | 0 | 0 | 0 | 0 | 0 | 0 | 0 | 0 | 0 | 0 | 0 | 0 | 0 | 0 | 0 | 0 | 0 | 0 | 0 | 0 | 0 | 0 | 0 | 0 | 0 | 0
Industrial Sector Energy Related Emissions before CCS[hydrogen if,cement and other nonmetallic minerals 239,OC] | Industrial Sector Energy Related Emissions before CCS | hydrogen if | cement and other nonmetallic minerals 239 | OC |  | 0 | 0 | 0 | 0 | 0 | 0 | 0 | 0 | 0 | 0 | 0 | 0 | 0 | 0 | 0 | 0 | 0 | 0 | 0 | 0 | 0 | 0 | 0 | 0 | 0 | 0 | 0 | 0 | 0 | 0 | 0
Industrial Sector Energy Related Emissions before CCS[hydrogen if,cement and other nonmetallic minerals 239,CH4] | Industrial Sector Energy Related Emissions before CCS | hydrogen if | cement and other nonmetallic minerals 239 | CH4 |  | 0 | 0 | 0 | 0 | 0 | 0 | 0 | 0 | 0 | 0 | 0 | 0 | 0 | 0 | 0 | 0 | 0 | 0 | 0 | 0 | 0 | 0 | 0 | 0 | 0 | 0 | 0 | 0 | 0 | 0 | 0
Industrial Sector Energy Related Emissions before CCS[hydrogen if,cement and other nonmetallic minerals 239,N2O] | Industrial Sector Energy Related Emissions before CCS | hydrogen if | cement and other nonmetallic minerals 239 | N2O |  | 0 | 0 | 0 | 0 | 0 | 0 | 0 | 0 | 0 | 0 | 0 | 0 | 0 | 0 | 0 | 0 | 0 | 0 | 0 | 0 | 0 | 0 | 0 | 0 | 0 | 0 | 0 | 0 | 0 | 0 | 0
Industrial Sector Energy Related Emissions before CCS[hydrogen if,cement and other nonmetallic minerals 239,F gases] | Industrial Sector Energy Related Emissions before CCS | hydrogen if | cement and other nonmetallic minerals 239 | F gases |  | 0 | 0 | 0 | 0 | 0 | 0 | 0 | 0 | 0 | 0 | 0 | 0 | 0 | 0 | 0 | 0 | 0 | 0 | 0 | 0 | 0 | 0 | 0 | 0 | 0 | 0 | 0 | 0 | 0 | 0 | 0
Industrial Sector Energy Related Emissions before CCS[hydrogen if,iron and steel 241,CO2] | Industrial Sector Energy Related Emissions before CCS | hydrogen if | iron and steel 241 | CO2 |  | 0 | 0 | 0 | 0 | 0 | 0 | 0 | 0 | 0 | 0 | 0 | 0 | 0 | 0 | 0 | 0 | 0 | 0 | 0 | 0 | 0 | 0 | 0 | 0 | 0 | 0 | 0 | 0 | 0 | 0 | 0
Industrial Sector Energy Related Emissions before CCS[hydrogen if,iron and steel 241,VOC] | Industrial Sector Energy Related Emissions before CCS | hydrogen if | iron and steel 241 | VOC |  | 0 | 0 | 0 | 0 | 0 | 0 | 0 | 0 | 0 | 0 | 0 | 0 | 0 | 0 | 0 | 0 | 0 | 0 | 0 | 0 | 0 | 0 | 0 | 0 | 0 | 0 | 0 | 0 | 0 | 0 | 0
Industrial Sector Energy Related Emissions before CCS[hydrogen if,iron and steel 241,CO] | Industrial Sector Energy Related Emissions before CCS | hydrogen if | iron and steel 241 | CO |  | 0 | 0 | 0 | 0 | 0 | 0 | 0 | 0 | 0 | 0 | 0 | 0 | 0 | 0 | 0 | 0 | 0 | 0 | 0 | 0 | 0 | 0 | 0 | 0 | 0 | 0 | 0 | 0 | 0 | 0 | 0
Industrial Sector Energy Related Emissions before CCS[hydrogen if,iron and steel 241,NOx] | Industrial Sector Energy Related Emissions before CCS | hydrogen if | iron and steel 241 | NOx |  | 0 | 0 | 0 | 0 | 0 | 0 | 0 | 0 | 0 | 0 | 0 | 0 | 0 | 0 | 0 | 0 | 0 | 0 | 0 | 0 | 0 | 0 | 0 | 0 | 0 | 0 | 0 | 0 | 0 | 0 | 0
Industrial Sector Energy Related Emissions before CCS[hydrogen if,iron and steel 241,PM10] | Industrial Sector Energy Related Emissions before CCS | hydrogen if | iron and steel 241 | PM10 |  | 0 | 0 | 0 | 0 | 0 | 0 | 0 | 0 | 0 | 0 | 0 | 0 | 0 | 0 | 0 | 0 | 0 | 0 | 0 | 0 | 0 | 0 | 0 | 0 | 0 | 0 | 0 | 0 | 0 | 0 | 0
Industrial Sector Energy Related Emissions before CCS[hydrogen if,iron and steel 241,PM25] | Industrial Sector Energy Related Emissions before CCS | hydrogen if | iron and steel 241 | PM25 |  | 0 | 0 | 0 | 0 | 0 | 0 | 0 | 0 | 0 | 0 | 0 | 0 | 0 | 0 | 0 | 0 | 0 | 0 | 0 | 0 | 0 | 0 | 0 | 0 | 0 | 0 | 0 | 0 | 0 | 0 | 0
Industrial Sector Energy Related Emissions before CCS[hydrogen if,iron and steel 241,SOx] | Industrial Sector Energy Related Emissions before CCS | hydrogen if | iron and steel 241 | SOx |  | 0 | 0 | 0 | 0 | 0 | 0 | 0 | 0 | 0 | 0 | 0 | 0 | 0 | 0 | 0 | 0 | 0 | 0 | 0 | 0 | 0 | 0 | 0 | 0 | 0 | 0 | 0 | 0 | 0 | 0 | 0
Industrial Sector Energy Related Emissions before CCS[hydrogen if,iron and steel 241,BC] | Industrial Sector Energy Related Emissions before CCS | hydrogen if | iron and steel 241 | BC |  | 0 | 0 | 0 | 0 | 0 | 0 | 0 | 0 | 0 | 0 | 0 | 0 | 0 | 0 | 0 | 0 | 0 | 0 | 0 | 0 | 0 | 0 | 0 | 0 | 0 | 0 | 0 | 0 | 0 | 0 | 0
Industrial Sector Energy Related Emissions before CCS[hydrogen if,iron and steel 241,OC] | Industrial Sector Energy Related Emissions before CCS | hydrogen if | iron and steel 241 | OC |  | 0 | 0 | 0 | 0 | 0 | 0 | 0 | 0 | 0 | 0 | 0 | 0 | 0 | 0 | 0 | 0 | 0 | 0 | 0 | 0 | 0 | 0 | 0 | 0 | 0 | 0 | 0 | 0 | 0 | 0 | 0
Industrial Sector Energy Related Emissions before CCS[hydrogen if,iron and steel 241,CH4] | Industrial Sector Energy Related Emissions before CCS | hydrogen if | iron and steel 241 | CH4 |  | 0 | 0 | 0 | 0 | 0 | 0 | 0 | 0 | 0 | 0 | 0 | 0 | 0 | 0 | 0 | 0 | 0 | 0 | 0 | 0 | 0 | 0 | 0 | 0 | 0 | 0 | 0 | 0 | 0 | 0 | 0
Industrial Sector Energy Related Emissions before CCS[hydrogen if,iron and steel 241,N2O] | Industrial Sector Energy Related Emissions before CCS | hydrogen if | iron and steel 241 | N2O |  | 0 | 0 | 0 | 0 | 0 | 0 | 0 | 0 | 0 | 0 | 0 | 0 | 0 | 0 | 0 | 0 | 0 | 0 | 0 | 0 | 0 | 0 | 0 | 0 | 0 | 0 | 0 | 0 | 0 | 0 | 0
Industrial Sector Energy Related Emissions before CCS[hydrogen if,iron and steel 241,F gases] | Industrial Sector Energy Related Emissions before CCS | hydrogen if | iron and steel 241 | F gases |  | 0 | 0 | 0 | 0 | 0 | 0 | 0 | 0 | 0 | 0 | 0 | 0 | 0 | 0 | 0 | 0 | 0 | 0 | 0 | 0 | 0 | 0 | 0 | 0 | 0 | 0 | 0 | 0 | 0 | 0 | 0
Industrial Sector Energy Related Emissions before CCS[hydrogen if,other metals 242,CO2] | Industrial Sector Energy Related Emissions before CCS | hydrogen if | other metals 242 | CO2 |  | 0 | 0 | 0 | 0 | 0 | 0 | 0 | 0 | 0 | 0 | 0 | 0 | 0 | 0 | 0 | 0 | 0 | 0 | 0 | 0 | 0 | 0 | 0 | 0 | 0 | 0 | 0 | 0 | 0 | 0 | 0
Industrial Sector Energy Related Emissions before CCS[hydrogen if,other metals 242,VOC] | Industrial Sector Energy Related Emissions before CCS | hydrogen if | other metals 242 | VOC |  | 0 | 0 | 0 | 0 | 0 | 0 | 0 | 0 | 0 | 0 | 0 | 0 | 0 | 0 | 0 | 0 | 0 | 0 | 0 | 0 | 0 | 0 | 0 | 0 | 0 | 0 | 0 | 0 | 0 | 0 | 0
Industrial Sector Energy Related Emissions before CCS[hydrogen if,other metals 242,CO] | Industrial Sector Energy Related Emissions before CCS | hydrogen if | other metals 242 | CO |  | 0 | 0 | 0 | 0 | 0 | 0 | 0 | 0 | 0 | 0 | 0 | 0 | 0 | 0 | 0 | 0 | 0 | 0 | 0 | 0 | 0 | 0 | 0 | 0 | 0 | 0 | 0 | 0 | 0 | 0 | 0
Industrial Sector Energy Related Emissions before CCS[hydrogen if,other metals 242,NOx] | Industrial Sector Energy Related Emissions before CCS | hydrogen if | other metals 242 | NOx |  | 0 | 0 | 0 | 0 | 0 | 0 | 0 | 0 | 0 | 0 | 0 | 0 | 0 | 0 | 0 | 0 | 0 | 0 | 0 | 0 | 0 | 0 | 0 | 0 | 0 | 0 | 0 | 0 | 0 | 0 | 0
Industrial Sector Energy Related Emissions before CCS[hydrogen if,other metals 242,PM10] | Industrial Sector Energy Related Emissions before CCS | hydrogen if | other metals 242 | PM10 |  | 0 | 0 | 0 | 0 | 0 | 0 | 0 | 0 | 0 | 0 | 0 | 0 | 0 | 0 | 0 | 0 | 0 | 0 | 0 | 0 | 0 | 0 | 0 | 0 | 0 | 0 | 0 | 0 | 0 | 0 | 0
Industrial Sector Energy Related Emissions before CCS[hydrogen if,other metals 242,PM25] | Industrial Sector Energy Related Emissions before CCS | hydrogen if | other metals 242 | PM25 |  | 0 | 0 | 0 | 0 | 0 | 0 | 0 | 0 | 0 | 0 | 0 | 0 | 0 | 0 | 0 | 0 | 0 | 0 | 0 | 0 | 0 | 0 | 0 | 0 | 0 | 0 | 0 | 0 | 0 | 0 | 0
Industrial Sector Energy Related Emissions before CCS[hydrogen if,other metals 242,SOx] | Industrial Sector Energy Related Emissions before CCS | hydrogen if | other metals 242 | SOx |  | 0 | 0 | 0 | 0 | 0 | 0 | 0 | 0 | 0 | 0 | 0 | 0 | 0 | 0 | 0 | 0 | 0 | 0 | 0 | 0 | 0 | 0 | 0 | 0 | 0 | 0 | 0 | 0 | 0 | 0 | 0
Industrial Sector Energy Related Emissions before CCS[hydrogen if,other metals 242,BC] | Industrial Sector Energy Related Emissions before CCS | hydrogen if | other metals 242 | BC |  | 0 | 0 | 0 | 0 | 0 | 0 | 0 | 0 | 0 | 0 | 0 | 0 | 0 | 0 | 0 | 0 | 0 | 0 | 0 | 0 | 0 | 0 | 0 | 0 | 0 | 0 | 0 | 0 | 0 | 0 | 0
Industrial Sector Energy Related Emissions before CCS[hydrogen if,other metals 242,OC] | Industrial Sector Energy Related Emissions before CCS | hydrogen if | other metals 242 | OC |  | 0 | 0 | 0 | 0 | 0 | 0 | 0 | 0 | 0 | 0 | 0 | 0 | 0 | 0 | 0 | 0 | 0 | 0 | 0 | 0 | 0 | 0 | 0 | 0 | 0 | 0 | 0 | 0 | 0 | 0 | 0
Industrial Sector Energy Related Emissions before CCS[hydrogen if,other metals 242,CH4] | Industrial Sector Energy Related Emissions before CCS | hydrogen if | other metals 242 | CH4 |  | 0 | 0 | 0 | 0 | 0 | 0 | 0 | 0 | 0 | 0 | 0 | 0 | 0 | 0 | 0 | 0 | 0 | 0 | 0 | 0 | 0 | 0 | 0 | 0 | 0 | 0 | 0 | 0 | 0 | 0 | 0
Industrial Sector Energy Related Emissions before CCS[hydrogen if,other metals 242,N2O] | Industrial Sector Energy Related Emissions before CCS | hydrogen if | other metals 242 | N2O |  | 0 | 0 | 0 | 0 | 0 | 0 | 0 | 0 | 0 | 0 | 0 | 0 | 0 | 0 | 0 | 0 | 0 | 0 | 0 | 0 | 0 | 0 | 0 | 0 | 0 | 0 | 0 | 0 | 0 | 0 | 0
Industrial Sector Energy Related Emissions before CCS[hydrogen if,other metals 242,F gases] | Industrial Sector Energy Related Emissions before CCS | hydrogen if | other metals 242 | F gases |  | 0 | 0 | 0 | 0 | 0 | 0 | 0 | 0 | 0 | 0 | 0 | 0 | 0 | 0 | 0 | 0 | 0 | 0 | 0 | 0 | 0 | 0 | 0 | 0 | 0 | 0 | 0 | 0 | 0 | 0 | 0
Industrial Sector Energy Related Emissions before CCS[hydrogen if,metal products except machinery and vehicles 25,CO2] | Industrial Sector Energy Related Emissions before CCS | hydrogen if | metal products except machinery and vehicles 25 | CO2 |  | 0 | 0 | 0 | 0 | 0 | 0 | 0 | 0 | 0 | 0 | 0 | 0 | 0 | 0 | 0 | 0 | 0 | 0 | 0 | 0 | 0 | 0 | 0 | 0 | 0 | 0 | 0 | 0 | 0 | 0 | 0
Industrial Sector Energy Related Emissions before CCS[hydrogen if,metal products except machinery and vehicles 25,VOC] | Industrial Sector Energy Related Emissions before CCS | hydrogen if | metal products except machinery and vehicles 25 | VOC |  | 0 | 0 | 0 | 0 | 0 | 0 | 0 | 0 | 0 | 0 | 0 | 0 | 0 | 0 | 0 | 0 | 0 | 0 | 0 | 0 | 0 | 0 | 0 | 0 | 0 | 0 | 0 | 0 | 0 | 0 | 0
Industrial Sector Energy Related Emissions before CCS[hydrogen if,metal products except machinery and vehicles 25,CO] | Industrial Sector Energy Related Emissions before CCS | hydrogen if | metal products except machinery and vehicles 25 | CO |  | 0 | 0 | 0 | 0 | 0 | 0 | 0 | 0 | 0 | 0 | 0 | 0 | 0 | 0 | 0 | 0 | 0 | 0 | 0 | 0 | 0 | 0 | 0 | 0 | 0 | 0 | 0 | 0 | 0 | 0 | 0
Industrial Sector Energy Related Emissions before CCS[hydrogen if,metal products except machinery and vehicles 25,NOx] | Industrial Sector Energy Related Emissions before CCS | hydrogen if | metal products except machinery and vehicles 25 | NOx |  | 0 | 0 | 0 | 0 | 0 | 0 | 0 | 0 | 0 | 0 | 0 | 0 | 0 | 0 | 0 | 0 | 0 | 0 | 0 | 0 | 0 | 0 | 0 | 0 | 0 | 0 | 0 | 0 | 0 | 0 | 0
Industrial Sector Energy Related Emissions before CCS[hydrogen if,metal products except machinery and vehicles 25,PM10] | Industrial Sector Energy Related Emissions before CCS | hydrogen if | metal products except machinery and vehicles 25 | PM10 |  | 0 | 0 | 0 | 0 | 0 | 0 | 0 | 0 | 0 | 0 | 0 | 0 | 0 | 0 | 0 | 0 | 0 | 0 | 0 | 0 | 0 | 0 | 0 | 0 | 0 | 0 | 0 | 0 | 0 | 0 | 0
Industrial Sector Energy Related Emissions before CCS[hydrogen if,metal products except machinery and vehicles 25,PM25] | Industrial Sector Energy Related Emissions before CCS | hydrogen if | metal products except machinery and vehicles 25 | PM25 |  | 0 | 0 | 0 | 0 | 0 | 0 | 0 | 0 | 0 | 0 | 0 | 0 | 0 | 0 | 0 | 0 | 0 | 0 | 0 | 0 | 0 | 0 | 0 | 0 | 0 | 0 | 0 | 0 | 0 | 0 | 0
Industrial Sector Energy Related Emissions before CCS[hydrogen if,metal products except machinery and vehicles 25,SOx] | Industrial Sector Energy Related Emissions before CCS | hydrogen if | metal products except machinery and vehicles 25 | SOx |  | 0 | 0 | 0 | 0 | 0 | 0 | 0 | 0 | 0 | 0 | 0 | 0 | 0 | 0 | 0 | 0 | 0 | 0 | 0 | 0 | 0 | 0 | 0 | 0 | 0 | 0 | 0 | 0 | 0 | 0 | 0
Industrial Sector Energy Related Emissions before CCS[hydrogen if,metal products except machinery and vehicles 25,BC] | Industrial Sector Energy Related Emissions before CCS | hydrogen if | metal products except machinery and vehicles 25 | BC |  | 0 | 0 | 0 | 0 | 0 | 0 | 0 | 0 | 0 | 0 | 0 | 0 | 0 | 0 | 0 | 0 | 0 | 0 | 0 | 0 | 0 | 0 | 0 | 0 | 0 | 0 | 0 | 0 | 0 | 0 | 0
Industrial Sector Energy Related Emissions before CCS[hydrogen if,metal products except machinery and vehicles 25,OC] | Industrial Sector Energy Related Emissions before CCS | hydrogen if | metal products except machinery and vehicles 25 | OC |  | 0 | 0 | 0 | 0 | 0 | 0 | 0 | 0 | 0 | 0 | 0 | 0 | 0 | 0 | 0 | 0 | 0 | 0 | 0 | 0 | 0 | 0 | 0 | 0 | 0 | 0 | 0 | 0 | 0 | 0 | 0
Industrial Sector Energy Related Emissions before CCS[hydrogen if,metal products except machinery and vehicles 25,CH4] | Industrial Sector Energy Related Emissions before CCS | hydrogen if | metal products except machinery and vehicles 25 | CH4 |  | 0 | 0 | 0 | 0 | 0 | 0 | 0 | 0 | 0 | 0 | 0 | 0 | 0 | 0 | 0 | 0 | 0 | 0 | 0 | 0 | 0 | 0 | 0 | 0 | 0 | 0 | 0 | 0 | 0 | 0 | 0
Industrial Sector Energy Related Emissions before CCS[hydrogen if,metal products except machinery and vehicles 25,N2O] | Industrial Sector Energy Related Emissions before CCS | hydrogen if | metal products except machinery and vehicles 25 | N2O |  | 0 | 0 | 0 | 0 | 0 | 0 | 0 | 0 | 0 | 0 | 0 | 0 | 0 | 0 | 0 | 0 | 0 | 0 | 0 | 0 | 0 | 0 | 0 | 0 | 0 | 0 | 0 | 0 | 0 | 0 | 0
Industrial Sector Energy Related Emissions before CCS[hydrogen if,metal products except machinery and vehicles 25,F gases] | Industrial Sector Energy Related Emissions before CCS | hydrogen if | metal products except machinery and vehicles 25 | F gases |  | 0 | 0 | 0 | 0 | 0 | 0 | 0 | 0 | 0 | 0 | 0 | 0 | 0 | 0 | 0 | 0 | 0 | 0 | 0 | 0 | 0 | 0 | 0 | 0 | 0 | 0 | 0 | 0 | 0 | 0 | 0
Industrial Sector Energy Related Emissions before CCS[hydrogen if,computers and electronics 26,CO2] | Industrial Sector Energy Related Emissions before CCS | hydrogen if | computers and electronics 26 | CO2 |  | 0 | 0 | 0 | 0 | 0 | 0 | 0 | 0 | 0 | 0 | 0 | 0 | 0 | 0 | 0 | 0 | 0 | 0 | 0 | 0 | 0 | 0 | 0 | 0 | 0 | 0 | 0 | 0 | 0 | 0 | 0
Industrial Sector Energy Related Emissions before CCS[hydrogen if,computers and electronics 26,VOC] | Industrial Sector Energy Related Emissions before CCS | hydrogen if | computers and electronics 26 | VOC |  | 0 | 0 | 0 | 0 | 0 | 0 | 0 | 0 | 0 | 0 | 0 | 0 | 0 | 0 | 0 | 0 | 0 | 0 | 0 | 0 | 0 | 0 | 0 | 0 | 0 | 0 | 0 | 0 | 0 | 0 | 0
Industrial Sector Energy Related Emissions before CCS[hydrogen if,computers and electronics 26,CO] | Industrial Sector Energy Related Emissions before CCS | hydrogen if | computers and electronics 26 | CO |  | 0 | 0 | 0 | 0 | 0 | 0 | 0 | 0 | 0 | 0 | 0 | 0 | 0 | 0 | 0 | 0 | 0 | 0 | 0 | 0 | 0 | 0 | 0 | 0 | 0 | 0 | 0 | 0 | 0 | 0 | 0
Industrial Sector Energy Related Emissions before CCS[hydrogen if,computers and electronics 26,NOx] | Industrial Sector Energy Related Emissions before CCS | hydrogen if | computers and electronics 26 | NOx |  | 0 | 0 | 0 | 0 | 0 | 0 | 0 | 0 | 0 | 0 | 0 | 0 | 0 | 0 | 0 | 0 | 0 | 0 | 0 | 0 | 0 | 0 | 0 | 0 | 0 | 0 | 0 | 0 | 0 | 0 | 0
Industrial Sector Energy Related Emissions before CCS[hydrogen if,computers and electronics 26,PM10] | Industrial Sector Energy Related Emissions before CCS | hydrogen if | computers and electronics 26 | PM10 |  | 0 | 0 | 0 | 0 | 0 | 0 | 0 | 0 | 0 | 0 | 0 | 0 | 0 | 0 | 0 | 0 | 0 | 0 | 0 | 0 | 0 | 0 | 0 | 0 | 0 | 0 | 0 | 0 | 0 | 0 | 0
Industrial Sector Energy Related Emissions before CCS[hydrogen if,computers and electronics 26,PM25] | Industrial Sector Energy Related Emissions before CCS | hydrogen if | computers and electronics 26 | PM25 |  | 0 | 0 | 0 | 0 | 0 | 0 | 0 | 0 | 0 | 0 | 0 | 0 | 0 | 0 | 0 | 0 | 0 | 0 | 0 | 0 | 0 | 0 | 0 | 0 | 0 | 0 | 0 | 0 | 0 | 0 | 0
Industrial Sector Energy Related Emissions before CCS[hydrogen if,computers and electronics 26,SOx] | Industrial Sector Energy Related Emissions before CCS | hydrogen if | computers and electronics 26 | SOx |  | 0 | 0 | 0 | 0 | 0 | 0 | 0 | 0 | 0 | 0 | 0 | 0 | 0 | 0 | 0 | 0 | 0 | 0 | 0 | 0 | 0 | 0 | 0 | 0 | 0 | 0 | 0 | 0 | 0 | 0 | 0
Industrial Sector Energy Related Emissions before CCS[hydrogen if,computers and electronics 26,BC] | Industrial Sector Energy Related Emissions before CCS | hydrogen if | computers and electronics 26 | BC |  | 0 | 0 | 0 | 0 | 0 | 0 | 0 | 0 | 0 | 0 | 0 | 0 | 0 | 0 | 0 | 0 | 0 | 0 | 0 | 0 | 0 | 0 | 0 | 0 | 0 | 0 | 0 | 0 | 0 | 0 | 0
Industrial Sector Energy Related Emissions before CCS[hydrogen if,computers and electronics 26,OC] | Industrial Sector Energy Related Emissions before CCS | hydrogen if | computers and electronics 26 | OC |  | 0 | 0 | 0 | 0 | 0 | 0 | 0 | 0 | 0 | 0 | 0 | 0 | 0 | 0 | 0 | 0 | 0 | 0 | 0 | 0 | 0 | 0 | 0 | 0 | 0 | 0 | 0 | 0 | 0 | 0 | 0
Industrial Sector Energy Related Emissions before CCS[hydrogen if,computers and electronics 26,CH4] | Industrial Sector Energy Related Emissions before CCS | hydrogen if | computers and electronics 26 | CH4 |  | 0 | 0 | 0 | 0 | 0 | 0 | 0 | 0 | 0 | 0 | 0 | 0 | 0 | 0 | 0 | 0 | 0 | 0 | 0 | 0 | 0 | 0 | 0 | 0 | 0 | 0 | 0 | 0 | 0 | 0 | 0
Industrial Sector Energy Related Emissions before CCS[hydrogen if,computers and electronics 26,N2O] | Industrial Sector Energy Related Emissions before CCS | hydrogen if | computers and electronics 26 | N2O |  | 0 | 0 | 0 | 0 | 0 | 0 | 0 | 0 | 0 | 0 | 0 | 0 | 0 | 0 | 0 | 0 | 0 | 0 | 0 | 0 | 0 | 0 | 0 | 0 | 0 | 0 | 0 | 0 | 0 | 0 | 0
Industrial Sector Energy Related Emissions before CCS[hydrogen if,computers and electronics 26,F gases] | Industrial Sector Energy Related Emissions before CCS | hydrogen if | computers and electronics 26 | F gases |  | 0 | 0 | 0 | 0 | 0 | 0 | 0 | 0 | 0 | 0 | 0 | 0 | 0 | 0 | 0 | 0 | 0 | 0 | 0 | 0 | 0 | 0 | 0 | 0 | 0 | 0 | 0 | 0 | 0 | 0 | 0
Industrial Sector Energy Related Emissions before CCS[hydrogen if,appliances and electrical equipment 27,CO2] | Industrial Sector Energy Related Emissions before CCS | hydrogen if | appliances and electrical equipment 27 | CO2 |  | 0 | 0 | 0 | 0 | 0 | 0 | 0 | 0 | 0 | 0 | 0 | 0 | 0 | 0 | 0 | 0 | 0 | 0 | 0 | 0 | 0 | 0 | 0 | 0 | 0 | 0 | 0 | 0 | 0 | 0 | 0
Industrial Sector Energy Related Emissions before CCS[hydrogen if,appliances and electrical equipment 27,VOC] | Industrial Sector Energy Related Emissions before CCS | hydrogen if | appliances and electrical equipment 27 | VOC |  | 0 | 0 | 0 | 0 | 0 | 0 | 0 | 0 | 0 | 0 | 0 | 0 | 0 | 0 | 0 | 0 | 0 | 0 | 0 | 0 | 0 | 0 | 0 | 0 | 0 | 0 | 0 | 0 | 0 | 0 | 0
Industrial Sector Energy Related Emissions before CCS[hydrogen if,appliances and electrical equipment 27,CO] | Industrial Sector Energy Related Emissions before CCS | hydrogen if | appliances and electrical equipment 27 | CO |  | 0 | 0 | 0 | 0 | 0 | 0 | 0 | 0 | 0 | 0 | 0 | 0 | 0 | 0 | 0 | 0 | 0 | 0 | 0 | 0 | 0 | 0 | 0 | 0 | 0 | 0 | 0 | 0 | 0 | 0 | 0
Industrial Sector Energy Related Emissions before CCS[hydrogen if,appliances and electrical equipment 27,NOx] | Industrial Sector Energy Related Emissions before CCS | hydrogen if | appliances and electrical equipment 27 | NOx |  | 0 | 0 | 0 | 0 | 0 | 0 | 0 | 0 | 0 | 0 | 0 | 0 | 0 | 0 | 0 | 0 | 0 | 0 | 0 | 0 | 0 | 0 | 0 | 0 | 0 | 0 | 0 | 0 | 0 | 0 | 0
Industrial Sector Energy Related Emissions before CCS[hydrogen if,appliances and electrical equipment 27,PM10] | Industrial Sector Energy Related Emissions before CCS | hydrogen if | appliances and electrical equipment 27 | PM10 |  | 0 | 0 | 0 | 0 | 0 | 0 | 0 | 0 | 0 | 0 | 0 | 0 | 0 | 0 | 0 | 0 | 0 | 0 | 0 | 0 | 0 | 0 | 0 | 0 | 0 | 0 | 0 | 0 | 0 | 0 | 0
Industrial Sector Energy Related Emissions before CCS[hydrogen if,appliances and electrical equipment 27,PM25] | Industrial Sector Energy Related Emissions before CCS | hydrogen if | appliances and electrical equipment 27 | PM25 |  | 0 | 0 | 0 | 0 | 0 | 0 | 0 | 0 | 0 | 0 | 0 | 0 | 0 | 0 | 0 | 0 | 0 | 0 | 0 | 0 | 0 | 0 | 0 | 0 | 0 | 0 | 0 | 0 | 0 | 0 | 0
Industrial Sector Energy Related Emissions before CCS[hydrogen if,appliances and electrical equipment 27,SOx] | Industrial Sector Energy Related Emissions before CCS | hydrogen if | appliances and electrical equipment 27 | SOx |  | 0 | 0 | 0 | 0 | 0 | 0 | 0 | 0 | 0 | 0 | 0 | 0 | 0 | 0 | 0 | 0 | 0 | 0 | 0 | 0 | 0 | 0 | 0 | 0 | 0 | 0 | 0 | 0 | 0 | 0 | 0
Industrial Sector Energy Related Emissions before CCS[hydrogen if,appliances and electrical equipment 27,BC] | Industrial Sector Energy Related Emissions before CCS | hydrogen if | appliances and electrical equipment 27 | BC |  | 0 | 0 | 0 | 0 | 0 | 0 | 0 | 0 | 0 | 0 | 0 | 0 | 0 | 0 | 0 | 0 | 0 | 0 | 0 | 0 | 0 | 0 | 0 | 0 | 0 | 0 | 0 | 0 | 0 | 0 | 0
Industrial Sector Energy Related Emissions before CCS[hydrogen if,appliances and electrical equipment 27,OC] | Industrial Sector Energy Related Emissions before CCS | hydrogen if | appliances and electrical equipment 27 | OC |  | 0 | 0 | 0 | 0 | 0 | 0 | 0 | 0 | 0 | 0 | 0 | 0 | 0 | 0 | 0 | 0 | 0 | 0 | 0 | 0 | 0 | 0 | 0 | 0 | 0 | 0 | 0 | 0 | 0 | 0 | 0
Industrial Sector Energy Related Emissions before CCS[hydrogen if,appliances and electrical equipment 27,CH4] | Industrial Sector Energy Related Emissions before CCS | hydrogen if | appliances and electrical equipment 27 | CH4 |  | 0 | 0 | 0 | 0 | 0 | 0 | 0 | 0 | 0 | 0 | 0 | 0 | 0 | 0 | 0 | 0 | 0 | 0 | 0 | 0 | 0 | 0 | 0 | 0 | 0 | 0 | 0 | 0 | 0 | 0 | 0
Industrial Sector Energy Related Emissions before CCS[hydrogen if,appliances and electrical equipment 27,N2O] | Industrial Sector Energy Related Emissions before CCS | hydrogen if | appliances and electrical equipment 27 | N2O |  | 0 | 0 | 0 | 0 | 0 | 0 | 0 | 0 | 0 | 0 | 0 | 0 | 0 | 0 | 0 | 0 | 0 | 0 | 0 | 0 | 0 | 0 | 0 | 0 | 0 | 0 | 0 | 0 | 0 | 0 | 0
Industrial Sector Energy Related Emissions before CCS[hydrogen if,appliances and electrical equipment 27,F gases] | Industrial Sector Energy Related Emissions before CCS | hydrogen if | appliances and electrical equipment 27 | F gases |  | 0 | 0 | 0 | 0 | 0 | 0 | 0 | 0 | 0 | 0 | 0 | 0 | 0 | 0 | 0 | 0 | 0 | 0 | 0 | 0 | 0 | 0 | 0 | 0 | 0 | 0 | 0 | 0 | 0 | 0 | 0
Industrial Sector Energy Related Emissions before CCS[hydrogen if,other machinery 28,CO2] | Industrial Sector Energy Related Emissions before CCS | hydrogen if | other machinery 28 | CO2 |  | 0 | 0 | 0 | 0 | 0 | 0 | 0 | 0 | 0 | 0 | 0 | 0 | 0 | 0 | 0 | 0 | 0 | 0 | 0 | 0 | 0 | 0 | 0 | 0 | 0 | 0 | 0 | 0 | 0 | 0 | 0
Industrial Sector Energy Related Emissions before CCS[hydrogen if,other machinery 28,VOC] | Industrial Sector Energy Related Emissions before CCS | hydrogen if | other machinery 28 | VOC |  | 0 | 0 | 0 | 0 | 0 | 0 | 0 | 0 | 0 | 0 | 0 | 0 | 0 | 0 | 0 | 0 | 0 | 0 | 0 | 0 | 0 | 0 | 0 | 0 | 0 | 0 | 0 | 0 | 0 | 0 | 0
Industrial Sector Energy Related Emissions before CCS[hydrogen if,other machinery 28,CO] | Industrial Sector Energy Related Emissions before CCS | hydrogen if | other machinery 28 | CO |  | 0 | 0 | 0 | 0 | 0 | 0 | 0 | 0 | 0 | 0 | 0 | 0 | 0 | 0 | 0 | 0 | 0 | 0 | 0 | 0 | 0 | 0 | 0 | 0 | 0 | 0 | 0 | 0 | 0 | 0 | 0
Industrial Sector Energy Related Emissions before CCS[hydrogen if,other machinery 28,NOx] | Industrial Sector Energy Related Emissions before CCS | hydrogen if | other machinery 28 | NOx |  | 0 | 0 | 0 | 0 | 0 | 0 | 0 | 0 | 0 | 0 | 0 | 0 | 0 | 0 | 0 | 0 | 0 | 0 | 0 | 0 | 0 | 0 | 0 | 0 | 0 | 0 | 0 | 0 | 0 | 0 | 0
Industrial Sector Energy Related Emissions before CCS[hydrogen if,other machinery 28,PM10] | Industrial Sector Energy Related Emissions before CCS | hydrogen if | other machinery 28 | PM10 |  | 0 | 0 | 0 | 0 | 0 | 0 | 0 | 0 | 0 | 0 | 0 | 0 | 0 | 0 | 0 | 0 | 0 | 0 | 0 | 0 | 0 | 0 | 0 | 0 | 0 | 0 | 0 | 0 | 0 | 0 | 0
Industrial Sector Energy Related Emissions before CCS[hydrogen if,other machinery 28,PM25] | Industrial Sector Energy Related Emissions before CCS | hydrogen if | other machinery 28 | PM25 |  | 0 | 0 | 0 | 0 | 0 | 0 | 0 | 0 | 0 | 0 | 0 | 0 | 0 | 0 | 0 | 0 | 0 | 0 | 0 | 0 | 0 | 0 | 0 | 0 | 0 | 0 | 0 | 0 | 0 | 0 | 0
Industrial Sector Energy Related Emissions before CCS[hydrogen if,other machinery 28,SOx] | Industrial Sector Energy Related Emissions before CCS | hydrogen if | other machinery 28 | SOx |  | 0 | 0 | 0 | 0 | 0 | 0 | 0 | 0 | 0 | 0 | 0 | 0 | 0 | 0 | 0 | 0 | 0 | 0 | 0 | 0 | 0 | 0 | 0 | 0 | 0 | 0 | 0 | 0 | 0 | 0 | 0
Industrial Sector Energy Related Emissions before CCS[hydrogen if,other machinery 28,BC] | Industrial Sector Energy Related Emissions before CCS | hydrogen if | other machinery 28 | BC |  | 0 | 0 | 0 | 0 | 0 | 0 | 0 | 0 | 0 | 0 | 0 | 0 | 0 | 0 | 0 | 0 | 0 | 0 | 0 | 0 | 0 | 0 | 0 | 0 | 0 | 0 | 0 | 0 | 0 | 0 | 0
Industrial Sector Energy Related Emissions before CCS[hydrogen if,other machinery 28,OC] | Industrial Sector Energy Related Emissions before CCS | hydrogen if | other machinery 28 | OC |  | 0 | 0 | 0 | 0 | 0 | 0 | 0 | 0 | 0 | 0 | 0 | 0 | 0 | 0 | 0 | 0 | 0 | 0 | 0 | 0 | 0 | 0 | 0 | 0 | 0 | 0 | 0 | 0 | 0 | 0 | 0
Industrial Sector Energy Related Emissions before CCS[hydrogen if,other machinery 28,CH4] | Industrial Sector Energy Related Emissions before CCS | hydrogen if | other machinery 28 | CH4 |  | 0 | 0 | 0 | 0 | 0 | 0 | 0 | 0 | 0 | 0 | 0 | 0 | 0 | 0 | 0 | 0 | 0 | 0 | 0 | 0 | 0 | 0 | 0 | 0 | 0 | 0 | 0 | 0 | 0 | 0 | 0
Industrial Sector Energy Related Emissions before CCS[hydrogen if,other machinery 28,N2O] | Industrial Sector Energy Related Emissions before CCS | hydrogen if | other machinery 28 | N2O |  | 0 | 0 | 0 | 0 | 0 | 0 | 0 | 0 | 0 | 0 | 0 | 0 | 0 | 0 | 0 | 0 | 0 | 0 | 0 | 0 | 0 | 0 | 0 | 0 | 0 | 0 | 0 | 0 | 0 | 0 | 0
Industrial Sector Energy Related Emissions before CCS[hydrogen if,other machinery 28,F gases] | Industrial Sector Energy Related Emissions before CCS | hydrogen if | other machinery 28 | F gases |  | 0 | 0 | 0 | 0 | 0 | 0 | 0 | 0 | 0 | 0 | 0 | 0 | 0 | 0 | 0 | 0 | 0 | 0 | 0 | 0 | 0 | 0 | 0 | 0 | 0 | 0 | 0 | 0 | 0 | 0 | 0
Industrial Sector Energy Related Emissions before CCS[hydrogen if,road vehicles 29,CO2] | Industrial Sector Energy Related Emissions before CCS | hydrogen if | road vehicles 29 | CO2 |  | 0 | 0 | 0 | 0 | 0 | 0 | 0 | 0 | 0 | 0 | 0 | 0 | 0 | 0 | 0 | 0 | 0 | 0 | 0 | 0 | 0 | 0 | 0 | 0 | 0 | 0 | 0 | 0 | 0 | 0 | 0
Industrial Sector Energy Related Emissions before CCS[hydrogen if,road vehicles 29,VOC] | Industrial Sector Energy Related Emissions before CCS | hydrogen if | road vehicles 29 | VOC |  | 0 | 0 | 0 | 0 | 0 | 0 | 0 | 0 | 0 | 0 | 0 | 0 | 0 | 0 | 0 | 0 | 0 | 0 | 0 | 0 | 0 | 0 | 0 | 0 | 0 | 0 | 0 | 0 | 0 | 0 | 0
Industrial Sector Energy Related Emissions before CCS[hydrogen if,road vehicles 29,CO] | Industrial Sector Energy Related Emissions before CCS | hydrogen if | road vehicles 29 | CO |  | 0 | 0 | 0 | 0 | 0 | 0 | 0 | 0 | 0 | 0 | 0 | 0 | 0 | 0 | 0 | 0 | 0 | 0 | 0 | 0 | 0 | 0 | 0 | 0 | 0 | 0 | 0 | 0 | 0 | 0 | 0
Industrial Sector Energy Related Emissions before CCS[hydrogen if,road vehicles 29,NOx] | Industrial Sector Energy Related Emissions before CCS | hydrogen if | road vehicles 29 | NOx |  | 0 | 0 | 0 | 0 | 0 | 0 | 0 | 0 | 0 | 0 | 0 | 0 | 0 | 0 | 0 | 0 | 0 | 0 | 0 | 0 | 0 | 0 | 0 | 0 | 0 | 0 | 0 | 0 | 0 | 0 | 0
Industrial Sector Energy Related Emissions before CCS[hydrogen if,road vehicles 29,PM10] | Industrial Sector Energy Related Emissions before CCS | hydrogen if | road vehicles 29 | PM10 |  | 0 | 0 | 0 | 0 | 0 | 0 | 0 | 0 | 0 | 0 | 0 | 0 | 0 | 0 | 0 | 0 | 0 | 0 | 0 | 0 | 0 | 0 | 0 | 0 | 0 | 0 | 0 | 0 | 0 | 0 | 0
Industrial Sector Energy Related Emissions before CCS[hydrogen if,road vehicles 29,PM25] | Industrial Sector Energy Related Emissions before CCS | hydrogen if | road vehicles 29 | PM25 |  | 0 | 0 | 0 | 0 | 0 | 0 | 0 | 0 | 0 | 0 | 0 | 0 | 0 | 0 | 0 | 0 | 0 | 0 | 0 | 0 | 0 | 0 | 0 | 0 | 0 | 0 | 0 | 0 | 0 | 0 | 0
Industrial Sector Energy Related Emissions before CCS[hydrogen if,road vehicles 29,SOx] | Industrial Sector Energy Related Emissions before CCS | hydrogen if | road vehicles 29 | SOx |  | 0 | 0 | 0 | 0 | 0 | 0 | 0 | 0 | 0 | 0 | 0 | 0 | 0 | 0 | 0 | 0 | 0 | 0 | 0 | 0 | 0 | 0 | 0 | 0 | 0 | 0 | 0 | 0 | 0 | 0 | 0
Industrial Sector Energy Related Emissions before CCS[hydrogen if,road vehicles 29,BC] | Industrial Sector Energy Related Emissions before CCS | hydrogen if | road vehicles 29 | BC |  | 0 | 0 | 0 | 0 | 0 | 0 | 0 | 0 | 0 | 0 | 0 | 0 | 0 | 0 | 0 | 0 | 0 | 0 | 0 | 0 | 0 | 0 | 0 | 0 | 0 | 0 | 0 | 0 | 0 | 0 | 0
Industrial Sector Energy Related Emissions before CCS[hydrogen if,road vehicles 29,OC] | Industrial Sector Energy Related Emissions before CCS | hydrogen if | road vehicles 29 | OC |  | 0 | 0 | 0 | 0 | 0 | 0 | 0 | 0 | 0 | 0 | 0 | 0 | 0 | 0 | 0 | 0 | 0 | 0 | 0 | 0 | 0 | 0 | 0 | 0 | 0 | 0 | 0 | 0 | 0 | 0 | 0
Industrial Sector Energy Related Emissions before CCS[hydrogen if,road vehicles 29,CH4] | Industrial Sector Energy Related Emissions before CCS | hydrogen if | road vehicles 29 | CH4 |  | 0 | 0 | 0 | 0 | 0 | 0 | 0 | 0 | 0 | 0 | 0 | 0 | 0 | 0 | 0 | 0 | 0 | 0 | 0 | 0 | 0 | 0 | 0 | 0 | 0 | 0 | 0 | 0 | 0 | 0 | 0
Industrial Sector Energy Related Emissions before CCS[hydrogen if,road vehicles 29,N2O] | Industrial Sector Energy Related Emissions before CCS | hydrogen if | road vehicles 29 | N2O |  | 0 | 0 | 0 | 0 | 0 | 0 | 0 | 0 | 0 | 0 | 0 | 0 | 0 | 0 | 0 | 0 | 0 | 0 | 0 | 0 | 0 | 0 | 0 | 0 | 0 | 0 | 0 | 0 | 0 | 0 | 0
Industrial Sector Energy Related Emissions before CCS[hydrogen if,road vehicles 29,F gases] | Industrial Sector Energy Related Emissions before CCS | hydrogen if | road vehicles 29 | F gases |  | 0 | 0 | 0 | 0 | 0 | 0 | 0 | 0 | 0 | 0 | 0 | 0 | 0 | 0 | 0 | 0 | 0 | 0 | 0 | 0 | 0 | 0 | 0 | 0 | 0 | 0 | 0 | 0 | 0 | 0 | 0
Industrial Sector Energy Related Emissions before CCS[hydrogen if,nonroad vehicles 30,CO2] | Industrial Sector Energy Related Emissions before CCS | hydrogen if | nonroad vehicles 30 | CO2 |  | 0 | 0 | 0 | 0 | 0 | 0 | 0 | 0 | 0 | 0 | 0 | 0 | 0 | 0 | 0 | 0 | 0 | 0 | 0 | 0 | 0 | 0 | 0 | 0 | 0 | 0 | 0 | 0 | 0 | 0 | 0
Industrial Sector Energy Related Emissions before CCS[hydrogen if,nonroad vehicles 30,VOC] | Industrial Sector Energy Related Emissions before CCS | hydrogen if | nonroad vehicles 30 | VOC |  | 0 | 0 | 0 | 0 | 0 | 0 | 0 | 0 | 0 | 0 | 0 | 0 | 0 | 0 | 0 | 0 | 0 | 0 | 0 | 0 | 0 | 0 | 0 | 0 | 0 | 0 | 0 | 0 | 0 | 0 | 0
Industrial Sector Energy Related Emissions before CCS[hydrogen if,nonroad vehicles 30,CO] | Industrial Sector Energy Related Emissions before CCS | hydrogen if | nonroad vehicles 30 | CO |  | 0 | 0 | 0 | 0 | 0 | 0 | 0 | 0 | 0 | 0 | 0 | 0 | 0 | 0 | 0 | 0 | 0 | 0 | 0 | 0 | 0 | 0 | 0 | 0 | 0 | 0 | 0 | 0 | 0 | 0 | 0
Industrial Sector Energy Related Emissions before CCS[hydrogen if,nonroad vehicles 30,NOx] | Industrial Sector Energy Related Emissions before CCS | hydrogen if | nonroad vehicles 30 | NOx |  | 0 | 0 | 0 | 0 | 0 | 0 | 0 | 0 | 0 | 0 | 0 | 0 | 0 | 0 | 0 | 0 | 0 | 0 | 0 | 0 | 0 | 0 | 0 | 0 | 0 | 0 | 0 | 0 | 0 | 0 | 0
Industrial Sector Energy Related Emissions before CCS[hydrogen if,nonroad vehicles 30,PM10] | Industrial Sector Energy Related Emissions before CCS | hydrogen if | nonroad vehicles 30 | PM10 |  | 0 | 0 | 0 | 0 | 0 | 0 | 0 | 0 | 0 | 0 | 0 | 0 | 0 | 0 | 0 | 0 | 0 | 0 | 0 | 0 | 0 | 0 | 0 | 0 | 0 | 0 | 0 | 0 | 0 | 0 | 0
Industrial Sector Energy Related Emissions before CCS[hydrogen if,nonroad vehicles 30,PM25] | Industrial Sector Energy Related Emissions before CCS | hydrogen if | nonroad vehicles 30 | PM25 |  | 0 | 0 | 0 | 0 | 0 | 0 | 0 | 0 | 0 | 0 | 0 | 0 | 0 | 0 | 0 | 0 | 0 | 0 | 0 | 0 | 0 | 0 | 0 | 0 | 0 | 0 | 0 | 0 | 0 | 0 | 0
Industrial Sector Energy Related Emissions before CCS[hydrogen if,nonroad vehicles 30,SOx] | Industrial Sector Energy Related Emissions before CCS | hydrogen if | nonroad vehicles 30 | SOx |  | 0 | 0 | 0 | 0 | 0 | 0 | 0 | 0 | 0 | 0 | 0 | 0 | 0 | 0 | 0 | 0 | 0 | 0 | 0 | 0 | 0 | 0 | 0 | 0 | 0 | 0 | 0 | 0 | 0 | 0 | 0
Industrial Sector Energy Related Emissions before CCS[hydrogen if,nonroad vehicles 30,BC] | Industrial Sector Energy Related Emissions before CCS | hydrogen if | nonroad vehicles 30 | BC |  | 0 | 0 | 0 | 0 | 0 | 0 | 0 | 0 | 0 | 0 | 0 | 0 | 0 | 0 | 0 | 0 | 0 | 0 | 0 | 0 | 0 | 0 | 0 | 0 | 0 | 0 | 0 | 0 | 0 | 0 | 0
Industrial Sector Energy Related Emissions before CCS[hydrogen if,nonroad vehicles 30,OC] | Industrial Sector Energy Related Emissions before CCS | hydrogen if | nonroad vehicles 30 | OC |  | 0 | 0 | 0 | 0 | 0 | 0 | 0 | 0 | 0 | 0 | 0 | 0 | 0 | 0 | 0 | 0 | 0 | 0 | 0 | 0 | 0 | 0 | 0 | 0 | 0 | 0 | 0 | 0 | 0 | 0 | 0
Industrial Sector Energy Related Emissions before CCS[hydrogen if,nonroad vehicles 30,CH4] | Industrial Sector Energy Related Emissions before CCS | hydrogen if | nonroad vehicles 30 | CH4 |  | 0 | 0 | 0 | 0 | 0 | 0 | 0 | 0 | 0 | 0 | 0 | 0 | 0 | 0 | 0 | 0 | 0 | 0 | 0 | 0 | 0 | 0 | 0 | 0 | 0 | 0 | 0 | 0 | 0 | 0 | 0
Industrial Sector Energy Related Emissions before CCS[hydrogen if,nonroad vehicles 30,N2O] | Industrial Sector Energy Related Emissions before CCS | hydrogen if | nonroad vehicles 30 | N2O |  | 0 | 0 | 0 | 0 | 0 | 0 | 0 | 0 | 0 | 0 | 0 | 0 | 0 | 0 | 0 | 0 | 0 | 0 | 0 | 0 | 0 | 0 | 0 | 0 | 0 | 0 | 0 | 0 | 0 | 0 | 0
Industrial Sector Energy Related Emissions before CCS[hydrogen if,nonroad vehicles 30,F gases] | Industrial Sector Energy Related Emissions before CCS | hydrogen if | nonroad vehicles 30 | F gases |  | 0 | 0 | 0 | 0 | 0 | 0 | 0 | 0 | 0 | 0 | 0 | 0 | 0 | 0 | 0 | 0 | 0 | 0 | 0 | 0 | 0 | 0 | 0 | 0 | 0 | 0 | 0 | 0 | 0 | 0 | 0
Industrial Sector Energy Related Emissions before CCS[hydrogen if,other manufacturing 31T33,CO2] | Industrial Sector Energy Related Emissions before CCS | hydrogen if | other manufacturing 31T33 | CO2 |  | 0 | 0 | 0 | 0 | 0 | 0 | 0 | 0 | 0 | 0 | 0 | 0 | 0 | 0 | 0 | 0 | 0 | 0 | 0 | 0 | 0 | 0 | 0 | 0 | 0 | 0 | 0 | 0 | 0 | 0 | 0
Industrial Sector Energy Related Emissions before CCS[hydrogen if,other manufacturing 31T33,VOC] | Industrial Sector Energy Related Emissions before CCS | hydrogen if | other manufacturing 31T33 | VOC |  | 0 | 0 | 0 | 0 | 0 | 0 | 0 | 0 | 0 | 0 | 0 | 0 | 0 | 0 | 0 | 0 | 0 | 0 | 0 | 0 | 0 | 0 | 0 | 0 | 0 | 0 | 0 | 0 | 0 | 0 | 0
Industrial Sector Energy Related Emissions before CCS[hydrogen if,other manufacturing 31T33,CO] | Industrial Sector Energy Related Emissions before CCS | hydrogen if | other manufacturing 31T33 | CO |  | 0 | 0 | 0 | 0 | 0 | 0 | 0 | 0 | 0 | 0 | 0 | 0 | 0 | 0 | 0 | 0 | 0 | 0 | 0 | 0 | 0 | 0 | 0 | 0 | 0 | 0 | 0 | 0 | 0 | 0 | 0
Industrial Sector Energy Related Emissions before CCS[hydrogen if,other manufacturing 31T33,NOx] | Industrial Sector Energy Related Emissions before CCS | hydrogen if | other manufacturing 31T33 | NOx |  | 0 | 0 | 0 | 0 | 0 | 0 | 0 | 0 | 0 | 0 | 0 | 0 | 0 | 0 | 0 | 0 | 0 | 0 | 0 | 0 | 0 | 0 | 0 | 0 | 0 | 0 | 0 | 0 | 0 | 0 | 0
Industrial Sector Energy Related Emissions before CCS[hydrogen if,other manufacturing 31T33,PM10] | Industrial Sector Energy Related Emissions before CCS | hydrogen if | other manufacturing 31T33 | PM10 |  | 0 | 0 | 0 | 0 | 0 | 0 | 0 | 0 | 0 | 0 | 0 | 0 | 0 | 0 | 0 | 0 | 0 | 0 | 0 | 0 | 0 | 0 | 0 | 0 | 0 | 0 | 0 | 0 | 0 | 0 | 0
Industrial Sector Energy Related Emissions before CCS[hydrogen if,other manufacturing 31T33,PM25] | Industrial Sector Energy Related Emissions before CCS | hydrogen if | other manufacturing 31T33 | PM25 |  | 0 | 0 | 0 | 0 | 0 | 0 | 0 | 0 | 0 | 0 | 0 | 0 | 0 | 0 | 0 | 0 | 0 | 0 | 0 | 0 | 0 | 0 | 0 | 0 | 0 | 0 | 0 | 0 | 0 | 0 | 0
Industrial Sector Energy Related Emissions before CCS[hydrogen if,other manufacturing 31T33,SOx] | Industrial Sector Energy Related Emissions before CCS | hydrogen if | other manufacturing 31T33 | SOx |  | 0 | 0 | 0 | 0 | 0 | 0 | 0 | 0 | 0 | 0 | 0 | 0 | 0 | 0 | 0 | 0 | 0 | 0 | 0 | 0 | 0 | 0 | 0 | 0 | 0 | 0 | 0 | 0 | 0 | 0 | 0
Industrial Sector Energy Related Emissions before CCS[hydrogen if,other manufacturing 31T33,BC] | Industrial Sector Energy Related Emissions before CCS | hydrogen if | other manufacturing 31T33 | BC |  | 0 | 0 | 0 | 0 | 0 | 0 | 0 | 0 | 0 | 0 | 0 | 0 | 0 | 0 | 0 | 0 | 0 | 0 | 0 | 0 | 0 | 0 | 0 | 0 | 0 | 0 | 0 | 0 | 0 | 0 | 0
Industrial Sector Energy Related Emissions before CCS[hydrogen if,other manufacturing 31T33,OC] | Industrial Sector Energy Related Emissions before CCS | hydrogen if | other manufacturing 31T33 | OC |  | 0 | 0 | 0 | 0 | 0 | 0 | 0 | 0 | 0 | 0 | 0 | 0 | 0 | 0 | 0 | 0 | 0 | 0 | 0 | 0 | 0 | 0 | 0 | 0 | 0 | 0 | 0 | 0 | 0 | 0 | 0
Industrial Sector Energy Related Emissions before CCS[hydrogen if,other manufacturing 31T33,CH4] | Industrial Sector Energy Related Emissions before CCS | hydrogen if | other manufacturing 31T33 | CH4 |  | 0 | 0 | 0 | 0 | 0 | 0 | 0 | 0 | 0 | 0 | 0 | 0 | 0 | 0 | 0 | 0 | 0 | 0 | 0 | 0 | 0 | 0 | 0 | 0 | 0 | 0 | 0 | 0 | 0 | 0 | 0
Industrial Sector Energy Related Emissions before CCS[hydrogen if,other manufacturing 31T33,N2O] | Industrial Sector Energy Related Emissions before CCS | hydrogen if | other manufacturing 31T33 | N2O |  | 0 | 0 | 0 | 0 | 0 | 0 | 0 | 0 | 0 | 0 | 0 | 0 | 0 | 0 | 0 | 0 | 0 | 0 | 0 | 0 | 0 | 0 | 0 | 0 | 0 | 0 | 0 | 0 | 0 | 0 | 0
Industrial Sector Energy Related Emissions before CCS[hydrogen if,other manufacturing 31T33,F gases] | Industrial Sector Energy Related Emissions before CCS | hydrogen if | other manufacturing 31T33 | F gases |  | 0 | 0 | 0 | 0 | 0 | 0 | 0 | 0 | 0 | 0 | 0 | 0 | 0 | 0 | 0 | 0 | 0 | 0 | 0 | 0 | 0 | 0 | 0 | 0 | 0 | 0 | 0 | 0 | 0 | 0 | 0
Industrial Sector Energy Related Emissions before CCS[hydrogen if,energy pipelines and gas processing 352T353,CO2] | Industrial Sector Energy Related Emissions before CCS | hydrogen if | energy pipelines and gas processing 352T353 | CO2 |  | 0 | 0 | 0 | 0 | 0 | 0 | 0 | 0 | 0 | 0 | 0 | 0 | 0 | 0 | 0 | 0 | 0 | 0 | 0 | 0 | 0 | 0 | 0 | 0 | 0 | 0 | 0 | 0 | 0 | 0 | 0
Industrial Sector Energy Related Emissions before CCS[hydrogen if,energy pipelines and gas processing 352T353,VOC] | Industrial Sector Energy Related Emissions before CCS | hydrogen if | energy pipelines and gas processing 352T353 | VOC |  | 0 | 0 | 0 | 0 | 0 | 0 | 0 | 0 | 0 | 0 | 0 | 0 | 0 | 0 | 0 | 0 | 0 | 0 | 0 | 0 | 0 | 0 | 0 | 0 | 0 | 0 | 0 | 0 | 0 | 0 | 0
Industrial Sector Energy Related Emissions before CCS[hydrogen if,energy pipelines and gas processing 352T353,CO] | Industrial Sector Energy Related Emissions before CCS | hydrogen if | energy pipelines and gas processing 352T353 | CO |  | 0 | 0 | 0 | 0 | 0 | 0 | 0 | 0 | 0 | 0 | 0 | 0 | 0 | 0 | 0 | 0 | 0 | 0 | 0 | 0 | 0 | 0 | 0 | 0 | 0 | 0 | 0 | 0 | 0 | 0 | 0
Industrial Sector Energy Related Emissions before CCS[hydrogen if,energy pipelines and gas processing 352T353,NOx] | Industrial Sector Energy Related Emissions before CCS | hydrogen if | energy pipelines and gas processing 352T353 | NOx |  | 0 | 0 | 0 | 0 | 0 | 0 | 0 | 0 | 0 | 0 | 0 | 0 | 0 | 0 | 0 | 0 | 0 | 0 | 0 | 0 | 0 | 0 | 0 | 0 | 0 | 0 | 0 | 0 | 0 | 0 | 0
Industrial Sector Energy Related Emissions before CCS[hydrogen if,energy pipelines and gas processing 352T353,PM10] | Industrial Sector Energy Related Emissions before CCS | hydrogen if | energy pipelines and gas processing 352T353 | PM10 |  | 0 | 0 | 0 | 0 | 0 | 0 | 0 | 0 | 0 | 0 | 0 | 0 | 0 | 0 | 0 | 0 | 0 | 0 | 0 | 0 | 0 | 0 | 0 | 0 | 0 | 0 | 0 | 0 | 0 | 0 | 0
Industrial Sector Energy Related Emissions before CCS[hydrogen if,energy pipelines and gas processing 352T353,PM25] | Industrial Sector Energy Related Emissions before CCS | hydrogen if | energy pipelines and gas processing 352T353 | PM25 |  | 0 | 0 | 0 | 0 | 0 | 0 | 0 | 0 | 0 | 0 | 0 | 0 | 0 | 0 | 0 | 0 | 0 | 0 | 0 | 0 | 0 | 0 | 0 | 0 | 0 | 0 | 0 | 0 | 0 | 0 | 0
Industrial Sector Energy Related Emissions before CCS[hydrogen if,energy pipelines and gas processing 352T353,SOx] | Industrial Sector Energy Related Emissions before CCS | hydrogen if | energy pipelines and gas processing 352T353 | SOx |  | 0 | 0 | 0 | 0 | 0 | 0 | 0 | 0 | 0 | 0 | 0 | 0 | 0 | 0 | 0 | 0 | 0 | 0 | 0 | 0 | 0 | 0 | 0 | 0 | 0 | 0 | 0 | 0 | 0 | 0 | 0
Industrial Sector Energy Related Emissions before CCS[hydrogen if,energy pipelines and gas processing 352T353,BC] | Industrial Sector Energy Related Emissions before CCS | hydrogen if | energy pipelines and gas processing 352T353 | BC |  | 0 | 0 | 0 | 0 | 0 | 0 | 0 | 0 | 0 | 0 | 0 | 0 | 0 | 0 | 0 | 0 | 0 | 0 | 0 | 0 | 0 | 0 | 0 | 0 | 0 | 0 | 0 | 0 | 0 | 0 | 0
Industrial Sector Energy Related Emissions before CCS[hydrogen if,energy pipelines and gas processing 352T353,OC] | Industrial Sector Energy Related Emissions before CCS | hydrogen if | energy pipelines and gas processing 352T353 | OC |  | 0 | 0 | 0 | 0 | 0 | 0 | 0 | 0 | 0 | 0 | 0 | 0 | 0 | 0 | 0 | 0 | 0 | 0 | 0 | 0 | 0 | 0 | 0 | 0 | 0 | 0 | 0 | 0 | 0 | 0 | 0
Industrial Sector Energy Related Emissions before CCS[hydrogen if,energy pipelines and gas processing 352T353,CH4] | Industrial Sector Energy Related Emissions before CCS | hydrogen if | energy pipelines and gas processing 352T353 | CH4 |  | 0 | 0 | 0 | 0 | 0 | 0 | 0 | 0 | 0 | 0 | 0 | 0 | 0 | 0 | 0 | 0 | 0 | 0 | 0 | 0 | 0 | 0 | 0 | 0 | 0 | 0 | 0 | 0 | 0 | 0 | 0
Industrial Sector Energy Related Emissions before CCS[hydrogen if,energy pipelines and gas processing 352T353,N2O] | Industrial Sector Energy Related Emissions before CCS | hydrogen if | energy pipelines and gas processing 352T353 | N2O |  | 0 | 0 | 0 | 0 | 0 | 0 | 0 | 0 | 0 | 0 | 0 | 0 | 0 | 0 | 0 | 0 | 0 | 0 | 0 | 0 | 0 | 0 | 0 | 0 | 0 | 0 | 0 | 0 | 0 | 0 | 0
Industrial Sector Energy Related Emissions before CCS[hydrogen if,energy pipelines and gas processing 352T353,F gases] | Industrial Sector Energy Related Emissions before CCS | hydrogen if | energy pipelines and gas processing 352T353 | F gases |  | 0 | 0 | 0 | 0 | 0 | 0 | 0 | 0 | 0 | 0 | 0 | 0 | 0 | 0 | 0 | 0 | 0 | 0 | 0 | 0 | 0 | 0 | 0 | 0 | 0 | 0 | 0 | 0 | 0 | 0 | 0
Industrial Sector Energy Related Emissions before CCS[hydrogen if,water and waste 36T39,CO2] | Industrial Sector Energy Related Emissions before CCS | hydrogen if | water and waste 36T39 | CO2 |  | 0 | 0 | 0 | 0 | 0 | 0 | 0 | 0 | 0 | 0 | 0 | 0 | 0 | 0 | 0 | 0 | 0 | 0 | 0 | 0 | 0 | 0 | 0 | 0 | 0 | 0 | 0 | 0 | 0 | 0 | 0
Industrial Sector Energy Related Emissions before CCS[hydrogen if,water and waste 36T39,VOC] | Industrial Sector Energy Related Emissions before CCS | hydrogen if | water and waste 36T39 | VOC |  | 0 | 0 | 0 | 0 | 0 | 0 | 0 | 0 | 0 | 0 | 0 | 0 | 0 | 0 | 0 | 0 | 0 | 0 | 0 | 0 | 0 | 0 | 0 | 0 | 0 | 0 | 0 | 0 | 0 | 0 | 0
Industrial Sector Energy Related Emissions before CCS[hydrogen if,water and waste 36T39,CO] | Industrial Sector Energy Related Emissions before CCS | hydrogen if | water and waste 36T39 | CO |  | 0 | 0 | 0 | 0 | 0 | 0 | 0 | 0 | 0 | 0 | 0 | 0 | 0 | 0 | 0 | 0 | 0 | 0 | 0 | 0 | 0 | 0 | 0 | 0 | 0 | 0 | 0 | 0 | 0 | 0 | 0
Industrial Sector Energy Related Emissions before CCS[hydrogen if,water and waste 36T39,NOx] | Industrial Sector Energy Related Emissions before CCS | hydrogen if | water and waste 36T39 | NOx |  | 0 | 0 | 0 | 0 | 0 | 0 | 0 | 0 | 0 | 0 | 0 | 0 | 0 | 0 | 0 | 0 | 0 | 0 | 0 | 0 | 0 | 0 | 0 | 0 | 0 | 0 | 0 | 0 | 0 | 0 | 0
Industrial Sector Energy Related Emissions before CCS[hydrogen if,water and waste 36T39,PM10] | Industrial Sector Energy Related Emissions before CCS | hydrogen if | water and waste 36T39 | PM10 |  | 0 | 0 | 0 | 0 | 0 | 0 | 0 | 0 | 0 | 0 | 0 | 0 | 0 | 0 | 0 | 0 | 0 | 0 | 0 | 0 | 0 | 0 | 0 | 0 | 0 | 0 | 0 | 0 | 0 | 0 | 0
Industrial Sector Energy Related Emissions before CCS[hydrogen if,water and waste 36T39,PM25] | Industrial Sector Energy Related Emissions before CCS | hydrogen if | water and waste 36T39 | PM25 |  | 0 | 0 | 0 | 0 | 0 | 0 | 0 | 0 | 0 | 0 | 0 | 0 | 0 | 0 | 0 | 0 | 0 | 0 | 0 | 0 | 0 | 0 | 0 | 0 | 0 | 0 | 0 | 0 | 0 | 0 | 0
Industrial Sector Energy Related Emissions before CCS[hydrogen if,water and waste 36T39,SOx] | Industrial Sector Energy Related Emissions before CCS | hydrogen if | water and waste 36T39 | SOx |  | 0 | 0 | 0 | 0 | 0 | 0 | 0 | 0 | 0 | 0 | 0 | 0 | 0 | 0 | 0 | 0 | 0 | 0 | 0 | 0 | 0 | 0 | 0 | 0 | 0 | 0 | 0 | 0 | 0 | 0 | 0
Industrial Sector Energy Related Emissions before CCS[hydrogen if,water and waste 36T39,BC] | Industrial Sector Energy Related Emissions before CCS | hydrogen if | water and waste 36T39 | BC |  | 0 | 0 | 0 | 0 | 0 | 0 | 0 | 0 | 0 | 0 | 0 | 0 | 0 | 0 | 0 | 0 | 0 | 0 | 0 | 0 | 0 | 0 | 0 | 0 | 0 | 0 | 0 | 0 | 0 | 0 | 0
Industrial Sector Energy Related Emissions before CCS[hydrogen if,water and waste 36T39,OC] | Industrial Sector Energy Related Emissions before CCS | hydrogen if | water and waste 36T39 | OC |  | 0 | 0 | 0 | 0 | 0 | 0 | 0 | 0 | 0 | 0 | 0 | 0 | 0 | 0 | 0 | 0 | 0 | 0 | 0 | 0 | 0 | 0 | 0 | 0 | 0 | 0 | 0 | 0 | 0 | 0 | 0
Industrial Sector Energy Related Emissions before CCS[hydrogen if,water and waste 36T39,CH4] | Industrial Sector Energy Related Emissions before CCS | hydrogen if | water and waste 36T39 | CH4 |  | 0 | 0 | 0 | 0 | 0 | 0 | 0 | 0 | 0 | 0 | 0 | 0 | 0 | 0 | 0 | 0 | 0 | 0 | 0 | 0 | 0 | 0 | 0 | 0 | 0 | 0 | 0 | 0 | 0 | 0 | 0
Industrial Sector Energy Related Emissions before CCS[hydrogen if,water and waste 36T39,N2O] | Industrial Sector Energy Related Emissions before CCS | hydrogen if | water and waste 36T39 | N2O |  | 0 | 0 | 0 | 0 | 0 | 0 | 0 | 0 | 0 | 0 | 0 | 0 | 0 | 0 | 0 | 0 | 0 | 0 | 0 | 0 | 0 | 0 | 0 | 0 | 0 | 0 | 0 | 0 | 0 | 0 | 0
Industrial Sector Energy Related Emissions before CCS[hydrogen if,water and waste 36T39,F gases] | Industrial Sector Energy Related Emissions before CCS | hydrogen if | water and waste 36T39 | F gases |  | 0 | 0 | 0 | 0 | 0 | 0 | 0 | 0 | 0 | 0 | 0 | 0 | 0 | 0 | 0 | 0 | 0 | 0 | 0 | 0 | 0 | 0 | 0 | 0 | 0 | 0 | 0 | 0 | 0 | 0 | 0
Industrial Sector Energy Related Emissions before CCS[hydrogen if,construction 41T43,CO2] | Industrial Sector Energy Related Emissions before CCS | hydrogen if | construction 41T43 | CO2 |  | 0 | 0 | 0 | 0 | 0 | 0 | 0 | 0 | 0 | 0 | 0 | 0 | 0 | 0 | 0 | 0 | 0 | 0 | 0 | 0 | 0 | 0 | 0 | 0 | 0 | 0 | 0 | 0 | 0 | 0 | 0
Industrial Sector Energy Related Emissions before CCS[hydrogen if,construction 41T43,VOC] | Industrial Sector Energy Related Emissions before CCS | hydrogen if | construction 41T43 | VOC |  | 0 | 0 | 0 | 0 | 0 | 0 | 0 | 0 | 0 | 0 | 0 | 0 | 0 | 0 | 0 | 0 | 0 | 0 | 0 | 0 | 0 | 0 | 0 | 0 | 0 | 0 | 0 | 0 | 0 | 0 | 0
Industrial Sector Energy Related Emissions before CCS[hydrogen if,construction 41T43,CO] | Industrial Sector Energy Related Emissions before CCS | hydrogen if | construction 41T43 | CO |  | 0 | 0 | 0 | 0 | 0 | 0 | 0 | 0 | 0 | 0 | 0 | 0 | 0 | 0 | 0 | 0 | 0 | 0 | 0 | 0 | 0 | 0 | 0 | 0 | 0 | 0 | 0 | 0 | 0 | 0 | 0
Industrial Sector Energy Related Emissions before CCS[hydrogen if,construction 41T43,NOx] | Industrial Sector Energy Related Emissions before CCS | hydrogen if | construction 41T43 | NOx |  | 0 | 0 | 0 | 0 | 0 | 0 | 0 | 0 | 0 | 0 | 0 | 0 | 0 | 0 | 0 | 0 | 0 | 0 | 0 | 0 | 0 | 0 | 0 | 0 | 0 | 0 | 0 | 0 | 0 | 0 | 0
Industrial Sector Energy Related Emissions before CCS[hydrogen if,construction 41T43,PM10] | Industrial Sector Energy Related Emissions before CCS | hydrogen if | construction 41T43 | PM10 |  | 0 | 0 | 0 | 0 | 0 | 0 | 0 | 0 | 0 | 0 | 0 | 0 | 0 | 0 | 0 | 0 | 0 | 0 | 0 | 0 | 0 | 0 | 0 | 0 | 0 | 0 | 0 | 0 | 0 | 0 | 0
Industrial Sector Energy Related Emissions before CCS[hydrogen if,construction 41T43,PM25] | Industrial Sector Energy Related Emissions before CCS | hydrogen if | construction 41T43 | PM25 |  | 0 | 0 | 0 | 0 | 0 | 0 | 0 | 0 | 0 | 0 | 0 | 0 | 0 | 0 | 0 | 0 | 0 | 0 | 0 | 0 | 0 | 0 | 0 | 0 | 0 | 0 | 0 | 0 | 0 | 0 | 0
Industrial Sector Energy Related Emissions before CCS[hydrogen if,construction 41T43,SOx] | Industrial Sector Energy Related Emissions before CCS | hydrogen if | construction 41T43 | SOx |  | 0 | 0 | 0 | 0 | 0 | 0 | 0 | 0 | 0 | 0 | 0 | 0 | 0 | 0 | 0 | 0 | 0 | 0 | 0 | 0 | 0 | 0 | 0 | 0 | 0 | 0 | 0 | 0 | 0 | 0 | 0
Industrial Sector Energy Related Emissions before CCS[hydrogen if,construction 41T43,BC] | Industrial Sector Energy Related Emissions before CCS | hydrogen if | construction 41T43 | BC |  | 0 | 0 | 0 | 0 | 0 | 0 | 0 | 0 | 0 | 0 | 0 | 0 | 0 | 0 | 0 | 0 | 0 | 0 | 0 | 0 | 0 | 0 | 0 | 0 | 0 | 0 | 0 | 0 | 0 | 0 | 0
Industrial Sector Energy Related Emissions before CCS[hydrogen if,construction 41T43,OC] | Industrial Sector Energy Related Emissions before CCS | hydrogen if | construction 41T43 | OC |  | 0 | 0 | 0 | 0 | 0 | 0 | 0 | 0 | 0 | 0 | 0 | 0 | 0 | 0 | 0 | 0 | 0 | 0 | 0 | 0 | 0 | 0 | 0 | 0 | 0 | 0 | 0 | 0 | 0 | 0 | 0
Industrial Sector Energy Related Emissions before CCS[hydrogen if,construction 41T43,CH4] | Industrial Sector Energy Related Emissions before CCS | hydrogen if | construction 41T43 | CH4 |  | 0 | 0 | 0 | 0 | 0 | 0 | 0 | 0 | 0 | 0 | 0 | 0 | 0 | 0 | 0 | 0 | 0 | 0 | 0 | 0 | 0 | 0 | 0 | 0 | 0 | 0 | 0 | 0 | 0 | 0 | 0
Industrial Sector Energy Related Emissions before CCS[hydrogen if,construction 41T43,N2O] | Industrial Sector Energy Related Emissions before CCS | hydrogen if | construction 41T43 | N2O |  | 0 | 0 | 0 | 0 | 0 | 0 | 0 | 0 | 0 | 0 | 0 | 0 | 0 | 0 | 0 | 0 | 0 | 0 | 0 | 0 | 0 | 0 | 0 | 0 | 0 | 0 | 0 | 0 | 0 | 0 | 0
Industrial Sector Energy Related Emissions before CCS[hydrogen if,construction 41T43,F gases] | Industrial Sector Energy Related Emissions before CCS | hydrogen if | construction 41T43 | F gases |  | 0 | 0 | 0 | 0 | 0 | 0 | 0 | 0 | 0 | 0 | 0 | 0 | 0 | 0 | 0 | 0 | 0 | 0 | 0 | 0 | 0 | 0 | 0 | 0 | 0 | 0 | 0 | 0 | 0 | 0 | 0
Electricity Sector Pollutant Emissions[CO2,hard coal es] | Electricity Sector Pollutant Emissions | CO2 | hard coal es |  |  | 9920040000000 | 7932010000000 | 5954030000000 | 3966010000000 | 1988020000000 | 0 | 0 | 0 | 0 | 0 | 0 | 0 | 0 | 0 | 0 | 0 | 0 | 0 | 0 | 0 | 0 | 0 | 0 | 0 | 0 | 0 | 0 | 0 | 0 | 0 | 0
Electricity Sector Pollutant Emissions[CO2,natural gas nonpeaker es] | Electricity Sector Pollutant Emissions | CO2 | natural gas nonpeaker es |  |  | 41161700000000 | 39109100000000 | 39364600000000 | 39303300000000 | 39308300000000 | 39163700000000 | 38385900000000 | 37259200000000 | 36036600000000 | 34176900000000 | 31778700000000 | 27892000000000 | 28140400000000 | 27444100000000 | 26010100000000 | 23576600000000 | 18899000000000 | 15209800000000 | 13737300000000 | 11863300000000 | 10171000000000 | 8343870000000 | 5306340000000 | 2292160000000 | 321480000000 | 0 | 0 | 0 | 0 | 0 | 0
Electricity Sector Pollutant Emissions[CO2,nuclear es] | Electricity Sector Pollutant Emissions | CO2 | nuclear es |  |  | 0 | 0 | 0 | 0 | 0 | 0 | 0 | 0 | 0 | 0 | 0 | 0 | 0 | 0 | 0 | 0 | 0 | 0 | 0 | 0 | 0 | 0 | 0 | 0 | 0 | 0 | 0 | 0 | 0 | 0 | 0
Electricity Sector Pollutant Emissions[CO2,hydro es] | Electricity Sector Pollutant Emissions | CO2 | hydro es |  |  | 0 | 0 | 0 | 0 | 0 | 0 | 0 | 0 | 0 | 0 | 0 | 0 | 0 | 0 | 0 | 0 | 0 | 0 | 0 | 0 | 0 | 0 | 0 | 0 | 0 | 0 | 0 | 0 | 0 | 0 | 0
Electricity Sector Pollutant Emissions[CO2,onshore wind es] | Electricity Sector Pollutant Emissions | CO2 | onshore wind es |  |  | 0 | 0 | 0 | 0 | 0 | 0 | 0 | 0 | 0 | 0 | 0 | 0 | 0 | 0 | 0 | 0 | 0 | 0 | 0 | 0 | 0 | 0 | 0 | 0 | 0 | 0 | 0 | 0 | 0 | 0 | 0
Electricity Sector Pollutant Emissions[CO2,solar PV es] | Electricity Sector Pollutant Emissions | CO2 | solar PV es |  |  | 0 | 0 | 0 | 0 | 0 | 0 | 0 | 0 | 0 | 0 | 0 | 0 | 0 | 0 | 0 | 0 | 0 | 0 | 0 | 0 | 0 | 0 | 0 | 0 | 0 | 0 | 0 | 0 | 0 | 0 | 0
Electricity Sector Pollutant Emissions[CO2,solar thermal es] | Electricity Sector Pollutant Emissions | CO2 | solar thermal es |  |  | 0 | 0 | 0 | 0 | 0 | 0 | 0 | 0 | 0 | 0 | 0 | 0 | 0 | 0 | 0 | 0 | 0 | 0 | 0 | 0 | 0 | 0 | 0 | 0 | 0 | 0 | 0 | 0 | 0 | 0 | 0
Electricity Sector Pollutant Emissions[CO2,biomass es] | Electricity Sector Pollutant Emissions | CO2 | biomass es |  |  | 0 | 0 | 0 | 0 | 0 | 0 | 0 | 0 | 0 | 0 | 0 | 0 | 0 | 0 | 0 | 0 | 0 | 0 | 0 | 0 | 0 | 0 | 0 | 0 | 0 | 0 | 0 | 0 | 0 | 0 | 0
Electricity Sector Pollutant Emissions[CO2,geothermal es] | Electricity Sector Pollutant Emissions | CO2 | geothermal es |  |  | 0 | 0 | 0 | 0 | 0 | 0 | 0 | 0 | 0 | 0 | 0 | 0 | 0 | 0 | 0 | 0 | 0 | 0 | 0 | 0 | 0 | 0 | 0 | 0 | 0 | 0 | 0 | 0 | 0 | 0 | 0
Electricity Sector Pollutant Emissions[CO2,petroleum es] | Electricity Sector Pollutant Emissions | CO2 | petroleum es |  |  | 148542000000 | 142766000000 | 136989000000 | 131212000000 | 125436000000 | 119558000000 | 113781000000 | 108004000000 | 102228000000 | 95625700000 | 89849100000 | 84072500000 | 78130800000 | 72189100000 | 66247400000 | 60305700000 | 54364000000 | 48339800000 | 42398100000 | 36456400000 | 30514700000 | 24573000000 | 18631300000 | 12607100000 | 6681860000 | 723664000 | 723664000 | 723664000 | 723664000 | 723664000 | 723664000
Electricity Sector Pollutant Emissions[CO2,natural gas peaker es] | Electricity Sector Pollutant Emissions | CO2 | natural gas peaker es |  |  | 6704500000000 | 6704500000000 | 6704500000000 | 6704500000000 | 6704500000000 | 6506350000000 | 6466720000000 | 6466720000000 | 6466720000000 | 6466720000000 | 6466720000000 | 6466720000000 | 6466720000000 | 6466720000000 | 6466720000000 | 6466720000000 | 6466720000000 | 6466720000000 | 6466720000000 | 6466720000000 | 6466720000000 | 6466720000000 | 6466720000000 | 6466720000000 | 6466720000000 | 6466720000000 | 6466720000000 | 6466720000000 | 6466720000000 | 6466720000000 | 6466720000000
Electricity Sector Pollutant Emissions[CO2,lignite es] | Electricity Sector Pollutant Emissions | CO2 | lignite es |  |  | 0 | 0 | 0 | 0 | 0 | 0 | 0 | 0 | 0 | 0 | 0 | 0 | 0 | 0 | 0 | 0 | 0 | 0 | 0 | 0 | 0 | 0 | 0 | 0 | 0 | 0 | 0 | 0 | 0 | 0 | 0
Electricity Sector Pollutant Emissions[CO2,offshore wind es] | Electricity Sector Pollutant Emissions | CO2 | offshore wind es |  |  | 0 | 0 | 0 | 0 | 0 | 0 | 0 | 0 | 0 | 0 | 0 | 0 | 0 | 0 | 0 | 0 | 0 | 0 | 0 | 0 | 0 | 0 | 0 | 0 | 0 | 0 | 0 | 0 | 0 | 0 | 0
Electricity Sector Pollutant Emissions[CO2,crude oil es] | Electricity Sector Pollutant Emissions | CO2 | crude oil es |  |  | 0 | 0 | 0 | 0 | 0 | 0 | 0 | 0 | 0 | 0 | 0 | 0 | 0 | 0 | 0 | 0 | 0 | 0 | 0 | 0 | 0 | 0 | 0 | 0 | 0 | 0 | 0 | 0 | 0 | 0 | 0
Electricity Sector Pollutant Emissions[CO2,heavy or residual fuel oil es] | Electricity Sector Pollutant Emissions | CO2 | heavy or residual fuel oil es |  |  | 0 | 0 | 0 | 0 | 0 | 0 | 0 | 0 | 0 | 0 | 0 | 0 | 0 | 0 | 0 | 0 | 0 | 0 | 0 | 0 | 0 | 0 | 0 | 0 | 0 | 0 | 0 | 0 | 0 | 0 | 0
Electricity Sector Pollutant Emissions[CO2,municipal solid waste es] | Electricity Sector Pollutant Emissions | CO2 | municipal solid waste es |  |  | 0 | 0 | 0 | 0 | 0 | 0 | 0 | 0 | 0 | 0 | 0 | 0 | 0 | 0 | 0 | 0 | 0 | 0 | 0 | 0 | 0 | 0 | 0 | 0 | 0 | 0 | 0 | 0 | 0 | 0 | 0
Electricity Sector Pollutant Emissions[VOC,hard coal es] | Electricity Sector Pollutant Emissions | VOC | hard coal es |  |  | 87963500 | 70335200 | 52795900 | 35167600 | 17628300 | 0 | 0 | 0 | 0 | 0 | 0 | 0 | 0 | 0 | 0 | 0 | 0 | 0 | 0 | 0 | 0 | 0 | 0 | 0 | 0 | 0 | 0 | 0 | 0 | 0 | 0
Electricity Sector Pollutant Emissions[VOC,natural gas nonpeaker es] | Electricity Sector Pollutant Emissions | VOC | natural gas nonpeaker es |  |  | 374691000 | 356006000 | 358332000 | 357774000 | 357820000 | 356503000 | 349423000 | 339166000 | 328038000 | 311109000 | 289278000 | 253898000 | 256160000 | 249821000 | 236767000 | 214615000 | 172036000 | 138453000 | 125049000 | 107990000 | 92585400 | 75953400 | 48303100 | 20865300 | 2926400 | 0 | 0 | 0 | 0 | 0 | 0
Electricity Sector Pollutant Emissions[VOC,nuclear es] | Electricity Sector Pollutant Emissions | VOC | nuclear es |  |  | 0 | 0 | 0 | 0 | 0 | 0 | 0 | 0 | 0 | 0 | 0 | 0 | 0 | 0 | 0 | 0 | 0 | 0 | 0 | 0 | 0 | 0 | 0 | 0 | 0 | 0 | 0 | 0 | 0 | 0 | 0
Electricity Sector Pollutant Emissions[VOC,hydro es] | Electricity Sector Pollutant Emissions | VOC | hydro es |  |  | 0 | 0 | 0 | 0 | 0 | 0 | 0 | 0 | 0 | 0 | 0 | 0 | 0 | 0 | 0 | 0 | 0 | 0 | 0 | 0 | 0 | 0 | 0 | 0 | 0 | 0 | 0 | 0 | 0 | 0 | 0
Electricity Sector Pollutant Emissions[VOC,onshore wind es] | Electricity Sector Pollutant Emissions | VOC | onshore wind es |  |  | 0 | 0 | 0 | 0 | 0 | 0 | 0 | 0 | 0 | 0 | 0 | 0 | 0 | 0 | 0 | 0 | 0 | 0 | 0 | 0 | 0 | 0 | 0 | 0 | 0 | 0 | 0 | 0 | 0 | 0 | 0
Electricity Sector Pollutant Emissions[VOC,solar PV es] | Electricity Sector Pollutant Emissions | VOC | solar PV es |  |  | 0 | 0 | 0 | 0 | 0 | 0 | 0 | 0 | 0 | 0 | 0 | 0 | 0 | 0 | 0 | 0 | 0 | 0 | 0 | 0 | 0 | 0 | 0 | 0 | 0 | 0 | 0 | 0 | 0 | 0 | 0
Electricity Sector Pollutant Emissions[VOC,solar thermal es] | Electricity Sector Pollutant Emissions | VOC | solar thermal es |  |  | 0 | 0 | 0 | 0 | 0 | 0 | 0 | 0 | 0 | 0 | 0 | 0 | 0 | 0 | 0 | 0 | 0 | 0 | 0 | 0 | 0 | 0 | 0 | 0 | 0 | 0 | 0 | 0 | 0 | 0 | 0
Electricity Sector Pollutant Emissions[VOC,biomass es] | Electricity Sector Pollutant Emissions | VOC | biomass es |  |  | 556319000 | 572570000 | 588822000 | 599448000 | 618824000 | 648202000 | 657577000 | 668828000 | 670078000 | 683830000 | 698206000 | 720708000 | 728208000 | 738209000 | 750085000 | 765711000 | 791338000 | 815090000 | 831967000 | 848218000 | 864469000 | 880721000 | 902597000 | 923849000 | 921836000 | 887675000 | 849165000 | 867311000 | 864037000 | 874270000 | 877511000
Electricity Sector Pollutant Emissions[VOC,geothermal es] | Electricity Sector Pollutant Emissions | VOC | geothermal es |  |  | 0 | 0 | 0 | 0 | 0 | 0 | 0 | 0 | 0 | 0 | 0 | 0 | 0 | 0 | 0 | 0 | 0 | 0 | 0 | 0 | 0 | 0 | 0 | 0 | 0 | 0 | 0 | 0 | 0 | 0 | 0
Electricity Sector Pollutant Emissions[VOC,petroleum es] | Electricity Sector Pollutant Emissions | VOC | petroleum es |  |  | 3184460 | 3060620 | 2936780 | 2812940 | 2689100 | 2563090 | 2439240 | 2315400 | 2191560 | 2050030 | 1926190 | 1802350 | 1674970 | 1547600 | 1420220 | 1292840 | 1165460 | 1036310 | 908933 | 781554 | 654176 | 526797 | 399419 | 270271 | 143246 | 15514 | 15514 | 15514 | 15514 | 15514 | 15514
Electricity Sector Pollutant Emissions[VOC,natural gas peaker es] | Electricity Sector Pollutant Emissions | VOC | natural gas peaker es |  |  | 1669930000 | 1669930000 | 1669930000 | 1669930000 | 1669930000 | 1620580000 | 1610710000 | 1610710000 | 1610710000 | 1610710000 | 1610710000 | 1610710000 | 1610710000 | 1610710000 | 1610710000 | 1610710000 | 1610710000 | 1610710000 | 1610710000 | 1610710000 | 1610710000 | 1610710000 | 1610710000 | 1610710000 | 1610710000 | 1610710000 | 1610710000 | 1610710000 | 1610710000 | 1610710000 | 1610710000
Electricity Sector Pollutant Emissions[VOC,lignite es] | Electricity Sector Pollutant Emissions | VOC | lignite es |  |  | 0 | 0 | 0 | 0 | 0 | 0 | 0 | 0 | 0 | 0 | 0 | 0 | 0 | 0 | 0 | 0 | 0 | 0 | 0 | 0 | 0 | 0 | 0 | 0 | 0 | 0 | 0 | 0 | 0 | 0 | 0
Electricity Sector Pollutant Emissions[VOC,offshore wind es] | Electricity Sector Pollutant Emissions | VOC | offshore wind es |  |  | 0 | 0 | 0 | 0 | 0 | 0 | 0 | 0 | 0 | 0 | 0 | 0 | 0 | 0 | 0 | 0 | 0 | 0 | 0 | 0 | 0 | 0 | 0 | 0 | 0 | 0 | 0 | 0 | 0 | 0 | 0
Electricity Sector Pollutant Emissions[VOC,crude oil es] | Electricity Sector Pollutant Emissions | VOC | crude oil es |  |  | 0 | 0 | 0 | 0 | 0 | 0 | 0 | 0 | 0 | 0 | 0 | 0 | 0 | 0 | 0 | 0 | 0 | 0 | 0 | 0 | 0 | 0 | 0 | 0 | 0 | 0 | 0 | 0 | 0 | 0 | 0
Electricity Sector Pollutant Emissions[VOC,heavy or residual fuel oil es] | Electricity Sector Pollutant Emissions | VOC | heavy or residual fuel oil es |  |  | 0 | 0 | 0 | 0 | 0 | 0 | 0 | 0 | 0 | 0 | 0 | 0 | 0 | 0 | 0 | 0 | 0 | 0 | 0 | 0 | 0 | 0 | 0 | 0 | 0 | 0 | 0 | 0 | 0 | 0 | 0
Electricity Sector Pollutant Emissions[VOC,municipal solid waste es] | Electricity Sector Pollutant Emissions | VOC | municipal solid waste es |  |  | 0 | 0 | 0 | 0 | 0 | 0 | 0 | 0 | 0 | 0 | 0 | 0 | 0 | 0 | 0 | 0 | 0 | 0 | 0 | 0 | 0 | 0 | 0 | 0 | 0 | 0 | 0 | 0 | 0 | 0 | 0
Electricity Sector Pollutant Emissions[CO,hard coal es] | Electricity Sector Pollutant Emissions | CO | hard coal es |  |  | 573892000 | 458881000 | 344451000 | 229440000 | 115011000 | 0 | 0 | 0 | 0 | 0 | 0 | 0 | 0 | 0 | 0 | 0 | 0 | 0 | 0 | 0 | 0 | 0 | 0 | 0 | 0 | 0 | 0 | 0 | 0 | 0 | 0
Electricity Sector Pollutant Emissions[CO,natural gas nonpeaker es] | Electricity Sector Pollutant Emissions | CO | natural gas nonpeaker es |  |  | 9418480000 | 8948800000 | 9007280000 | 8993230000 | 8994390000 | 8961290000 | 8783330000 | 8525510000 | 8245770000 | 7820230000 | 7271490000 | 6382150000 | 6438990000 | 6279670000 | 5951530000 | 5394710000 | 4324410000 | 3480240000 | 3143320000 | 2714510000 | 2327290000 | 1909210000 | 1214180000 | 524484000 | 73559900 | 0 | 0 | 0 | 0 | 0 | 0
Electricity Sector Pollutant Emissions[CO,nuclear es] | Electricity Sector Pollutant Emissions | CO | nuclear es |  |  | 0 | 0 | 0 | 0 | 0 | 0 | 0 | 0 | 0 | 0 | 0 | 0 | 0 | 0 | 0 | 0 | 0 | 0 | 0 | 0 | 0 | 0 | 0 | 0 | 0 | 0 | 0 | 0 | 0 | 0 | 0
Electricity Sector Pollutant Emissions[CO,hydro es] | Electricity Sector Pollutant Emissions | CO | hydro es |  |  | 0 | 0 | 0 | 0 | 0 | 0 | 0 | 0 | 0 | 0 | 0 | 0 | 0 | 0 | 0 | 0 | 0 | 0 | 0 | 0 | 0 | 0 | 0 | 0 | 0 | 0 | 0 | 0 | 0 | 0 | 0
Electricity Sector Pollutant Emissions[CO,onshore wind es] | Electricity Sector Pollutant Emissions | CO | onshore wind es |  |  | 0 | 0 | 0 | 0 | 0 | 0 | 0 | 0 | 0 | 0 | 0 | 0 | 0 | 0 | 0 | 0 | 0 | 0 | 0 | 0 | 0 | 0 | 0 | 0 | 0 | 0 | 0 | 0 | 0 | 0 | 0
Electricity Sector Pollutant Emissions[CO,solar PV es] | Electricity Sector Pollutant Emissions | CO | solar PV es |  |  | 0 | 0 | 0 | 0 | 0 | 0 | 0 | 0 | 0 | 0 | 0 | 0 | 0 | 0 | 0 | 0 | 0 | 0 | 0 | 0 | 0 | 0 | 0 | 0 | 0 | 0 | 0 | 0 | 0 | 0 | 0
Electricity Sector Pollutant Emissions[CO,solar thermal es] | Electricity Sector Pollutant Emissions | CO | solar thermal es |  |  | 0 | 0 | 0 | 0 | 0 | 0 | 0 | 0 | 0 | 0 | 0 | 0 | 0 | 0 | 0 | 0 | 0 | 0 | 0 | 0 | 0 | 0 | 0 | 0 | 0 | 0 | 0 | 0 | 0 | 0 | 0
Electricity Sector Pollutant Emissions[CO,biomass es] | Electricity Sector Pollutant Emissions | CO | biomass es |  |  | 19605100000 | 20177800000 | 20750500000 | 21125000000 | 21807800000 | 22843100000 | 23173500000 | 23570000000 | 23614100000 | 24098700000 | 24605300000 | 25398300000 | 25662600000 | 26015000000 | 26433600000 | 26984200000 | 27887400000 | 28724400000 | 29319100000 | 29891800000 | 30464600000 | 31037300000 | 31808200000 | 32557100000 | 32486200000 | 31282300000 | 29925200000 | 30564700000 | 30449300000 | 30810000000 | 30924200000
Electricity Sector Pollutant Emissions[CO,geothermal es] | Electricity Sector Pollutant Emissions | CO | geothermal es |  |  | 0 | 0 | 0 | 0 | 0 | 0 | 0 | 0 | 0 | 0 | 0 | 0 | 0 | 0 | 0 | 0 | 0 | 0 | 0 | 0 | 0 | 0 | 0 | 0 | 0 | 0 | 0 | 0 | 0 | 0 | 0
Electricity Sector Pollutant Emissions[CO,petroleum es] | Electricity Sector Pollutant Emissions | CO | petroleum es |  |  | 23946800 | 23015500 | 22084200 | 21153000 | 20221700 | 19274100 | 18342800 | 17411600 | 16480300 | 15416000 | 14484700 | 13553500 | 12595600 | 11637700 | 10679900 | 9721980 | 8764110 | 7792930 | 6835060 | 5877190 | 4919320 | 3961450 | 3003580 | 2032410 | 1077190 | 116663 | 116663 | 116663 | 116663 | 116663 | 116663
Electricity Sector Pollutant Emissions[CO,natural gas peaker es] | Electricity Sector Pollutant Emissions | CO | natural gas peaker es |  |  | 5668240000 | 5668240000 | 5668240000 | 5668240000 | 5668240000 | 5500720000 | 5467220000 | 5467220000 | 5467220000 | 5467220000 | 5467220000 | 5467220000 | 5467220000 | 5467220000 | 5467220000 | 5467220000 | 5467220000 | 5467220000 | 5467220000 | 5467220000 | 5467220000 | 5467220000 | 5467220000 | 5467220000 | 5467220000 | 5467220000 | 5467220000 | 5467220000 | 5467220000 | 5467220000 | 5467220000
Electricity Sector Pollutant Emissions[CO,lignite es] | Electricity Sector Pollutant Emissions | CO | lignite es |  |  | 0 | 0 | 0 | 0 | 0 | 0 | 0 | 0 | 0 | 0 | 0 | 0 | 0 | 0 | 0 | 0 | 0 | 0 | 0 | 0 | 0 | 0 | 0 | 0 | 0 | 0 | 0 | 0 | 0 | 0 | 0
Electricity Sector Pollutant Emissions[CO,offshore wind es] | Electricity Sector Pollutant Emissions | CO | offshore wind es |  |  | 0 | 0 | 0 | 0 | 0 | 0 | 0 | 0 | 0 | 0 | 0 | 0 | 0 | 0 | 0 | 0 | 0 | 0 | 0 | 0 | 0 | 0 | 0 | 0 | 0 | 0 | 0 | 0 | 0 | 0 | 0
Electricity Sector Pollutant Emissions[CO,crude oil es] | Electricity Sector Pollutant Emissions | CO | crude oil es |  |  | 0 | 0 | 0 | 0 | 0 | 0 | 0 | 0 | 0 | 0 | 0 | 0 | 0 | 0 | 0 | 0 | 0 | 0 | 0 | 0 | 0 | 0 | 0 | 0 | 0 | 0 | 0 | 0 | 0 | 0 | 0
Electricity Sector Pollutant Emissions[CO,heavy or residual fuel oil es] | Electricity Sector Pollutant Emissions | CO | heavy or residual fuel oil es |  |  | 0 | 0 | 0 | 0 | 0 | 0 | 0 | 0 | 0 | 0 | 0 | 0 | 0 | 0 | 0 | 0 | 0 | 0 | 0 | 0 | 0 | 0 | 0 | 0 | 0 | 0 | 0 | 0 | 0 | 0 | 0
Electricity Sector Pollutant Emissions[CO,municipal solid waste es] | Electricity Sector Pollutant Emissions | CO | municipal solid waste es |  |  | 0 | 0 | 0 | 0 | 0 | 0 | 0 | 0 | 0 | 0 | 0 | 0 | 0 | 0 | 0 | 0 | 0 | 0 | 0 | 0 | 0 | 0 | 0 | 0 | 0 | 0 | 0 | 0 | 0 | 0 | 0
Electricity Sector Pollutant Emissions[NOx,hard coal es] | Electricity Sector Pollutant Emissions | NOx | hard coal es |  |  | 3724270000 | 2977910000 | 2235320000 | 1488950000 | 746362000 | 0 | 0 | 0 | 0 | 0 | 0 | 0 | 0 | 0 | 0 | 0 | 0 | 0 | 0 | 0 | 0 | 0 | 0 | 0 | 0 | 0 | 0 | 0 | 0 | 0 | 0
Electricity Sector Pollutant Emissions[NOx,natural gas nonpeaker es] | Electricity Sector Pollutant Emissions | NOx | natural gas nonpeaker es |  |  | 11247700000 | 10686800000 | 10756700000 | 10739900000 | 10741300000 | 10701700000 | 10489200000 | 10181300000 | 9847250000 | 9339060000 | 8683740000 | 7621680000 | 7689560000 | 7499290000 | 7107430000 | 6442460000 | 5164290000 | 4156170000 | 3753810000 | 3241720000 | 2779290000 | 2280020000 | 1449990000 | 626348000 | 87846500 | 0 | 0 | 0 | 0 | 0 | 0
Electricity Sector Pollutant Emissions[NOx,nuclear es] | Electricity Sector Pollutant Emissions | NOx | nuclear es |  |  | 0 | 0 | 0 | 0 | 0 | 0 | 0 | 0 | 0 | 0 | 0 | 0 | 0 | 0 | 0 | 0 | 0 | 0 | 0 | 0 | 0 | 0 | 0 | 0 | 0 | 0 | 0 | 0 | 0 | 0 | 0
Electricity Sector Pollutant Emissions[NOx,hydro es] | Electricity Sector Pollutant Emissions | NOx | hydro es |  |  | 0 | 0 | 0 | 0 | 0 | 0 | 0 | 0 | 0 | 0 | 0 | 0 | 0 | 0 | 0 | 0 | 0 | 0 | 0 | 0 | 0 | 0 | 0 | 0 | 0 | 0 | 0 | 0 | 0 | 0 | 0
Electricity Sector Pollutant Emissions[NOx,onshore wind es] | Electricity Sector Pollutant Emissions | NOx | onshore wind es |  |  | 0 | 0 | 0 | 0 | 0 | 0 | 0 | 0 | 0 | 0 | 0 | 0 | 0 | 0 | 0 | 0 | 0 | 0 | 0 | 0 | 0 | 0 | 0 | 0 | 0 | 0 | 0 | 0 | 0 | 0 | 0
Electricity Sector Pollutant Emissions[NOx,solar PV es] | Electricity Sector Pollutant Emissions | NOx | solar PV es |  |  | 0 | 0 | 0 | 0 | 0 | 0 | 0 | 0 | 0 | 0 | 0 | 0 | 0 | 0 | 0 | 0 | 0 | 0 | 0 | 0 | 0 | 0 | 0 | 0 | 0 | 0 | 0 | 0 | 0 | 0 | 0
Electricity Sector Pollutant Emissions[NOx,solar thermal es] | Electricity Sector Pollutant Emissions | NOx | solar thermal es |  |  | 0 | 0 | 0 | 0 | 0 | 0 | 0 | 0 | 0 | 0 | 0 | 0 | 0 | 0 | 0 | 0 | 0 | 0 | 0 | 0 | 0 | 0 | 0 | 0 | 0 | 0 | 0 | 0 | 0 | 0 | 0
Electricity Sector Pollutant Emissions[NOx,biomass es] | Electricity Sector Pollutant Emissions | NOx | biomass es |  |  | 3821180000 | 3932800000 | 4044430000 | 4117410000 | 4250500000 | 4452290000 | 4516690000 | 4593960000 | 4602550000 | 4697000000 | 4795750000 | 4950310000 | 5001830000 | 5070520000 | 5152090000 | 5259420000 | 5435450000 | 5598590000 | 5714510000 | 5826130000 | 5937760000 | 6049380000 | 6199650000 | 6345620000 | 6331790000 | 6097150000 | 5832640000 | 5957280000 | 5934790000 | 6005080000 | 6027340000
Electricity Sector Pollutant Emissions[NOx,geothermal es] | Electricity Sector Pollutant Emissions | NOx | geothermal es |  |  | 0 | 0 | 0 | 0 | 0 | 0 | 0 | 0 | 0 | 0 | 0 | 0 | 0 | 0 | 0 | 0 | 0 | 0 | 0 | 0 | 0 | 0 | 0 | 0 | 0 | 0 | 0 | 0 | 0 | 0 | 0
Electricity Sector Pollutant Emissions[NOx,petroleum es] | Electricity Sector Pollutant Emissions | NOx | petroleum es |  |  | 748183000 | 719087000 | 689991000 | 660895000 | 631799000 | 602191000 | 573095000 | 543999000 | 514903000 | 481651000 | 452555000 | 423459000 | 393531000 | 363604000 | 333677000 | 303749000 | 273822000 | 243479000 | 213552000 | 183625000 | 153697000 | 123770000 | 93842600 | 63499600 | 33655400 | 3644970 | 3644970 | 3644970 | 3644970 | 3644970 | 3644970
Electricity Sector Pollutant Emissions[NOx,natural gas peaker es] | Electricity Sector Pollutant Emissions | NOx | natural gas peaker es |  |  | 4742170000 | 4742170000 | 4742170000 | 4742170000 | 4742170000 | 4602020000 | 4573990000 | 4573990000 | 4573990000 | 4573990000 | 4573990000 | 4573990000 | 4573990000 | 4573990000 | 4573990000 | 4573990000 | 4573990000 | 4573990000 | 4573990000 | 4573990000 | 4573990000 | 4573990000 | 4573990000 | 4573990000 | 4573990000 | 4573990000 | 4573990000 | 4573990000 | 4573990000 | 4573990000 | 4573990000
Electricity Sector Pollutant Emissions[NOx,lignite es] | Electricity Sector Pollutant Emissions | NOx | lignite es |  |  | 0 | 0 | 0 | 0 | 0 | 0 | 0 | 0 | 0 | 0 | 0 | 0 | 0 | 0 | 0 | 0 | 0 | 0 | 0 | 0 | 0 | 0 | 0 | 0 | 0 | 0 | 0 | 0 | 0 | 0 | 0
Electricity Sector Pollutant Emissions[NOx,offshore wind es] | Electricity Sector Pollutant Emissions | NOx | offshore wind es |  |  | 0 | 0 | 0 | 0 | 0 | 0 | 0 | 0 | 0 | 0 | 0 | 0 | 0 | 0 | 0 | 0 | 0 | 0 | 0 | 0 | 0 | 0 | 0 | 0 | 0 | 0 | 0 | 0 | 0 | 0 | 0
Electricity Sector Pollutant Emissions[NOx,crude oil es] | Electricity Sector Pollutant Emissions | NOx | crude oil es |  |  | 0 | 0 | 0 | 0 | 0 | 0 | 0 | 0 | 0 | 0 | 0 | 0 | 0 | 0 | 0 | 0 | 0 | 0 | 0 | 0 | 0 | 0 | 0 | 0 | 0 | 0 | 0 | 0 | 0 | 0 | 0
Electricity Sector Pollutant Emissions[NOx,heavy or residual fuel oil es] | Electricity Sector Pollutant Emissions | NOx | heavy or residual fuel oil es |  |  | 0 | 0 | 0 | 0 | 0 | 0 | 0 | 0 | 0 | 0 | 0 | 0 | 0 | 0 | 0 | 0 | 0 | 0 | 0 | 0 | 0 | 0 | 0 | 0 | 0 | 0 | 0 | 0 | 0 | 0 | 0
Electricity Sector Pollutant Emissions[NOx,municipal solid waste es] | Electricity Sector Pollutant Emissions | NOx | municipal solid waste es |  |  | 0 | 0 | 0 | 0 | 0 | 0 | 0 | 0 | 0 | 0 | 0 | 0 | 0 | 0 | 0 | 0 | 0 | 0 | 0 | 0 | 0 | 0 | 0 | 0 | 0 | 0 | 0 | 0 | 0 | 0 | 0
Electricity Sector Pollutant Emissions[PM10,hard coal es] | Electricity Sector Pollutant Emissions | PM10 | hard coal es |  |  | 630595000 | 504221000 | 378485000 | 252110000 | 126374000 | 0 | 0 | 0 | 0 | 0 | 0 | 0 | 0 | 0 | 0 | 0 | 0 | 0 | 0 | 0 | 0 | 0 | 0 | 0 | 0 | 0 | 0 | 0 | 0 | 0 | 0
Electricity Sector Pollutant Emissions[PM10,natural gas nonpeaker es] | Electricity Sector Pollutant Emissions | PM10 | natural gas nonpeaker es |  |  | 282376000 | 268294000 | 270048000 | 269627000 | 269661000 | 268669000 | 263333000 | 255604000 | 247217000 | 234459000 | 218007000 | 191344000 | 193048000 | 188271000 | 178433000 | 161739000 | 129650000 | 104341000 | 94240000 | 81383900 | 69774500 | 57240200 | 36402300 | 15724600 | 2205400 | 0 | 0 | 0 | 0 | 0 | 0
Electricity Sector Pollutant Emissions[PM10,nuclear es] | Electricity Sector Pollutant Emissions | PM10 | nuclear es |  |  | 0 | 0 | 0 | 0 | 0 | 0 | 0 | 0 | 0 | 0 | 0 | 0 | 0 | 0 | 0 | 0 | 0 | 0 | 0 | 0 | 0 | 0 | 0 | 0 | 0 | 0 | 0 | 0 | 0 | 0 | 0
Electricity Sector Pollutant Emissions[PM10,hydro es] | Electricity Sector Pollutant Emissions | PM10 | hydro es |  |  | 0 | 0 | 0 | 0 | 0 | 0 | 0 | 0 | 0 | 0 | 0 | 0 | 0 | 0 | 0 | 0 | 0 | 0 | 0 | 0 | 0 | 0 | 0 | 0 | 0 | 0 | 0 | 0 | 0 | 0 | 0
Electricity Sector Pollutant Emissions[PM10,onshore wind es] | Electricity Sector Pollutant Emissions | PM10 | onshore wind es |  |  | 0 | 0 | 0 | 0 | 0 | 0 | 0 | 0 | 0 | 0 | 0 | 0 | 0 | 0 | 0 | 0 | 0 | 0 | 0 | 0 | 0 | 0 | 0 | 0 | 0 | 0 | 0 | 0 | 0 | 0 | 0
Electricity Sector Pollutant Emissions[PM10,solar PV es] | Electricity Sector Pollutant Emissions | PM10 | solar PV es |  |  | 0 | 0 | 0 | 0 | 0 | 0 | 0 | 0 | 0 | 0 | 0 | 0 | 0 | 0 | 0 | 0 | 0 | 0 | 0 | 0 | 0 | 0 | 0 | 0 | 0 | 0 | 0 | 0 | 0 | 0 | 0
Electricity Sector Pollutant Emissions[PM10,solar thermal es] | Electricity Sector Pollutant Emissions | PM10 | solar thermal es |  |  | 0 | 0 | 0 | 0 | 0 | 0 | 0 | 0 | 0 | 0 | 0 | 0 | 0 | 0 | 0 | 0 | 0 | 0 | 0 | 0 | 0 | 0 | 0 | 0 | 0 | 0 | 0 | 0 | 0 | 0 | 0
Electricity Sector Pollutant Emissions[PM10,biomass es] | Electricity Sector Pollutant Emissions | PM10 | biomass es |  |  | 8672950000 | 8926310000 | 9179660000 | 9345320000 | 9647400000 | 10105400000 | 10251600000 | 10427000000 | 10446400000 | 10660800000 | 10884900000 | 11235700000 | 11352700000 | 11508600000 | 11693700000 | 11937300000 | 12336900000 | 12707200000 | 12970300000 | 13223600000 | 13477000000 | 13730300000 | 14071400000 | 14402700000 | 14371300000 | 13838700000 | 13238400000 | 13521300000 | 13470200000 | 13629800000 | 13680300000
Electricity Sector Pollutant Emissions[PM10,geothermal es] | Electricity Sector Pollutant Emissions | PM10 | geothermal es |  |  | 0 | 0 | 0 | 0 | 0 | 0 | 0 | 0 | 0 | 0 | 0 | 0 | 0 | 0 | 0 | 0 | 0 | 0 | 0 | 0 | 0 | 0 | 0 | 0 | 0 | 0 | 0 | 0 | 0 | 0 | 0
Electricity Sector Pollutant Emissions[PM10,petroleum es] | Electricity Sector Pollutant Emissions | PM10 | petroleum es |  |  | 30250400 | 29074000 | 27897600 | 26721200 | 25544800 | 24347700 | 23171300 | 21994900 | 20818500 | 19474000 | 18297600 | 17121200 | 15911200 | 14701200 | 13491200 | 12281200 | 11071100 | 9844320 | 8634300 | 7424280 | 6214270 | 5004250 | 3794230 | 2567410 | 1360750 | 147373 | 147373 | 147373 | 147373 | 147373 | 147373
Electricity Sector Pollutant Emissions[PM10,natural gas peaker es] | Electricity Sector Pollutant Emissions | PM10 | natural gas peaker es |  |  | 1920500000 | 1920500000 | 1920500000 | 1920500000 | 1920500000 | 1863740000 | 1852390000 | 1852390000 | 1852390000 | 1852390000 | 1852390000 | 1852390000 | 1852390000 | 1852390000 | 1852390000 | 1852390000 | 1852390000 | 1852390000 | 1852390000 | 1852390000 | 1852390000 | 1852390000 | 1852390000 | 1852390000 | 1852390000 | 1852390000 | 1852390000 | 1852390000 | 1852390000 | 1852390000 | 1852390000
Electricity Sector Pollutant Emissions[PM10,lignite es] | Electricity Sector Pollutant Emissions | PM10 | lignite es |  |  | 0 | 0 | 0 | 0 | 0 | 0 | 0 | 0 | 0 | 0 | 0 | 0 | 0 | 0 | 0 | 0 | 0 | 0 | 0 | 0 | 0 | 0 | 0 | 0 | 0 | 0 | 0 | 0 | 0 | 0 | 0
Electricity Sector Pollutant Emissions[PM10,offshore wind es] | Electricity Sector Pollutant Emissions | PM10 | offshore wind es |  |  | 0 | 0 | 0 | 0 | 0 | 0 | 0 | 0 | 0 | 0 | 0 | 0 | 0 | 0 | 0 | 0 | 0 | 0 | 0 | 0 | 0 | 0 | 0 | 0 | 0 | 0 | 0 | 0 | 0 | 0 | 0
Electricity Sector Pollutant Emissions[PM10,crude oil es] | Electricity Sector Pollutant Emissions | PM10 | crude oil es |  |  | 0 | 0 | 0 | 0 | 0 | 0 | 0 | 0 | 0 | 0 | 0 | 0 | 0 | 0 | 0 | 0 | 0 | 0 | 0 | 0 | 0 | 0 | 0 | 0 | 0 | 0 | 0 | 0 | 0 | 0 | 0
Electricity Sector Pollutant Emissions[PM10,heavy or residual fuel oil es] | Electricity Sector Pollutant Emissions | PM10 | heavy or residual fuel oil es |  |  | 0 | 0 | 0 | 0 | 0 | 0 | 0 | 0 | 0 | 0 | 0 | 0 | 0 | 0 | 0 | 0 | 0 | 0 | 0 | 0 | 0 | 0 | 0 | 0 | 0 | 0 | 0 | 0 | 0 | 0 | 0
Electricity Sector Pollutant Emissions[PM10,municipal solid waste es] | Electricity Sector Pollutant Emissions | PM10 | municipal solid waste es |  |  | 0 | 0 | 0 | 0 | 0 | 0 | 0 | 0 | 0 | 0 | 0 | 0 | 0 | 0 | 0 | 0 | 0 | 0 | 0 | 0 | 0 | 0 | 0 | 0 | 0 | 0 | 0 | 0 | 0 | 0 | 0
Electricity Sector Pollutant Emissions[PM25,hard coal es] | Electricity Sector Pollutant Emissions | PM25 | hard coal es |  |  | 442310000 | 353669000 | 265475000 | 176834000 | 88641000 | 0 | 0 | 0 | 0 | 0 | 0 | 0 | 0 | 0 | 0 | 0 | 0 | 0 | 0 | 0 | 0 | 0 | 0 | 0 | 0 | 0 | 0 | 0 | 0 | 0 | 0
Electricity Sector Pollutant Emissions[PM25,natural gas nonpeaker es] | Electricity Sector Pollutant Emissions | PM25 | natural gas nonpeaker es |  |  | 282376000 | 268294000 | 270048000 | 269627000 | 269661000 | 268669000 | 263333000 | 255604000 | 247217000 | 234459000 | 218007000 | 191344000 | 193048000 | 188271000 | 178433000 | 161739000 | 129650000 | 104341000 | 94240000 | 81383900 | 69774500 | 57240200 | 36402300 | 15724600 | 2205400 | 0 | 0 | 0 | 0 | 0 | 0
Electricity Sector Pollutant Emissions[PM25,nuclear es] | Electricity Sector Pollutant Emissions | PM25 | nuclear es |  |  | 0 | 0 | 0 | 0 | 0 | 0 | 0 | 0 | 0 | 0 | 0 | 0 | 0 | 0 | 0 | 0 | 0 | 0 | 0 | 0 | 0 | 0 | 0 | 0 | 0 | 0 | 0 | 0 | 0 | 0 | 0
Electricity Sector Pollutant Emissions[PM25,hydro es] | Electricity Sector Pollutant Emissions | PM25 | hydro es |  |  | 0 | 0 | 0 | 0 | 0 | 0 | 0 | 0 | 0 | 0 | 0 | 0 | 0 | 0 | 0 | 0 | 0 | 0 | 0 | 0 | 0 | 0 | 0 | 0 | 0 | 0 | 0 | 0 | 0 | 0 | 0
Electricity Sector Pollutant Emissions[PM25,onshore wind es] | Electricity Sector Pollutant Emissions | PM25 | onshore wind es |  |  | 0 | 0 | 0 | 0 | 0 | 0 | 0 | 0 | 0 | 0 | 0 | 0 | 0 | 0 | 0 | 0 | 0 | 0 | 0 | 0 | 0 | 0 | 0 | 0 | 0 | 0 | 0 | 0 | 0 | 0 | 0
Electricity Sector Pollutant Emissions[PM25,solar PV es] | Electricity Sector Pollutant Emissions | PM25 | solar PV es |  |  | 0 | 0 | 0 | 0 | 0 | 0 | 0 | 0 | 0 | 0 | 0 | 0 | 0 | 0 | 0 | 0 | 0 | 0 | 0 | 0 | 0 | 0 | 0 | 0 | 0 | 0 | 0 | 0 | 0 | 0 | 0
Electricity Sector Pollutant Emissions[PM25,solar thermal es] | Electricity Sector Pollutant Emissions | PM25 | solar thermal es |  |  | 0 | 0 | 0 | 0 | 0 | 0 | 0 | 0 | 0 | 0 | 0 | 0 | 0 | 0 | 0 | 0 | 0 | 0 | 0 | 0 | 0 | 0 | 0 | 0 | 0 | 0 | 0 | 0 | 0 | 0 | 0
Electricity Sector Pollutant Emissions[PM25,biomass es] | Electricity Sector Pollutant Emissions | PM25 | biomass es |  |  | 2528020000 | 2601870000 | 2675720000 | 2724010000 | 2812060000 | 2945550000 | 2988160000 | 3039290000 | 3044970000 | 3107450000 | 3172780000 | 3275030000 | 3309120000 | 3354560000 | 3408530000 | 3479540000 | 3595990000 | 3703930000 | 3780620000 | 3854470000 | 3928320000 | 4002160000 | 4101580000 | 4198150000 | 4189000000 | 4033770000 | 3858770000 | 3941230000 | 3926350000 | 3972850000 | 3987580000
Electricity Sector Pollutant Emissions[PM25,geothermal es] | Electricity Sector Pollutant Emissions | PM25 | geothermal es |  |  | 0 | 0 | 0 | 0 | 0 | 0 | 0 | 0 | 0 | 0 | 0 | 0 | 0 | 0 | 0 | 0 | 0 | 0 | 0 | 0 | 0 | 0 | 0 | 0 | 0 | 0 | 0 | 0 | 0 | 0 | 0
Electricity Sector Pollutant Emissions[PM25,petroleum es] | Electricity Sector Pollutant Emissions | PM25 | petroleum es |  |  | 21587100 | 20747600 | 19908100 | 19068600 | 18229100 | 17374900 | 16535400 | 15695900 | 14856400 | 13896900 | 13057400 | 12217900 | 11354400 | 10491000 | 9627480 | 8764000 | 7900510 | 7025030 | 6161550 | 5298070 | 4434580 | 3571100 | 2707610 | 1832140 | 971050 | 105167 | 105167 | 105167 | 105167 | 105167 | 105167
Electricity Sector Pollutant Emissions[PM25,natural gas peaker es] | Electricity Sector Pollutant Emissions | PM25 | natural gas peaker es |  |  | 1920500000 | 1920500000 | 1920500000 | 1920500000 | 1920500000 | 1863740000 | 1852390000 | 1852390000 | 1852390000 | 1852390000 | 1852390000 | 1852390000 | 1852390000 | 1852390000 | 1852390000 | 1852390000 | 1852390000 | 1852390000 | 1852390000 | 1852390000 | 1852390000 | 1852390000 | 1852390000 | 1852390000 | 1852390000 | 1852390000 | 1852390000 | 1852390000 | 1852390000 | 1852390000 | 1852390000
Electricity Sector Pollutant Emissions[PM25,lignite es] | Electricity Sector Pollutant Emissions | PM25 | lignite es |  |  | 0 | 0 | 0 | 0 | 0 | 0 | 0 | 0 | 0 | 0 | 0 | 0 | 0 | 0 | 0 | 0 | 0 | 0 | 0 | 0 | 0 | 0 | 0 | 0 | 0 | 0 | 0 | 0 | 0 | 0 | 0
Electricity Sector Pollutant Emissions[PM25,offshore wind es] | Electricity Sector Pollutant Emissions | PM25 | offshore wind es |  |  | 0 | 0 | 0 | 0 | 0 | 0 | 0 | 0 | 0 | 0 | 0 | 0 | 0 | 0 | 0 | 0 | 0 | 0 | 0 | 0 | 0 | 0 | 0 | 0 | 0 | 0 | 0 | 0 | 0 | 0 | 0
Electricity Sector Pollutant Emissions[PM25,crude oil es] | Electricity Sector Pollutant Emissions | PM25 | crude oil es |  |  | 0 | 0 | 0 | 0 | 0 | 0 | 0 | 0 | 0 | 0 | 0 | 0 | 0 | 0 | 0 | 0 | 0 | 0 | 0 | 0 | 0 | 0 | 0 | 0 | 0 | 0 | 0 | 0 | 0 | 0 | 0
Electricity Sector Pollutant Emissions[PM25,heavy or residual fuel oil es] | Electricity Sector Pollutant Emissions | PM25 | heavy or residual fuel oil es |  |  | 0 | 0 | 0 | 0 | 0 | 0 | 0 | 0 | 0 | 0 | 0 | 0 | 0 | 0 | 0 | 0 | 0 | 0 | 0 | 0 | 0 | 0 | 0 | 0 | 0 | 0 | 0 | 0 | 0 | 0 | 0
Electricity Sector Pollutant Emissions[PM25,municipal solid waste es] | Electricity Sector Pollutant Emissions | PM25 | municipal solid waste es |  |  | 0 | 0 | 0 | 0 | 0 | 0 | 0 | 0 | 0 | 0 | 0 | 0 | 0 | 0 | 0 | 0 | 0 | 0 | 0 | 0 | 0 | 0 | 0 | 0 | 0 | 0 | 0 | 0 | 0 | 0 | 0
Electricity Sector Pollutant Emissions[SOx,hard coal es] | Electricity Sector Pollutant Emissions | SOx | hard coal es |  |  | 24157200000 | 19316000000 | 14499200000 | 9658010000 | 4841230000 | 0 | 0 | 0 | 0 | 0 | 0 | 0 | 0 | 0 | 0 | 0 | 0 | 0 | 0 | 0 | 0 | 0 | 0 | 0 | 0 | 0 | 0 | 0 | 0 | 0 | 0
Electricity Sector Pollutant Emissions[SOx,natural gas nonpeaker es] | Electricity Sector Pollutant Emissions | SOx | natural gas nonpeaker es |  |  | 588800000 | 559438000 | 563094000 | 562216000 | 562288000 | 560219000 | 549094000 | 532976000 | 515488000 | 488885000 | 454580000 | 398983000 | 402536000 | 392576000 | 372063000 | 337253000 | 270343000 | 217569000 | 196506000 | 169699000 | 145491000 | 119355000 | 75904900 | 32788300 | 4598630 | 0 | 0 | 0 | 0 | 0 | 0
Electricity Sector Pollutant Emissions[SOx,nuclear es] | Electricity Sector Pollutant Emissions | SOx | nuclear es |  |  | 0 | 0 | 0 | 0 | 0 | 0 | 0 | 0 | 0 | 0 | 0 | 0 | 0 | 0 | 0 | 0 | 0 | 0 | 0 | 0 | 0 | 0 | 0 | 0 | 0 | 0 | 0 | 0 | 0 | 0 | 0
Electricity Sector Pollutant Emissions[SOx,hydro es] | Electricity Sector Pollutant Emissions | SOx | hydro es |  |  | 0 | 0 | 0 | 0 | 0 | 0 | 0 | 0 | 0 | 0 | 0 | 0 | 0 | 0 | 0 | 0 | 0 | 0 | 0 | 0 | 0 | 0 | 0 | 0 | 0 | 0 | 0 | 0 | 0 | 0 | 0
Electricity Sector Pollutant Emissions[SOx,onshore wind es] | Electricity Sector Pollutant Emissions | SOx | onshore wind es |  |  | 0 | 0 | 0 | 0 | 0 | 0 | 0 | 0 | 0 | 0 | 0 | 0 | 0 | 0 | 0 | 0 | 0 | 0 | 0 | 0 | 0 | 0 | 0 | 0 | 0 | 0 | 0 | 0 | 0 | 0 | 0
Electricity Sector Pollutant Emissions[SOx,solar PV es] | Electricity Sector Pollutant Emissions | SOx | solar PV es |  |  | 0 | 0 | 0 | 0 | 0 | 0 | 0 | 0 | 0 | 0 | 0 | 0 | 0 | 0 | 0 | 0 | 0 | 0 | 0 | 0 | 0 | 0 | 0 | 0 | 0 | 0 | 0 | 0 | 0 | 0 | 0
Electricity Sector Pollutant Emissions[SOx,solar thermal es] | Electricity Sector Pollutant Emissions | SOx | solar thermal es |  |  | 0 | 0 | 0 | 0 | 0 | 0 | 0 | 0 | 0 | 0 | 0 | 0 | 0 | 0 | 0 | 0 | 0 | 0 | 0 | 0 | 0 | 0 | 0 | 0 | 0 | 0 | 0 | 0 | 0 | 0 | 0
Electricity Sector Pollutant Emissions[SOx,biomass es] | Electricity Sector Pollutant Emissions | SOx | biomass es |  |  | 0 | 0 | 0 | 0 | 0 | 0 | 0 | 0 | 0 | 0 | 0 | 0 | 0 | 0 | 0 | 0 | 0 | 0 | 0 | 0 | 0 | 0 | 0 | 0 | 0 | 0 | 0 | 0 | 0 | 0 | 0
Electricity Sector Pollutant Emissions[SOx,geothermal es] | Electricity Sector Pollutant Emissions | SOx | geothermal es |  |  | 0 | 0 | 0 | 0 | 0 | 0 | 0 | 0 | 0 | 0 | 0 | 0 | 0 | 0 | 0 | 0 | 0 | 0 | 0 | 0 | 0 | 0 | 0 | 0 | 0 | 0 | 0 | 0 | 0 | 0 | 0
Electricity Sector Pollutant Emissions[SOx,petroleum es] | Electricity Sector Pollutant Emissions | SOx | petroleum es |  |  | 542465000 | 521369000 | 500273000 | 479177000 | 458081000 | 436614000 | 415519000 | 394423000 | 373327000 | 349217000 | 328121000 | 307026000 | 285327000 | 263628000 | 241930000 | 220231000 | 198533000 | 176533000 | 154834000 | 133136000 | 111437000 | 89738500 | 68039900 | 46039900 | 24401600 | 2642760 | 2642760 | 2642760 | 2642760 | 2642760 | 2642760
Electricity Sector Pollutant Emissions[SOx,natural gas peaker es] | Electricity Sector Pollutant Emissions | SOx | natural gas peaker es |  |  | 1723510000 | 1723510000 | 1723510000 | 1723510000 | 1723510000 | 1672570000 | 1662380000 | 1662380000 | 1662380000 | 1662380000 | 1662380000 | 1662380000 | 1662380000 | 1662380000 | 1662380000 | 1662380000 | 1662380000 | 1662380000 | 1662380000 | 1662380000 | 1662380000 | 1662380000 | 1662380000 | 1662380000 | 1662380000 | 1662380000 | 1662380000 | 1662380000 | 1662380000 | 1662380000 | 1662380000
Electricity Sector Pollutant Emissions[SOx,lignite es] | Electricity Sector Pollutant Emissions | SOx | lignite es |  |  | 0 | 0 | 0 | 0 | 0 | 0 | 0 | 0 | 0 | 0 | 0 | 0 | 0 | 0 | 0 | 0 | 0 | 0 | 0 | 0 | 0 | 0 | 0 | 0 | 0 | 0 | 0 | 0 | 0 | 0 | 0
Electricity Sector Pollutant Emissions[SOx,offshore wind es] | Electricity Sector Pollutant Emissions | SOx | offshore wind es |  |  | 0 | 0 | 0 | 0 | 0 | 0 | 0 | 0 | 0 | 0 | 0 | 0 | 0 | 0 | 0 | 0 | 0 | 0 | 0 | 0 | 0 | 0 | 0 | 0 | 0 | 0 | 0 | 0 | 0 | 0 | 0
Electricity Sector Pollutant Emissions[SOx,crude oil es] | Electricity Sector Pollutant Emissions | SOx | crude oil es |  |  | 0 | 0 | 0 | 0 | 0 | 0 | 0 | 0 | 0 | 0 | 0 | 0 | 0 | 0 | 0 | 0 | 0 | 0 | 0 | 0 | 0 | 0 | 0 | 0 | 0 | 0 | 0 | 0 | 0 | 0 | 0
Electricity Sector Pollutant Emissions[SOx,heavy or residual fuel oil es] | Electricity Sector Pollutant Emissions | SOx | heavy or residual fuel oil es |  |  | 0 | 0 | 0 | 0 | 0 | 0 | 0 | 0 | 0 | 0 | 0 | 0 | 0 | 0 | 0 | 0 | 0 | 0 | 0 | 0 | 0 | 0 | 0 | 0 | 0 | 0 | 0 | 0 | 0 | 0 | 0
Electricity Sector Pollutant Emissions[SOx,municipal solid waste es] | Electricity Sector Pollutant Emissions | SOx | municipal solid waste es |  |  | 0 | 0 | 0 | 0 | 0 | 0 | 0 | 0 | 0 | 0 | 0 | 0 | 0 | 0 | 0 | 0 | 0 | 0 | 0 | 0 | 0 | 0 | 0 | 0 | 0 | 0 | 0 | 0 | 0 | 0 | 0
Electricity Sector Pollutant Emissions[BC,hard coal es] | Electricity Sector Pollutant Emissions | BC | hard coal es |  |  | 19005100 | 15196400 | 11406900 | 7598190 | 3808710 | 0 | 0 | 0 | 0 | 0 | 0 | 0 | 0 | 0 | 0 | 0 | 0 | 0 | 0 | 0 | 0 | 0 | 0 | 0 | 0 | 0 | 0 | 0 | 0 | 0 | 0
Electricity Sector Pollutant Emissions[BC,natural gas nonpeaker es] | Electricity Sector Pollutant Emissions | BC | natural gas nonpeaker es |  |  | 203249000 | 193113000 | 194375000 | 194072000 | 194097000 | 193383000 | 189542000 | 183978000 | 177942000 | 168759000 | 156917000 | 137725000 | 138952000 | 135514000 | 128433000 | 116417000 | 93319800 | 75102800 | 67832100 | 58578500 | 50222300 | 41200400 | 26201700 | 11318200 | 1587410 | 0 | 0 | 0 | 0 | 0 | 0
Electricity Sector Pollutant Emissions[BC,nuclear es] | Electricity Sector Pollutant Emissions | BC | nuclear es |  |  | 0 | 0 | 0 | 0 | 0 | 0 | 0 | 0 | 0 | 0 | 0 | 0 | 0 | 0 | 0 | 0 | 0 | 0 | 0 | 0 | 0 | 0 | 0 | 0 | 0 | 0 | 0 | 0 | 0 | 0 | 0
Electricity Sector Pollutant Emissions[BC,hydro es] | Electricity Sector Pollutant Emissions | BC | hydro es |  |  | 0 | 0 | 0 | 0 | 0 | 0 | 0 | 0 | 0 | 0 | 0 | 0 | 0 | 0 | 0 | 0 | 0 | 0 | 0 | 0 | 0 | 0 | 0 | 0 | 0 | 0 | 0 | 0 | 0 | 0 | 0
Electricity Sector Pollutant Emissions[BC,onshore wind es] | Electricity Sector Pollutant Emissions | BC | onshore wind es |  |  | 0 | 0 | 0 | 0 | 0 | 0 | 0 | 0 | 0 | 0 | 0 | 0 | 0 | 0 | 0 | 0 | 0 | 0 | 0 | 0 | 0 | 0 | 0 | 0 | 0 | 0 | 0 | 0 | 0 | 0 | 0
Electricity Sector Pollutant Emissions[BC,solar PV es] | Electricity Sector Pollutant Emissions | BC | solar PV es |  |  | 0 | 0 | 0 | 0 | 0 | 0 | 0 | 0 | 0 | 0 | 0 | 0 | 0 | 0 | 0 | 0 | 0 | 0 | 0 | 0 | 0 | 0 | 0 | 0 | 0 | 0 | 0 | 0 | 0 | 0 | 0
Electricity Sector Pollutant Emissions[BC,solar thermal es] | Electricity Sector Pollutant Emissions | BC | solar thermal es |  |  | 0 | 0 | 0 | 0 | 0 | 0 | 0 | 0 | 0 | 0 | 0 | 0 | 0 | 0 | 0 | 0 | 0 | 0 | 0 | 0 | 0 | 0 | 0 | 0 | 0 | 0 | 0 | 0 | 0 | 0 | 0
Electricity Sector Pollutant Emissions[BC,biomass es] | Electricity Sector Pollutant Emissions | BC | biomass es |  |  | 348856000 | 359046000 | 369237000 | 375900000 | 388051000 | 406473000 | 412352000 | 419408000 | 420191000 | 428815000 | 437829000 | 451940000 | 456643000 | 462915000 | 470362000 | 480161000 | 496231000 | 511125000 | 521708000 | 531899000 | 542090000 | 552281000 | 565999000 | 579326000 | 578063000 | 556642000 | 532493000 | 543872000 | 541819000 | 548236000 | 550268000
Electricity Sector Pollutant Emissions[BC,geothermal es] | Electricity Sector Pollutant Emissions | BC | geothermal es |  |  | 0 | 0 | 0 | 0 | 0 | 0 | 0 | 0 | 0 | 0 | 0 | 0 | 0 | 0 | 0 | 0 | 0 | 0 | 0 | 0 | 0 | 0 | 0 | 0 | 0 | 0 | 0 | 0 | 0 | 0 | 0
Electricity Sector Pollutant Emissions[BC,petroleum es] | Electricity Sector Pollutant Emissions | BC | petroleum es |  |  | 1370700 | 1317400 | 1264090 | 1210790 | 1157480 | 1103240 | 1049940 | 996631 | 943326 | 882405 | 829100 | 775795 | 720967 | 666139 | 611311 | 556482 | 501654 | 446065 | 391236 | 336408 | 281580 | 226752 | 171924 | 116334 | 61658.2 | 6677.75 | 6677.75 | 6677.75 | 6677.75 | 6677.75 | 6677.75
Electricity Sector Pollutant Emissions[BC,natural gas peaker es] | Electricity Sector Pollutant Emissions | BC | natural gas peaker es |  |  | 1575290000 | 1575290000 | 1575290000 | 1575290000 | 1575290000 | 1528730000 | 1519420000 | 1519420000 | 1519420000 | 1519420000 | 1519420000 | 1519420000 | 1519420000 | 1519420000 | 1519420000 | 1519420000 | 1519420000 | 1519420000 | 1519420000 | 1519420000 | 1519420000 | 1519420000 | 1519420000 | 1519420000 | 1519420000 | 1519420000 | 1519420000 | 1519420000 | 1519420000 | 1519420000 | 1519420000
Electricity Sector Pollutant Emissions[BC,lignite es] | Electricity Sector Pollutant Emissions | BC | lignite es |  |  | 0 | 0 | 0 | 0 | 0 | 0 | 0 | 0 | 0 | 0 | 0 | 0 | 0 | 0 | 0 | 0 | 0 | 0 | 0 | 0 | 0 | 0 | 0 | 0 | 0 | 0 | 0 | 0 | 0 | 0 | 0
Electricity Sector Pollutant Emissions[BC,offshore wind es] | Electricity Sector Pollutant Emissions | BC | offshore wind es |  |  | 0 | 0 | 0 | 0 | 0 | 0 | 0 | 0 | 0 | 0 | 0 | 0 | 0 | 0 | 0 | 0 | 0 | 0 | 0 | 0 | 0 | 0 | 0 | 0 | 0 | 0 | 0 | 0 | 0 | 0 | 0
Electricity Sector Pollutant Emissions[BC,crude oil es] | Electricity Sector Pollutant Emissions | BC | crude oil es |  |  | 0 | 0 | 0 | 0 | 0 | 0 | 0 | 0 | 0 | 0 | 0 | 0 | 0 | 0 | 0 | 0 | 0 | 0 | 0 | 0 | 0 | 0 | 0 | 0 | 0 | 0 | 0 | 0 | 0 | 0 | 0
Electricity Sector Pollutant Emissions[BC,heavy or residual fuel oil es] | Electricity Sector Pollutant Emissions | BC | heavy or residual fuel oil es |  |  | 0 | 0 | 0 | 0 | 0 | 0 | 0 | 0 | 0 | 0 | 0 | 0 | 0 | 0 | 0 | 0 | 0 | 0 | 0 | 0 | 0 | 0 | 0 | 0 | 0 | 0 | 0 | 0 | 0 | 0 | 0
Electricity Sector Pollutant Emissions[BC,municipal solid waste es] | Electricity Sector Pollutant Emissions | BC | municipal solid waste es |  |  | 0 | 0 | 0 | 0 | 0 | 0 | 0 | 0 | 0 | 0 | 0 | 0 | 0 | 0 | 0 | 0 | 0 | 0 | 0 | 0 | 0 | 0 | 0 | 0 | 0 | 0 | 0 | 0 | 0 | 0 | 0
Electricity Sector Pollutant Emissions[OC,hard coal es] | Electricity Sector Pollutant Emissions | OC | hard coal es |  |  | 35829300 | 28648900 | 21504800 | 14324500 | 7180360 | 0 | 0 | 0 | 0 | 0 | 0 | 0 | 0 | 0 | 0 | 0 | 0 | 0 | 0 | 0 | 0 | 0 | 0 | 0 | 0 | 0 | 0 | 0 | 0 | 0 | 0
Electricity Sector Pollutant Emissions[OC,natural gas nonpeaker es] | Electricity Sector Pollutant Emissions | OC | natural gas nonpeaker es |  |  | 256000000 | 243234000 | 244823000 | 244442000 | 244473000 | 243573000 | 238736000 | 231729000 | 224125000 | 212559000 | 197644000 | 173471000 | 175016000 | 170685000 | 161766000 | 146632000 | 117540000 | 94595200 | 85437400 | 73782100 | 63257100 | 51893600 | 33002100 | 14255800 | 1999400 | 0 | 0 | 0 | 0 | 0 | 0
Electricity Sector Pollutant Emissions[OC,nuclear es] | Electricity Sector Pollutant Emissions | OC | nuclear es |  |  | 0 | 0 | 0 | 0 | 0 | 0 | 0 | 0 | 0 | 0 | 0 | 0 | 0 | 0 | 0 | 0 | 0 | 0 | 0 | 0 | 0 | 0 | 0 | 0 | 0 | 0 | 0 | 0 | 0 | 0 | 0
Electricity Sector Pollutant Emissions[OC,hydro es] | Electricity Sector Pollutant Emissions | OC | hydro es |  |  | 0 | 0 | 0 | 0 | 0 | 0 | 0 | 0 | 0 | 0 | 0 | 0 | 0 | 0 | 0 | 0 | 0 | 0 | 0 | 0 | 0 | 0 | 0 | 0 | 0 | 0 | 0 | 0 | 0 | 0 | 0
Electricity Sector Pollutant Emissions[OC,onshore wind es] | Electricity Sector Pollutant Emissions | OC | onshore wind es |  |  | 0 | 0 | 0 | 0 | 0 | 0 | 0 | 0 | 0 | 0 | 0 | 0 | 0 | 0 | 0 | 0 | 0 | 0 | 0 | 0 | 0 | 0 | 0 | 0 | 0 | 0 | 0 | 0 | 0 | 0 | 0
Electricity Sector Pollutant Emissions[OC,solar PV es] | Electricity Sector Pollutant Emissions | OC | solar PV es |  |  | 0 | 0 | 0 | 0 | 0 | 0 | 0 | 0 | 0 | 0 | 0 | 0 | 0 | 0 | 0 | 0 | 0 | 0 | 0 | 0 | 0 | 0 | 0 | 0 | 0 | 0 | 0 | 0 | 0 | 0 | 0
Electricity Sector Pollutant Emissions[OC,solar thermal es] | Electricity Sector Pollutant Emissions | OC | solar thermal es |  |  | 0 | 0 | 0 | 0 | 0 | 0 | 0 | 0 | 0 | 0 | 0 | 0 | 0 | 0 | 0 | 0 | 0 | 0 | 0 | 0 | 0 | 0 | 0 | 0 | 0 | 0 | 0 | 0 | 0 | 0 | 0
Electricity Sector Pollutant Emissions[OC,biomass es] | Electricity Sector Pollutant Emissions | OC | biomass es |  |  | 824132000 | 848207000 | 872282000 | 888023000 | 916727000 | 960247000 | 974136000 | 990803000 | 992655000 | 1013030000 | 1034320000 | 1067660000 | 1078770000 | 1093580000 | 1111180000 | 1134330000 | 1172290000 | 1207480000 | 1232480000 | 1256550000 | 1280630000 | 1304700000 | 1337110000 | 1368590000 | 1365610000 | 1315000000 | 1257950000 | 1284840000 | 1279990000 | 1295150000 | 1299950000
Electricity Sector Pollutant Emissions[OC,geothermal es] | Electricity Sector Pollutant Emissions | OC | geothermal es |  |  | 0 | 0 | 0 | 0 | 0 | 0 | 0 | 0 | 0 | 0 | 0 | 0 | 0 | 0 | 0 | 0 | 0 | 0 | 0 | 0 | 0 | 0 | 0 | 0 | 0 | 0 | 0 | 0 | 0 | 0 | 0
Electricity Sector Pollutant Emissions[OC,petroleum es] | Electricity Sector Pollutant Emissions | OC | petroleum es |  |  | 981052 | 942900 | 904748 | 866596 | 828444 | 789621 | 751469 | 713317 | 675165 | 631563 | 593411 | 555259 | 516017 | 476775 | 437533 | 398290 | 359048 | 319261 | 280019 | 240777 | 201535 | 162293 | 123051 | 83263.6 | 44130.6 | 4779.46 | 4779.46 | 4779.46 | 4779.46 | 4779.46 | 4779.46
Electricity Sector Pollutant Emissions[OC,natural gas peaker es] | Electricity Sector Pollutant Emissions | OC | natural gas peaker es |  |  | 1806780000 | 1806780000 | 1806780000 | 1806780000 | 1806780000 | 1753380000 | 1742700000 | 1742700000 | 1742700000 | 1742700000 | 1742700000 | 1742700000 | 1742700000 | 1742700000 | 1742700000 | 1742700000 | 1742700000 | 1742700000 | 1742700000 | 1742700000 | 1742700000 | 1742700000 | 1742700000 | 1742700000 | 1742700000 | 1742700000 | 1742700000 | 1742700000 | 1742700000 | 1742700000 | 1742700000
Electricity Sector Pollutant Emissions[OC,lignite es] | Electricity Sector Pollutant Emissions | OC | lignite es |  |  | 0 | 0 | 0 | 0 | 0 | 0 | 0 | 0 | 0 | 0 | 0 | 0 | 0 | 0 | 0 | 0 | 0 | 0 | 0 | 0 | 0 | 0 | 0 | 0 | 0 | 0 | 0 | 0 | 0 | 0 | 0
Electricity Sector Pollutant Emissions[OC,offshore wind es] | Electricity Sector Pollutant Emissions | OC | offshore wind es |  |  | 0 | 0 | 0 | 0 | 0 | 0 | 0 | 0 | 0 | 0 | 0 | 0 | 0 | 0 | 0 | 0 | 0 | 0 | 0 | 0 | 0 | 0 | 0 | 0 | 0 | 0 | 0 | 0 | 0 | 0 | 0
Electricity Sector Pollutant Emissions[OC,crude oil es] | Electricity Sector Pollutant Emissions | OC | crude oil es |  |  | 0 | 0 | 0 | 0 | 0 | 0 | 0 | 0 | 0 | 0 | 0 | 0 | 0 | 0 | 0 | 0 | 0 | 0 | 0 | 0 | 0 | 0 | 0 | 0 | 0 | 0 | 0 | 0 | 0 | 0 | 0
Electricity Sector Pollutant Emissions[OC,heavy or residual fuel oil es] | Electricity Sector Pollutant Emissions | OC | heavy or residual fuel oil es |  |  | 0 | 0 | 0 | 0 | 0 | 0 | 0 | 0 | 0 | 0 | 0 | 0 | 0 | 0 | 0 | 0 | 0 | 0 | 0 | 0 | 0 | 0 | 0 | 0 | 0 | 0 | 0 | 0 | 0 | 0 | 0
Electricity Sector Pollutant Emissions[OC,municipal solid waste es] | Electricity Sector Pollutant Emissions | OC | municipal solid waste es |  |  | 0 | 0 | 0 | 0 | 0 | 0 | 0 | 0 | 0 | 0 | 0 | 0 | 0 | 0 | 0 | 0 | 0 | 0 | 0 | 0 | 0 | 0 | 0 | 0 | 0 | 0 | 0 | 0 | 0 | 0 | 0
Electricity Sector Pollutant Emissions[CH4,hard coal es] | Electricity Sector Pollutant Emissions | CH4 | hard coal es |  |  | 1142380000 | 913444000 | 685661000 | 456722000 | 228939000 | 0 | 0 | 0 | 0 | 0 | 0 | 0 | 0 | 0 | 0 | 0 | 0 | 0 | 0 | 0 | 0 | 0 | 0 | 0 | 0 | 0 | 0 | 0 | 0 | 0 | 0
Electricity Sector Pollutant Emissions[CH4,natural gas nonpeaker es] | Electricity Sector Pollutant Emissions | CH4 | natural gas nonpeaker es |  |  | 775758000 | 737073000 | 741889000 | 740733000 | 740828000 | 738101000 | 723443000 | 702208000 | 679167000 | 644117000 | 598920000 | 525669000 | 530351000 | 517228000 | 490201000 | 444338000 | 356183000 | 286652000 | 258901000 | 223582000 | 191688000 | 157253000 | 100006000 | 43199400 | 6058800 | 0 | 0 | 0 | 0 | 0 | 0
Electricity Sector Pollutant Emissions[CH4,nuclear es] | Electricity Sector Pollutant Emissions | CH4 | nuclear es |  |  | 0 | 0 | 0 | 0 | 0 | 0 | 0 | 0 | 0 | 0 | 0 | 0 | 0 | 0 | 0 | 0 | 0 | 0 | 0 | 0 | 0 | 0 | 0 | 0 | 0 | 0 | 0 | 0 | 0 | 0 | 0
Electricity Sector Pollutant Emissions[CH4,hydro es] | Electricity Sector Pollutant Emissions | CH4 | hydro es |  |  | 0 | 0 | 0 | 0 | 0 | 0 | 0 | 0 | 0 | 0 | 0 | 0 | 0 | 0 | 0 | 0 | 0 | 0 | 0 | 0 | 0 | 0 | 0 | 0 | 0 | 0 | 0 | 0 | 0 | 0 | 0
Electricity Sector Pollutant Emissions[CH4,onshore wind es] | Electricity Sector Pollutant Emissions | CH4 | onshore wind es |  |  | 0 | 0 | 0 | 0 | 0 | 0 | 0 | 0 | 0 | 0 | 0 | 0 | 0 | 0 | 0 | 0 | 0 | 0 | 0 | 0 | 0 | 0 | 0 | 0 | 0 | 0 | 0 | 0 | 0 | 0 | 0
Electricity Sector Pollutant Emissions[CH4,solar PV es] | Electricity Sector Pollutant Emissions | CH4 | solar PV es |  |  | 0 | 0 | 0 | 0 | 0 | 0 | 0 | 0 | 0 | 0 | 0 | 0 | 0 | 0 | 0 | 0 | 0 | 0 | 0 | 0 | 0 | 0 | 0 | 0 | 0 | 0 | 0 | 0 | 0 | 0 | 0
Electricity Sector Pollutant Emissions[CH4,solar thermal es] | Electricity Sector Pollutant Emissions | CH4 | solar thermal es |  |  | 0 | 0 | 0 | 0 | 0 | 0 | 0 | 0 | 0 | 0 | 0 | 0 | 0 | 0 | 0 | 0 | 0 | 0 | 0 | 0 | 0 | 0 | 0 | 0 | 0 | 0 | 0 | 0 | 0 | 0 | 0
Electricity Sector Pollutant Emissions[CH4,biomass es] | Electricity Sector Pollutant Emissions | CH4 | biomass es |  |  | 0 | 0 | 0 | 0 | 0 | 0 | 0 | 0 | 0 | 0 | 0 | 0 | 0 | 0 | 0 | 0 | 0 | 0 | 0 | 0 | 0 | 0 | 0 | 0 | 0 | 0 | 0 | 0 | 0 | 0 | 0
Electricity Sector Pollutant Emissions[CH4,geothermal es] | Electricity Sector Pollutant Emissions | CH4 | geothermal es |  |  | 0 | 0 | 0 | 0 | 0 | 0 | 0 | 0 | 0 | 0 | 0 | 0 | 0 | 0 | 0 | 0 | 0 | 0 | 0 | 0 | 0 | 0 | 0 | 0 | 0 | 0 | 0 | 0 | 0 | 0 | 0
Electricity Sector Pollutant Emissions[CH4,petroleum es] | Electricity Sector Pollutant Emissions | CH4 | petroleum es |  |  | 5933780 | 5703030 | 5472270 | 5241510 | 5010750 | 4775940 | 4545180 | 4314420 | 4083660 | 3819940 | 3589180 | 3358420 | 3121070 | 2883720 | 2646370 | 2409010 | 2171660 | 1931020 | 1693660 | 1456310 | 1218960 | 981610 | 744259 | 503611 | 266919 | 28908 | 28908 | 28908 | 28908 | 28908 | 28908
Electricity Sector Pollutant Emissions[CH4,natural gas peaker es] | Electricity Sector Pollutant Emissions | CH4 | natural gas peaker es |  |  | 126357000 | 126357000 | 126357000 | 126357000 | 126357000 | 122623000 | 121876000 | 121876000 | 121876000 | 121876000 | 121876000 | 121876000 | 121876000 | 121876000 | 121876000 | 121876000 | 121876000 | 121876000 | 121876000 | 121876000 | 121876000 | 121876000 | 121876000 | 121876000 | 121876000 | 121876000 | 121876000 | 121876000 | 121876000 | 121876000 | 121876000
Electricity Sector Pollutant Emissions[CH4,lignite es] | Electricity Sector Pollutant Emissions | CH4 | lignite es |  |  | 0 | 0 | 0 | 0 | 0 | 0 | 0 | 0 | 0 | 0 | 0 | 0 | 0 | 0 | 0 | 0 | 0 | 0 | 0 | 0 | 0 | 0 | 0 | 0 | 0 | 0 | 0 | 0 | 0 | 0 | 0
Electricity Sector Pollutant Emissions[CH4,offshore wind es] | Electricity Sector Pollutant Emissions | CH4 | offshore wind es |  |  | 0 | 0 | 0 | 0 | 0 | 0 | 0 | 0 | 0 | 0 | 0 | 0 | 0 | 0 | 0 | 0 | 0 | 0 | 0 | 0 | 0 | 0 | 0 | 0 | 0 | 0 | 0 | 0 | 0 | 0 | 0
Electricity Sector Pollutant Emissions[CH4,crude oil es] | Electricity Sector Pollutant Emissions | CH4 | crude oil es |  |  | 0 | 0 | 0 | 0 | 0 | 0 | 0 | 0 | 0 | 0 | 0 | 0 | 0 | 0 | 0 | 0 | 0 | 0 | 0 | 0 | 0 | 0 | 0 | 0 | 0 | 0 | 0 | 0 | 0 | 0 | 0
Electricity Sector Pollutant Emissions[CH4,heavy or residual fuel oil es] | Electricity Sector Pollutant Emissions | CH4 | heavy or residual fuel oil es |  |  | 0 | 0 | 0 | 0 | 0 | 0 | 0 | 0 | 0 | 0 | 0 | 0 | 0 | 0 | 0 | 0 | 0 | 0 | 0 | 0 | 0 | 0 | 0 | 0 | 0 | 0 | 0 | 0 | 0 | 0 | 0
Electricity Sector Pollutant Emissions[CH4,municipal solid waste es] | Electricity Sector Pollutant Emissions | CH4 | municipal solid waste es |  |  | 0 | 0 | 0 | 0 | 0 | 0 | 0 | 0 | 0 | 0 | 0 | 0 | 0 | 0 | 0 | 0 | 0 | 0 | 0 | 0 | 0 | 0 | 0 | 0 | 0 | 0 | 0 | 0 | 0 | 0 | 0
Electricity Sector Pollutant Emissions[N2O,hard coal es] | Electricity Sector Pollutant Emissions | N2O | hard coal es |  |  | 166165000 | 132865000 | 99732500 | 66432300 | 33300200 | 0 | 0 | 0 | 0 | 0 | 0 | 0 | 0 | 0 | 0 | 0 | 0 | 0 | 0 | 0 | 0 | 0 | 0 | 0 | 0 | 0 | 0 | 0 | 0 | 0 | 0
Electricity Sector Pollutant Emissions[N2O,natural gas nonpeaker es] | Electricity Sector Pollutant Emissions | N2O | natural gas nonpeaker es |  |  | 77575800 | 73707300 | 74188900 | 74073300 | 74082800 | 73810100 | 72344300 | 70220800 | 67916700 | 64411700 | 59892000 | 52566900 | 53035100 | 51722800 | 49020100 | 44433800 | 35618300 | 28665200 | 25890100 | 22358200 | 19168800 | 15725300 | 10000600 | 4319940 | 605880 | 0 | 0 | 0 | 0 | 0 | 0
Electricity Sector Pollutant Emissions[N2O,nuclear es] | Electricity Sector Pollutant Emissions | N2O | nuclear es |  |  | 0 | 0 | 0 | 0 | 0 | 0 | 0 | 0 | 0 | 0 | 0 | 0 | 0 | 0 | 0 | 0 | 0 | 0 | 0 | 0 | 0 | 0 | 0 | 0 | 0 | 0 | 0 | 0 | 0 | 0 | 0
Electricity Sector Pollutant Emissions[N2O,hydro es] | Electricity Sector Pollutant Emissions | N2O | hydro es |  |  | 0 | 0 | 0 | 0 | 0 | 0 | 0 | 0 | 0 | 0 | 0 | 0 | 0 | 0 | 0 | 0 | 0 | 0 | 0 | 0 | 0 | 0 | 0 | 0 | 0 | 0 | 0 | 0 | 0 | 0 | 0
Electricity Sector Pollutant Emissions[N2O,onshore wind es] | Electricity Sector Pollutant Emissions | N2O | onshore wind es |  |  | 0 | 0 | 0 | 0 | 0 | 0 | 0 | 0 | 0 | 0 | 0 | 0 | 0 | 0 | 0 | 0 | 0 | 0 | 0 | 0 | 0 | 0 | 0 | 0 | 0 | 0 | 0 | 0 | 0 | 0 | 0
Electricity Sector Pollutant Emissions[N2O,solar PV es] | Electricity Sector Pollutant Emissions | N2O | solar PV es |  |  | 0 | 0 | 0 | 0 | 0 | 0 | 0 | 0 | 0 | 0 | 0 | 0 | 0 | 0 | 0 | 0 | 0 | 0 | 0 | 0 | 0 | 0 | 0 | 0 | 0 | 0 | 0 | 0 | 0 | 0 | 0
Electricity Sector Pollutant Emissions[N2O,solar thermal es] | Electricity Sector Pollutant Emissions | N2O | solar thermal es |  |  | 0 | 0 | 0 | 0 | 0 | 0 | 0 | 0 | 0 | 0 | 0 | 0 | 0 | 0 | 0 | 0 | 0 | 0 | 0 | 0 | 0 | 0 | 0 | 0 | 0 | 0 | 0 | 0 | 0 | 0 | 0
Electricity Sector Pollutant Emissions[N2O,biomass es] | Electricity Sector Pollutant Emissions | N2O | biomass es |  |  | 0 | 0 | 0 | 0 | 0 | 0 | 0 | 0 | 0 | 0 | 0 | 0 | 0 | 0 | 0 | 0 | 0 | 0 | 0 | 0 | 0 | 0 | 0 | 0 | 0 | 0 | 0 | 0 | 0 | 0 | 0
Electricity Sector Pollutant Emissions[N2O,geothermal es] | Electricity Sector Pollutant Emissions | N2O | geothermal es |  |  | 0 | 0 | 0 | 0 | 0 | 0 | 0 | 0 | 0 | 0 | 0 | 0 | 0 | 0 | 0 | 0 | 0 | 0 | 0 | 0 | 0 | 0 | 0 | 0 | 0 | 0 | 0 | 0 | 0 | 0 | 0
Electricity Sector Pollutant Emissions[N2O,petroleum es] | Electricity Sector Pollutant Emissions | N2O | petroleum es |  |  | 1186760 | 1140610 | 1094450 | 1048300 | 1002150 | 955187 | 909035 | 862884 | 816732 | 763987 | 717836 | 671684 | 624214 | 576743 | 529273 | 481803 | 434333 | 386203 | 338733 | 291263 | 243792 | 196322 | 148852 | 100722 | 53383.7 | 5781.6 | 5781.6 | 5781.6 | 5781.6 | 5781.6 | 5781.6
Electricity Sector Pollutant Emissions[N2O,natural gas peaker es] | Electricity Sector Pollutant Emissions | N2O | natural gas peaker es |  |  | 12635700 | 12635700 | 12635700 | 12635700 | 12635700 | 12262300 | 12187600 | 12187600 | 12187600 | 12187600 | 12187600 | 12187600 | 12187600 | 12187600 | 12187600 | 12187600 | 12187600 | 12187600 | 12187600 | 12187600 | 12187600 | 12187600 | 12187600 | 12187600 | 12187600 | 12187600 | 12187600 | 12187600 | 12187600 | 12187600 | 12187600
Electricity Sector Pollutant Emissions[N2O,lignite es] | Electricity Sector Pollutant Emissions | N2O | lignite es |  |  | 0 | 0 | 0 | 0 | 0 | 0 | 0 | 0 | 0 | 0 | 0 | 0 | 0 | 0 | 0 | 0 | 0 | 0 | 0 | 0 | 0 | 0 | 0 | 0 | 0 | 0 | 0 | 0 | 0 | 0 | 0
Electricity Sector Pollutant Emissions[N2O,offshore wind es] | Electricity Sector Pollutant Emissions | N2O | offshore wind es |  |  | 0 | 0 | 0 | 0 | 0 | 0 | 0 | 0 | 0 | 0 | 0 | 0 | 0 | 0 | 0 | 0 | 0 | 0 | 0 | 0 | 0 | 0 | 0 | 0 | 0 | 0 | 0 | 0 | 0 | 0 | 0
Electricity Sector Pollutant Emissions[N2O,crude oil es] | Electricity Sector Pollutant Emissions | N2O | crude oil es |  |  | 0 | 0 | 0 | 0 | 0 | 0 | 0 | 0 | 0 | 0 | 0 | 0 | 0 | 0 | 0 | 0 | 0 | 0 | 0 | 0 | 0 | 0 | 0 | 0 | 0 | 0 | 0 | 0 | 0 | 0 | 0
Electricity Sector Pollutant Emissions[N2O,heavy or residual fuel oil es] | Electricity Sector Pollutant Emissions | N2O | heavy or residual fuel oil es |  |  | 0 | 0 | 0 | 0 | 0 | 0 | 0 | 0 | 0 | 0 | 0 | 0 | 0 | 0 | 0 | 0 | 0 | 0 | 0 | 0 | 0 | 0 | 0 | 0 | 0 | 0 | 0 | 0 | 0 | 0 | 0
Electricity Sector Pollutant Emissions[N2O,municipal solid waste es] | Electricity Sector Pollutant Emissions | N2O | municipal solid waste es |  |  | 0 | 0 | 0 | 0 | 0 | 0 | 0 | 0 | 0 | 0 | 0 | 0 | 0 | 0 | 0 | 0 | 0 | 0 | 0 | 0 | 0 | 0 | 0 | 0 | 0 | 0 | 0 | 0 | 0 | 0 | 0
Electricity Sector Pollutant Emissions[F gases,hard coal es] | Electricity Sector Pollutant Emissions | F gases | hard coal es |  |  | 0 | 0 | 0 | 0 | 0 | 0 | 0 | 0 | 0 | 0 | 0 | 0 | 0 | 0 | 0 | 0 | 0 | 0 | 0 | 0 | 0 | 0 | 0 | 0 | 0 | 0 | 0 | 0 | 0 | 0 | 0
Electricity Sector Pollutant Emissions[F gases,natural gas nonpeaker es] | Electricity Sector Pollutant Emissions | F gases | natural gas nonpeaker es |  |  | 0 | 0 | 0 | 0 | 0 | 0 | 0 | 0 | 0 | 0 | 0 | 0 | 0 | 0 | 0 | 0 | 0 | 0 | 0 | 0 | 0 | 0 | 0 | 0 | 0 | 0 | 0 | 0 | 0 | 0 | 0
Electricity Sector Pollutant Emissions[F gases,nuclear es] | Electricity Sector Pollutant Emissions | F gases | nuclear es |  |  | 0 | 0 | 0 | 0 | 0 | 0 | 0 | 0 | 0 | 0 | 0 | 0 | 0 | 0 | 0 | 0 | 0 | 0 | 0 | 0 | 0 | 0 | 0 | 0 | 0 | 0 | 0 | 0 | 0 | 0 | 0
Electricity Sector Pollutant Emissions[F gases,hydro es] | Electricity Sector Pollutant Emissions | F gases | hydro es |  |  | 0 | 0 | 0 | 0 | 0 | 0 | 0 | 0 | 0 | 0 | 0 | 0 | 0 | 0 | 0 | 0 | 0 | 0 | 0 | 0 | 0 | 0 | 0 | 0 | 0 | 0 | 0 | 0 | 0 | 0 | 0
Electricity Sector Pollutant Emissions[F gases,onshore wind es] | Electricity Sector Pollutant Emissions | F gases | onshore wind es |  |  | 0 | 0 | 0 | 0 | 0 | 0 | 0 | 0 | 0 | 0 | 0 | 0 | 0 | 0 | 0 | 0 | 0 | 0 | 0 | 0 | 0 | 0 | 0 | 0 | 0 | 0 | 0 | 0 | 0 | 0 | 0
Electricity Sector Pollutant Emissions[F gases,solar PV es] | Electricity Sector Pollutant Emissions | F gases | solar PV es |  |  | 0 | 0 | 0 | 0 | 0 | 0 | 0 | 0 | 0 | 0 | 0 | 0 | 0 | 0 | 0 | 0 | 0 | 0 | 0 | 0 | 0 | 0 | 0 | 0 | 0 | 0 | 0 | 0 | 0 | 0 | 0
Electricity Sector Pollutant Emissions[F gases,solar thermal es] | Electricity Sector Pollutant Emissions | F gases | solar thermal es |  |  | 0 | 0 | 0 | 0 | 0 | 0 | 0 | 0 | 0 | 0 | 0 | 0 | 0 | 0 | 0 | 0 | 0 | 0 | 0 | 0 | 0 | 0 | 0 | 0 | 0 | 0 | 0 | 0 | 0 | 0 | 0
Electricity Sector Pollutant Emissions[F gases,biomass es] | Electricity Sector Pollutant Emissions | F gases | biomass es |  |  | 0 | 0 | 0 | 0 | 0 | 0 | 0 | 0 | 0 | 0 | 0 | 0 | 0 | 0 | 0 | 0 | 0 | 0 | 0 | 0 | 0 | 0 | 0 | 0 | 0 | 0 | 0 | 0 | 0 | 0 | 0
Electricity Sector Pollutant Emissions[F gases,geothermal es] | Electricity Sector Pollutant Emissions | F gases | geothermal es |  |  | 0 | 0 | 0 | 0 | 0 | 0 | 0 | 0 | 0 | 0 | 0 | 0 | 0 | 0 | 0 | 0 | 0 | 0 | 0 | 0 | 0 | 0 | 0 | 0 | 0 | 0 | 0 | 0 | 0 | 0 | 0
Electricity Sector Pollutant Emissions[F gases,petroleum es] | Electricity Sector Pollutant Emissions | F gases | petroleum es |  |  | 0 | 0 | 0 | 0 | 0 | 0 | 0 | 0 | 0 | 0 | 0 | 0 | 0 | 0 | 0 | 0 | 0 | 0 | 0 | 0 | 0 | 0 | 0 | 0 | 0 | 0 | 0 | 0 | 0 | 0 | 0
Electricity Sector Pollutant Emissions[F gases,natural gas peaker es] | Electricity Sector Pollutant Emissions | F gases | natural gas peaker es |  |  | 0 | 0 | 0 | 0 | 0 | 0 | 0 | 0 | 0 | 0 | 0 | 0 | 0 | 0 | 0 | 0 | 0 | 0 | 0 | 0 | 0 | 0 | 0 | 0 | 0 | 0 | 0 | 0 | 0 | 0 | 0
Electricity Sector Pollutant Emissions[F gases,lignite es] | Electricity Sector Pollutant Emissions | F gases | lignite es |  |  | 0 | 0 | 0 | 0 | 0 | 0 | 0 | 0 | 0 | 0 | 0 | 0 | 0 | 0 | 0 | 0 | 0 | 0 | 0 | 0 | 0 | 0 | 0 | 0 | 0 | 0 | 0 | 0 | 0 | 0 | 0
Electricity Sector Pollutant Emissions[F gases,offshore wind es] | Electricity Sector Pollutant Emissions | F gases | offshore wind es |  |  | 0 | 0 | 0 | 0 | 0 | 0 | 0 | 0 | 0 | 0 | 0 | 0 | 0 | 0 | 0 | 0 | 0 | 0 | 0 | 0 | 0 | 0 | 0 | 0 | 0 | 0 | 0 | 0 | 0 | 0 | 0
Electricity Sector Pollutant Emissions[F gases,crude oil es] | Electricity Sector Pollutant Emissions | F gases | crude oil es |  |  | 0 | 0 | 0 | 0 | 0 | 0 | 0 | 0 | 0 | 0 | 0 | 0 | 0 | 0 | 0 | 0 | 0 | 0 | 0 | 0 | 0 | 0 | 0 | 0 | 0 | 0 | 0 | 0 | 0 | 0 | 0
Electricity Sector Pollutant Emissions[F gases,heavy or residual fuel oil es] | Electricity Sector Pollutant Emissions | F gases | heavy or residual fuel oil es |  |  | 0 | 0 | 0 | 0 | 0 | 0 | 0 | 0 | 0 | 0 | 0 | 0 | 0 | 0 | 0 | 0 | 0 | 0 | 0 | 0 | 0 | 0 | 0 | 0 | 0 | 0 | 0 | 0 | 0 | 0 | 0
Electricity Sector Pollutant Emissions[F gases,municipal solid waste es] | Electricity Sector Pollutant Emissions | F gases | municipal solid waste es |  |  | 0 | 0 | 0 | 0 | 0 | 0 | 0 | 0 | 0 | 0 | 0 | 0 | 0 | 0 | 0 | 0 | 0 | 0 | 0 | 0 | 0 | 0 | 0 | 0 | 0 | 0 | 0 | 0 | 0 | 0 | 0
BCEU BAU Components Energy Use[urban residential,electricity bf,heating] | BCEU BAU Components Energy Use | urban residential | electricity bf | heating |  | 32600000000000 | 32200000000000 | 32500000000000 | 33500000000000 | 34600000000000 | 35800000000000 | 37100000000000 | 38600000000000 | 40000000000000 | 41400000000000 | 42900000000000 | 44300000000000 | 45700000000000 | 47100000000000 | 48300000000000 | 49600000000000 | 50800000000000 | 52200000000000 | 53600000000000 | 54800000000000 | 56200000000000 | 57400000000000 | 58500000000000 | 59400000000000 | 60400000000000 | 61200000000000 | 61900000000000 | 62500000000000 | 62200000000000 | 61800000000000 | 61300000000000
BCEU BAU Components Energy Use[urban residential,electricity bf,cooling and ventilation] | BCEU BAU Components Energy Use | urban residential | electricity bf | cooling and ventilation |  | 21730000000000 | 20360000000000 | 19550000000000 | 19180000000000 | 18890000000000 | 18620000000000 | 18480000000000 | 18450000000000 | 18430000000000 | 18450000000000 | 18490000000000 | 18590000000000 | 18710000000000 | 18820000000000 | 18890000000000 | 18970000000000 | 19130000000000 | 19230000000000 | 19360000000000 | 19500000000000 | 19640000000000 | 19960000000000 | 20280000000000 | 20580000000000 | 20920000000000 | 21270000000000 | 21590000000000 | 21970000000000 | 22040000000000 | 22110000000000 | 22180000000000
BCEU BAU Components Energy Use[urban residential,electricity bf,envelope] | BCEU BAU Components Energy Use | urban residential | electricity bf | envelope |  | 0 | 0 | 0 | 0 | 0 | 0 | 0 | 0 | 0 | 0 | 0 | 0 | 0 | 0 | 0 | 0 | 0 | 0 | 0 | 0 | 0 | 0 | 0 | 0 | 0 | 0 | 0 | 0 | 0 | 0 | 0
BCEU BAU Components Energy Use[urban residential,electricity bf,lighting] | BCEU BAU Components Energy Use | urban residential | electricity bf | lighting |  | 22600000000000 | 21600000000000 | 21300000000000 | 21500000000000 | 21600000000000 | 21900000000000 | 22400000000000 | 22900000000000 | 23300000000000 | 23700000000000 | 24100000000000 | 24400000000000 | 24800000000000 | 25200000000000 | 25600000000000 | 26000000000000 | 26300000000000 | 26500000000000 | 26800000000000 | 27000000000000 | 27200000000000 | 27500000000000 | 27800000000000 | 28200000000000 | 28500000000000 | 28900000000000 | 29300000000000 | 29800000000000 | 29900000000000 | 30000000000000 | 30000000000000
BCEU BAU Components Energy Use[urban residential,electricity bf,appliances] | BCEU BAU Components Energy Use | urban residential | electricity bf | appliances |  | 91100000000000 | 87800000000000 | 86500000000000 | 87000000000000 | 87700000000000 | 88600000000000 | 89800000000000 | 91300000000000 | 92800000000000 | 94400000000000 | 96200000000000 | 98100000000000 | 100000000000000 | 102000000000000 | 104000000000000 | 106000000000000 | 108000000000000 | 110000000000000 | 112000000000000 | 113000000000000 | 115000000000000 | 117000000000000 | 119000000000000 | 121000000000000 | 123000000000000 | 124000000000000 | 126000000000000 | 127000000000000 | 128000000000000 | 128000000000000 | 128000000000000
BCEU BAU Components Energy Use[urban residential,electricity bf,other component] | BCEU BAU Components Energy Use | urban residential | electricity bf | other component |  | 126500000000000 | 119400000000000 | 115000000000000 | 111800000000000 | 109600000000000 | 107400000000000 | 104900000000000 | 102700000000000 | 100600000000000 | 98410000000000 | 96010000000000 | 93270000000000 | 90420000000000 | 87610000000000 | 84870000000000 | 82150000000000 | 79700000000000 | 77060000000000 | 74410000000000 | 71700000000000 | 68860000000000 | 65720000000000 | 62510000000000 | 59260000000000 | 56010000000000 | 52760000000000 | 49450000000000 | 46040000000000 | 45220000000000 | 44750000000000 | 44280000000000
BCEU BAU Components Energy Use[urban residential,hard coal bf,heating] | BCEU BAU Components Energy Use | urban residential | hard coal bf | heating |  | 0 | 0 | 0 | 0 | 0 | 0 | 0 | 0 | 0 | 0 | 0 | 0 | 0 | 0 | 0 | 0 | 0 | 0 | 0 | 0 | 0 | 0 | 0 | 0 | 0 | 0 | 0 | 0 | 0 | 0 | 0
BCEU BAU Components Energy Use[urban residential,hard coal bf,cooling and ventilation] | BCEU BAU Components Energy Use | urban residential | hard coal bf | cooling and ventilation |  | 0 | 0 | 0 | 0 | 0 | 0 | 0 | 0 | 0 | 0 | 0 | 0 | 0 | 0 | 0 | 0 | 0 | 0 | 0 | 0 | 0 | 0 | 0 | 0 | 0 | 0 | 0 | 0 | 0 | 0 | 0
BCEU BAU Components Energy Use[urban residential,hard coal bf,envelope] | BCEU BAU Components Energy Use | urban residential | hard coal bf | envelope |  | 0 | 0 | 0 | 0 | 0 | 0 | 0 | 0 | 0 | 0 | 0 | 0 | 0 | 0 | 0 | 0 | 0 | 0 | 0 | 0 | 0 | 0 | 0 | 0 | 0 | 0 | 0 | 0 | 0 | 0 | 0
BCEU BAU Components Energy Use[urban residential,hard coal bf,lighting] | BCEU BAU Components Energy Use | urban residential | hard coal bf | lighting |  | 0 | 0 | 0 | 0 | 0 | 0 | 0 | 0 | 0 | 0 | 0 | 0 | 0 | 0 | 0 | 0 | 0 | 0 | 0 | 0 | 0 | 0 | 0 | 0 | 0 | 0 | 0 | 0 | 0 | 0 | 0
BCEU BAU Components Energy Use[urban residential,hard coal bf,appliances] | BCEU BAU Components Energy Use | urban residential | hard coal bf | appliances |  | 0 | 0 | 0 | 0 | 0 | 0 | 0 | 0 | 0 | 0 | 0 | 0 | 0 | 0 | 0 | 0 | 0 | 0 | 0 | 0 | 0 | 0 | 0 | 0 | 0 | 0 | 0 | 0 | 0 | 0 | 0
BCEU BAU Components Energy Use[urban residential,hard coal bf,other component] | BCEU BAU Components Energy Use | urban residential | hard coal bf | other component |  | 0 | 0 | 0 | 0 | 0 | 0 | 0 | 0 | 0 | 0 | 0 | 0 | 0 | 0 | 0 | 0 | 0 | 0 | 0 | 0 | 0 | 0 | 0 | 0 | 0 | 0 | 0 | 0 | 0 | 0 | 0
BCEU BAU Components Energy Use[urban residential,natural gas bf,heating] | BCEU BAU Components Energy Use | urban residential | natural gas bf | heating |  | 216000000000000 | 223000000000000 | 224000000000000 | 224000000000000 | 224000000000000 | 224000000000000 | 222000000000000 | 221000000000000 | 220000000000000 | 217000000000000 | 215000000000000 | 213000000000000 | 210000000000000 | 208000000000000 | 205000000000000 | 203000000000000 | 201000000000000 | 199000000000000 | 197000000000000 | 197000000000000 | 195000000000000 | 192000000000000 | 191000000000000 | 189000000000000 | 188000000000000 | 187000000000000 | 186000000000000 | 185000000000000 | 184000000000000 | 184000000000000 | 184000000000000
BCEU BAU Components Energy Use[urban residential,natural gas bf,cooling and ventilation] | BCEU BAU Components Energy Use | urban residential | natural gas bf | cooling and ventilation |  | 200800000000 | 202200000000 | 197800000000 | 193700000000 | 189800000000 | 185700000000 | 182000000000 | 178200000000 | 174500000000 | 171000000000 | 167400000000 | 164400000000 | 161400000000 | 158500000000 | 155400000000 | 152600000000 | 150300000000 | 147500000000 | 145000000000 | 142800000000 | 140800000000 | 140800000000 | 141600000000 | 142500000000 | 144100000000 | 146100000000 | 148300000000 | 150600000000 | 152800000000 | 155100000000 | 157600000000
BCEU BAU Components Energy Use[urban residential,natural gas bf,envelope] | BCEU BAU Components Energy Use | urban residential | natural gas bf | envelope |  | 0 | 0 | 0 | 0 | 0 | 0 | 0 | 0 | 0 | 0 | 0 | 0 | 0 | 0 | 0 | 0 | 0 | 0 | 0 | 0 | 0 | 0 | 0 | 0 | 0 | 0 | 0 | 0 | 0 | 0 | 0
BCEU BAU Components Energy Use[urban residential,natural gas bf,lighting] | BCEU BAU Components Energy Use | urban residential | natural gas bf | lighting |  | 0 | 0 | 0 | 0 | 0 | 0 | 0 | 0 | 0 | 0 | 0 | 0 | 0 | 0 | 0 | 0 | 0 | 0 | 0 | 0 | 0 | 0 | 0 | 0 | 0 | 0 | 0 | 0 | 0 | 0 | 0
BCEU BAU Components Energy Use[urban residential,natural gas bf,appliances] | BCEU BAU Components Energy Use | urban residential | natural gas bf | appliances |  | 238000000000000 | 246000000000000 | 246000000000000 | 247000000000000 | 246000000000000 | 246000000000000 | 247000000000000 | 246000000000000 | 245000000000000 | 245000000000000 | 243000000000000 | 242000000000000 | 240000000000000 | 239000000000000 | 237000000000000 | 234000000000000 | 233000000000000 | 232000000000000 | 230000000000000 | 229000000000000 | 227000000000000 | 228000000000000 | 228000000000000 | 229000000000000 | 230000000000000 | 230000000000000 | 231000000000000 | 232000000000000 | 233000000000000 | 234000000000000 | 235000000000000
BCEU BAU Components Energy Use[urban residential,natural gas bf,other component] | BCEU BAU Components Energy Use | urban residential | natural gas bf | other component |  | 0 | 0 | 0 | 0 | 0 | 0 | 0 | 0 | 0 | 0 | 0 | 0 | 0 | 0 | 0 | 0 | 0 | 0 | 0 | 0 | 0 | 0 | 0 | 0 | 0 | 0 | 0 | 0 | 0 | 0 | 0
BCEU BAU Components Energy Use[urban residential,petroleum diesel bf,heating] | BCEU BAU Components Energy Use | urban residential | petroleum diesel bf | heating |  | 294000000000 | 294000000000 | 295000000000 | 295000000000 | 295000000000 | 294000000000 | 294000000000 | 293000000000 | 292000000000 | 290000000000 | 289000000000 | 287000000000 | 285000000000 | 283000000000 | 279000000000 | 276000000000 | 272000000000 | 268000000000 | 262000000000 | 259000000000 | 255000000000 | 251000000000 | 246000000000 | 241000000000 | 236000000000 | 229000000000 | 220000000000 | 211000000000 | 200000000000 | 189000000000 | 176000000000
BCEU BAU Components Energy Use[urban residential,petroleum diesel bf,cooling and ventilation] | BCEU BAU Components Energy Use | urban residential | petroleum diesel bf | cooling and ventilation |  | 0 | 0 | 0 | 0 | 0 | 0 | 0 | 0 | 0 | 0 | 0 | 0 | 0 | 0 | 0 | 0 | 0 | 0 | 0 | 0 | 0 | 0 | 0 | 0 | 0 | 0 | 0 | 0 | 0 | 0 | 0
BCEU BAU Components Energy Use[urban residential,petroleum diesel bf,envelope] | BCEU BAU Components Energy Use | urban residential | petroleum diesel bf | envelope |  | 0 | 0 | 0 | 0 | 0 | 0 | 0 | 0 | 0 | 0 | 0 | 0 | 0 | 0 | 0 | 0 | 0 | 0 | 0 | 0 | 0 | 0 | 0 | 0 | 0 | 0 | 0 | 0 | 0 | 0 | 0
BCEU BAU Components Energy Use[urban residential,petroleum diesel bf,lighting] | BCEU BAU Components Energy Use | urban residential | petroleum diesel bf | lighting |  | 0 | 0 | 0 | 0 | 0 | 0 | 0 | 0 | 0 | 0 | 0 | 0 | 0 | 0 | 0 | 0 | 0 | 0 | 0 | 0 | 0 | 0 | 0 | 0 | 0 | 0 | 0 | 0 | 0 | 0 | 0
BCEU BAU Components Energy Use[urban residential,petroleum diesel bf,appliances] | BCEU BAU Components Energy Use | urban residential | petroleum diesel bf | appliances |  | 4080000000 | 3740000000 | 3440000000 | 3170000000 | 2940000000 | 2740000000 | 2600000000 | 2510000000 | 2470000000 | 2490000000 | 2540000000 | 2670000000 | 2840000000 | 3040000000 | 3350000000 | 3730000000 | 4240000000 | 4880000000 | 5730000000 | 6810000000 | 8230000000 | 10100000000 | 12800000000 | 16200000000 | 20600000000 | 26400000000 | 33700000000 | 42700000000 | 53300000000 | 65000000000 | 77300000000
BCEU BAU Components Energy Use[urban residential,petroleum diesel bf,other component] | BCEU BAU Components Energy Use | urban residential | petroleum diesel bf | other component |  | 0 | 0 | 0 | 0 | 0 | 0 | 0 | 0 | 0 | 0 | 0 | 0 | 0 | 0 | 0 | 0 | 0 | 0 | 0 | 0 | 0 | 0 | 0 | 0 | 0 | 0 | 0 | 0 | 0 | 0 | 0
BCEU BAU Components Energy Use[urban residential,heat bf,heating] | BCEU BAU Components Energy Use | urban residential | heat bf | heating |  | 0 | 0 | 0 | 0 | 0 | 0 | 0 | 0 | 0 | 0 | 0 | 0 | 0 | 0 | 0 | 0 | 0 | 0 | 0 | 0 | 0 | 0 | 0 | 0 | 0 | 0 | 0 | 0 | 0 | 0 | 0
BCEU BAU Components Energy Use[urban residential,heat bf,cooling and ventilation] | BCEU BAU Components Energy Use | urban residential | heat bf | cooling and ventilation |  | 0 | 0 | 0 | 0 | 0 | 0 | 0 | 0 | 0 | 0 | 0 | 0 | 0 | 0 | 0 | 0 | 0 | 0 | 0 | 0 | 0 | 0 | 0 | 0 | 0 | 0 | 0 | 0 | 0 | 0 | 0
BCEU BAU Components Energy Use[urban residential,heat bf,envelope] | BCEU BAU Components Energy Use | urban residential | heat bf | envelope |  | 0 | 0 | 0 | 0 | 0 | 0 | 0 | 0 | 0 | 0 | 0 | 0 | 0 | 0 | 0 | 0 | 0 | 0 | 0 | 0 | 0 | 0 | 0 | 0 | 0 | 0 | 0 | 0 | 0 | 0 | 0
BCEU BAU Components Energy Use[urban residential,heat bf,lighting] | BCEU BAU Components Energy Use | urban residential | heat bf | lighting |  | 0 | 0 | 0 | 0 | 0 | 0 | 0 | 0 | 0 | 0 | 0 | 0 | 0 | 0 | 0 | 0 | 0 | 0 | 0 | 0 | 0 | 0 | 0 | 0 | 0 | 0 | 0 | 0 | 0 | 0 | 0
BCEU BAU Components Energy Use[urban residential,heat bf,appliances] | BCEU BAU Components Energy Use | urban residential | heat bf | appliances |  | 0 | 0 | 0 | 0 | 0 | 0 | 0 | 0 | 0 | 0 | 0 | 0 | 0 | 0 | 0 | 0 | 0 | 0 | 0 | 0 | 0 | 0 | 0 | 0 | 0 | 0 | 0 | 0 | 0 | 0 | 0
BCEU BAU Components Energy Use[urban residential,heat bf,other component] | BCEU BAU Components Energy Use | urban residential | heat bf | other component |  | 0 | 0 | 0 | 0 | 0 | 0 | 0 | 0 | 0 | 0 | 0 | 0 | 0 | 0 | 0 | 0 | 0 | 0 | 0 | 0 | 0 | 0 | 0 | 0 | 0 | 0 | 0 | 0 | 0 | 0 | 0
BCEU BAU Components Energy Use[urban residential,biomass bf,heating] | BCEU BAU Components Energy Use | urban residential | biomass bf | heating |  | 17800000000000 | 17800000000000 | 17800000000000 | 17800000000000 | 17800000000000 | 17800000000000 | 17800000000000 | 17800000000000 | 17800000000000 | 17800000000000 | 17800000000000 | 17800000000000 | 17800000000000 | 17800000000000 | 17800000000000 | 17800000000000 | 17800000000000 | 17800000000000 | 17800000000000 | 17800000000000 | 17800000000000 | 17800000000000 | 17800000000000 | 17800000000000 | 17800000000000 | 17800000000000 | 17800000000000 | 17800000000000 | 17800000000000 | 17800000000000 | 17800000000000
BCEU BAU Components Energy Use[urban residential,biomass bf,cooling and ventilation] | BCEU BAU Components Energy Use | urban residential | biomass bf | cooling and ventilation |  | 0 | 0 | 0 | 0 | 0 | 0 | 0 | 0 | 0 | 0 | 0 | 0 | 0 | 0 | 0 | 0 | 0 | 0 | 0 | 0 | 0 | 0 | 0 | 0 | 0 | 0 | 0 | 0 | 0 | 0 | 0
BCEU BAU Components Energy Use[urban residential,biomass bf,envelope] | BCEU BAU Components Energy Use | urban residential | biomass bf | envelope |  | 0 | 0 | 0 | 0 | 0 | 0 | 0 | 0 | 0 | 0 | 0 | 0 | 0 | 0 | 0 | 0 | 0 | 0 | 0 | 0 | 0 | 0 | 0 | 0 | 0 | 0 | 0 | 0 | 0 | 0 | 0
BCEU BAU Components Energy Use[urban residential,biomass bf,lighting] | BCEU BAU Components Energy Use | urban residential | biomass bf | lighting |  | 0 | 0 | 0 | 0 | 0 | 0 | 0 | 0 | 0 | 0 | 0 | 0 | 0 | 0 | 0 | 0 | 0 | 0 | 0 | 0 | 0 | 0 | 0 | 0 | 0 | 0 | 0 | 0 | 0 | 0 | 0
BCEU BAU Components Energy Use[urban residential,biomass bf,appliances] | BCEU BAU Components Energy Use | urban residential | biomass bf | appliances |  | 0 | 0 | 0 | 0 | 0 | 0 | 0 | 0 | 0 | 0 | 0 | 0 | 0 | 0 | 0 | 0 | 0 | 0 | 0 | 0 | 0 | 0 | 0 | 0 | 0 | 0 | 0 | 0 | 0 | 0 | 0
BCEU BAU Components Energy Use[urban residential,biomass bf,other component] | BCEU BAU Components Energy Use | urban residential | biomass bf | other component |  | 0 | 0 | 0 | 0 | 0 | 0 | 0 | 0 | 0 | 0 | 0 | 0 | 0 | 0 | 0 | 0 | 0 | 0 | 0 | 0 | 0 | 0 | 0 | 0 | 0 | 0 | 0 | 0 | 0 | 0 | 0
BCEU BAU Components Energy Use[urban residential,kerosene bf,heating] | BCEU BAU Components Energy Use | urban residential | kerosene bf | heating |  | 0 | 0 | 0 | 0 | 0 | 0 | 0 | 0 | 0 | 0 | 0 | 0 | 0 | 0 | 0 | 0 | 0 | 0 | 0 | 0 | 0 | 0 | 0 | 0 | 0 | 0 | 0 | 0 | 0 | 0 | 0
BCEU BAU Components Energy Use[urban residential,kerosene bf,cooling and ventilation] | BCEU BAU Components Energy Use | urban residential | kerosene bf | cooling and ventilation |  | 0 | 0 | 0 | 0 | 0 | 0 | 0 | 0 | 0 | 0 | 0 | 0 | 0 | 0 | 0 | 0 | 0 | 0 | 0 | 0 | 0 | 0 | 0 | 0 | 0 | 0 | 0 | 0 | 0 | 0 | 0
BCEU BAU Components Energy Use[urban residential,kerosene bf,envelope] | BCEU BAU Components Energy Use | urban residential | kerosene bf | envelope |  | 0 | 0 | 0 | 0 | 0 | 0 | 0 | 0 | 0 | 0 | 0 | 0 | 0 | 0 | 0 | 0 | 0 | 0 | 0 | 0 | 0 | 0 | 0 | 0 | 0 | 0 | 0 | 0 | 0 | 0 | 0
BCEU BAU Components Energy Use[urban residential,kerosene bf,lighting] | BCEU BAU Components Energy Use | urban residential | kerosene bf | lighting |  | 0 | 0 | 0 | 0 | 0 | 0 | 0 | 0 | 0 | 0 | 0 | 0 | 0 | 0 | 0 | 0 | 0 | 0 | 0 | 0 | 0 | 0 | 0 | 0 | 0 | 0 | 0 | 0 | 0 | 0 | 0
BCEU BAU Components Energy Use[urban residential,kerosene bf,appliances] | BCEU BAU Components Energy Use | urban residential | kerosene bf | appliances |  | 0 | 0 | 0 | 0 | 0 | 0 | 0 | 0 | 0 | 0 | 0 | 0 | 0 | 0 | 0 | 0 | 0 | 0 | 0 | 0 | 0 | 0 | 0 | 0 | 0 | 0 | 0 | 0 | 0 | 0 | 0
BCEU BAU Components Energy Use[urban residential,kerosene bf,other component] | BCEU BAU Components Energy Use | urban residential | kerosene bf | other component |  | 0 | 0 | 0 | 0 | 0 | 0 | 0 | 0 | 0 | 0 | 0 | 0 | 0 | 0 | 0 | 0 | 0 | 0 | 0 | 0 | 0 | 0 | 0 | 0 | 0 | 0 | 0 | 0 | 0 | 0 | 0
BCEU BAU Components Energy Use[urban residential,heavy or residual fuel oil bf,heating] | BCEU BAU Components Energy Use | urban residential | heavy or residual fuel oil bf | heating |  | 0 | 0 | 0 | 0 | 0 | 0 | 0 | 0 | 0 | 0 | 0 | 0 | 0 | 0 | 0 | 0 | 0 | 0 | 0 | 0 | 0 | 0 | 0 | 0 | 0 | 0 | 0 | 0 | 0 | 0 | 0
BCEU BAU Components Energy Use[urban residential,heavy or residual fuel oil bf,cooling and ventilation] | BCEU BAU Components Energy Use | urban residential | heavy or residual fuel oil bf | cooling and ventilation |  | 0 | 0 | 0 | 0 | 0 | 0 | 0 | 0 | 0 | 0 | 0 | 0 | 0 | 0 | 0 | 0 | 0 | 0 | 0 | 0 | 0 | 0 | 0 | 0 | 0 | 0 | 0 | 0 | 0 | 0 | 0
BCEU BAU Components Energy Use[urban residential,heavy or residual fuel oil bf,envelope] | BCEU BAU Components Energy Use | urban residential | heavy or residual fuel oil bf | envelope |  | 0 | 0 | 0 | 0 | 0 | 0 | 0 | 0 | 0 | 0 | 0 | 0 | 0 | 0 | 0 | 0 | 0 | 0 | 0 | 0 | 0 | 0 | 0 | 0 | 0 | 0 | 0 | 0 | 0 | 0 | 0
BCEU BAU Components Energy Use[urban residential,heavy or residual fuel oil bf,lighting] | BCEU BAU Components Energy Use | urban residential | heavy or residual fuel oil bf | lighting |  | 0 | 0 | 0 | 0 | 0 | 0 | 0 | 0 | 0 | 0 | 0 | 0 | 0 | 0 | 0 | 0 | 0 | 0 | 0 | 0 | 0 | 0 | 0 | 0 | 0 | 0 | 0 | 0 | 0 | 0 | 0
BCEU BAU Components Energy Use[urban residential,heavy or residual fuel oil bf,appliances] | BCEU BAU Components Energy Use | urban residential | heavy or residual fuel oil bf | appliances |  | 0 | 0 | 0 | 0 | 0 | 0 | 0 | 0 | 0 | 0 | 0 | 0 | 0 | 0 | 0 | 0 | 0 | 0 | 0 | 0 | 0 | 0 | 0 | 0 | 0 | 0 | 0 | 0 | 0 | 0 | 0
BCEU BAU Components Energy Use[urban residential,heavy or residual fuel oil bf,other component] | BCEU BAU Components Energy Use | urban residential | heavy or residual fuel oil bf | other component |  | 0 | 0 | 0 | 0 | 0 | 0 | 0 | 0 | 0 | 0 | 0 | 0 | 0 | 0 | 0 | 0 | 0 | 0 | 0 | 0 | 0 | 0 | 0 | 0 | 0 | 0 | 0 | 0 | 0 | 0 | 0
BCEU BAU Components Energy Use[urban residential,LPG propane or butane bf,heating] | BCEU BAU Components Energy Use | urban residential | LPG propane or butane bf | heating |  | 12000000000000 | 11600000000000 | 11000000000000 | 11100000000000 | 11100000000000 | 11000000000000 | 10800000000000 | 10800000000000 | 10600000000000 | 10200000000000 | 9960000000000 | 9600000000000 | 9250000000000 | 8990000000000 | 8740000000000 | 8490000000000 | 8240000000000 | 8010000000000 | 7750000000000 | 7480000000000 | 7290000000000 | 7100000000000 | 6930000000000 | 6760000000000 | 6620000000000 | 6530000000000 | 6340000000000 | 6230000000000 | 6120000000000 | 6020000000000 | 5920000000000
BCEU BAU Components Energy Use[urban residential,LPG propane or butane bf,cooling and ventilation] | BCEU BAU Components Energy Use | urban residential | LPG propane or butane bf | cooling and ventilation |  | 0 | 0 | 0 | 0 | 0 | 0 | 0 | 0 | 0 | 0 | 0 | 0 | 0 | 0 | 0 | 0 | 0 | 0 | 0 | 0 | 0 | 0 | 0 | 0 | 0 | 0 | 0 | 0 | 0 | 0 | 0
BCEU BAU Components Energy Use[urban residential,LPG propane or butane bf,envelope] | BCEU BAU Components Energy Use | urban residential | LPG propane or butane bf | envelope |  | 0 | 0 | 0 | 0 | 0 | 0 | 0 | 0 | 0 | 0 | 0 | 0 | 0 | 0 | 0 | 0 | 0 | 0 | 0 | 0 | 0 | 0 | 0 | 0 | 0 | 0 | 0 | 0 | 0 | 0 | 0
BCEU BAU Components Energy Use[urban residential,LPG propane or butane bf,lighting] | BCEU BAU Components Energy Use | urban residential | LPG propane or butane bf | lighting |  | 0 | 0 | 0 | 0 | 0 | 0 | 0 | 0 | 0 | 0 | 0 | 0 | 0 | 0 | 0 | 0 | 0 | 0 | 0 | 0 | 0 | 0 | 0 | 0 | 0 | 0 | 0 | 0 | 0 | 0 | 0
BCEU BAU Components Energy Use[urban residential,LPG propane or butane bf,appliances] | BCEU BAU Components Energy Use | urban residential | LPG propane or butane bf | appliances |  | 4440000000000 | 4110000000000 | 3740000000000 | 3640000000000 | 3510000000000 | 3410000000000 | 3280000000000 | 3200000000000 | 3080000000000 | 2960000000000 | 2840000000000 | 2700000000000 | 2560000000000 | 2450000000000 | 2360000000000 | 2270000000000 | 2190000000000 | 2120000000000 | 2050000000000 | 1970000000000 | 1920000000000 | 1880000000000 | 1850000000000 | 1820000000000 | 1790000000000 | 1790000000000 | 1740000000000 | 1730000000000 | 1700000000000 | 1670000000000 | 1650000000000
BCEU BAU Components Energy Use[urban residential,LPG propane or butane bf,other component] | BCEU BAU Components Energy Use | urban residential | LPG propane or butane bf | other component |  | 0 | 0 | 0 | 0 | 0 | 0 | 0 | 0 | 0 | 0 | 0 | 0 | 0 | 0 | 0 | 0 | 0 | 0 | 0 | 0 | 0 | 0 | 0 | 0 | 0 | 0 | 0 | 0 | 0 | 0 | 0
BCEU BAU Components Energy Use[urban residential,hydrogen bf,heating] | BCEU BAU Components Energy Use | urban residential | hydrogen bf | heating |  | 0 | 0 | 0 | 0 | 0 | 0 | 0 | 0 | 0 | 0 | 0 | 0 | 0 | 0 | 0 | 0 | 0 | 0 | 0 | 0 | 0 | 0 | 0 | 0 | 0 | 0 | 0 | 0 | 0 | 0 | 0
BCEU BAU Components Energy Use[urban residential,hydrogen bf,cooling and ventilation] | BCEU BAU Components Energy Use | urban residential | hydrogen bf | cooling and ventilation |  | 0 | 0 | 0 | 0 | 0 | 0 | 0 | 0 | 0 | 0 | 0 | 0 | 0 | 0 | 0 | 0 | 0 | 0 | 0 | 0 | 0 | 0 | 0 | 0 | 0 | 0 | 0 | 0 | 0 | 0 | 0
BCEU BAU Components Energy Use[urban residential,hydrogen bf,envelope] | BCEU BAU Components Energy Use | urban residential | hydrogen bf | envelope |  | 0 | 0 | 0 | 0 | 0 | 0 | 0 | 0 | 0 | 0 | 0 | 0 | 0 | 0 | 0 | 0 | 0 | 0 | 0 | 0 | 0 | 0 | 0 | 0 | 0 | 0 | 0 | 0 | 0 | 0 | 0
BCEU BAU Components Energy Use[urban residential,hydrogen bf,lighting] | BCEU BAU Components Energy Use | urban residential | hydrogen bf | lighting |  | 0 | 0 | 0 | 0 | 0 | 0 | 0 | 0 | 0 | 0 | 0 | 0 | 0 | 0 | 0 | 0 | 0 | 0 | 0 | 0 | 0 | 0 | 0 | 0 | 0 | 0 | 0 | 0 | 0 | 0 | 0
BCEU BAU Components Energy Use[urban residential,hydrogen bf,appliances] | BCEU BAU Components Energy Use | urban residential | hydrogen bf | appliances |  | 0 | 0 | 0 | 0 | 0 | 0 | 0 | 0 | 0 | 0 | 0 | 0 | 0 | 0 | 0 | 0 | 0 | 0 | 0 | 0 | 0 | 0 | 0 | 0 | 0 | 0 | 0 | 0 | 0 | 0 | 0
BCEU BAU Components Energy Use[urban residential,hydrogen bf,other component] | BCEU BAU Components Energy Use | urban residential | hydrogen bf | other component |  | 0 | 0 | 0 | 0 | 0 | 0 | 0 | 0 | 0 | 0 | 0 | 0 | 0 | 0 | 0 | 0 | 0 | 0 | 0 | 0 | 0 | 0 | 0 | 0 | 0 | 0 | 0 | 0 | 0 | 0 | 0
BCEU BAU Components Energy Use[rural residential,electricity bf,heating] | BCEU BAU Components Energy Use | rural residential | electricity bf | heating |  | 1720000000000 | 1690000000000 | 1710000000000 | 1760000000000 | 1820000000000 | 1880000000000 | 1950000000000 | 2020000000000 | 2100000000000 | 2170000000000 | 2250000000000 | 2330000000000 | 2410000000000 | 2480000000000 | 2550000000000 | 2630000000000 | 2720000000000 | 2800000000000 | 2890000000000 | 2950000000000 | 3030000000000 | 3100000000000 | 3160000000000 | 3220000000000 | 3270000000000 | 3300000000000 | 3340000000000 | 3380000000000 | 3360000000000 | 3330000000000 | 3310000000000
BCEU BAU Components Energy Use[rural residential,electricity bf,cooling and ventilation] | BCEU BAU Components Energy Use | rural residential | electricity bf | cooling and ventilation |  | 1140000000000 | 1070000000000 | 1030000000000 | 1010000000000 | 994000000000 | 980000000000 | 973000000000 | 972000000000 | 970000000000 | 971000000000 | 974000000000 | 978000000000 | 985000000000 | 991000000000 | 994000000000 | 997000000000 | 1010000000000 | 1010000000000 | 1020000000000 | 1030000000000 | 1040000000000 | 1050000000000 | 1070000000000 | 1080000000000 | 1100000000000 | 1120000000000 | 1140000000000 | 1160000000000 | 1160000000000 | 1160000000000 | 1170000000000
BCEU BAU Components Energy Use[rural residential,electricity bf,envelope] | BCEU BAU Components Energy Use | rural residential | electricity bf | envelope |  | 0 | 0 | 0 | 0 | 0 | 0 | 0 | 0 | 0 | 0 | 0 | 0 | 0 | 0 | 0 | 0 | 0 | 0 | 0 | 0 | 0 | 0 | 0 | 0 | 0 | 0 | 0 | 0 | 0 | 0 | 0
BCEU BAU Components Energy Use[rural residential,electricity bf,lighting] | BCEU BAU Components Energy Use | rural residential | electricity bf | lighting |  | 1190000000000 | 1140000000000 | 1120000000000 | 1130000000000 | 1140000000000 | 1150000000000 | 1180000000000 | 1200000000000 | 1230000000000 | 1250000000000 | 1270000000000 | 1290000000000 | 1310000000000 | 1330000000000 | 1350000000000 | 1370000000000 | 1390000000000 | 1400000000000 | 1410000000000 | 1430000000000 | 1440000000000 | 1450000000000 | 1470000000000 | 1490000000000 | 1510000000000 | 1530000000000 | 1550000000000 | 1570000000000 | 1580000000000 | 1580000000000 | 1580000000000
BCEU BAU Components Energy Use[rural residential,electricity bf,appliances] | BCEU BAU Components Energy Use | rural residential | electricity bf | appliances |  | 4790000000000 | 4620000000000 | 4550000000000 | 4580000000000 | 4620000000000 | 4660000000000 | 4720000000000 | 4810000000000 | 4880000000000 | 4980000000000 | 5070000000000 | 5170000000000 | 5270000000000 | 5370000000000 | 5470000000000 | 5570000000000 | 5680000000000 | 5780000000000 | 5880000000000 | 5980000000000 | 6070000000000 | 6170000000000 | 6270000000000 | 6360000000000 | 6440000000000 | 6540000000000 | 6620000000000 | 6720000000000 | 6730000000000 | 6720000000000 | 6730000000000
BCEU BAU Components Energy Use[rural residential,electricity bf,other component] | BCEU BAU Components Energy Use | rural residential | electricity bf | other component |  | 6660000000000 | 6280000000000 | 6050000000000 | 5890000000000 | 5770000000000 | 5650000000000 | 5520000000000 | 5410000000000 | 5290000000000 | 5180000000000 | 5050000000000 | 4910000000000 | 4760000000000 | 4610000000000 | 4470000000000 | 4330000000000 | 4200000000000 | 4060000000000 | 3920000000000 | 3780000000000 | 3630000000000 | 3460000000000 | 3290000000000 | 3120000000000 | 2950000000000 | 2770000000000 | 2600000000000 | 2430000000000 | 2380000000000 | 2360000000000 | 2330000000000
BCEU BAU Components Energy Use[rural residential,hard coal bf,heating] | BCEU BAU Components Energy Use | rural residential | hard coal bf | heating |  | 0 | 0 | 0 | 0 | 0 | 0 | 0 | 0 | 0 | 0 | 0 | 0 | 0 | 0 | 0 | 0 | 0 | 0 | 0 | 0 | 0 | 0 | 0 | 0 | 0 | 0 | 0 | 0 | 0 | 0 | 0
BCEU BAU Components Energy Use[rural residential,hard coal bf,cooling and ventilation] | BCEU BAU Components Energy Use | rural residential | hard coal bf | cooling and ventilation |  | 0 | 0 | 0 | 0 | 0 | 0 | 0 | 0 | 0 | 0 | 0 | 0 | 0 | 0 | 0 | 0 | 0 | 0 | 0 | 0 | 0 | 0 | 0 | 0 | 0 | 0 | 0 | 0 | 0 | 0 | 0
BCEU BAU Components Energy Use[rural residential,hard coal bf,envelope] | BCEU BAU Components Energy Use | rural residential | hard coal bf | envelope |  | 0 | 0 | 0 | 0 | 0 | 0 | 0 | 0 | 0 | 0 | 0 | 0 | 0 | 0 | 0 | 0 | 0 | 0 | 0 | 0 | 0 | 0 | 0 | 0 | 0 | 0 | 0 | 0 | 0 | 0 | 0
BCEU BAU Components Energy Use[rural residential,hard coal bf,lighting] | BCEU BAU Components Energy Use | rural residential | hard coal bf | lighting |  | 0 | 0 | 0 | 0 | 0 | 0 | 0 | 0 | 0 | 0 | 0 | 0 | 0 | 0 | 0 | 0 | 0 | 0 | 0 | 0 | 0 | 0 | 0 | 0 | 0 | 0 | 0 | 0 | 0 | 0 | 0
BCEU BAU Components Energy Use[rural residential,hard coal bf,appliances] | BCEU BAU Components Energy Use | rural residential | hard coal bf | appliances |  | 0 | 0 | 0 | 0 | 0 | 0 | 0 | 0 | 0 | 0 | 0 | 0 | 0 | 0 | 0 | 0 | 0 | 0 | 0 | 0 | 0 | 0 | 0 | 0 | 0 | 0 | 0 | 0 | 0 | 0 | 0
BCEU BAU Components Energy Use[rural residential,hard coal bf,other component] | BCEU BAU Components Energy Use | rural residential | hard coal bf | other component |  | 0 | 0 | 0 | 0 | 0 | 0 | 0 | 0 | 0 | 0 | 0 | 0 | 0 | 0 | 0 | 0 | 0 | 0 | 0 | 0 | 0 | 0 | 0 | 0 | 0 | 0 | 0 | 0 | 0 | 0 | 0
BCEU BAU Components Energy Use[rural residential,natural gas bf,heating] | BCEU BAU Components Energy Use | rural residential | natural gas bf | heating |  | 11300000000000 | 11800000000000 | 11800000000000 | 11800000000000 | 11800000000000 | 11800000000000 | 11700000000000 | 11700000000000 | 11600000000000 | 11500000000000 | 11400000000000 | 11300000000000 | 11200000000000 | 11000000000000 | 10900000000000 | 10800000000000 | 10700000000000 | 10500000000000 | 10400000000000 | 10400000000000 | 10300000000000 | 10100000000000 | 10000000000000 | 9950000000000 | 9890000000000 | 9850000000000 | 9730000000000 | 9700000000000 | 9690000000000 | 9690000000000 | 9690000000000
BCEU BAU Components Energy Use[rural residential,natural gas bf,cooling and ventilation] | BCEU BAU Components Energy Use | rural residential | natural gas bf | cooling and ventilation |  | 10600000000 | 10600000000 | 10400000000 | 10200000000 | 9970000000 | 9780000000 | 9580000000 | 9380000000 | 9190000000 | 9010000000 | 8820000000 | 8660000000 | 8510000000 | 8350000000 | 8180000000 | 8030000000 | 7910000000 | 7760000000 | 7630000000 | 7520000000 | 7410000000 | 7410000000 | 7450000000 | 7500000000 | 7590000000 | 7690000000 | 7800000000 | 7930000000 | 8040000000 | 8170000000 | 8300000000
BCEU BAU Components Energy Use[rural residential,natural gas bf,envelope] | BCEU BAU Components Energy Use | rural residential | natural gas bf | envelope |  | 0 | 0 | 0 | 0 | 0 | 0 | 0 | 0 | 0 | 0 | 0 | 0 | 0 | 0 | 0 | 0 | 0 | 0 | 0 | 0 | 0 | 0 | 0 | 0 | 0 | 0 | 0 | 0 | 0 | 0 | 0
BCEU BAU Components Energy Use[rural residential,natural gas bf,lighting] | BCEU BAU Components Energy Use | rural residential | natural gas bf | lighting |  | 0 | 0 | 0 | 0 | 0 | 0 | 0 | 0 | 0 | 0 | 0 | 0 | 0 | 0 | 0 | 0 | 0 | 0 | 0 | 0 | 0 | 0 | 0 | 0 | 0 | 0 | 0 | 0 | 0 | 0 | 0
BCEU BAU Components Energy Use[rural residential,natural gas bf,appliances] | BCEU BAU Components Energy Use | rural residential | natural gas bf | appliances |  | 12500000000000 | 12900000000000 | 13000000000000 | 13000000000000 | 12900000000000 | 13000000000000 | 12900000000000 | 12900000000000 | 12900000000000 | 12900000000000 | 12700000000000 | 12700000000000 | 12600000000000 | 12600000000000 | 12400000000000 | 12400000000000 | 12200000000000 | 12200000000000 | 12100000000000 | 12000000000000 | 12000000000000 | 12000000000000 | 12000000000000 | 12100000000000 | 12100000000000 | 12200000000000 | 12200000000000 | 12200000000000 | 12200000000000 | 12300000000000 | 12300000000000
BCEU BAU Components Energy Use[rural residential,natural gas bf,other component] | BCEU BAU Components Energy Use | rural residential | natural gas bf | other component |  | 0 | 0 | 0 | 0 | 0 | 0 | 0 | 0 | 0 | 0 | 0 | 0 | 0 | 0 | 0 | 0 | 0 | 0 | 0 | 0 | 0 | 0 | 0 | 0 | 0 | 0 | 0 | 0 | 0 | 0 | 0
BCEU BAU Components Energy Use[rural residential,petroleum diesel bf,heating] | BCEU BAU Components Energy Use | rural residential | petroleum diesel bf | heating |  | 15500000000 | 15500000000 | 15500000000 | 15500000000 | 15500000000 | 15500000000 | 15400000000 | 15500000000 | 15500000000 | 15400000000 | 15300000000 | 15200000000 | 15100000000 | 15000000000 | 14900000000 | 14700000000 | 14400000000 | 14200000000 | 13800000000 | 13700000000 | 13500000000 | 13300000000 | 13000000000 | 12700000000 | 12400000000 | 12100000000 | 11600000000 | 11100000000 | 10500000000 | 9950000000 | 9270000000
BCEU BAU Components Energy Use[rural residential,petroleum diesel bf,cooling and ventilation] | BCEU BAU Components Energy Use | rural residential | petroleum diesel bf | cooling and ventilation |  | 0 | 0 | 0 | 0 | 0 | 0 | 0 | 0 | 0 | 0 | 0 | 0 | 0 | 0 | 0 | 0 | 0 | 0 | 0 | 0 | 0 | 0 | 0 | 0 | 0 | 0 | 0 | 0 | 0 | 0 | 0
BCEU BAU Components Energy Use[rural residential,petroleum diesel bf,envelope] | BCEU BAU Components Energy Use | rural residential | petroleum diesel bf | envelope |  | 0 | 0 | 0 | 0 | 0 | 0 | 0 | 0 | 0 | 0 | 0 | 0 | 0 | 0 | 0 | 0 | 0 | 0 | 0 | 0 | 0 | 0 | 0 | 0 | 0 | 0 | 0 | 0 | 0 | 0 | 0
BCEU BAU Components Energy Use[rural residential,petroleum diesel bf,lighting] | BCEU BAU Components Energy Use | rural residential | petroleum diesel bf | lighting |  | 0 | 0 | 0 | 0 | 0 | 0 | 0 | 0 | 0 | 0 | 0 | 0 | 0 | 0 | 0 | 0 | 0 | 0 | 0 | 0 | 0 | 0 | 0 | 0 | 0 | 0 | 0 | 0 | 0 | 0 | 0
BCEU BAU Components Energy Use[rural residential,petroleum diesel bf,appliances] | BCEU BAU Components Energy Use | rural residential | petroleum diesel bf | appliances |  | 215000000 | 197000000 | 181000000 | 167000000 | 155000000 | 145000000 | 137000000 | 132000000 | 129000000 | 130000000 | 134000000 | 140000000 | 149000000 | 160000000 | 176000000 | 197000000 | 223000000 | 257000000 | 301000000 | 358000000 | 433000000 | 536000000 | 670000000 | 848000000 | 1080000000 | 1390000000 | 1780000000 | 2240000000 | 2810000000 | 3430000000 | 4060000000
BCEU BAU Components Energy Use[rural residential,petroleum diesel bf,other component] | BCEU BAU Components Energy Use | rural residential | petroleum diesel bf | other component |  | 0 | 0 | 0 | 0 | 0 | 0 | 0 | 0 | 0 | 0 | 0 | 0 | 0 | 0 | 0 | 0 | 0 | 0 | 0 | 0 | 0 | 0 | 0 | 0 | 0 | 0 | 0 | 0 | 0 | 0 | 0
BCEU BAU Components Energy Use[rural residential,heat bf,heating] | BCEU BAU Components Energy Use | rural residential | heat bf | heating |  | 0 | 0 | 0 | 0 | 0 | 0 | 0 | 0 | 0 | 0 | 0 | 0 | 0 | 0 | 0 | 0 | 0 | 0 | 0 | 0 | 0 | 0 | 0 | 0 | 0 | 0 | 0 | 0 | 0 | 0 | 0
BCEU BAU Components Energy Use[rural residential,heat bf,cooling and ventilation] | BCEU BAU Components Energy Use | rural residential | heat bf | cooling and ventilation |  | 0 | 0 | 0 | 0 | 0 | 0 | 0 | 0 | 0 | 0 | 0 | 0 | 0 | 0 | 0 | 0 | 0 | 0 | 0 | 0 | 0 | 0 | 0 | 0 | 0 | 0 | 0 | 0 | 0 | 0 | 0
BCEU BAU Components Energy Use[rural residential,heat bf,envelope] | BCEU BAU Components Energy Use | rural residential | heat bf | envelope |  | 0 | 0 | 0 | 0 | 0 | 0 | 0 | 0 | 0 | 0 | 0 | 0 | 0 | 0 | 0 | 0 | 0 | 0 | 0 | 0 | 0 | 0 | 0 | 0 | 0 | 0 | 0 | 0 | 0 | 0 | 0
BCEU BAU Components Energy Use[rural residential,heat bf,lighting] | BCEU BAU Components Energy Use | rural residential | heat bf | lighting |  | 0 | 0 | 0 | 0 | 0 | 0 | 0 | 0 | 0 | 0 | 0 | 0 | 0 | 0 | 0 | 0 | 0 | 0 | 0 | 0 | 0 | 0 | 0 | 0 | 0 | 0 | 0 | 0 | 0 | 0 | 0
BCEU BAU Components Energy Use[rural residential,heat bf,appliances] | BCEU BAU Components Energy Use | rural residential | heat bf | appliances |  | 0 | 0 | 0 | 0 | 0 | 0 | 0 | 0 | 0 | 0 | 0 | 0 | 0 | 0 | 0 | 0 | 0 | 0 | 0 | 0 | 0 | 0 | 0 | 0 | 0 | 0 | 0 | 0 | 0 | 0 | 0
BCEU BAU Components Energy Use[rural residential,heat bf,other component] | BCEU BAU Components Energy Use | rural residential | heat bf | other component |  | 0 | 0 | 0 | 0 | 0 | 0 | 0 | 0 | 0 | 0 | 0 | 0 | 0 | 0 | 0 | 0 | 0 | 0 | 0 | 0 | 0 | 0 | 0 | 0 | 0 | 0 | 0 | 0 | 0 | 0 | 0
BCEU BAU Components Energy Use[rural residential,biomass bf,heating] | BCEU BAU Components Energy Use | rural residential | biomass bf | heating |  | 4090000000000 | 4090000000000 | 4090000000000 | 4090000000000 | 4090000000000 | 4090000000000 | 4090000000000 | 4090000000000 | 4090000000000 | 4090000000000 | 4090000000000 | 4090000000000 | 4090000000000 | 4090000000000 | 4090000000000 | 4090000000000 | 4090000000000 | 4090000000000 | 4090000000000 | 4090000000000 | 4090000000000 | 4090000000000 | 4090000000000 | 4090000000000 | 4090000000000 | 4090000000000 | 4090000000000 | 4090000000000 | 4090000000000 | 4090000000000 | 4090000000000
BCEU BAU Components Energy Use[rural residential,biomass bf,cooling and ventilation] | BCEU BAU Components Energy Use | rural residential | biomass bf | cooling and ventilation |  | 0 | 0 | 0 | 0 | 0 | 0 | 0 | 0 | 0 | 0 | 0 | 0 | 0 | 0 | 0 | 0 | 0 | 0 | 0 | 0 | 0 | 0 | 0 | 0 | 0 | 0 | 0 | 0 | 0 | 0 | 0
BCEU BAU Components Energy Use[rural residential,biomass bf,envelope] | BCEU BAU Components Energy Use | rural residential | biomass bf | envelope |  | 0 | 0 | 0 | 0 | 0 | 0 | 0 | 0 | 0 | 0 | 0 | 0 | 0 | 0 | 0 | 0 | 0 | 0 | 0 | 0 | 0 | 0 | 0 | 0 | 0 | 0 | 0 | 0 | 0 | 0 | 0
BCEU BAU Components Energy Use[rural residential,biomass bf,lighting] | BCEU BAU Components Energy Use | rural residential | biomass bf | lighting |  | 0 | 0 | 0 | 0 | 0 | 0 | 0 | 0 | 0 | 0 | 0 | 0 | 0 | 0 | 0 | 0 | 0 | 0 | 0 | 0 | 0 | 0 | 0 | 0 | 0 | 0 | 0 | 0 | 0 | 0 | 0
BCEU BAU Components Energy Use[rural residential,biomass bf,appliances] | BCEU BAU Components Energy Use | rural residential | biomass bf | appliances |  | 0 | 0 | 0 | 0 | 0 | 0 | 0 | 0 | 0 | 0 | 0 | 0 | 0 | 0 | 0 | 0 | 0 | 0 | 0 | 0 | 0 | 0 | 0 | 0 | 0 | 0 | 0 | 0 | 0 | 0 | 0
BCEU BAU Components Energy Use[rural residential,biomass bf,other component] | BCEU BAU Components Energy Use | rural residential | biomass bf | other component |  | 0 | 0 | 0 | 0 | 0 | 0 | 0 | 0 | 0 | 0 | 0 | 0 | 0 | 0 | 0 | 0 | 0 | 0 | 0 | 0 | 0 | 0 | 0 | 0 | 0 | 0 | 0 | 0 | 0 | 0 | 0
BCEU BAU Components Energy Use[rural residential,kerosene bf,heating] | BCEU BAU Components Energy Use | rural residential | kerosene bf | heating |  | 0 | 0 | 0 | 0 | 0 | 0 | 0 | 0 | 0 | 0 | 0 | 0 | 0 | 0 | 0 | 0 | 0 | 0 | 0 | 0 | 0 | 0 | 0 | 0 | 0 | 0 | 0 | 0 | 0 | 0 | 0
BCEU BAU Components Energy Use[rural residential,kerosene bf,cooling and ventilation] | BCEU BAU Components Energy Use | rural residential | kerosene bf | cooling and ventilation |  | 0 | 0 | 0 | 0 | 0 | 0 | 0 | 0 | 0 | 0 | 0 | 0 | 0 | 0 | 0 | 0 | 0 | 0 | 0 | 0 | 0 | 0 | 0 | 0 | 0 | 0 | 0 | 0 | 0 | 0 | 0
BCEU BAU Components Energy Use[rural residential,kerosene bf,envelope] | BCEU BAU Components Energy Use | rural residential | kerosene bf | envelope |  | 0 | 0 | 0 | 0 | 0 | 0 | 0 | 0 | 0 | 0 | 0 | 0 | 0 | 0 | 0 | 0 | 0 | 0 | 0 | 0 | 0 | 0 | 0 | 0 | 0 | 0 | 0 | 0 | 0 | 0 | 0
BCEU BAU Components Energy Use[rural residential,kerosene bf,lighting] | BCEU BAU Components Energy Use | rural residential | kerosene bf | lighting |  | 0 | 0 | 0 | 0 | 0 | 0 | 0 | 0 | 0 | 0 | 0 | 0 | 0 | 0 | 0 | 0 | 0 | 0 | 0 | 0 | 0 | 0 | 0 | 0 | 0 | 0 | 0 | 0 | 0 | 0 | 0
BCEU BAU Components Energy Use[rural residential,kerosene bf,appliances] | BCEU BAU Components Energy Use | rural residential | kerosene bf | appliances |  | 0 | 0 | 0 | 0 | 0 | 0 | 0 | 0 | 0 | 0 | 0 | 0 | 0 | 0 | 0 | 0 | 0 | 0 | 0 | 0 | 0 | 0 | 0 | 0 | 0 | 0 | 0 | 0 | 0 | 0 | 0
BCEU BAU Components Energy Use[rural residential,kerosene bf,other component] | BCEU BAU Components Energy Use | rural residential | kerosene bf | other component |  | 0 | 0 | 0 | 0 | 0 | 0 | 0 | 0 | 0 | 0 | 0 | 0 | 0 | 0 | 0 | 0 | 0 | 0 | 0 | 0 | 0 | 0 | 0 | 0 | 0 | 0 | 0 | 0 | 0 | 0 | 0
BCEU BAU Components Energy Use[rural residential,heavy or residual fuel oil bf,heating] | BCEU BAU Components Energy Use | rural residential | heavy or residual fuel oil bf | heating |  | 0 | 0 | 0 | 0 | 0 | 0 | 0 | 0 | 0 | 0 | 0 | 0 | 0 | 0 | 0 | 0 | 0 | 0 | 0 | 0 | 0 | 0 | 0 | 0 | 0 | 0 | 0 | 0 | 0 | 0 | 0
BCEU BAU Components Energy Use[rural residential,heavy or residual fuel oil bf,cooling and ventilation] | BCEU BAU Components Energy Use | rural residential | heavy or residual fuel oil bf | cooling and ventilation |  | 0 | 0 | 0 | 0 | 0 | 0 | 0 | 0 | 0 | 0 | 0 | 0 | 0 | 0 | 0 | 0 | 0 | 0 | 0 | 0 | 0 | 0 | 0 | 0 | 0 | 0 | 0 | 0 | 0 | 0 | 0
BCEU BAU Components Energy Use[rural residential,heavy or residual fuel oil bf,envelope] | BCEU BAU Components Energy Use | rural residential | heavy or residual fuel oil bf | envelope |  | 0 | 0 | 0 | 0 | 0 | 0 | 0 | 0 | 0 | 0 | 0 | 0 | 0 | 0 | 0 | 0 | 0 | 0 | 0 | 0 | 0 | 0 | 0 | 0 | 0 | 0 | 0 | 0 | 0 | 0 | 0
BCEU BAU Components Energy Use[rural residential,heavy or residual fuel oil bf,lighting] | BCEU BAU Components Energy Use | rural residential | heavy or residual fuel oil bf | lighting |  | 0 | 0 | 0 | 0 | 0 | 0 | 0 | 0 | 0 | 0 | 0 | 0 | 0 | 0 | 0 | 0 | 0 | 0 | 0 | 0 | 0 | 0 | 0 | 0 | 0 | 0 | 0 | 0 | 0 | 0 | 0
BCEU BAU Components Energy Use[rural residential,heavy or residual fuel oil bf,appliances] | BCEU BAU Components Energy Use | rural residential | heavy or residual fuel oil bf | appliances |  | 0 | 0 | 0 | 0 | 0 | 0 | 0 | 0 | 0 | 0 | 0 | 0 | 0 | 0 | 0 | 0 | 0 | 0 | 0 | 0 | 0 | 0 | 0 | 0 | 0 | 0 | 0 | 0 | 0 | 0 | 0
BCEU BAU Components Energy Use[rural residential,heavy or residual fuel oil bf,other component] | BCEU BAU Components Energy Use | rural residential | heavy or residual fuel oil bf | other component |  | 0 | 0 | 0 | 0 | 0 | 0 | 0 | 0 | 0 | 0 | 0 | 0 | 0 | 0 | 0 | 0 | 0 | 0 | 0 | 0 | 0 | 0 | 0 | 0 | 0 | 0 | 0 | 0 | 0 | 0 | 0
BCEU BAU Components Energy Use[rural residential,LPG propane or butane bf,heating] | BCEU BAU Components Energy Use | rural residential | LPG propane or butane bf | heating |  | 2760000000000 | 2670000000000 | 2540000000000 | 2560000000000 | 2550000000000 | 2530000000000 | 2490000000000 | 2480000000000 | 2430000000000 | 2370000000000 | 2300000000000 | 2220000000000 | 2140000000000 | 2080000000000 | 2030000000000 | 1970000000000 | 1910000000000 | 1850000000000 | 1790000000000 | 1720000000000 | 1670000000000 | 1630000000000 | 1590000000000 | 1550000000000 | 1520000000000 | 1500000000000 | 1460000000000 | 1430000000000 | 1410000000000 | 1390000000000 | 1360000000000
BCEU BAU Components Energy Use[rural residential,LPG propane or butane bf,cooling and ventilation] | BCEU BAU Components Energy Use | rural residential | LPG propane or butane bf | cooling and ventilation |  | 0 | 0 | 0 | 0 | 0 | 0 | 0 | 0 | 0 | 0 | 0 | 0 | 0 | 0 | 0 | 0 | 0 | 0 | 0 | 0 | 0 | 0 | 0 | 0 | 0 | 0 | 0 | 0 | 0 | 0 | 0
BCEU BAU Components Energy Use[rural residential,LPG propane or butane bf,envelope] | BCEU BAU Components Energy Use | rural residential | LPG propane or butane bf | envelope |  | 0 | 0 | 0 | 0 | 0 | 0 | 0 | 0 | 0 | 0 | 0 | 0 | 0 | 0 | 0 | 0 | 0 | 0 | 0 | 0 | 0 | 0 | 0 | 0 | 0 | 0 | 0 | 0 | 0 | 0 | 0
BCEU BAU Components Energy Use[rural residential,LPG propane or butane bf,lighting] | BCEU BAU Components Energy Use | rural residential | LPG propane or butane bf | lighting |  | 0 | 0 | 0 | 0 | 0 | 0 | 0 | 0 | 0 | 0 | 0 | 0 | 0 | 0 | 0 | 0 | 0 | 0 | 0 | 0 | 0 | 0 | 0 | 0 | 0 | 0 | 0 | 0 | 0 | 0 | 0
BCEU BAU Components Energy Use[rural residential,LPG propane or butane bf,appliances] | BCEU BAU Components Energy Use | rural residential | LPG propane or butane bf | appliances |  | 234000000000 | 216000000000 | 197000000000 | 191000000000 | 185000000000 | 179000000000 | 173000000000 | 169000000000 | 162000000000 | 155000000000 | 149000000000 | 141000000000 | 135000000000 | 129000000000 | 124000000000 | 119000000000 | 115000000000 | 111000000000 | 107000000000 | 104000000000 | 101000000000 | 99200000000 | 97100000000 | 96100000000 | 94400000000 | 94400000000 | 91800000000 | 91000000000 | 89300000000 | 88400000000 | 86700000000
BCEU BAU Components Energy Use[rural residential,LPG propane or butane bf,other component] | BCEU BAU Components Energy Use | rural residential | LPG propane or butane bf | other component |  | 0 | 0 | 0 | 0 | 0 | 0 | 0 | 0 | 0 | 0 | 0 | 0 | 0 | 0 | 0 | 0 | 0 | 0 | 0 | 0 | 0 | 0 | 0 | 0 | 0 | 0 | 0 | 0 | 0 | 0 | 0
BCEU BAU Components Energy Use[rural residential,hydrogen bf,heating] | BCEU BAU Components Energy Use | rural residential | hydrogen bf | heating |  | 0 | 0 | 0 | 0 | 0 | 0 | 0 | 0 | 0 | 0 | 0 | 0 | 0 | 0 | 0 | 0 | 0 | 0 | 0 | 0 | 0 | 0 | 0 | 0 | 0 | 0 | 0 | 0 | 0 | 0 | 0
BCEU BAU Components Energy Use[rural residential,hydrogen bf,cooling and ventilation] | BCEU BAU Components Energy Use | rural residential | hydrogen bf | cooling and ventilation |  | 0 | 0 | 0 | 0 | 0 | 0 | 0 | 0 | 0 | 0 | 0 | 0 | 0 | 0 | 0 | 0 | 0 | 0 | 0 | 0 | 0 | 0 | 0 | 0 | 0 | 0 | 0 | 0 | 0 | 0 | 0
BCEU BAU Components Energy Use[rural residential,hydrogen bf,envelope] | BCEU BAU Components Energy Use | rural residential | hydrogen bf | envelope |  | 0 | 0 | 0 | 0 | 0 | 0 | 0 | 0 | 0 | 0 | 0 | 0 | 0 | 0 | 0 | 0 | 0 | 0 | 0 | 0 | 0 | 0 | 0 | 0 | 0 | 0 | 0 | 0 | 0 | 0 | 0
BCEU BAU Components Energy Use[rural residential,hydrogen bf,lighting] | BCEU BAU Components Energy Use | rural residential | hydrogen bf | lighting |  | 0 | 0 | 0 | 0 | 0 | 0 | 0 | 0 | 0 | 0 | 0 | 0 | 0 | 0 | 0 | 0 | 0 | 0 | 0 | 0 | 0 | 0 | 0 | 0 | 0 | 0 | 0 | 0 | 0 | 0 | 0
BCEU BAU Components Energy Use[rural residential,hydrogen bf,appliances] | BCEU BAU Components Energy Use | rural residential | hydrogen bf | appliances |  | 0 | 0 | 0 | 0 | 0 | 0 | 0 | 0 | 0 | 0 | 0 | 0 | 0 | 0 | 0 | 0 | 0 | 0 | 0 | 0 | 0 | 0 | 0 | 0 | 0 | 0 | 0 | 0 | 0 | 0 | 0
BCEU BAU Components Energy Use[rural residential,hydrogen bf,other component] | BCEU BAU Components Energy Use | rural residential | hydrogen bf | other component |  | 0 | 0 | 0 | 0 | 0 | 0 | 0 | 0 | 0 | 0 | 0 | 0 | 0 | 0 | 0 | 0 | 0 | 0 | 0 | 0 | 0 | 0 | 0 | 0 | 0 | 0 | 0 | 0 | 0 | 0 | 0
BCEU BAU Components Energy Use[commercial,electricity bf,heating] | BCEU BAU Components Energy Use | commercial | electricity bf | heating |  | 7360000000000 | 7000000000000 | 7110000000000 | 7100000000000 | 7060000000000 | 7040000000000 | 7050000000000 | 7070000000000 | 7100000000000 | 7140000000000 | 7170000000000 | 7200000000000 | 7210000000000 | 7220000000000 | 7200000000000 | 7150000000000 | 7170000000000 | 7140000000000 | 7110000000000 | 7070000000000 | 7030000000000 | 6980000000000 | 6910000000000 | 6820000000000 | 6700000000000 | 6580000000000 | 6450000000000 | 6300000000000 | 6140000000000 | 5970000000000 | 5790000000000
BCEU BAU Components Energy Use[commercial,electricity bf,cooling and ventilation] | BCEU BAU Components Energy Use | commercial | electricity bf | cooling and ventilation |  | 55000000000000 | 53100000000000 | 54700000000000 | 55200000000000 | 55200000000000 | 55200000000000 | 55200000000000 | 55000000000000 | 54600000000000 | 54200000000000 | 53500000000000 | 52900000000000 | 52100000000000 | 51200000000000 | 50300000000000 | 49200000000000 | 48600000000000 | 47700000000000 | 47000000000000 | 46200000000000 | 45500000000000 | 44800000000000 | 44200000000000 | 43600000000000 | 43100000000000 | 42700000000000 | 42300000000000 | 42000000000000 | 41700000000000 | 41400000000000 | 41100000000000
BCEU BAU Components Energy Use[commercial,electricity bf,envelope] | BCEU BAU Components Energy Use | commercial | electricity bf | envelope |  | 0 | 0 | 0 | 0 | 0 | 0 | 0 | 0 | 0 | 0 | 0 | 0 | 0 | 0 | 0 | 0 | 0 | 0 | 0 | 0 | 0 | 0 | 0 | 0 | 0 | 0 | 0 | 0 | 0 | 0 | 0
BCEU BAU Components Energy Use[commercial,electricity bf,lighting] | BCEU BAU Components Energy Use | commercial | electricity bf | lighting |  | 29600000000000 | 28200000000000 | 28000000000000 | 26900000000000 | 25500000000000 | 24100000000000 | 22900000000000 | 21700000000000 | 20600000000000 | 19600000000000 | 18700000000000 | 17900000000000 | 17200000000000 | 16500000000000 | 15900000000000 | 15300000000000 | 14800000000000 | 14300000000000 | 13900000000000 | 13500000000000 | 13100000000000 | 12700000000000 | 12500000000000 | 12200000000000 | 11900000000000 | 11700000000000 | 11500000000000 | 11300000000000 | 11100000000000 | 11000000000000 | 10800000000000
BCEU BAU Components Energy Use[commercial,electricity bf,appliances] | BCEU BAU Components Energy Use | commercial | electricity bf | appliances |  | 55800000000000 | 55300000000000 | 58200000000000 | 60000000000000 | 61300000000000 | 62200000000000 | 62800000000000 | 63200000000000 | 63300000000000 | 63200000000000 | 63100000000000 | 63000000000000 | 62900000000000 | 62800000000000 | 62700000000000 | 62400000000000 | 62800000000000 | 62800000000000 | 62800000000000 | 62800000000000 | 62700000000000 | 62600000000000 | 62400000000000 | 62100000000000 | 61900000000000 | 61600000000000 | 61300000000000 | 61100000000000 | 60800000000000 | 60500000000000 | 60300000000000
BCEU BAU Components Energy Use[commercial,electricity bf,other component] | BCEU BAU Components Energy Use | commercial | electricity bf | other component |  | 152000000000000 | 149000000000000 | 155000000000000 | 160000000000000 | 164000000000000 | 169000000000000 | 174000000000000 | 179000000000000 | 186000000000000 | 191000000000000 | 196000000000000 | 202000000000000 | 207000000000000 | 213000000000000 | 217000000000000 | 221000000000000 | 226000000000000 | 231000000000000 | 237000000000000 | 241000000000000 | 246000000000000 | 250000000000000 | 255000000000000 | 259000000000000 | 263000000000000 | 267000000000000 | 271000000000000 | 275000000000000 | 279000000000000 | 283000000000000 | 287000000000000
BCEU BAU Components Energy Use[commercial,hard coal bf,heating] | BCEU BAU Components Energy Use | commercial | hard coal bf | heating |  | 0 | 0 | 0 | 0 | 0 | 0 | 0 | 0 | 0 | 0 | 0 | 0 | 0 | 0 | 0 | 0 | 0 | 0 | 0 | 0 | 0 | 0 | 0 | 0 | 0 | 0 | 0 | 0 | 0 | 0 | 0
BCEU BAU Components Energy Use[commercial,hard coal bf,cooling and ventilation] | BCEU BAU Components Energy Use | commercial | hard coal bf | cooling and ventilation |  | 0 | 0 | 0 | 0 | 0 | 0 | 0 | 0 | 0 | 0 | 0 | 0 | 0 | 0 | 0 | 0 | 0 | 0 | 0 | 0 | 0 | 0 | 0 | 0 | 0 | 0 | 0 | 0 | 0 | 0 | 0
BCEU BAU Components Energy Use[commercial,hard coal bf,envelope] | BCEU BAU Components Energy Use | commercial | hard coal bf | envelope |  | 0 | 0 | 0 | 0 | 0 | 0 | 0 | 0 | 0 | 0 | 0 | 0 | 0 | 0 | 0 | 0 | 0 | 0 | 0 | 0 | 0 | 0 | 0 | 0 | 0 | 0 | 0 | 0 | 0 | 0 | 0
BCEU BAU Components Energy Use[commercial,hard coal bf,lighting] | BCEU BAU Components Energy Use | commercial | hard coal bf | lighting |  | 0 | 0 | 0 | 0 | 0 | 0 | 0 | 0 | 0 | 0 | 0 | 0 | 0 | 0 | 0 | 0 | 0 | 0 | 0 | 0 | 0 | 0 | 0 | 0 | 0 | 0 | 0 | 0 | 0 | 0 | 0
BCEU BAU Components Energy Use[commercial,hard coal bf,appliances] | BCEU BAU Components Energy Use | commercial | hard coal bf | appliances |  | 0 | 0 | 0 | 0 | 0 | 0 | 0 | 0 | 0 | 0 | 0 | 0 | 0 | 0 | 0 | 0 | 0 | 0 | 0 | 0 | 0 | 0 | 0 | 0 | 0 | 0 | 0 | 0 | 0 | 0 | 0
BCEU BAU Components Energy Use[commercial,hard coal bf,other component] | BCEU BAU Components Energy Use | commercial | hard coal bf | other component |  | 0 | 0 | 0 | 0 | 0 | 0 | 0 | 0 | 0 | 0 | 0 | 0 | 0 | 0 | 0 | 0 | 0 | 0 | 0 | 0 | 0 | 0 | 0 | 0 | 0 | 0 | 0 | 0 | 0 | 0 | 0
BCEU BAU Components Energy Use[commercial,natural gas bf,heating] | BCEU BAU Components Energy Use | commercial | natural gas bf | heating |  | 46500000000000 | 46500000000000 | 47400000000000 | 47300000000000 | 46700000000000 | 45900000000000 | 45000000000000 | 44100000000000 | 43100000000000 | 42200000000000 | 41100000000000 | 40300000000000 | 39300000000000 | 38500000000000 | 37500000000000 | 36700000000000 | 36000000000000 | 35300000000000 | 34600000000000 | 33800000000000 | 33200000000000 | 32400000000000 | 31700000000000 | 31100000000000 | 30600000000000 | 30000000000000 | 29500000000000 | 29000000000000 | 28600000000000 | 28200000000000 | 27900000000000
BCEU BAU Components Energy Use[commercial,natural gas bf,cooling and ventilation] | BCEU BAU Components Energy Use | commercial | natural gas bf | cooling and ventilation |  | 736000000000 | 752000000000 | 781000000000 | 794000000000 | 798000000000 | 794000000000 | 785000000000 | 773000000000 | 757000000000 | 739000000000 | 716000000000 | 693000000000 | 667000000000 | 639000000000 | 609000000000 | 579000000000 | 549000000000 | 518000000000 | 486000000000 | 455000000000 | 424000000000 | 396000000000 | 368000000000 | 344000000000 | 323000000000 | 303000000000 | 287000000000 | 273000000000 | 260000000000 | 249000000000 | 240000000000
BCEU BAU Components Energy Use[commercial,natural gas bf,envelope] | BCEU BAU Components Energy Use | commercial | natural gas bf | envelope |  | 0 | 0 | 0 | 0 | 0 | 0 | 0 | 0 | 0 | 0 | 0 | 0 | 0 | 0 | 0 | 0 | 0 | 0 | 0 | 0 | 0 | 0 | 0 | 0 | 0 | 0 | 0 | 0 | 0 | 0 | 0
BCEU BAU Components Energy Use[commercial,natural gas bf,lighting] | BCEU BAU Components Energy Use | commercial | natural gas bf | lighting |  | 0 | 0 | 0 | 0 | 0 | 0 | 0 | 0 | 0 | 0 | 0 | 0 | 0 | 0 | 0 | 0 | 0 | 0 | 0 | 0 | 0 | 0 | 0 | 0 | 0 | 0 | 0 | 0 | 0 | 0 | 0
BCEU BAU Components Energy Use[commercial,natural gas bf,appliances] | BCEU BAU Components Energy Use | commercial | natural gas bf | appliances |  | 81000000000000 | 84100000000000 | 88800000000000 | 91800000000000 | 93900000000000 | 95500000000000 | 96700000000000 | 97600000000000 | 98700000000000 | 99500000000000 | 100000000000000 | 102000000000000 | 102000000000000 | 102000000000000 | 103000000000000 | 104000000000000 | 104000000000000 | 105000000000000 | 106000000000000 | 107000000000000 | 107000000000000 | 108000000000000 | 110000000000000 | 111000000000000 | 113000000000000 | 115000000000000 | 116000000000000 | 117000000000000 | 119000000000000 | 121000000000000 | 122000000000000
BCEU BAU Components Energy Use[commercial,natural gas bf,other component] | BCEU BAU Components Energy Use | commercial | natural gas bf | other component |  | 53200000000000 | 52500000000000 | 54200000000000 | 55000000000000 | 55300000000000 | 55100000000000 | 54800000000000 | 54100000000000 | 53400000000000 | 52800000000000 | 52100000000000 | 51500000000000 | 50800000000000 | 50300000000000 | 49500000000000 | 48700000000000 | 48000000000000 | 47300000000000 | 46600000000000 | 46100000000000 | 45600000000000 | 45300000000000 | 44900000000000 | 44500000000000 | 44200000000000 | 43900000000000 | 43700000000000 | 43400000000000 | 43200000000000 | 42900000000000 | 42700000000000
BCEU BAU Components Energy Use[commercial,petroleum diesel bf,heating] | BCEU BAU Components Energy Use | commercial | petroleum diesel bf | heating |  | 0 | 0 | 0 | 0 | 0 | 0 | 0 | 0 | 0 | 0 | 0 | 0 | 0 | 0 | 0 | 0 | 0 | 0 | 0 | 0 | 0 | 0 | 0 | 0 | 0 | 0 | 0 | 0 | 0 | 0 | 0
BCEU BAU Components Energy Use[commercial,petroleum diesel bf,cooling and ventilation] | BCEU BAU Components Energy Use | commercial | petroleum diesel bf | cooling and ventilation |  | 0 | 0 | 0 | 0 | 0 | 0 | 0 | 0 | 0 | 0 | 0 | 0 | 0 | 0 | 0 | 0 | 0 | 0 | 0 | 0 | 0 | 0 | 0 | 0 | 0 | 0 | 0 | 0 | 0 | 0 | 0
BCEU BAU Components Energy Use[commercial,petroleum diesel bf,envelope] | BCEU BAU Components Energy Use | commercial | petroleum diesel bf | envelope |  | 0 | 0 | 0 | 0 | 0 | 0 | 0 | 0 | 0 | 0 | 0 | 0 | 0 | 0 | 0 | 0 | 0 | 0 | 0 | 0 | 0 | 0 | 0 | 0 | 0 | 0 | 0 | 0 | 0 | 0 | 0
BCEU BAU Components Energy Use[commercial,petroleum diesel bf,lighting] | BCEU BAU Components Energy Use | commercial | petroleum diesel bf | lighting |  | 0 | 0 | 0 | 0 | 0 | 0 | 0 | 0 | 0 | 0 | 0 | 0 | 0 | 0 | 0 | 0 | 0 | 0 | 0 | 0 | 0 | 0 | 0 | 0 | 0 | 0 | 0 | 0 | 0 | 0 | 0
BCEU BAU Components Energy Use[commercial,petroleum diesel bf,appliances] | BCEU BAU Components Energy Use | commercial | petroleum diesel bf | appliances |  | 2300000000 | 2100000000 | 1890000000 | 1700000000 | 1520000000 | 1370000000 | 1230000000 | 1100000000 | 999000000 | 912000000 | 848000000 | 801000000 | 768000000 | 741000000 | 718000000 | 696000000 | 679000000 | 661000000 | 644000000 | 630000000 | 616000000 | 604000000 | 590000000 | 578000000 | 568000000 | 558000000 | 547000000 | 538000000 | 529000000 | 519000000 | 509000000
BCEU BAU Components Energy Use[commercial,petroleum diesel bf,other component] | BCEU BAU Components Energy Use | commercial | petroleum diesel bf | other component |  | 20700000000000 | 20700000000000 | 20700000000000 | 20700000000000 | 20600000000000 | 20500000000000 | 20400000000000 | 20300000000000 | 20100000000000 | 19900000000000 | 19700000000000 | 19500000000000 | 19300000000000 | 19100000000000 | 18900000000000 | 18700000000000 | 18500000000000 | 18300000000000 | 18100000000000 | 18000000000000 | 17900000000000 | 17800000000000 | 17700000000000 | 17600000000000 | 17600000000000 | 17600000000000 | 17600000000000 | 17600000000000 | 17600000000000 | 17600000000000 | 17600000000000
BCEU BAU Components Energy Use[commercial,heat bf,heating] | BCEU BAU Components Energy Use | commercial | heat bf | heating |  | 0 | 0 | 0 | 0 | 0 | 0 | 0 | 0 | 0 | 0 | 0 | 0 | 0 | 0 | 0 | 0 | 0 | 0 | 0 | 0 | 0 | 0 | 0 | 0 | 0 | 0 | 0 | 0 | 0 | 0 | 0
BCEU BAU Components Energy Use[commercial,heat bf,cooling and ventilation] | BCEU BAU Components Energy Use | commercial | heat bf | cooling and ventilation |  | 0 | 0 | 0 | 0 | 0 | 0 | 0 | 0 | 0 | 0 | 0 | 0 | 0 | 0 | 0 | 0 | 0 | 0 | 0 | 0 | 0 | 0 | 0 | 0 | 0 | 0 | 0 | 0 | 0 | 0 | 0
BCEU BAU Components Energy Use[commercial,heat bf,envelope] | BCEU BAU Components Energy Use | commercial | heat bf | envelope |  | 0 | 0 | 0 | 0 | 0 | 0 | 0 | 0 | 0 | 0 | 0 | 0 | 0 | 0 | 0 | 0 | 0 | 0 | 0 | 0 | 0 | 0 | 0 | 0 | 0 | 0 | 0 | 0 | 0 | 0 | 0
BCEU BAU Components Energy Use[commercial,heat bf,lighting] | BCEU BAU Components Energy Use | commercial | heat bf | lighting |  | 0 | 0 | 0 | 0 | 0 | 0 | 0 | 0 | 0 | 0 | 0 | 0 | 0 | 0 | 0 | 0 | 0 | 0 | 0 | 0 | 0 | 0 | 0 | 0 | 0 | 0 | 0 | 0 | 0 | 0 | 0
BCEU BAU Components Energy Use[commercial,heat bf,appliances] | BCEU BAU Components Energy Use | commercial | heat bf | appliances |  | 0 | 0 | 0 | 0 | 0 | 0 | 0 | 0 | 0 | 0 | 0 | 0 | 0 | 0 | 0 | 0 | 0 | 0 | 0 | 0 | 0 | 0 | 0 | 0 | 0 | 0 | 0 | 0 | 0 | 0 | 0
BCEU BAU Components Energy Use[commercial,heat bf,other component] | BCEU BAU Components Energy Use | commercial | heat bf | other component |  | 0 | 0 | 0 | 0 | 0 | 0 | 0 | 0 | 0 | 0 | 0 | 0 | 0 | 0 | 0 | 0 | 0 | 0 | 0 | 0 | 0 | 0 | 0 | 0 | 0 | 0 | 0 | 0 | 0 | 0 | 0
BCEU BAU Components Energy Use[commercial,biomass bf,heating] | BCEU BAU Components Energy Use | commercial | biomass bf | heating |  | 3830000000000 | 3830000000000 | 3830000000000 | 3830000000000 | 3830000000000 | 3830000000000 | 3830000000000 | 3830000000000 | 3830000000000 | 3830000000000 | 3830000000000 | 3830000000000 | 3830000000000 | 3830000000000 | 3830000000000 | 3830000000000 | 3830000000000 | 3830000000000 | 3830000000000 | 3830000000000 | 3830000000000 | 3830000000000 | 3830000000000 | 3830000000000 | 3830000000000 | 3830000000000 | 3830000000000 | 3830000000000 | 3830000000000 | 3830000000000 | 3830000000000
BCEU BAU Components Energy Use[commercial,biomass bf,cooling and ventilation] | BCEU BAU Components Energy Use | commercial | biomass bf | cooling and ventilation |  | 0 | 0 | 0 | 0 | 0 | 0 | 0 | 0 | 0 | 0 | 0 | 0 | 0 | 0 | 0 | 0 | 0 | 0 | 0 | 0 | 0 | 0 | 0 | 0 | 0 | 0 | 0 | 0 | 0 | 0 | 0
BCEU BAU Components Energy Use[commercial,biomass bf,envelope] | BCEU BAU Components Energy Use | commercial | biomass bf | envelope |  | 0 | 0 | 0 | 0 | 0 | 0 | 0 | 0 | 0 | 0 | 0 | 0 | 0 | 0 | 0 | 0 | 0 | 0 | 0 | 0 | 0 | 0 | 0 | 0 | 0 | 0 | 0 | 0 | 0 | 0 | 0
BCEU BAU Components Energy Use[commercial,biomass bf,lighting] | BCEU BAU Components Energy Use | commercial | biomass bf | lighting |  | 0 | 0 | 0 | 0 | 0 | 0 | 0 | 0 | 0 | 0 | 0 | 0 | 0 | 0 | 0 | 0 | 0 | 0 | 0 | 0 | 0 | 0 | 0 | 0 | 0 | 0 | 0 | 0 | 0 | 0 | 0
BCEU BAU Components Energy Use[commercial,biomass bf,appliances] | BCEU BAU Components Energy Use | commercial | biomass bf | appliances |  | 0 | 0 | 0 | 0 | 0 | 0 | 0 | 0 | 0 | 0 | 0 | 0 | 0 | 0 | 0 | 0 | 0 | 0 | 0 | 0 | 0 | 0 | 0 | 0 | 0 | 0 | 0 | 0 | 0 | 0 | 0
BCEU BAU Components Energy Use[commercial,biomass bf,other component] | BCEU BAU Components Energy Use | commercial | biomass bf | other component |  | 0 | 0 | 0 | 0 | 0 | 0 | 0 | 0 | 0 | 0 | 0 | 0 | 0 | 0 | 0 | 0 | 0 | 0 | 0 | 0 | 0 | 0 | 0 | 0 | 0 | 0 | 0 | 0 | 0 | 0 | 0
BCEU BAU Components Energy Use[commercial,kerosene bf,heating] | BCEU BAU Components Energy Use | commercial | kerosene bf | heating |  | 0 | 0 | 0 | 0 | 0 | 0 | 0 | 0 | 0 | 0 | 0 | 0 | 0 | 0 | 0 | 0 | 0 | 0 | 0 | 0 | 0 | 0 | 0 | 0 | 0 | 0 | 0 | 0 | 0 | 0 | 0
BCEU BAU Components Energy Use[commercial,kerosene bf,cooling and ventilation] | BCEU BAU Components Energy Use | commercial | kerosene bf | cooling and ventilation |  | 0 | 0 | 0 | 0 | 0 | 0 | 0 | 0 | 0 | 0 | 0 | 0 | 0 | 0 | 0 | 0 | 0 | 0 | 0 | 0 | 0 | 0 | 0 | 0 | 0 | 0 | 0 | 0 | 0 | 0 | 0
BCEU BAU Components Energy Use[commercial,kerosene bf,envelope] | BCEU BAU Components Energy Use | commercial | kerosene bf | envelope |  | 0 | 0 | 0 | 0 | 0 | 0 | 0 | 0 | 0 | 0 | 0 | 0 | 0 | 0 | 0 | 0 | 0 | 0 | 0 | 0 | 0 | 0 | 0 | 0 | 0 | 0 | 0 | 0 | 0 | 0 | 0
BCEU BAU Components Energy Use[commercial,kerosene bf,lighting] | BCEU BAU Components Energy Use | commercial | kerosene bf | lighting |  | 0 | 0 | 0 | 0 | 0 | 0 | 0 | 0 | 0 | 0 | 0 | 0 | 0 | 0 | 0 | 0 | 0 | 0 | 0 | 0 | 0 | 0 | 0 | 0 | 0 | 0 | 0 | 0 | 0 | 0 | 0
BCEU BAU Components Energy Use[commercial,kerosene bf,appliances] | BCEU BAU Components Energy Use | commercial | kerosene bf | appliances |  | 0 | 0 | 0 | 0 | 0 | 0 | 0 | 0 | 0 | 0 | 0 | 0 | 0 | 0 | 0 | 0 | 0 | 0 | 0 | 0 | 0 | 0 | 0 | 0 | 0 | 0 | 0 | 0 | 0 | 0 | 0
BCEU BAU Components Energy Use[commercial,kerosene bf,other component] | BCEU BAU Components Energy Use | commercial | kerosene bf | other component |  | 0 | 0 | 0 | 0 | 0 | 0 | 0 | 0 | 0 | 0 | 0 | 0 | 0 | 0 | 0 | 0 | 0 | 0 | 0 | 0 | 0 | 0 | 0 | 0 | 0 | 0 | 0 | 0 | 0 | 0 | 0
BCEU BAU Components Energy Use[commercial,heavy or residual fuel oil bf,heating] | BCEU BAU Components Energy Use | commercial | heavy or residual fuel oil bf | heating |  | 0 | 0 | 0 | 0 | 0 | 0 | 0 | 0 | 0 | 0 | 0 | 0 | 0 | 0 | 0 | 0 | 0 | 0 | 0 | 0 | 0 | 0 | 0 | 0 | 0 | 0 | 0 | 0 | 0 | 0 | 0
BCEU BAU Components Energy Use[commercial,heavy or residual fuel oil bf,cooling and ventilation] | BCEU BAU Components Energy Use | commercial | heavy or residual fuel oil bf | cooling and ventilation |  | 0 | 0 | 0 | 0 | 0 | 0 | 0 | 0 | 0 | 0 | 0 | 0 | 0 | 0 | 0 | 0 | 0 | 0 | 0 | 0 | 0 | 0 | 0 | 0 | 0 | 0 | 0 | 0 | 0 | 0 | 0
BCEU BAU Components Energy Use[commercial,heavy or residual fuel oil bf,envelope] | BCEU BAU Components Energy Use | commercial | heavy or residual fuel oil bf | envelope |  | 0 | 0 | 0 | 0 | 0 | 0 | 0 | 0 | 0 | 0 | 0 | 0 | 0 | 0 | 0 | 0 | 0 | 0 | 0 | 0 | 0 | 0 | 0 | 0 | 0 | 0 | 0 | 0 | 0 | 0 | 0
BCEU BAU Components Energy Use[commercial,heavy or residual fuel oil bf,lighting] | BCEU BAU Components Energy Use | commercial | heavy or residual fuel oil bf | lighting |  | 0 | 0 | 0 | 0 | 0 | 0 | 0 | 0 | 0 | 0 | 0 | 0 | 0 | 0 | 0 | 0 | 0 | 0 | 0 | 0 | 0 | 0 | 0 | 0 | 0 | 0 | 0 | 0 | 0 | 0 | 0
BCEU BAU Components Energy Use[commercial,heavy or residual fuel oil bf,appliances] | BCEU BAU Components Energy Use | commercial | heavy or residual fuel oil bf | appliances |  | 0 | 0 | 0 | 0 | 0 | 0 | 0 | 0 | 0 | 0 | 0 | 0 | 0 | 0 | 0 | 0 | 0 | 0 | 0 | 0 | 0 | 0 | 0 | 0 | 0 | 0 | 0 | 0 | 0 | 0 | 0
BCEU BAU Components Energy Use[commercial,heavy or residual fuel oil bf,other component] | BCEU BAU Components Energy Use | commercial | heavy or residual fuel oil bf | other component |  | 0 | 0 | 0 | 0 | 0 | 0 | 0 | 0 | 0 | 0 | 0 | 0 | 0 | 0 | 0 | 0 | 0 | 0 | 0 | 0 | 0 | 0 | 0 | 0 | 0 | 0 | 0 | 0 | 0 | 0 | 0
BCEU BAU Components Energy Use[commercial,LPG propane or butane bf,heating] | BCEU BAU Components Energy Use | commercial | LPG propane or butane bf | heating |  | 13300000000000 | 13300000000000 | 13300000000000 | 13300000000000 | 13300000000000 | 13200000000000 | 13100000000000 | 13100000000000 | 13000000000000 | 12900000000000 | 12800000000000 | 12700000000000 | 12600000000000 | 12500000000000 | 12400000000000 | 12300000000000 | 12200000000000 | 12100000000000 | 12000000000000 | 11900000000000 | 11800000000000 | 11700000000000 | 11600000000000 | 11500000000000 | 11400000000000 | 11400000000000 | 11300000000000 | 11300000000000 | 11300000000000 | 11300000000000 | 11300000000000
BCEU BAU Components Energy Use[commercial,LPG propane or butane bf,cooling and ventilation] | BCEU BAU Components Energy Use | commercial | LPG propane or butane bf | cooling and ventilation |  | 0 | 0 | 0 | 0 | 0 | 0 | 0 | 0 | 0 | 0 | 0 | 0 | 0 | 0 | 0 | 0 | 0 | 0 | 0 | 0 | 0 | 0 | 0 | 0 | 0 | 0 | 0 | 0 | 0 | 0 | 0
BCEU BAU Components Energy Use[commercial,LPG propane or butane bf,envelope] | BCEU BAU Components Energy Use | commercial | LPG propane or butane bf | envelope |  | 0 | 0 | 0 | 0 | 0 | 0 | 0 | 0 | 0 | 0 | 0 | 0 | 0 | 0 | 0 | 0 | 0 | 0 | 0 | 0 | 0 | 0 | 0 | 0 | 0 | 0 | 0 | 0 | 0 | 0 | 0
BCEU BAU Components Energy Use[commercial,LPG propane or butane bf,lighting] | BCEU BAU Components Energy Use | commercial | LPG propane or butane bf | lighting |  | 0 | 0 | 0 | 0 | 0 | 0 | 0 | 0 | 0 | 0 | 0 | 0 | 0 | 0 | 0 | 0 | 0 | 0 | 0 | 0 | 0 | 0 | 0 | 0 | 0 | 0 | 0 | 0 | 0 | 0 | 0
BCEU BAU Components Energy Use[commercial,LPG propane or butane bf,appliances] | BCEU BAU Components Energy Use | commercial | LPG propane or butane bf | appliances |  | 0 | 0 | 0 | 0 | 0 | 0 | 0 | 0 | 0 | 0 | 0 | 0 | 0 | 0 | 0 | 0 | 0 | 0 | 0 | 0 | 0 | 0 | 0 | 0 | 0 | 0 | 0 | 0 | 0 | 0 | 0
BCEU BAU Components Energy Use[commercial,LPG propane or butane bf,other component] | BCEU BAU Components Energy Use | commercial | LPG propane or butane bf | other component |  | 0 | 0 | 0 | 0 | 0 | 0 | 0 | 0 | 0 | 0 | 0 | 0 | 0 | 0 | 0 | 0 | 0 | 0 | 0 | 0 | 0 | 0 | 0 | 0 | 0 | 0 | 0 | 0 | 0 | 0 | 0
BCEU BAU Components Energy Use[commercial,hydrogen bf,heating] | BCEU BAU Components Energy Use | commercial | hydrogen bf | heating |  | 0 | 0 | 0 | 0 | 0 | 0 | 0 | 0 | 0 | 0 | 0 | 0 | 0 | 0 | 0 | 0 | 0 | 0 | 0 | 0 | 0 | 0 | 0 | 0 | 0 | 0 | 0 | 0 | 0 | 0 | 0
BCEU BAU Components Energy Use[commercial,hydrogen bf,cooling and ventilation] | BCEU BAU Components Energy Use | commercial | hydrogen bf | cooling and ventilation |  | 0 | 0 | 0 | 0 | 0 | 0 | 0 | 0 | 0 | 0 | 0 | 0 | 0 | 0 | 0 | 0 | 0 | 0 | 0 | 0 | 0 | 0 | 0 | 0 | 0 | 0 | 0 | 0 | 0 | 0 | 0
BCEU BAU Components Energy Use[commercial,hydrogen bf,envelope] | BCEU BAU Components Energy Use | commercial | hydrogen bf | envelope |  | 0 | 0 | 0 | 0 | 0 | 0 | 0 | 0 | 0 | 0 | 0 | 0 | 0 | 0 | 0 | 0 | 0 | 0 | 0 | 0 | 0 | 0 | 0 | 0 | 0 | 0 | 0 | 0 | 0 | 0 | 0
BCEU BAU Components Energy Use[commercial,hydrogen bf,lighting] | BCEU BAU Components Energy Use | commercial | hydrogen bf | lighting |  | 0 | 0 | 0 | 0 | 0 | 0 | 0 | 0 | 0 | 0 | 0 | 0 | 0 | 0 | 0 | 0 | 0 | 0 | 0 | 0 | 0 | 0 | 0 | 0 | 0 | 0 | 0 | 0 | 0 | 0 | 0
BCEU BAU Components Energy Use[commercial,hydrogen bf,appliances] | BCEU BAU Components Energy Use | commercial | hydrogen bf | appliances |  | 0 | 0 | 0 | 0 | 0 | 0 | 0 | 0 | 0 | 0 | 0 | 0 | 0 | 0 | 0 | 0 | 0 | 0 | 0 | 0 | 0 | 0 | 0 | 0 | 0 | 0 | 0 | 0 | 0 | 0 | 0
BCEU BAU Components Energy Use[commercial,hydrogen bf,other component] | BCEU BAU Components Energy Use | commercial | hydrogen bf | other component |  | 0 | 0 | 0 | 0 | 0 | 0 | 0 | 0 | 0 | 0 | 0 | 0 | 0 | 0 | 0 | 0 | 0 | 0 | 0 | 0 | 0 | 0 | 0 | 0 | 0 | 0 | 0 | 0 | 0 | 0 | 0
Output Process Emissions in CO2e by Industry[agriculture and forestry 01T03] | Output Process Emissions in CO2e by Industry | agriculture and forestry 01T03 |  |  |  | 28.9621 | 28.9604 | 28.9593 | 26.679 | 24.397 | 22.1164 | 21.2168 | 20.3186 | 19.4173 | 18.5196 | 17.6193 | 17.4075 | 17.1902 | 16.9783 | 16.7665 | 16.5521 | 16.3408 | 16.1265 | 15.9127 | 15.6989 | 15.4846 | 15.2733 | 15.059 | 14.8477 | 14.6309 | 14.4196 | 14.4446 | 14.4667 | 14.4917 | 14.5167 | 14.5417
Output Process Emissions in CO2e by Industry[coal mining 05] | Output Process Emissions in CO2e by Industry | coal mining 05 |  |  |  | 0 | 0 | 0 | 0 | 0 | 0 | 0 | 0 | 0 | 0 | 0 | 0 | 0 | 0 | 0 | 0 | 0 | 0 | 0 | 0 | 0 | 0 | 0 | 0 | 0 | 0 | 0 | 0 | 0 | 0 | 0
Output Process Emissions in CO2e by Industry[oil and gas extraction 06] | Output Process Emissions in CO2e by Industry | oil and gas extraction 06 |  |  |  | 1.7564 | 1.7345 | 1.7473 | 1.6988 | 1.6377 | 1.5804 | 1.5491 | 1.5132 | 1.479 | 1.4438 | 1.4088 | 1.4047 | 1.3999 | 1.3969 | 1.3928 | 1.386 | 1.3789 | 1.3735 | 1.3689 | 1.3646 | 1.36 | 1.3571 | 1.3559 | 1.3576 | 1.3573 | 1.3541 | 1.3601 | 1.3668 | 1.3717 | 1.3759 | 1.3752
Output Process Emissions in CO2e by Industry[other mining and quarrying 07T08] | Output Process Emissions in CO2e by Industry | other mining and quarrying 07T08 |  |  |  | 0 | 0 | 0 | 0 | 0 | 0 | 0 | 0 | 0 | 0 | 0 | 0 | 0 | 0 | 0 | 0 | 0 | 0 | 0 | 0 | 0 | 0 | 0 | 0 | 0 | 0 | 0 | 0 | 0 | 0 | 0
Output Process Emissions in CO2e by Industry[food beverage and tobacco 10T12] | Output Process Emissions in CO2e by Industry | food beverage and tobacco 10T12 |  |  |  | 0 | 0 | 0 | 0 | 0 | 0 | 0 | 0 | 0 | 0 | 0 | 0 | 0 | 0 | 0 | 0 | 0 | 0 | 0 | 0 | 0 | 0 | 0 | 0 | 0 | 0 | 0 | 0 | 0 | 0 | 0
Output Process Emissions in CO2e by Industry[textiles apparel and leather 13T15] | Output Process Emissions in CO2e by Industry | textiles apparel and leather 13T15 |  |  |  | 0 | 0 | 0 | 0 | 0 | 0 | 0 | 0 | 0 | 0 | 0 | 0 | 0 | 0 | 0 | 0 | 0 | 0 | 0 | 0 | 0 | 0 | 0 | 0 | 0 | 0 | 0 | 0 | 0 | 0 | 0
Output Process Emissions in CO2e by Industry[wood products 16] | Output Process Emissions in CO2e by Industry | wood products 16 |  |  |  | 0 | 0 | 0 | 0 | 0 | 0 | 0 | 0 | 0 | 0 | 0 | 0 | 0 | 0 | 0 | 0 | 0 | 0 | 0 | 0 | 0 | 0 | 0 | 0 | 0 | 0 | 0 | 0 | 0 | 0 | 0
Output Process Emissions in CO2e by Industry[pulp paper and printing 17T18] | Output Process Emissions in CO2e by Industry | pulp paper and printing 17T18 |  |  |  | 0 | 0 | 0 | 0 | 0 | 0 | 0 | 0 | 0 | 0 | 0 | 0 | 0 | 0 | 0 | 0 | 0 | 0 | 0 | 0 | 0 | 0 | 0 | 0 | 0 | 0 | 0 | 0 | 0 | 0 | 0
Output Process Emissions in CO2e by Industry[refined petroleum and coke 19] | Output Process Emissions in CO2e by Industry | refined petroleum and coke 19 |  |  |  | 4.4286 | 4.4722 | 4.4427 | 4.2152 | 4.0142 | 3.8055 | 3.7053 | 3.6169 | 3.5164 | 3.4192 | 3.3203 | 3.299 | 3.2791 | 3.2556 | 3.2355 | 3.2199 | 3.2141 | 3.2041 | 3.1926 | 3.1807 | 3.169 | 3.1587 | 3.1463 | 3.1262 | 3.1121 | 3.0993 | 3.0995 | 3.099 | 3.0984 | 3.0976 | 3.0975
Output Process Emissions in CO2e by Industry[chemicals 20] | Output Process Emissions in CO2e by Industry | chemicals 20 |  |  |  | 21.8708 | 21.8707 | 21.8731 | 20.1682 | 18.4588 | 16.7566 | 15.6953 | 14.6334 | 13.5726 | 12.5043 | 11.4457 | 11.4428 | 11.4413 | 11.4491 | 11.447 | 11.4449 | 11.4432 | 11.4411 | 11.4478 | 11.4448 | 11.4416 | 11.3248 | 11.1984 | 11.0821 | 10.9558 | 10.8394 | 10.9496 | 11.0496 | 11.1598 | 11.27 | 11.38
Output Process Emissions in CO2e by Industry[rubber and plastic products 22] | Output Process Emissions in CO2e by Industry | rubber and plastic products 22 |  |  |  | 0 | 0 | 0 | 0 | 0 | 0 | 0 | 0 | 0 | 0 | 0 | 0 | 0 | 0 | 0 | 0 | 0 | 0 | 0 | 0 | 0 | 0 | 0 | 0 | 0 | 0 | 0 | 0 | 0 | 0 | 0
Output Process Emissions in CO2e by Industry[glass and glass products 231] | Output Process Emissions in CO2e by Industry | glass and glass products 231 |  |  |  | 0 | 0 | 0 | 0 | 0 | 0 | 0 | 0 | 0 | 0 | 0 | 0 | 0 | 0 | 0 | 0 | 0 | 0 | 0 | 0 | 0 | 0 | 0 | 0 | 0 | 0 | 0 | 0 | 0 | 0 | 0
Output Process Emissions in CO2e by Industry[cement and other nonmetallic minerals 239] | Output Process Emissions in CO2e by Industry | cement and other nonmetallic minerals 239 |  |  |  | 5.631 | 5.6808 | 5.6413 | 5.3501 | 5.0906 | 4.823 | 4.6936 | 4.5681 | 4.4054 | 4.2488 | 4.0931 | 4.0325 | 3.9739 | 3.9107 | 3.85 | 3.7977 | 3.7952 | 3.7872 | 3.7766 | 3.765 | 3.7553 | 3.7473 | 3.7347 | 3.7158 | 3.7013 | 3.6938 | 3.6969 | 3.7 | 3.7031 | 3.7061 | 3.7091
Output Process Emissions in CO2e by Industry[iron and steel 241] | Output Process Emissions in CO2e by Industry | iron and steel 241 |  |  |  | 0 | 0 | 0 | 0 | 0 | 0 | 0 | 0 | 0 | 0 | 0 | 0 | 0 | 0 | 0 | 0 | 0 | 0 | 0 | 0 | 0 | 0 | 0 | 0 | 0 | 0 | 0 | 0 | 0 | 0 | 0
Output Process Emissions in CO2e by Industry[other metals 242] | Output Process Emissions in CO2e by Industry | other metals 242 |  |  |  | 0 | 0 | 0 | 0 | 0 | 0 | 0 | 0 | 0 | 0 | 0 | 0 | 0 | 0 | 0 | 0 | 0 | 0 | 0 | 0 | 0 | 0 | 0 | 0 | 0 | 0 | 0 | 0 | 0 | 0 | 0
Output Process Emissions in CO2e by Industry[metal products except machinery and vehicles 25] | Output Process Emissions in CO2e by Industry | metal products except machinery and vehicles 25 |  |  |  | 0 | 0 | 0 | 0 | 0 | 0 | 0 | 0 | 0 | 0 | 0 | 0 | 0 | 0 | 0 | 0 | 0 | 0 | 0 | 0 | 0 | 0 | 0 | 0 | 0 | 0 | 0 | 0 | 0 | 0 | 0
Output Process Emissions in CO2e by Industry[computers and electronics 26] | Output Process Emissions in CO2e by Industry | computers and electronics 26 |  |  |  | 0 | 0 | 0 | 0 | 0 | 0 | 0 | 0 | 0 | 0 | 0 | 0 | 0 | 0 | 0 | 0 | 0 | 0 | 0 | 0 | 0 | 0 | 0 | 0 | 0 | 0 | 0 | 0 | 0 | 0 | 0
Output Process Emissions in CO2e by Industry[appliances and electrical equipment 27] | Output Process Emissions in CO2e by Industry | appliances and electrical equipment 27 |  |  |  | 0 | 0 | 0 | 0 | 0 | 0 | 0 | 0 | 0 | 0 | 0 | 0 | 0 | 0 | 0 | 0 | 0 | 0 | 0 | 0 | 0 | 0 | 0 | 0 | 0 | 0 | 0 | 0 | 0 | 0 | 0
Output Process Emissions in CO2e by Industry[other machinery 28] | Output Process Emissions in CO2e by Industry | other machinery 28 |  |  |  | 0 | 0 | 0 | 0 | 0 | 0 | 0 | 0 | 0 | 0 | 0 | 0 | 0 | 0 | 0 | 0 | 0 | 0 | 0 | 0 | 0 | 0 | 0 | 0 | 0 | 0 | 0 | 0 | 0 | 0 | 0
Output Process Emissions in CO2e by Industry[road vehicles 29] | Output Process Emissions in CO2e by Industry | road vehicles 29 |  |  |  | 0 | 0 | 0 | 0 | 0 | 0 | 0 | 0 | 0 | 0 | 0 | 0 | 0 | 0 | 0 | 0 | 0 | 0 | 0 | 0 | 0 | 0 | 0 | 0 | 0 | 0 | 0 | 0 | 0 | 0 | 0
Output Process Emissions in CO2e by Industry[nonroad vehicles 30] | Output Process Emissions in CO2e by Industry | nonroad vehicles 30 |  |  |  | 0 | 0 | 0 | 0 | 0 | 0 | 0 | 0 | 0 | 0 | 0 | 0 | 0 | 0 | 0 | 0 | 0 | 0 | 0 | 0 | 0 | 0 | 0 | 0 | 0 | 0 | 0 | 0 | 0 | 0 | 0
Output Process Emissions in CO2e by Industry[other manufacturing 31T33] | Output Process Emissions in CO2e by Industry | other manufacturing 31T33 |  |  |  | 0 | 0 | 0 | 0 | 0 | 0 | 0 | 0 | 0 | 0 | 0 | 0 | 0 | 0 | 0 | 0 | 0 | 0 | 0 | 0 | 0 | 0 | 0 | 0 | 0 | 0 | 0 | 0 | 0 | 0 | 0
Output Process Emissions in CO2e by Industry[energy pipelines and gas processing 352T353] | Output Process Emissions in CO2e by Industry | energy pipelines and gas processing 352T353 |  |  |  | 4.815 | 4.7345 | 4.7809 | 4.6674 | 4.5097 | 4.3646 | 4.2834 | 4.1849 | 4.0916 | 3.9957 | 3.8996 | 3.8894 | 3.8765 | 3.8708 | 3.8606 | 3.8403 | 3.8175 | 3.8021 | 3.7895 | 3.779 | 3.7661 | 3.7584 | 3.7579 | 3.7672 | 3.7691 | 3.7615 | 3.779 | 3.8015 | 3.8168 | 3.8318 | 3.8293
Output Process Emissions in CO2e by Industry[water and waste 36T39] | Output Process Emissions in CO2e by Industry | water and waste 36T39 |  |  |  | 9.8804 | 9.88 | 9.8805 | 9.8134 | 9.7462 | 9.6795 | 9.5816 | 9.4841 | 9.3869 | 9.2887 | 9.1906 | 9.0937 | 8.9961 | 8.9014 | 8.8045 | 8.7063 | 8.6286 | 8.5511 | 8.4756 | 8.3975 | 8.32 | 8.243 | 8.1655 | 8.0879 | 8.01 | 7.9324 | 7.9635 | 7.995 | 8.0255 | 8.0567 | 8.0906
Output Process Emissions in CO2e by Industry[construction 41T43] | Output Process Emissions in CO2e by Industry | construction 41T43 |  |  |  | 0 | 0 | 0 | 0 | 0 | 0 | 0 | 0 | 0 | 0 | 0 | 0 | 0 | 0 | 0 | 0 | 0 | 0 | 0 | 0 | 0 | 0 | 0 | 0 | 0 | 0 | 0 | 0 | 0 | 0 | 0
Output Total CO2e Emissions by Sector[transportation sector] | Output Total CO2e Emissions by Sector | transportation sector |  |  |  | 144.159 | 159.219 | 158.181 | 156.665 | 153.956 | 151.027 | 147.809 | 144.456 | 141.084 | 137.415 | 133.264 | 129.614 | 125.823 | 122.525 | 119.073 | 115.834 | 112.506 | 108.882 | 104.943 | 100.875 | 96.8588 | 92.9103 | 89.321 | 85.9766 | 82.8437 | 80.0751 | 77.7538 | 75.7742 | 74.125 | 72.9074 | 71.8659
Output Total CO2e Emissions by Sector[electricity sector] | Output Total CO2e Emissions by Sector | electricity sector |  |  |  | 58.0628 | 53.9986 | 52.2551 | 50.1842 | 48.1899 | 45.8371 | 45.0131 | 43.8794 | 42.6498 | 40.7815 | 38.3751 | 34.4786 | 34.7213 | 34.0183 | 32.5768 | 30.1349 | 25.4465 | 21.7474 | 20.2674 | 18.3855 | 16.6855 | 14.8505 | 11.8039 | 8.7806 | 6.8019 | 6.4741 | 6.4741 | 6.4741 | 6.4741 | 6.4741 | 6.4741
Output Total CO2e Emissions by Sector[residential buildings sector] | Output Total CO2e Emissions by Sector | residential buildings sector |  |  |  | 26.6121 | 27.405 | 27.3941 | 27.4479 | 27.3802 | 27.3712 | 27.2841 | 27.1718 | 27.0367 | 26.8354 | 26.5799 | 26.3786 | 26.0665 | 25.8694 | 25.563 | 25.2668 | 25.0668 | 24.8739 | 24.626 | 24.5412 | 24.305 | 24.1712 | 24.0977 | 24.0323 | 24.0167 | 23.96 | 23.9362 | 23.9254 | 23.915 | 23.9643 | 24.0081
Output Total CO2e Emissions by Sector[commercial buildings sector] | Output Total CO2e Emissions by Sector | commercial buildings sector |  |  |  | 11.9941 | 12.1224 | 12.5117 | 12.7089 | 12.7973 | 12.8153 | 12.8013 | 12.756 | 12.7023 | 12.6431 | 12.5518 | 12.5614 | 12.4488 | 12.3572 | 12.2921 | 12.2376 | 12.1407 | 12.0967 | 12.0528 | 12.0216 | 11.9479 | 11.9276 | 11.9603 | 11.9454 | 12.0019 | 12.0592 | 12.0681 | 12.078 | 12.1517 | 12.2201 | 12.2462
Output Total CO2e Emissions by Sector[industry sector] | Output Total CO2e Emissions by Sector | industry sector |  |  |  | 146.296 | 150.048 | 150.25 | 146.56 | 142.308 | 138.209 | 135.858 | 133.388 | 130.622 | 127.751 | 124.881 | 124.255 | 123.441 | 123.029 | 122.519 | 121.923 | 121.633 | 121.329 | 121.184 | 121.02 | 120.629 | 120.132 | 119.856 | 119.717 | 119.555 | 117.648 | 118.426 | 118.523 | 118.623 | 118.719 | 118.813
Output Total CO2e Emissions by Sector[district heat and hydrogen sector] | Output Total CO2e Emissions by Sector | district heat and hydrogen sector |  |  |  | 0.01294 | 0.013798 | 0.012778 | 0.011659 | 0.010445 | 0.0091656 | 0.0078555 | 0.0065545 | 0.0052431 | 0.0039305 | 0.0026161 | 0.0013064 | 0 | 0 | 0 | 0 | 0 | 0 | 0 | 0 | 0 | 0 | 0 | 0 | 0 | 0 | 0 | 0 | 0 | 0 | 0.0021924
Output Total CO2e Emissions by Sector[LULUCF sector] | Output Total CO2e Emissions by Sector | LULUCF sector |  |  |  | 109.997 | 65.4876 | 50.9965 | 42.8563 | 37.1197 | 32.6207 | 29.0442 | 25.9821 | 23.3294 | 20.9836 | 18.8432 | 18.8432 | 18.8432 | 18.8432 | 18.8432 | 18.8432 | 18.8432 | 18.8432 | 18.8432 | 18.8432 | 18.8432 | 18.8432 | 18.8432 | 18.8432 | 18.8432 | 18.8432 | 18.8432 | 18.8432 | 18.8432 | 18.8432 | 18.8432
Output Total CO2e Emissions by Sector[geoengineering sector] | Output Total CO2e Emissions by Sector | geoengineering sector |  |  |  | 0 | 0 | 0 | 0 | 0 | 0 | 0 | 0 | 0 | 0 | 0 | 0 | 0 | 0 | 0 | 0 | 0 | 0 | 0 | 0 | 0 | 0 | 0 | 0 | 0 | 0 | 0 | 0 | 0 | 0 | 0
Pollutant Emissions from Imported Electricity[CO2,hard coal es] | Pollutant Emissions from Imported Electricity | CO2 | hard coal es | battery electric vehicle |  | 9920040000000 | 7932010000000 | 5954030000000 | 3966010000000 | 1988020000000 | 0 | 0 | 0 | 0 | 0 | 0 | 0 | 0 | 0 | 0 | 0 | 0 | 0 | 0 | 0 | 0 | 0 | 0 | 0 | 0 | 0 | 0 | 0 | 0 | 0 | 0
Pollutant Emissions from Imported Electricity[CO2,natural gas nonpeaker es] | Pollutant Emissions from Imported Electricity | CO2 | natural gas nonpeaker es | natural gas vehicle |  | 8003650000000 | 7736860000000 | 7403370000000 | 7069890000000 | 6736400000000 | 6422930000000 | 6102780000000 | 5782640000000 | 5462490000000 | 5142340000000 | 4822200000000 | 4495380000000 | 4175240000000 | 3855090000000 | 3534940000000 | 3214800000000 | 2894650000000 | 2567840000000 | 2247690000000 | 1927550000000 | 1607400000000 | 1287250000000 | 967107000000 | 642293000000 | 321480000000 | 0 | 0 | 0 | 0 | 0 | 0
Pollutant Emissions from Imported Electricity[CO2,nuclear es] | Pollutant Emissions from Imported Electricity | CO2 | nuclear es | gasoline vehicle |  | 0 | 0 | 0 | 0 | 0 | 0 | 0 | 0 | 0 | 0 | 0 | 0 | 0 | 0 | 0 | 0 | 0 | 0 | 0 | 0 | 0 | 0 | 0 | 0 | 0 | 0 | 0 | 0 | 0 | 0 | 0
Pollutant Emissions from Imported Electricity[CO2,hydro es] | Pollutant Emissions from Imported Electricity | CO2 | hydro es | diesel vehicle |  | 0 | 0 | 0 | 0 | 0 | 0 | 0 | 0 | 0 | 0 | 0 | 0 | 0 | 0 | 0 | 0 | 0 | 0 | 0 | 0 | 0 | 0 | 0 | 0 | 0 | 0 | 0 | 0 | 0 | 0 | 0
Pollutant Emissions from Imported Electricity[CO2,onshore wind es] | Pollutant Emissions from Imported Electricity | CO2 | onshore wind es | plugin hybrid vehicle |  | 0 | 0 | 0 | 0 | 0 | 0 | 0 | 0 | 0 | 0 | 0 | 0 | 0 | 0 | 0 | 0 | 0 | 0 | 0 | 0 | 0 | 0 | 0 | 0 | 0 | 0 | 0 | 0 | 0 | 0 | 0
Pollutant Emissions from Imported Electricity[CO2,solar PV es] | Pollutant Emissions from Imported Electricity | CO2 | solar PV es | LPG vehicle |  | 0 | 0 | 0 | 0 | 0 | 0 | 0 | 0 | 0 | 0 | 0 | 0 | 0 | 0 | 0 | 0 | 0 | 0 | 0 | 0 | 0 | 0 | 0 | 0 | 0 | 0 | 0 | 0 | 0 | 0 | 0
Pollutant Emissions from Imported Electricity[CO2,solar thermal es] | Pollutant Emissions from Imported Electricity | CO2 | solar thermal es | hydrogen vehicle |  | 0 | 0 | 0 | 0 | 0 | 0 | 0 | 0 | 0 | 0 | 0 | 0 | 0 | 0 | 0 | 0 | 0 | 0 | 0 | 0 | 0 | 0 | 0 | 0 | 0 | 0 | 0 | 0 | 0 | 0 | 0
Pollutant Emissions from Imported Electricity[CO2,biomass es] | Pollutant Emissions from Imported Electricity | CO2 | biomass es | battery electric vehicle |  | 0 | 0 | 0 | 0 | 0 | 0 | 0 | 0 | 0 | 0 | 0 | 0 | 0 | 0 | 0 | 0 | 0 | 0 | 0 | 0 | 0 | 0 | 0 | 0 | 0 | 0 | 0 | 0 | 0 | 0 | 0
Pollutant Emissions from Imported Electricity[CO2,geothermal es] | Pollutant Emissions from Imported Electricity | CO2 | geothermal es | natural gas vehicle |  | 0 | 0 | 0 | 0 | 0 | 0 | 0 | 0 | 0 | 0 | 0 | 0 | 0 | 0 | 0 | 0 | 0 | 0 | 0 | 0 | 0 | 0 | 0 | 0 | 0 | 0 | 0 | 0 | 0 | 0 | 0
Pollutant Emissions from Imported Electricity[CO2,petroleum es] | Pollutant Emissions from Imported Electricity | CO2 | petroleum es | gasoline vehicle |  | 148542000000 | 142766000000 | 136989000000 | 131212000000 | 125436000000 | 118834000000 | 113057000000 | 107281000000 | 101504000000 | 94902100000 | 89125400000 | 83348800000 | 77407100000 | 71465400000 | 65523700000 | 59582000000 | 53640300000 | 47616100000 | 41674400000 | 35732700000 | 29791000000 | 23849300000 | 17907600000 | 11883400000 | 5958200000 | 0 | 0 | 0 | 0 | 0 | 0
Pollutant Emissions from Imported Electricity[CO2,natural gas peaker es] | Pollutant Emissions from Imported Electricity | CO2 | natural gas peaker es | diesel vehicle |  | 0 | 0 | 0 | 0 | 0 | 0 | 0 | 0 | 0 | 0 | 0 | 0 | 0 | 0 | 0 | 0 | 0 | 0 | 0 | 0 | 0 | 0 | 0 | 0 | 0 | 0 | 0 | 0 | 0 | 0 | 0
Pollutant Emissions from Imported Electricity[CO2,lignite es] | Pollutant Emissions from Imported Electricity | CO2 | lignite es | plugin hybrid vehicle |  | 0 | 0 | 0 | 0 | 0 | 0 | 0 | 0 | 0 | 0 | 0 | 0 | 0 | 0 | 0 | 0 | 0 | 0 | 0 | 0 | 0 | 0 | 0 | 0 | 0 | 0 | 0 | 0 | 0 | 0 | 0
Pollutant Emissions from Imported Electricity[CO2,offshore wind es] | Pollutant Emissions from Imported Electricity | CO2 | offshore wind es | LPG vehicle |  | 0 | 0 | 0 | 0 | 0 | 0 | 0 | 0 | 0 | 0 | 0 | 0 | 0 | 0 | 0 | 0 | 0 | 0 | 0 | 0 | 0 | 0 | 0 | 0 | 0 | 0 | 0 | 0 | 0 | 0 | 0
Pollutant Emissions from Imported Electricity[CO2,crude oil es] | Pollutant Emissions from Imported Electricity | CO2 | crude oil es | hydrogen vehicle |  | 0 | 0 | 0 | 0 | 0 | 0 | 0 | 0 | 0 | 0 | 0 | 0 | 0 | 0 | 0 | 0 | 0 | 0 | 0 | 0 | 0 | 0 | 0 | 0 | 0 | 0 | 0 | 0 | 0 | 0 | 0
Pollutant Emissions from Imported Electricity[CO2,heavy or residual fuel oil es] | Pollutant Emissions from Imported Electricity | CO2 | heavy or residual fuel oil es | battery electric vehicle |  | 0 | 0 | 0 | 0 | 0 | 0 | 0 | 0 | 0 | 0 | 0 | 0 | 0 | 0 | 0 | 0 | 0 | 0 | 0 | 0 | 0 | 0 | 0 | 0 | 0 | 0 | 0 | 0 | 0 | 0 | 0
Pollutant Emissions from Imported Electricity[CO2,municipal solid waste es] | Pollutant Emissions from Imported Electricity | CO2 | municipal solid waste es | natural gas vehicle |  | 0 | 0 | 0 | 0 | 0 | 0 | 0 | 0 | 0 | 0 | 0 | 0 | 0 | 0 | 0 | 0 | 0 | 0 | 0 | 0 | 0 | 0 | 0 | 0 | 0 | 0 | 0 | 0 | 0 | 0 | 0
Pollutant Emissions from Imported Electricity[VOC,hard coal es] | Pollutant Emissions from Imported Electricity | VOC | hard coal es | gasoline vehicle |  | 87963500 | 70335200 | 52795900 | 35167600 | 17628300 | 0 | 0 | 0 | 0 | 0 | 0 | 0 | 0 | 0 | 0 | 0 | 0 | 0 | 0 | 0 | 0 | 0 | 0 | 0 | 0 | 0 | 0 | 0 | 0 | 0 | 0
Pollutant Emissions from Imported Electricity[VOC,natural gas nonpeaker es] | Pollutant Emissions from Imported Electricity | VOC | natural gas nonpeaker es | diesel vehicle |  | 72856400 | 70427900 | 67392200 | 64356500 | 61320800 | 58467300 | 55553000 | 52638800 | 49724500 | 46810300 | 43896000 | 40921000 | 38006800 | 35092500 | 32178300 | 29264000 | 26349700 | 23374800 | 20460500 | 17546300 | 14632000 | 11717700 | 8803480 | 5846730 | 2926400 | 0 | 0 | 0 | 0 | 0 | 0
Pollutant Emissions from Imported Electricity[VOC,nuclear es] | Pollutant Emissions from Imported Electricity | VOC | nuclear es | plugin hybrid vehicle |  | 0 | 0 | 0 | 0 | 0 | 0 | 0 | 0 | 0 | 0 | 0 | 0 | 0 | 0 | 0 | 0 | 0 | 0 | 0 | 0 | 0 | 0 | 0 | 0 | 0 | 0 | 0 | 0 | 0 | 0 | 0
Pollutant Emissions from Imported Electricity[VOC,hydro es] | Pollutant Emissions from Imported Electricity | VOC | hydro es | LPG vehicle |  | 0 | 0 | 0 | 0 | 0 | 0 | 0 | 0 | 0 | 0 | 0 | 0 | 0 | 0 | 0 | 0 | 0 | 0 | 0 | 0 | 0 | 0 | 0 | 0 | 0 | 0 | 0 | 0 | 0 | 0 | 0
Pollutant Emissions from Imported Electricity[VOC,onshore wind es] | Pollutant Emissions from Imported Electricity | VOC | onshore wind es | hydrogen vehicle |  | 0 | 0 | 0 | 0 | 0 | 0 | 0 | 0 | 0 | 0 | 0 | 0 | 0 | 0 | 0 | 0 | 0 | 0 | 0 | 0 | 0 | 0 | 0 | 0 | 0 | 0 | 0 | 0 | 0 | 0 | 0
Pollutant Emissions from Imported Electricity[VOC,solar PV es] | Pollutant Emissions from Imported Electricity | VOC | solar PV es | battery electric vehicle |  | 0 | 0 | 0 | 0 | 0 | 0 | 0 | 0 | 0 | 0 | 0 | 0 | 0 | 0 | 0 | 0 | 0 | 0 | 0 | 0 | 0 | 0 | 0 | 0 | 0 | 0 | 0 | 0 | 0 | 0 | 0
Pollutant Emissions from Imported Electricity[VOC,solar thermal es] | Pollutant Emissions from Imported Electricity | VOC | solar thermal es | natural gas vehicle |  | 0 | 0 | 0 | 0 | 0 | 0 | 0 | 0 | 0 | 0 | 0 | 0 | 0 | 0 | 0 | 0 | 0 | 0 | 0 | 0 | 0 | 0 | 0 | 0 | 0 | 0 | 0 | 0 | 0 | 0 | 0
Pollutant Emissions from Imported Electricity[VOC,biomass es] | Pollutant Emissions from Imported Electricity | VOC | biomass es | gasoline vehicle |  | 109408000 | 109408000 | 109408000 | 109408000 | 109408000 | 109408000 | 109408000 | 109408000 | 109408000 | 109408000 | 109408000 | 109408000 | 109408000 | 109408000 | 109408000 | 109408000 | 109408000 | 109408000 | 109408000 | 109408000 | 109408000 | 109408000 | 109408000 | 109408000 | 109408000 | 109408000 | 109408000 | 109408000 | 109408000 | 109408000 | 109408000
Pollutant Emissions from Imported Electricity[VOC,geothermal es] | Pollutant Emissions from Imported Electricity | VOC | geothermal es | diesel vehicle |  | 0 | 0 | 0 | 0 | 0 | 0 | 0 | 0 | 0 | 0 | 0 | 0 | 0 | 0 | 0 | 0 | 0 | 0 | 0 | 0 | 0 | 0 | 0 | 0 | 0 | 0 | 0 | 0 | 0 | 0 | 0
Pollutant Emissions from Imported Electricity[VOC,petroleum es] | Pollutant Emissions from Imported Electricity | VOC | petroleum es | plugin hybrid vehicle |  | 3184460 | 3060620 | 2936780 | 2812940 | 2689100 | 2547570 | 2423730 | 2299890 | 2176050 | 2034520 | 1910680 | 1786840 | 1659460 | 1532080 | 1404700 | 1277320 | 1149950 | 1020800 | 893419 | 766041 | 638662 | 511283 | 383905 | 254757 | 127732 | 0 | 0 | 0 | 0 | 0 | 0
Pollutant Emissions from Imported Electricity[VOC,natural gas peaker es] | Pollutant Emissions from Imported Electricity | VOC | natural gas peaker es | LPG vehicle |  | 0 | 0 | 0 | 0 | 0 | 0 | 0 | 0 | 0 | 0 | 0 | 0 | 0 | 0 | 0 | 0 | 0 | 0 | 0 | 0 | 0 | 0 | 0 | 0 | 0 | 0 | 0 | 0 | 0 | 0 | 0
Pollutant Emissions from Imported Electricity[VOC,lignite es] | Pollutant Emissions from Imported Electricity | VOC | lignite es | hydrogen vehicle |  | 0 | 0 | 0 | 0 | 0 | 0 | 0 | 0 | 0 | 0 | 0 | 0 | 0 | 0 | 0 | 0 | 0 | 0 | 0 | 0 | 0 | 0 | 0 | 0 | 0 | 0 | 0 | 0 | 0 | 0 | 0
Pollutant Emissions from Imported Electricity[VOC,offshore wind es] | Pollutant Emissions from Imported Electricity | VOC | offshore wind es | battery electric vehicle |  | 0 | 0 | 0 | 0 | 0 | 0 | 0 | 0 | 0 | 0 | 0 | 0 | 0 | 0 | 0 | 0 | 0 | 0 | 0 | 0 | 0 | 0 | 0 | 0 | 0 | 0 | 0 | 0 | 0 | 0 | 0
Pollutant Emissions from Imported Electricity[VOC,crude oil es] | Pollutant Emissions from Imported Electricity | VOC | crude oil es | natural gas vehicle |  | 0 | 0 | 0 | 0 | 0 | 0 | 0 | 0 | 0 | 0 | 0 | 0 | 0 | 0 | 0 | 0 | 0 | 0 | 0 | 0 | 0 | 0 | 0 | 0 | 0 | 0 | 0 | 0 | 0 | 0 | 0
Pollutant Emissions from Imported Electricity[VOC,heavy or residual fuel oil es] | Pollutant Emissions from Imported Electricity | VOC | heavy or residual fuel oil es | gasoline vehicle |  | 0 | 0 | 0 | 0 | 0 | 0 | 0 | 0 | 0 | 0 | 0 | 0 | 0 | 0 | 0 | 0 | 0 | 0 | 0 | 0 | 0 | 0 | 0 | 0 | 0 | 0 | 0 | 0 | 0 | 0 | 0
Pollutant Emissions from Imported Electricity[VOC,municipal solid waste es] | Pollutant Emissions from Imported Electricity | VOC | municipal solid waste es | diesel vehicle |  | 0 | 0 | 0 | 0 | 0 | 0 | 0 | 0 | 0 | 0 | 0 | 0 | 0 | 0 | 0 | 0 | 0 | 0 | 0 | 0 | 0 | 0 | 0 | 0 | 0 | 0 | 0 | 0 | 0 | 0 | 0
Pollutant Emissions from Imported Electricity[CO,hard coal es] | Pollutant Emissions from Imported Electricity | CO | hard coal es | plugin hybrid vehicle |  | 573892000 | 458881000 | 344451000 | 229440000 | 115011000 | 0 | 0 | 0 | 0 | 0 | 0 | 0 | 0 | 0 | 0 | 0 | 0 | 0 | 0 | 0 | 0 | 0 | 0 | 0 | 0 | 0 | 0 | 0 | 0 | 0 | 0
Pollutant Emissions from Imported Electricity[CO,natural gas nonpeaker es] | Pollutant Emissions from Imported Electricity | CO | natural gas nonpeaker es | LPG vehicle |  | 1831370000 | 1770320000 | 1694010000 | 1617710000 | 1541400000 | 1469670000 | 1396420000 | 1323160000 | 1249910000 | 1176650000 | 1103400000 | 1028620000 | 955363000 | 882108000 | 808853000 | 735599000 | 662344000 | 587563000 | 514309000 | 441054000 | 367799000 | 294545000 | 221290000 | 146967000 | 73559900 | 0 | 0 | 0 | 0 | 0 | 0
Pollutant Emissions from Imported Electricity[CO,nuclear es] | Pollutant Emissions from Imported Electricity | CO | nuclear es | hydrogen vehicle |  | 0 | 0 | 0 | 0 | 0 | 0 | 0 | 0 | 0 | 0 | 0 | 0 | 0 | 0 | 0 | 0 | 0 | 0 | 0 | 0 | 0 | 0 | 0 | 0 | 0 | 0 | 0 | 0 | 0 | 0 | 0
Pollutant Emissions from Imported Electricity[CO,hydro es] | Pollutant Emissions from Imported Electricity | CO | hydro es | battery electric vehicle |  | 0 | 0 | 0 | 0 | 0 | 0 | 0 | 0 | 0 | 0 | 0 | 0 | 0 | 0 | 0 | 0 | 0 | 0 | 0 | 0 | 0 | 0 | 0 | 0 | 0 | 0 | 0 | 0 | 0 | 0 | 0
Pollutant Emissions from Imported Electricity[CO,onshore wind es] | Pollutant Emissions from Imported Electricity | CO | onshore wind es | natural gas vehicle |  | 0 | 0 | 0 | 0 | 0 | 0 | 0 | 0 | 0 | 0 | 0 | 0 | 0 | 0 | 0 | 0 | 0 | 0 | 0 | 0 | 0 | 0 | 0 | 0 | 0 | 0 | 0 | 0 | 0 | 0 | 0
Pollutant Emissions from Imported Electricity[CO,solar PV es] | Pollutant Emissions from Imported Electricity | CO | solar PV es | gasoline vehicle |  | 0 | 0 | 0 | 0 | 0 | 0 | 0 | 0 | 0 | 0 | 0 | 0 | 0 | 0 | 0 | 0 | 0 | 0 | 0 | 0 | 0 | 0 | 0 | 0 | 0 | 0 | 0 | 0 | 0 | 0 | 0
Pollutant Emissions from Imported Electricity[CO,solar thermal es] | Pollutant Emissions from Imported Electricity | CO | solar thermal es | diesel vehicle |  | 0 | 0 | 0 | 0 | 0 | 0 | 0 | 0 | 0 | 0 | 0 | 0 | 0 | 0 | 0 | 0 | 0 | 0 | 0 | 0 | 0 | 0 | 0 | 0 | 0 | 0 | 0 | 0 | 0 | 0 | 0
Pollutant Emissions from Imported Electricity[CO,biomass es] | Pollutant Emissions from Imported Electricity | CO | biomass es | plugin hybrid vehicle |  | 3855610000 | 3855610000 | 3855610000 | 3855610000 | 3855610000 | 3855610000 | 3855610000 | 3855610000 | 3855610000 | 3855610000 | 3855610000 | 3855610000 | 3855610000 | 3855610000 | 3855610000 | 3855610000 | 3855610000 | 3855610000 | 3855610000 | 3855610000 | 3855610000 | 3855610000 | 3855610000 | 3855610000 | 3855610000 | 3855610000 | 3855610000 | 3855610000 | 3855610000 | 3855610000 | 3855610000
Pollutant Emissions from Imported Electricity[CO,geothermal es] | Pollutant Emissions from Imported Electricity | CO | geothermal es | LPG vehicle |  | 0 | 0 | 0 | 0 | 0 | 0 | 0 | 0 | 0 | 0 | 0 | 0 | 0 | 0 | 0 | 0 | 0 | 0 | 0 | 0 | 0 | 0 | 0 | 0 | 0 | 0 | 0 | 0 | 0 | 0 | 0
Pollutant Emissions from Imported Electricity[CO,petroleum es] | Pollutant Emissions from Imported Electricity | CO | petroleum es | hydrogen vehicle |  | 23946800 | 23015500 | 22084200 | 21153000 | 20221700 | 19157400 | 18226200 | 17294900 | 16363600 | 15299300 | 14368100 | 13436800 | 12478900 | 11521100 | 10563200 | 9605320 | 8647450 | 7676270 | 6718400 | 5760530 | 4802660 | 3844790 | 2886920 | 1915740 | 960532 | 0 | 0 | 0 | 0 | 0 | 0
Pollutant Emissions from Imported Electricity[CO,natural gas peaker es] | Pollutant Emissions from Imported Electricity | CO | natural gas peaker es | battery electric vehicle |  | 0 | 0 | 0 | 0 | 0 | 0 | 0 | 0 | 0 | 0 | 0 | 0 | 0 | 0 | 0 | 0 | 0 | 0 | 0 | 0 | 0 | 0 | 0 | 0 | 0 | 0 | 0 | 0 | 0 | 0 | 0
Pollutant Emissions from Imported Electricity[CO,lignite es] | Pollutant Emissions from Imported Electricity | CO | lignite es | natural gas vehicle |  | 0 | 0 | 0 | 0 | 0 | 0 | 0 | 0 | 0 | 0 | 0 | 0 | 0 | 0 | 0 | 0 | 0 | 0 | 0 | 0 | 0 | 0 | 0 | 0 | 0 | 0 | 0 | 0 | 0 | 0 | 0
Pollutant Emissions from Imported Electricity[CO,offshore wind es] | Pollutant Emissions from Imported Electricity | CO | offshore wind es | gasoline vehicle |  | 0 | 0 | 0 | 0 | 0 | 0 | 0 | 0 | 0 | 0 | 0 | 0 | 0 | 0 | 0 | 0 | 0 | 0 | 0 | 0 | 0 | 0 | 0 | 0 | 0 | 0 | 0 | 0 | 0 | 0 | 0
Pollutant Emissions from Imported Electricity[CO,crude oil es] | Pollutant Emissions from Imported Electricity | CO | crude oil es | diesel vehicle |  | 0 | 0 | 0 | 0 | 0 | 0 | 0 | 0 | 0 | 0 | 0 | 0 | 0 | 0 | 0 | 0 | 0 | 0 | 0 | 0 | 0 | 0 | 0 | 0 | 0 | 0 | 0 | 0 | 0 | 0 | 0
Pollutant Emissions from Imported Electricity[CO,heavy or residual fuel oil es] | Pollutant Emissions from Imported Electricity | CO | heavy or residual fuel oil es | plugin hybrid vehicle |  | 0 | 0 | 0 | 0 | 0 | 0 | 0 | 0 | 0 | 0 | 0 | 0 | 0 | 0 | 0 | 0 | 0 | 0 | 0 | 0 | 0 | 0 | 0 | 0 | 0 | 0 | 0 | 0 | 0 | 0 | 0
Pollutant Emissions from Imported Electricity[CO,municipal solid waste es] | Pollutant Emissions from Imported Electricity | CO | municipal solid waste es | LPG vehicle |  | 0 | 0 | 0 | 0 | 0 | 0 | 0 | 0 | 0 | 0 | 0 | 0 | 0 | 0 | 0 | 0 | 0 | 0 | 0 | 0 | 0 | 0 | 0 | 0 | 0 | 0 | 0 | 0 | 0 | 0 | 0
Pollutant Emissions from Imported Electricity[NOx,hard coal es] | Pollutant Emissions from Imported Electricity | NOx | hard coal es | hydrogen vehicle |  | 3724270000 | 2977910000 | 2235320000 | 1488950000 | 746362000 | 0 | 0 | 0 | 0 | 0 | 0 | 0 | 0 | 0 | 0 | 0 | 0 | 0 | 0 | 0 | 0 | 0 | 0 | 0 | 0 | 0 | 0 | 0 | 0 | 0 | 0
Pollutant Emissions from Imported Electricity[NOx,natural gas nonpeaker es] | Pollutant Emissions from Imported Electricity | NOx | natural gas nonpeaker es | battery electric vehicle |  | 2187050000 | 2114150000 | 2023020000 | 1931890000 | 1840770000 | 1755110000 | 1667630000 | 1580140000 | 1492660000 | 1405180000 | 1317700000 | 1228390000 | 1140910000 | 1053430000 | 965947000 | 878465000 | 790983000 | 701679000 | 614197000 | 526715000 | 439233000 | 351751000 | 264269000 | 175511000 | 87846500 | 0 | 0 | 0 | 0 | 0 | 0
Pollutant Emissions from Imported Electricity[NOx,nuclear es] | Pollutant Emissions from Imported Electricity | NOx | nuclear es | natural gas vehicle |  | 0 | 0 | 0 | 0 | 0 | 0 | 0 | 0 | 0 | 0 | 0 | 0 | 0 | 0 | 0 | 0 | 0 | 0 | 0 | 0 | 0 | 0 | 0 | 0 | 0 | 0 | 0 | 0 | 0 | 0 | 0
Pollutant Emissions from Imported Electricity[NOx,hydro es] | Pollutant Emissions from Imported Electricity | NOx | hydro es | gasoline vehicle |  | 0 | 0 | 0 | 0 | 0 | 0 | 0 | 0 | 0 | 0 | 0 | 0 | 0 | 0 | 0 | 0 | 0 | 0 | 0 | 0 | 0 | 0 | 0 | 0 | 0 | 0 | 0 | 0 | 0 | 0 | 0
Pollutant Emissions from Imported Electricity[NOx,onshore wind es] | Pollutant Emissions from Imported Electricity | NOx | onshore wind es | diesel vehicle |  | 0 | 0 | 0 | 0 | 0 | 0 | 0 | 0 | 0 | 0 | 0 | 0 | 0 | 0 | 0 | 0 | 0 | 0 | 0 | 0 | 0 | 0 | 0 | 0 | 0 | 0 | 0 | 0 | 0 | 0 | 0
Pollutant Emissions from Imported Electricity[NOx,solar PV es] | Pollutant Emissions from Imported Electricity | NOx | solar PV es | plugin hybrid vehicle |  | 0 | 0 | 0 | 0 | 0 | 0 | 0 | 0 | 0 | 0 | 0 | 0 | 0 | 0 | 0 | 0 | 0 | 0 | 0 | 0 | 0 | 0 | 0 | 0 | 0 | 0 | 0 | 0 | 0 | 0 | 0
Pollutant Emissions from Imported Electricity[NOx,solar thermal es] | Pollutant Emissions from Imported Electricity | NOx | solar thermal es | LPG vehicle |  | 0 | 0 | 0 | 0 | 0 | 0 | 0 | 0 | 0 | 0 | 0 | 0 | 0 | 0 | 0 | 0 | 0 | 0 | 0 | 0 | 0 | 0 | 0 | 0 | 0 | 0 | 0 | 0 | 0 | 0 | 0
Pollutant Emissions from Imported Electricity[NOx,biomass es] | Pollutant Emissions from Imported Electricity | NOx | biomass es | hydrogen vehicle |  | 751486000 | 751486000 | 751486000 | 751486000 | 751486000 | 751486000 | 751486000 | 751486000 | 751486000 | 751486000 | 751486000 | 751486000 | 751486000 | 751486000 | 751486000 | 751486000 | 751486000 | 751486000 | 751486000 | 751486000 | 751486000 | 751486000 | 751486000 | 751486000 | 751486000 | 751486000 | 751486000 | 751486000 | 751486000 | 751486000 | 751486000
Pollutant Emissions from Imported Electricity[NOx,geothermal es] | Pollutant Emissions from Imported Electricity | NOx | geothermal es | battery electric vehicle |  | 0 | 0 | 0 | 0 | 0 | 0 | 0 | 0 | 0 | 0 | 0 | 0 | 0 | 0 | 0 | 0 | 0 | 0 | 0 | 0 | 0 | 0 | 0 | 0 | 0 | 0 | 0 | 0 | 0 | 0 | 0
Pollutant Emissions from Imported Electricity[NOx,petroleum es] | Pollutant Emissions from Imported Electricity | NOx | petroleum es | natural gas vehicle |  | 748183000 | 719087000 | 689991000 | 660895000 | 631799000 | 598546000 | 569450000 | 540354000 | 511258000 | 478006000 | 448910000 | 419814000 | 389886000 | 359959000 | 330032000 | 300104000 | 270177000 | 239834000 | 209907000 | 179980000 | 150052000 | 120125000 | 90197600 | 59854600 | 30010400 | 0 | 0 | 0 | 0 | 0 | 0
Pollutant Emissions from Imported Electricity[NOx,natural gas peaker es] | Pollutant Emissions from Imported Electricity | NOx | natural gas peaker es | gasoline vehicle |  | 0 | 0 | 0 | 0 | 0 | 0 | 0 | 0 | 0 | 0 | 0 | 0 | 0 | 0 | 0 | 0 | 0 | 0 | 0 | 0 | 0 | 0 | 0 | 0 | 0 | 0 | 0 | 0 | 0 | 0 | 0
Pollutant Emissions from Imported Electricity[NOx,lignite es] | Pollutant Emissions from Imported Electricity | NOx | lignite es | diesel vehicle |  | 0 | 0 | 0 | 0 | 0 | 0 | 0 | 0 | 0 | 0 | 0 | 0 | 0 | 0 | 0 | 0 | 0 | 0 | 0 | 0 | 0 | 0 | 0 | 0 | 0 | 0 | 0 | 0 | 0 | 0 | 0
Pollutant Emissions from Imported Electricity[NOx,offshore wind es] | Pollutant Emissions from Imported Electricity | NOx | offshore wind es | plugin hybrid vehicle |  | 0 | 0 | 0 | 0 | 0 | 0 | 0 | 0 | 0 | 0 | 0 | 0 | 0 | 0 | 0 | 0 | 0 | 0 | 0 | 0 | 0 | 0 | 0 | 0 | 0 | 0 | 0 | 0 | 0 | 0 | 0
Pollutant Emissions from Imported Electricity[NOx,crude oil es] | Pollutant Emissions from Imported Electricity | NOx | crude oil es | LPG vehicle |  | 0 | 0 | 0 | 0 | 0 | 0 | 0 | 0 | 0 | 0 | 0 | 0 | 0 | 0 | 0 | 0 | 0 | 0 | 0 | 0 | 0 | 0 | 0 | 0 | 0 | 0 | 0 | 0 | 0 | 0 | 0
Pollutant Emissions from Imported Electricity[NOx,heavy or residual fuel oil es] | Pollutant Emissions from Imported Electricity | NOx | heavy or residual fuel oil es | hydrogen vehicle |  | 0 | 0 | 0 | 0 | 0 | 0 | 0 | 0 | 0 | 0 | 0 | 0 | 0 | 0 | 0 | 0 | 0 | 0 | 0 | 0 | 0 | 0 | 0 | 0 | 0 | 0 | 0 | 0 | 0 | 0 | 0
Pollutant Emissions from Imported Electricity[NOx,municipal solid waste es] | Pollutant Emissions from Imported Electricity | NOx | municipal solid waste es | battery electric vehicle |  | 0 | 0 | 0 | 0 | 0 | 0 | 0 | 0 | 0 | 0 | 0 | 0 | 0 | 0 | 0 | 0 | 0 | 0 | 0 | 0 | 0 | 0 | 0 | 0 | 0 | 0 | 0 | 0 | 0 | 0 | 0
Pollutant Emissions from Imported Electricity[PM10,hard coal es] | Pollutant Emissions from Imported Electricity | PM10 | hard coal es | natural gas vehicle |  | 630595000 | 504221000 | 378485000 | 252110000 | 126374000 | 0 | 0 | 0 | 0 | 0 | 0 | 0 | 0 | 0 | 0 | 0 | 0 | 0 | 0 | 0 | 0 | 0 | 0 | 0 | 0 | 0 | 0 | 0 | 0 | 0 | 0
Pollutant Emissions from Imported Electricity[PM10,natural gas nonpeaker es] | Pollutant Emissions from Imported Electricity | PM10 | natural gas nonpeaker es | gasoline vehicle |  | 54906300 | 53076100 | 50788300 | 48500600 | 46212800 | 44062300 | 41866000 | 39669800 | 37473500 | 35277300 | 33081000 | 30839000 | 28642800 | 26446500 | 24250300 | 22054000 | 19857800 | 17615800 | 15419500 | 13223300 | 11027000 | 8830760 | 6634510 | 4406230 | 2205400 | 0 | 0 | 0 | 0 | 0 | 0
Pollutant Emissions from Imported Electricity[PM10,nuclear es] | Pollutant Emissions from Imported Electricity | PM10 | nuclear es | diesel vehicle |  | 0 | 0 | 0 | 0 | 0 | 0 | 0 | 0 | 0 | 0 | 0 | 0 | 0 | 0 | 0 | 0 | 0 | 0 | 0 | 0 | 0 | 0 | 0 | 0 | 0 | 0 | 0 | 0 | 0 | 0 | 0
Pollutant Emissions from Imported Electricity[PM10,hydro es] | Pollutant Emissions from Imported Electricity | PM10 | hydro es | plugin hybrid vehicle |  | 0 | 0 | 0 | 0 | 0 | 0 | 0 | 0 | 0 | 0 | 0 | 0 | 0 | 0 | 0 | 0 | 0 | 0 | 0 | 0 | 0 | 0 | 0 | 0 | 0 | 0 | 0 | 0 | 0 | 0 | 0
Pollutant Emissions from Imported Electricity[PM10,onshore wind es] | Pollutant Emissions from Imported Electricity | PM10 | onshore wind es | LPG vehicle |  | 0 | 0 | 0 | 0 | 0 | 0 | 0 | 0 | 0 | 0 | 0 | 0 | 0 | 0 | 0 | 0 | 0 | 0 | 0 | 0 | 0 | 0 | 0 | 0 | 0 | 0 | 0 | 0 | 0 | 0 | 0
Pollutant Emissions from Imported Electricity[PM10,solar PV es] | Pollutant Emissions from Imported Electricity | PM10 | solar PV es | hydrogen vehicle |  | 0 | 0 | 0 | 0 | 0 | 0 | 0 | 0 | 0 | 0 | 0 | 0 | 0 | 0 | 0 | 0 | 0 | 0 | 0 | 0 | 0 | 0 | 0 | 0 | 0 | 0 | 0 | 0 | 0 | 0 | 0
Pollutant Emissions from Imported Electricity[PM10,solar thermal es] | Pollutant Emissions from Imported Electricity | PM10 | solar thermal es | battery electric vehicle |  | 0 | 0 | 0 | 0 | 0 | 0 | 0 | 0 | 0 | 0 | 0 | 0 | 0 | 0 | 0 | 0 | 0 | 0 | 0 | 0 | 0 | 0 | 0 | 0 | 0 | 0 | 0 | 0 | 0 | 0 | 0
Pollutant Emissions from Imported Electricity[PM10,biomass es] | Pollutant Emissions from Imported Electricity | PM10 | biomass es | natural gas vehicle |  | 1705650000 | 1705650000 | 1705650000 | 1705650000 | 1705650000 | 1705650000 | 1705650000 | 1705650000 | 1705650000 | 1705650000 | 1705650000 | 1705650000 | 1705650000 | 1705650000 | 1705650000 | 1705650000 | 1705650000 | 1705650000 | 1705650000 | 1705650000 | 1705650000 | 1705650000 | 1705650000 | 1705650000 | 1705650000 | 1705650000 | 1705650000 | 1705650000 | 1705650000 | 1705650000 | 1705650000
Pollutant Emissions from Imported Electricity[PM10,geothermal es] | Pollutant Emissions from Imported Electricity | PM10 | geothermal es | gasoline vehicle |  | 0 | 0 | 0 | 0 | 0 | 0 | 0 | 0 | 0 | 0 | 0 | 0 | 0 | 0 | 0 | 0 | 0 | 0 | 0 | 0 | 0 | 0 | 0 | 0 | 0 | 0 | 0 | 0 | 0 | 0 | 0
Pollutant Emissions from Imported Electricity[PM10,petroleum es] | Pollutant Emissions from Imported Electricity | PM10 | petroleum es | diesel vehicle |  | 30250400 | 29074000 | 27897600 | 26721200 | 25544800 | 24200300 | 23023900 | 21847500 | 20671100 | 19326700 | 18150300 | 16973900 | 15763800 | 14553800 | 13343800 | 12133800 | 10923800 | 9696940 | 8486930 | 7276910 | 6066890 | 4856870 | 3646860 | 2420030 | 1213380 | 0 | 0 | 0 | 0 | 0 | 0
Pollutant Emissions from Imported Electricity[PM10,natural gas peaker es] | Pollutant Emissions from Imported Electricity | PM10 | natural gas peaker es | plugin hybrid vehicle |  | 0 | 0 | 0 | 0 | 0 | 0 | 0 | 0 | 0 | 0 | 0 | 0 | 0 | 0 | 0 | 0 | 0 | 0 | 0 | 0 | 0 | 0 | 0 | 0 | 0 | 0 | 0 | 0 | 0 | 0 | 0
Pollutant Emissions from Imported Electricity[PM10,lignite es] | Pollutant Emissions from Imported Electricity | PM10 | lignite es | LPG vehicle |  | 0 | 0 | 0 | 0 | 0 | 0 | 0 | 0 | 0 | 0 | 0 | 0 | 0 | 0 | 0 | 0 | 0 | 0 | 0 | 0 | 0 | 0 | 0 | 0 | 0 | 0 | 0 | 0 | 0 | 0 | 0
Pollutant Emissions from Imported Electricity[PM10,offshore wind es] | Pollutant Emissions from Imported Electricity | PM10 | offshore wind es | hydrogen vehicle |  | 0 | 0 | 0 | 0 | 0 | 0 | 0 | 0 | 0 | 0 | 0 | 0 | 0 | 0 | 0 | 0 | 0 | 0 | 0 | 0 | 0 | 0 | 0 | 0 | 0 | 0 | 0 | 0 | 0 | 0 | 0
Pollutant Emissions from Imported Electricity[PM10,crude oil es] | Pollutant Emissions from Imported Electricity | PM10 | crude oil es | battery electric vehicle |  | 0 | 0 | 0 | 0 | 0 | 0 | 0 | 0 | 0 | 0 | 0 | 0 | 0 | 0 | 0 | 0 | 0 | 0 | 0 | 0 | 0 | 0 | 0 | 0 | 0 | 0 | 0 | 0 | 0 | 0 | 0
Pollutant Emissions from Imported Electricity[PM10,heavy or residual fuel oil es] | Pollutant Emissions from Imported Electricity | PM10 | heavy or residual fuel oil es | natural gas vehicle |  | 0 | 0 | 0 | 0 | 0 | 0 | 0 | 0 | 0 | 0 | 0 | 0 | 0 | 0 | 0 | 0 | 0 | 0 | 0 | 0 | 0 | 0 | 0 | 0 | 0 | 0 | 0 | 0 | 0 | 0 | 0
Pollutant Emissions from Imported Electricity[PM10,municipal solid waste es] | Pollutant Emissions from Imported Electricity | PM10 | municipal solid waste es | gasoline vehicle |  | 0 | 0 | 0 | 0 | 0 | 0 | 0 | 0 | 0 | 0 | 0 | 0 | 0 | 0 | 0 | 0 | 0 | 0 | 0 | 0 | 0 | 0 | 0 | 0 | 0 | 0 | 0 | 0 | 0 | 0 | 0
Pollutant Emissions from Imported Electricity[PM25,hard coal es] | Pollutant Emissions from Imported Electricity | PM25 | hard coal es | diesel vehicle |  | 442310000 | 353669000 | 265475000 | 176834000 | 88641000 | 0 | 0 | 0 | 0 | 0 | 0 | 0 | 0 | 0 | 0 | 0 | 0 | 0 | 0 | 0 | 0 | 0 | 0 | 0 | 0 | 0 | 0 | 0 | 0 | 0 | 0
Pollutant Emissions from Imported Electricity[PM25,natural gas nonpeaker es] | Pollutant Emissions from Imported Electricity | PM25 | natural gas nonpeaker es | plugin hybrid vehicle |  | 54906300 | 53076100 | 50788300 | 48500600 | 46212800 | 44062300 | 41866000 | 39669800 | 37473500 | 35277300 | 33081000 | 30839000 | 28642800 | 26446500 | 24250300 | 22054000 | 19857800 | 17615800 | 15419500 | 13223300 | 11027000 | 8830760 | 6634510 | 4406230 | 2205400 | 0 | 0 | 0 | 0 | 0 | 0
Pollutant Emissions from Imported Electricity[PM25,nuclear es] | Pollutant Emissions from Imported Electricity | PM25 | nuclear es | LPG vehicle |  | 0 | 0 | 0 | 0 | 0 | 0 | 0 | 0 | 0 | 0 | 0 | 0 | 0 | 0 | 0 | 0 | 0 | 0 | 0 | 0 | 0 | 0 | 0 | 0 | 0 | 0 | 0 | 0 | 0 | 0 | 0
Pollutant Emissions from Imported Electricity[PM25,hydro es] | Pollutant Emissions from Imported Electricity | PM25 | hydro es | hydrogen vehicle |  | 0 | 0 | 0 | 0 | 0 | 0 | 0 | 0 | 0 | 0 | 0 | 0 | 0 | 0 | 0 | 0 | 0 | 0 | 0 | 0 | 0 | 0 | 0 | 0 | 0 | 0 | 0 | 0 | 0 | 0 | 0
Pollutant Emissions from Imported Electricity[PM25,onshore wind es] | Pollutant Emissions from Imported Electricity | PM25 | onshore wind es | battery electric vehicle |  | 0 | 0 | 0 | 0 | 0 | 0 | 0 | 0 | 0 | 0 | 0 | 0 | 0 | 0 | 0 | 0 | 0 | 0 | 0 | 0 | 0 | 0 | 0 | 0 | 0 | 0 | 0 | 0 | 0 | 0 | 0
Pollutant Emissions from Imported Electricity[PM25,solar PV es] | Pollutant Emissions from Imported Electricity | PM25 | solar PV es | natural gas vehicle |  | 0 | 0 | 0 | 0 | 0 | 0 | 0 | 0 | 0 | 0 | 0 | 0 | 0 | 0 | 0 | 0 | 0 | 0 | 0 | 0 | 0 | 0 | 0 | 0 | 0 | 0 | 0 | 0 | 0 | 0 | 0
Pollutant Emissions from Imported Electricity[PM25,solar thermal es] | Pollutant Emissions from Imported Electricity | PM25 | solar thermal es | gasoline vehicle |  | 0 | 0 | 0 | 0 | 0 | 0 | 0 | 0 | 0 | 0 | 0 | 0 | 0 | 0 | 0 | 0 | 0 | 0 | 0 | 0 | 0 | 0 | 0 | 0 | 0 | 0 | 0 | 0 | 0 | 0 | 0
Pollutant Emissions from Imported Electricity[PM25,biomass es] | Pollutant Emissions from Imported Electricity | PM25 | biomass es | diesel vehicle |  | 497170000 | 497170000 | 497170000 | 497170000 | 497170000 | 497170000 | 497170000 | 497170000 | 497170000 | 497170000 | 497170000 | 497170000 | 497170000 | 497170000 | 497170000 | 497170000 | 497170000 | 497170000 | 497170000 | 497170000 | 497170000 | 497170000 | 497170000 | 497170000 | 497170000 | 497170000 | 497170000 | 497170000 | 497170000 | 497170000 | 497170000
Pollutant Emissions from Imported Electricity[PM25,geothermal es] | Pollutant Emissions from Imported Electricity | PM25 | geothermal es | plugin hybrid vehicle |  | 0 | 0 | 0 | 0 | 0 | 0 | 0 | 0 | 0 | 0 | 0 | 0 | 0 | 0 | 0 | 0 | 0 | 0 | 0 | 0 | 0 | 0 | 0 | 0 | 0 | 0 | 0 | 0 | 0 | 0 | 0
Pollutant Emissions from Imported Electricity[PM25,petroleum es] | Pollutant Emissions from Imported Electricity | PM25 | petroleum es | LPG vehicle |  | 21587100 | 20747600 | 19908100 | 19068600 | 18229100 | 17269700 | 16430200 | 15590700 | 14751200 | 13791800 | 12952300 | 12112800 | 11249300 | 10385800 | 9522310 | 8658830 | 7795340 | 6919870 | 6056380 | 5192900 | 4329410 | 3465930 | 2602450 | 1726970 | 865883 | 0 | 0 | 0 | 0 | 0 | 0
Pollutant Emissions from Imported Electricity[PM25,natural gas peaker es] | Pollutant Emissions from Imported Electricity | PM25 | natural gas peaker es | hydrogen vehicle |  | 0 | 0 | 0 | 0 | 0 | 0 | 0 | 0 | 0 | 0 | 0 | 0 | 0 | 0 | 0 | 0 | 0 | 0 | 0 | 0 | 0 | 0 | 0 | 0 | 0 | 0 | 0 | 0 | 0 | 0 | 0
Pollutant Emissions from Imported Electricity[PM25,lignite es] | Pollutant Emissions from Imported Electricity | PM25 | lignite es | battery electric vehicle |  | 0 | 0 | 0 | 0 | 0 | 0 | 0 | 0 | 0 | 0 | 0 | 0 | 0 | 0 | 0 | 0 | 0 | 0 | 0 | 0 | 0 | 0 | 0 | 0 | 0 | 0 | 0 | 0 | 0 | 0 | 0
Pollutant Emissions from Imported Electricity[PM25,offshore wind es] | Pollutant Emissions from Imported Electricity | PM25 | offshore wind es | natural gas vehicle |  | 0 | 0 | 0 | 0 | 0 | 0 | 0 | 0 | 0 | 0 | 0 | 0 | 0 | 0 | 0 | 0 | 0 | 0 | 0 | 0 | 0 | 0 | 0 | 0 | 0 | 0 | 0 | 0 | 0 | 0 | 0
Pollutant Emissions from Imported Electricity[PM25,crude oil es] | Pollutant Emissions from Imported Electricity | PM25 | crude oil es | gasoline vehicle |  | 0 | 0 | 0 | 0 | 0 | 0 | 0 | 0 | 0 | 0 | 0 | 0 | 0 | 0 | 0 | 0 | 0 | 0 | 0 | 0 | 0 | 0 | 0 | 0 | 0 | 0 | 0 | 0 | 0 | 0 | 0
Pollutant Emissions from Imported Electricity[PM25,heavy or residual fuel oil es] | Pollutant Emissions from Imported Electricity | PM25 | heavy or residual fuel oil es | diesel vehicle |  | 0 | 0 | 0 | 0 | 0 | 0 | 0 | 0 | 0 | 0 | 0 | 0 | 0 | 0 | 0 | 0 | 0 | 0 | 0 | 0 | 0 | 0 | 0 | 0 | 0 | 0 | 0 | 0 | 0 | 0 | 0
Pollutant Emissions from Imported Electricity[PM25,municipal solid waste es] | Pollutant Emissions from Imported Electricity | PM25 | municipal solid waste es | plugin hybrid vehicle |  | 0 | 0 | 0 | 0 | 0 | 0 | 0 | 0 | 0 | 0 | 0 | 0 | 0 | 0 | 0 | 0 | 0 | 0 | 0 | 0 | 0 | 0 | 0 | 0 | 0 | 0 | 0 | 0 | 0 | 0 | 0
Pollutant Emissions from Imported Electricity[SOx,hard coal es] | Pollutant Emissions from Imported Electricity | SOx | hard coal es | LPG vehicle |  | 24157200000 | 19316000000 | 14499200000 | 9658010000 | 4841230000 | 0 | 0 | 0 | 0 | 0 | 0 | 0 | 0 | 0 | 0 | 0 | 0 | 0 | 0 | 0 | 0 | 0 | 0 | 0 | 0 | 0 | 0 | 0 | 0 | 0 | 0
Pollutant Emissions from Imported Electricity[SOx,natural gas nonpeaker es] | Pollutant Emissions from Imported Electricity | SOx | natural gas nonpeaker es | hydrogen vehicle |  | 114489000 | 110672000 | 105902000 | 101132000 | 96361300 | 91877200 | 87297600 | 82718100 | 78138500 | 73559000 | 68979400 | 64304500 | 59724900 | 55145400 | 50565800 | 45986300 | 41406700 | 36731800 | 32152200 | 27572700 | 22993100 | 18413600 | 13834000 | 9187720 | 4598630 | 0 | 0 | 0 | 0 | 0 | 0
Pollutant Emissions from Imported Electricity[SOx,nuclear es] | Pollutant Emissions from Imported Electricity | SOx | nuclear es | battery electric vehicle |  | 0 | 0 | 0 | 0 | 0 | 0 | 0 | 0 | 0 | 0 | 0 | 0 | 0 | 0 | 0 | 0 | 0 | 0 | 0 | 0 | 0 | 0 | 0 | 0 | 0 | 0 | 0 | 0 | 0 | 0 | 0
Pollutant Emissions from Imported Electricity[SOx,hydro es] | Pollutant Emissions from Imported Electricity | SOx | hydro es | natural gas vehicle |  | 0 | 0 | 0 | 0 | 0 | 0 | 0 | 0 | 0 | 0 | 0 | 0 | 0 | 0 | 0 | 0 | 0 | 0 | 0 | 0 | 0 | 0 | 0 | 0 | 0 | 0 | 0 | 0 | 0 | 0 | 0
Pollutant Emissions from Imported Electricity[SOx,onshore wind es] | Pollutant Emissions from Imported Electricity | SOx | onshore wind es | gasoline vehicle |  | 0 | 0 | 0 | 0 | 0 | 0 | 0 | 0 | 0 | 0 | 0 | 0 | 0 | 0 | 0 | 0 | 0 | 0 | 0 | 0 | 0 | 0 | 0 | 0 | 0 | 0 | 0 | 0 | 0 | 0 | 0
Pollutant Emissions from Imported Electricity[SOx,solar PV es] | Pollutant Emissions from Imported Electricity | SOx | solar PV es | diesel vehicle |  | 0 | 0 | 0 | 0 | 0 | 0 | 0 | 0 | 0 | 0 | 0 | 0 | 0 | 0 | 0 | 0 | 0 | 0 | 0 | 0 | 0 | 0 | 0 | 0 | 0 | 0 | 0 | 0 | 0 | 0 | 0
Pollutant Emissions from Imported Electricity[SOx,solar thermal es] | Pollutant Emissions from Imported Electricity | SOx | solar thermal es | plugin hybrid vehicle |  | 0 | 0 | 0 | 0 | 0 | 0 | 0 | 0 | 0 | 0 | 0 | 0 | 0 | 0 | 0 | 0 | 0 | 0 | 0 | 0 | 0 | 0 | 0 | 0 | 0 | 0 | 0 | 0 | 0 | 0 | 0
Pollutant Emissions from Imported Electricity[SOx,biomass es] | Pollutant Emissions from Imported Electricity | SOx | biomass es | LPG vehicle |  | 0 | 0 | 0 | 0 | 0 | 0 | 0 | 0 | 0 | 0 | 0 | 0 | 0 | 0 | 0 | 0 | 0 | 0 | 0 | 0 | 0 | 0 | 0 | 0 | 0 | 0 | 0 | 0 | 0 | 0 | 0
Pollutant Emissions from Imported Electricity[SOx,geothermal es] | Pollutant Emissions from Imported Electricity | SOx | geothermal es | hydrogen vehicle |  | 0 | 0 | 0 | 0 | 0 | 0 | 0 | 0 | 0 | 0 | 0 | 0 | 0 | 0 | 0 | 0 | 0 | 0 | 0 | 0 | 0 | 0 | 0 | 0 | 0 | 0 | 0 | 0 | 0 | 0 | 0
Pollutant Emissions from Imported Electricity[SOx,petroleum es] | Pollutant Emissions from Imported Electricity | SOx | petroleum es | battery electric vehicle |  | 542465000 | 521369000 | 500273000 | 479177000 | 458081000 | 433972000 | 412876000 | 391780000 | 370684000 | 346575000 | 325479000 | 304383000 | 282684000 | 260986000 | 239287000 | 217589000 | 195890000 | 173890000 | 152191000 | 130493000 | 108794000 | 87095700 | 65397100 | 43397200 | 21758900 | 0 | 0 | 0 | 0 | 0 | 0
Pollutant Emissions from Imported Electricity[SOx,natural gas peaker es] | Pollutant Emissions from Imported Electricity | SOx | natural gas peaker es | natural gas vehicle |  | 0 | 0 | 0 | 0 | 0 | 0 | 0 | 0 | 0 | 0 | 0 | 0 | 0 | 0 | 0 | 0 | 0 | 0 | 0 | 0 | 0 | 0 | 0 | 0 | 0 | 0 | 0 | 0 | 0 | 0 | 0
Pollutant Emissions from Imported Electricity[SOx,lignite es] | Pollutant Emissions from Imported Electricity | SOx | lignite es | gasoline vehicle |  | 0 | 0 | 0 | 0 | 0 | 0 | 0 | 0 | 0 | 0 | 0 | 0 | 0 | 0 | 0 | 0 | 0 | 0 | 0 | 0 | 0 | 0 | 0 | 0 | 0 | 0 | 0 | 0 | 0 | 0 | 0
Pollutant Emissions from Imported Electricity[SOx,offshore wind es] | Pollutant Emissions from Imported Electricity | SOx | offshore wind es | diesel vehicle |  | 0 | 0 | 0 | 0 | 0 | 0 | 0 | 0 | 0 | 0 | 0 | 0 | 0 | 0 | 0 | 0 | 0 | 0 | 0 | 0 | 0 | 0 | 0 | 0 | 0 | 0 | 0 | 0 | 0 | 0 | 0
Pollutant Emissions from Imported Electricity[SOx,crude oil es] | Pollutant Emissions from Imported Electricity | SOx | crude oil es | plugin hybrid vehicle |  | 0 | 0 | 0 | 0 | 0 | 0 | 0 | 0 | 0 | 0 | 0 | 0 | 0 | 0 | 0 | 0 | 0 | 0 | 0 | 0 | 0 | 0 | 0 | 0 | 0 | 0 | 0 | 0 | 0 | 0 | 0
Pollutant Emissions from Imported Electricity[SOx,heavy or residual fuel oil es] | Pollutant Emissions from Imported Electricity | SOx | heavy or residual fuel oil es | LPG vehicle |  | 0 | 0 | 0 | 0 | 0 | 0 | 0 | 0 | 0 | 0 | 0 | 0 | 0 | 0 | 0 | 0 | 0 | 0 | 0 | 0 | 0 | 0 | 0 | 0 | 0 | 0 | 0 | 0 | 0 | 0 | 0
Pollutant Emissions from Imported Electricity[SOx,municipal solid waste es] | Pollutant Emissions from Imported Electricity | SOx | municipal solid waste es | hydrogen vehicle |  | 0 | 0 | 0 | 0 | 0 | 0 | 0 | 0 | 0 | 0 | 0 | 0 | 0 | 0 | 0 | 0 | 0 | 0 | 0 | 0 | 0 | 0 | 0 | 0 | 0 | 0 | 0 | 0 | 0 | 0 | 0
Pollutant Emissions from Imported Electricity[BC,hard coal es] | Pollutant Emissions from Imported Electricity | BC | hard coal es | battery electric vehicle |  | 19005100 | 15196400 | 11406900 | 7598190 | 3808710 | 0 | 0 | 0 | 0 | 0 | 0 | 0 | 0 | 0 | 0 | 0 | 0 | 0 | 0 | 0 | 0 | 0 | 0 | 0 | 0 | 0 | 0 | 0 | 0 | 0 | 0
Pollutant Emissions from Imported Electricity[BC,natural gas nonpeaker es] | Pollutant Emissions from Imported Electricity | BC | natural gas nonpeaker es | natural gas vehicle |  | 39520500 | 38203100 | 36556400 | 34909700 | 33263100 | 31715200 | 30134400 | 28553500 | 26972700 | 25391900 | 23811100 | 22197300 | 20616500 | 19035700 | 17454900 | 15874100 | 14293200 | 12679500 | 11098700 | 9517840 | 7937030 | 6356210 | 4775390 | 3171520 | 1587410 | 0 | 0 | 0 | 0 | 0 | 0
Pollutant Emissions from Imported Electricity[BC,nuclear es] | Pollutant Emissions from Imported Electricity | BC | nuclear es | gasoline vehicle |  | 0 | 0 | 0 | 0 | 0 | 0 | 0 | 0 | 0 | 0 | 0 | 0 | 0 | 0 | 0 | 0 | 0 | 0 | 0 | 0 | 0 | 0 | 0 | 0 | 0 | 0 | 0 | 0 | 0 | 0 | 0
Pollutant Emissions from Imported Electricity[BC,hydro es] | Pollutant Emissions from Imported Electricity | BC | hydro es | diesel vehicle |  | 0 | 0 | 0 | 0 | 0 | 0 | 0 | 0 | 0 | 0 | 0 | 0 | 0 | 0 | 0 | 0 | 0 | 0 | 0 | 0 | 0 | 0 | 0 | 0 | 0 | 0 | 0 | 0 | 0 | 0 | 0
Pollutant Emissions from Imported Electricity[BC,onshore wind es] | Pollutant Emissions from Imported Electricity | BC | onshore wind es | plugin hybrid vehicle |  | 0 | 0 | 0 | 0 | 0 | 0 | 0 | 0 | 0 | 0 | 0 | 0 | 0 | 0 | 0 | 0 | 0 | 0 | 0 | 0 | 0 | 0 | 0 | 0 | 0 | 0 | 0 | 0 | 0 | 0 | 0
Pollutant Emissions from Imported Electricity[BC,solar PV es] | Pollutant Emissions from Imported Electricity | BC | solar PV es | LPG vehicle |  | 0 | 0 | 0 | 0 | 0 | 0 | 0 | 0 | 0 | 0 | 0 | 0 | 0 | 0 | 0 | 0 | 0 | 0 | 0 | 0 | 0 | 0 | 0 | 0 | 0 | 0 | 0 | 0 | 0 | 0 | 0
Pollutant Emissions from Imported Electricity[BC,solar thermal es] | Pollutant Emissions from Imported Electricity | BC | solar thermal es | hydrogen vehicle |  | 0 | 0 | 0 | 0 | 0 | 0 | 0 | 0 | 0 | 0 | 0 | 0 | 0 | 0 | 0 | 0 | 0 | 0 | 0 | 0 | 0 | 0 | 0 | 0 | 0 | 0 | 0 | 0 | 0 | 0 | 0
Pollutant Emissions from Imported Electricity[BC,biomass es] | Pollutant Emissions from Imported Electricity | BC | biomass es | battery electric vehicle |  | 68607200 | 68607200 | 68607200 | 68607200 | 68607200 | 68607200 | 68607200 | 68607200 | 68607200 | 68607200 | 68607200 | 68607200 | 68607200 | 68607200 | 68607200 | 68607200 | 68607200 | 68607200 | 68607200 | 68607200 | 68607200 | 68607200 | 68607200 | 68607200 | 68607200 | 68607200 | 68607200 | 68607200 | 68607200 | 68607200 | 68607200
Pollutant Emissions from Imported Electricity[BC,geothermal es] | Pollutant Emissions from Imported Electricity | BC | geothermal es | natural gas vehicle |  | 0 | 0 | 0 | 0 | 0 | 0 | 0 | 0 | 0 | 0 | 0 | 0 | 0 | 0 | 0 | 0 | 0 | 0 | 0 | 0 | 0 | 0 | 0 | 0 | 0 | 0 | 0 | 0 | 0 | 0 | 0
Pollutant Emissions from Imported Electricity[BC,petroleum es] | Pollutant Emissions from Imported Electricity | BC | petroleum es | gasoline vehicle |  | 1370700 | 1317400 | 1264090 | 1210790 | 1157480 | 1096560 | 1043260 | 989953 | 936648 | 875728 | 822422 | 769117 | 714289 | 659461 | 604633 | 549805 | 494976 | 439387 | 384559 | 329730 | 274902 | 220074 | 165246 | 109656 | 54980.5 | 0 | 0 | 0 | 0 | 0 | 0
Pollutant Emissions from Imported Electricity[BC,natural gas peaker es] | Pollutant Emissions from Imported Electricity | BC | natural gas peaker es | diesel vehicle |  | 0 | 0 | 0 | 0 | 0 | 0 | 0 | 0 | 0 | 0 | 0 | 0 | 0 | 0 | 0 | 0 | 0 | 0 | 0 | 0 | 0 | 0 | 0 | 0 | 0 | 0 | 0 | 0 | 0 | 0 | 0
Pollutant Emissions from Imported Electricity[BC,lignite es] | Pollutant Emissions from Imported Electricity | BC | lignite es | plugin hybrid vehicle |  | 0 | 0 | 0 | 0 | 0 | 0 | 0 | 0 | 0 | 0 | 0 | 0 | 0 | 0 | 0 | 0 | 0 | 0 | 0 | 0 | 0 | 0 | 0 | 0 | 0 | 0 | 0 | 0 | 0 | 0 | 0
Pollutant Emissions from Imported Electricity[BC,offshore wind es] | Pollutant Emissions from Imported Electricity | BC | offshore wind es | LPG vehicle |  | 0 | 0 | 0 | 0 | 0 | 0 | 0 | 0 | 0 | 0 | 0 | 0 | 0 | 0 | 0 | 0 | 0 | 0 | 0 | 0 | 0 | 0 | 0 | 0 | 0 | 0 | 0 | 0 | 0 | 0 | 0
Pollutant Emissions from Imported Electricity[BC,crude oil es] | Pollutant Emissions from Imported Electricity | BC | crude oil es | hydrogen vehicle |  | 0 | 0 | 0 | 0 | 0 | 0 | 0 | 0 | 0 | 0 | 0 | 0 | 0 | 0 | 0 | 0 | 0 | 0 | 0 | 0 | 0 | 0 | 0 | 0 | 0 | 0 | 0 | 0 | 0 | 0 | 0
Pollutant Emissions from Imported Electricity[BC,heavy or residual fuel oil es] | Pollutant Emissions from Imported Electricity | BC | heavy or residual fuel oil es | battery electric vehicle |  | 0 | 0 | 0 | 0 | 0 | 0 | 0 | 0 | 0 | 0 | 0 | 0 | 0 | 0 | 0 | 0 | 0 | 0 | 0 | 0 | 0 | 0 | 0 | 0 | 0 | 0 | 0 | 0 | 0 | 0 | 0
Pollutant Emissions from Imported Electricity[BC,municipal solid waste es] | Pollutant Emissions from Imported Electricity | BC | municipal solid waste es | natural gas vehicle |  | 0 | 0 | 0 | 0 | 0 | 0 | 0 | 0 | 0 | 0 | 0 | 0 | 0 | 0 | 0 | 0 | 0 | 0 | 0 | 0 | 0 | 0 | 0 | 0 | 0 | 0 | 0 | 0 | 0 | 0 | 0
Pollutant Emissions from Imported Electricity[OC,hard coal es] | Pollutant Emissions from Imported Electricity | OC | hard coal es | gasoline vehicle |  | 35829300 | 28648900 | 21504800 | 14324500 | 7180360 | 0 | 0 | 0 | 0 | 0 | 0 | 0 | 0 | 0 | 0 | 0 | 0 | 0 | 0 | 0 | 0 | 0 | 0 | 0 | 0 | 0 | 0 | 0 | 0 | 0 | 0
Pollutant Emissions from Imported Electricity[OC,natural gas nonpeaker es] | Pollutant Emissions from Imported Electricity | OC | natural gas nonpeaker es | diesel vehicle |  | 49777700 | 48118400 | 46044400 | 43970300 | 41896200 | 39946600 | 37955500 | 35964400 | 33973300 | 31982200 | 29991100 | 27958500 | 25967400 | 23976300 | 21985100 | 19994000 | 18002900 | 15970300 | 13979200 | 11988100 | 9997020 | 8005910 | 6014800 | 3994660 | 1999400 | 0 | 0 | 0 | 0 | 0 | 0
Pollutant Emissions from Imported Electricity[OC,nuclear es] | Pollutant Emissions from Imported Electricity | OC | nuclear es | plugin hybrid vehicle |  | 0 | 0 | 0 | 0 | 0 | 0 | 0 | 0 | 0 | 0 | 0 | 0 | 0 | 0 | 0 | 0 | 0 | 0 | 0 | 0 | 0 | 0 | 0 | 0 | 0 | 0 | 0 | 0 | 0 | 0 | 0
Pollutant Emissions from Imported Electricity[OC,hydro es] | Pollutant Emissions from Imported Electricity | OC | hydro es | LPG vehicle |  | 0 | 0 | 0 | 0 | 0 | 0 | 0 | 0 | 0 | 0 | 0 | 0 | 0 | 0 | 0 | 0 | 0 | 0 | 0 | 0 | 0 | 0 | 0 | 0 | 0 | 0 | 0 | 0 | 0 | 0 | 0
Pollutant Emissions from Imported Electricity[OC,onshore wind es] | Pollutant Emissions from Imported Electricity | OC | onshore wind es | hydrogen vehicle |  | 0 | 0 | 0 | 0 | 0 | 0 | 0 | 0 | 0 | 0 | 0 | 0 | 0 | 0 | 0 | 0 | 0 | 0 | 0 | 0 | 0 | 0 | 0 | 0 | 0 | 0 | 0 | 0 | 0 | 0 | 0
Pollutant Emissions from Imported Electricity[OC,solar PV es] | Pollutant Emissions from Imported Electricity | OC | solar PV es | battery electric vehicle |  | 0 | 0 | 0 | 0 | 0 | 0 | 0 | 0 | 0 | 0 | 0 | 0 | 0 | 0 | 0 | 0 | 0 | 0 | 0 | 0 | 0 | 0 | 0 | 0 | 0 | 0 | 0 | 0 | 0 | 0 | 0
Pollutant Emissions from Imported Electricity[OC,solar thermal es] | Pollutant Emissions from Imported Electricity | OC | solar thermal es | natural gas vehicle |  | 0 | 0 | 0 | 0 | 0 | 0 | 0 | 0 | 0 | 0 | 0 | 0 | 0 | 0 | 0 | 0 | 0 | 0 | 0 | 0 | 0 | 0 | 0 | 0 | 0 | 0 | 0 | 0 | 0 | 0 | 0
Pollutant Emissions from Imported Electricity[OC,biomass es] | Pollutant Emissions from Imported Electricity | OC | biomass es | gasoline vehicle |  | 162077000 | 162077000 | 162077000 | 162077000 | 162077000 | 162077000 | 162077000 | 162077000 | 162077000 | 162077000 | 162077000 | 162077000 | 162077000 | 162077000 | 162077000 | 162077000 | 162077000 | 162077000 | 162077000 | 162077000 | 162077000 | 162077000 | 162077000 | 162077000 | 162077000 | 162077000 | 162077000 | 162077000 | 162077000 | 162077000 | 162077000
Pollutant Emissions from Imported Electricity[OC,geothermal es] | Pollutant Emissions from Imported Electricity | OC | geothermal es | diesel vehicle |  | 0 | 0 | 0 | 0 | 0 | 0 | 0 | 0 | 0 | 0 | 0 | 0 | 0 | 0 | 0 | 0 | 0 | 0 | 0 | 0 | 0 | 0 | 0 | 0 | 0 | 0 | 0 | 0 | 0 | 0 | 0
Pollutant Emissions from Imported Electricity[OC,petroleum es] | Pollutant Emissions from Imported Electricity | OC | petroleum es | plugin hybrid vehicle |  | 981052 | 942900 | 904748 | 866596 | 828444 | 784842 | 746690 | 708538 | 670386 | 626783 | 588631 | 550479 | 511237 | 471995 | 432753 | 393511 | 354269 | 314482 | 275240 | 235998 | 196755 | 157513 | 118271 | 78484.2 | 39351.1 | 0 | 0 | 0 | 0 | 0 | 0
Pollutant Emissions from Imported Electricity[OC,natural gas peaker es] | Pollutant Emissions from Imported Electricity | OC | natural gas peaker es | LPG vehicle |  | 0 | 0 | 0 | 0 | 0 | 0 | 0 | 0 | 0 | 0 | 0 | 0 | 0 | 0 | 0 | 0 | 0 | 0 | 0 | 0 | 0 | 0 | 0 | 0 | 0 | 0 | 0 | 0 | 0 | 0 | 0
Pollutant Emissions from Imported Electricity[OC,lignite es] | Pollutant Emissions from Imported Electricity | OC | lignite es | hydrogen vehicle |  | 0 | 0 | 0 | 0 | 0 | 0 | 0 | 0 | 0 | 0 | 0 | 0 | 0 | 0 | 0 | 0 | 0 | 0 | 0 | 0 | 0 | 0 | 0 | 0 | 0 | 0 | 0 | 0 | 0 | 0 | 0
Pollutant Emissions from Imported Electricity[OC,offshore wind es] | Pollutant Emissions from Imported Electricity | OC | offshore wind es | battery electric vehicle |  | 0 | 0 | 0 | 0 | 0 | 0 | 0 | 0 | 0 | 0 | 0 | 0 | 0 | 0 | 0 | 0 | 0 | 0 | 0 | 0 | 0 | 0 | 0 | 0 | 0 | 0 | 0 | 0 | 0 | 0 | 0
Pollutant Emissions from Imported Electricity[OC,crude oil es] | Pollutant Emissions from Imported Electricity | OC | crude oil es | natural gas vehicle |  | 0 | 0 | 0 | 0 | 0 | 0 | 0 | 0 | 0 | 0 | 0 | 0 | 0 | 0 | 0 | 0 | 0 | 0 | 0 | 0 | 0 | 0 | 0 | 0 | 0 | 0 | 0 | 0 | 0 | 0 | 0
Pollutant Emissions from Imported Electricity[OC,heavy or residual fuel oil es] | Pollutant Emissions from Imported Electricity | OC | heavy or residual fuel oil es | gasoline vehicle |  | 0 | 0 | 0 | 0 | 0 | 0 | 0 | 0 | 0 | 0 | 0 | 0 | 0 | 0 | 0 | 0 | 0 | 0 | 0 | 0 | 0 | 0 | 0 | 0 | 0 | 0 | 0 | 0 | 0 | 0 | 0
Pollutant Emissions from Imported Electricity[OC,municipal solid waste es] | Pollutant Emissions from Imported Electricity | OC | municipal solid waste es | diesel vehicle |  | 0 | 0 | 0 | 0 | 0 | 0 | 0 | 0 | 0 | 0 | 0 | 0 | 0 | 0 | 0 | 0 | 0 | 0 | 0 | 0 | 0 | 0 | 0 | 0 | 0 | 0 | 0 | 0 | 0 | 0 | 0
Pollutant Emissions from Imported Electricity[CH4,hard coal es] | Pollutant Emissions from Imported Electricity | CH4 | hard coal es | plugin hybrid vehicle |  | 1142380000 | 913444000 | 685661000 | 456722000 | 228939000 | 0 | 0 | 0 | 0 | 0 | 0 | 0 | 0 | 0 | 0 | 0 | 0 | 0 | 0 | 0 | 0 | 0 | 0 | 0 | 0 | 0 | 0 | 0 | 0 | 0 | 0
Pollutant Emissions from Imported Electricity[CH4,natural gas nonpeaker es] | Pollutant Emissions from Imported Electricity | CH4 | natural gas nonpeaker es | LPG vehicle |  | 150841000 | 145813000 | 139528000 | 133243000 | 126958000 | 121050000 | 115017000 | 108983000 | 102949000 | 96915600 | 90882000 | 84722600 | 78689000 | 72655300 | 66621600 | 60588000 | 54554300 | 48395000 | 42361300 | 36327700 | 30294000 | 24260300 | 18226700 | 12105000 | 6058800 | 0 | 0 | 0 | 0 | 0 | 0
Pollutant Emissions from Imported Electricity[CH4,nuclear es] | Pollutant Emissions from Imported Electricity | CH4 | nuclear es | hydrogen vehicle |  | 0 | 0 | 0 | 0 | 0 | 0 | 0 | 0 | 0 | 0 | 0 | 0 | 0 | 0 | 0 | 0 | 0 | 0 | 0 | 0 | 0 | 0 | 0 | 0 | 0 | 0 | 0 | 0 | 0 | 0 | 0
Pollutant Emissions from Imported Electricity[CH4,hydro es] | Pollutant Emissions from Imported Electricity | CH4 | hydro es | battery electric vehicle |  | 0 | 0 | 0 | 0 | 0 | 0 | 0 | 0 | 0 | 0 | 0 | 0 | 0 | 0 | 0 | 0 | 0 | 0 | 0 | 0 | 0 | 0 | 0 | 0 | 0 | 0 | 0 | 0 | 0 | 0 | 0
Pollutant Emissions from Imported Electricity[CH4,onshore wind es] | Pollutant Emissions from Imported Electricity | CH4 | onshore wind es | natural gas vehicle |  | 0 | 0 | 0 | 0 | 0 | 0 | 0 | 0 | 0 | 0 | 0 | 0 | 0 | 0 | 0 | 0 | 0 | 0 | 0 | 0 | 0 | 0 | 0 | 0 | 0 | 0 | 0 | 0 | 0 | 0 | 0
Pollutant Emissions from Imported Electricity[CH4,solar PV es] | Pollutant Emissions from Imported Electricity | CH4 | solar PV es | gasoline vehicle |  | 0 | 0 | 0 | 0 | 0 | 0 | 0 | 0 | 0 | 0 | 0 | 0 | 0 | 0 | 0 | 0 | 0 | 0 | 0 | 0 | 0 | 0 | 0 | 0 | 0 | 0 | 0 | 0 | 0 | 0 | 0
Pollutant Emissions from Imported Electricity[CH4,solar thermal es] | Pollutant Emissions from Imported Electricity | CH4 | solar thermal es | diesel vehicle |  | 0 | 0 | 0 | 0 | 0 | 0 | 0 | 0 | 0 | 0 | 0 | 0 | 0 | 0 | 0 | 0 | 0 | 0 | 0 | 0 | 0 | 0 | 0 | 0 | 0 | 0 | 0 | 0 | 0 | 0 | 0
Pollutant Emissions from Imported Electricity[CH4,biomass es] | Pollutant Emissions from Imported Electricity | CH4 | biomass es | plugin hybrid vehicle |  | 0 | 0 | 0 | 0 | 0 | 0 | 0 | 0 | 0 | 0 | 0 | 0 | 0 | 0 | 0 | 0 | 0 | 0 | 0 | 0 | 0 | 0 | 0 | 0 | 0 | 0 | 0 | 0 | 0 | 0 | 0
Pollutant Emissions from Imported Electricity[CH4,geothermal es] | Pollutant Emissions from Imported Electricity | CH4 | geothermal es | LPG vehicle |  | 0 | 0 | 0 | 0 | 0 | 0 | 0 | 0 | 0 | 0 | 0 | 0 | 0 | 0 | 0 | 0 | 0 | 0 | 0 | 0 | 0 | 0 | 0 | 0 | 0 | 0 | 0 | 0 | 0 | 0 | 0
Pollutant Emissions from Imported Electricity[CH4,petroleum es] | Pollutant Emissions from Imported Electricity | CH4 | petroleum es | hydrogen vehicle |  | 5933780 | 5703030 | 5472270 | 5241510 | 5010750 | 4747030 | 4516270 | 4285510 | 4054750 | 3791030 | 3560270 | 3329510 | 3092160 | 2854810 | 2617460 | 2380110 | 2142760 | 1902110 | 1664760 | 1427400 | 1190050 | 952702 | 715351 | 474703 | 238011 | 0 | 0 | 0 | 0 | 0 | 0
Pollutant Emissions from Imported Electricity[CH4,natural gas peaker es] | Pollutant Emissions from Imported Electricity | CH4 | natural gas peaker es | battery electric vehicle |  | 0 | 0 | 0 | 0 | 0 | 0 | 0 | 0 | 0 | 0 | 0 | 0 | 0 | 0 | 0 | 0 | 0 | 0 | 0 | 0 | 0 | 0 | 0 | 0 | 0 | 0 | 0 | 0 | 0 | 0 | 0
Pollutant Emissions from Imported Electricity[CH4,lignite es] | Pollutant Emissions from Imported Electricity | CH4 | lignite es | natural gas vehicle |  | 0 | 0 | 0 | 0 | 0 | 0 | 0 | 0 | 0 | 0 | 0 | 0 | 0 | 0 | 0 | 0 | 0 | 0 | 0 | 0 | 0 | 0 | 0 | 0 | 0 | 0 | 0 | 0 | 0 | 0 | 0
Pollutant Emissions from Imported Electricity[CH4,offshore wind es] | Pollutant Emissions from Imported Electricity | CH4 | offshore wind es | gasoline vehicle |  | 0 | 0 | 0 | 0 | 0 | 0 | 0 | 0 | 0 | 0 | 0 | 0 | 0 | 0 | 0 | 0 | 0 | 0 | 0 | 0 | 0 | 0 | 0 | 0 | 0 | 0 | 0 | 0 | 0 | 0 | 0
Pollutant Emissions from Imported Electricity[CH4,crude oil es] | Pollutant Emissions from Imported Electricity | CH4 | crude oil es | diesel vehicle |  | 0 | 0 | 0 | 0 | 0 | 0 | 0 | 0 | 0 | 0 | 0 | 0 | 0 | 0 | 0 | 0 | 0 | 0 | 0 | 0 | 0 | 0 | 0 | 0 | 0 | 0 | 0 | 0 | 0 | 0 | 0
Pollutant Emissions from Imported Electricity[CH4,heavy or residual fuel oil es] | Pollutant Emissions from Imported Electricity | CH4 | heavy or residual fuel oil es | plugin hybrid vehicle |  | 0 | 0 | 0 | 0 | 0 | 0 | 0 | 0 | 0 | 0 | 0 | 0 | 0 | 0 | 0 | 0 | 0 | 0 | 0 | 0 | 0 | 0 | 0 | 0 | 0 | 0 | 0 | 0 | 0 | 0 | 0
Pollutant Emissions from Imported Electricity[CH4,municipal solid waste es] | Pollutant Emissions from Imported Electricity | CH4 | municipal solid waste es | LPG vehicle |  | 0 | 0 | 0 | 0 | 0 | 0 | 0 | 0 | 0 | 0 | 0 | 0 | 0 | 0 | 0 | 0 | 0 | 0 | 0 | 0 | 0 | 0 | 0 | 0 | 0 | 0 | 0 | 0 | 0 | 0 | 0
Pollutant Emissions from Imported Electricity[N2O,hard coal es] | Pollutant Emissions from Imported Electricity | N2O | hard coal es | hydrogen vehicle |  | 166165000 | 132865000 | 99732500 | 66432300 | 33300200 | 0 | 0 | 0 | 0 | 0 | 0 | 0 | 0 | 0 | 0 | 0 | 0 | 0 | 0 | 0 | 0 | 0 | 0 | 0 | 0 | 0 | 0 | 0 | 0 | 0 | 0
Pollutant Emissions from Imported Electricity[N2O,natural gas nonpeaker es] | Pollutant Emissions from Imported Electricity | N2O | natural gas nonpeaker es | battery electric vehicle |  | 15084100 | 14581300 | 13952800 | 13324300 | 12695800 | 12105000 | 11501700 | 10898300 | 10294900 | 9691560 | 9088200 | 8472260 | 7868900 | 7265530 | 6662160 | 6058800 | 5455430 | 4839500 | 4236130 | 3632770 | 3029400 | 2426030 | 1822670 | 1210500 | 605880 | 0 | 0 | 0 | 0 | 0 | 0
Pollutant Emissions from Imported Electricity[N2O,nuclear es] | Pollutant Emissions from Imported Electricity | N2O | nuclear es | natural gas vehicle |  | 0 | 0 | 0 | 0 | 0 | 0 | 0 | 0 | 0 | 0 | 0 | 0 | 0 | 0 | 0 | 0 | 0 | 0 | 0 | 0 | 0 | 0 | 0 | 0 | 0 | 0 | 0 | 0 | 0 | 0 | 0
Pollutant Emissions from Imported Electricity[N2O,hydro es] | Pollutant Emissions from Imported Electricity | N2O | hydro es | gasoline vehicle |  | 0 | 0 | 0 | 0 | 0 | 0 | 0 | 0 | 0 | 0 | 0 | 0 | 0 | 0 | 0 | 0 | 0 | 0 | 0 | 0 | 0 | 0 | 0 | 0 | 0 | 0 | 0 | 0 | 0 | 0 | 0
Pollutant Emissions from Imported Electricity[N2O,onshore wind es] | Pollutant Emissions from Imported Electricity | N2O | onshore wind es | diesel vehicle |  | 0 | 0 | 0 | 0 | 0 | 0 | 0 | 0 | 0 | 0 | 0 | 0 | 0 | 0 | 0 | 0 | 0 | 0 | 0 | 0 | 0 | 0 | 0 | 0 | 0 | 0 | 0 | 0 | 0 | 0 | 0
Pollutant Emissions from Imported Electricity[N2O,solar PV es] | Pollutant Emissions from Imported Electricity | N2O | solar PV es | plugin hybrid vehicle |  | 0 | 0 | 0 | 0 | 0 | 0 | 0 | 0 | 0 | 0 | 0 | 0 | 0 | 0 | 0 | 0 | 0 | 0 | 0 | 0 | 0 | 0 | 0 | 0 | 0 | 0 | 0 | 0 | 0 | 0 | 0
Pollutant Emissions from Imported Electricity[N2O,solar thermal es] | Pollutant Emissions from Imported Electricity | N2O | solar thermal es | LPG vehicle |  | 0 | 0 | 0 | 0 | 0 | 0 | 0 | 0 | 0 | 0 | 0 | 0 | 0 | 0 | 0 | 0 | 0 | 0 | 0 | 0 | 0 | 0 | 0 | 0 | 0 | 0 | 0 | 0 | 0 | 0 | 0
Pollutant Emissions from Imported Electricity[N2O,biomass es] | Pollutant Emissions from Imported Electricity | N2O | biomass es | hydrogen vehicle |  | 0 | 0 | 0 | 0 | 0 | 0 | 0 | 0 | 0 | 0 | 0 | 0 | 0 | 0 | 0 | 0 | 0 | 0 | 0 | 0 | 0 | 0 | 0 | 0 | 0 | 0 | 0 | 0 | 0 | 0 | 0
Pollutant Emissions from Imported Electricity[N2O,geothermal es] | Pollutant Emissions from Imported Electricity | N2O | geothermal es |  |  | 0 | 0 | 0 | 0 | 0 | 0 | 0 | 0 | 0 | 0 | 0 | 0 | 0 | 0 | 0 | 0 | 0 | 0 | 0 | 0 | 0 | 0 | 0 | 0 | 0 | 0 | 0 | 0 | 0 | 0 | 0
Pollutant Emissions from Imported Electricity[N2O,petroleum es] | Pollutant Emissions from Imported Electricity | N2O | petroleum es |  |  | 1186760 | 1140610 | 1094450 | 1048300 | 1002150 | 949405 | 903254 | 857102 | 810950 | 758206 | 712054 | 665902 | 618432 | 570962 | 523492 | 476021 | 428551 | 380421 | 332951 | 285481 | 238011 | 190540 | 143070 | 94940.5 | 47602.1 | 0 | 0 | 0 | 0 | 0 | 0
Pollutant Emissions from Imported Electricity[N2O,natural gas peaker es] | Pollutant Emissions from Imported Electricity | N2O | natural gas peaker es |  |  | 0 | 0 | 0 | 0 | 0 | 0 | 0 | 0 | 0 | 0 | 0 | 0 | 0 | 0 | 0 | 0 | 0 | 0 | 0 | 0 | 0 | 0 | 0 | 0 | 0 | 0 | 0 | 0 | 0 | 0 | 0
Pollutant Emissions from Imported Electricity[N2O,lignite es] | Pollutant Emissions from Imported Electricity | N2O | lignite es |  |  | 0 | 0 | 0 | 0 | 0 | 0 | 0 | 0 | 0 | 0 | 0 | 0 | 0 | 0 | 0 | 0 | 0 | 0 | 0 | 0 | 0 | 0 | 0 | 0 | 0 | 0 | 0 | 0 | 0 | 0 | 0
Pollutant Emissions from Imported Electricity[N2O,offshore wind es] | Pollutant Emissions from Imported Electricity | N2O | offshore wind es |  |  | 0 | 0 | 0 | 0 | 0 | 0 | 0 | 0 | 0 | 0 | 0 | 0 | 0 | 0 | 0 | 0 | 0 | 0 | 0 | 0 | 0 | 0 | 0 | 0 | 0 | 0 | 0 | 0 | 0 | 0 | 0
Pollutant Emissions from Imported Electricity[N2O,crude oil es] | Pollutant Emissions from Imported Electricity | N2O | crude oil es |  |  | 0 | 0 | 0 | 0 | 0 | 0 | 0 | 0 | 0 | 0 | 0 | 0 | 0 | 0 | 0 | 0 | 0 | 0 | 0 | 0 | 0 | 0 | 0 | 0 | 0 | 0 | 0 | 0 | 0 | 0 | 0
Pollutant Emissions from Imported Electricity[N2O,heavy or residual fuel oil es] | Pollutant Emissions from Imported Electricity | N2O | heavy or residual fuel oil es |  |  | 0 | 0 | 0 | 0 | 0 | 0 | 0 | 0 | 0 | 0 | 0 | 0 | 0 | 0 | 0 | 0 | 0 | 0 | 0 | 0 | 0 | 0 | 0 | 0 | 0 | 0 | 0 | 0 | 0 | 0 | 0
Pollutant Emissions from Imported Electricity[N2O,municipal solid waste es] | Pollutant Emissions from Imported Electricity | N2O | municipal solid waste es |  |  | 0 | 0 | 0 | 0 | 0 | 0 | 0 | 0 | 0 | 0 | 0 | 0 | 0 | 0 | 0 | 0 | 0 | 0 | 0 | 0 | 0 | 0 | 0 | 0 | 0 | 0 | 0 | 0 | 0 | 0 | 0
Pollutant Emissions from Imported Electricity[F gases,hard coal es] | Pollutant Emissions from Imported Electricity | F gases | hard coal es |  |  | 0 | 0 | 0 | 0 | 0 | 0 | 0 | 0 | 0 | 0 | 0 | 0 | 0 | 0 | 0 | 0 | 0 | 0 | 0 | 0 | 0 | 0 | 0 | 0 | 0 | 0 | 0 | 0 | 0 | 0 | 0
Pollutant Emissions from Imported Electricity[F gases,natural gas nonpeaker es] | Pollutant Emissions from Imported Electricity | F gases | natural gas nonpeaker es |  |  | 0 | 0 | 0 | 0 | 0 | 0 | 0 | 0 | 0 | 0 | 0 | 0 | 0 | 0 | 0 | 0 | 0 | 0 | 0 | 0 | 0 | 0 | 0 | 0 | 0 | 0 | 0 | 0 | 0 | 0 | 0
Pollutant Emissions from Imported Electricity[F gases,nuclear es] | Pollutant Emissions from Imported Electricity | F gases | nuclear es |  |  | 0 | 0 | 0 | 0 | 0 | 0 | 0 | 0 | 0 | 0 | 0 | 0 | 0 | 0 | 0 | 0 | 0 | 0 | 0 | 0 | 0 | 0 | 0 | 0 | 0 | 0 | 0 | 0 | 0 | 0 | 0
Pollutant Emissions from Imported Electricity[F gases,hydro es] | Pollutant Emissions from Imported Electricity | F gases | hydro es |  |  | 0 | 0 | 0 | 0 | 0 | 0 | 0 | 0 | 0 | 0 | 0 | 0 | 0 | 0 | 0 | 0 | 0 | 0 | 0 | 0 | 0 | 0 | 0 | 0 | 0 | 0 | 0 | 0 | 0 | 0 | 0
Pollutant Emissions from Imported Electricity[F gases,onshore wind es] | Pollutant Emissions from Imported Electricity | F gases | onshore wind es |  |  | 0 | 0 | 0 | 0 | 0 | 0 | 0 | 0 | 0 | 0 | 0 | 0 | 0 | 0 | 0 | 0 | 0 | 0 | 0 | 0 | 0 | 0 | 0 | 0 | 0 | 0 | 0 | 0 | 0 | 0 | 0
Pollutant Emissions from Imported Electricity[F gases,solar PV es] | Pollutant Emissions from Imported Electricity | F gases | solar PV es |  |  | 0 | 0 | 0 | 0 | 0 | 0 | 0 | 0 | 0 | 0 | 0 | 0 | 0 | 0 | 0 | 0 | 0 | 0 | 0 | 0 | 0 | 0 | 0 | 0 | 0 | 0 | 0 | 0 | 0 | 0 | 0
Pollutant Emissions from Imported Electricity[F gases,solar thermal es] | Pollutant Emissions from Imported Electricity | F gases | solar thermal es |  |  | 0 | 0 | 0 | 0 | 0 | 0 | 0 | 0 | 0 | 0 | 0 | 0 | 0 | 0 | 0 | 0 | 0 | 0 | 0 | 0 | 0 | 0 | 0 | 0 | 0 | 0 | 0 | 0 | 0 | 0 | 0
Pollutant Emissions from Imported Electricity[F gases,biomass es] | Pollutant Emissions from Imported Electricity | F gases | biomass es |  |  | 0 | 0 | 0 | 0 | 0 | 0 | 0 | 0 | 0 | 0 | 0 | 0 | 0 | 0 | 0 | 0 | 0 | 0 | 0 | 0 | 0 | 0 | 0 | 0 | 0 | 0 | 0 | 0 | 0 | 0 | 0
Pollutant Emissions from Imported Electricity[F gases,geothermal es] | Pollutant Emissions from Imported Electricity | F gases | geothermal es |  |  | 0 | 0 | 0 | 0 | 0 | 0 | 0 | 0 | 0 | 0 | 0 | 0 | 0 | 0 | 0 | 0 | 0 | 0 | 0 | 0 | 0 | 0 | 0 | 0 | 0 | 0 | 0 | 0 | 0 | 0 | 0
Pollutant Emissions from Imported Electricity[F gases,petroleum es] | Pollutant Emissions from Imported Electricity | F gases | petroleum es |  |  | 0 | 0 | 0 | 0 | 0 | 0 | 0 | 0 | 0 | 0 | 0 | 0 | 0 | 0 | 0 | 0 | 0 | 0 | 0 | 0 | 0 | 0 | 0 | 0 | 0 | 0 | 0 | 0 | 0 | 0 | 0
Pollutant Emissions from Imported Electricity[F gases,natural gas peaker es] | Pollutant Emissions from Imported Electricity | F gases | natural gas peaker es |  |  | 0 | 0 | 0 | 0 | 0 | 0 | 0 | 0 | 0 | 0 | 0 | 0 | 0 | 0 | 0 | 0 | 0 | 0 | 0 | 0 | 0 | 0 | 0 | 0 | 0 | 0 | 0 | 0 | 0 | 0 | 0
Pollutant Emissions from Imported Electricity[F gases,lignite es] | Pollutant Emissions from Imported Electricity | F gases | lignite es |  |  | 0 | 0 | 0 | 0 | 0 | 0 | 0 | 0 | 0 | 0 | 0 | 0 | 0 | 0 | 0 | 0 | 0 | 0 | 0 | 0 | 0 | 0 | 0 | 0 | 0 | 0 | 0 | 0 | 0 | 0 | 0
Pollutant Emissions from Imported Electricity[F gases,offshore wind es] | Pollutant Emissions from Imported Electricity | F gases | offshore wind es |  |  | 0 | 0 | 0 | 0 | 0 | 0 | 0 | 0 | 0 | 0 | 0 | 0 | 0 | 0 | 0 | 0 | 0 | 0 | 0 | 0 | 0 | 0 | 0 | 0 | 0 | 0 | 0 | 0 | 0 | 0 | 0
Pollutant Emissions from Imported Electricity[F gases,crude oil es] | Pollutant Emissions from Imported Electricity | F gases | crude oil es |  |  | 0 | 0 | 0 | 0 | 0 | 0 | 0 | 0 | 0 | 0 | 0 | 0 | 0 | 0 | 0 | 0 | 0 | 0 | 0 | 0 | 0 | 0 | 0 | 0 | 0 | 0 | 0 | 0 | 0 | 0 | 0
Pollutant Emissions from Imported Electricity[F gases,heavy or residual fuel oil es] | Pollutant Emissions from Imported Electricity | F gases | heavy or residual fuel oil es |  |  | 0 | 0 | 0 | 0 | 0 | 0 | 0 | 0 | 0 | 0 | 0 | 0 | 0 | 0 | 0 | 0 | 0 | 0 | 0 | 0 | 0 | 0 | 0 | 0 | 0 | 0 | 0 | 0 | 0 | 0 | 0
Pollutant Emissions from Imported Electricity[F gases,municipal solid waste es] | Pollutant Emissions from Imported Electricity | F gases | municipal solid waste es |  |  | 0 | 0 | 0 | 0 | 0 | 0 | 0 | 0 | 0 | 0 | 0 | 0 | 0 | 0 | 0 | 0 | 0 | 0 | 0 | 0 | 0 | 0 | 0 | 0 | 0 | 0 | 0 | 0 | 0 | 0 | 0
Absolute Change in In Scope Emissions due to Electricity Imports[CO2,hard coal es] | Absolute Change in In Scope Emissions due to Electricity Imports | CO2 | hard coal es |  |  | 9920040000000 | 7932010000000 | 5954030000000 | 3966010000000 | 1988020000000 | 0 | 0 | 0 | 0 | 0 | 0 | 0 | 0 | 0 | 0 | 0 | 0 | 0 | 0 | 0 | 0 | 0 | 0 | 0 | 0 | 0 | 0 | 0 | 0 | 0 | 0
Absolute Change in In Scope Emissions due to Electricity Imports[CO2,natural gas nonpeaker es] | Absolute Change in In Scope Emissions due to Electricity Imports | CO2 | natural gas nonpeaker es |  |  | 8003650000000 | 7736860000000 | 7403370000000 | 7069890000000 | 6736400000000 | 6422930000000 | 6102780000000 | 5782640000000 | 5462490000000 | 5142340000000 | 4822200000000 | 4495380000000 | 4175240000000 | 3855090000000 | 3534940000000 | 3214800000000 | 2894650000000 | 2567840000000 | 2247690000000 | 1927550000000 | 1607400000000 | 1287250000000 | 967107000000 | 642293000000 | 321480000000 | 0 | 0 | 0 | 0 | 0 | 0
Absolute Change in In Scope Emissions due to Electricity Imports[CO2,nuclear es] | Absolute Change in In Scope Emissions due to Electricity Imports | CO2 | nuclear es |  |  | 0 | 0 | 0 | 0 | 0 | 0 | 0 | 0 | 0 | 0 | 0 | 0 | 0 | 0 | 0 | 0 | 0 | 0 | 0 | 0 | 0 | 0 | 0 | 0 | 0 | 0 | 0 | 0 | 0 | 0 | 0
Absolute Change in In Scope Emissions due to Electricity Imports[CO2,hydro es] | Absolute Change in In Scope Emissions due to Electricity Imports | CO2 | hydro es |  |  | 0 | 0 | 0 | 0 | 0 | 0 | 0 | 0 | 0 | 0 | 0 | 0 | 0 | 0 | 0 | 0 | 0 | 0 | 0 | 0 | 0 | 0 | 0 | 0 | 0 | 0 | 0 | 0 | 0 | 0 | 0
Absolute Change in In Scope Emissions due to Electricity Imports[CO2,onshore wind es] | Absolute Change in In Scope Emissions due to Electricity Imports | CO2 | onshore wind es |  |  | 0 | 0 | 0 | 0 | 0 | 0 | 0 | 0 | 0 | 0 | 0 | 0 | 0 | 0 | 0 | 0 | 0 | 0 | 0 | 0 | 0 | 0 | 0 | 0 | 0 | 0 | 0 | 0 | 0 | 0 | 0
Absolute Change in In Scope Emissions due to Electricity Imports[CO2,solar PV es] | Absolute Change in In Scope Emissions due to Electricity Imports | CO2 | solar PV es |  |  | 0 | 0 | 0 | 0 | 0 | 0 | 0 | 0 | 0 | 0 | 0 | 0 | 0 | 0 | 0 | 0 | 0 | 0 | 0 | 0 | 0 | 0 | 0 | 0 | 0 | 0 | 0 | 0 | 0 | 0 | 0
Absolute Change in In Scope Emissions due to Electricity Imports[CO2,solar thermal es] | Absolute Change in In Scope Emissions due to Electricity Imports | CO2 | solar thermal es |  |  | 0 | 0 | 0 | 0 | 0 | 0 | 0 | 0 | 0 | 0 | 0 | 0 | 0 | 0 | 0 | 0 | 0 | 0 | 0 | 0 | 0 | 0 | 0 | 0 | 0 | 0 | 0 | 0 | 0 | 0 | 0
Absolute Change in In Scope Emissions due to Electricity Imports[CO2,biomass es] | Absolute Change in In Scope Emissions due to Electricity Imports | CO2 | biomass es |  |  | 0 | 0 | 0 | 0 | 0 | 0 | 0 | 0 | 0 | 0 | 0 | 0 | 0 | 0 | 0 | 0 | 0 | 0 | 0 | 0 | 0 | 0 | 0 | 0 | 0 | 0 | 0 | 0 | 0 | 0 | 0
Absolute Change in In Scope Emissions due to Electricity Imports[CO2,geothermal es] | Absolute Change in In Scope Emissions due to Electricity Imports | CO2 | geothermal es |  |  | 0 | 0 | 0 | 0 | 0 | 0 | 0 | 0 | 0 | 0 | 0 | 0 | 0 | 0 | 0 | 0 | 0 | 0 | 0 | 0 | 0 | 0 | 0 | 0 | 0 | 0 | 0 | 0 | 0 | 0 | 0
Absolute Change in In Scope Emissions due to Electricity Imports[CO2,petroleum es] | Absolute Change in In Scope Emissions due to Electricity Imports | CO2 | petroleum es |  |  | 148542000000 | 142766000000 | 136989000000 | 131212000000 | 125436000000 | 118834000000 | 113057000000 | 107281000000 | 101504000000 | 94902100000 | 89125400000 | 83348800000 | 77407100000 | 71465400000 | 65523700000 | 59582000000 | 53640300000 | 47616100000 | 41674400000 | 35732700000 | 29791000000 | 23849300000 | 17907600000 | 11883400000 | 5958200000 | 0 | 0 | 0 | 0 | 0 | 0
Absolute Change in In Scope Emissions due to Electricity Imports[CO2,natural gas peaker es] | Absolute Change in In Scope Emissions due to Electricity Imports | CO2 | natural gas peaker es |  |  | 0 | 0 | 0 | 0 | 0 | 0 | 0 | 0 | 0 | 0 | 0 | 0 | 0 | 0 | 0 | 0 | 0 | 0 | 0 | 0 | 0 | 0 | 0 | 0 | 0 | 0 | 0 | 0 | 0 | 0 | 0
Absolute Change in In Scope Emissions due to Electricity Imports[CO2,lignite es] | Absolute Change in In Scope Emissions due to Electricity Imports | CO2 | lignite es |  |  | 0 | 0 | 0 | 0 | 0 | 0 | 0 | 0 | 0 | 0 | 0 | 0 | 0 | 0 | 0 | 0 | 0 | 0 | 0 | 0 | 0 | 0 | 0 | 0 | 0 | 0 | 0 | 0 | 0 | 0 | 0
Absolute Change in In Scope Emissions due to Electricity Imports[CO2,offshore wind es] | Absolute Change in In Scope Emissions due to Electricity Imports | CO2 | offshore wind es |  |  | 0 | 0 | 0 | 0 | 0 | 0 | 0 | 0 | 0 | 0 | 0 | 0 | 0 | 0 | 0 | 0 | 0 | 0 | 0 | 0 | 0 | 0 | 0 | 0 | 0 | 0 | 0 | 0 | 0 | 0 | 0
Absolute Change in In Scope Emissions due to Electricity Imports[CO2,crude oil es] | Absolute Change in In Scope Emissions due to Electricity Imports | CO2 | crude oil es |  |  | 0 | 0 | 0 | 0 | 0 | 0 | 0 | 0 | 0 | 0 | 0 | 0 | 0 | 0 | 0 | 0 | 0 | 0 | 0 | 0 | 0 | 0 | 0 | 0 | 0 | 0 | 0 | 0 | 0 | 0 | 0
Absolute Change in In Scope Emissions due to Electricity Imports[CO2,heavy or residual fuel oil es] | Absolute Change in In Scope Emissions due to Electricity Imports | CO2 | heavy or residual fuel oil es |  |  | 0 | 0 | 0 | 0 | 0 | 0 | 0 | 0 | 0 | 0 | 0 | 0 | 0 | 0 | 0 | 0 | 0 | 0 | 0 | 0 | 0 | 0 | 0 | 0 | 0 | 0 | 0 | 0 | 0 | 0 | 0
Absolute Change in In Scope Emissions due to Electricity Imports[CO2,municipal solid waste es] | Absolute Change in In Scope Emissions due to Electricity Imports | CO2 | municipal solid waste es |  |  | 0 | 0 | 0 | 0 | 0 | 0 | 0 | 0 | 0 | 0 | 0 | 0 | 0 | 0 | 0 | 0 | 0 | 0 | 0 | 0 | 0 | 0 | 0 | 0 | 0 | 0 | 0 | 0 | 0 | 0 | 0
Absolute Change in In Scope Emissions due to Electricity Imports[VOC,hard coal es] | Absolute Change in In Scope Emissions due to Electricity Imports | VOC | hard coal es |  |  | 87963500 | 70335200 | 52795900 | 35167600 | 17628300 | 0 | 0 | 0 | 0 | 0 | 0 | 0 | 0 | 0 | 0 | 0 | 0 | 0 | 0 | 0 | 0 | 0 | 0 | 0 | 0 | 0 | 0 | 0 | 0 | 0 | 0
Absolute Change in In Scope Emissions due to Electricity Imports[VOC,natural gas nonpeaker es] | Absolute Change in In Scope Emissions due to Electricity Imports | VOC | natural gas nonpeaker es |  |  | 72856400 | 70427900 | 67392200 | 64356500 | 61320800 | 58467300 | 55553000 | 52638800 | 49724500 | 46810300 | 43896000 | 40921000 | 38006800 | 35092500 | 32178300 | 29264000 | 26349700 | 23374800 | 20460500 | 17546300 | 14632000 | 11717700 | 8803480 | 5846730 | 2926400 | 0 | 0 | 0 | 0 | 0 | 0
Absolute Change in In Scope Emissions due to Electricity Imports[VOC,nuclear es] | Absolute Change in In Scope Emissions due to Electricity Imports | VOC | nuclear es |  |  | 0 | 0 | 0 | 0 | 0 | 0 | 0 | 0 | 0 | 0 | 0 | 0 | 0 | 0 | 0 | 0 | 0 | 0 | 0 | 0 | 0 | 0 | 0 | 0 | 0 | 0 | 0 | 0 | 0 | 0 | 0
Absolute Change in In Scope Emissions due to Electricity Imports[VOC,hydro es] | Absolute Change in In Scope Emissions due to Electricity Imports | VOC | hydro es |  |  | 0 | 0 | 0 | 0 | 0 | 0 | 0 | 0 | 0 | 0 | 0 | 0 | 0 | 0 | 0 | 0 | 0 | 0 | 0 | 0 | 0 | 0 | 0 | 0 | 0 | 0 | 0 | 0 | 0 | 0 | 0
Absolute Change in In Scope Emissions due to Electricity Imports[VOC,onshore wind es] | Absolute Change in In Scope Emissions due to Electricity Imports | VOC | onshore wind es |  |  | 0 | 0 | 0 | 0 | 0 | 0 | 0 | 0 | 0 | 0 | 0 | 0 | 0 | 0 | 0 | 0 | 0 | 0 | 0 | 0 | 0 | 0 | 0 | 0 | 0 | 0 | 0 | 0 | 0 | 0 | 0
Absolute Change in In Scope Emissions due to Electricity Imports[VOC,solar PV es] | Absolute Change in In Scope Emissions due to Electricity Imports | VOC | solar PV es |  |  | 0 | 0 | 0 | 0 | 0 | 0 | 0 | 0 | 0 | 0 | 0 | 0 | 0 | 0 | 0 | 0 | 0 | 0 | 0 | 0 | 0 | 0 | 0 | 0 | 0 | 0 | 0 | 0 | 0 | 0 | 0
Absolute Change in In Scope Emissions due to Electricity Imports[VOC,solar thermal es] | Absolute Change in In Scope Emissions due to Electricity Imports | VOC | solar thermal es |  |  | 0 | 0 | 0 | 0 | 0 | 0 | 0 | 0 | 0 | 0 | 0 | 0 | 0 | 0 | 0 | 0 | 0 | 0 | 0 | 0 | 0 | 0 | 0 | 0 | 0 | 0 | 0 | 0 | 0 | 0 | 0
Absolute Change in In Scope Emissions due to Electricity Imports[VOC,biomass es] | Absolute Change in In Scope Emissions due to Electricity Imports | VOC | biomass es |  |  | 109408000 | 109408000 | 109408000 | 109408000 | 109408000 | 109408000 | 109408000 | 109408000 | 109408000 | 109408000 | 109408000 | 109408000 | 109408000 | 109408000 | 109408000 | 109408000 | 109408000 | 109408000 | 109408000 | 109408000 | 109408000 | 109408000 | 109408000 | 109408000 | 109408000 | 109408000 | 109408000 | 109408000 | 109408000 | 109408000 | 109408000
Absolute Change in In Scope Emissions due to Electricity Imports[VOC,geothermal es] | Absolute Change in In Scope Emissions due to Electricity Imports | VOC | geothermal es |  |  | 0 | 0 | 0 | 0 | 0 | 0 | 0 | 0 | 0 | 0 | 0 | 0 | 0 | 0 | 0 | 0 | 0 | 0 | 0 | 0 | 0 | 0 | 0 | 0 | 0 | 0 | 0 | 0 | 0 | 0 | 0
Absolute Change in In Scope Emissions due to Electricity Imports[VOC,petroleum es] | Absolute Change in In Scope Emissions due to Electricity Imports | VOC | petroleum es |  |  | 3184460 | 3060620 | 2936780 | 2812940 | 2689100 | 2547570 | 2423730 | 2299890 | 2176050 | 2034520 | 1910680 | 1786840 | 1659460 | 1532080 | 1404700 | 1277320 | 1149950 | 1020800 | 893419 | 766041 | 638662 | 511283 | 383905 | 254757 | 127732 | 0 | 0 | 0 | 0 | 0 | 0
Absolute Change in In Scope Emissions due to Electricity Imports[VOC,natural gas peaker es] | Absolute Change in In Scope Emissions due to Electricity Imports | VOC | natural gas peaker es |  |  | 0 | 0 | 0 | 0 | 0 | 0 | 0 | 0 | 0 | 0 | 0 | 0 | 0 | 0 | 0 | 0 | 0 | 0 | 0 | 0 | 0 | 0 | 0 | 0 | 0 | 0 | 0 | 0 | 0 | 0 | 0
Absolute Change in In Scope Emissions due to Electricity Imports[VOC,lignite es] | Absolute Change in In Scope Emissions due to Electricity Imports | VOC | lignite es |  |  | 0 | 0 | 0 | 0 | 0 | 0 | 0 | 0 | 0 | 0 | 0 | 0 | 0 | 0 | 0 | 0 | 0 | 0 | 0 | 0 | 0 | 0 | 0 | 0 | 0 | 0 | 0 | 0 | 0 | 0 | 0
Absolute Change in In Scope Emissions due to Electricity Imports[VOC,offshore wind es] | Absolute Change in In Scope Emissions due to Electricity Imports | VOC | offshore wind es |  |  | 0 | 0 | 0 | 0 | 0 | 0 | 0 | 0 | 0 | 0 | 0 | 0 | 0 | 0 | 0 | 0 | 0 | 0 | 0 | 0 | 0 | 0 | 0 | 0 | 0 | 0 | 0 | 0 | 0 | 0 | 0
Absolute Change in In Scope Emissions due to Electricity Imports[VOC,crude oil es] | Absolute Change in In Scope Emissions due to Electricity Imports | VOC | crude oil es |  |  | 0 | 0 | 0 | 0 | 0 | 0 | 0 | 0 | 0 | 0 | 0 | 0 | 0 | 0 | 0 | 0 | 0 | 0 | 0 | 0 | 0 | 0 | 0 | 0 | 0 | 0 | 0 | 0 | 0 | 0 | 0
Absolute Change in In Scope Emissions due to Electricity Imports[VOC,heavy or residual fuel oil es] | Absolute Change in In Scope Emissions due to Electricity Imports | VOC | heavy or residual fuel oil es |  |  | 0 | 0 | 0 | 0 | 0 | 0 | 0 | 0 | 0 | 0 | 0 | 0 | 0 | 0 | 0 | 0 | 0 | 0 | 0 | 0 | 0 | 0 | 0 | 0 | 0 | 0 | 0 | 0 | 0 | 0 | 0
Absolute Change in In Scope Emissions due to Electricity Imports[VOC,municipal solid waste es] | Absolute Change in In Scope Emissions due to Electricity Imports | VOC | municipal solid waste es |  |  | 0 | 0 | 0 | 0 | 0 | 0 | 0 | 0 | 0 | 0 | 0 | 0 | 0 | 0 | 0 | 0 | 0 | 0 | 0 | 0 | 0 | 0 | 0 | 0 | 0 | 0 | 0 | 0 | 0 | 0 | 0
Absolute Change in In Scope Emissions due to Electricity Imports[CO,hard coal es] | Absolute Change in In Scope Emissions due to Electricity Imports | CO | hard coal es |  |  | 573892000 | 458881000 | 344451000 | 229440000 | 115011000 | 0 | 0 | 0 | 0 | 0 | 0 | 0 | 0 | 0 | 0 | 0 | 0 | 0 | 0 | 0 | 0 | 0 | 0 | 0 | 0 | 0 | 0 | 0 | 0 | 0 | 0
Absolute Change in In Scope Emissions due to Electricity Imports[CO,natural gas nonpeaker es] | Absolute Change in In Scope Emissions due to Electricity Imports | CO | natural gas nonpeaker es |  |  | 1831370000 | 1770320000 | 1694010000 | 1617710000 | 1541400000 | 1469670000 | 1396420000 | 1323160000 | 1249910000 | 1176650000 | 1103400000 | 1028620000 | 955363000 | 882108000 | 808853000 | 735599000 | 662344000 | 587563000 | 514309000 | 441054000 | 367799000 | 294545000 | 221290000 | 146967000 | 73559900 | 0 | 0 | 0 | 0 | 0 | 0
Absolute Change in In Scope Emissions due to Electricity Imports[CO,nuclear es] | Absolute Change in In Scope Emissions due to Electricity Imports | CO | nuclear es |  |  | 0 | 0 | 0 | 0 | 0 | 0 | 0 | 0 | 0 | 0 | 0 | 0 | 0 | 0 | 0 | 0 | 0 | 0 | 0 | 0 | 0 | 0 | 0 | 0 | 0 | 0 | 0 | 0 | 0 | 0 | 0
Absolute Change in In Scope Emissions due to Electricity Imports[CO,hydro es] | Absolute Change in In Scope Emissions due to Electricity Imports | CO | hydro es |  |  | 0 | 0 | 0 | 0 | 0 | 0 | 0 | 0 | 0 | 0 | 0 | 0 | 0 | 0 | 0 | 0 | 0 | 0 | 0 | 0 | 0 | 0 | 0 | 0 | 0 | 0 | 0 | 0 | 0 | 0 | 0
Absolute Change in In Scope Emissions due to Electricity Imports[CO,onshore wind es] | Absolute Change in In Scope Emissions due to Electricity Imports | CO | onshore wind es |  |  | 0 | 0 | 0 | 0 | 0 | 0 | 0 | 0 | 0 | 0 | 0 | 0 | 0 | 0 | 0 | 0 | 0 | 0 | 0 | 0 | 0 | 0 | 0 | 0 | 0 | 0 | 0 | 0 | 0 | 0 | 0
Absolute Change in In Scope Emissions due to Electricity Imports[CO,solar PV es] | Absolute Change in In Scope Emissions due to Electricity Imports | CO | solar PV es |  |  | 0 | 0 | 0 | 0 | 0 | 0 | 0 | 0 | 0 | 0 | 0 | 0 | 0 | 0 | 0 | 0 | 0 | 0 | 0 | 0 | 0 | 0 | 0 | 0 | 0 | 0 | 0 | 0 | 0 | 0 | 0
Absolute Change in In Scope Emissions due to Electricity Imports[CO,solar thermal es] | Absolute Change in In Scope Emissions due to Electricity Imports | CO | solar thermal es |  |  | 0 | 0 | 0 | 0 | 0 | 0 | 0 | 0 | 0 | 0 | 0 | 0 | 0 | 0 | 0 | 0 | 0 | 0 | 0 | 0 | 0 | 0 | 0 | 0 | 0 | 0 | 0 | 0 | 0 | 0 | 0
Absolute Change in In Scope Emissions due to Electricity Imports[CO,biomass es] | Absolute Change in In Scope Emissions due to Electricity Imports | CO | biomass es |  |  | 3855610000 | 3855610000 | 3855610000 | 3855610000 | 3855610000 | 3855610000 | 3855610000 | 3855610000 | 3855610000 | 3855610000 | 3855610000 | 3855610000 | 3855610000 | 3855610000 | 3855610000 | 3855610000 | 3855610000 | 3855610000 | 3855610000 | 3855610000 | 3855610000 | 3855610000 | 3855610000 | 3855610000 | 3855610000 | 3855610000 | 3855610000 | 3855610000 | 3855610000 | 3855610000 | 3855610000
Absolute Change in In Scope Emissions due to Electricity Imports[CO,geothermal es] | Absolute Change in In Scope Emissions due to Electricity Imports | CO | geothermal es |  |  | 0 | 0 | 0 | 0 | 0 | 0 | 0 | 0 | 0 | 0 | 0 | 0 | 0 | 0 | 0 | 0 | 0 | 0 | 0 | 0 | 0 | 0 | 0 | 0 | 0 | 0 | 0 | 0 | 0 | 0 | 0
Absolute Change in In Scope Emissions due to Electricity Imports[CO,petroleum es] | Absolute Change in In Scope Emissions due to Electricity Imports | CO | petroleum es |  |  | 23946800 | 23015500 | 22084200 | 21153000 | 20221700 | 19157400 | 18226200 | 17294900 | 16363600 | 15299300 | 14368100 | 13436800 | 12478900 | 11521100 | 10563200 | 9605320 | 8647450 | 7676270 | 6718400 | 5760530 | 4802660 | 3844790 | 2886920 | 1915740 | 960532 | 0 | 0 | 0 | 0 | 0 | 0
Absolute Change in In Scope Emissions due to Electricity Imports[CO,natural gas peaker es] | Absolute Change in In Scope Emissions due to Electricity Imports | CO | natural gas peaker es |  |  | 0 | 0 | 0 | 0 | 0 | 0 | 0 | 0 | 0 | 0 | 0 | 0 | 0 | 0 | 0 | 0 | 0 | 0 | 0 | 0 | 0 | 0 | 0 | 0 | 0 | 0 | 0 | 0 | 0 | 0 | 0
Absolute Change in In Scope Emissions due to Electricity Imports[CO,lignite es] | Absolute Change in In Scope Emissions due to Electricity Imports | CO | lignite es |  |  | 0 | 0 | 0 | 0 | 0 | 0 | 0 | 0 | 0 | 0 | 0 | 0 | 0 | 0 | 0 | 0 | 0 | 0 | 0 | 0 | 0 | 0 | 0 | 0 | 0 | 0 | 0 | 0 | 0 | 0 | 0
Absolute Change in In Scope Emissions due to Electricity Imports[CO,offshore wind es] | Absolute Change in In Scope Emissions due to Electricity Imports | CO | offshore wind es |  |  | 0 | 0 | 0 | 0 | 0 | 0 | 0 | 0 | 0 | 0 | 0 | 0 | 0 | 0 | 0 | 0 | 0 | 0 | 0 | 0 | 0 | 0 | 0 | 0 | 0 | 0 | 0 | 0 | 0 | 0 | 0
Absolute Change in In Scope Emissions due to Electricity Imports[CO,crude oil es] | Absolute Change in In Scope Emissions due to Electricity Imports | CO | crude oil es |  |  | 0 | 0 | 0 | 0 | 0 | 0 | 0 | 0 | 0 | 0 | 0 | 0 | 0 | 0 | 0 | 0 | 0 | 0 | 0 | 0 | 0 | 0 | 0 | 0 | 0 | 0 | 0 | 0 | 0 | 0 | 0
Absolute Change in In Scope Emissions due to Electricity Imports[CO,heavy or residual fuel oil es] | Absolute Change in In Scope Emissions due to Electricity Imports | CO | heavy or residual fuel oil es |  |  | 0 | 0 | 0 | 0 | 0 | 0 | 0 | 0 | 0 | 0 | 0 | 0 | 0 | 0 | 0 | 0 | 0 | 0 | 0 | 0 | 0 | 0 | 0 | 0 | 0 | 0 | 0 | 0 | 0 | 0 | 0
Absolute Change in In Scope Emissions due to Electricity Imports[CO,municipal solid waste es] | Absolute Change in In Scope Emissions due to Electricity Imports | CO | municipal solid waste es |  |  | 0 | 0 | 0 | 0 | 0 | 0 | 0 | 0 | 0 | 0 | 0 | 0 | 0 | 0 | 0 | 0 | 0 | 0 | 0 | 0 | 0 | 0 | 0 | 0 | 0 | 0 | 0 | 0 | 0 | 0 | 0
Absolute Change in In Scope Emissions due to Electricity Imports[NOx,hard coal es] | Absolute Change in In Scope Emissions due to Electricity Imports | NOx | hard coal es |  |  | 3724270000 | 2977910000 | 2235320000 | 1488950000 | 746362000 | 0 | 0 | 0 | 0 | 0 | 0 | 0 | 0 | 0 | 0 | 0 | 0 | 0 | 0 | 0 | 0 | 0 | 0 | 0 | 0 | 0 | 0 | 0 | 0 | 0 | 0
Absolute Change in In Scope Emissions due to Electricity Imports[NOx,natural gas nonpeaker es] | Absolute Change in In Scope Emissions due to Electricity Imports | NOx | natural gas nonpeaker es |  |  | 2187050000 | 2114150000 | 2023020000 | 1931890000 | 1840770000 | 1755110000 | 1667630000 | 1580140000 | 1492660000 | 1405180000 | 1317700000 | 1228390000 | 1140910000 | 1053430000 | 965947000 | 878465000 | 790983000 | 701679000 | 614197000 | 526715000 | 439233000 | 351751000 | 264269000 | 175511000 | 87846500 | 0 | 0 | 0 | 0 | 0 | 0
Absolute Change in In Scope Emissions due to Electricity Imports[NOx,nuclear es] | Absolute Change in In Scope Emissions due to Electricity Imports | NOx | nuclear es |  |  | 0 | 0 | 0 | 0 | 0 | 0 | 0 | 0 | 0 | 0 | 0 | 0 | 0 | 0 | 0 | 0 | 0 | 0 | 0 | 0 | 0 | 0 | 0 | 0 | 0 | 0 | 0 | 0 | 0 | 0 | 0
Absolute Change in In Scope Emissions due to Electricity Imports[NOx,hydro es] | Absolute Change in In Scope Emissions due to Electricity Imports | NOx | hydro es |  |  | 0 | 0 | 0 | 0 | 0 | 0 | 0 | 0 | 0 | 0 | 0 | 0 | 0 | 0 | 0 | 0 | 0 | 0 | 0 | 0 | 0 | 0 | 0 | 0 | 0 | 0 | 0 | 0 | 0 | 0 | 0
Absolute Change in In Scope Emissions due to Electricity Imports[NOx,onshore wind es] | Absolute Change in In Scope Emissions due to Electricity Imports | NOx | onshore wind es |  |  | 0 | 0 | 0 | 0 | 0 | 0 | 0 | 0 | 0 | 0 | 0 | 0 | 0 | 0 | 0 | 0 | 0 | 0 | 0 | 0 | 0 | 0 | 0 | 0 | 0 | 0 | 0 | 0 | 0 | 0 | 0
Absolute Change in In Scope Emissions due to Electricity Imports[NOx,solar PV es] | Absolute Change in In Scope Emissions due to Electricity Imports | NOx | solar PV es |  |  | 0 | 0 | 0 | 0 | 0 | 0 | 0 | 0 | 0 | 0 | 0 | 0 | 0 | 0 | 0 | 0 | 0 | 0 | 0 | 0 | 0 | 0 | 0 | 0 | 0 | 0 | 0 | 0 | 0 | 0 | 0
Absolute Change in In Scope Emissions due to Electricity Imports[NOx,solar thermal es] | Absolute Change in In Scope Emissions due to Electricity Imports | NOx | solar thermal es |  |  | 0 | 0 | 0 | 0 | 0 | 0 | 0 | 0 | 0 | 0 | 0 | 0 | 0 | 0 | 0 | 0 | 0 | 0 | 0 | 0 | 0 | 0 | 0 | 0 | 0 | 0 | 0 | 0 | 0 | 0 | 0
Absolute Change in In Scope Emissions due to Electricity Imports[NOx,biomass es] | Absolute Change in In Scope Emissions due to Electricity Imports | NOx | biomass es |  |  | 751486000 | 751486000 | 751486000 | 751486000 | 751486000 | 751486000 | 751486000 | 751486000 | 751486000 | 751486000 | 751486000 | 751486000 | 751486000 | 751486000 | 751486000 | 751486000 | 751486000 | 751486000 | 751486000 | 751486000 | 751486000 | 751486000 | 751486000 | 751486000 | 751486000 | 751486000 | 751486000 | 751486000 | 751486000 | 751486000 | 751486000
Absolute Change in In Scope Emissions due to Electricity Imports[NOx,geothermal es] | Absolute Change in In Scope Emissions due to Electricity Imports | NOx | geothermal es |  |  | 0 | 0 | 0 | 0 | 0 | 0 | 0 | 0 | 0 | 0 | 0 | 0 | 0 | 0 | 0 | 0 | 0 | 0 | 0 | 0 | 0 | 0 | 0 | 0 | 0 | 0 | 0 | 0 | 0 | 0 | 0
Absolute Change in In Scope Emissions due to Electricity Imports[NOx,petroleum es] | Absolute Change in In Scope Emissions due to Electricity Imports | NOx | petroleum es |  |  | 748183000 | 719087000 | 689991000 | 660895000 | 631799000 | 598546000 | 569450000 | 540354000 | 511258000 | 478006000 | 448910000 | 419814000 | 389886000 | 359959000 | 330032000 | 300104000 | 270177000 | 239834000 | 209907000 | 179980000 | 150052000 | 120125000 | 90197600 | 59854600 | 30010400 | 0 | 0 | 0 | 0 | 0 | 0
Absolute Change in In Scope Emissions due to Electricity Imports[NOx,natural gas peaker es] | Absolute Change in In Scope Emissions due to Electricity Imports | NOx | natural gas peaker es |  |  | 0 | 0 | 0 | 0 | 0 | 0 | 0 | 0 | 0 | 0 | 0 | 0 | 0 | 0 | 0 | 0 | 0 | 0 | 0 | 0 | 0 | 0 | 0 | 0 | 0 | 0 | 0 | 0 | 0 | 0 | 0
Absolute Change in In Scope Emissions due to Electricity Imports[NOx,lignite es] | Absolute Change in In Scope Emissions due to Electricity Imports | NOx | lignite es |  |  | 0 | 0 | 0 | 0 | 0 | 0 | 0 | 0 | 0 | 0 | 0 | 0 | 0 | 0 | 0 | 0 | 0 | 0 | 0 | 0 | 0 | 0 | 0 | 0 | 0 | 0 | 0 | 0 | 0 | 0 | 0
Absolute Change in In Scope Emissions due to Electricity Imports[NOx,offshore wind es] | Absolute Change in In Scope Emissions due to Electricity Imports | NOx | offshore wind es |  |  | 0 | 0 | 0 | 0 | 0 | 0 | 0 | 0 | 0 | 0 | 0 | 0 | 0 | 0 | 0 | 0 | 0 | 0 | 0 | 0 | 0 | 0 | 0 | 0 | 0 | 0 | 0 | 0 | 0 | 0 | 0
Absolute Change in In Scope Emissions due to Electricity Imports[NOx,crude oil es] | Absolute Change in In Scope Emissions due to Electricity Imports | NOx | crude oil es |  |  | 0 | 0 | 0 | 0 | 0 | 0 | 0 | 0 | 0 | 0 | 0 | 0 | 0 | 0 | 0 | 0 | 0 | 0 | 0 | 0 | 0 | 0 | 0 | 0 | 0 | 0 | 0 | 0 | 0 | 0 | 0
Absolute Change in In Scope Emissions due to Electricity Imports[NOx,heavy or residual fuel oil es] | Absolute Change in In Scope Emissions due to Electricity Imports | NOx | heavy or residual fuel oil es |  |  | 0 | 0 | 0 | 0 | 0 | 0 | 0 | 0 | 0 | 0 | 0 | 0 | 0 | 0 | 0 | 0 | 0 | 0 | 0 | 0 | 0 | 0 | 0 | 0 | 0 | 0 | 0 | 0 | 0 | 0 | 0
Absolute Change in In Scope Emissions due to Electricity Imports[NOx,municipal solid waste es] | Absolute Change in In Scope Emissions due to Electricity Imports | NOx | municipal solid waste es |  |  | 0 | 0 | 0 | 0 | 0 | 0 | 0 | 0 | 0 | 0 | 0 | 0 | 0 | 0 | 0 | 0 | 0 | 0 | 0 | 0 | 0 | 0 | 0 | 0 | 0 | 0 | 0 | 0 | 0 | 0 | 0
Absolute Change in In Scope Emissions due to Electricity Imports[PM10,hard coal es] | Absolute Change in In Scope Emissions due to Electricity Imports | PM10 | hard coal es |  |  | 630595000 | 504221000 | 378485000 | 252110000 | 126374000 | 0 | 0 | 0 | 0 | 0 | 0 | 0 | 0 | 0 | 0 | 0 | 0 | 0 | 0 | 0 | 0 | 0 | 0 | 0 | 0 | 0 | 0 | 0 | 0 | 0 | 0
Absolute Change in In Scope Emissions due to Electricity Imports[PM10,natural gas nonpeaker es] | Absolute Change in In Scope Emissions due to Electricity Imports | PM10 | natural gas nonpeaker es |  |  | 54906300 | 53076100 | 50788300 | 48500600 | 46212800 | 44062300 | 41866000 | 39669800 | 37473500 | 35277300 | 33081000 | 30839000 | 28642800 | 26446500 | 24250300 | 22054000 | 19857800 | 17615800 | 15419500 | 13223300 | 11027000 | 8830760 | 6634510 | 4406230 | 2205400 | 0 | 0 | 0 | 0 | 0 | 0
Absolute Change in In Scope Emissions due to Electricity Imports[PM10,nuclear es] | Absolute Change in In Scope Emissions due to Electricity Imports | PM10 | nuclear es |  |  | 0 | 0 | 0 | 0 | 0 | 0 | 0 | 0 | 0 | 0 | 0 | 0 | 0 | 0 | 0 | 0 | 0 | 0 | 0 | 0 | 0 | 0 | 0 | 0 | 0 | 0 | 0 | 0 | 0 | 0 | 0
Absolute Change in In Scope Emissions due to Electricity Imports[PM10,hydro es] | Absolute Change in In Scope Emissions due to Electricity Imports | PM10 | hydro es |  |  | 0 | 0 | 0 | 0 | 0 | 0 | 0 | 0 | 0 | 0 | 0 | 0 | 0 | 0 | 0 | 0 | 0 | 0 | 0 | 0 | 0 | 0 | 0 | 0 | 0 | 0 | 0 | 0 | 0 | 0 | 0
Absolute Change in In Scope Emissions due to Electricity Imports[PM10,onshore wind es] | Absolute Change in In Scope Emissions due to Electricity Imports | PM10 | onshore wind es |  |  | 0 | 0 | 0 | 0 | 0 | 0 | 0 | 0 | 0 | 0 | 0 | 0 | 0 | 0 | 0 | 0 | 0 | 0 | 0 | 0 | 0 | 0 | 0 | 0 | 0 | 0 | 0 | 0 | 0 | 0 | 0
Absolute Change in In Scope Emissions due to Electricity Imports[PM10,solar PV es] | Absolute Change in In Scope Emissions due to Electricity Imports | PM10 | solar PV es |  |  | 0 | 0 | 0 | 0 | 0 | 0 | 0 | 0 | 0 | 0 | 0 | 0 | 0 | 0 | 0 | 0 | 0 | 0 | 0 | 0 | 0 | 0 | 0 | 0 | 0 | 0 | 0 | 0 | 0 | 0 | 0
Absolute Change in In Scope Emissions due to Electricity Imports[PM10,solar thermal es] | Absolute Change in In Scope Emissions due to Electricity Imports | PM10 | solar thermal es |  |  | 0 | 0 | 0 | 0 | 0 | 0 | 0 | 0 | 0 | 0 | 0 | 0 | 0 | 0 | 0 | 0 | 0 | 0 | 0 | 0 | 0 | 0 | 0 | 0 | 0 | 0 | 0 | 0 | 0 | 0 | 0
Absolute Change in In Scope Emissions due to Electricity Imports[PM10,biomass es] | Absolute Change in In Scope Emissions due to Electricity Imports | PM10 | biomass es |  |  | 1705650000 | 1705650000 | 1705650000 | 1705650000 | 1705650000 | 1705650000 | 1705650000 | 1705650000 | 1705650000 | 1705650000 | 1705650000 | 1705650000 | 1705650000 | 1705650000 | 1705650000 | 1705650000 | 1705650000 | 1705650000 | 1705650000 | 1705650000 | 1705650000 | 1705650000 | 1705650000 | 1705650000 | 1705650000 | 1705650000 | 1705650000 | 1705650000 | 1705650000 | 1705650000 | 1705650000
Absolute Change in In Scope Emissions due to Electricity Imports[PM10,geothermal es] | Absolute Change in In Scope Emissions due to Electricity Imports | PM10 | geothermal es |  |  | 0 | 0 | 0 | 0 | 0 | 0 | 0 | 0 | 0 | 0 | 0 | 0 | 0 | 0 | 0 | 0 | 0 | 0 | 0 | 0 | 0 | 0 | 0 | 0 | 0 | 0 | 0 | 0 | 0 | 0 | 0
Absolute Change in In Scope Emissions due to Electricity Imports[PM10,petroleum es] | Absolute Change in In Scope Emissions due to Electricity Imports | PM10 | petroleum es |  |  | 30250400 | 29074000 | 27897600 | 26721200 | 25544800 | 24200300 | 23023900 | 21847500 | 20671100 | 19326700 | 18150300 | 16973900 | 15763800 | 14553800 | 13343800 | 12133800 | 10923800 | 9696940 | 8486930 | 7276910 | 6066890 | 4856870 | 3646860 | 2420030 | 1213380 | 0 | 0 | 0 | 0 | 0 | 0
Absolute Change in In Scope Emissions due to Electricity Imports[PM10,natural gas peaker es] | Absolute Change in In Scope Emissions due to Electricity Imports | PM10 | natural gas peaker es |  |  | 0 | 0 | 0 | 0 | 0 | 0 | 0 | 0 | 0 | 0 | 0 | 0 | 0 | 0 | 0 | 0 | 0 | 0 | 0 | 0 | 0 | 0 | 0 | 0 | 0 | 0 | 0 | 0 | 0 | 0 | 0
Absolute Change in In Scope Emissions due to Electricity Imports[PM10,lignite es] | Absolute Change in In Scope Emissions due to Electricity Imports | PM10 | lignite es |  |  | 0 | 0 | 0 | 0 | 0 | 0 | 0 | 0 | 0 | 0 | 0 | 0 | 0 | 0 | 0 | 0 | 0 | 0 | 0 | 0 | 0 | 0 | 0 | 0 | 0 | 0 | 0 | 0 | 0 | 0 | 0
Absolute Change in In Scope Emissions due to Electricity Imports[PM10,offshore wind es] | Absolute Change in In Scope Emissions due to Electricity Imports | PM10 | offshore wind es |  |  | 0 | 0 | 0 | 0 | 0 | 0 | 0 | 0 | 0 | 0 | 0 | 0 | 0 | 0 | 0 | 0 | 0 | 0 | 0 | 0 | 0 | 0 | 0 | 0 | 0 | 0 | 0 | 0 | 0 | 0 | 0
Absolute Change in In Scope Emissions due to Electricity Imports[PM10,crude oil es] | Absolute Change in In Scope Emissions due to Electricity Imports | PM10 | crude oil es |  |  | 0 | 0 | 0 | 0 | 0 | 0 | 0 | 0 | 0 | 0 | 0 | 0 | 0 | 0 | 0 | 0 | 0 | 0 | 0 | 0 | 0 | 0 | 0 | 0 | 0 | 0 | 0 | 0 | 0 | 0 | 0
Absolute Change in In Scope Emissions due to Electricity Imports[PM10,heavy or residual fuel oil es] | Absolute Change in In Scope Emissions due to Electricity Imports | PM10 | heavy or residual fuel oil es |  |  | 0 | 0 | 0 | 0 | 0 | 0 | 0 | 0 | 0 | 0 | 0 | 0 | 0 | 0 | 0 | 0 | 0 | 0 | 0 | 0 | 0 | 0 | 0 | 0 | 0 | 0 | 0 | 0 | 0 | 0 | 0
Absolute Change in In Scope Emissions due to Electricity Imports[PM10,municipal solid waste es] | Absolute Change in In Scope Emissions due to Electricity Imports | PM10 | municipal solid waste es |  |  | 0 | 0 | 0 | 0 | 0 | 0 | 0 | 0 | 0 | 0 | 0 | 0 | 0 | 0 | 0 | 0 | 0 | 0 | 0 | 0 | 0 | 0 | 0 | 0 | 0 | 0 | 0 | 0 | 0 | 0 | 0
Absolute Change in In Scope Emissions due to Electricity Imports[PM25,hard coal es] | Absolute Change in In Scope Emissions due to Electricity Imports | PM25 | hard coal es |  |  | 442310000 | 353669000 | 265475000 | 176834000 | 88641000 | 0 | 0 | 0 | 0 | 0 | 0 | 0 | 0 | 0 | 0 | 0 | 0 | 0 | 0 | 0 | 0 | 0 | 0 | 0 | 0 | 0 | 0 | 0 | 0 | 0 | 0
Absolute Change in In Scope Emissions due to Electricity Imports[PM25,natural gas nonpeaker es] | Absolute Change in In Scope Emissions due to Electricity Imports | PM25 | natural gas nonpeaker es |  |  | 54906300 | 53076100 | 50788300 | 48500600 | 46212800 | 44062300 | 41866000 | 39669800 | 37473500 | 35277300 | 33081000 | 30839000 | 28642800 | 26446500 | 24250300 | 22054000 | 19857800 | 17615800 | 15419500 | 13223300 | 11027000 | 8830760 | 6634510 | 4406230 | 2205400 | 0 | 0 | 0 | 0 | 0 | 0
Absolute Change in In Scope Emissions due to Electricity Imports[PM25,nuclear es] | Absolute Change in In Scope Emissions due to Electricity Imports | PM25 | nuclear es |  |  | 0 | 0 | 0 | 0 | 0 | 0 | 0 | 0 | 0 | 0 | 0 | 0 | 0 | 0 | 0 | 0 | 0 | 0 | 0 | 0 | 0 | 0 | 0 | 0 | 0 | 0 | 0 | 0 | 0 | 0 | 0
Absolute Change in In Scope Emissions due to Electricity Imports[PM25,hydro es] | Absolute Change in In Scope Emissions due to Electricity Imports | PM25 | hydro es |  |  | 0 | 0 | 0 | 0 | 0 | 0 | 0 | 0 | 0 | 0 | 0 | 0 | 0 | 0 | 0 | 0 | 0 | 0 | 0 | 0 | 0 | 0 | 0 | 0 | 0 | 0 | 0 | 0 | 0 | 0 | 0
Absolute Change in In Scope Emissions due to Electricity Imports[PM25,onshore wind es] | Absolute Change in In Scope Emissions due to Electricity Imports | PM25 | onshore wind es |  |  | 0 | 0 | 0 | 0 | 0 | 0 | 0 | 0 | 0 | 0 | 0 | 0 | 0 | 0 | 0 | 0 | 0 | 0 | 0 | 0 | 0 | 0 | 0 | 0 | 0 | 0 | 0 | 0 | 0 | 0 | 0
Absolute Change in In Scope Emissions due to Electricity Imports[PM25,solar PV es] | Absolute Change in In Scope Emissions due to Electricity Imports | PM25 | solar PV es |  |  | 0 | 0 | 0 | 0 | 0 | 0 | 0 | 0 | 0 | 0 | 0 | 0 | 0 | 0 | 0 | 0 | 0 | 0 | 0 | 0 | 0 | 0 | 0 | 0 | 0 | 0 | 0 | 0 | 0 | 0 | 0
Absolute Change in In Scope Emissions due to Electricity Imports[PM25,solar thermal es] | Absolute Change in In Scope Emissions due to Electricity Imports | PM25 | solar thermal es |  |  | 0 | 0 | 0 | 0 | 0 | 0 | 0 | 0 | 0 | 0 | 0 | 0 | 0 | 0 | 0 | 0 | 0 | 0 | 0 | 0 | 0 | 0 | 0 | 0 | 0 | 0 | 0 | 0 | 0 | 0 | 0
Absolute Change in In Scope Emissions due to Electricity Imports[PM25,biomass es] | Absolute Change in In Scope Emissions due to Electricity Imports | PM25 | biomass es |  |  | 497170000 | 497170000 | 497170000 | 497170000 | 497170000 | 497170000 | 497170000 | 497170000 | 497170000 | 497170000 | 497170000 | 497170000 | 497170000 | 497170000 | 497170000 | 497170000 | 497170000 | 497170000 | 497170000 | 497170000 | 497170000 | 497170000 | 497170000 | 497170000 | 497170000 | 497170000 | 497170000 | 497170000 | 497170000 | 497170000 | 497170000
Absolute Change in In Scope Emissions due to Electricity Imports[PM25,geothermal es] | Absolute Change in In Scope Emissions due to Electricity Imports | PM25 | geothermal es |  |  | 0 | 0 | 0 | 0 | 0 | 0 | 0 | 0 | 0 | 0 | 0 | 0 | 0 | 0 | 0 | 0 | 0 | 0 | 0 | 0 | 0 | 0 | 0 | 0 | 0 | 0 | 0 | 0 | 0 | 0 | 0
Absolute Change in In Scope Emissions due to Electricity Imports[PM25,petroleum es] | Absolute Change in In Scope Emissions due to Electricity Imports | PM25 | petroleum es |  |  | 21587100 | 20747600 | 19908100 | 19068600 | 18229100 | 17269700 | 16430200 | 15590700 | 14751200 | 13791800 | 12952300 | 12112800 | 11249300 | 10385800 | 9522310 | 8658830 | 7795340 | 6919870 | 6056380 | 5192900 | 4329410 | 3465930 | 2602450 | 1726970 | 865883 | 0 | 0 | 0 | 0 | 0 | 0
Absolute Change in In Scope Emissions due to Electricity Imports[PM25,natural gas peaker es] | Absolute Change in In Scope Emissions due to Electricity Imports | PM25 | natural gas peaker es |  |  | 0 | 0 | 0 | 0 | 0 | 0 | 0 | 0 | 0 | 0 | 0 | 0 | 0 | 0 | 0 | 0 | 0 | 0 | 0 | 0 | 0 | 0 | 0 | 0 | 0 | 0 | 0 | 0 | 0 | 0 | 0
Absolute Change in In Scope Emissions due to Electricity Imports[PM25,lignite es] | Absolute Change in In Scope Emissions due to Electricity Imports | PM25 | lignite es |  |  | 0 | 0 | 0 | 0 | 0 | 0 | 0 | 0 | 0 | 0 | 0 | 0 | 0 | 0 | 0 | 0 | 0 | 0 | 0 | 0 | 0 | 0 | 0 | 0 | 0 | 0 | 0 | 0 | 0 | 0 | 0
Absolute Change in In Scope Emissions due to Electricity Imports[PM25,offshore wind es] | Absolute Change in In Scope Emissions due to Electricity Imports | PM25 | offshore wind es |  |  | 0 | 0 | 0 | 0 | 0 | 0 | 0 | 0 | 0 | 0 | 0 | 0 | 0 | 0 | 0 | 0 | 0 | 0 | 0 | 0 | 0 | 0 | 0 | 0 | 0 | 0 | 0 | 0 | 0 | 0 | 0
Absolute Change in In Scope Emissions due to Electricity Imports[PM25,crude oil es] | Absolute Change in In Scope Emissions due to Electricity Imports | PM25 | crude oil es |  |  | 0 | 0 | 0 | 0 | 0 | 0 | 0 | 0 | 0 | 0 | 0 | 0 | 0 | 0 | 0 | 0 | 0 | 0 | 0 | 0 | 0 | 0 | 0 | 0 | 0 | 0 | 0 | 0 | 0 | 0 | 0
Absolute Change in In Scope Emissions due to Electricity Imports[PM25,heavy or residual fuel oil es] | Absolute Change in In Scope Emissions due to Electricity Imports | PM25 | heavy or residual fuel oil es |  |  | 0 | 0 | 0 | 0 | 0 | 0 | 0 | 0 | 0 | 0 | 0 | 0 | 0 | 0 | 0 | 0 | 0 | 0 | 0 | 0 | 0 | 0 | 0 | 0 | 0 | 0 | 0 | 0 | 0 | 0 | 0
Absolute Change in In Scope Emissions due to Electricity Imports[PM25,municipal solid waste es] | Absolute Change in In Scope Emissions due to Electricity Imports | PM25 | municipal solid waste es |  |  | 0 | 0 | 0 | 0 | 0 | 0 | 0 | 0 | 0 | 0 | 0 | 0 | 0 | 0 | 0 | 0 | 0 | 0 | 0 | 0 | 0 | 0 | 0 | 0 | 0 | 0 | 0 | 0 | 0 | 0 | 0
Absolute Change in In Scope Emissions due to Electricity Imports[SOx,hard coal es] | Absolute Change in In Scope Emissions due to Electricity Imports | SOx | hard coal es |  |  | 24157200000 | 19316000000 | 14499200000 | 9658010000 | 4841230000 | 0 | 0 | 0 | 0 | 0 | 0 | 0 | 0 | 0 | 0 | 0 | 0 | 0 | 0 | 0 | 0 | 0 | 0 | 0 | 0 | 0 | 0 | 0 | 0 | 0 | 0
Absolute Change in In Scope Emissions due to Electricity Imports[SOx,natural gas nonpeaker es] | Absolute Change in In Scope Emissions due to Electricity Imports | SOx | natural gas nonpeaker es |  |  | 114489000 | 110672000 | 105902000 | 101132000 | 96361300 | 91877200 | 87297600 | 82718100 | 78138500 | 73559000 | 68979400 | 64304500 | 59724900 | 55145400 | 50565800 | 45986300 | 41406700 | 36731800 | 32152200 | 27572700 | 22993100 | 18413600 | 13834000 | 9187720 | 4598630 | 0 | 0 | 0 | 0 | 0 | 0
Absolute Change in In Scope Emissions due to Electricity Imports[SOx,nuclear es] | Absolute Change in In Scope Emissions due to Electricity Imports | SOx | nuclear es |  |  | 0 | 0 | 0 | 0 | 0 | 0 | 0 | 0 | 0 | 0 | 0 | 0 | 0 | 0 | 0 | 0 | 0 | 0 | 0 | 0 | 0 | 0 | 0 | 0 | 0 | 0 | 0 | 0 | 0 | 0 | 0
Absolute Change in In Scope Emissions due to Electricity Imports[SOx,hydro es] | Absolute Change in In Scope Emissions due to Electricity Imports | SOx | hydro es |  |  | 0 | 0 | 0 | 0 | 0 | 0 | 0 | 0 | 0 | 0 | 0 | 0 | 0 | 0 | 0 | 0 | 0 | 0 | 0 | 0 | 0 | 0 | 0 | 0 | 0 | 0 | 0 | 0 | 0 | 0 | 0
Absolute Change in In Scope Emissions due to Electricity Imports[SOx,onshore wind es] | Absolute Change in In Scope Emissions due to Electricity Imports | SOx | onshore wind es |  |  | 0 | 0 | 0 | 0 | 0 | 0 | 0 | 0 | 0 | 0 | 0 | 0 | 0 | 0 | 0 | 0 | 0 | 0 | 0 | 0 | 0 | 0 | 0 | 0 | 0 | 0 | 0 | 0 | 0 | 0 | 0
Absolute Change in In Scope Emissions due to Electricity Imports[SOx,solar PV es] | Absolute Change in In Scope Emissions due to Electricity Imports | SOx | solar PV es |  |  | 0 | 0 | 0 | 0 | 0 | 0 | 0 | 0 | 0 | 0 | 0 | 0 | 0 | 0 | 0 | 0 | 0 | 0 | 0 | 0 | 0 | 0 | 0 | 0 | 0 | 0 | 0 | 0 | 0 | 0 | 0
Absolute Change in In Scope Emissions due to Electricity Imports[SOx,solar thermal es] | Absolute Change in In Scope Emissions due to Electricity Imports | SOx | solar thermal es |  |  | 0 | 0 | 0 | 0 | 0 | 0 | 0 | 0 | 0 | 0 | 0 | 0 | 0 | 0 | 0 | 0 | 0 | 0 | 0 | 0 | 0 | 0 | 0 | 0 | 0 | 0 | 0 | 0 | 0 | 0 | 0
Absolute Change in In Scope Emissions due to Electricity Imports[SOx,biomass es] | Absolute Change in In Scope Emissions due to Electricity Imports | SOx | biomass es |  |  | 0 | 0 | 0 | 0 | 0 | 0 | 0 | 0 | 0 | 0 | 0 | 0 | 0 | 0 | 0 | 0 | 0 | 0 | 0 | 0 | 0 | 0 | 0 | 0 | 0 | 0 | 0 | 0 | 0 | 0 | 0
Absolute Change in In Scope Emissions due to Electricity Imports[SOx,geothermal es] | Absolute Change in In Scope Emissions due to Electricity Imports | SOx | geothermal es |  |  | 0 | 0 | 0 | 0 | 0 | 0 | 0 | 0 | 0 | 0 | 0 | 0 | 0 | 0 | 0 | 0 | 0 | 0 | 0 | 0 | 0 | 0 | 0 | 0 | 0 | 0 | 0 | 0 | 0 | 0 | 0
Absolute Change in In Scope Emissions due to Electricity Imports[SOx,petroleum es] | Absolute Change in In Scope Emissions due to Electricity Imports | SOx | petroleum es |  |  | 542465000 | 521369000 | 500273000 | 479177000 | 458081000 | 433972000 | 412876000 | 391780000 | 370684000 | 346575000 | 325479000 | 304383000 | 282684000 | 260986000 | 239287000 | 217589000 | 195890000 | 173890000 | 152191000 | 130493000 | 108794000 | 87095700 | 65397100 | 43397200 | 21758900 | 0 | 0 | 0 | 0 | 0 | 0
Absolute Change in In Scope Emissions due to Electricity Imports[SOx,natural gas peaker es] | Absolute Change in In Scope Emissions due to Electricity Imports | SOx | natural gas peaker es |  |  | 0 | 0 | 0 | 0 | 0 | 0 | 0 | 0 | 0 | 0 | 0 | 0 | 0 | 0 | 0 | 0 | 0 | 0 | 0 | 0 | 0 | 0 | 0 | 0 | 0 | 0 | 0 | 0 | 0 | 0 | 0
Absolute Change in In Scope Emissions due to Electricity Imports[SOx,lignite es] | Absolute Change in In Scope Emissions due to Electricity Imports | SOx | lignite es |  |  | 0 | 0 | 0 | 0 | 0 | 0 | 0 | 0 | 0 | 0 | 0 | 0 | 0 | 0 | 0 | 0 | 0 | 0 | 0 | 0 | 0 | 0 | 0 | 0 | 0 | 0 | 0 | 0 | 0 | 0 | 0
Absolute Change in In Scope Emissions due to Electricity Imports[SOx,offshore wind es] | Absolute Change in In Scope Emissions due to Electricity Imports | SOx | offshore wind es |  |  | 0 | 0 | 0 | 0 | 0 | 0 | 0 | 0 | 0 | 0 | 0 | 0 | 0 | 0 | 0 | 0 | 0 | 0 | 0 | 0 | 0 | 0 | 0 | 0 | 0 | 0 | 0 | 0 | 0 | 0 | 0
Absolute Change in In Scope Emissions due to Electricity Imports[SOx,crude oil es] | Absolute Change in In Scope Emissions due to Electricity Imports | SOx | crude oil es |  |  | 0 | 0 | 0 | 0 | 0 | 0 | 0 | 0 | 0 | 0 | 0 | 0 | 0 | 0 | 0 | 0 | 0 | 0 | 0 | 0 | 0 | 0 | 0 | 0 | 0 | 0 | 0 | 0 | 0 | 0 | 0
Absolute Change in In Scope Emissions due to Electricity Imports[SOx,heavy or residual fuel oil es] | Absolute Change in In Scope Emissions due to Electricity Imports | SOx | heavy or residual fuel oil es |  |  | 0 | 0 | 0 | 0 | 0 | 0 | 0 | 0 | 0 | 0 | 0 | 0 | 0 | 0 | 0 | 0 | 0 | 0 | 0 | 0 | 0 | 0 | 0 | 0 | 0 | 0 | 0 | 0 | 0 | 0 | 0
Absolute Change in In Scope Emissions due to Electricity Imports[SOx,municipal solid waste es] | Absolute Change in In Scope Emissions due to Electricity Imports | SOx | municipal solid waste es |  |  | 0 | 0 | 0 | 0 | 0 | 0 | 0 | 0 | 0 | 0 | 0 | 0 | 0 | 0 | 0 | 0 | 0 | 0 | 0 | 0 | 0 | 0 | 0 | 0 | 0 | 0 | 0 | 0 | 0 | 0 | 0
Absolute Change in In Scope Emissions due to Electricity Imports[BC,hard coal es] | Absolute Change in In Scope Emissions due to Electricity Imports | BC | hard coal es |  |  | 19005100 | 15196400 | 11406900 | 7598190 | 3808710 | 0 | 0 | 0 | 0 | 0 | 0 | 0 | 0 | 0 | 0 | 0 | 0 | 0 | 0 | 0 | 0 | 0 | 0 | 0 | 0 | 0 | 0 | 0 | 0 | 0 | 0
Absolute Change in In Scope Emissions due to Electricity Imports[BC,natural gas nonpeaker es] | Absolute Change in In Scope Emissions due to Electricity Imports | BC | natural gas nonpeaker es |  |  | 39520500 | 38203100 | 36556400 | 34909700 | 33263100 | 31715200 | 30134400 | 28553500 | 26972700 | 25391900 | 23811100 | 22197300 | 20616500 | 19035700 | 17454900 | 15874100 | 14293200 | 12679500 | 11098700 | 9517840 | 7937030 | 6356210 | 4775390 | 3171520 | 1587410 | 0 | 0 | 0 | 0 | 0 | 0
Absolute Change in In Scope Emissions due to Electricity Imports[BC,nuclear es] | Absolute Change in In Scope Emissions due to Electricity Imports | BC | nuclear es |  |  | 0 | 0 | 0 | 0 | 0 | 0 | 0 | 0 | 0 | 0 | 0 | 0 | 0 | 0 | 0 | 0 | 0 | 0 | 0 | 0 | 0 | 0 | 0 | 0 | 0 | 0 | 0 | 0 | 0 | 0 | 0
Absolute Change in In Scope Emissions due to Electricity Imports[BC,hydro es] | Absolute Change in In Scope Emissions due to Electricity Imports | BC | hydro es |  |  | 0 | 0 | 0 | 0 | 0 | 0 | 0 | 0 | 0 | 0 | 0 | 0 | 0 | 0 | 0 | 0 | 0 | 0 | 0 | 0 | 0 | 0 | 0 | 0 | 0 | 0 | 0 | 0 | 0 | 0 | 0
Absolute Change in In Scope Emissions due to Electricity Imports[BC,onshore wind es] | Absolute Change in In Scope Emissions due to Electricity Imports | BC | onshore wind es |  |  | 0 | 0 | 0 | 0 | 0 | 0 | 0 | 0 | 0 | 0 | 0 | 0 | 0 | 0 | 0 | 0 | 0 | 0 | 0 | 0 | 0 | 0 | 0 | 0 | 0 | 0 | 0 | 0 | 0 | 0 | 0
Absolute Change in In Scope Emissions due to Electricity Imports[BC,solar PV es] | Absolute Change in In Scope Emissions due to Electricity Imports | BC | solar PV es |  |  | 0 | 0 | 0 | 0 | 0 | 0 | 0 | 0 | 0 | 0 | 0 | 0 | 0 | 0 | 0 | 0 | 0 | 0 | 0 | 0 | 0 | 0 | 0 | 0 | 0 | 0 | 0 | 0 | 0 | 0 | 0
Absolute Change in In Scope Emissions due to Electricity Imports[BC,solar thermal es] | Absolute Change in In Scope Emissions due to Electricity Imports | BC | solar thermal es |  |  | 0 | 0 | 0 | 0 | 0 | 0 | 0 | 0 | 0 | 0 | 0 | 0 | 0 | 0 | 0 | 0 | 0 | 0 | 0 | 0 | 0 | 0 | 0 | 0 | 0 | 0 | 0 | 0 | 0 | 0 | 0
Absolute Change in In Scope Emissions due to Electricity Imports[BC,biomass es] | Absolute Change in In Scope Emissions due to Electricity Imports | BC | biomass es |  |  | 68607200 | 68607200 | 68607200 | 68607200 | 68607200 | 68607200 | 68607200 | 68607200 | 68607200 | 68607200 | 68607200 | 68607200 | 68607200 | 68607200 | 68607200 | 68607200 | 68607200 | 68607200 | 68607200 | 68607200 | 68607200 | 68607200 | 68607200 | 68607200 | 68607200 | 68607200 | 68607200 | 68607200 | 68607200 | 68607200 | 68607200
Absolute Change in In Scope Emissions due to Electricity Imports[BC,geothermal es] | Absolute Change in In Scope Emissions due to Electricity Imports | BC | geothermal es |  |  | 0 | 0 | 0 | 0 | 0 | 0 | 0 | 0 | 0 | 0 | 0 | 0 | 0 | 0 | 0 | 0 | 0 | 0 | 0 | 0 | 0 | 0 | 0 | 0 | 0 | 0 | 0 | 0 | 0 | 0 | 0
Absolute Change in In Scope Emissions due to Electricity Imports[BC,petroleum es] | Absolute Change in In Scope Emissions due to Electricity Imports | BC | petroleum es |  |  | 1370700 | 1317400 | 1264090 | 1210790 | 1157480 | 1096560 | 1043260 | 989953 | 936648 | 875728 | 822422 | 769117 | 714289 | 659461 | 604633 | 549805 | 494976 | 439387 | 384559 | 329730 | 274902 | 220074 | 165246 | 109656 | 54980.5 | 0 | 0 | 0 | 0 | 0 | 0
Absolute Change in In Scope Emissions due to Electricity Imports[BC,natural gas peaker es] | Absolute Change in In Scope Emissions due to Electricity Imports | BC | natural gas peaker es |  |  | 0 | 0 | 0 | 0 | 0 | 0 | 0 | 0 | 0 | 0 | 0 | 0 | 0 | 0 | 0 | 0 | 0 | 0 | 0 | 0 | 0 | 0 | 0 | 0 | 0 | 0 | 0 | 0 | 0 | 0 | 0
Absolute Change in In Scope Emissions due to Electricity Imports[BC,lignite es] | Absolute Change in In Scope Emissions due to Electricity Imports | BC | lignite es |  |  | 0 | 0 | 0 | 0 | 0 | 0 | 0 | 0 | 0 | 0 | 0 | 0 | 0 | 0 | 0 | 0 | 0 | 0 | 0 | 0 | 0 | 0 | 0 | 0 | 0 | 0 | 0 | 0 | 0 | 0 | 0
Absolute Change in In Scope Emissions due to Electricity Imports[BC,offshore wind es] | Absolute Change in In Scope Emissions due to Electricity Imports | BC | offshore wind es |  |  | 0 | 0 | 0 | 0 | 0 | 0 | 0 | 0 | 0 | 0 | 0 | 0 | 0 | 0 | 0 | 0 | 0 | 0 | 0 | 0 | 0 | 0 | 0 | 0 | 0 | 0 | 0 | 0 | 0 | 0 | 0
Absolute Change in In Scope Emissions due to Electricity Imports[BC,crude oil es] | Absolute Change in In Scope Emissions due to Electricity Imports | BC | crude oil es |  |  | 0 | 0 | 0 | 0 | 0 | 0 | 0 | 0 | 0 | 0 | 0 | 0 | 0 | 0 | 0 | 0 | 0 | 0 | 0 | 0 | 0 | 0 | 0 | 0 | 0 | 0 | 0 | 0 | 0 | 0 | 0
Absolute Change in In Scope Emissions due to Electricity Imports[BC,heavy or residual fuel oil es] | Absolute Change in In Scope Emissions due to Electricity Imports | BC | heavy or residual fuel oil es |  |  | 0 | 0 | 0 | 0 | 0 | 0 | 0 | 0 | 0 | 0 | 0 | 0 | 0 | 0 | 0 | 0 | 0 | 0 | 0 | 0 | 0 | 0 | 0 | 0 | 0 | 0 | 0 | 0 | 0 | 0 | 0
Absolute Change in In Scope Emissions due to Electricity Imports[BC,municipal solid waste es] | Absolute Change in In Scope Emissions due to Electricity Imports | BC | municipal solid waste es |  |  | 0 | 0 | 0 | 0 | 0 | 0 | 0 | 0 | 0 | 0 | 0 | 0 | 0 | 0 | 0 | 0 | 0 | 0 | 0 | 0 | 0 | 0 | 0 | 0 | 0 | 0 | 0 | 0 | 0 | 0 | 0
Absolute Change in In Scope Emissions due to Electricity Imports[OC,hard coal es] | Absolute Change in In Scope Emissions due to Electricity Imports | OC | hard coal es |  |  | 35829300 | 28648900 | 21504800 | 14324500 | 7180360 | 0 | 0 | 0 | 0 | 0 | 0 | 0 | 0 | 0 | 0 | 0 | 0 | 0 | 0 | 0 | 0 | 0 | 0 | 0 | 0 | 0 | 0 | 0 | 0 | 0 | 0
Absolute Change in In Scope Emissions due to Electricity Imports[OC,natural gas nonpeaker es] | Absolute Change in In Scope Emissions due to Electricity Imports | OC | natural gas nonpeaker es |  |  | 49777700 | 48118400 | 46044400 | 43970300 | 41896200 | 39946600 | 37955500 | 35964400 | 33973300 | 31982200 | 29991100 | 27958500 | 25967400 | 23976300 | 21985100 | 19994000 | 18002900 | 15970300 | 13979200 | 11988100 | 9997020 | 8005910 | 6014800 | 3994660 | 1999400 | 0 | 0 | 0 | 0 | 0 | 0
Absolute Change in In Scope Emissions due to Electricity Imports[OC,nuclear es] | Absolute Change in In Scope Emissions due to Electricity Imports | OC | nuclear es |  |  | 0 | 0 | 0 | 0 | 0 | 0 | 0 | 0 | 0 | 0 | 0 | 0 | 0 | 0 | 0 | 0 | 0 | 0 | 0 | 0 | 0 | 0 | 0 | 0 | 0 | 0 | 0 | 0 | 0 | 0 | 0
Absolute Change in In Scope Emissions due to Electricity Imports[OC,hydro es] | Absolute Change in In Scope Emissions due to Electricity Imports | OC | hydro es |  |  | 0 | 0 | 0 | 0 | 0 | 0 | 0 | 0 | 0 | 0 | 0 | 0 | 0 | 0 | 0 | 0 | 0 | 0 | 0 | 0 | 0 | 0 | 0 | 0 | 0 | 0 | 0 | 0 | 0 | 0 | 0
Absolute Change in In Scope Emissions due to Electricity Imports[OC,onshore wind es] | Absolute Change in In Scope Emissions due to Electricity Imports | OC | onshore wind es |  |  | 0 | 0 | 0 | 0 | 0 | 0 | 0 | 0 | 0 | 0 | 0 | 0 | 0 | 0 | 0 | 0 | 0 | 0 | 0 | 0 | 0 | 0 | 0 | 0 | 0 | 0 | 0 | 0 | 0 | 0 | 0
Absolute Change in In Scope Emissions due to Electricity Imports[OC,solar PV es] | Absolute Change in In Scope Emissions due to Electricity Imports | OC | solar PV es |  |  | 0 | 0 | 0 | 0 | 0 | 0 | 0 | 0 | 0 | 0 | 0 | 0 | 0 | 0 | 0 | 0 | 0 | 0 | 0 | 0 | 0 | 0 | 0 | 0 | 0 | 0 | 0 | 0 | 0 | 0 | 0
Absolute Change in In Scope Emissions due to Electricity Imports[OC,solar thermal es] | Absolute Change in In Scope Emissions due to Electricity Imports | OC | solar thermal es |  |  | 0 | 0 | 0 | 0 | 0 | 0 | 0 | 0 | 0 | 0 | 0 | 0 | 0 | 0 | 0 | 0 | 0 | 0 | 0 | 0 | 0 | 0 | 0 | 0 | 0 | 0 | 0 | 0 | 0 | 0 | 0
Absolute Change in In Scope Emissions due to Electricity Imports[OC,biomass es] | Absolute Change in In Scope Emissions due to Electricity Imports | OC | biomass es |  |  | 162077000 | 162077000 | 162077000 | 162077000 | 162077000 | 162077000 | 162077000 | 162077000 | 162077000 | 162077000 | 162077000 | 162077000 | 162077000 | 162077000 | 162077000 | 162077000 | 162077000 | 162077000 | 162077000 | 162077000 | 162077000 | 162077000 | 162077000 | 162077000 | 162077000 | 162077000 | 162077000 | 162077000 | 162077000 | 162077000 | 162077000
Absolute Change in In Scope Emissions due to Electricity Imports[OC,geothermal es] | Absolute Change in In Scope Emissions due to Electricity Imports | OC | geothermal es |  |  | 0 | 0 | 0 | 0 | 0 | 0 | 0 | 0 | 0 | 0 | 0 | 0 | 0 | 0 | 0 | 0 | 0 | 0 | 0 | 0 | 0 | 0 | 0 | 0 | 0 | 0 | 0 | 0 | 0 | 0 | 0
Absolute Change in In Scope Emissions due to Electricity Imports[OC,petroleum es] | Absolute Change in In Scope Emissions due to Electricity Imports | OC | petroleum es |  |  | 981052 | 942900 | 904748 | 866596 | 828444 | 784842 | 746690 | 708538 | 670386 | 626783 | 588631 | 550479 | 511237 | 471995 | 432753 | 393511 | 354269 | 314482 | 275240 | 235998 | 196755 | 157513 | 118271 | 78484.2 | 39351.1 | 0 | 0 | 0 | 0 | 0 | 0
Absolute Change in In Scope Emissions due to Electricity Imports[OC,natural gas peaker es] | Absolute Change in In Scope Emissions due to Electricity Imports | OC | natural gas peaker es |  |  | 0 | 0 | 0 | 0 | 0 | 0 | 0 | 0 | 0 | 0 | 0 | 0 | 0 | 0 | 0 | 0 | 0 | 0 | 0 | 0 | 0 | 0 | 0 | 0 | 0 | 0 | 0 | 0 | 0 | 0 | 0
Absolute Change in In Scope Emissions due to Electricity Imports[OC,lignite es] | Absolute Change in In Scope Emissions due to Electricity Imports | OC | lignite es |  |  | 0 | 0 | 0 | 0 | 0 | 0 | 0 | 0 | 0 | 0 | 0 | 0 | 0 | 0 | 0 | 0 | 0 | 0 | 0 | 0 | 0 | 0 | 0 | 0 | 0 | 0 | 0 | 0 | 0 | 0 | 0
Absolute Change in In Scope Emissions due to Electricity Imports[OC,offshore wind es] | Absolute Change in In Scope Emissions due to Electricity Imports | OC | offshore wind es |  |  | 0 | 0 | 0 | 0 | 0 | 0 | 0 | 0 | 0 | 0 | 0 | 0 | 0 | 0 | 0 | 0 | 0 | 0 | 0 | 0 | 0 | 0 | 0 | 0 | 0 | 0 | 0 | 0 | 0 | 0 | 0
Absolute Change in In Scope Emissions due to Electricity Imports[OC,crude oil es] | Absolute Change in In Scope Emissions due to Electricity Imports | OC | crude oil es |  |  | 0 | 0 | 0 | 0 | 0 | 0 | 0 | 0 | 0 | 0 | 0 | 0 | 0 | 0 | 0 | 0 | 0 | 0 | 0 | 0 | 0 | 0 | 0 | 0 | 0 | 0 | 0 | 0 | 0 | 0 | 0
Absolute Change in In Scope Emissions due to Electricity Imports[OC,heavy or residual fuel oil es] | Absolute Change in In Scope Emissions due to Electricity Imports | OC | heavy or residual fuel oil es |  |  | 0 | 0 | 0 | 0 | 0 | 0 | 0 | 0 | 0 | 0 | 0 | 0 | 0 | 0 | 0 | 0 | 0 | 0 | 0 | 0 | 0 | 0 | 0 | 0 | 0 | 0 | 0 | 0 | 0 | 0 | 0
Absolute Change in In Scope Emissions due to Electricity Imports[OC,municipal solid waste es] | Absolute Change in In Scope Emissions due to Electricity Imports | OC | municipal solid waste es |  |  | 0 | 0 | 0 | 0 | 0 | 0 | 0 | 0 | 0 | 0 | 0 | 0 | 0 | 0 | 0 | 0 | 0 | 0 | 0 | 0 | 0 | 0 | 0 | 0 | 0 | 0 | 0 | 0 | 0 | 0 | 0
Absolute Change in In Scope Emissions due to Electricity Imports[CH4,hard coal es] | Absolute Change in In Scope Emissions due to Electricity Imports | CH4 | hard coal es |  |  | 1142380000 | 913444000 | 685661000 | 456722000 | 228939000 | 0 | 0 | 0 | 0 | 0 | 0 | 0 | 0 | 0 | 0 | 0 | 0 | 0 | 0 | 0 | 0 | 0 | 0 | 0 | 0 | 0 | 0 | 0 | 0 | 0 | 0
Absolute Change in In Scope Emissions due to Electricity Imports[CH4,natural gas nonpeaker es] | Absolute Change in In Scope Emissions due to Electricity Imports | CH4 | natural gas nonpeaker es |  |  | 150841000 | 145813000 | 139528000 | 133243000 | 126958000 | 121050000 | 115017000 | 108983000 | 102949000 | 96915600 | 90882000 | 84722600 | 78689000 | 72655300 | 66621600 | 60588000 | 54554300 | 48395000 | 42361300 | 36327700 | 30294000 | 24260300 | 18226700 | 12105000 | 6058800 | 0 | 0 | 0 | 0 | 0 | 0
Absolute Change in In Scope Emissions due to Electricity Imports[CH4,nuclear es] | Absolute Change in In Scope Emissions due to Electricity Imports | CH4 | nuclear es |  |  | 0 | 0 | 0 | 0 | 0 | 0 | 0 | 0 | 0 | 0 | 0 | 0 | 0 | 0 | 0 | 0 | 0 | 0 | 0 | 0 | 0 | 0 | 0 | 0 | 0 | 0 | 0 | 0 | 0 | 0 | 0
Absolute Change in In Scope Emissions due to Electricity Imports[CH4,hydro es] | Absolute Change in In Scope Emissions due to Electricity Imports | CH4 | hydro es |  |  | 0 | 0 | 0 | 0 | 0 | 0 | 0 | 0 | 0 | 0 | 0 | 0 | 0 | 0 | 0 | 0 | 0 | 0 | 0 | 0 | 0 | 0 | 0 | 0 | 0 | 0 | 0 | 0 | 0 | 0 | 0
Absolute Change in In Scope Emissions due to Electricity Imports[CH4,onshore wind es] | Absolute Change in In Scope Emissions due to Electricity Imports | CH4 | onshore wind es |  |  | 0 | 0 | 0 | 0 | 0 | 0 | 0 | 0 | 0 | 0 | 0 | 0 | 0 | 0 | 0 | 0 | 0 | 0 | 0 | 0 | 0 | 0 | 0 | 0 | 0 | 0 | 0 | 0 | 0 | 0 | 0
Absolute Change in In Scope Emissions due to Electricity Imports[CH4,solar PV es] | Absolute Change in In Scope Emissions due to Electricity Imports | CH4 | solar PV es |  |  | 0 | 0 | 0 | 0 | 0 | 0 | 0 | 0 | 0 | 0 | 0 | 0 | 0 | 0 | 0 | 0 | 0 | 0 | 0 | 0 | 0 | 0 | 0 | 0 | 0 | 0 | 0 | 0 | 0 | 0 | 0
Absolute Change in In Scope Emissions due to Electricity Imports[CH4,solar thermal es] | Absolute Change in In Scope Emissions due to Electricity Imports | CH4 | solar thermal es |  |  | 0 | 0 | 0 | 0 | 0 | 0 | 0 | 0 | 0 | 0 | 0 | 0 | 0 | 0 | 0 | 0 | 0 | 0 | 0 | 0 | 0 | 0 | 0 | 0 | 0 | 0 | 0 | 0 | 0 | 0 | 0
Absolute Change in In Scope Emissions due to Electricity Imports[CH4,biomass es] | Absolute Change in In Scope Emissions due to Electricity Imports | CH4 | biomass es |  |  | 0 | 0 | 0 | 0 | 0 | 0 | 0 | 0 | 0 | 0 | 0 | 0 | 0 | 0 | 0 | 0 | 0 | 0 | 0 | 0 | 0 | 0 | 0 | 0 | 0 | 0 | 0 | 0 | 0 | 0 | 0
Absolute Change in In Scope Emissions due to Electricity Imports[CH4,geothermal es] | Absolute Change in In Scope Emissions due to Electricity Imports | CH4 | geothermal es |  |  | 0 | 0 | 0 | 0 | 0 | 0 | 0 | 0 | 0 | 0 | 0 | 0 | 0 | 0 | 0 | 0 | 0 | 0 | 0 | 0 | 0 | 0 | 0 | 0 | 0 | 0 | 0 | 0 | 0 | 0 | 0
Absolute Change in In Scope Emissions due to Electricity Imports[CH4,petroleum es] | Absolute Change in In Scope Emissions due to Electricity Imports | CH4 | petroleum es |  |  | 5933780 | 5703030 | 5472270 | 5241510 | 5010750 | 4747030 | 4516270 | 4285510 | 4054750 | 3791030 | 3560270 | 3329510 | 3092160 | 2854810 | 2617460 | 2380110 | 2142760 | 1902110 | 1664760 | 1427400 | 1190050 | 952702 | 715351 | 474703 | 238011 | 0 | 0 | 0 | 0 | 0 | 0
Absolute Change in In Scope Emissions due to Electricity Imports[CH4,natural gas peaker es] | Absolute Change in In Scope Emissions due to Electricity Imports | CH4 | natural gas peaker es |  |  | 0 | 0 | 0 | 0 | 0 | 0 | 0 | 0 | 0 | 0 | 0 | 0 | 0 | 0 | 0 | 0 | 0 | 0 | 0 | 0 | 0 | 0 | 0 | 0 | 0 | 0 | 0 | 0 | 0 | 0 | 0
Absolute Change in In Scope Emissions due to Electricity Imports[CH4,lignite es] | Absolute Change in In Scope Emissions due to Electricity Imports | CH4 | lignite es |  |  | 0 | 0 | 0 | 0 | 0 | 0 | 0 | 0 | 0 | 0 | 0 | 0 | 0 | 0 | 0 | 0 | 0 | 0 | 0 | 0 | 0 | 0 | 0 | 0 | 0 | 0 | 0 | 0 | 0 | 0 | 0
Absolute Change in In Scope Emissions due to Electricity Imports[CH4,offshore wind es] | Absolute Change in In Scope Emissions due to Electricity Imports | CH4 | offshore wind es |  |  | 0 | 0 | 0 | 0 | 0 | 0 | 0 | 0 | 0 | 0 | 0 | 0 | 0 | 0 | 0 | 0 | 0 | 0 | 0 | 0 | 0 | 0 | 0 | 0 | 0 | 0 | 0 | 0 | 0 | 0 | 0
Absolute Change in In Scope Emissions due to Electricity Imports[CH4,crude oil es] | Absolute Change in In Scope Emissions due to Electricity Imports | CH4 | crude oil es |  |  | 0 | 0 | 0 | 0 | 0 | 0 | 0 | 0 | 0 | 0 | 0 | 0 | 0 | 0 | 0 | 0 | 0 | 0 | 0 | 0 | 0 | 0 | 0 | 0 | 0 | 0 | 0 | 0 | 0 | 0 | 0
Absolute Change in In Scope Emissions due to Electricity Imports[CH4,heavy or residual fuel oil es] | Absolute Change in In Scope Emissions due to Electricity Imports | CH4 | heavy or residual fuel oil es |  |  | 0 | 0 | 0 | 0 | 0 | 0 | 0 | 0 | 0 | 0 | 0 | 0 | 0 | 0 | 0 | 0 | 0 | 0 | 0 | 0 | 0 | 0 | 0 | 0 | 0 | 0 | 0 | 0 | 0 | 0 | 0
Absolute Change in In Scope Emissions due to Electricity Imports[CH4,municipal solid waste es] | Absolute Change in In Scope Emissions due to Electricity Imports | CH4 | municipal solid waste es |  |  | 0 | 0 | 0 | 0 | 0 | 0 | 0 | 0 | 0 | 0 | 0 | 0 | 0 | 0 | 0 | 0 | 0 | 0 | 0 | 0 | 0 | 0 | 0 | 0 | 0 | 0 | 0 | 0 | 0 | 0 | 0
Absolute Change in In Scope Emissions due to Electricity Imports[N2O,hard coal es] | Absolute Change in In Scope Emissions due to Electricity Imports | N2O | hard coal es |  |  | 166165000 | 132865000 | 99732500 | 66432300 | 33300200 | 0 | 0 | 0 | 0 | 0 | 0 | 0 | 0 | 0 | 0 | 0 | 0 | 0 | 0 | 0 | 0 | 0 | 0 | 0 | 0 | 0 | 0 | 0 | 0 | 0 | 0
Absolute Change in In Scope Emissions due to Electricity Imports[N2O,natural gas nonpeaker es] | Absolute Change in In Scope Emissions due to Electricity Imports | N2O | natural gas nonpeaker es |  |  | 15084100 | 14581300 | 13952800 | 13324300 | 12695800 | 12105000 | 11501700 | 10898300 | 10294900 | 9691560 | 9088200 | 8472260 | 7868900 | 7265530 | 6662160 | 6058800 | 5455430 | 4839500 | 4236130 | 3632770 | 3029400 | 2426030 | 1822670 | 1210500 | 605880 | 0 | 0 | 0 | 0 | 0 | 0
Absolute Change in In Scope Emissions due to Electricity Imports[N2O,nuclear es] | Absolute Change in In Scope Emissions due to Electricity Imports | N2O | nuclear es |  |  | 0 | 0 | 0 | 0 | 0 | 0 | 0 | 0 | 0 | 0 | 0 | 0 | 0 | 0 | 0 | 0 | 0 | 0 | 0 | 0 | 0 | 0 | 0 | 0 | 0 | 0 | 0 | 0 | 0 | 0 | 0
Absolute Change in In Scope Emissions due to Electricity Imports[N2O,hydro es] | Absolute Change in In Scope Emissions due to Electricity Imports | N2O | hydro es |  |  | 0 | 0 | 0 | 0 | 0 | 0 | 0 | 0 | 0 | 0 | 0 | 0 | 0 | 0 | 0 | 0 | 0 | 0 | 0 | 0 | 0 | 0 | 0 | 0 | 0 | 0 | 0 | 0 | 0 | 0 | 0
Absolute Change in In Scope Emissions due to Electricity Imports[N2O,onshore wind es] | Absolute Change in In Scope Emissions due to Electricity Imports | N2O | onshore wind es |  |  | 0 | 0 | 0 | 0 | 0 | 0 | 0 | 0 | 0 | 0 | 0 | 0 | 0 | 0 | 0 | 0 | 0 | 0 | 0 | 0 | 0 | 0 | 0 | 0 | 0 | 0 | 0 | 0 | 0 | 0 | 0
Absolute Change in In Scope Emissions due to Electricity Imports[N2O,solar PV es] | Absolute Change in In Scope Emissions due to Electricity Imports | N2O | solar PV es |  |  | 0 | 0 | 0 | 0 | 0 | 0 | 0 | 0 | 0 | 0 | 0 | 0 | 0 | 0 | 0 | 0 | 0 | 0 | 0 | 0 | 0 | 0 | 0 | 0 | 0 | 0 | 0 | 0 | 0 | 0 | 0
Absolute Change in In Scope Emissions due to Electricity Imports[N2O,solar thermal es] | Absolute Change in In Scope Emissions due to Electricity Imports | N2O | solar thermal es |  |  | 0 | 0 | 0 | 0 | 0 | 0 | 0 | 0 | 0 | 0 | 0 | 0 | 0 | 0 | 0 | 0 | 0 | 0 | 0 | 0 | 0 | 0 | 0 | 0 | 0 | 0 | 0 | 0 | 0 | 0 | 0
Absolute Change in In Scope Emissions due to Electricity Imports[N2O,biomass es] | Absolute Change in In Scope Emissions due to Electricity Imports | N2O | biomass es |  |  | 0 | 0 | 0 | 0 | 0 | 0 | 0 | 0 | 0 | 0 | 0 | 0 | 0 | 0 | 0 | 0 | 0 | 0 | 0 | 0 | 0 | 0 | 0 | 0 | 0 | 0 | 0 | 0 | 0 | 0 | 0
Absolute Change in In Scope Emissions due to Electricity Imports[N2O,geothermal es] | Absolute Change in In Scope Emissions due to Electricity Imports | N2O | geothermal es |  |  | 0 | 0 | 0 | 0 | 0 | 0 | 0 | 0 | 0 | 0 | 0 | 0 | 0 | 0 | 0 | 0 | 0 | 0 | 0 | 0 | 0 | 0 | 0 | 0 | 0 | 0 | 0 | 0 | 0 | 0 | 0
Absolute Change in In Scope Emissions due to Electricity Imports[N2O,petroleum es] | Absolute Change in In Scope Emissions due to Electricity Imports | N2O | petroleum es |  |  | 1186760 | 1140610 | 1094450 | 1048300 | 1002150 | 949405 | 903254 | 857102 | 810950 | 758206 | 712054 | 665902 | 618432 | 570962 | 523492 | 476021 | 428551 | 380421 | 332951 | 285481 | 238011 | 190540 | 143070 | 94940.5 | 47602.1 | 0 | 0 | 0 | 0 | 0 | 0
Absolute Change in In Scope Emissions due to Electricity Imports[N2O,natural gas peaker es] | Absolute Change in In Scope Emissions due to Electricity Imports | N2O | natural gas peaker es |  |  | 0 | 0 | 0 | 0 | 0 | 0 | 0 | 0 | 0 | 0 | 0 | 0 | 0 | 0 | 0 | 0 | 0 | 0 | 0 | 0 | 0 | 0 | 0 | 0 | 0 | 0 | 0 | 0 | 0 | 0 | 0
Absolute Change in In Scope Emissions due to Electricity Imports[N2O,lignite es] | Absolute Change in In Scope Emissions due to Electricity Imports | N2O | lignite es |  |  | 0 | 0 | 0 | 0 | 0 | 0 | 0 | 0 | 0 | 0 | 0 | 0 | 0 | 0 | 0 | 0 | 0 | 0 | 0 | 0 | 0 | 0 | 0 | 0 | 0 | 0 | 0 | 0 | 0 | 0 | 0
Absolute Change in In Scope Emissions due to Electricity Imports[N2O,offshore wind es] | Absolute Change in In Scope Emissions due to Electricity Imports | N2O | offshore wind es |  |  | 0 | 0 | 0 | 0 | 0 | 0 | 0 | 0 | 0 | 0 | 0 | 0 | 0 | 0 | 0 | 0 | 0 | 0 | 0 | 0 | 0 | 0 | 0 | 0 | 0 | 0 | 0 | 0 | 0 | 0 | 0
Absolute Change in In Scope Emissions due to Electricity Imports[N2O,crude oil es] | Absolute Change in In Scope Emissions due to Electricity Imports | N2O | crude oil es |  |  | 0 | 0 | 0 | 0 | 0 | 0 | 0 | 0 | 0 | 0 | 0 | 0 | 0 | 0 | 0 | 0 | 0 | 0 | 0 | 0 | 0 | 0 | 0 | 0 | 0 | 0 | 0 | 0 | 0 | 0 | 0
Absolute Change in In Scope Emissions due to Electricity Imports[N2O,heavy or residual fuel oil es] | Absolute Change in In Scope Emissions due to Electricity Imports | N2O | heavy or residual fuel oil es |  |  | 0 | 0 | 0 | 0 | 0 | 0 | 0 | 0 | 0 | 0 | 0 | 0 | 0 | 0 | 0 | 0 | 0 | 0 | 0 | 0 | 0 | 0 | 0 | 0 | 0 | 0 | 0 | 0 | 0 | 0 | 0
Absolute Change in In Scope Emissions due to Electricity Imports[N2O,municipal solid waste es] | Absolute Change in In Scope Emissions due to Electricity Imports | N2O | municipal solid waste es |  |  | 0 | 0 | 0 | 0 | 0 | 0 | 0 | 0 | 0 | 0 | 0 | 0 | 0 | 0 | 0 | 0 | 0 | 0 | 0 | 0 | 0 | 0 | 0 | 0 | 0 | 0 | 0 | 0 | 0 | 0 | 0
Absolute Change in In Scope Emissions due to Electricity Imports[F gases,hard coal es] | Absolute Change in In Scope Emissions due to Electricity Imports | F gases | hard coal es |  |  | 0 | 0 | 0 | 0 | 0 | 0 | 0 | 0 | 0 | 0 | 0 | 0 | 0 | 0 | 0 | 0 | 0 | 0 | 0 | 0 | 0 | 0 | 0 | 0 | 0 | 0 | 0 | 0 | 0 | 0 | 0
Absolute Change in In Scope Emissions due to Electricity Imports[F gases,natural gas nonpeaker es] | Absolute Change in In Scope Emissions due to Electricity Imports | F gases | natural gas nonpeaker es |  |  | 0 | 0 | 0 | 0 | 0 | 0 | 0 | 0 | 0 | 0 | 0 | 0 | 0 | 0 | 0 | 0 | 0 | 0 | 0 | 0 | 0 | 0 | 0 | 0 | 0 | 0 | 0 | 0 | 0 | 0 | 0
Absolute Change in In Scope Emissions due to Electricity Imports[F gases,nuclear es] | Absolute Change in In Scope Emissions due to Electricity Imports | F gases | nuclear es |  |  | 0 | 0 | 0 | 0 | 0 | 0 | 0 | 0 | 0 | 0 | 0 | 0 | 0 | 0 | 0 | 0 | 0 | 0 | 0 | 0 | 0 | 0 | 0 | 0 | 0 | 0 | 0 | 0 | 0 | 0 | 0
Absolute Change in In Scope Emissions due to Electricity Imports[F gases,hydro es] | Absolute Change in In Scope Emissions due to Electricity Imports | F gases | hydro es |  |  | 0 | 0 | 0 | 0 | 0 | 0 | 0 | 0 | 0 | 0 | 0 | 0 | 0 | 0 | 0 | 0 | 0 | 0 | 0 | 0 | 0 | 0 | 0 | 0 | 0 | 0 | 0 | 0 | 0 | 0 | 0
Absolute Change in In Scope Emissions due to Electricity Imports[F gases,onshore wind es] | Absolute Change in In Scope Emissions due to Electricity Imports | F gases | onshore wind es |  |  | 0 | 0 | 0 | 0 | 0 | 0 | 0 | 0 | 0 | 0 | 0 | 0 | 0 | 0 | 0 | 0 | 0 | 0 | 0 | 0 | 0 | 0 | 0 | 0 | 0 | 0 | 0 | 0 | 0 | 0 | 0
Absolute Change in In Scope Emissions due to Electricity Imports[F gases,solar PV es] | Absolute Change in In Scope Emissions due to Electricity Imports | F gases | solar PV es |  |  | 0 | 0 | 0 | 0 | 0 | 0 | 0 | 0 | 0 | 0 | 0 | 0 | 0 | 0 | 0 | 0 | 0 | 0 | 0 | 0 | 0 | 0 | 0 | 0 | 0 | 0 | 0 | 0 | 0 | 0 | 0
Absolute Change in In Scope Emissions due to Electricity Imports[F gases,solar thermal es] | Absolute Change in In Scope Emissions due to Electricity Imports | F gases | solar thermal es |  |  | 0 | 0 | 0 | 0 | 0 | 0 | 0 | 0 | 0 | 0 | 0 | 0 | 0 | 0 | 0 | 0 | 0 | 0 | 0 | 0 | 0 | 0 | 0 | 0 | 0 | 0 | 0 | 0 | 0 | 0 | 0
Absolute Change in In Scope Emissions due to Electricity Imports[F gases,biomass es] | Absolute Change in In Scope Emissions due to Electricity Imports | F gases | biomass es |  |  | 0 | 0 | 0 | 0 | 0 | 0 | 0 | 0 | 0 | 0 | 0 | 0 | 0 | 0 | 0 | 0 | 0 | 0 | 0 | 0 | 0 | 0 | 0 | 0 | 0 | 0 | 0 | 0 | 0 | 0 | 0
Absolute Change in In Scope Emissions due to Electricity Imports[F gases,geothermal es] | Absolute Change in In Scope Emissions due to Electricity Imports | F gases | geothermal es |  |  | 0 | 0 | 0 | 0 | 0 | 0 | 0 | 0 | 0 | 0 | 0 | 0 | 0 | 0 | 0 | 0 | 0 | 0 | 0 | 0 | 0 | 0 | 0 | 0 | 0 | 0 | 0 | 0 | 0 | 0 | 0
Absolute Change in In Scope Emissions due to Electricity Imports[F gases,petroleum es] | Absolute Change in In Scope Emissions due to Electricity Imports | F gases | petroleum es |  |  | 0 | 0 | 0 | 0 | 0 | 0 | 0 | 0 | 0 | 0 | 0 | 0 | 0 | 0 | 0 | 0 | 0 | 0 | 0 | 0 | 0 | 0 | 0 | 0 | 0 | 0 | 0 | 0 | 0 | 0 | 0
Absolute Change in In Scope Emissions due to Electricity Imports[F gases,natural gas peaker es] | Absolute Change in In Scope Emissions due to Electricity Imports | F gases | natural gas peaker es |  |  | 0 | 0 | 0 | 0 | 0 | 0 | 0 | 0 | 0 | 0 | 0 | 0 | 0 | 0 | 0 | 0 | 0 | 0 | 0 | 0 | 0 | 0 | 0 | 0 | 0 | 0 | 0 | 0 | 0 | 0 | 0
Absolute Change in In Scope Emissions due to Electricity Imports[F gases,lignite es] | Absolute Change in In Scope Emissions due to Electricity Imports | F gases | lignite es |  |  | 0 | 0 | 0 | 0 | 0 | 0 | 0 | 0 | 0 | 0 | 0 | 0 | 0 | 0 | 0 | 0 | 0 | 0 | 0 | 0 | 0 | 0 | 0 | 0 | 0 | 0 | 0 | 0 | 0 | 0 | 0
Absolute Change in In Scope Emissions due to Electricity Imports[F gases,offshore wind es] | Absolute Change in In Scope Emissions due to Electricity Imports | F gases | offshore wind es |  |  | 0 | 0 | 0 | 0 | 0 | 0 | 0 | 0 | 0 | 0 | 0 | 0 | 0 | 0 | 0 | 0 | 0 | 0 | 0 | 0 | 0 | 0 | 0 | 0 | 0 | 0 | 0 | 0 | 0 | 0 | 0
Absolute Change in In Scope Emissions due to Electricity Imports[F gases,crude oil es] | Absolute Change in In Scope Emissions due to Electricity Imports | F gases | crude oil es |  |  | 0 | 0 | 0 | 0 | 0 | 0 | 0 | 0 | 0 | 0 | 0 | 0 | 0 | 0 | 0 | 0 | 0 | 0 | 0 | 0 | 0 | 0 | 0 | 0 | 0 | 0 | 0 | 0 | 0 | 0 | 0
Absolute Change in In Scope Emissions due to Electricity Imports[F gases,heavy or residual fuel oil es] | Absolute Change in In Scope Emissions due to Electricity Imports | F gases | heavy or residual fuel oil es |  |  | 0 | 0 | 0 | 0 | 0 | 0 | 0 | 0 | 0 | 0 | 0 | 0 | 0 | 0 | 0 | 0 | 0 | 0 | 0 | 0 | 0 | 0 | 0 | 0 | 0 | 0 | 0 | 0 | 0 | 0 | 0
Absolute Change in In Scope Emissions due to Electricity Imports[F gases,municipal solid waste es] | Absolute Change in In Scope Emissions due to Electricity Imports | F gases | municipal solid waste es |  |  | 0 | 0 | 0 | 0 | 0 | 0 | 0 | 0 | 0 | 0 | 0 | 0 | 0 | 0 | 0 | 0 | 0 | 0 | 0 | 0 | 0 | 0 | 0 | 0 | 0 | 0 | 0 | 0 | 0 | 0 | 0
BAU Last Year Vehicles[LDVs,passenger,battery electric vehicle] | BAU Last Year Vehicles | LDVs | passenger |  |  | 343303 | 438734 | 625863 | 903712 | 1209280 | 1502660 | 1779150 | 2079290 | 2422330 | 2817700 | 3314110 | 3913080 | 4554200 | 5300510 | 6054420 | 6814070 | 7576360 | 8398030 | 9314090 | 10318600 | 11367600 | 12434700 | 13503400 | 14523300 | 15484100 | 16420100 | 17269900 | 18033500 | 18714000 | 19316200 | 19846100
BAU Last Year Vehicles[LDVs,passenger,natural gas vehicle] | BAU Last Year Vehicles | LDVs | passenger |  |  | 9478 | 8748 | 8019 | 7290 | 6561 | 5832 | 5103 | 4374 | 3645 | 2916 | 2187 | 1458 | 729 | 0 | 0 | 0 | 0 | 0 | 0 | 0 | 0 | 0 | 0 | 0 | 0 | 0 | 0 | 0 | 0 | 0 | 0
BAU Last Year Vehicles[LDVs,passenger,gasoline vehicle] | BAU Last Year Vehicles | LDVs | passenger |  |  | 25291000 | 24907800 | 24700100 | 24432000 | 24169700 | 23943500 | 23748000 | 23548100 | 23305800 | 23016700 | 22633800 | 22155800 | 21647000 | 21046700 | 20740000 | 20173300 | 19586000 | 18917300 | 18141300 | 17273500 | 16351400 | 15419500 | 14488900 | 13607400 | 12784400 | 11980200 | 11253300 | 10603800 | 10028700 | 9523380 | 9082280
BAU Last Year Vehicles[LDVs,passenger,diesel vehicle] | BAU Last Year Vehicles | LDVs | passenger |  |  | 134888 | 124512 | 114136 | 103760 | 93384 | 83008 | 72632 | 62256 | 51880 | 41504 | 31128 | 20752 | 10376 | 0 | 0 | 0 | 0 | 0 | 0 | 0 | 0 | 0 | 0 | 0 | 0 | 0 | 0 | 0 | 0 | 0 | 0
BAU Last Year Vehicles[LDVs,passenger,plugin hybrid vehicle] | BAU Last Year Vehicles | LDVs | passenger |  |  | 204384 | 214825 | 236531 | 267543 | 297961 | 328211 | 358914 | 379132 | 411491 | 450615 | 494221 | 541718 | 588643 | 632136 | 661677 | 676476 | 678675 | 678357 | 675339 | 669135 | 670971 | 658422 | 637068 | 609387 | 576312 | 543294 | 513210 | 486129 | 462006 | 440667 | 421923
BAU Last Year Vehicles[LDVs,passenger,LPG vehicle] | BAU Last Year Vehicles | LDVs | passenger |  |  | 0 | 0 | 0 | 0 | 0 | 0 | 0 | 0 | 0 | 0 | 0 | 0 | 0 | 0 | 0 | 0 | 0 | 0 | 0 | 0 | 0 | 0 | 0 | 0 | 0 | 0 | 0 | 0 | 0 | 0 | 0
BAU Last Year Vehicles[LDVs,passenger,hydrogen vehicle] | BAU Last Year Vehicles | LDVs | passenger |  |  | 4873 | 4498 | 4123 | 3748 | 3373 | 2998 | 2623 | 2248 | 1873 | 1498 | 1123 | 748 | 374 | 0 | 0 | 0 | 0 | 0 | 0 | 0 | 0 | 0 | 0 | 0 | 0 | 0 | 0 | 0 | 0 | 0 | 0
BAU Last Year Vehicles[LDVs,freight,battery electric vehicle] | BAU Last Year Vehicles | LDVs | freight |  |  | 5821 | 5660 | 5916 | 7012 | 8732 | 14562 | 22549 | 33536 | 50424 | 74002 | 104354 | 141564 | 184589 | 233551 | 288564 | 349914 | 417135 | 484185 | 551283 | 614946 | 677148 | 737046 | 791760 | 840513 | 883263 | 919914 | 951528 | 977991 | 999210 | 1015060 | 1025460
BAU Last Year Vehicles[LDVs,freight,natural gas vehicle] | BAU Last Year Vehicles | LDVs | freight |  |  | 2223 | 2094 | 1977 | 1869 | 1752 | 1626 | 1494 | 1359 | 1224 | 1086 | 945 | 801 | 658 | 512 | 366 | 345 | 312 | 267 | 231 | 204 | 183 | 165 | 147 | 129 | 114 | 102 | 90 | 81 | 69 | 60 | 51
BAU Last Year Vehicles[LDVs,freight,gasoline vehicle] | BAU Last Year Vehicles | LDVs | freight |  |  | 671711 | 688168 | 703317 | 719078 | 737050 | 753423 | 771159 | 786477 | 798126 | 806112 | 809943 | 809373 | 806439 | 800457 | 791574 | 763302 | 733452 | 703404 | 671547 | 641775 | 611031 | 583203 | 559554 | 539907 | 524931 | 514980 | 507810 | 504261 | 504198 | 507534 | 514065
BAU Last Year Vehicles[LDVs,freight,diesel vehicle] | BAU Last Year Vehicles | LDVs | freight |  |  | 747167 | 728816 | 721683 | 714598 | 705869 | 695406 | 681814 | 668096 | 652647 | 634726 | 614780 | 593016 | 568801 | 542774 | 514701 | 502878 | 477591 | 452376 | 428943 | 407298 | 388947 | 370782 | 354411 | 340758 | 329229 | 319500 | 312429 | 307221 | 304119 | 303300 | 305082
BAU Last Year Vehicles[LDVs,freight,plugin hybrid vehicle] | BAU Last Year Vehicles | LDVs | freight |  |  | 25437 | 23620 | 21803 | 19986 | 18169 | 16352 | 14535 | 12718 | 10901 | 9084 | 7267 | 5450 | 3633 | 1816 | 0 | 0 | 0 | 0 | 0 | 0 | 0 | 0 | 0 | 0 | 0 | 0 | 0 | 0 | 0 | 0 | 0
BAU Last Year Vehicles[LDVs,freight,LPG vehicle] | BAU Last Year Vehicles | LDVs | freight |  |  | 0 | 0 | 0 | 0 | 0 | 0 | 0 | 0 | 0 | 0 | 0 | 0 | 0 | 0 | 0 | 0 | 0 | 0 | 0 | 0 | 0 | 0 | 0 | 0 | 0 | 0 | 0 | 0 | 0 | 0 | 0
BAU Last Year Vehicles[LDVs,freight,hydrogen vehicle] | BAU Last Year Vehicles | LDVs | freight |  |  | 0 | 0 | 0 | 0 | 0 | 0 | 0 | 0 | 0 | 0 | 0 | 0 | 0 | 0 | 0 | 0 | 0 | 0 | 0 | 0 | 0 | 0 | 0 | 0 | 0 | 0 | 0 | 0 | 0 | 0 | 0
BAU Last Year Vehicles[HDVs,passenger,battery electric vehicle] | BAU Last Year Vehicles | HDVs | passenger |  |  | 1111 | 1137 | 1205 | 1336 | 1584 | 2075 | 2620 | 3513 | 4593 | 5940 | 8145 | 10620 | 13230 | 15975 | 18858 | 21879 | 25038 | 28230 | 31455 | 34710 | 37995 | 41310 | 44652 | 48027 | 51411 | 54789 | 58137 | 61404 | 64455 | 67473 | 70161
BAU Last Year Vehicles[HDVs,passenger,natural gas vehicle] | BAU Last Year Vehicles | HDVs | passenger |  |  | 10830 | 10680 | 10530 | 10401 | 10311 | 10164 | 10002 | 9822 | 9588 | 9333 | 8985 | 8652 | 8307 | 7947 | 7569 | 7176 | 6768 | 6360 | 5952 | 5541 | 5136 | 4729 | 4316 | 3900 | 3636 | 3372 | 3084 | 2760 | 2493 | 2244 | 2010
BAU Last Year Vehicles[HDVs,passenger,gasoline vehicle] | BAU Last Year Vehicles | HDVs | passenger |  |  | 30488 | 29480 | 28439 | 27359 | 26294 | 25277 | 24281 | 23231 | 22235 | 21155 | 19988 | 18785 | 17582 | 16355 | 15123 | 13876 | 12638 | 11391 | 10147 | 8918 | 7671 | 6427 | 5177 | 3933 | 3690 | 3486 | 3321 | 3162 | 2943 | 2709 | 2544
BAU Last Year Vehicles[HDVs,passenger,diesel vehicle] | BAU Last Year Vehicles | HDVs | passenger |  |  | 43106 | 44309 | 45647 | 46925 | 48017 | 48867 | 49642 | 50126 | 50421 | 50551 | 50000 | 49200 | 48277 | 47264 | 46140 | 44911 | 43556 | 42216 | 40879 | 39539 | 38217 | 36901 | 35603 | 34305 | 31818 | 29196 | 26643 | 24261 | 22137 | 20088 | 18321
BAU Last Year Vehicles[HDVs,passenger,plugin hybrid vehicle] | BAU Last Year Vehicles | HDVs | passenger |  |  | 0 | 0 | 0 | 0 | 0 | 0 | 0 | 0 | 0 | 0 | 0 | 0 | 0 | 0 | 0 | 0 | 0 | 0 | 0 | 0 | 0 | 0 | 0 | 0 | 0 | 0 | 0 | 0 | 0 | 0 | 0
BAU Last Year Vehicles[HDVs,passenger,LPG vehicle] | BAU Last Year Vehicles | HDVs | passenger |  |  | 0 | 0 | 0 | 0 | 0 | 0 | 0 | 0 | 0 | 0 | 0 | 0 | 0 | 0 | 0 | 0 | 0 | 0 | 0 | 0 | 0 | 0 | 0 | 0 | 0 | 0 | 0 | 0 | 0 | 0 | 0
BAU Last Year Vehicles[HDVs,passenger,hydrogen vehicle] | BAU Last Year Vehicles | HDVs | passenger |  |  | 0 | 0 | 0 | 0 | 0 | 0 | 0 | 0 | 0 | 0 | 0 | 0 | 0 | 0 | 0 | 0 | 0 | 0 | 0 | 0 | 0 | 0 | 0 | 0 | 0 | 0 | 0 | 0 | 0 | 0 | 0
BAU Last Year Vehicles[HDVs,freight,battery electric vehicle] | BAU Last Year Vehicles | HDVs | freight |  |  | 84 | 83 | 82 | 90 | 104 | 283 | 540 | 917 | 1495 | 2283 | 3291 | 4527 | 6012 | 7761 | 9564 | 11421 | 13332 | 15303 | 17331 | 19422 | 21576 | 23796 | 26082 | 28437 | 30864 | 33366 | 35946 | 38604 | 41334 | 44142 | 46872
BAU Last Year Vehicles[HDVs,freight,natural gas vehicle] | BAU Last Year Vehicles | HDVs | freight |  |  | 2036.11 | 1969.11 | 1905.11 | 1853.11 | 1795.11 | 1731.11 | 1664.11 | 1597.11 | 1530.11 | 1463.11 | 1399.11 | 1335.11 | 1274.11 | 1217.11 | 1163.11 | 1115.11 | 1073.11 | 1040.11 | 1013.11 | 992.112 | 980.112 | 974.112 | 974.112 | 980.112 | 992.112 | 1010.11 | 1100.11 | 1193.11 | 1277.11 | 1373.11 | 1478.11
BAU Last Year Vehicles[HDVs,freight,gasoline vehicle] | BAU Last Year Vehicles | HDVs | freight |  |  | 0 | 0 | 0 | 0 | 0 | 0 | 0 | 0 | 0 | 0 | 0 | 0 | 0 | 0 | 0 | 0 | 0 | 0 | 0 | 0 | 0 | 0 | 0 | 0 | 0 | 0 | 0 | 0 | 0 | 0 | 0
BAU Last Year Vehicles[HDVs,freight,diesel vehicle] | BAU Last Year Vehicles | HDVs | freight |  |  | 93319.6 | 92961.6 | 92666.6 | 92419.6 | 92241.6 | 91976.6 | 91708.6 | 91395.6 | 90956.6 | 90382.6 | 89667.6 | 88805.6 | 87814.6 | 86685.6 | 85631.6 | 84652.6 | 83751.6 | 82928.6 | 82189.6 | 81534.6 | 80969.6 | 80495.6 | 80117.6 | 79838.6 | 79658.6 | 79583.6 | 79976.6 | 80417.6 | 80927.6 | 81488.6 | 82262.6
BAU Last Year Vehicles[HDVs,freight,plugin hybrid vehicle] | BAU Last Year Vehicles | HDVs | freight |  |  | 0 | 0 | 0 | 0 | 0 | 0 | 0 | 0 | 0 | 0 | 0 | 0 | 0 | 0 | 0 | 0 | 0 | 0 | 0 | 0 | 0 | 0 | 0 | 0 | 0 | 0 | 0 | 0 | 0 | 0 | 0
BAU Last Year Vehicles[HDVs,freight,LPG vehicle] | BAU Last Year Vehicles | HDVs | freight |  |  | 0 | 0 | 0 | 0 | 0 | 0 | 0 | 0 | 0 | 0 | 0 | 0 | 0 | 0 | 0 | 0 | 0 | 0 | 0 | 0 | 0 | 0 | 0 | 0 | 0 | 0 | 0 | 0 | 0 | 0 | 0
BAU Last Year Vehicles[HDVs,freight,hydrogen vehicle] | BAU Last Year Vehicles | HDVs | freight |  |  | 0 | 0 | 0 | 0 | 0 | 0 | 0 | 0 | 0 | 0 | 0 | 0 | 0 | 0 | 0 | 0 | 0 | 0 | 0 | 0 | 0 | 0 | 0 | 0 | 0 | 0 | 0 | 0 | 0 | 0 | 0
BAU Last Year Vehicles[aircraft,passenger,battery electric vehicle] | BAU Last Year Vehicles | aircraft | passenger |  |  | 0 | 0 | 0 | 0 | 0 | 0 | 0 | 0 | 0 | 0 | 0 | 0 | 0 | 0 | 0 | 0 | 0 | 0 | 0 | 0 | 0 | 0 | 0 | 0 | 0 | 0 | 0 | 0 | 0 | 0 | 0
BAU Last Year Vehicles[aircraft,passenger,natural gas vehicle] | BAU Last Year Vehicles | aircraft | passenger |  |  | 0 | 0 | 0 | 0 | 0 | 0 | 0 | 0 | 0 | 0 | 0 | 0 | 0 | 0 | 0 | 0 | 0 | 0 | 0 | 0 | 0 | 0 | 0 | 0 | 0 | 0 | 0 | 0 | 0 | 0 | 0
BAU Last Year Vehicles[aircraft,passenger,gasoline vehicle] | BAU Last Year Vehicles | aircraft | passenger |  |  | 0 | 0 | 0 | 0 | 0 | 0 | 0 | 0 | 0 | 0 | 0 | 0 | 0 | 0 | 0 | 0 | 0 | 0 | 0 | 0 | 0 | 0 | 0 | 0 | 0 | 0 | 0 | 0 | 0 | 0 | 0
BAU Last Year Vehicles[aircraft,passenger,diesel vehicle] | BAU Last Year Vehicles | aircraft | passenger |  |  | 240 | 241 | 246 | 253 | 261 | 270 | 279 | 288 | 297 | 306 | 316 | 326 | 336 | 346 | 357 | 368 | 379 | 390 | 402 | 414 | 426 | 438 | 451 | 464 | 477 | 490 | 499 | 506 | 513 | 519 | 525
BAU Last Year Vehicles[aircraft,passenger,plugin hybrid vehicle] | BAU Last Year Vehicles | aircraft | passenger |  |  | 0 | 0 | 0 | 0 | 0 | 0 | 0 | 0 | 0 | 0 | 0 | 0 | 0 | 0 | 0 | 0 | 0 | 0 | 0 | 0 | 0 | 0 | 0 | 0 | 0 | 0 | 0 | 0 | 0 | 0 | 0
BAU Last Year Vehicles[aircraft,passenger,LPG vehicle] | BAU Last Year Vehicles | aircraft | passenger |  |  | 0 | 0 | 0 | 0 | 0 | 0 | 0 | 0 | 0 | 0 | 0 | 0 | 0 | 0 | 0 | 0 | 0 | 0 | 0 | 0 | 0 | 0 | 0 | 0 | 0 | 0 | 0 | 0 | 0 | 0 | 0
BAU Last Year Vehicles[aircraft,passenger,hydrogen vehicle] | BAU Last Year Vehicles | aircraft | passenger |  |  | 0 | 0 | 0 | 0 | 0 | 0 | 0 | 0 | 0 | 0 | 0 | 0 | 0 | 0 | 0 | 0 | 0 | 0 | 0 | 0 | 0 | 0 | 0 | 0 | 0 | 0 | 0 | 0 | 0 | 0 | 0
BAU Last Year Vehicles[aircraft,freight,battery electric vehicle] | BAU Last Year Vehicles | aircraft | freight |  |  | 0 | 0 | 0 | 0 | 0 | 0 | 0 | 0 | 0 | 0 | 0 | 0 | 0 | 0 | 0 | 0 | 0 | 0 | 0 | 0 | 0 | 0 | 0 | 0 | 0 | 0 | 0 | 0 | 0 | 0 | 0
BAU Last Year Vehicles[aircraft,freight,natural gas vehicle] | BAU Last Year Vehicles | aircraft | freight |  |  | 0 | 0 | 0 | 0 | 0 | 0 | 0 | 0 | 0 | 0 | 0 | 0 | 0 | 0 | 0 | 0 | 0 | 0 | 0 | 0 | 0 | 0 | 0 | 0 | 0 | 0 | 0 | 0 | 0 | 0 | 0
BAU Last Year Vehicles[aircraft,freight,gasoline vehicle] | BAU Last Year Vehicles | aircraft | freight |  |  | 0 | 0 | 0 | 0 | 0 | 0 | 0 | 0 | 0 | 0 | 0 | 0 | 0 | 0 | 0 | 0 | 0 | 0 | 0 | 0 | 0 | 0 | 0 | 0 | 0 | 0 | 0 | 0 | 0 | 0 | 0
BAU Last Year Vehicles[aircraft,freight,diesel vehicle] | BAU Last Year Vehicles | aircraft | freight |  |  | 180 | 180 | 183 | 187 | 192 | 197 | 202 | 207 | 212 | 218 | 224 | 230 | 236 | 243 | 250 | 258 | 266 | 274 | 282 | 290 | 299 | 308 | 317 | 326 | 335 | 344 | 350 | 355 | 359 | 363 | 368
BAU Last Year Vehicles[aircraft,freight,plugin hybrid vehicle] | BAU Last Year Vehicles | aircraft | freight |  |  | 0 | 0 | 0 | 0 | 0 | 0 | 0 | 0 | 0 | 0 | 0 | 0 | 0 | 0 | 0 | 0 | 0 | 0 | 0 | 0 | 0 | 0 | 0 | 0 | 0 | 0 | 0 | 0 | 0 | 0 | 0
BAU Last Year Vehicles[aircraft,freight,LPG vehicle] | BAU Last Year Vehicles | aircraft | freight |  |  | 0 | 0 | 0 | 0 | 0 | 0 | 0 | 0 | 0 | 0 | 0 | 0 | 0 | 0 | 0 | 0 | 0 | 0 | 0 | 0 | 0 | 0 | 0 | 0 | 0 | 0 | 0 | 0 | 0 | 0 | 0
BAU Last Year Vehicles[aircraft,freight,hydrogen vehicle] | BAU Last Year Vehicles | aircraft | freight |  |  | 0 | 0 | 0 | 0 | 0 | 0 | 0 | 0 | 0 | 0 | 0 | 0 | 0 | 0 | 0 | 0 | 0 | 0 | 0 | 0 | 0 | 0 | 0 | 0 | 0 | 0 | 0 | 0 | 0 | 0 | 0
BAU Last Year Vehicles[rail,passenger,battery electric vehicle] | BAU Last Year Vehicles | rail | passenger |  |  | 584 | 584 | 585 | 586 | 587 | 588 | 588 | 589 | 590 | 591 | 592 | 593 | 594 | 595 | 596 | 597 | 598 | 599 | 600 | 600 | 600 | 600 | 600 | 600 | 600 | 600 | 600 | 600 | 600 | 600 | 600
BAU Last Year Vehicles[rail,passenger,natural gas vehicle] | BAU Last Year Vehicles | rail | passenger |  |  | 0 | 0 | 0 | 0 | 0 | 0 | 0 | 0 | 0 | 0 | 0 | 0 | 0 | 0 | 0 | 0 | 0 | 0 | 0 | 0 | 0 | 0 | 0 | 0 | 0 | 0 | 0 | 0 | 0 | 0 | 0
BAU Last Year Vehicles[rail,passenger,gasoline vehicle] | BAU Last Year Vehicles | rail | passenger |  |  | 0 | 0 | 0 | 0 | 0 | 0 | 0 | 0 | 0 | 0 | 0 | 0 | 0 | 0 | 0 | 0 | 0 | 0 | 0 | 0 | 0 | 0 | 0 | 0 | 0 | 0 | 0 | 0 | 0 | 0 | 0
BAU Last Year Vehicles[rail,passenger,diesel vehicle] | BAU Last Year Vehicles | rail | passenger |  |  | 185 | 182 | 179 | 175 | 172 | 169 | 166 | 163 | 161 | 159 | 157 | 155 | 153 | 151 | 149 | 147 | 146 | 145 | 144 | 143 | 142 | 141 | 140 | 139 | 138 | 138 | 138 | 138 | 138 | 138 | 138
BAU Last Year Vehicles[rail,passenger,plugin hybrid vehicle] | BAU Last Year Vehicles | rail | passenger |  |  | 0 | 0 | 0 | 0 | 0 | 0 | 0 | 0 | 0 | 0 | 0 | 0 | 0 | 0 | 0 | 0 | 0 | 0 | 0 | 0 | 0 | 0 | 0 | 0 | 0 | 0 | 0 | 0 | 0 | 0 | 0
BAU Last Year Vehicles[rail,passenger,LPG vehicle] | BAU Last Year Vehicles | rail | passenger |  |  | 0 | 0 | 0 | 0 | 0 | 0 | 0 | 0 | 0 | 0 | 0 | 0 | 0 | 0 | 0 | 0 | 0 | 0 | 0 | 0 | 0 | 0 | 0 | 0 | 0 | 0 | 0 | 0 | 0 | 0 | 0
BAU Last Year Vehicles[rail,passenger,hydrogen vehicle] | BAU Last Year Vehicles | rail | passenger |  |  | 0 | 0 | 0 | 0 | 0 | 0 | 0 | 0 | 0 | 0 | 0 | 0 | 0 | 0 | 0 | 0 | 0 | 0 | 0 | 0 | 0 | 0 | 0 | 0 | 0 | 0 | 0 | 0 | 0 | 0 | 0
BAU Last Year Vehicles[rail,freight,battery electric vehicle] | BAU Last Year Vehicles | rail | freight |  |  | 0 | 0 | 0 | 0 | 0 | 0 | 0 | 0 | 0 | 0 | 0 | 0 | 0 | 0 | 0 | 0 | 0 | 0 | 0 | 0 | 0 | 0 | 0 | 0 | 0 | 0 | 0 | 0 | 0 | 0 | 0
BAU Last Year Vehicles[rail,freight,natural gas vehicle] | BAU Last Year Vehicles | rail | freight |  |  | 0 | 0 | 0 | 0 | 0 | 0 | 0 | 0 | 0 | 0 | 0 | 0 | 0 | 0 | 0 | 0 | 0 | 0 | 0 | 0 | 0 | 0 | 0 | 0 | 0 | 0 | 0 | 0 | 0 | 0 | 0
BAU Last Year Vehicles[rail,freight,gasoline vehicle] | BAU Last Year Vehicles | rail | freight |  |  | 0 | 0 | 0 | 0 | 0 | 0 | 0 | 0 | 0 | 0 | 0 | 0 | 0 | 0 | 0 | 0 | 0 | 0 | 0 | 0 | 0 | 0 | 0 | 0 | 0 | 0 | 0 | 0 | 0 | 0 | 0
BAU Last Year Vehicles[rail,freight,diesel vehicle] | BAU Last Year Vehicles | rail | freight |  |  | 936 | 936 | 936 | 937 | 939 | 941 | 944 | 947 | 951 | 956 | 962 | 968 | 975 | 983 | 992 | 1001 | 1011 | 1022 | 1034 | 1048 | 1063 | 1079 | 1096 | 1114 | 1133 | 1153 | 1174 | 1196 | 1219 | 1243 | 1268
BAU Last Year Vehicles[rail,freight,plugin hybrid vehicle] | BAU Last Year Vehicles | rail | freight |  |  | 0 | 0 | 0 | 0 | 0 | 0 | 0 | 0 | 0 | 0 | 0 | 0 | 0 | 0 | 0 | 0 | 0 | 0 | 0 | 0 | 0 | 0 | 0 | 0 | 0 | 0 | 0 | 0 | 0 | 0 | 0
BAU Last Year Vehicles[rail,freight,LPG vehicle] | BAU Last Year Vehicles | rail | freight |  |  | 0 | 0 | 0 | 0 | 0 | 0 | 0 | 0 | 0 | 0 | 0 | 0 | 0 | 0 | 0 | 0 | 0 | 0 | 0 | 0 | 0 | 0 | 0 | 0 | 0 | 0 | 0 | 0 | 0 | 0 | 0
BAU Last Year Vehicles[rail,freight,hydrogen vehicle] | BAU Last Year Vehicles | rail | freight |  |  | 0 | 0 | 0 | 0 | 0 | 0 | 0 | 0 | 0 | 0 | 0 | 0 | 0 | 0 | 0 | 0 | 0 | 0 | 0 | 0 | 0 | 0 | 0 | 0 | 0 | 0 | 0 | 0 | 0 | 0 | 0
BAU Last Year Vehicles[ships,passenger,battery electric vehicle] | BAU Last Year Vehicles | ships | passenger |  |  | 0 | 0 | 0 | 0 | 0 | 0 | 0 | 0 | 0 | 0 | 0 | 0 | 0 | 0 | 0 | 0 | 0 | 0 | 0 | 0 | 0 | 0 | 0 | 0 | 0 | 0 | 0 | 0 | 0 | 0 | 0
BAU Last Year Vehicles[ships,passenger,natural gas vehicle] | BAU Last Year Vehicles | ships | passenger |  |  | 0 | 0 | 0 | 0 | 0 | 0 | 0 | 0 | 0 | 0 | 0 | 0 | 0 | 0 | 0 | 0 | 0 | 0 | 0 | 0 | 0 | 0 | 0 | 0 | 0 | 0 | 0 | 0 | 0 | 0 | 0
BAU Last Year Vehicles[ships,passenger,gasoline vehicle] | BAU Last Year Vehicles | ships | passenger |  |  | 0 | 0 | 0 | 0 | 0 | 0 | 0 | 0 | 0 | 0 | 0 | 0 | 0 | 0 | 0 | 0 | 0 | 0 | 0 | 0 | 0 | 0 | 0 | 0 | 0 | 0 | 0 | 0 | 0 | 0 | 0
BAU Last Year Vehicles[ships,passenger,diesel vehicle] | BAU Last Year Vehicles | ships | passenger |  |  | 164773 | 164822 | 164871 | 164920 | 164969 | 165068 | 165167 | 165316 | 165465 | 165614 | 165763 | 165912 | 166061 | 166210 | 166359 | 166558 | 166757 | 166956 | 167155 | 167354 | 167503 | 167652 | 167801 | 167950 | 168099 | 168248 | 168397 | 168546 | 168695 | 168844 | 168993
BAU Last Year Vehicles[ships,passenger,plugin hybrid vehicle] | BAU Last Year Vehicles | ships | passenger |  |  | 0 | 0 | 0 | 0 | 0 | 0 | 0 | 0 | 0 | 0 | 0 | 0 | 0 | 0 | 0 | 0 | 0 | 0 | 0 | 0 | 0 | 0 | 0 | 0 | 0 | 0 | 0 | 0 | 0 | 0 | 0
BAU Last Year Vehicles[ships,passenger,LPG vehicle] | BAU Last Year Vehicles | ships | passenger |  |  | 0 | 0 | 0 | 0 | 0 | 0 | 0 | 0 | 0 | 0 | 0 | 0 | 0 | 0 | 0 | 0 | 0 | 0 | 0 | 0 | 0 | 0 | 0 | 0 | 0 | 0 | 0 | 0 | 0 | 0 | 0
BAU Last Year Vehicles[ships,passenger,hydrogen vehicle] | BAU Last Year Vehicles | ships | passenger |  |  | 0 | 0 | 0 | 0 | 0 | 0 | 0 | 0 | 0 | 0 | 0 | 0 | 0 | 0 | 0 | 0 | 0 | 0 | 0 | 0 | 0 | 0 | 0 | 0 | 0 | 0 | 0 | 0 | 0 | 0 | 0
BAU Last Year Vehicles[ships,freight,battery electric vehicle] | BAU Last Year Vehicles | ships | freight |  |  | 0 | 0 | 0 | 0 | 0 | 0 | 0 | 0 | 0 | 0 | 0 | 0 | 0 | 0 | 0 | 0 | 0 | 0 | 0 | 0 | 0 | 0 | 0 | 0 | 0 | 0 | 0 | 0 | 0 | 0 | 0
BAU Last Year Vehicles[ships,freight,natural gas vehicle] | BAU Last Year Vehicles | ships | freight |  |  | 0 | 0 | 0 | 0 | 0 | 0 | 0 | 0 | 0 | 0 | 0 | 0 | 0 | 0 | 0 | 0 | 0 | 0 | 0 | 0 | 0 | 0 | 0 | 0 | 0 | 0 | 0 | 0 | 0 | 0 | 0
BAU Last Year Vehicles[ships,freight,gasoline vehicle] | BAU Last Year Vehicles | ships | freight |  |  | 0 | 0 | 0 | 0 | 0 | 0 | 0 | 0 | 0 | 0 | 0 | 0 | 0 | 0 | 0 | 0 | 0 | 0 | 0 | 0 | 0 | 0 | 0 | 0 | 0 | 0 | 0 | 0 | 0 | 0 | 0
BAU Last Year Vehicles[ships,freight,diesel vehicle] | BAU Last Year Vehicles | ships | freight |  |  | 801 | 801 | 801 | 803 | 806 | 810 | 815 | 821 | 828 | 836 | 846 | 858 | 871 | 885 | 900 | 916 | 933 | 951 | 971 | 992 | 1015 | 1039 | 1064 | 1090 | 1118 | 1147 | 1177 | 1209 | 1242 | 1276 | 1312
BAU Last Year Vehicles[ships,freight,plugin hybrid vehicle] | BAU Last Year Vehicles | ships | freight |  |  | 0 | 0 | 0 | 0 | 0 | 0 | 0 | 0 | 0 | 0 | 0 | 0 | 0 | 0 | 0 | 0 | 0 | 0 | 0 | 0 | 0 | 0 | 0 | 0 | 0 | 0 | 0 | 0 | 0 | 0 | 0
BAU Last Year Vehicles[ships,freight,LPG vehicle] | BAU Last Year Vehicles | ships | freight |  |  | 0 | 0 | 0 | 0 | 0 | 0 | 0 | 0 | 0 | 0 | 0 | 0 | 0 | 0 | 0 | 0 | 0 | 0 | 0 | 0 | 0 | 0 | 0 | 0 | 0 | 0 | 0 | 0 | 0 | 0 | 0
BAU Last Year Vehicles[ships,freight,hydrogen vehicle] | BAU Last Year Vehicles | ships | freight |  |  | 0 | 0 | 0 | 0 | 0 | 0 | 0 | 0 | 0 | 0 | 0 | 0 | 0 | 0 | 0 | 0 | 0 | 0 | 0 | 0 | 0 | 0 | 0 | 0 | 0 | 0 | 0 | 0 | 0 | 0 | 0
BAU Last Year Vehicles[motorbikes,passenger,battery electric vehicle] | BAU Last Year Vehicles | motorbikes | passenger |  |  | 1241 | 1168 | 4233 | 10343 | 20143 | 33795 | 50501 | 69646 | 90384 | 112073 | 134404 | 157197 | 180287 | 203599 | 227109 | 250769 | 274573 | 298506 | 322644 | 343734 | 361881 | 376422 | 387171 | 394956 | 400380 | 404262 | 407247 | 409620 | 411534 | 413157 | 414573
BAU Last Year Vehicles[motorbikes,passenger,natural gas vehicle] | BAU Last Year Vehicles | motorbikes | passenger |  |  | 30 | 28 | 26 | 24 | 22 | 20 | 18 | 16 | 14 | 12 | 10 | 8 | 6 | 4 | 3 | 2 | 1 | 0 | 0 | 0 | 0 | 0 | 0 | 0 | 0 | 0 | 0 | 0 | 0 | 0 | 0
BAU Last Year Vehicles[motorbikes,passenger,gasoline vehicle] | BAU Last Year Vehicles | motorbikes | passenger |  |  | 714986 | 716671 | 721833 | 724727 | 724462 | 720573 | 713576 | 704116 | 693033 | 680963 | 668227 | 655002 | 641456 | 627682 | 613731 | 599657 | 585475 | 571200 | 555153 | 535575 | 518199 | 503928 | 493251 | 485625 | 480408 | 476778 | 474078 | 471993 | 470361 | 468999 | 467826
BAU Last Year Vehicles[motorbikes,passenger,diesel vehicle] | BAU Last Year Vehicles | motorbikes | passenger |  |  | 235 | 221 | 207 | 193 | 179 | 165 | 151 | 137 | 123 | 109 | 95 | 81 | 67 | 53 | 39 | 26 | 13 | 0 | 0 | 0 | 0 | 0 | 0 | 0 | 0 | 0 | 0 | 0 | 0 | 0 | 0
BAU Last Year Vehicles[motorbikes,passenger,plugin hybrid vehicle] | BAU Last Year Vehicles | motorbikes | passenger |  |  | 0 | 0 | 0 | 0 | 0 | 0 | 0 | 0 | 0 | 0 | 0 | 0 | 0 | 0 | 0 | 0 | 0 | 0 | 0 | 0 | 0 | 0 | 0 | 0 | 0 | 0 | 0 | 0 | 0 | 0 | 0
BAU Last Year Vehicles[motorbikes,passenger,LPG vehicle] | BAU Last Year Vehicles | motorbikes | passenger |  |  | 0 | 0 | 0 | 0 | 0 | 0 | 0 | 0 | 0 | 0 | 0 | 0 | 0 | 0 | 0 | 0 | 0 | 0 | 0 | 0 | 0 | 0 | 0 | 0 | 0 | 0 | 0 | 0 | 0 | 0 | 0
BAU Last Year Vehicles[motorbikes,passenger,hydrogen vehicle] | BAU Last Year Vehicles | motorbikes | passenger |  |  | 0 | 0 | 0 | 0 | 0 | 0 | 0 | 0 | 0 | 0 | 0 | 0 | 0 | 0 | 0 | 0 | 0 | 0 | 0 | 0 | 0 | 0 | 0 | 0 | 0 | 0 | 0 | 0 | 0 | 0 | 0
BAU Last Year Vehicles[motorbikes,freight,battery electric vehicle] | BAU Last Year Vehicles | motorbikes | freight |  |  | 0 | 9 | 21 | 66 | 120 | 324 | 615 | 1038 | 1686 | 2568 | 3693 | 5070 | 6726 | 8673 | 10680 | 12747 | 14877 | 17070 | 19329 | 21657 | 24054 | 26526 | 29073 | 31695 | 34398 | 37182 | 40044 | 42990 | 45993 | 49080 | 52113
BAU Last Year Vehicles[motorbikes,freight,natural gas vehicle] | BAU Last Year Vehicles | motorbikes | freight |  |  | 55.5819 | 79.5819 | 112.582 | 175.582 | 226.582 | 259.582 | 286.582 | 314.582 | 339.582 | 364.582 | 392.582 | 423.582 | 460.582 | 500.582 | 549.582 | 607.582 | 674.582 | 756.582 | 850.582 | 956.582 | 1074.58 | 1204.58 | 1346.58 | 1497.58 | 1663.58 | 1841.58 | 2003.58 | 2168.58 | 2312.58 | 2474.58 | 2660.58
BAU Last Year Vehicles[motorbikes,freight,gasoline vehicle] | BAU Last Year Vehicles | motorbikes | freight |  |  | 0 | 0 | 0 | 0 | 0 | 0 | 0 | 0 | 0 | 0 | 0 | 0 | 0 | 0 | 0 | 0 | 0 | 0 | 0 | 0 | 0 | 0 | 0 | 0 | 0 | 0 | 0 | 0 | 0 | 0 | 0
BAU Last Year Vehicles[motorbikes,freight,diesel vehicle] | BAU Last Year Vehicles | motorbikes | freight |  |  | 106040 | 105533 | 105089 | 104657 | 104306 | 103904 | 103502 | 103049 | 102458 | 101720 | 100823 | 99763.8 | 98557.8 | 97195.8 | 95914.8 | 94714.8 | 93596.8 | 92559.8 | 91609.8 | 90749.8 | 89985.8 | 89317.8 | 88748.8 | 88287.8 | 87931.8 | 87686.8 | 88067.8 | 88505.8 | 89057.8 | 89660.8 | 90452.8
BAU Last Year Vehicles[motorbikes,freight,plugin hybrid vehicle] | BAU Last Year Vehicles | motorbikes | freight |  |  | 0 | 0 | 0 | 0 | 0 | 0 | 0 | 0 | 0 | 0 | 0 | 0 | 0 | 0 | 0 | 0 | 0 | 0 | 0 | 0 | 0 | 0 | 0 | 0 | 0 | 0 | 0 | 0 | 0 | 0 | 0
BAU Last Year Vehicles[motorbikes,freight,LPG vehicle] | BAU Last Year Vehicles | motorbikes | freight |  |  | 0 | 0 | 0 | 0 | 0 | 0 | 0 | 0 | 0 | 0 | 0 | 0 | 0 | 0 | 0 | 0 | 0 | 0 | 0 | 0 | 0 | 0 | 0 | 0 | 0 | 0 | 0 | 0 | 0 | 0 | 0
BAU Last Year Vehicles[motorbikes,freight,hydrogen vehicle] | BAU Last Year Vehicles | motorbikes | freight |  |  | 0 | 0 | 0 | 0 | 0 | 0 | 0 | 0 | 0 | 0 | 0 | 0 | 0 | 0 | 0 | 0 | 0 | 0 | 0 | 0 | 0 | 0 | 0 | 0 | 0 | 0 | 0 | 0 | 0 | 0 | 0
BAU Transportation Electricity Demand by Vehicle Type[LDVs,passenger,battery electric vehicle] | BAU Transportation Electricity Demand by Vehicle Type | LDVs | passenger |  |  | 1873660 | 3085760 | 4541910 | 6173580 | 7738070 | 9195860 | 10758900 | 12564200 | 14644200 | 17251600 | 20386200 | 23722900 | 27593100 | 31156400 | 34992300 | 38853300 | 43032100 | 47701800 | 52815600 | 58138100 | 63540900 | 68937100 | 74072100 | 78890200 | 83571300 | 87804400 | 91590500 | 94946100 | 97902200 | 100488000 | 102731000
BAU Transportation Electricity Demand by Vehicle Type[LDVs,passenger,natural gas vehicle] | BAU Transportation Electricity Demand by Vehicle Type | LDVs | passenger |  |  | 0 | 0 | 0 | 0 | 0 | 0 | 0 | 0 | 0 | 0 | 0 | 0 | 0 | 0 | 0 | 0 | 0 | 0 | 0 | 0 | 0 | 0 | 0 | 0 | 0 | 0 | 0 | 0 | 0 | 0 | 0
BAU Transportation Electricity Demand by Vehicle Type[LDVs,passenger,gasoline vehicle] | BAU Transportation Electricity Demand by Vehicle Type | LDVs | passenger |  |  | 0 | 0 | 0 | 0 | 0 | 0 | 0 | 0 | 0 | 0 | 0 | 0 | 0 | 0 | 0 | 0 | 0 | 0 | 0 | 0 | 0 | 0 | 0 | 0 | 0 | 0 | 0 | 0 | 0 | 0 | 0
BAU Transportation Electricity Demand by Vehicle Type[LDVs,passenger,diesel vehicle] | BAU Transportation Electricity Demand by Vehicle Type | LDVs | passenger |  |  | 0 | 0 | 0 | 0 | 0 | 0 | 0 | 0 | 0 | 0 | 0 | 0 | 0 | 0 | 0 | 0 | 0 | 0 | 0 | 0 | 0 | 0 | 0 | 0 | 0 | 0 | 0 | 0 | 0 | 0 | 0
BAU Transportation Electricity Demand by Vehicle Type[LDVs,passenger,plugin hybrid vehicle] | BAU Transportation Electricity Demand by Vehicle Type | LDVs | passenger |  |  | 900872 | 1132030 | 1265110 | 1391540 | 1502770 | 1605640 | 1666760 | 1777500 | 1916050 | 2072670 | 2243130 | 2409900 | 2563240 | 2621010 | 2641240 | 2624930 | 2606760 | 2585630 | 2558830 | 2562460 | 2511260 | 2426520 | 2318030 | 2189310 | 2061310 | 1944830 | 1840050 | 1746730 | 1664240 | 1591790 | 1528230
BAU Transportation Electricity Demand by Vehicle Type[LDVs,passenger,LPG vehicle] | BAU Transportation Electricity Demand by Vehicle Type | LDVs | passenger |  |  | 0 | 0 | 0 | 0 | 0 | 0 | 0 | 0 | 0 | 0 | 0 | 0 | 0 | 0 | 0 | 0 | 0 | 0 | 0 | 0 | 0 | 0 | 0 | 0 | 0 | 0 | 0 | 0 | 0 | 0 | 0
BAU Transportation Electricity Demand by Vehicle Type[LDVs,passenger,hydrogen vehicle] | BAU Transportation Electricity Demand by Vehicle Type | LDVs | passenger |  |  | 0 | 0 | 0 | 0 | 0 | 0 | 0 | 0 | 0 | 0 | 0 | 0 | 0 | 0 | 0 | 0 | 0 | 0 | 0 | 0 | 0 | 0 | 0 | 0 | 0 | 0 | 0 | 0 | 0 | 0 | 0
BAU Transportation Electricity Demand by Vehicle Type[LDVs,freight,battery electric vehicle] | BAU Transportation Electricity Demand by Vehicle Type | LDVs | freight |  |  | 0 | 0 | 0 | 0 | 0 | 0 | 0 | 0 | 0 | 0 | 0 | 0 | 0 | 0 | 0 | 0 | 0 | 0 | 0 | 0 | 0 | 0 | 0 | 0 | 0 | 0 | 0 | 0 | 0 | 0 | 0
BAU Transportation Electricity Demand by Vehicle Type[LDVs,freight,natural gas vehicle] | BAU Transportation Electricity Demand by Vehicle Type | LDVs | freight |  |  | 0 | 0 | 0 | 0 | 0 | 0 | 0 | 0 | 0 | 0 | 0 | 0 | 0 | 0 | 0 | 0 | 0 | 0 | 0 | 0 | 0 | 0 | 0 | 0 | 0 | 0 | 0 | 0 | 0 | 0 | 0
BAU Transportation Electricity Demand by Vehicle Type[LDVs,freight,gasoline vehicle] | BAU Transportation Electricity Demand by Vehicle Type | LDVs | freight |  |  | 0 | 0 | 0 | 0 | 0 | 0 | 0 | 0 | 0 | 0 | 0 | 0 | 0 | 0 | 0 | 0 | 0 | 0 | 0 | 0 | 0 | 0 | 0 | 0 | 0 | 0 | 0 | 0 | 0 | 0 | 0
BAU Transportation Electricity Demand by Vehicle Type[LDVs,freight,diesel vehicle] | BAU Transportation Electricity Demand by Vehicle Type | LDVs | freight |  |  | 0 | 0 | 0 | 0 | 0 | 0 | 0 | 0 | 0 | 0 | 0 | 0 | 0 | 0 | 0 | 0 | 0 | 0 | 0 | 0 | 0 | 0 | 0 | 0 | 0 | 0 | 0 | 0 | 0 | 0 | 0
BAU Transportation Electricity Demand by Vehicle Type[LDVs,freight,plugin hybrid vehicle] | BAU Transportation Electricity Demand by Vehicle Type | LDVs | freight |  |  | 0 | 0 | 0 | 0 | 0 | 0 | 0 | 0 | 0 | 0 | 0 | 0 | 0 | 0 | 0 | 0 | 0 | 0 | 0 | 0 | 0 | 0 | 0 | 0 | 0 | 0 | 0 | 0 | 0 | 0 | 0
BAU Transportation Electricity Demand by Vehicle Type[LDVs,freight,LPG vehicle] | BAU Transportation Electricity Demand by Vehicle Type | LDVs | freight |  |  | 0 | 0 | 0 | 0 | 0 | 0 | 0 | 0 | 0 | 0 | 0 | 0 | 0 | 0 | 0 | 0 | 0 | 0 | 0 | 0 | 0 | 0 | 0 | 0 | 0 | 0 | 0 | 0 | 0 | 0 | 0
BAU Transportation Electricity Demand by Vehicle Type[LDVs,freight,hydrogen vehicle] | BAU Transportation Electricity Demand by Vehicle Type | LDVs | freight |  |  | 0 | 0 | 0 | 0 | 0 | 0 | 0 | 0 | 0 | 0 | 0 | 0 | 0 | 0 | 0 | 0 | 0 | 0 | 0 | 0 | 0 | 0 | 0 | 0 | 0 | 0 | 0 | 0 | 0 | 0 | 0
BAU Transportation Electricity Demand by Vehicle Type[HDVs,passenger,battery electric vehicle] | BAU Transportation Electricity Demand by Vehicle Type | HDVs | passenger |  |  | 61255.7 | 66422 | 72355.6 | 84046 | 107003 | 131931 | 165904 | 216868 | 281203 | 387293 | 508213 | 639955 | 759230 | 885313 | 996860 | 1148250 | 1308190 | 1478650 | 1646070 | 1817820 | 1989760 | 2155180 | 2332770 | 2519860 | 2713390 | 2903400 | 3093550 | 3251380 | 3402690 | 3527690 | 3669130
BAU Transportation Electricity Demand by Vehicle Type[HDVs,passenger,natural gas vehicle] | BAU Transportation Electricity Demand by Vehicle Type | HDVs | passenger |  |  | 0 | 0 | 0 | 0 | 0 | 0 | 0 | 0 | 0 | 0 | 0 | 0 | 0 | 0 | 0 | 0 | 0 | 0 | 0 | 0 | 0 | 0 | 0 | 0 | 0 | 0 | 0 | 0 | 0 | 0 | 0
BAU Transportation Electricity Demand by Vehicle Type[HDVs,passenger,gasoline vehicle] | BAU Transportation Electricity Demand by Vehicle Type | HDVs | passenger |  |  | 0 | 0 | 0 | 0 | 0 | 0 | 0 | 0 | 0 | 0 | 0 | 0 | 0 | 0 | 0 | 0 | 0 | 0 | 0 | 0 | 0 | 0 | 0 | 0 | 0 | 0 | 0 | 0 | 0 | 0 | 0
BAU Transportation Electricity Demand by Vehicle Type[HDVs,passenger,diesel vehicle] | BAU Transportation Electricity Demand by Vehicle Type | HDVs | passenger |  |  | 0 | 0 | 0 | 0 | 0 | 0 | 0 | 0 | 0 | 0 | 0 | 0 | 0 | 0 | 0 | 0 | 0 | 0 | 0 | 0 | 0 | 0 | 0 | 0 | 0 | 0 | 0 | 0 | 0 | 0 | 0
BAU Transportation Electricity Demand by Vehicle Type[HDVs,passenger,plugin hybrid vehicle] | BAU Transportation Electricity Demand by Vehicle Type | HDVs | passenger |  |  | 0 | 0 | 0 | 0 | 0 | 0 | 0 | 0 | 0 | 0 | 0 | 0 | 0 | 0 | 0 | 0 | 0 | 0 | 0 | 0 | 0 | 0 | 0 | 0 | 0 | 0 | 0 | 0 | 0 | 0 | 0
BAU Transportation Electricity Demand by Vehicle Type[HDVs,passenger,LPG vehicle] | BAU Transportation Electricity Demand by Vehicle Type | HDVs | passenger |  |  | 0 | 0 | 0 | 0 | 0 | 0 | 0 | 0 | 0 | 0 | 0 | 0 | 0 | 0 | 0 | 0 | 0 | 0 | 0 | 0 | 0 | 0 | 0 | 0 | 0 | 0 | 0 | 0 | 0 | 0 | 0
BAU Transportation Electricity Demand by Vehicle Type[HDVs,passenger,hydrogen vehicle] | BAU Transportation Electricity Demand by Vehicle Type | HDVs | passenger |  |  | 0 | 0 | 0 | 0 | 0 | 0 | 0 | 0 | 0 | 0 | 0 | 0 | 0 | 0 | 0 | 0 | 0 | 0 | 0 | 0 | 0 | 0 | 0 | 0 | 0 | 0 | 0 | 0 | 0 | 0 | 0
BAU Transportation Electricity Demand by Vehicle Type[HDVs,freight,battery electric vehicle] | BAU Transportation Electricity Demand by Vehicle Type | HDVs | freight |  |  | 6862.33 | 6899.3 | 7591.37 | 8770.25 | 22831 | 43716.3 | 75154.6 | 124369 | 192997 | 282751 | 395156 | 537740 | 710514 | 895121 | 1091440 | 1299260 | 1518840 | 1749590 | 1991710 | 2244660 | 2508320 | 2782140 | 3065840 | 3359150 | 3661710 | 3958740 | 4264980 | 4579640 | 4903040 | 5217710 | 5533110
BAU Transportation Electricity Demand by Vehicle Type[HDVs,freight,natural gas vehicle] | BAU Transportation Electricity Demand by Vehicle Type | HDVs | freight |  |  | 0 | 0 | 0 | 0 | 0 | 0 | 0 | 0 | 0 | 0 | 0 | 0 | 0 | 0 | 0 | 0 | 0 | 0 | 0 | 0 | 0 | 0 | 0 | 0 | 0 | 0 | 0 | 0 | 0 | 0 | 0
BAU Transportation Electricity Demand by Vehicle Type[HDVs,freight,gasoline vehicle] | BAU Transportation Electricity Demand by Vehicle Type | HDVs | freight |  |  | 0 | 0 | 0 | 0 | 0 | 0 | 0 | 0 | 0 | 0 | 0 | 0 | 0 | 0 | 0 | 0 | 0 | 0 | 0 | 0 | 0 | 0 | 0 | 0 | 0 | 0 | 0 | 0 | 0 | 0 | 0
BAU Transportation Electricity Demand by Vehicle Type[HDVs,freight,diesel vehicle] | BAU Transportation Electricity Demand by Vehicle Type | HDVs | freight |  |  | 0 | 0 | 0 | 0 | 0 | 0 | 0 | 0 | 0 | 0 | 0 | 0 | 0 | 0 | 0 | 0 | 0 | 0 | 0 | 0 | 0 | 0 | 0 | 0 | 0 | 0 | 0 | 0 | 0 | 0 | 0
BAU Transportation Electricity Demand by Vehicle Type[HDVs,freight,plugin hybrid vehicle] | BAU Transportation Electricity Demand by Vehicle Type | HDVs | freight |  |  | 0 | 0 | 0 | 0 | 0 | 0 | 0 | 0 | 0 | 0 | 0 | 0 | 0 | 0 | 0 | 0 | 0 | 0 | 0 | 0 | 0 | 0 | 0 | 0 | 0 | 0 | 0 | 0 | 0 | 0 | 0
BAU Transportation Electricity Demand by Vehicle Type[HDVs,freight,LPG vehicle] | BAU Transportation Electricity Demand by Vehicle Type | HDVs | freight |  |  | 0 | 0 | 0 | 0 | 0 | 0 | 0 | 0 | 0 | 0 | 0 | 0 | 0 | 0 | 0 | 0 | 0 | 0 | 0 | 0 | 0 | 0 | 0 | 0 | 0 | 0 | 0 | 0 | 0 | 0 | 0
BAU Transportation Electricity Demand by Vehicle Type[HDVs,freight,hydrogen vehicle] | BAU Transportation Electricity Demand by Vehicle Type | HDVs | freight |  |  | 0 | 0 | 0 | 0 | 0 | 0 | 0 | 0 | 0 | 0 | 0 | 0 | 0 | 0 | 0 | 0 | 0 | 0 | 0 | 0 | 0 | 0 | 0 | 0 | 0 | 0 | 0 | 0 | 0 | 0 | 0
BAU Transportation Electricity Demand by Vehicle Type[aircraft,passenger,battery electric vehicle] | BAU Transportation Electricity Demand by Vehicle Type | aircraft | passenger |  |  | 0 | 0 | 0 | 0 | 0 | 0 | 0 | 0 | 0 | 0 | 0 | 0 | 0 | 0 | 0 | 0 | 0 | 0 | 0 | 0 | 0 | 0 | 0 | 0 | 0 | 0 | 0 | 0 | 0 | 0 | 0
BAU Transportation Electricity Demand by Vehicle Type[aircraft,passenger,natural gas vehicle] | BAU Transportation Electricity Demand by Vehicle Type | aircraft | passenger |  |  | 0 | 0 | 0 | 0 | 0 | 0 | 0 | 0 | 0 | 0 | 0 | 0 | 0 | 0 | 0 | 0 | 0 | 0 | 0 | 0 | 0 | 0 | 0 | 0 | 0 | 0 | 0 | 0 | 0 | 0 | 0
BAU Transportation Electricity Demand by Vehicle Type[aircraft,passenger,gasoline vehicle] | BAU Transportation Electricity Demand by Vehicle Type | aircraft | passenger |  |  | 0 | 0 | 0 | 0 | 0 | 0 | 0 | 0 | 0 | 0 | 0 | 0 | 0 | 0 | 0 | 0 | 0 | 0 | 0 | 0 | 0 | 0 | 0 | 0 | 0 | 0 | 0 | 0 | 0 | 0 | 0
BAU Transportation Electricity Demand by Vehicle Type[aircraft,passenger,diesel vehicle] | BAU Transportation Electricity Demand by Vehicle Type | aircraft | passenger |  |  | 0 | 0 | 0 | 0 | 0 | 0 | 0 | 0 | 0 | 0 | 0 | 0 | 0 | 0 | 0 | 0 | 0 | 0 | 0 | 0 | 0 | 0 | 0 | 0 | 0 | 0 | 0 | 0 | 0 | 0 | 0
BAU Transportation Electricity Demand by Vehicle Type[aircraft,passenger,plugin hybrid vehicle] | BAU Transportation Electricity Demand by Vehicle Type | aircraft | passenger |  |  | 0 | 0 | 0 | 0 | 0 | 0 | 0 | 0 | 0 | 0 | 0 | 0 | 0 | 0 | 0 | 0 | 0 | 0 | 0 | 0 | 0 | 0 | 0 | 0 | 0 | 0 | 0 | 0 | 0 | 0 | 0
BAU Transportation Electricity Demand by Vehicle Type[aircraft,passenger,LPG vehicle] | BAU Transportation Electricity Demand by Vehicle Type | aircraft | passenger |  |  | 0 | 0 | 0 | 0 | 0 | 0 | 0 | 0 | 0 | 0 | 0 | 0 | 0 | 0 | 0 | 0 | 0 | 0 | 0 | 0 | 0 | 0 | 0 | 0 | 0 | 0 | 0 | 0 | 0 | 0 | 0
BAU Transportation Electricity Demand by Vehicle Type[aircraft,passenger,hydrogen vehicle] | BAU Transportation Electricity Demand by Vehicle Type | aircraft | passenger |  |  | 0 | 0 | 0 | 0 | 0 | 0 | 0 | 0 | 0 | 0 | 0 | 0 | 0 | 0 | 0 | 0 | 0 | 0 | 0 | 0 | 0 | 0 | 0 | 0 | 0 | 0 | 0 | 0 | 0 | 0 | 0
BAU Transportation Electricity Demand by Vehicle Type[aircraft,freight,battery electric vehicle] | BAU Transportation Electricity Demand by Vehicle Type | aircraft | freight |  |  | 0 | 0 | 0 | 0 | 0 | 0 | 0 | 0 | 0 | 0 | 0 | 0 | 0 | 0 | 0 | 0 | 0 | 0 | 0 | 0 | 0 | 0 | 0 | 0 | 0 | 0 | 0 | 0 | 0 | 0 | 0
BAU Transportation Electricity Demand by Vehicle Type[aircraft,freight,natural gas vehicle] | BAU Transportation Electricity Demand by Vehicle Type | aircraft | freight |  |  | 0 | 0 | 0 | 0 | 0 | 0 | 0 | 0 | 0 | 0 | 0 | 0 | 0 | 0 | 0 | 0 | 0 | 0 | 0 | 0 | 0 | 0 | 0 | 0 | 0 | 0 | 0 | 0 | 0 | 0 | 0
BAU Transportation Electricity Demand by Vehicle Type[aircraft,freight,gasoline vehicle] | BAU Transportation Electricity Demand by Vehicle Type | aircraft | freight |  |  | 0 | 0 | 0 | 0 | 0 | 0 | 0 | 0 | 0 | 0 | 0 | 0 | 0 | 0 | 0 | 0 | 0 | 0 | 0 | 0 | 0 | 0 | 0 | 0 | 0 | 0 | 0 | 0 | 0 | 0 | 0
BAU Transportation Electricity Demand by Vehicle Type[aircraft,freight,diesel vehicle] | BAU Transportation Electricity Demand by Vehicle Type | aircraft | freight |  |  | 0 | 0 | 0 | 0 | 0 | 0 | 0 | 0 | 0 | 0 | 0 | 0 | 0 | 0 | 0 | 0 | 0 | 0 | 0 | 0 | 0 | 0 | 0 | 0 | 0 | 0 | 0 | 0 | 0 | 0 | 0
BAU Transportation Electricity Demand by Vehicle Type[aircraft,freight,plugin hybrid vehicle] | BAU Transportation Electricity Demand by Vehicle Type | aircraft | freight |  |  | 0 | 0 | 0 | 0 | 0 | 0 | 0 | 0 | 0 | 0 | 0 | 0 | 0 | 0 | 0 | 0 | 0 | 0 | 0 | 0 | 0 | 0 | 0 | 0 | 0 | 0 | 0 | 0 | 0 | 0 | 0
BAU Transportation Electricity Demand by Vehicle Type[aircraft,freight,LPG vehicle] | BAU Transportation Electricity Demand by Vehicle Type | aircraft | freight |  |  | 0 | 0 | 0 | 0 | 0 | 0 | 0 | 0 | 0 | 0 | 0 | 0 | 0 | 0 | 0 | 0 | 0 | 0 | 0 | 0 | 0 | 0 | 0 | 0 | 0 | 0 | 0 | 0 | 0 | 0 | 0
BAU Transportation Electricity Demand by Vehicle Type[aircraft,freight,hydrogen vehicle] | BAU Transportation Electricity Demand by Vehicle Type | aircraft | freight |  |  | 0 | 0 | 0 | 0 | 0 | 0 | 0 | 0 | 0 | 0 | 0 | 0 | 0 | 0 | 0 | 0 | 0 | 0 | 0 | 0 | 0 | 0 | 0 | 0 | 0 | 0 | 0 | 0 | 0 | 0 | 0
BAU Transportation Electricity Demand by Vehicle Type[rail,passenger,battery electric vehicle] | BAU Transportation Electricity Demand by Vehicle Type | rail | passenger |  |  | 201078 | 196672 | 192804 | 188853 | 185063 | 181380 | 178077 | 174663 | 171409 | 168332 | 165392 | 162607 | 159966 | 157517 | 155243 | 152901 | 150691 | 148606 | 146604 | 144706 | 142905 | 141175 | 139594 | 138131 | 136605 | 135169 | 133838 | 132605 | 131448 | 130382 | 129298
BAU Transportation Electricity Demand by Vehicle Type[rail,passenger,natural gas vehicle] | BAU Transportation Electricity Demand by Vehicle Type | rail | passenger |  |  | 0 | 0 | 0 | 0 | 0 | 0 | 0 | 0 | 0 | 0 | 0 | 0 | 0 | 0 | 0 | 0 | 0 | 0 | 0 | 0 | 0 | 0 | 0 | 0 | 0 | 0 | 0 | 0 | 0 | 0 | 0
BAU Transportation Electricity Demand by Vehicle Type[rail,passenger,gasoline vehicle] | BAU Transportation Electricity Demand by Vehicle Type | rail | passenger |  |  | 0 | 0 | 0 | 0 | 0 | 0 | 0 | 0 | 0 | 0 | 0 | 0 | 0 | 0 | 0 | 0 | 0 | 0 | 0 | 0 | 0 | 0 | 0 | 0 | 0 | 0 | 0 | 0 | 0 | 0 | 0
BAU Transportation Electricity Demand by Vehicle Type[rail,passenger,diesel vehicle] | BAU Transportation Electricity Demand by Vehicle Type | rail | passenger |  |  | 0 | 0 | 0 | 0 | 0 | 0 | 0 | 0 | 0 | 0 | 0 | 0 | 0 | 0 | 0 | 0 | 0 | 0 | 0 | 0 | 0 | 0 | 0 | 0 | 0 | 0 | 0 | 0 | 0 | 0 | 0
BAU Transportation Electricity Demand by Vehicle Type[rail,passenger,plugin hybrid vehicle] | BAU Transportation Electricity Demand by Vehicle Type | rail | passenger |  |  | 0 | 0 | 0 | 0 | 0 | 0 | 0 | 0 | 0 | 0 | 0 | 0 | 0 | 0 | 0 | 0 | 0 | 0 | 0 | 0 | 0 | 0 | 0 | 0 | 0 | 0 | 0 | 0 | 0 | 0 | 0
BAU Transportation Electricity Demand by Vehicle Type[rail,passenger,LPG vehicle] | BAU Transportation Electricity Demand by Vehicle Type | rail | passenger |  |  | 0 | 0 | 0 | 0 | 0 | 0 | 0 | 0 | 0 | 0 | 0 | 0 | 0 | 0 | 0 | 0 | 0 | 0 | 0 | 0 | 0 | 0 | 0 | 0 | 0 | 0 | 0 | 0 | 0 | 0 | 0
BAU Transportation Electricity Demand by Vehicle Type[rail,passenger,hydrogen vehicle] | BAU Transportation Electricity Demand by Vehicle Type | rail | passenger |  |  | 0 | 0 | 0 | 0 | 0 | 0 | 0 | 0 | 0 | 0 | 0 | 0 | 0 | 0 | 0 | 0 | 0 | 0 | 0 | 0 | 0 | 0 | 0 | 0 | 0 | 0 | 0 | 0 | 0 | 0 | 0
BAU Transportation Electricity Demand by Vehicle Type[rail,freight,battery electric vehicle] | BAU Transportation Electricity Demand by Vehicle Type | rail | freight |  |  | 0 | 0 | 0 | 0 | 0 | 0 | 0 | 0 | 0 | 0 | 0 | 0 | 0 | 0 | 0 | 0 | 0 | 0 | 0 | 0 | 0 | 0 | 0 | 0 | 0 | 0 | 0 | 0 | 0 | 0 | 0
BAU Transportation Electricity Demand by Vehicle Type[rail,freight,natural gas vehicle] | BAU Transportation Electricity Demand by Vehicle Type | rail | freight |  |  | 0 | 0 | 0 | 0 | 0 | 0 | 0 | 0 | 0 | 0 | 0 | 0 | 0 | 0 | 0 | 0 | 0 | 0 | 0 | 0 | 0 | 0 | 0 | 0 | 0 | 0 | 0 | 0 | 0 | 0 | 0
BAU Transportation Electricity Demand by Vehicle Type[rail,freight,gasoline vehicle] | BAU Transportation Electricity Demand by Vehicle Type | rail | freight |  |  | 0 | 0 | 0 | 0 | 0 | 0 | 0 | 0 | 0 | 0 | 0 | 0 | 0 | 0 | 0 | 0 | 0 | 0 | 0 | 0 | 0 | 0 | 0 | 0 | 0 | 0 | 0 | 0 | 0 | 0 | 0
BAU Transportation Electricity Demand by Vehicle Type[rail,freight,diesel vehicle] | BAU Transportation Electricity Demand by Vehicle Type | rail | freight |  |  | 0 | 0 | 0 | 0 | 0 | 0 | 0 | 0 | 0 | 0 | 0 | 0 | 0 | 0 | 0 | 0 | 0 | 0 | 0 | 0 | 0 | 0 | 0 | 0 | 0 | 0 | 0 | 0 | 0 | 0 | 0
BAU Transportation Electricity Demand by Vehicle Type[rail,freight,plugin hybrid vehicle] | BAU Transportation Electricity Demand by Vehicle Type | rail | freight |  |  | 0 | 0 | 0 | 0 | 0 | 0 | 0 | 0 | 0 | 0 | 0 | 0 | 0 | 0 | 0 | 0 | 0 | 0 | 0 | 0 | 0 | 0 | 0 | 0 | 0 | 0 | 0 | 0 | 0 | 0 | 0
BAU Transportation Electricity Demand by Vehicle Type[rail,freight,LPG vehicle] | BAU Transportation Electricity Demand by Vehicle Type | rail | freight |  |  | 0 | 0 | 0 | 0 | 0 | 0 | 0 | 0 | 0 | 0 | 0 | 0 | 0 | 0 | 0 | 0 | 0 | 0 | 0 | 0 | 0 | 0 | 0 | 0 | 0 | 0 | 0 | 0 | 0 | 0 | 0
BAU Transportation Electricity Demand by Vehicle Type[rail,freight,hydrogen vehicle] | BAU Transportation Electricity Demand by Vehicle Type | rail | freight |  |  | 0 | 0 | 0 | 0 | 0 | 0 | 0 | 0 | 0 | 0 | 0 | 0 | 0 | 0 | 0 | 0 | 0 | 0 | 0 | 0 | 0 | 0 | 0 | 0 | 0 | 0 | 0 | 0 | 0 | 0 | 0
BAU Transportation Electricity Demand by Vehicle Type[ships,passenger,battery electric vehicle] | BAU Transportation Electricity Demand by Vehicle Type | ships | passenger |  |  | 0 | 0 | 0 | 0 | 0 | 0 | 0 | 0 | 0 | 0 | 0 | 0 | 0 | 0 | 0 | 0 | 0 | 0 | 0 | 0 | 0 | 0 | 0 | 0 | 0 | 0 | 0 | 0 | 0 | 0 | 0
BAU Transportation Electricity Demand by Vehicle Type[ships,passenger,natural gas vehicle] | BAU Transportation Electricity Demand by Vehicle Type | ships | passenger |  |  | 0 | 0 | 0 | 0 | 0 | 0 | 0 | 0 | 0 | 0 | 0 | 0 | 0 | 0 | 0 | 0 | 0 | 0 | 0 | 0 | 0 | 0 | 0 | 0 | 0 | 0 | 0 | 0 | 0 | 0 | 0
BAU Transportation Electricity Demand by Vehicle Type[ships,passenger,gasoline vehicle] | BAU Transportation Electricity Demand by Vehicle Type | ships | passenger |  |  | 0 | 0 | 0 | 0 | 0 | 0 | 0 | 0 | 0 | 0 | 0 | 0 | 0 | 0 | 0 | 0 | 0 | 0 | 0 | 0 | 0 | 0 | 0 | 0 | 0 | 0 | 0 | 0 | 0 | 0 | 0
BAU Transportation Electricity Demand by Vehicle Type[ships,passenger,diesel vehicle] | BAU Transportation Electricity Demand by Vehicle Type | ships | passenger |  |  | 0 | 0 | 0 | 0 | 0 | 0 | 0 | 0 | 0 | 0 | 0 | 0 | 0 | 0 | 0 | 0 | 0 | 0 | 0 | 0 | 0 | 0 | 0 | 0 | 0 | 0 | 0 | 0 | 0 | 0 | 0
BAU Transportation Electricity Demand by Vehicle Type[ships,passenger,plugin hybrid vehicle] | BAU Transportation Electricity Demand by Vehicle Type | ships | passenger |  |  | 0 | 0 | 0 | 0 | 0 | 0 | 0 | 0 | 0 | 0 | 0 | 0 | 0 | 0 | 0 | 0 | 0 | 0 | 0 | 0 | 0 | 0 | 0 | 0 | 0 | 0 | 0 | 0 | 0 | 0 | 0
BAU Transportation Electricity Demand by Vehicle Type[ships,passenger,LPG vehicle] | BAU Transportation Electricity Demand by Vehicle Type | ships | passenger |  |  | 0 | 0 | 0 | 0 | 0 | 0 | 0 | 0 | 0 | 0 | 0 | 0 | 0 | 0 | 0 | 0 | 0 | 0 | 0 | 0 | 0 | 0 | 0 | 0 | 0 | 0 | 0 | 0 | 0 | 0 | 0
BAU Transportation Electricity Demand by Vehicle Type[ships,passenger,hydrogen vehicle] | BAU Transportation Electricity Demand by Vehicle Type | ships | passenger |  |  | 0 | 0 | 0 | 0 | 0 | 0 | 0 | 0 | 0 | 0 | 0 | 0 | 0 | 0 | 0 | 0 | 0 | 0 | 0 | 0 | 0 | 0 | 0 | 0 | 0 | 0 | 0 | 0 | 0 | 0 | 0
BAU Transportation Electricity Demand by Vehicle Type[ships,freight,battery electric vehicle] | BAU Transportation Electricity Demand by Vehicle Type | ships | freight |  |  | 0 | 0 | 0 | 0 | 0 | 0 | 0 | 0 | 0 | 0 | 0 | 0 | 0 | 0 | 0 | 0 | 0 | 0 | 0 | 0 | 0 | 0 | 0 | 0 | 0 | 0 | 0 | 0 | 0 | 0 | 0
BAU Transportation Electricity Demand by Vehicle Type[ships,freight,natural gas vehicle] | BAU Transportation Electricity Demand by Vehicle Type | ships | freight |  |  | 0 | 0 | 0 | 0 | 0 | 0 | 0 | 0 | 0 | 0 | 0 | 0 | 0 | 0 | 0 | 0 | 0 | 0 | 0 | 0 | 0 | 0 | 0 | 0 | 0 | 0 | 0 | 0 | 0 | 0 | 0
BAU Transportation Electricity Demand by Vehicle Type[ships,freight,gasoline vehicle] | BAU Transportation Electricity Demand by Vehicle Type | ships | freight |  |  | 0 | 0 | 0 | 0 | 0 | 0 | 0 | 0 | 0 | 0 | 0 | 0 | 0 | 0 | 0 | 0 | 0 | 0 | 0 | 0 | 0 | 0 | 0 | 0 | 0 | 0 | 0 | 0 | 0 | 0 | 0
BAU Transportation Electricity Demand by Vehicle Type[ships,freight,diesel vehicle] | BAU Transportation Electricity Demand by Vehicle Type | ships | freight |  |  | 0 | 0 | 0 | 0 | 0 | 0 | 0 | 0 | 0 | 0 | 0 | 0 | 0 | 0 | 0 | 0 | 0 | 0 | 0 | 0 | 0 | 0 | 0 | 0 | 0 | 0 | 0 | 0 | 0 | 0 | 0
BAU Transportation Electricity Demand by Vehicle Type[ships,freight,plugin hybrid vehicle] | BAU Transportation Electricity Demand by Vehicle Type | ships | freight |  |  | 0 | 0 | 0 | 0 | 0 | 0 | 0 | 0 | 0 | 0 | 0 | 0 | 0 | 0 | 0 | 0 | 0 | 0 | 0 | 0 | 0 | 0 | 0 | 0 | 0 | 0 | 0 | 0 | 0 | 0 | 0
BAU Transportation Electricity Demand by Vehicle Type[ships,freight,LPG vehicle] | BAU Transportation Electricity Demand by Vehicle Type | ships | freight |  |  | 0 | 0 | 0 | 0 | 0 | 0 | 0 | 0 | 0 | 0 | 0 | 0 | 0 | 0 | 0 | 0 | 0 | 0 | 0 | 0 | 0 | 0 | 0 | 0 | 0 | 0 | 0 | 0 | 0 | 0 | 0
BAU Transportation Electricity Demand by Vehicle Type[ships,freight,hydrogen vehicle] | BAU Transportation Electricity Demand by Vehicle Type | ships | freight |  |  | 0 | 0 | 0 | 0 | 0 | 0 | 0 | 0 | 0 | 0 | 0 | 0 | 0 | 0 | 0 | 0 | 0 | 0 | 0 | 0 | 0 | 0 | 0 | 0 | 0 | 0 | 0 | 0 | 0 | 0 | 0
BAU Transportation Electricity Demand by Vehicle Type[motorbikes,passenger,battery electric vehicle] | BAU Transportation Electricity Demand by Vehicle Type | motorbikes | passenger |  |  | 197.009 | 1410.34 | 4149.92 | 8651.2 | 14856.8 | 22257.4 | 30578.6 | 39392.1 | 48401.1 | 57472.4 | 66515.5 | 75472.1 | 84341.7 | 93131.6 | 101803 | 110370 | 118807 | 127394 | 135631 | 142801 | 148616 | 152946 | 156106 | 158300 | 159842 | 160963 | 161791 | 162392 | 162854 | 163292 | 163578
BAU Transportation Electricity Demand by Vehicle Type[motorbikes,passenger,natural gas vehicle] | BAU Transportation Electricity Demand by Vehicle Type | motorbikes | passenger |  |  | 0 | 0 | 0 | 0 | 0 | 0 | 0 | 0 | 0 | 0 | 0 | 0 | 0 | 0 | 0 | 0 | 0 | 0 | 0 | 0 | 0 | 0 | 0 | 0 | 0 | 0 | 0 | 0 | 0 | 0 | 0
BAU Transportation Electricity Demand by Vehicle Type[motorbikes,passenger,gasoline vehicle] | BAU Transportation Electricity Demand by Vehicle Type | motorbikes | passenger |  |  | 0 | 0 | 0 | 0 | 0 | 0 | 0 | 0 | 0 | 0 | 0 | 0 | 0 | 0 | 0 | 0 | 0 | 0 | 0 | 0 | 0 | 0 | 0 | 0 | 0 | 0 | 0 | 0 | 0 | 0 | 0
BAU Transportation Electricity Demand by Vehicle Type[motorbikes,passenger,diesel vehicle] | BAU Transportation Electricity Demand by Vehicle Type | motorbikes | passenger |  |  | 0 | 0 | 0 | 0 | 0 | 0 | 0 | 0 | 0 | 0 | 0 | 0 | 0 | 0 | 0 | 0 | 0 | 0 | 0 | 0 | 0 | 0 | 0 | 0 | 0 | 0 | 0 | 0 | 0 | 0 | 0
BAU Transportation Electricity Demand by Vehicle Type[motorbikes,passenger,plugin hybrid vehicle] | BAU Transportation Electricity Demand by Vehicle Type | motorbikes | passenger |  |  | 0 | 0 | 0 | 0 | 0 | 0 | 0 | 0 | 0 | 0 | 0 | 0 | 0 | 0 | 0 | 0 | 0 | 0 | 0 | 0 | 0 | 0 | 0 | 0 | 0 | 0 | 0 | 0 | 0 | 0 | 0
BAU Transportation Electricity Demand by Vehicle Type[motorbikes,passenger,LPG vehicle] | BAU Transportation Electricity Demand by Vehicle Type | motorbikes | passenger |  |  | 0 | 0 | 0 | 0 | 0 | 0 | 0 | 0 | 0 | 0 | 0 | 0 | 0 | 0 | 0 | 0 | 0 | 0 | 0 | 0 | 0 | 0 | 0 | 0 | 0 | 0 | 0 | 0 | 0 | 0 | 0
BAU Transportation Electricity Demand by Vehicle Type[motorbikes,passenger,hydrogen vehicle] | BAU Transportation Electricity Demand by Vehicle Type | motorbikes | passenger |  |  | 0 | 0 | 0 | 0 | 0 | 0 | 0 | 0 | 0 | 0 | 0 | 0 | 0 | 0 | 0 | 0 | 0 | 0 | 0 | 0 | 0 | 0 | 0 | 0 | 0 | 0 | 0 | 0 | 0 | 0 | 0
BAU Transportation Electricity Demand by Vehicle Type[motorbikes,freight,battery electric vehicle] | BAU Transportation Electricity Demand by Vehicle Type | motorbikes | freight |  |  | 1266.71 | 3025.3 | 9725.63 | 18074.9 | 49847.3 | 96572.5 | 166239 | 275179 | 426806 | 624526 | 871663 | 1185410 | 1565000 | 1970510 | 2401690 | 2858670 | 3340860 | 3848080 | 4380010 | 4935600 | 5514950 | 6116970 | 6740360 | 7384880 | 8049310 | 8699520 | 9369260 | 10052200 | 10753900 | 11443700 | 12135500
BAU Transportation Electricity Demand by Vehicle Type[motorbikes,freight,natural gas vehicle] | BAU Transportation Electricity Demand by Vehicle Type | motorbikes | freight |  |  | 0 | 0 | 0 | 0 | 0 | 0 | 0 | 0 | 0 | 0 | 0 | 0 | 0 | 0 | 0 | 0 | 0 | 0 | 0 | 0 | 0 | 0 | 0 | 0 | 0 | 0 | 0 | 0 | 0 | 0 | 0
BAU Transportation Electricity Demand by Vehicle Type[motorbikes,freight,gasoline vehicle] | BAU Transportation Electricity Demand by Vehicle Type | motorbikes | freight |  |  | 0 | 0 | 0 | 0 | 0 | 0 | 0 | 0 | 0 | 0 | 0 | 0 | 0 | 0 | 0 | 0 | 0 | 0 | 0 | 0 | 0 | 0 | 0 | 0 | 0 | 0 | 0 | 0 | 0 | 0 | 0
BAU Transportation Electricity Demand by Vehicle Type[motorbikes,freight,diesel vehicle] | BAU Transportation Electricity Demand by Vehicle Type | motorbikes | freight |  |  | 0 | 0 | 0 | 0 | 0 | 0 | 0 | 0 | 0 | 0 | 0 | 0 | 0 | 0 | 0 | 0 | 0 | 0 | 0 | 0 | 0 | 0 | 0 | 0 | 0 | 0 | 0 | 0 | 0 | 0 | 0
BAU Transportation Electricity Demand by Vehicle Type[motorbikes,freight,plugin hybrid vehicle] | BAU Transportation Electricity Demand by Vehicle Type | motorbikes | freight |  |  | 0 | 0 | 0 | 0 | 0 | 0 | 0 | 0 | 0 | 0 | 0 | 0 | 0 | 0 | 0 | 0 | 0 | 0 | 0 | 0 | 0 | 0 | 0 | 0 | 0 | 0 | 0 | 0 | 0 | 0 | 0
BAU Transportation Electricity Demand by Vehicle Type[motorbikes,freight,LPG vehicle] | BAU Transportation Electricity Demand by Vehicle Type | motorbikes | freight |  |  | 0 | 0 | 0 | 0 | 0 | 0 | 0 | 0 | 0 | 0 | 0 | 0 | 0 | 0 | 0 | 0 | 0 | 0 | 0 | 0 | 0 | 0 | 0 | 0 | 0 | 0 | 0 | 0 | 0 | 0 | 0
BAU Transportation Electricity Demand by Vehicle Type[motorbikes,freight,hydrogen vehicle] | BAU Transportation Electricity Demand by Vehicle Type | motorbikes | freight |  |  | 0 | 0 | 0 | 0 | 0 | 0 | 0 | 0 | 0 | 0 | 0 | 0 | 0 | 0 | 0 | 0 | 0 | 0 | 0 | 0 | 0 | 0 | 0 | 0 | 0 | 0 | 0 | 0 | 0 | 0 | 0
Total Energy Use by Sector[transportation sector,electricity] | Total Energy Use by Sector | transportation sector | electricity |  |  | 10389600000000 | 15326600000000 | 20790300000000 | 26862900000000 | 32823100000000 | 38476100000000 | 44495400000000 | 51764600000000 | 60324200000000 | 71117900000000 | 84054100000000 | 98034700000000 | 114075000000000 | 128895000000000 | 144594000000000 | 160518000000000 | 177674000000000 | 196656000000000 | 217245000000000 | 238779000000000 | 260514000000000 | 282197000000000 | 303053000000000 | 322893000000000 | 342386000000000 | 360311000000000 | 376848000000000 | 391917000000000 | 405733000000000 | 418161000000000 | 429510000000000
Total Energy Use by Sector[transportation sector,hard coal] | Total Energy Use by Sector | transportation sector | hard coal |  |  | 0 | 0 | 0 | 0 | 0 | 0 | 0 | 0 | 0 | 0 | 0 | 0 | 0 | 0 | 0 | 0 | 0 | 0 | 0 | 0 | 0 | 0 | 0 | 0 | 0 | 0 | 0 | 0 | 0 | 0 | 0
Total Energy Use by Sector[transportation sector,natural gas] | Total Energy Use by Sector | transportation sector | natural gas |  |  | 13364000000000 | 13037600000000 | 12387100000000 | 11723900000000 | 11006300000000 | 10299200000000 | 9620090000000 | 8983000000000 | 8383720000000 | 7773310000000 | 7192300000000 | 6680810000000 | 6222290000000 | 5818100000000 | 5478360000000 | 5187990000000 | 4997230000000 | 4866130000000 | 4797380000000 | 4792640000000 | 4851320000000 | 4972720000000 | 5149270000000 | 5486400000000 | 5866920000000 | 6247960000000 | 6646860000000 | 7011810000000 | 7448740000000 | 7974420000000 | 8566750000000
Total Energy Use by Sector[transportation sector,nuclear] | Total Energy Use by Sector | transportation sector | nuclear |  |  | 0 | 0 | 0 | 0 | 0 | 0 | 0 | 0 | 0 | 0 | 0 | 0 | 0 | 0 | 0 | 0 | 0 | 0 | 0 | 0 | 0 | 0 | 0 | 0 | 0 | 0 | 0 | 0 | 0 | 0 | 0
Total Energy Use by Sector[transportation sector,hydro] | Total Energy Use by Sector | transportation sector | hydro |  |  | 0 | 0 | 0 | 0 | 0 | 0 | 0 | 0 | 0 | 0 | 0 | 0 | 0 | 0 | 0 | 0 | 0 | 0 | 0 | 0 | 0 | 0 | 0 | 0 | 0 | 0 | 0 | 0 | 0 | 0 | 0
Total Energy Use by Sector[transportation sector,wind] | Total Energy Use by Sector | transportation sector | wind |  |  | 0 | 0 | 0 | 0 | 0 | 0 | 0 | 0 | 0 | 0 | 0 | 0 | 0 | 0 | 0 | 0 | 0 | 0 | 0 | 0 | 0 | 0 | 0 | 0 | 0 | 0 | 0 | 0 | 0 | 0 | 0
Total Energy Use by Sector[transportation sector,solar] | Total Energy Use by Sector | transportation sector | solar |  |  | 0 | 0 | 0 | 0 | 0 | 0 | 0 | 0 | 0 | 0 | 0 | 0 | 0 | 0 | 0 | 0 | 0 | 0 | 0 | 0 | 0 | 0 | 0 | 0 | 0 | 0 | 0 | 0 | 0 | 0 | 0
Total Energy Use by Sector[transportation sector,biomass] | Total Energy Use by Sector | transportation sector | biomass |  |  | 0 | 0 | 0 | 0 | 0 | 0 | 0 | 0 | 0 | 0 | 0 | 0 | 0 | 0 | 0 | 0 | 0 | 0 | 0 | 0 | 0 | 0 | 0 | 0 | 0 | 0 | 0 | 0 | 0 | 0 | 0
Total Energy Use by Sector[transportation sector,petroleum gasoline] | Total Energy Use by Sector | transportation sector | petroleum gasoline |  |  | 1492390000000000 | 1679410000000000 | 1665430000000000 | 1648990000000000 | 1619140000000000 | 1586950000000000 | 1551200000000000 | 1514360000000000 | 1477250000000000 | 1436790000000000 | 1389680000000000 | 1340050000000000 | 1288250000000000 | 1243360000000000 | 1195360000000000 | 1150530000000000 | 1104550000000000 | 1054790000000000 | 1000910000000000 | 944558000000000 | 888388000000000 | 833166000000000 | 781365000000000 | 734044000000000 | 688610000000000 | 647865000000000 | 611811000000000 | 580251000000000 | 552911000000000 | 529517000000000 | 509380000000000
Total Energy Use by Sector[transportation sector,petroleum diesel] | Total Energy Use by Sector | transportation sector | petroleum diesel |  |  | 401946000000000 | 403353000000000 | 397620000000000 | 386240000000000 | 377192000000000 | 367886000000000 | 360193000000000 | 351093000000000 | 343194000000000 | 332896000000000 | 320375000000000 | 319103000000000 | 317526000000000 | 315829000000000 | 315178000000000 | 314119000000000 | 315192000000000 | 313636000000000 | 312539000000000 | 311365000000000 | 311140000000000 | 309280000000000 | 310885000000000 | 310084000000000 | 311084000000000 | 310035000000000 | 313457000000000 | 315879000000000 | 318385000000000 | 322735000000000 | 326580000000000
Total Energy Use by Sector[transportation sector,biofuel gasoline] | Total Energy Use by Sector | transportation sector | biofuel gasoline |  |  | 115097000000000 | 129909000000000 | 129215000000000 | 128323000000000 | 126376000000000 | 124232000000000 | 121794000000000 | 119253000000000 | 116674000000000 | 113648000000000 | 110245000000000 | 106307000000000 | 102198000000000 | 98636600000000 | 94828900000000 | 91272500000000 | 87625000000000 | 83677200000000 | 79403200000000 | 74932800000000 | 70476800000000 | 66096100000000 | 61986600000000 | 58232600000000 | 54628300000000 | 51395900000000 | 48535700000000 | 46032000000000 | 43863100000000 | 42007300000000 | 40409800000000
Total Energy Use by Sector[transportation sector,biofuel diesel] | Total Energy Use by Sector | transportation sector | biofuel diesel |  |  | 84691700000000 | 95913800000000 | 104542000000000 | 113193000000000 | 121295000000000 | 129090000000000 | 136814000000000 | 144005000000000 | 150851000000000 | 157163000000000 | 162877000000000 | 161246000000000 | 159350000000000 | 157393000000000 | 155994000000000 | 154244000000000 | 152385000000000 | 150184000000000 | 147997000000000 | 146019000000000 | 144243000000000 | 142505000000000 | 141219000000000 | 139438000000000 | 137826000000000 | 136656000000000 | 136259000000000 | 136141000000000 | 136181000000000 | 137010000000000 | 138033000000000
Total Energy Use by Sector[transportation sector,jet fuel or kerosene] | Total Energy Use by Sector | transportation sector | jet fuel or kerosene |  |  | 41846500000000 | 56401100000000 | 62366200000000 | 64706800000000 | 65608600000000 | 66308400000000 | 66141300000000 | 65915800000000 | 65917200000000 | 65786600000000 | 65881600000000 | 66144700000000 | 66597600000000 | 67088600000000 | 67594900000000 | 68113200000000 | 68419000000000 | 68632400000000 | 68934700000000 | 69268000000000 | 69739300000000 | 70199900000000 | 70789700000000 | 71428200000000 | 72112300000000 | 72694700000000 | 73220000000000 | 73642300000000 | 74006800000000 | 74306000000000 | 74642700000000
Total Energy Use by Sector[transportation sector,heat] | Total Energy Use by Sector | transportation sector | heat |  |  | 0 | 0 | 0 | 0 | 0 | 0 | 0 | 0 | 0 | 0 | 0 | 0 | 0 | 0 | 0 | 0 | 0 | 0 | 0 | 0 | 0 | 0 | 0 | 0 | 0 | 0 | 0 | 0 | 0 | 0 | 0
Total Energy Use by Sector[transportation sector,geothermal] | Total Energy Use by Sector | transportation sector | geothermal |  |  | 0 | 0 | 0 | 0 | 0 | 0 | 0 | 0 | 0 | 0 | 0 | 0 | 0 | 0 | 0 | 0 | 0 | 0 | 0 | 0 | 0 | 0 | 0 | 0 | 0 | 0 | 0 | 0 | 0 | 0 | 0
Total Energy Use by Sector[transportation sector,lignite] | Total Energy Use by Sector | transportation sector | lignite |  |  | 0 | 0 | 0 | 0 | 0 | 0 | 0 | 0 | 0 | 0 | 0 | 0 | 0 | 0 | 0 | 0 | 0 | 0 | 0 | 0 | 0 | 0 | 0 | 0 | 0 | 0 | 0 | 0 | 0 | 0 | 0
Total Energy Use by Sector[transportation sector,crude oil] | Total Energy Use by Sector | transportation sector | crude oil |  |  | 0 | 0 | 0 | 0 | 0 | 0 | 0 | 0 | 0 | 0 | 0 | 0 | 0 | 0 | 0 | 0 | 0 | 0 | 0 | 0 | 0 | 0 | 0 | 0 | 0 | 0 | 0 | 0 | 0 | 0 | 0
Total Energy Use by Sector[transportation sector,heavy or residual fuel oil] | Total Energy Use by Sector | transportation sector | heavy or residual fuel oil |  |  | 16976000000000 | 20062200000000 | 20242900000000 | 25527500000000 | 27149600000000 | 28542300000000 | 28799500000000 | 29729000000000 | 29254300000000 | 30563000000000 | 33910300000000 | 35033200000000 | 36469600000000 | 37775100000000 | 38962300000000 | 40272200000000 | 39536800000000 | 41184500000000 | 42067600000000 | 43641500000000 | 44615800000000 | 47142700000000 | 47536000000000 | 49043300000000 | 49673000000000 | 52700900000000 | 52740100000000 | 54057300000000 | 55583400000000 | 57182300000000 | 58373100000000
Total Energy Use by Sector[transportation sector,LPG propane or butane] | Total Energy Use by Sector | transportation sector | LPG propane or butane |  |  | 0 | 0 | 0 | 0 | 0 | 0 | 0 | 0 | 0 | 0 | 0 | 0 | 0 | 0 | 0 | 0 | 0 | 0 | 0 | 0 | 0 | 0 | 0 | 0 | 0 | 0 | 0 | 0 | 0 | 0 | 0
Total Energy Use by Sector[transportation sector,municipal solid waste] | Total Energy Use by Sector | transportation sector | municipal solid waste |  |  | 0 | 0 | 0 | 0 | 0 | 0 | 0 | 0 | 0 | 0 | 0 | 0 | 0 | 0 | 0 | 0 | 0 | 0 | 0 | 0 | 0 | 0 | 0 | 0 | 0 | 0 | 0 | 0 | 0 | 0 | 0
Total Energy Use by Sector[transportation sector,hydrogen] | Total Energy Use by Sector | transportation sector | hydrogen |  |  | 144140000000 | 153697000000 | 142336000000 | 129864000000 | 116367000000 | 102109000000 | 87510600000 | 73011500000 | 58431700000 | 43802900000 | 29156900000 | 14559500000 | 0 | 0 | 0 | 0 | 0 | 0 | 0 | 0 | 0 | 0 | 0 | 0 | 0 | 0 | 0 | 0 | 0 | 0 | 24432600000
Total Energy Use by Sector[electricity sector,electricity] | Total Energy Use by Sector | electricity sector | electricity |  |  | 0 | 0 | 0 | 0 | 0 | 0 | 0 | 0 | 0 | 0 | 0 | 0 | 0 | 0 | 0 | 0 | 0 | 0 | 0 | 0 | 0 | 0 | 0 | 0 | 0 | 0 | 0 | 0 | 0 | 0 | 0
Total Energy Use by Sector[electricity sector,hard coal] | Total Energy Use by Sector | electricity sector | hard coal |  |  | 0 | 0 | 0 | 0 | 0 | 0 | 0 | 0 | 0 | 0 | 0 | 0 | 0 | 0 | 0 | 0 | 0 | 0 | 0 | 0 | 0 | 0 | 0 | 0 | 0 | 0 | 0 | 0 | 0 | 0 | 0
Total Energy Use by Sector[electricity sector,natural gas] | Total Energy Use by Sector | electricity sector | natural gas |  |  | 751273000000000 | 717616000000000 | 728718000000000 | 733846000000000 | 740226000000000 | 739673000000000 | 730302000000000 | 715101000000000 | 698094000000000 | 669077000000000 | 629913000000000 | 562822000000000 | 573538000000000 | 566448000000000 | 545455000000000 | 505626000000000 | 423504000000000 | 360133000000000 | 338415000000000 | 309130000000000 | 283270000000000 | 254869000000000 | 203655000000000 | 152970000000000 | 121876000000000 | 121876000000000 | 121876000000000 | 121876000000000 | 121876000000000 | 121876000000000 | 121876000000000
Total Energy Use by Sector[electricity sector,nuclear] | Total Energy Use by Sector | electricity sector | nuclear |  |  | 184185000000000 | 184185000000000 | 184185000000000 | 184185000000000 | 92092700000000 | 0 | 0 | 0 | 0 | 0 | 0 | 0 | 0 | 0 | 0 | 0 | 0 | 0 | 0 | 0 | 0 | 0 | 0 | 0 | 0 | 0 | 0 | 0 | 0 | 0 | 0
Total Energy Use by Sector[electricity sector,hydro] | Total Energy Use by Sector | electricity sector | hydro |  |  | 0 | 0 | 0 | 0 | 0 | 0 | 0 | 0 | 0 | 0 | 0 | 0 | 0 | 0 | 0 | 0 | 0 | 0 | 0 | 0 | 0 | 0 | 0 | 0 | 0 | 0 | 0 | 0 | 0 | 0 | 0
Total Energy Use by Sector[electricity sector,wind] | Total Energy Use by Sector | electricity sector | wind |  |  | 0 | 0 | 0 | 0 | 0 | 0 | 0 | 0 | 0 | 0 | 0 | 0 | 0 | 0 | 0 | 0 | 0 | 0 | 0 | 0 | 0 | 0 | 0 | 0 | 0 | 0 | 0 | 0 | 0 | 0 | 0
Total Energy Use by Sector[electricity sector,solar] | Total Energy Use by Sector | electricity sector | solar |  |  | 0 | 0 | 0 | 0 | 0 | 0 | 0 | 0 | 0 | 0 | 0 | 0 | 0 | 0 | 0 | 0 | 0 | 0 | 0 | 0 | 0 | 0 | 0 | 0 | 0 | 0 | 0 | 0 | 0 | 0 | 0
Total Energy Use by Sector[electricity sector,biomass] | Total Energy Use by Sector | electricity sector | biomass |  |  | 53451900000000 | 55395600000000 | 57339300000000 | 58610200000000 | 60927700000000 | 64441300000000 | 65562700000000 | 66908300000000 | 67057900000000 | 68702500000000 | 70422000000000 | 73113200000000 | 74010300000000 | 75206500000000 | 76626900000000 | 78495800000000 | 81560900000000 | 84401700000000 | 86420200000000 | 88363900000000 | 90307600000000 | 92251300000000 | 94867800000000 | 97409600000000 | 97168800000000 | 93083100000000 | 88477100000000 | 90647500000000 | 90255900000000 | 91479800000000 | 91867400000000
Total Energy Use by Sector[electricity sector,petroleum gasoline] | Total Energy Use by Sector | electricity sector | petroleum gasoline |  |  | 0 | 0 | 0 | 0 | 0 | 0 | 0 | 0 | 0 | 0 | 0 | 0 | 0 | 0 | 0 | 0 | 0 | 0 | 0 | 0 | 0 | 0 | 0 | 0 | 0 | 0 | 0 | 0 | 0 | 0 | 0
Total Energy Use by Sector[electricity sector,petroleum diesel] | Total Energy Use by Sector | electricity sector | petroleum diesel |  |  | 0 | 0 | 0 | 0 | 0 | 9636000000 | 9636000000 | 9636000000 | 9636000000 | 9636000000 | 9636000000 | 9636000000 | 9636000000 | 9636000000 | 9636000000 | 9636000000 | 9636000000 | 9636000000 | 9636000000 | 9636000000 | 9636000000 | 9636000000 | 9636000000 | 9636000000 | 9636000000 | 9636000000 | 9636000000 | 9636000000 | 9636000000 | 9636000000 | 9636000000
Total Energy Use by Sector[electricity sector,biofuel gasoline] | Total Energy Use by Sector | electricity sector | biofuel gasoline |  |  | 0 | 0 | 0 | 0 | 0 | 0 | 0 | 0 | 0 | 0 | 0 | 0 | 0 | 0 | 0 | 0 | 0 | 0 | 0 | 0 | 0 | 0 | 0 | 0 | 0 | 0 | 0 | 0 | 0 | 0 | 0
Total Energy Use by Sector[electricity sector,biofuel diesel] | Total Energy Use by Sector | electricity sector | biofuel diesel |  |  | 0 | 0 | 0 | 0 | 0 | 0 | 0 | 0 | 0 | 0 | 0 | 0 | 0 | 0 | 0 | 0 | 0 | 0 | 0 | 0 | 0 | 0 | 0 | 0 | 0 | 0 | 0 | 0 | 0 | 0 | 0
Total Energy Use by Sector[electricity sector,jet fuel or kerosene] | Total Energy Use by Sector | electricity sector | jet fuel or kerosene |  |  | 0 | 0 | 0 | 0 | 0 | 0 | 0 | 0 | 0 | 0 | 0 | 0 | 0 | 0 | 0 | 0 | 0 | 0 | 0 | 0 | 0 | 0 | 0 | 0 | 0 | 0 | 0 | 0 | 0 | 0 | 0
Total Energy Use by Sector[electricity sector,heat] | Total Energy Use by Sector | electricity sector | heat |  |  | 0 | 0 | 0 | 0 | 0 | 0 | 0 | 0 | 0 | 0 | 0 | 0 | 0 | 0 | 0 | 0 | 0 | 0 | 0 | 0 | 0 | 0 | 0 | 0 | 0 | 0 | 0 | 0 | 0 | 0 | 0
Total Energy Use by Sector[electricity sector,geothermal] | Total Energy Use by Sector | electricity sector | geothermal |  |  | 0 | 0 | 0 | 0 | 0 | 0 | 0 | 0 | 0 | 0 | 0 | 0 | 0 | 0 | 0 | 0 | 0 | 0 | 0 | 0 | 0 | 0 | 0 | 0 | 0 | 0 | 0 | 0 | 0 | 0 | 0
Total Energy Use by Sector[electricity sector,lignite] | Total Energy Use by Sector | electricity sector | lignite |  |  | 0 | 0 | 0 | 0 | 0 | 0 | 0 | 0 | 0 | 0 | 0 | 0 | 0 | 0 | 0 | 0 | 0 | 0 | 0 | 0 | 0 | 0 | 0 | 0 | 0 | 0 | 0 | 0 | 0 | 0 | 0
Total Energy Use by Sector[electricity sector,crude oil] | Total Energy Use by Sector | electricity sector | crude oil |  |  | 0 | 0 | 0 | 0 | 0 | 0 | 0 | 0 | 0 | 0 | 0 | 0 | 0 | 0 | 0 | 0 | 0 | 0 | 0 | 0 | 0 | 0 | 0 | 0 | 0 | 0 | 0 | 0 | 0 | 0 | 0
Total Energy Use by Sector[electricity sector,heavy or residual fuel oil] | Total Energy Use by Sector | electricity sector | heavy or residual fuel oil |  |  | 0 | 0 | 0 | 0 | 0 | 0 | 0 | 0 | 0 | 0 | 0 | 0 | 0 | 0 | 0 | 0 | 0 | 0 | 0 | 0 | 0 | 0 | 0 | 0 | 0 | 0 | 0 | 0 | 0 | 0 | 0
Total Energy Use by Sector[electricity sector,LPG propane or butane] | Total Energy Use by Sector | electricity sector | LPG propane or butane |  |  | 0 | 0 | 0 | 0 | 0 | 0 | 0 | 0 | 0 | 0 | 0 | 0 | 0 | 0 | 0 | 0 | 0 | 0 | 0 | 0 | 0 | 0 | 0 | 0 | 0 | 0 | 0 | 0 | 0 | 0 | 0
Total Energy Use by Sector[electricity sector,municipal solid waste] | Total Energy Use by Sector | electricity sector | municipal solid waste |  |  | 0 | 0 | 0 | 0 | 0 | 0 | 0 | 0 | 0 | 0 | 0 | 0 | 0 | 0 | 0 | 0 | 0 | 0 | 0 | 0 | 0 | 0 | 0 | 0 | 0 | 0 | 0 | 0 | 0 | 0 | 0
Total Energy Use by Sector[electricity sector,hydrogen] | Total Energy Use by Sector | electricity sector | hydrogen |  |  | 0 | 0 | 0 | 0 | 0 | 0 | 0 | 0 | 0 | 0 | 0 | 0 | 0 | 0 | 0 | 0 | 0 | 0 | 0 | 0 | 0 | 0 | 0 | 0 | 0 | 0 | 0 | 0 | 0 | 0 | 0
Total Energy Use by Sector[residential buildings sector,electricity] | Total Energy Use by Sector | residential buildings sector | electricity |  |  | 310030000000000 | 296160000000000 | 289310000000000 | 287350000000000 | 286734000000000 | 286640000000000 | 287023000000000 | 288362000000000 | 289600000000000 | 290911000000000 | 292314000000000 | 293338000000000 | 294365000000000 | 295511000000000 | 296494000000000 | 297617000000000 | 298930000000000 | 300040000000000 | 301290000000000 | 301170000000000 | 302110000000000 | 302810000000000 | 303350000000000 | 303710000000000 | 304100000000000 | 303390000000000 | 303490000000000 | 302570000000000 | 302570000000000 | 301810000000000 | 300880000000000
Total Energy Use by Sector[residential buildings sector,hard coal] | Total Energy Use by Sector | residential buildings sector | hard coal |  |  | 0 | 0 | 0 | 0 | 0 | 0 | 0 | 0 | 0 | 0 | 0 | 0 | 0 | 0 | 0 | 0 | 0 | 0 | 0 | 0 | 0 | 0 | 0 | 0 | 0 | 0 | 0 | 0 | 0 | 0 | 0
Total Energy Use by Sector[residential buildings sector,natural gas] | Total Energy Use by Sector | residential buildings sector | natural gas |  |  | 478011000000000 | 493913000000000 | 495008000000000 | 496004000000000 | 494900000000000 | 494995000000000 | 493792000000000 | 491788000000000 | 489684000000000 | 486580000000000 | 482276000000000 | 479173000000000 | 473970000000000 | 470767000000000 | 465464000000000 | 460361000000000 | 457058000000000 | 453855000000000 | 449653000000000 | 448550000000000 | 444448000000000 | 442248000000000 | 441149000000000 | 440200000000000 | 440142000000000 | 439204000000000 | 439086000000000 | 439059000000000 | 439051000000000 | 440153000000000 | 441156000000000
Total Energy Use by Sector[residential buildings sector,nuclear] | Total Energy Use by Sector | residential buildings sector | nuclear |  |  | 0 | 0 | 0 | 0 | 0 | 0 | 0 | 0 | 0 | 0 | 0 | 0 | 0 | 0 | 0 | 0 | 0 | 0 | 0 | 0 | 0 | 0 | 0 | 0 | 0 | 0 | 0 | 0 | 0 | 0 | 0
Total Energy Use by Sector[residential buildings sector,hydro] | Total Energy Use by Sector | residential buildings sector | hydro |  |  | 0 | 0 | 0 | 0 | 0 | 0 | 0 | 0 | 0 | 0 | 0 | 0 | 0 | 0 | 0 | 0 | 0 | 0 | 0 | 0 | 0 | 0 | 0 | 0 | 0 | 0 | 0 | 0 | 0 | 0 | 0
Total Energy Use by Sector[residential buildings sector,wind] | Total Energy Use by Sector | residential buildings sector | wind |  |  | 0 | 0 | 0 | 0 | 0 | 0 | 0 | 0 | 0 | 0 | 0 | 0 | 0 | 0 | 0 | 0 | 0 | 0 | 0 | 0 | 0 | 0 | 0 | 0 | 0 | 0 | 0 | 0 | 0 | 0 | 0
Total Energy Use by Sector[residential buildings sector,solar] | Total Energy Use by Sector | residential buildings sector | solar |  |  | 0 | 0 | 0 | 0 | 0 | 0 | 0 | 0 | 0 | 0 | 0 | 0 | 0 | 0 | 0 | 0 | 0 | 0 | 0 | 0 | 0 | 0 | 0 | 0 | 0 | 0 | 0 | 0 | 0 | 0 | 0
Total Energy Use by Sector[residential buildings sector,biomass] | Total Energy Use by Sector | residential buildings sector | biomass |  |  | 21890000000000 | 21890000000000 | 21890000000000 | 21890000000000 | 21890000000000 | 21890000000000 | 21890000000000 | 21890000000000 | 21890000000000 | 21890000000000 | 21890000000000 | 21890000000000 | 21890000000000 | 21890000000000 | 21890000000000 | 21890000000000 | 21890000000000 | 21890000000000 | 21890000000000 | 21890000000000 | 21890000000000 | 21890000000000 | 21890000000000 | 21890000000000 | 21890000000000 | 21890000000000 | 21890000000000 | 21890000000000 | 21890000000000 | 21890000000000 | 21890000000000
Total Energy Use by Sector[residential buildings sector,petroleum gasoline] | Total Energy Use by Sector | residential buildings sector | petroleum gasoline |  |  | 0 | 0 | 0 | 0 | 0 | 0 | 0 | 0 | 0 | 0 | 0 | 0 | 0 | 0 | 0 | 0 | 0 | 0 | 0 | 0 | 0 | 0 | 0 | 0 | 0 | 0 | 0 | 0 | 0 | 0 | 0
Total Energy Use by Sector[residential buildings sector,petroleum diesel] | Total Energy Use by Sector | residential buildings sector | petroleum diesel |  |  | 313795000000 | 313437000000 | 314121000000 | 313837000000 | 313595000000 | 312385000000 | 312137000000 | 311142000000 | 310099000000 | 308020000000 | 306974000000 | 305010000000 | 303089000000 | 301200000000 | 297426000000 | 294627000000 | 290863000000 | 287337000000 | 281831000000 | 279868000000 | 277163000000 | 274936000000 | 272470000000 | 270748000000 | 270080000000 | 268890000000 | 267080000000 | 267040000000 | 266610000000 | 267380000000 | 266630000000
Total Energy Use by Sector[residential buildings sector,biofuel gasoline] | Total Energy Use by Sector | residential buildings sector | biofuel gasoline |  |  | 0 | 0 | 0 | 0 | 0 | 0 | 0 | 0 | 0 | 0 | 0 | 0 | 0 | 0 | 0 | 0 | 0 | 0 | 0 | 0 | 0 | 0 | 0 | 0 | 0 | 0 | 0 | 0 | 0 | 0 | 0
Total Energy Use by Sector[residential buildings sector,biofuel diesel] | Total Energy Use by Sector | residential buildings sector | biofuel diesel |  |  | 0 | 0 | 0 | 0 | 0 | 0 | 0 | 0 | 0 | 0 | 0 | 0 | 0 | 0 | 0 | 0 | 0 | 0 | 0 | 0 | 0 | 0 | 0 | 0 | 0 | 0 | 0 | 0 | 0 | 0 | 0
Total Energy Use by Sector[residential buildings sector,jet fuel or kerosene] | Total Energy Use by Sector | residential buildings sector | jet fuel or kerosene |  |  | 0 | 0 | 0 | 0 | 0 | 0 | 0 | 0 | 0 | 0 | 0 | 0 | 0 | 0 | 0 | 0 | 0 | 0 | 0 | 0 | 0 | 0 | 0 | 0 | 0 | 0 | 0 | 0 | 0 | 0 | 0
Total Energy Use by Sector[residential buildings sector,heat] | Total Energy Use by Sector | residential buildings sector | heat |  |  | 0 | 0 | 0 | 0 | 0 | 0 | 0 | 0 | 0 | 0 | 0 | 0 | 0 | 0 | 0 | 0 | 0 | 0 | 0 | 0 | 0 | 0 | 0 | 0 | 0 | 0 | 0 | 0 | 0 | 0 | 0
Total Energy Use by Sector[residential buildings sector,geothermal] | Total Energy Use by Sector | residential buildings sector | geothermal |  |  | 0 | 0 | 0 | 0 | 0 | 0 | 0 | 0 | 0 | 0 | 0 | 0 | 0 | 0 | 0 | 0 | 0 | 0 | 0 | 0 | 0 | 0 | 0 | 0 | 0 | 0 | 0 | 0 | 0 | 0 | 0
Total Energy Use by Sector[residential buildings sector,lignite] | Total Energy Use by Sector | residential buildings sector | lignite |  |  | 0 | 0 | 0 | 0 | 0 | 0 | 0 | 0 | 0 | 0 | 0 | 0 | 0 | 0 | 0 | 0 | 0 | 0 | 0 | 0 | 0 | 0 | 0 | 0 | 0 | 0 | 0 | 0 | 0 | 0 | 0
Total Energy Use by Sector[residential buildings sector,crude oil] | Total Energy Use by Sector | residential buildings sector | crude oil |  |  | 0 | 0 | 0 | 0 | 0 | 0 | 0 | 0 | 0 | 0 | 0 | 0 | 0 | 0 | 0 | 0 | 0 | 0 | 0 | 0 | 0 | 0 | 0 | 0 | 0 | 0 | 0 | 0 | 0 | 0 | 0
Total Energy Use by Sector[residential buildings sector,heavy or residual fuel oil] | Total Energy Use by Sector | residential buildings sector | heavy or residual fuel oil |  |  | 0 | 0 | 0 | 0 | 0 | 0 | 0 | 0 | 0 | 0 | 0 | 0 | 0 | 0 | 0 | 0 | 0 | 0 | 0 | 0 | 0 | 0 | 0 | 0 | 0 | 0 | 0 | 0 | 0 | 0 | 0
Total Energy Use by Sector[residential buildings sector,LPG propane or butane] | Total Energy Use by Sector | residential buildings sector | LPG propane or butane |  |  | 19434000000000 | 18596000000000 | 17477000000000 | 17491000000000 | 17345000000000 | 17119000000000 | 16743000000000 | 16649000000000 | 16272000000000 | 15685000000000 | 15249000000000 | 14661000000000 | 14085000000000 | 13649000000000 | 13254000000000 | 12849000000000 | 12455000000000 | 12091000000000 | 11697000000000 | 11274000000000 | 10981000000000 | 10709200000000 | 10467100000000 | 10226100000000 | 10024400000000 | 9914400000000 | 9631800000000 | 9481000000000 | 9319300000000 | 9168400000000 | 9016700000000
Total Energy Use by Sector[residential buildings sector,municipal solid waste] | Total Energy Use by Sector | residential buildings sector | municipal solid waste |  |  | 0 | 0 | 0 | 0 | 0 | 0 | 0 | 0 | 0 | 0 | 0 | 0 | 0 | 0 | 0 | 0 | 0 | 0 | 0 | 0 | 0 | 0 | 0 | 0 | 0 | 0 | 0 | 0 | 0 | 0 | 0
Total Energy Use by Sector[residential buildings sector,hydrogen] | Total Energy Use by Sector | residential buildings sector | hydrogen |  |  | 0 | 0 | 0 | 0 | 0 | 0 | 0 | 0 | 0 | 0 | 0 | 0 | 0 | 0 | 0 | 0 | 0 | 0 | 0 | 0 | 0 | 0 | 0 | 0 | 0 | 0 | 0 | 0 | 0 | 0 | 0
Total Energy Use by Sector[commercial buildings sector,electricity] | Total Energy Use by Sector | commercial buildings sector | electricity |  |  | 299760000000000 | 292600000000000 | 303010000000000 | 309200000000000 | 313060000000000 | 317540000000000 | 321950000000000 | 325970000000000 | 331600000000000 | 335140000000000 | 338470000000000 | 343000000000000 | 346410000000000 | 350720000000000 | 353100000000000 | 355050000000000 | 359370000000000 | 362940000000000 | 367810000000000 | 370570000000000 | 374330000000000 | 377080000000000 | 381010000000000 | 383720000000000 | 386600000000000 | 389580000000000 | 392550000000000 | 395700000000000 | 398740000000000 | 401870000000000 | 404990000000000
Total Energy Use by Sector[commercial buildings sector,hard coal] | Total Energy Use by Sector | commercial buildings sector | hard coal |  |  | 0 | 0 | 0 | 0 | 0 | 0 | 0 | 0 | 0 | 0 | 0 | 0 | 0 | 0 | 0 | 0 | 0 | 0 | 0 | 0 | 0 | 0 | 0 | 0 | 0 | 0 | 0 | 0 | 0 | 0 | 0
Total Energy Use by Sector[commercial buildings sector,natural gas] | Total Energy Use by Sector | commercial buildings sector | natural gas |  |  | 181436000000000 | 183852000000000 | 191181000000000 | 194894000000000 | 196698000000000 | 197294000000000 | 197285000000000 | 196573000000000 | 195957000000000 | 195239000000000 | 193916000000000 | 194493000000000 | 192767000000000 | 191439000000000 | 190609000000000 | 189979000000000 | 188549000000000 | 188118000000000 | 187686000000000 | 187355000000000 | 186224000000000 | 186096000000000 | 186968000000000 | 186944000000000 | 188123000000000 | 189203000000000 | 189487000000000 | 189673000000000 | 191060000000000 | 192349000000000 | 192840000000000
Total Energy Use by Sector[commercial buildings sector,nuclear] | Total Energy Use by Sector | commercial buildings sector | nuclear |  |  | 0 | 0 | 0 | 0 | 0 | 0 | 0 | 0 | 0 | 0 | 0 | 0 | 0 | 0 | 0 | 0 | 0 | 0 | 0 | 0 | 0 | 0 | 0 | 0 | 0 | 0 | 0 | 0 | 0 | 0 | 0
Total Energy Use by Sector[commercial buildings sector,hydro] | Total Energy Use by Sector | commercial buildings sector | hydro |  |  | 0 | 0 | 0 | 0 | 0 | 0 | 0 | 0 | 0 | 0 | 0 | 0 | 0 | 0 | 0 | 0 | 0 | 0 | 0 | 0 | 0 | 0 | 0 | 0 | 0 | 0 | 0 | 0 | 0 | 0 | 0
Total Energy Use by Sector[commercial buildings sector,wind] | Total Energy Use by Sector | commercial buildings sector | wind |  |  | 0 | 0 | 0 | 0 | 0 | 0 | 0 | 0 | 0 | 0 | 0 | 0 | 0 | 0 | 0 | 0 | 0 | 0 | 0 | 0 | 0 | 0 | 0 | 0 | 0 | 0 | 0 | 0 | 0 | 0 | 0
Total Energy Use by Sector[commercial buildings sector,solar] | Total Energy Use by Sector | commercial buildings sector | solar |  |  | 0 | 0 | 0 | 0 | 0 | 0 | 0 | 0 | 0 | 0 | 0 | 0 | 0 | 0 | 0 | 0 | 0 | 0 | 0 | 0 | 0 | 0 | 0 | 0 | 0 | 0 | 0 | 0 | 0 | 0 | 0
Total Energy Use by Sector[commercial buildings sector,biomass] | Total Energy Use by Sector | commercial buildings sector | biomass |  |  | 3830000000000 | 3830000000000 | 3830000000000 | 3830000000000 | 3830000000000 | 3830000000000 | 3830000000000 | 3830000000000 | 3830000000000 | 3830000000000 | 3830000000000 | 3830000000000 | 3830000000000 | 3830000000000 | 3830000000000 | 3830000000000 | 3830000000000 | 3830000000000 | 3830000000000 | 3830000000000 | 3830000000000 | 3830000000000 | 3830000000000 | 3830000000000 | 3830000000000 | 3830000000000 | 3830000000000 | 3830000000000 | 3830000000000 | 3830000000000 | 3830000000000
Total Energy Use by Sector[commercial buildings sector,petroleum gasoline] | Total Energy Use by Sector | commercial buildings sector | petroleum gasoline |  |  | 0 | 0 | 0 | 0 | 0 | 0 | 0 | 0 | 0 | 0 | 0 | 0 | 0 | 0 | 0 | 0 | 0 | 0 | 0 | 0 | 0 | 0 | 0 | 0 | 0 | 0 | 0 | 0 | 0 | 0 | 0
Total Energy Use by Sector[commercial buildings sector,petroleum diesel] | Total Energy Use by Sector | commercial buildings sector | petroleum diesel |  |  | 20702300000000 | 20702100000000 | 20701900000000 | 20701700000000 | 20601500000000 | 20501400000000 | 20401200000000 | 20301100000000 | 20101000000000 | 19900900000000 | 19700800000000 | 19500800000000 | 19300800000000 | 19100700000000 | 18900700000000 | 18700700000000 | 18500700000000 | 18300700000000 | 18100600000000 | 18000600000000 | 17900600000000 | 17800600000000 | 17700600000000 | 17600600000000 | 17600600000000 | 17600600000000 | 17600500000000 | 17600500000000 | 17600500000000 | 17600500000000 | 17600500000000
Total Energy Use by Sector[commercial buildings sector,biofuel gasoline] | Total Energy Use by Sector | commercial buildings sector | biofuel gasoline |  |  | 0 | 0 | 0 | 0 | 0 | 0 | 0 | 0 | 0 | 0 | 0 | 0 | 0 | 0 | 0 | 0 | 0 | 0 | 0 | 0 | 0 | 0 | 0 | 0 | 0 | 0 | 0 | 0 | 0 | 0 | 0
Total Energy Use by Sector[commercial buildings sector,biofuel diesel] | Total Energy Use by Sector | commercial buildings sector | biofuel diesel |  |  | 0 | 0 | 0 | 0 | 0 | 0 | 0 | 0 | 0 | 0 | 0 | 0 | 0 | 0 | 0 | 0 | 0 | 0 | 0 | 0 | 0 | 0 | 0 | 0 | 0 | 0 | 0 | 0 | 0 | 0 | 0
Total Energy Use by Sector[commercial buildings sector,jet fuel or kerosene] | Total Energy Use by Sector | commercial buildings sector | jet fuel or kerosene |  |  | 0 | 0 | 0 | 0 | 0 | 0 | 0 | 0 | 0 | 0 | 0 | 0 | 0 | 0 | 0 | 0 | 0 | 0 | 0 | 0 | 0 | 0 | 0 | 0 | 0 | 0 | 0 | 0 | 0 | 0 | 0
Total Energy Use by Sector[commercial buildings sector,heat] | Total Energy Use by Sector | commercial buildings sector | heat |  |  | 0 | 0 | 0 | 0 | 0 | 0 | 0 | 0 | 0 | 0 | 0 | 0 | 0 | 0 | 0 | 0 | 0 | 0 | 0 | 0 | 0 | 0 | 0 | 0 | 0 | 0 | 0 | 0 | 0 | 0 | 0
Total Energy Use by Sector[commercial buildings sector,geothermal] | Total Energy Use by Sector | commercial buildings sector | geothermal |  |  | 0 | 0 | 0 | 0 | 0 | 0 | 0 | 0 | 0 | 0 | 0 | 0 | 0 | 0 | 0 | 0 | 0 | 0 | 0 | 0 | 0 | 0 | 0 | 0 | 0 | 0 | 0 | 0 | 0 | 0 | 0
Total Energy Use by Sector[commercial buildings sector,lignite] | Total Energy Use by Sector | commercial buildings sector | lignite |  |  | 0 | 0 | 0 | 0 | 0 | 0 | 0 | 0 | 0 | 0 | 0 | 0 | 0 | 0 | 0 | 0 | 0 | 0 | 0 | 0 | 0 | 0 | 0 | 0 | 0 | 0 | 0 | 0 | 0 | 0 | 0
Total Energy Use by Sector[commercial buildings sector,crude oil] | Total Energy Use by Sector | commercial buildings sector | crude oil |  |  | 0 | 0 | 0 | 0 | 0 | 0 | 0 | 0 | 0 | 0 | 0 | 0 | 0 | 0 | 0 | 0 | 0 | 0 | 0 | 0 | 0 | 0 | 0 | 0 | 0 | 0 | 0 | 0 | 0 | 0 | 0
Total Energy Use by Sector[commercial buildings sector,heavy or residual fuel oil] | Total Energy Use by Sector | commercial buildings sector | heavy or residual fuel oil |  |  | 0 | 0 | 0 | 0 | 0 | 0 | 0 | 0 | 0 | 0 | 0 | 0 | 0 | 0 | 0 | 0 | 0 | 0 | 0 | 0 | 0 | 0 | 0 | 0 | 0 | 0 | 0 | 0 | 0 | 0 | 0
Total Energy Use by Sector[commercial buildings sector,LPG propane or butane] | Total Energy Use by Sector | commercial buildings sector | LPG propane or butane |  |  | 13300000000000 | 13300000000000 | 13300000000000 | 13300000000000 | 13300000000000 | 13200000000000 | 13100000000000 | 13100000000000 | 13000000000000 | 12900000000000 | 12800000000000 | 12700000000000 | 12600000000000 | 12500000000000 | 12400000000000 | 12300000000000 | 12200000000000 | 12100000000000 | 12000000000000 | 11900000000000 | 11800000000000 | 11700000000000 | 11600000000000 | 11500000000000 | 11400000000000 | 11400000000000 | 11300000000000 | 11300000000000 | 11300000000000 | 11300000000000 | 11300000000000
Total Energy Use by Sector[commercial buildings sector,municipal solid waste] | Total Energy Use by Sector | commercial buildings sector | municipal solid waste |  |  | 0 | 0 | 0 | 0 | 0 | 0 | 0 | 0 | 0 | 0 | 0 | 0 | 0 | 0 | 0 | 0 | 0 | 0 | 0 | 0 | 0 | 0 | 0 | 0 | 0 | 0 | 0 | 0 | 0 | 0 | 0
Total Energy Use by Sector[commercial buildings sector,hydrogen] | Total Energy Use by Sector | commercial buildings sector | hydrogen |  |  | 0 | 0 | 0 | 0 | 0 | 0 | 0 | 0 | 0 | 0 | 0 | 0 | 0 | 0 | 0 | 0 | 0 | 0 | 0 | 0 | 0 | 0 | 0 | 0 | 0 | 0 | 0 | 0 | 0 | 0 | 0
Total Energy Use by Sector[industry sector,electricity] | Total Energy Use by Sector | industry sector | electricity |  |  | 221487000000000 | 220997000000000 | 226464000000000 | 229708000000000 | 231914000000000 | 234078000000000 | 234956000000000 | 235600000000000 | 235672000000000 | 235813000000000 | 236113000000000 | 236585000000000 | 236647000000000 | 237323000000000 | 237787000000000 | 238834000000000 | 239707000000000 | 240498000000000 | 241567000000000 | 242435000000000 | 243137000000000 | 243980000000000 | 245411000000000 | 246835000000000 | 248258000000000 | 249367000000000 | 250795000000000 | 252157000000000 | 253750000000000 | 255321000000000 | 256586000000000
Total Energy Use by Sector[industry sector,hard coal] | Total Energy Use by Sector | industry sector | hard coal |  |  | 94240100000000 | 93325900000000 | 92425800000000 | 91523100000000 | 90610300000000 | 89697400000000 | 88782900000000 | 87869600000000 | 86955000000000 | 86067300000000 | 85178400000000 | 84290400000000 | 83403600000000 | 82515300000000 | 81623300000000 | 80747400000000 | 80766800000000 | 80758100000000 | 80750200000000 | 80744000000000 | 80738000000000 | 80734100000000 | 80728700000000 | 80723400000000 | 80718100000000 | 63119800000000 | 66633900000000 | 63112400000000 | 59590200000000 | 56068100000000 | 52546500000000
Total Energy Use by Sector[industry sector,natural gas] | Total Energy Use by Sector | industry sector | natural gas |  |  | 689369000000000 | 677186000000000 | 682423000000000 | 701588000000000 | 711610000000000 | 723646000000000 | 725584000000000 | 725823000000000 | 723141000000000 | 718142000000000 | 712633000000000 | 711330000000000 | 706536000000000 | 708608000000000 | 709051000000000 | 708530000000000 | 708913000000000 | 708762000000000 | 711511000000000 | 713961000000000 | 712614000000000 | 710622000000000 | 712547000000000 | 716280000000000 | 720225000000000 | 723222000000000 | 726444000000000 | 729751000000000 | 733048000000000 | 736343000000000 | 739837000000000
Total Energy Use by Sector[industry sector,nuclear] | Total Energy Use by Sector | industry sector | nuclear |  |  | 0 | 0 | 0 | 0 | 0 | 0 | 0 | 0 | 0 | 0 | 0 | 0 | 0 | 0 | 0 | 0 | 0 | 0 | 0 | 0 | 0 | 0 | 0 | 0 | 0 | 0 | 0 | 0 | 0 | 0 | 0
Total Energy Use by Sector[industry sector,hydro] | Total Energy Use by Sector | industry sector | hydro |  |  | 0 | 0 | 0 | 0 | 0 | 0 | 0 | 0 | 0 | 0 | 0 | 0 | 0 | 0 | 0 | 0 | 0 | 0 | 0 | 0 | 0 | 0 | 0 | 0 | 0 | 0 | 0 | 0 | 0 | 0 | 0
Total Energy Use by Sector[industry sector,wind] | Total Energy Use by Sector | industry sector | wind |  |  | 0 | 0 | 0 | 0 | 0 | 0 | 0 | 0 | 0 | 0 | 0 | 0 | 0 | 0 | 0 | 0 | 0 | 0 | 0 | 0 | 0 | 0 | 0 | 0 | 0 | 0 | 0 | 0 | 0 | 0 | 0
Total Energy Use by Sector[industry sector,solar] | Total Energy Use by Sector | industry sector | solar |  |  | 0 | 0 | 0 | 0 | 0 | 0 | 0 | 0 | 0 | 0 | 0 | 0 | 0 | 0 | 0 | 0 | 0 | 0 | 0 | 0 | 0 | 0 | 0 | 0 | 0 | 0 | 0 | 0 | 0 | 0 | 0
Total Energy Use by Sector[industry sector,biomass] | Total Energy Use by Sector | industry sector | biomass |  |  | 12619300000000 | 12581400000000 | 12542100000000 | 12503000000000 | 12463500000000 | 12423900000000 | 12384300000000 | 12344700000000 | 12305100000000 | 12269200000000 | 12233000000000 | 12196600000000 | 12160500000000 | 12124200000000 | 12087700000000 | 12051100000000 | 12054600000000 | 12054100000000 | 12053500000000 | 12053100000000 | 12052700000000 | 12052500000000 | 12052000000000 | 12051600000000 | 12051100000000 | 12051000000000 | 12050400000000 | 12050400000000 | 12050100000000 | 12049900000000 | 12049800000000
Total Energy Use by Sector[industry sector,petroleum gasoline] | Total Energy Use by Sector | industry sector | petroleum gasoline |  |  | 0 | 0 | 0 | 0 | 0 | 0 | 0 | 0 | 0 | 0 | 0 | 0 | 0 | 0 | 0 | 0 | 0 | 0 | 0 | 0 | 0 | 0 | 0 | 0 | 0 | 0 | 0 | 0 | 0 | 0 | 0
Total Energy Use by Sector[industry sector,petroleum diesel] | Total Energy Use by Sector | industry sector | petroleum diesel |  |  | 67803000000000 | 64963900000000 | 65927600000000 | 67167200000000 | 67593500000000 | 68341500000000 | 68649200000000 | 68708900000000 | 68720100000000 | 68782200000000 | 69033000000000 | 69243200000000 | 69372700000000 | 69746000000000 | 69965500000000 | 69931000000000 | 69825200000000 | 69907300000000 | 70034100000000 | 70210700000000 | 70228600000000 | 70446900000000 | 70924600000000 | 71673400000000 | 72239800000000 | 72512300000000 | 73193200000000 | 73739700000000 | 74285200000000 | 74830600000000 | 75376400000000
Total Energy Use by Sector[industry sector,biofuel gasoline] | Total Energy Use by Sector | industry sector | biofuel gasoline |  |  | 0 | 0 | 0 | 0 | 0 | 0 | 0 | 0 | 0 | 0 | 0 | 0 | 0 | 0 | 0 | 0 | 0 | 0 | 0 | 0 | 0 | 0 | 0 | 0 | 0 | 0 | 0 | 0 | 0 | 0 | 0
Total Energy Use by Sector[industry sector,biofuel diesel] | Total Energy Use by Sector | industry sector | biofuel diesel |  |  | 0 | 0 | 0 | 0 | 0 | 0 | 0 | 0 | 0 | 0 | 0 | 0 | 0 | 0 | 0 | 0 | 0 | 0 | 0 | 0 | 0 | 0 | 0 | 0 | 0 | 0 | 0 | 0 | 0 | 0 | 0
Total Energy Use by Sector[industry sector,jet fuel or kerosene] | Total Energy Use by Sector | industry sector | jet fuel or kerosene |  |  | 0 | 0 | 0 | 0 | 0 | 0 | 0 | 0 | 0 | 0 | 0 | 0 | 0 | 0 | 0 | 0 | 0 | 0 | 0 | 0 | 0 | 0 | 0 | 0 | 0 | 0 | 0 | 0 | 0 | 0 | 0
Total Energy Use by Sector[industry sector,heat] | Total Energy Use by Sector | industry sector | heat |  |  | 0 | 0 | 0 | 0 | 0 | 0 | 0 | 0 | 0 | 0 | 0 | 0 | 0 | 0 | 0 | 0 | 0 | 0 | 0 | 0 | 0 | 0 | 0 | 0 | 0 | 0 | 0 | 0 | 0 | 0 | 0
Total Energy Use by Sector[industry sector,geothermal] | Total Energy Use by Sector | industry sector | geothermal |  |  | 0 | 0 | 0 | 0 | 0 | 0 | 0 | 0 | 0 | 0 | 0 | 0 | 0 | 0 | 0 | 0 | 0 | 0 | 0 | 0 | 0 | 0 | 0 | 0 | 0 | 0 | 0 | 0 | 0 | 0 | 0
Total Energy Use by Sector[industry sector,lignite] | Total Energy Use by Sector | industry sector | lignite |  |  | 0 | 0 | 0 | 0 | 0 | 0 | 0 | 0 | 0 | 0 | 0 | 0 | 0 | 0 | 0 | 0 | 0 | 0 | 0 | 0 | 0 | 0 | 0 | 0 | 0 | 0 | 0 | 0 | 0 | 0 | 0
Total Energy Use by Sector[industry sector,crude oil] | Total Energy Use by Sector | industry sector | crude oil |  |  | 2811000000000000 | 3576070000000000 | 3576100000000000 | 3576140000000000 | 3576160000000000 | 3576180000000000 | 3576190000000000 | 3576210000000000 | 3576230000000000 | 3576380000000000 | 3576510000000000 | 3576640000000000 | 3576790000000000 | 3576920000000000 | 3577050000000000 | 3577180000000000 | 3577300000000000 | 3577280000000000 | 3577260000000000 | 3577250000000000 | 3577230000000000 | 3577230000000000 | 3577210000000000 | 3577190000000000 | 3577180000000000 | 3577170000000000 | 3577150000000000 | 3577150000000000 | 3577140000000000 | 3577140000000000 | 3577130000000000
Total Energy Use by Sector[industry sector,heavy or residual fuel oil] | Total Energy Use by Sector | industry sector | heavy or residual fuel oil |  |  | 2916040000000 | 3119100000000 | 2931540000000 | 2996320000000 | 2978920000000 | 2957880000000 | 2901690000000 | 2891350000000 | 2784840000000 | 2731960000000 | 2680110000000 | 2643330000000 | 2582520000000 | 2575170000000 | 2502220000000 | 2461450000000 | 2476570000000 | 2417180000000 | 2392340000000 | 2391990000000 | 2390110000000 | 2363270000000 | 2354270000000 | 2350480000000 | 2349580000000 | 2338860000000 | 2335250000000 | 2329960000000 | 2324650000000 | 2319320000000 | 2314030000000
Total Energy Use by Sector[industry sector,LPG propane or butane] | Total Energy Use by Sector | industry sector | LPG propane or butane |  |  | 19285500000000 | 19105400000000 | 18225800000000 | 18934300000000 | 19275100000000 | 19759300000000 | 20053700000000 | 20236900000000 | 20389500000000 | 20576500000000 | 20856200000000 | 21107200000000 | 21323800000000 | 21644800000000 | 21892200000000 | 22027700000000 | 22115200000000 | 22288600000000 | 22481200000000 | 22699200000000 | 22849700000000 | 23096200000000 | 23462000000000 | 23952500000000 | 24353500000000 | 24615500000000 | 25075000000000 | 25468700000000 | 25862000000000 | 26255200000000 | 26648700000000
Total Energy Use by Sector[industry sector,municipal solid waste] | Total Energy Use by Sector | industry sector | municipal solid waste |  |  | 0 | 0 | 0 | 0 | 0 | 0 | 0 | 0 | 0 | 0 | 0 | 0 | 0 | 0 | 0 | 0 | 0 | 0 | 0 | 0 | 0 | 0 | 0 | 0 | 0 | 0 | 0 | 0 | 0 | 0 | 0
Total Energy Use by Sector[industry sector,hydrogen] | Total Energy Use by Sector | industry sector | hydrogen |  |  | 0 | 0 | 0 | 0 | 0 | 0 | 0 | 0 | 0 | 0 | 0 | 0 | 0 | 0 | 0 | 0 | 0 | 0 | 0 | 0 | 0 | 0 | 0 | 0 | 0 | 0 | 0 | 0 | 0 | 0 | 0
Total Energy Use by Sector[district heat and hydrogen sector,electricity] | Total Energy Use by Sector | district heat and hydrogen sector | electricity |  |  | 10567500000 | 11202400000 | 10314200000 | 9356170000 | 8335730000 | 7272730000 | 6197640000 | 5141660000 | 4086130000 | 3046100000 | 2016380000 | 1004100000 | 0 | 0 | 0 | 0 | 0 | 0 | 0 | 0 | 0 | 0 | 0 | 0 | 0 | 0 | 0 | 0 | 0 | 0 | 1576300000
Total Energy Use by Sector[district heat and hydrogen sector,hard coal] | Total Energy Use by Sector | district heat and hydrogen sector | hard coal |  |  | 0 | 0 | 0 | 0 | 0 | 0 | 0 | 0 | 0 | 0 | 0 | 0 | 0 | 0 | 0 | 0 | 0 | 0 | 0 | 0 | 0 | 0 | 0 | 0 | 0 | 0 | 0 | 0 | 0 | 0 | 0
Total Energy Use by Sector[district heat and hydrogen sector,natural gas] | Total Energy Use by Sector | district heat and hydrogen sector | natural gas |  |  | 243653000000 | 259808000000 | 240603000000 | 219520000000 | 196705000000 | 172604000000 | 147927000000 | 123418000000 | 98772500000 | 74044100000 | 49286500000 | 24611300000 | 0 | 0 | 0 | 0 | 0 | 0 | 0 | 0 | 0 | 0 | 0 | 0 | 0 | 0 | 0 | 0 | 0 | 0 | 41300600000
Total Energy Use by Sector[district heat and hydrogen sector,nuclear] | Total Energy Use by Sector | district heat and hydrogen sector | nuclear |  |  | 0 | 0 | 0 | 0 | 0 | 0 | 0 | 0 | 0 | 0 | 0 | 0 | 0 | 0 | 0 | 0 | 0 | 0 | 0 | 0 | 0 | 0 | 0 | 0 | 0 | 0 | 0 | 0 | 0 | 0 | 0
Total Energy Use by Sector[district heat and hydrogen sector,hydro] | Total Energy Use by Sector | district heat and hydrogen sector | hydro |  |  | 0 | 0 | 0 | 0 | 0 | 0 | 0 | 0 | 0 | 0 | 0 | 0 | 0 | 0 | 0 | 0 | 0 | 0 | 0 | 0 | 0 | 0 | 0 | 0 | 0 | 0 | 0 | 0 | 0 | 0 | 0
Total Energy Use by Sector[district heat and hydrogen sector,wind] | Total Energy Use by Sector | district heat and hydrogen sector | wind |  |  | 0 | 0 | 0 | 0 | 0 | 0 | 0 | 0 | 0 | 0 | 0 | 0 | 0 | 0 | 0 | 0 | 0 | 0 | 0 | 0 | 0 | 0 | 0 | 0 | 0 | 0 | 0 | 0 | 0 | 0 | 0