## About
BAU Expected Capacity Factors | California | 2021-04-21
CA
Source: | Existing Capacity Factors, Except for Coal, Solar PV, and Onshore Wind (and capacity factor for newly built Nuclear) |  | Existing and New Offshore Wind, New Solar Thermal Capacity Factors; Trends for New Solar PV and Onshore Wind Capacity Factors
| Energy Information Administration |  | National Renewable Energy Lab
| 2019 |  | 2020
| Electric Power Annual 2018 |  | Annual Technology Baseline (ATB) Spreadsheet - 2020 Final
| http://www.eia.gov/electricity/annual/ |  | https://atb.nrel.gov/
Tables 4.8.A and 4.8.B
| Existing Capacity Factor for Hard Coal, Lignite, Solar PV, and Onshore Wind |  |  | Alabama | AL
| Energy Information Administration |  |  | Alaska | AK
| 2020 |  |  | Arizona | AZ
| Forms 860 and 923 |  |  | Arkansas | AR
| https://www.eia.gov/electricity/ |  |  | California | CA
| Form 860: 3_1_Generator_Y2018 (Operable tab) and Form 923: EIA923_Schedules_2_3_4_5_M_12_2018, (Page 1 Generator and Fuel Data tab) |  |  | Colorado | CO
|  |  |  | Connecticut | CT
| Gridlab 2035 Study |  |  | Delaware | DE
| Berkley and Gridab |  |  | Florida | FL
| 2020 |  |  | Georgia | GA
| Regional and State Generation Capacity |  |  | Hawaii | HI
| https://www.2035report.com/downloads/ |  |  | Idaho | ID
|  |  |  | Illinois | IL
|  |  |  | Indiana | IN
|  |  |  | Iowa | IA
|  |  |  | Kansas | KS
|  |  |  | Kentucky | KY
Notes |  |  |  | Louisiana | LA
This variable represents the capacity factors that electricity suppliers expect to run each type of |  |  |  | Maine | ME
power plant. Given the choice, an electricity supplier would sooner build a new nonpeaker power |  |  |  | Maryland | MD
plant than attempt to rely on running a nonpeaker plant at greater than its Expected Capacity Factor. |  |  |  | Massachusetts | MA
|  |  |  | Michigan | MI
For all sources other than nuclear, onshore/offshore wind, solar PV, we assume a 10% improvement in the |  |  |  | Minnesota | MN
target capacity factor of new units relative to the observed capacity factor of existing units. |  |  |  | Mississippi | MS
This is meant to account for improvements in efficiency (e.g. heat rate) that are likely to make the unit |  |  |  | Missouri | MO
more cost-effective to run, and therefore likely to increase the amount it is dispatched. |  |  |  | Montana | MT
|  |  |  | Nebraska | NE
For onshore/offshore wind, solar PV, and solar thermal we take capacity factors for new resources from the NREL ATB. |  |  |  | Nevada | NV
These types of plants tend to be limited by resources rather than dispatch cost. For onshore and offshore wind, |  |  |  | New Hampshire | NH
we average based on a subset of the ATB classes. |  |  |  | New Jersey | NJ
|  |  |  | New Mexico | NM
For nuclear, we assume that new plants will operate at the same level of efficiency as existing plants, |  |  |  | New York | NY
as the primary cause for the difference between 100% and the observed capacity factor is due to maintenance |  |  |  | North Carolina | NC
and outages rather than dispatch costs. |  |  |  | North Dakota | ND
|  |  |  | Ohio | OH
For coal we use data from Form 860 and Form 923 to develop separate capacity factors for lignite and |  |  |  | Oklahoma | OK
non-lignite coal plants. |  |  |  | Oregon | OR
|  |  |  | Pennsylvania | PA
State Downscaling |  |  |  | Rhode Island | RI
Combine plant level data from EIA-923 and EIA-860 |  |  |  | South Carolina | SC
Calculate capacity factor |  |  |  | South Dakota | SD
Summarize to the state’s census division level |  |  |  | Tennessee | TN
Script: |  |  |  | Texas | TX
https://github.com/RMI-Web/state-policy-simulator/blob/master/derive_metrics/elec/BECF.py |  |  |  | Utah | UT
|  |  |  | Vermont | VT
For onshore wind, offshore wind, and solar, we use numbers from Gridlab's 2035 study |  |  |  | Virginia | VA
Numbers are derived from the NREL ReEDs model |  |  |  | Washington | WA
|  |  |  | West Virginia | WV
|  |  |  | Wisconsin | WI
|  |  |  | Wyoming | WY

## 2020_860
2020 Form EIA-860 Data - Schedule 3, 'Generator Data' (Operable Units Only) | [16 empty] | 5844.2
Utility ID | Utility Name | Plant Code | Plant Name | State | County | Generator ID | Technology | Prime Mover | Unit Code | Ownership | Duct Burners | Can Bypass Heat Recovery Steam Generator? | RTO/ISO LMP Node Designation | RTO/ISO Location Designation for Reporting Wholesale Sales Data to FERC | Nameplate Capacity (MW) | Nameplate Power Factor | Summer Capacity (MW) | Winter Capacity (MW) | Minimum Load (MW) | Uprate or Derate Completed During Year | Month Uprate or Derate Completed | Year Uprate or Derate Completed | Status | Synchronized to Transmission Grid | Operating Month | Operating Year | Planned Retirement Month | Planned Retirement Year | Associated with Combined Heat and Power System | Sector Name | Sector | Topping or Bottoming | Energy Source 1 | Energy Source 2 | Energy Source 3 | Energy Source 4 | Energy Source 5 | Energy Source 6 | Startup Source 1 | Startup Source 2 | Startup Source 3 | Startup Source 4 | Solid Fuel Gasification System? | Carbon Capture Technology? | Turbines or Hydrokinetic Buoys | Time from Cold Shutdown to Full Load | Fluidized Bed Technology? | Pulverized Coal Technology? | Stoker Technology? | Other Combustion Technology? | Subcritical Technology? | Supercritical Technology? | Ultrasupercritical Technology? | Planned Net Summer Capacity Uprate (MW) | Planned Net Winter Capacity Uprate (MW) | Planned Uprate Month | Planned Uprate Year | Planned Net Summer Capacity Derate (MW) | Planned Net Winter Capacity Derate (MW) | Planned Derate Month | Planned Derate Year | Planned New Prime Mover | Planned Energy Source 1 | Planned New Nameplate Capacity (MW) | Planned Repower Month | Planned Repower Year | Other Planned Modifications? | Other Modifications Month | Other Modifications Year | Multiple Fuels? | Cofire Fuels? | Switch Between Oil and Natural Gas?
13402 | Nevada Irrigation District | 34 | Rollins | CA | Placer | 1P | Conventional Hydroelectric | HY |  | S | X | X |  |  | 12.1 | 0.99 | 12.1 | 12.1 | 0.5 | N |  |  | OP | X | 8 | 1980 |  |  | N | IPP Non-CHP | 2 | X | WAT | [9 empty] | N | N | 0 | 12H | [20 empty] | N |  |  | N
12397 | Metropolitan Water District of S CA | 72 | Venice Hydro | CA | Los Angeles | 1 | Conventional Hydroelectric | HY |  | S | X | X |  |  | 10.1 | 1 | 10.1 | 10.1 | 3.8 | N |  |  | SB | Y | 8 | 1982 |  |  | N | Electric Utility | 1 | X | WAT | [12 empty] | 12H
17609 | Southern California Edison Co | 104 | J S Eastwood | CA | Fresno | 1 | Hydroelectric Pumped Storage | PS |  | S | X | X |  |  | 199.8 | 0.9 | 199.8 | 199.8 | 0 | N |  |  | OA | X | 12 | 1987 |  |  | N | Electric Utility | 1 | X | WAT | [9 empty] | N |  |  | 10M
12745 | Modesto Irrigation District | 151 | McClure | CA | Stanislaus | 1 | Petroleum Liquids | GT |  | S | X | X |  |  | 71.2 | 0.9 | 53.5 | 53.5 | 20 | N |  |  | OP | X | 7 | 1980 |  |  | N | Electric Utility | 1 | X | DFO | NG |  |  |  |  | DFO |  |  |  | N | N |  | 1H | [23 empty] | Y | Y | Y
12745 | Modesto Irrigation District | 151 | McClure | CA | Stanislaus | 2 | Natural Gas Fired Combustion Turbine | GT |  | S | X | X |  |  | 71.2 | 0.9 | 53.5 | 53.5 | 20 | N |  |  | OP | X | 7 | 1981 |  |  | N | Electric Utility | 1 | X | NG | DFO |  |  |  |  | NG |  |  |  | N | N |  | 1H | [23 empty] | Y | Y | Y
19281 | Turlock Irrigation District | 161 | Turlock Lake | CA | Stanislaus | 1 | Conventional Hydroelectric | HY |  | S | X | X |  |  | 1.1 | 0.95 | 1.1 | 1.1 | 0.3 | N |  |  | OP | X | 7 | 1980 |  |  | N | Electric Utility | 1 | X | WAT | [9 empty] | N |  |  | 10M | [23 empty] | N
19281 | Turlock Irrigation District | 161 | Turlock Lake | CA | Stanislaus | 2 | Conventional Hydroelectric | HY |  | S | X | X |  |  | 1.1 | 0.95 | 1.1 | 1.1 | 0.3 | N |  |  | OP | X | 7 | 1980 |  |  | N | Electric Utility | 1 | X | WAT | [9 empty] | N |  |  | 10M | [23 empty] | N
19281 | Turlock Irrigation District | 161 | Turlock Lake | CA | Stanislaus | 3 | Conventional Hydroelectric | HY |  | S | X | X |  |  | 1.1 | 0.95 | 1.1 | 1.1 | 0.3 | N |  |  | OP | X | 7 | 1980 |  |  | N | Electric Utility | 1 | X | WAT | [9 empty] | N |  |  | 10M | [23 empty] | N
19281 | Turlock Irrigation District | 162 | Hickman | CA | Stanislaus | 1 | Conventional Hydroelectric | HY |  | S | X | X |  |  | 0.5 | 0.95 | 0.5 | 0.5 | 0.1 | N |  |  | OP | X | 9 | 1979 |  |  | N | Electric Utility | 1 | X | WAT | [9 empty] | N |  |  | 10M | [23 empty] | N
19281 | Turlock Irrigation District | 162 | Hickman | CA | Stanislaus | 2 | Conventional Hydroelectric | HY |  | S | X | X |  |  | 0.5 | 0.95 | 0.5 | 0.5 | 0.1 | N |  |  | OP | X | 9 | 1979 |  |  | N | Electric Utility | 1 | X | WAT | [9 empty] | N |  |  | 10M | [23 empty] | N
14328 | Pacific Gas & Electric Co. | 180 | Volta 2 | CA | Shasta | 1 | Conventional Hydroelectric | HY |  | S | X | X | VOLTA2_7_N002 | VOLTA2_7_N002 | 1 | 0.84 | 0.9 | 0.9 | 0 | N |  |  | OP | X | 11 | 1981 |  |  | N | Electric Utility | 1 | X | WAT | [9 empty] | N |  |  | 10M | [23 empty] | N
14328 | Pacific Gas & Electric Co. | 214 | Alta Powerhouse | CA | Placer | 1 | Conventional Hydroelectric | HY |  | S | X | X | BONNIEN_7_N002 | BONNIEN_7_N002 | 1 | 1 | 1 | 1 | 0 | N |  |  | OP | X | 11 | 1902 |  |  | N | Electric Utility | 1 | X | WAT | [9 empty] | N |  |  | 10M | [23 empty] | N
19586 | Utica Water & Power Authority | 215 | Angels | CA | Calaveras | 1 | Conventional Hydroelectric | HY |  | S | X | X |  |  | 1.4 | 0.8 | 0.7 | 1 | 0.3 | N |  |  | OP | X | 1 | 1940 |  |  | N | IPP Non-CHP | 2 | X | WAT | [9 empty] | N |  |  | 10M
14328 | Pacific Gas & Electric Co. | 217 | Balch 1 | CA | Fresno | 1 | Conventional Hydroelectric | HY |  | S | X | X | BALCH1_7_B2 | BALCH1_7_B2 | 31 | 0.94 | 34 | 34 | 0 | N |  |  | OP | X | 2 | 1927 |  |  | N | Electric Utility | 1 | X | WAT | [9 empty] | N |  |  | 10M | [23 empty] | N
14328 | Pacific Gas & Electric Co. | 218 | Balch 2 | CA | Fresno | 2 | Conventional Hydroelectric | HY |  | S | X | X | BLCH38750_7_B1 | BLCH38750_7_B1 | 48.6 | 0.9 | 52.5 | 52.5 | 0 | N |  |  | OP | X | 11 | 1958 |  |  | N | Electric Utility | 1 | X | WAT | [9 empty] | N |  |  | 10M | [23 empty] | N
14328 | Pacific Gas & Electric Co. | 218 | Balch 2 | CA | Fresno | 3 | Conventional Hydroelectric | HY |  | S | X | X | BLCH38751_7_B1 | BLCH38751_7_B1 | 48.6 | 0.9 | 52.5 | 52.5 | 0 | N |  |  | OP | X | 12 | 1958 |  |  | N | Electric Utility | 1 | X | WAT | [9 empty] | N |  |  | 10M | [23 empty] | N
14328 | Pacific Gas & Electric Co. | 219 | Belden | CA | Plumas | 1 | Conventional Hydroelectric | HY |  | S | X | X | BELDEN_7_B1 | BELDEN_7_B1 | 117.9 | 0.9 | 125 | 125 | 0 | N |  |  | OP | X | 9 | 1969 |  |  | N | Electric Utility | 1 | X | WAT | [9 empty] | N |  |  | 10M | [23 empty] | N
14328 | Pacific Gas & Electric Co. | 220 | Bucks Creek | CA | Plumas | H1 | Conventional Hydroelectric | HY |  | S | X | X | BUCKCK_7_PL1X2-APND | BUCKCK_7_PL1X2-APND | 33 | 1 | 32.5 | 32.5 | 0 | N |  |  | OP | X | 3 | 1928 |  |  | N | Electric Utility | 1 | X | WAT | [9 empty] | N |  |  | 10M | [23 empty] | N
14328 | Pacific Gas & Electric Co. | 220 | Bucks Creek | CA | Plumas | H2 | Conventional Hydroelectric | HY |  | S | X | X | BUCKCK_7_PL1X2-APND | BUCKCK_7_PL1X2-APND | 33 | 1 | 32.5 | 32.5 | 0 | N |  |  | OP | X | 3 | 1928 |  |  | N | Electric Utility | 1 | X | WAT | [9 empty] | N |  |  | 10M | [23 empty] | N
14328 | Pacific Gas & Electric Co. | 221 | Butt Valley | CA | Plumas | 1 | Conventional Hydroelectric | HY |  | S | X | X | BUTTVLLY_7_B1 | BUTTVLLY_7_B1 | 40 | 0.9 | 41 | 41 | 0 | N |  |  | OP | X | 12 | 1958 |  |  | N | Electric Utility | 1 | X | WAT | [9 empty] | N |  |  | 10M | [23 empty] | N
14328 | Pacific Gas & Electric Co. | 222 | Caribou 1 | CA | Plumas | 1 | Conventional Hydroelectric | HY |  | S | X | X | CARABOU_7_B12 | CARABOU_7_B12 | 23.8 | 0.9 | 25 | 25 | 0 | N |  |  | OP | X | 6 | 1921 |  |  | N | Electric Utility | 1 | X | WAT | [9 empty] | N |  |  | 10M | [23 empty] | N
14328 | Pacific Gas & Electric Co. | 222 | Caribou 1 | CA | Plumas | 2 | Conventional Hydroelectric | HY |  | S | X | X | CARBOU_7_PL2X3-APND | CARBOU_7_PL2X3-APND | 25 | 0.9 | 25 | 25 | 0 | N |  |  | OP | X | 6 | 1921 |  |  | N | Electric Utility | 1 | X | WAT | [9 empty] | N |  |  | 10M | [23 empty] | N
14328 | Pacific Gas & Electric Co. | 222 | Caribou 1 | CA | Plumas | 3 | Conventional Hydroelectric | HY |  | S | X | X | CARBOU_7_PL2X3-APND | CARBOU_7_PL2X3-APND | 25 | 0.9 | 25 | 25 | 0 | N |  |  | OP | X | 5 | 1924 |  |  | N | Electric Utility | 1 | X | WAT | [9 empty] | N |  |  | 10M | [23 empty] | N
14328 | Pacific Gas & Electric Co. | 223 | Caribou 2 | CA | Plumas | 4 | Conventional Hydroelectric | HY |  | S | X | X | CARBOU_7_PL4X5-APND | CARBOU_7_PL4X5-APND | 60.3 | 0.9 | 60 | 60 | 0 | N |  |  | OP | X | 11 | 1958 |  |  | N | Electric Utility | 1 | X | WAT | [9 empty] | N |  |  | 10M | [23 empty] | N
14328 | Pacific Gas & Electric Co. | 223 | Caribou 2 | CA | Plumas | 5 | Conventional Hydroelectric | HY |  | S | X | X | CARBOU_7_PL4X5-APND | CARBOU_7_PL4X5-APND | 57.6 | 0.9 | 60 | 60 | 0 | N |  |  | OP | X | 11 | 1958 |  |  | N | Electric Utility | 1 | X | WAT | [9 empty] | N |  |  | 10M | [23 empty] | N
14328 | Pacific Gas & Electric Co. | 224 | Centerville PH | CA | Butte | 1 | Conventional Hydroelectric | HY |  | S | X | X | CNTRVL12_7_N002 | CNTRVL12_7_N002 | 5.5 | 1 | 5.5 | 5.5 | 0 | N |  |  | OS | X | 5 | 1900 |  |  | N | Electric Utility | 1 | X | WAT | [9 empty] | N |  |  | 10M | [23 empty] | N
14328 | Pacific Gas & Electric Co. | 224 | Centerville PH | CA | Butte | 2 | Conventional Hydroelectric | HY |  | S | X | X | CNTRVL12_7_N002 | CNTRVL12_7_N002 | 0.9 | 1 | 0.9 | 0.9 | 0 | N |  |  | OS | X | 5 | 1900 |  |  | N | Electric Utility | 1 | X | WAT | [9 empty] | N |  |  | 10M | [23 empty] | N
14328 | Pacific Gas & Electric Co. | 225 | Chili Bar | CA | El Dorado | 1 | Conventional Hydroelectric | HY |  | S | X | X | PLCRVLB2_7_N001 | PLCRVLB2_7_N001 | 7 | 0.9 | 7 | 7 | 0 | N |  |  | OP | X | 3 | 1965 |  |  | N | Electric Utility | 1 | X | WAT | [9 empty] | N |  |  | 1H | [23 empty] | N
14328 | Pacific Gas & Electric Co. | 227 | Coleman PH | CA | Shasta | 1 | Conventional Hydroelectric | HY |  | S | X | X | COLEMAN_7_B1 | COLEMAN_7_B1 | 12.1 | 0.9 | 13 | 13 | 0 | N |  |  | OP | X | 6 | 1979 |  |  | N | Electric Utility | 1 | X | WAT | [9 empty] | N |  |  | 10M | [23 empty] | N
14328 | Pacific Gas & Electric Co. | 229 | Cow Creek | CA | Shasta | 1 | Conventional Hydroelectric | HY |  | S | X | X | COWCREEK_6_N001 | COWCREEK_6_N001 | 0.7 | 0.8 | 0.9 | 0.9 | 0 | N |  |  | OP | X | 1 | 1907 | 3 | 2021 | N | Electric Utility | 1 | X | WAT | [9 empty] | N |  |  | 10M | [23 empty] | N
14328 | Pacific Gas & Electric Co. | 229 | Cow Creek | CA | Shasta | 2 | Conventional Hydroelectric | HY |  | S | X | X | COWCREEK_6_N001 | COWCREEK_6_N001 | 0.7 | 0.8 | 0.9 | 0.9 | 0 | N |  |  | OP | X | 1 | 1907 | 3 | 2021 | N | Electric Utility | 1 | X | WAT | [9 empty] | N |  |  | 10M | [23 empty] | N
14328 | Pacific Gas & Electric Co. | 231 | Cresta | CA | Butte | 1 | Conventional Hydroelectric | HY |  | S | X | X | CRESTA_7_PL1X2-APND | CRESTA_7_PL1X2-APND | 36.9 | 0.9 | 35 | 35 | 0 | N |  |  | OP | X | 11 | 1949 |  |  | N | Electric Utility | 1 | X | WAT | [9 empty] | N |  |  | 10M | [23 empty] | N
14328 | Pacific Gas & Electric Co. | 231 | Cresta | CA | Butte | 2 | Conventional Hydroelectric | HY |  | S | X | X | CRESTA_7_PL1X2-APND | CRESTA_7_PL1X2-APND | 36.9 | 0.9 | 35 | 35 | 0 | N |  |  | OP | X | 1 | 1950 |  |  | N | Electric Utility | 1 | X | WAT | [9 empty] | N |  |  | 10M | [23 empty] | N
14328 | Pacific Gas & Electric Co. | 232 | De Sabla | CA | Butte | 1 | Conventional Hydroelectric | HY |  | S | X | X | DESABLA_7_B1 | DESABLA_7_B1 | 18.4 | 0.9 | 18.5 | 18.5 | 0 | N |  |  | OP | X | 2 | 1963 |  |  | N | Electric Utility | 1 | X | WAT | [9 empty] | N |  |  | 10M | [23 empty] | N
14328 | Pacific Gas & Electric Co. | 233 | Deer Creek PH | CA | Nevada | 1 | Conventional Hydroelectric | HY |  | S | X | X | DEERCRK_7_B1 | DEERCRK_7_B1 | 5.5 | 0.8 | 5.7 | 5.7 | 0 | N |  |  | OP | X | 5 | 1908 |  |  | N | Electric Utility | 1 | X | WAT | [9 empty] | N |  |  | 10M | [23 empty] | N
14328 | Pacific Gas & Electric Co. | 235 | Drum 1 | CA | Placer | 1 | Conventional Hydroelectric | HY |  | S | X | X | DRUM_7_PL1X2-APND | DRUM_7_PL1X2-APND | 12 | 0.9 | 13.2 | 13.2 | 0 | N |  |  | OP | X | 11 | 1913 |  |  | N | Electric Utility | 1 | X | WAT | [9 empty] | N |  |  | 10M | [23 empty] | N
14328 | Pacific Gas & Electric Co. | 235 | Drum 1 | CA | Placer | 2 | Conventional Hydroelectric | HY |  | S | X | X | DRUM_7_PL1X2-APND | DRUM_7_PL1X2-APND | 12 | 0.9 | 13.2 | 13.2 | 0 | N |  |  | OP | X | 11 | 1913 |  |  | N | Electric Utility | 1 | X | WAT | [9 empty] | N |  |  | 10M | [23 empty] | N
14328 | Pacific Gas & Electric Co. | 235 | Drum 1 | CA | Placer | 3 | Conventional Hydroelectric | HY |  | S | X | X | DRUM_7_PL3X4-APND | DRUM_7_PL3X4-APND | 12 | 0.9 | 13.2 | 13.2 | 0 | N |  |  | OP | X | 4 | 1922 |  |  | N | Electric Utility | 1 | X | WAT | [9 empty] | N |  |  | 10M | [23 empty] | N
14328 | Pacific Gas & Electric Co. | 235 | Drum 1 | CA | Placer | 4 | Conventional Hydroelectric | HY |  | S | X | X | DRUM_7_PL3X4-APND | DRUM_7_PL3X4-APND | 13.2 | 0.9 | 14.4 | 14.4 | 0 | N |  |  | OP | X | 6 | 1928 |  |  | N | Electric Utility | 1 | X | WAT | [9 empty] | N |  |  | 10M | [23 empty] | N
14328 | Pacific Gas & Electric Co. | 236 | Drum 2 | CA | Placer | 5 | Conventional Hydroelectric | HY |  | S | X | X | DRUM5_7_B1 | DRUM5_7_B1 | 53.1 | 0.9 | 49.5 | 49.5 | 0 | N |  |  | OP | X | 12 | 1965 |  |  | N | Electric Utility | 1 | X | WAT | [9 empty] | N |  |  | 10M | [23 empty] | N
14328 | Pacific Gas & Electric Co. | 237 | Dutch Flat | CA | Placer | 1 | Conventional Hydroelectric | HY |  | S | X | X | DTCHFLT1_7_B1 | DTCHFLT1_7_B1 | 22 | 0.8 | 22 | 22 | 0 | N |  |  | OP | X | 3 | 1943 |  |  | N | Electric Utility | 1 | X | WAT | [9 empty] | N |  |  | 10M | [23 empty] | N
25915 | El Dorado Irrigation District | 238 | El Dorado | CA | El Dorado | 1 | Conventional Hydroelectric | HY |  | S | X | X |  |  | 10 | 0.8 | 10.4 | 10.6 | 2.5 | N |  |  | OP | X | 1 | 1924 |  |  | N | Electric Utility | 1 | X | WAT | [9 empty] | N | N |  | 12H | [23 empty] | N
25915 | El Dorado Irrigation District | 238 | El Dorado | CA | El Dorado | 2 | Conventional Hydroelectric | HY |  | S | X | X |  |  | 10 | 0.8 | 10.4 | 10.5 | 2.5 | N |  |  | OP | X | 1 | 1924 |  |  | N | Electric Utility | 1 | X | WAT | [9 empty] | N | N |  | 12H | [23 empty] | N
14328 | Pacific Gas & Electric Co. | 239 | Electra | CA | Amador | 1 | Conventional Hydroelectric | HY |  | S | X | X | ELECTR_7_PL1X3-APND | ELECTR_7_PL1X3-APND | 32.3 | 0.9 | 30.7 | 30.7 | 0 | N |  |  | OP | X | 6 | 1948 |  |  | N | Electric Utility | 1 | X | WAT | [9 empty] | N |  |  | 10M | [23 empty] | N
14328 | Pacific Gas & Electric Co. | 239 | Electra | CA | Amador | 2 | Conventional Hydroelectric | HY |  | S | X | X | ELECTR_7_PL1X3-APND | ELECTR_7_PL1X3-APND | 35.1 | 0.9 | 30.7 | 30.7 | 0 | N |  |  | OP | X | 6 | 1948 |  |  | N | Electric Utility | 1 | X | WAT | [9 empty] | N |  |  | 10M | [23 empty] | N
14328 | Pacific Gas & Electric Co. | 239 | Electra | CA | Amador | 3 | Conventional Hydroelectric | HY |  | S | X | X | ELECTR_7_PL1X3-APND | ELECTR_7_PL1X3-APND | 35.1 | 0.9 | 36.6 | 36.6 | 0 | N |  |  | OP | X | 6 | 1948 |  |  | N | Electric Utility | 1 | X | WAT | [9 empty] | N |  |  | 10M | [23 empty] | N
14328 | Pacific Gas & Electric Co. | 240 | Haas | CA | Fresno | H1 | Conventional Hydroelectric | HY |  | S | X | X | HAASPH_7_PL1X2-APND | HAASPH_7_PL1X2-APND | 67.5 | 0.9 | 72 | 72 | 0 | N |  |  | OP | X | 12 | 1958 |  |  | N | Electric Utility | 1 | X | WAT | [9 empty] | N |  |  | 10M | [23 empty] | N
14328 | Pacific Gas & Electric Co. | 240 | Haas | CA | Fresno | H2 | Conventional Hydroelectric | HY |  | S | X | X | HAASPH_7_PL1X2-APND | HAASPH_7_PL1X2-APND | 67.5 | 0.9 | 72 | 72 | 0 | N |  |  | OP | X | 12 | 1958 |  |  | N | Electric Utility | 1 | X | WAT | [9 empty] | N |  |  | 10M | [23 empty] | N
14328 | Pacific Gas & Electric Co. | 241 | Halsey | CA | Placer | 1 | Conventional Hydroelectric | HY |  | S | X | X | HALSEYF_7_B1 | HALSEYF_7_B1 | 13.6 | 0.8 | 11 | 11 | 0 | N |  |  | OP | X | 12 | 1916 |  |  | N | Electric Utility | 1 | X | WAT | [9 empty] | N |  |  | 10M | [23 empty] | N
14328 | Pacific Gas & Electric Co. | 242 | Hamilton Branch | CA | Plumas | 1 | Conventional Hydroelectric | HY |  | S | X | X | HAMILBR_7_N002 | HAMILBR_7_N002 | 2.6 | 0.8 | 2.4 | 2.4 | 0 | N |  |  | OS | X | 8 | 1921 |  |  | N | Electric Utility | 1 | X | WAT | [9 empty] | N |  |  | 10M | [23 empty] | N
14328 | Pacific Gas & Electric Co. | 242 | Hamilton Branch | CA | Plumas | 2 | Conventional Hydroelectric | HY |  | S | X | X | HAMILBR_7_N002 | HAMILBR_7_N002 | 2.7 | 0.85 | 2.4 | 2.4 | 0 | N |  |  | OS | X | 8 | 1921 |  |  | N | Electric Utility | 1 | X | WAT | [9 empty] | N |  |  | 10M | [23 empty] | N
14328 | Pacific Gas & Electric Co. | 243 | Hat Creek 1 | CA | Shasta | 1 | Conventional Hydroelectric | HY |  | S | X | X | HATCRK1_7_B1 | HATCRK1_7_B1 | 10 | 0.8 | 8.5 | 8.5 | 0 | N |  |  | OP | X | 8 | 1921 |  |  | N | Electric Utility | 1 | X | WAT | [9 empty] | N |  |  | 10M | [23 empty] | N
14328 | Pacific Gas & Electric Co. | 244 | Hat Creek 2 | CA | Shasta | 1 | Conventional Hydroelectric | HY |  | S | X | X | HATCRK2_7_B1 | HATCRK2_7_B1 | 10 | 0.8 | 8.5 | 8.5 | 0 | N |  |  | OP | X | 9 | 1921 |  |  | N | Electric Utility | 1 | X | WAT | [9 empty] | N |  |  | 10M | [23 empty] | N
14328 | Pacific Gas & Electric Co. | 246 | Humboldt Bay | CA | Humboldt | IC1 | Natural Gas Internal Combustion Engine | IC |  | S | X | X | HMBUNIT1_7_GN010 | HMBUNIT1_7_GN010 | 16.7 | 0.8 | 16.3 | 16.3 | 14.5 | N |  |  | OP | X | 9 | 2010 |  |  | N | Electric Utility | 1 | X | NG | DFO | OBG | [7 empty] | N |  |  | 1H | [23 empty] | Y | Y | Y
14328 | Pacific Gas & Electric Co. | 246 | Humboldt Bay | CA | Humboldt | IC10 | Natural Gas Internal Combustion Engine | IC |  | S | X | X | HMBUNIT2_7_GN010 | HMBUNIT2_7_GN010 | 16.7 | 0.8 | 16.3 | 16.3 | 14.5 | N |  |  | OP | X | 9 | 2010 |  |  | N | Electric Utility | 1 | X | NG | DFO | OBG | [7 empty] | N |  |  | 1H | [23 empty] | Y | Y | Y
14328 | Pacific Gas & Electric Co. | 246 | Humboldt Bay | CA | Humboldt | IC2 | Natural Gas Internal Combustion Engine | IC |  | S | X | X | HMBUNIT1_7_GN010 | HMBUNIT1_7_GN010 | 16.7 | 0.8 | 16.3 | 16.3 | 14.5 | N |  |  | OP | X | 9 | 2010 |  |  | N | Electric Utility | 1 | X | NG | DFO | OBG | [7 empty] | N |  |  | 1H | [23 empty] | Y | Y | Y
14328 | Pacific Gas & Electric Co. | 246 | Humboldt Bay | CA | Humboldt | IC3 | Natural Gas Internal Combustion Engine | IC |  | S | X | X | HMBUNIT1_7_GN010 | HMBUNIT1_7_GN010 | 16.7 | 0.8 | 16.3 | 16.3 | 14.5 | N |  |  | OP | X | 3 | 2011 |  |  | N | Electric Utility | 1 | X | NG | DFO | OBG | [7 empty] | N |  |  | 1H | [23 empty] | Y | Y | Y
14328 | Pacific Gas & Electric Co. | 246 | Humboldt Bay | CA | Humboldt | IC4 | Natural Gas Internal Combustion Engine | IC |  | S | X | X | HMBUNIT3_7_GN010 | HMBUNIT3_7_GN010 | 16.7 | 0.8 | 16.3 | 16.3 | 14.5 | N |  |  | OP | X | 9 | 2010 |  |  | N | Electric Utility | 1 | X | NG | DFO | OBG | [7 empty] | N |  |  | 1H | [23 empty] | Y | Y | Y
14328 | Pacific Gas & Electric Co. | 246 | Humboldt Bay | CA | Humboldt | IC5 | Natural Gas Internal Combustion Engine | IC |  | S | X | X | HMBUNIT3_7_GN010 | HMBUNIT3_7_GN010 | 16.7 | 0.8 | 16.3 | 16.3 | 15.4 | N |  |  | OP | X | 9 | 2010 |  |  | N | Electric Utility | 1 | X | NG | DFO | OBG | [7 empty] | N |  |  | 1H | [23 empty] | Y | Y | Y
14328 | Pacific Gas & Electric Co. | 246 | Humboldt Bay | CA | Humboldt | IC6 | Natural Gas Internal Combustion Engine | IC |  | S | X | X | HMBUNIT3_7_GN010 | HMBUNIT3_7_GN010 | 16.7 | 0.8 | 16.3 | 16.3 | 14.5 | N |  |  | OP | X | 9 | 2010 |  |  | N | Electric Utility | 1 | X | NG | DFO | OBG | [7 empty] | N |  |  | 1H | [23 empty] | Y | Y | Y
14328 | Pacific Gas & Electric Co. | 246 | Humboldt Bay | CA | Humboldt | IC7 | Natural Gas Internal Combustion Engine | IC |  | S | X | X | HMBUNIT3_7_GN010 | HMBUNIT3_7_GN010 | 16.7 | 0.8 | 16.3 | 16.3 | 14.5 | N |  |  | OP | X | 9 | 2010 |  |  | N | Electric Utility | 1 | X | NG | DFO | OBG | [7 empty] | N |  |  | 1H | [23 empty] | Y | Y | Y
14328 | Pacific Gas & Electric Co. | 246 | Humboldt Bay | CA | Humboldt | IC8 | Natural Gas Internal Combustion Engine | IC |  | S | X | X | HMBUNIT2_7_GN010 | HMBUNIT2_7_GN010 | 16.7 | 0.8 | 16.3 | 16.3 | 14.5 | N |  |  | OP | X | 9 | 2010 |  |  | N | Electric Utility | 1 | X | NG | DFO | OBG | [7 empty] | N |  |  | 1H | [23 empty] | Y | Y | Y
14328 | Pacific Gas & Electric Co. | 246 | Humboldt Bay | CA | Humboldt | IC9 | Natural Gas Internal Combustion Engine | IC |  | S | X | X | HMBUNIT2_7_GN010 | HMBUNIT2_7_GN010 | 16.7 | 0.8 | 16.7 | 16.7 | 14.5 | N |  |  | OP | X | 9 | 2010 |  |  | N | Electric Utility | 1 | X | NG | DFO | OBG | [7 empty] | N |  |  | 1H | [23 empty] | Y | Y | Y
14328 | Pacific Gas & Electric Co. | 248 | Inskip | CA | Tehama | 1 | Conventional Hydroelectric | HY |  | S | X | X | INSKIP_7_B1 | INSKIP_7_B1 | 7.6 | 0.9 | 8 | 8 | 0 | N |  |  | OS | X | 10 | 1979 |  |  | N | Electric Utility | 1 | X | WAT | [9 empty] | N |  |  | 10M | [23 empty] | N
14328 | Pacific Gas & Electric Co. | 249 | James B Black | CA | Shasta | 1 | Conventional Hydroelectric | HY |  | S | X | X | JBBLACK1_7_B1 | JBBLACK1_7_B1 | 85.1 | 0.9 | 86 | 86 | 0 | N |  |  | OP | X | 2 | 1966 |  |  | N | Electric Utility | 1 | X | WAT | [9 empty] | N |  |  | 10M | [23 empty] | N
14328 | Pacific Gas & Electric Co. | 249 | James B Black | CA | Shasta | 2 | Conventional Hydroelectric | HY |  | S | X | X | JBBLACK2_7_B1 | JBBLACK2_7_B1 | 83.5 | 0.9 | 86 | 86 | 0 | N |  |  | OP | X | 12 | 1965 |  |  | N | Electric Utility | 1 | X | WAT | [9 empty] | N |  |  | 10M | [23 empty] | N
14328 | Pacific Gas & Electric Co. | 250 | Kerckhoff | CA | Fresno | H1 | Conventional Hydroelectric | HY |  | S | X | X | KERCK1G1_7_B2 | KERCK1G1_7_B2 | 11.3 | 1 | 12.6 | 12.6 | 0.5 | N |  |  | OS | X | 8 | 1920 |  |  | N | Electric Utility | 1 | X | WAT | [9 empty] | N |  |  | 10M | [23 empty] | N
14328 | Pacific Gas & Electric Co. | 250 | Kerckhoff | CA | Fresno | H3 | Conventional Hydroelectric | HY |  | S | X | X | KERCK1G3_7_B1 | KERCK1G3_7_B1 | 11.3 | 1 | 12.6 | 12.6 | 0.5 | N |  |  | OS | X | 8 | 1920 |  |  | N | Electric Utility | 1 | X | WAT | [9 empty] | N |  |  | 10M | [23 empty] | N
14328 | Pacific Gas & Electric Co. | 253 | Kilarc | CA | Shasta | 1 | Conventional Hydroelectric | HY |  | S | X | X | KILRC1-2_7_B1 | KILRC1-2_7_B1 | 1.5 | 1 | 1.6 | 1.6 | 0 | N |  |  | OP | X | 6 | 1904 | 3 | 2021 | N | Electric Utility | 1 | X | WAT | [9 empty] | N |  |  | 10M | [23 empty] | N
14328 | Pacific Gas & Electric Co. | 254 | Kings River PH | CA | Fresno | H1 | Conventional Hydroelectric | HY |  | S | X | X | KINGSRIV_7_B1 | KINGSRIV_7_B1 | 48.6 | 0.9 | 52 | 52 | 0 | N |  |  | OP | X | 3 | 1962 |  |  | N | Electric Utility | 1 | X | WAT | [9 empty] | N |  |  | 10M | [23 empty] | N
14328 | Pacific Gas & Electric Co. | 255 | Lime Saddle | CA | Butte | 1 | Conventional Hydroelectric | HY |  | S | X | X | CLARKRD_7_N003 | CLARKRD_7_N003 | 1 | 1 | 1 | 1 | 0 | N |  |  | OS | X | 8 | 1906 |  |  | N | Electric Utility | 1 | X | WAT | [9 empty] | N |  |  | 10M | [23 empty] | N
14328 | Pacific Gas & Electric Co. | 255 | Lime Saddle | CA | Butte | 2 | Conventional Hydroelectric | HY |  | S | X | X | CLARKRD_7_N003 | CLARKRD_7_N003 | 1 | 1 | 1 | 1 | 0 | N |  |  | OS | X | 8 | 1906 |  |  | N | Electric Utility | 1 | X | WAT | [9 empty] | N |  |  | 10M | [23 empty] | N
12312 | Merced Irrigation District | 258 | Merced Falls | CA | Merced | 1 | Conventional Hydroelectric | HY |  | S | X | X | MERCEDFL_7_N001 |  | 3.4 | 0.86 | 3.5 | 3.5 | 0 | N |  |  | OP | X | 7 | 1930 |  |  | N | IPP Non-CHP | 2 | X | WAT | [9 empty] | N |  |  | 10M | [23 empty] | N
54802 | Dynegy -Moss Landing LLC | 260 | Dynegy Moss Landing Power Plant Hybrid | CA | Monterey | CT1A | Natural Gas Fired Combined Cycle | CT | CC1 | S | X | N |  |  | 233 | 0.85 | 165 | 165 | 80 | N |  |  | OP | X | 7 | 2002 |  |  | N | IPP Non-CHP | 2 | X | NG | [9 empty] | N | N |  | 12H | [23 empty] | N | N | N
54802 | Dynegy -Moss Landing LLC | 260 | Dynegy Moss Landing Power Plant Hybrid | CA | Monterey | CT1B | Natural Gas Fired Combined Cycle | CT | CC1 | S | X | N |  |  | 233 | 0.85 | 165 | 165 | 80 | N |  |  | OP | X | 7 | 2002 |  |  | N | IPP Non-CHP | 2 | X | NG | [9 empty] | N | N |  | 12H | [23 empty] | N | N | N
54802 | Dynegy -Moss Landing LLC | 260 | Dynegy Moss Landing Power Plant Hybrid | CA | Monterey | CT2A | Natural Gas Fired Combined Cycle | CT | CC2 | S | X | N |  |  | 233 | 0.85 | 165 | 165 | 80 | N |  |  | OP | X | 7 | 2002 |  |  | N | IPP Non-CHP | 2 | X | NG | [9 empty] | N | N |  | 12H | [23 empty] | N | N | N
54802 | Dynegy -Moss Landing LLC | 260 | Dynegy Moss Landing Power Plant Hybrid | CA | Monterey | CT2B | Natural Gas Fired Combined Cycle | CT | CC2 | S | X | N |  |  | 233 | 0.85 | 165 | 165 | 80 | N |  |  | OP | X | 7 | 2002 |  |  | N | IPP Non-CHP | 2 | X | NG | [9 empty] | N | N |  | 12H | [20 empty] | N |  |  | N | N | N
54802 | Dynegy -Moss Landing LLC | 260 | Dynegy Moss Landing Power Plant Hybrid | CA | Monterey | ST1 | Natural Gas Fired Combined Cycle | CA | CC1 | S | N | X |  |  | 233 | 0.85 | 180 | 180 | 60 | N |  |  | OP | X | 7 | 2002 |  |  | N | IPP Non-CHP | 2 | X | NG | [9 empty] | N | N |  | 12H | [20 empty] | N |  |  | N | N | N
54802 | Dynegy -Moss Landing LLC | 260 | Dynegy Moss Landing Power Plant Hybrid | CA | Monterey | ST2 | Natural Gas Fired Combined Cycle | CA | CC2 | S | N | X |  |  | 233 | 0.85 | 180 | 180 | 60 | N |  |  | OP | X | 7 | 2002 |  |  | N | IPP Non-CHP | 2 | X | NG | [9 empty] | N | N | 0 | 12H | [20 empty] | N |  |  | N | N | N
19586 | Utica Water & Power Authority | 261 | Murphys | CA | Calaveras | 1 | Conventional Hydroelectric | HY |  | S | X | X |  |  | 3.6 | 0.8 | 1.7 | 2 | 0.5 | N |  |  | OP | X | 3 | 1954 |  |  | N | IPP Non-CHP | 2 | X | WAT | [9 empty] | N |  |  | 10M
21140 | Yuba County Water Agency | 262 | Narrows PH | CA | Nevada | 1 | Conventional Hydroelectric | HY |  | S | X | X | NARROWS1_7_B1 | NARROWS1_7_B1 | 10.2 | 0.86 | 12 | 12 | 0 | N |  |  | OP | X | 12 | 1942 |  |  | N | Electric Utility | 1 | X | WAT | [9 empty] | N |  |  | 10M | [23 empty] | N
14328 | Pacific Gas & Electric Co. | 264 | Phoenix | CA | Tuolumne | 1 | Conventional Hydroelectric | HY |  | S | X | X | PHOENIX_7_N001 | PHOENIX_7_N001 | 1.6 | 0.8 | 2 | 2 | 0 | N |  |  | OP | X | 2 | 1940 |  |  | N | Electric Utility | 1 | X | WAT | [9 empty] | N |  |  | 10M | [23 empty] | N
14328 | Pacific Gas & Electric Co. | 265 | Pit 1 | CA | Shasta | H1 | Conventional Hydroelectric | HY |  | S | X | X | PIT1U1_7_B1 | PIT1U1_7_B1 | 34.6 | 0.9 | 30.5 | 30.5 | 0 | N |  |  | OP | X | 9 | 1922 |  |  | N | Electric Utility | 1 | X | WAT | [9 empty] | N |  |  | 10M | [23 empty] | N
14328 | Pacific Gas & Electric Co. | 265 | Pit 1 | CA | Shasta | H2 | Conventional Hydroelectric | HY |  | S | X | X | PIT1U1_7_B2 | PIT1U1_7_B2 | 34.6 | 0.9 | 30.5 | 30.5 | 0 | N |  |  | OP | X | 9 | 1922 |  |  | N | Electric Utility | 1 | X | WAT | [9 empty] | N |  |  | 10M | [23 empty] | N
14328 | Pacific Gas & Electric Co. | 266 | Pit 3 | CA | Shasta | H1 | Conventional Hydroelectric | HY |  | S | X | X | PIT3_7_PL1X3-APND | PIT3_7_PL1X3-APND | 26.7 | 0.9 | 23.3 | 23.3 | 0 | N |  |  | OP | X | 7 | 1925 |  |  | N | Electric Utility | 1 | X | WAT | [9 empty] | N |  |  | 10M | [23 empty] | N
14328 | Pacific Gas & Electric Co. | 266 | Pit 3 | CA | Shasta | H2 | Conventional Hydroelectric | HY |  | S | X | X | PIT3_7_PL1X3-APND | PIT3_7_PL1X3-APND | 26.7 | 0.9 | 23.3 | 23.3 | 0 | N |  |  | OP | X | 7 | 1925 |  |  | N | Electric Utility | 1 | X | WAT | [9 empty] | N |  |  | 10M | [23 empty] | N
14328 | Pacific Gas & Electric Co. | 266 | Pit 3 | CA | Shasta | H3 | Conventional Hydroelectric | HY |  | S | X | X | PIT3_7_PL1X3-APND | PIT3_7_PL1X3-APND | 26.7 | 0.9 | 23.3 | 23.3 | 0 | N |  |  | OP | X | 7 | 1925 |  |  | N | Electric Utility | 1 | X | WAT | [9 empty] | N |  |  | 10M | [23 empty] | N
14328 | Pacific Gas & Electric Co. | 267 | Pit 4 | CA | Shasta | 1 | Conventional Hydroelectric | HY |  | S | X | X | PIT4_7_PL1X2-APND | PIT4_7_PL1X2-APND | 51.7 | 0.9 | 47.5 | 47.5 | 0 | N |  |  | OP | X | 10 | 1955 |  |  | N | Electric Utility | 1 | X | WAT | [9 empty] | N |  |  | 1H | [23 empty] | N
14328 | Pacific Gas & Electric Co. | 267 | Pit 4 | CA | Shasta | 2 | Conventional Hydroelectric | HY |  | S | X | X | PIT4_7_PL1X2-APND | PIT4_7_PL1X2-APND | 51.7 | 0.9 | 47.5 | 47.5 | 0 | N |  |  | OP | X | 7 | 1955 |  |  | N | Electric Utility | 1 | X | WAT | [9 empty] | N |  |  | 1H | [23 empty] | N
14328 | Pacific Gas & Electric Co. | 268 | Pit 5 | CA | Shasta | H1 | Conventional Hydroelectric | HY |  | S | X | X | PIT5_7_PL1X2-APND | PIT5_7_PL1X2-APND | 38.2 | 0.87 | 40 | 40 | 0 | N |  |  | OP | X | 4 | 1944 |  |  | N | Electric Utility | 1 | X | WAT | [9 empty] | N |  |  | 10M | [23 empty] | N
14328 | Pacific Gas & Electric Co. | 268 | Pit 5 | CA | Shasta | H2 | Conventional Hydroelectric | HY |  | S | X | X | PIT5_7_PL1X2-APND | PIT5_7_PL1X2-APND | 38.2 | 0.87 | 40 | 40 | 0 | N |  |  | OP | X | 4 | 1944 |  |  | N | Electric Utility | 1 | X | WAT | [9 empty] | N |  |  | 10M | [23 empty] | N
14328 | Pacific Gas & Electric Co. | 268 | Pit 5 | CA | Shasta | H3 | Conventional Hydroelectric | HY |  | S | X | X | PIT5_7_PL3X4-APND | PIT5_7_PL3X4-APND | 33.2 | 0.8 | 40 | 40 | 0 | N |  |  | OP | X | 4 | 1944 |  |  | N | Electric Utility | 1 | X | WAT | [9 empty] | N |  |  | 10M | [23 empty] | N
14328 | Pacific Gas & Electric Co. | 268 | Pit 5 | CA | Shasta | H4 | Conventional Hydroelectric | HY |  | S | X | X | PIT5_7_PL3X4-APND | PIT5_7_PL3X4-APND | 32 | 0.8 | 40 | 40 | 0 | N |  |  | OP | X | 4 | 1944 |  |  | N | Electric Utility | 1 | X | WAT | [9 empty] | N |  |  | 10M | [23 empty] | N
14328 | Pacific Gas & Electric Co. | 269 | Pit 6 | CA | Shasta | H1 | Conventional Hydroelectric | HY |  | S | X | X | PIT6U1_7_B1 | PIT6U1_7_B1 | 39.6 | 0.9 | 40 | 40 | 0 | N |  |  | OP | X | 8 | 1965 |  |  | N | Electric Utility | 1 | X | WAT | [9 empty] | N |  |  | 10M | [23 empty] | N
14328 | Pacific Gas & Electric Co. | 269 | Pit 6 | CA | Shasta | H2 | Conventional Hydroelectric | HY |  | S | X | X | PIT6U2_7_B1 | PIT6U2_7_B1 | 39.6 | 0.9 | 40 | 40 | 0 | N |  |  | OP | X | 8 | 1965 |  |  | N | Electric Utility | 1 | X | WAT | [9 empty] | N |  |  | 10M | [23 empty] | N
14328 | Pacific Gas & Electric Co. | 270 | Pit 7 | CA | Shasta | H1 | Conventional Hydroelectric | HY |  | S | X | X | PIT7U1_7_B1 | PIT7U1_7_B1 | 57.6 | 0.9 | 56 | 56 | 0 | N |  |  | OP | X | 9 | 1965 |  |  | N | Electric Utility | 1 | X | WAT | [9 empty] | N |  |  | 10M | [23 empty] | N
14328 | Pacific Gas & Electric Co. | 270 | Pit 7 | CA | Shasta | H2 | Conventional Hydroelectric | HY |  | S | X | X | PIT7U2_7_B1 | PIT7U2_7_B1 | 52.2 | 0.9 | 57 | 57 | 0 | N |  |  | OP | X | 9 | 1965 |  |  | N | Electric Utility | 1 | X | WAT | [9 empty] | N |  |  | 10M | [23 empty] | N
14328 | Pacific Gas & Electric Co. | 272 | Poe | CA | Butte | 1 | Conventional Hydroelectric | HY |  | S | X | X | POE1_7_B1 | POE1_7_B1 | 71.4 | 0.9 | 60 | 60 | 0 | N |  |  | OP | X | 10 | 1958 |  |  | N | Electric Utility | 1 | X | WAT | [9 empty] | N |  |  | 10M | [23 empty] | N
14328 | Pacific Gas & Electric Co. | 272 | Poe | CA | Butte | 2 | Conventional Hydroelectric | HY |  | S | X | X | POE2_7_B1 | POE2_7_B1 | 71.4 | 0.9 | 60 | 60 | 0 | N |  |  | OP | X | 10 | 1958 |  |  | N | Electric Utility | 1 | X | WAT | [9 empty] | N |  |  | 10M | [23 empty] | N
14328 | Pacific Gas & Electric Co. | 274 | Potter Valley | CA | Mendocino | 1 | Conventional Hydroelectric | HY |  | S | X | X | POTTRVLY_7_N002 | POTTRVLY_7_N002 | 4.4 | 0.8 | 4.5 | 4.5 | 0 | N |  |  | OP | X | 2 | 1939 |  |  | N | Electric Utility | 1 | X | WAT | [9 empty] | N |  |  | 10M | [23 empty] | N
14328 | Pacific Gas & Electric Co. | 274 | Potter Valley | CA | Mendocino | 2 | Conventional Hydroelectric | HY |  | S | X | X | POTTRVLY_7_N002 | POTTRVLY_7_N002 | 2 | 0.8 | 2 | 2 | 0 | N |  |  | OP | X | 3 | 1910 |  |  | N | Electric Utility | 1 | X | WAT | [9 empty] | N |  |  | 10M | [23 empty] | N
14328 | Pacific Gas & Electric Co. | 274 | Potter Valley | CA | Mendocino | 3 | Conventional Hydroelectric | HY |  | S | X | X | POTTRVLY_7_N002 | POTTRVLY_7_N002 | 3 | 1 | 2.7 | 2.7 | 0 | N |  |  | OP | X | 9 | 1917 |  |  | N | Electric Utility | 1 | X | WAT | [9 empty] | N |  |  | 10M | [23 empty] | N
14328 | Pacific Gas & Electric Co. | 275 | Rock Creek | CA | Plumas | H1 | Conventional Hydroelectric | HY |  | S | X | X | ROCKCK1_7_B1 | ROCKCK1_7_B1 | 63 | 0.9 | 63 | 63 | 0 | N |  |  | OP | X | 3 | 1950 |  |  | N | Electric Utility | 1 | X | WAT | [9 empty] | N |  |  | 10M | [23 empty] | N
14328 | Pacific Gas & Electric Co. | 275 | Rock Creek | CA | Plumas | H2 | Conventional Hydroelectric | HY |  | S | X | X | ROCKCK2_7_B1 | ROCKCK2_7_B1 | 63 | 0.9 | 63 | 63 | 0 | N |  |  | OP | X | 3 | 1950 |  |  | N | Electric Utility | 1 | X | WAT | [9 empty] | N |  |  | 10M | [23 empty] | N
14328 | Pacific Gas & Electric Co. | 276 | San Joaquin 2 | CA | Madera | 1 | Conventional Hydroelectric | HY |  | S | X | X | SJNO2_6_N002 | SJNO2_6_N002 | 2.8 | 0.8 | 3.2 | 3.2 | 0 | N |  |  | OP | X | 9 | 1917 |  |  | N | Electric Utility | 1 | X | WAT | [9 empty] | N |  |  | 10M | [23 empty] | N
14328 | Pacific Gas & Electric Co. | 277 | San Joaquin 3 | CA | Madera | 3 | Conventional Hydroelectric | HY |  | S | X | X | CRANEVLY_6_N002 | CRANEVLY_6_N002 | 4 | 0.8 | 4.2 | 4.2 | 0 | N |  |  | OS | X | 8 | 1923 |  |  | N | Electric Utility | 1 | X | WAT | [9 empty] | N |  |  | 10M | [23 empty] | N
14328 | Pacific Gas & Electric Co. | 279 | Salt Springs | CA | Amador | 1 | Conventional Hydroelectric | HY |  | S | X | X | SALTSP_7_UNITS-APND | SALTSP_7_UNITS-APND | 12.3 | 0.85 | 11 | 11 | 0 | N |  |  | OP | X | 6 | 1931 |  |  | N | Electric Utility | 1 | X | WAT | [9 empty] | N |  |  | 1H | [23 empty] | N
14328 | Pacific Gas & Electric Co. | 279 | Salt Springs | CA | Amador | 2 | Conventional Hydroelectric | HY |  | S | X | X | SALTSP_7_UNITS-APND | SALTSP_7_UNITS-APND | 29.7 | 0.9 | 33 | 33 | 0 | N |  |  | OP | X | 4 | 1953 |  |  | N | Electric Utility | 1 | X | WAT | [9 empty] | N |  |  | 1H | [23 empty] | N
14328 | Pacific Gas & Electric Co. | 280 | South | CA | Tehama | 1 | Conventional Hydroelectric | HY |  | S | X | X | SOUTHG_7_B1 | SOUTHG_7_B1 | 6.7 | 0.9 | 7 | 7 | 0 | N |  |  | OP | X | 12 | 1979 |  |  | N | Electric Utility | 1 | X | WAT | [9 empty] | N |  |  | 10M | [23 empty] | N
14328 | Pacific Gas & Electric Co. | 281 | Spaulding 1 | CA | Nevada | 1 | Conventional Hydroelectric | HY |  | S | X | X | SPAULD_6_UNIT12-APND | SPAULD_6_UNIT12-APND | 7 | 0.8 | 7 | 7 | 0 | N |  |  | OP | X | 5 | 1928 |  |  | N | Electric Utility | 1 | X | WAT | [9 empty] | N |  |  | 10M | [23 empty] | N
14328 | Pacific Gas & Electric Co. | 282 | Spaulding 2 | CA | Nevada | 1 | Conventional Hydroelectric | HY |  | S | X | X | SPAULD_6_UNIT12-APND | SPAULD_6_UNIT12-APND | 3.7 | 0.9 | 4.4 | 4.4 | 0 | N |  |  | OP | X | 7 | 1928 |  |  | N | Electric Utility | 1 | X | WAT | [9 empty] | N |  |  | 10M | [23 empty] | N
14328 | Pacific Gas & Electric Co. | 283 | Spaulding 3 | CA | Nevada | 1 | Conventional Hydroelectric | HY |  | S | X | X | SPAULD3_7_B1 | SPAULD3_7_B1 | 6.6 | 0.9 | 5.8 | 5.8 | 0 | N |  |  | OP | X | 2 | 1929 |  |  | N | Electric Utility | 1 | X | WAT | [9 empty] | N |  |  | 10M | [23 empty] | N
14328 | Pacific Gas & Electric Co. | 284 | Spring Gap | CA | Tuolumne | 1 | Conventional Hydroelectric | HY |  | S | X | X | SPRNGGP_7_B1 | SPRNGGP_7_B1 | 6 | 0.8 | 7 | 7 | 0 | N |  |  | OP | X | 9 | 1921 |  |  | N | Electric Utility | 1 | X | WAT | [9 empty] | N |  |  | 10M | [23 empty] | N
14328 | Pacific Gas & Electric Co. | 285 | Stanislaus | CA | Tuolumne | HC1 | Conventional Hydroelectric | HY |  | S | X | X | STANISLS_7_B1 | STANISLS_7_B1 | 81.9 | 0.9 | 91 | 91 | 0 | N |  |  | OP | X | 3 | 1963 |  |  | N | Electric Utility | 1 | X | WAT | [9 empty] | N |  |  | 10M | [23 empty] | N
7160 | Geysers Power Co LLC | 286 | Geysers Unit 5-20 | CA | Sonoma | U11 | Geothermal | ST |  | S | X | X |  |  | 110 | 1 | 68 | 68 | 22 | N |  |  | OP | X | 12 | 1975 |  |  | N | IPP Non-CHP | 2 | X | GEO | [5 empty] | GEO |  |  |  | N |  |  | 12H | [23 empty] | N
7160 | Geysers Power Co LLC | 286 | Geysers Unit 5-20 | CA | Sonoma | U12 | Geothermal | ST |  | S | X | X |  |  | 110 | 1 | 51 | 56 | 22 | N |  |  | OP | X | 8 | 1979 |  |  | N | IPP Non-CHP | 2 | X | GEO | [5 empty] | GEO |  |  |  | N |  |  | 12H | [23 empty] | N | N
7160 | Geysers Power Co LLC | 286 | Geysers Unit 5-20 | CA | Sonoma | U13 | Geothermal | ST |  | S | X | X |  |  | 138 | 1 | 65 | 68 | 22 | N |  |  | OP | X | 4 | 1980 |  |  | N | IPP Non-CHP | 2 | X | GEO | [5 empty] | GEO |  |  |  | N |  |  | 12H | [23 empty] | N | N
7160 | Geysers Power Co LLC | 286 | Geysers Unit 5-20 | CA | Sonoma | U14 | Geothermal | ST |  | S | X | X |  |  | 113 | 1 | 60 | 62 | 22 | N |  |  | OP | X | 2 | 1980 |  |  | N | IPP Non-CHP | 2 | X | GEO | [5 empty] | GEO |  |  |  | N |  |  | 12H | [23 empty] | N | N
7160 | Geysers Power Co LLC | 286 | Geysers Unit 5-20 | CA | Sonoma | U16 | Geothermal | ST |  | S | X | X |  |  | 118 | 1 | 60 | 60 | 22 | N |  |  | OP | X | 10 | 1985 |  |  | N | IPP Non-CHP | 2 | X | GEO | [5 empty] | GEO |  |  |  | N |  |  | 12H | [23 empty] | N | N
7160 | Geysers Power Co LLC | 286 | Geysers Unit 5-20 | CA | Sonoma | U17 | Geothermal | ST |  | S | X | X |  |  | 118 | 1 | 60 | 65 | 22 | N |  |  | OP | X | 11 | 1982 |  |  | N | IPP Non-CHP | 2 | X | GEO | [5 empty] | GEO |  |  |  | N |  |  | 12H | [23 empty] | N | N
7160 | Geysers Power Co LLC | 286 | Geysers Unit 5-20 | CA | Sonoma | U18 | Geothermal | ST |  | S | X | X |  |  | 118 | 1 | 60 | 60 | 22 | N |  |  | OP | X | 11 | 1983 |  |  | N | IPP Non-CHP | 2 | X | GEO | [5 empty] | GEO |  |  |  | N |  |  | 12H | [23 empty] | N | N
7160 | Geysers Power Co LLC | 286 | Geysers Unit 5-20 | CA | Sonoma | U20 | Geothermal | ST |  | S | X | X |  |  | 118 | 1 | 50 | 50 | 22 | N |  |  | OP | X | 10 | 1985 |  |  | N | IPP Non-CHP | 2 | X | GEO | [5 empty] | GEO |  |  |  | N |  |  | 12H | [23 empty] | N | N
7160 | Geysers Power Co LLC | 286 | Geysers Unit 5-20 | CA | Sonoma | U5 | Geothermal | ST |  | S | X | X |  |  | 55 | 1 | 45 | 50 | 20 | N |  |  | OP | X | 4 | 1971 |  |  | N | IPP Non-CHP | 2 | X | GEO | [5 empty] | GEO |  |  |  | N |  |  | 12H | [23 empty] | N | N
7160 | Geysers Power Co LLC | 286 | Geysers Unit 5-20 | CA | Sonoma | U6 | Geothermal | ST |  | S | X | X |  |  | 55 | 1 | 45 | 50 | 20 | N |  |  | OP | X | 4 | 1971 |  |  | N | IPP Non-CHP | 2 | X | GEO | [5 empty] | GEO |  |  |  | N |  |  | 12H | [23 empty] | N | N
7160 | Geysers Power Co LLC | 286 | Geysers Unit 5-20 | CA | Sonoma | U7 | Geothermal | ST |  | S | X | X |  |  | 55 | 1 | 40 | 42 | 20 | N |  |  | OP | X | 7 | 1972 |  |  | N | IPP Non-CHP | 2 | X | GEO | [5 empty] | GEO |  |  |  | N |  |  | 12H | [23 empty] | N | N
7160 | Geysers Power Co LLC | 286 | Geysers Unit 5-20 | CA | Sonoma | U8 | Geothermal | ST |  | S | X | X |  |  | 55 | 1 | 40 | 42 | 20 | N |  |  | OP | X | 7 | 1972 |  |  | N | IPP Non-CHP | 2 | X | GEO | [5 empty] | GEO |  |  |  | N |  |  | 12H | [23 empty] | N | N
14328 | Pacific Gas & Electric Co. | 287 | Tiger Creek | CA | Amador | H1 | Conventional Hydroelectric | HY |  | S | X | X | TIGRCK_7_UNITS-APND | TIGRCK_7_UNITS-APND | 25.5 | 0.85 | 29 | 29 | 0 | N |  |  | OP | X | 8 | 1931 |  |  | N | Electric Utility | 1 | X | WAT | [9 empty] | N |  |  | 10M | [23 empty] | N
14328 | Pacific Gas & Electric Co. | 287 | Tiger Creek | CA | Amador | H2 | Conventional Hydroelectric | HY |  | S | X | X | TIGRCK_7_UNITS-APND | TIGRCK_7_UNITS-APND | 26.7 | 0.85 | 29 | 29 | 0 | N |  |  | OP | X | 6 | 1931 |  |  | N | Electric Utility | 1 | X | WAT | [9 empty] | N |  |  | 10M | [23 empty] | N
14328 | Pacific Gas & Electric Co. | 289 | Tule River | CA | Tulare | 1 | Conventional Hydroelectric | HY |  | S | X | X | SPRINGVL_6_N002 | SPRINGVL_6_N002 | 4.2 | 1 | 3.2 | 3.2 | 0 | N |  |  | OS | X | 1 | 1914 |  |  | N | Electric Utility | 1 | X | WAT | [9 empty] | N |  |  | 10M | [23 empty] | N
14328 | Pacific Gas & Electric Co. | 289 | Tule River | CA | Tulare | 2 | Conventional Hydroelectric | HY |  | S | X | X | SPRINGVL_6_N002 | SPRINGVL_6_N002 | 4.2 | 1 | 3.2 | 3.2 | 0 | N |  |  | OS | X | 1 | 1914 |  |  | N | Electric Utility | 1 | X | WAT | [9 empty] | N |  |  | 10M | [23 empty] | N
14328 | Pacific Gas & Electric Co. | 290 | Volta 1 | CA | Shasta | 1 | Conventional Hydroelectric | HY |  | S | X | X | VOLTA1_7_B1 | VOLTA1_7_B1 | 8.5 | 0.9 | 9 | 9 | 0 | N |  |  | OP | X | 4 | 1980 |  |  | N | Electric Utility | 1 | X | WAT | [9 empty] | N |  |  | 10M | [23 empty] | N
14328 | Pacific Gas & Electric Co. | 291 | West Point PH | CA | Amador | 1 | Conventional Hydroelectric | HY |  | S | X | X | WESTPNT_7_B2 | WESTPNT_7_B2 | 13.6 | 0.85 | 14.5 | 14.5 | 0 | N |  |  | OP | X | 11 | 1948 |  |  | N | Electric Utility | 1 | X | WAT | [9 empty] | N |  |  | 10M | [23 empty] | N
14328 | Pacific Gas & Electric Co. | 292 | Wise | CA | Placer | 1 | Conventional Hydroelectric | HY |  | S | X | X | WISE1_7_B1 | WISE1_7_B1 | 13.6 | 0.8 | 14 | 14 | 0 | N |  |  | OP | X | 3 | 1917 |  |  | N | Electric Utility | 1 | X | WAT | [9 empty] | N |  |  | 10M | [23 empty] | N
14328 | Pacific Gas & Electric Co. | 292 | Wise | CA | Placer | 2 | Conventional Hydroelectric | HY |  | S | X | X | WISE2_7_B1 | WISE2_7_B1 | 2.8 | 0.9 | 3.2 | 3.2 | 0 | N |  |  | OP | X | 12 | 1986 |  |  | N | Electric Utility | 1 | X | WAT | [9 empty] | N |  |  | 10M | [23 empty] | N
14328 | Pacific Gas & Electric Co. | 293 | A G Wishon | CA | Madera | 1 | Conventional Hydroelectric | HY |  | S | X | X | WISHON_6_UNITS-APND | WISHON_6_UNITS-APND | 3.2 | 0.8 | 5 | 5 | 0 | N |  |  | OP | X | 9 | 1910 |  |  | N | Electric Utility | 1 | X | WAT | [9 empty] | N |  |  | 10M | [23 empty] | N
14328 | Pacific Gas & Electric Co. | 293 | A G Wishon | CA | Madera | 2 | Conventional Hydroelectric | HY |  | S | X | X | WISHON_6_UNITS-APND | WISHON_6_UNITS-APND | 3.2 | 0.8 | 5 | 5 | 0 | N |  |  | OP | X | 9 | 1910 |  |  | N | Electric Utility | 1 | X | WAT | [9 empty] | N |  |  | 10M | [23 empty] | N
14328 | Pacific Gas & Electric Co. | 293 | A G Wishon | CA | Madera | 3 | Conventional Hydroelectric | HY |  | S | X | X | WISHON_6_UNITS-APND | WISHON_6_UNITS-APND | 3.2 | 0.8 | 5 | 5 | 0 | N |  |  | OP | X | 9 | 1910 |  |  | N | Electric Utility | 1 | X | WAT | [9 empty] | N |  |  | 10M | [23 empty] | N
14328 | Pacific Gas & Electric Co. | 293 | A G Wishon | CA | Madera | 4 | Conventional Hydroelectric | HY |  | S | X | X | WISHON_6_UNITS-APND | WISHON_6_UNITS-APND | 3.2 | 0.8 | 5 | 5 | 0 | N |  |  | OP | X | 9 | 1910 |  |  | N | Electric Utility | 1 | X | WAT | [9 empty] | N |  |  | 10M | [23 empty] | N
14354 | PacifiCorp | 294 | Copco 1 | CA | Siskiyou | 1 | Conventional Hydroelectric | HY |  | S | X | X |  |  | 10 | 0.8 | 14 | 14 | 0 | N |  |  | OP | X | 1 | 1918 |  |  | N | Electric Utility | 1 | X | WAT | [9 empty] | N | N |  | OVER | [23 empty] | N
14354 | PacifiCorp | 294 | Copco 1 | CA | Siskiyou | 2 | Conventional Hydroelectric | HY |  | S | X | X |  |  | 10 | 0.8 | 14 | 14 | 0 | N |  |  | OP | X | 11 | 1918 |  |  | N | Electric Utility | 1 | X | WAT | [9 empty] | N | N |  | OVER | [23 empty] | N
14354 | PacifiCorp | 295 | Copco 2 | CA | Siskiyou | 1 | Conventional Hydroelectric | HY |  | S | X | X |  |  | 13.5 | 0.9 | 17 | 17 | 0 | N |  |  | OP | X | 7 | 1925 |  |  | N | Electric Utility | 1 | X | WAT | [9 empty] | N | N |  | 10M | [23 empty] | N
14354 | PacifiCorp | 295 | Copco 2 | CA | Siskiyou | 2 | Conventional Hydroelectric | HY |  | S | X | X |  |  | 13.5 | 0.9 | 17 | 17 | 0 | N |  |  | OP | X | 8 | 1925 |  |  | N | Electric Utility | 1 | X | WAT | [9 empty] | N | N |  | 10M | [23 empty] | N
14354 | PacifiCorp | 296 | Fall Creek | CA | Siskiyou | 1 | Conventional Hydroelectric | HY |  | S | X | X |  |  | 0.5 | 1 | 0.4 | 0.4 | 0 | N |  |  | OP | X | 9 | 1903 |  |  | N | Electric Utility | 1 | X | WAT | [9 empty] | N | N |  | 10M | [23 empty] | N
14354 | PacifiCorp | 296 | Fall Creek | CA | Siskiyou | 2 | Conventional Hydroelectric | HY |  | S | X | X |  |  | 0.4 | 1 | 0.4 | 0.4 | 0 | N |  |  | OP | X | 8 | 1907 |  |  | N | Electric Utility | 1 | X | WAT | [9 empty] | N | N |  | 10M | [23 empty] | N
14354 | PacifiCorp | 296 | Fall Creek | CA | Siskiyou | 3 | Conventional Hydroelectric | HY |  | S | X | X |  |  | 1.2 | 1 | 1.1 | 1.1 | 0 | N |  |  | OP | X | 1 | 1910 |  |  | N | Electric Utility | 1 | X | WAT | [9 empty] | N | N |  | 10M | [23 empty] | N
14354 | PacifiCorp | 297 | Iron Gate | CA | Siskiyou | 1 | Conventional Hydroelectric | HY |  | S | X | X |  |  | 18 | 0.85 | 18.8 | 18.8 | 0 | N |  |  | OP | X | 2 | 1962 |  |  | N | Electric Utility | 1 | X | WAT | [9 empty] | N |  |  | 10M | [23 empty] | N
9216 | Imperial Irrigation District | 314 | Drop 5 | CA | Imperial | 1 | Conventional Hydroelectric | HY |  | S | X | X |  |  | 2 | 0.8 | 1.9 | 0.9 | 0.1 | N |  |  | OP | X | 3 | 1982 |  |  | N | Electric Utility | 1 | X | WAT | [9 empty] | N | N |  | 1H | [23 empty] | N
9216 | Imperial Irrigation District | 314 | Drop 5 | CA | Imperial | 2 | Conventional Hydroelectric | HY |  | S | X | X |  |  | 2 | 0.8 | 1.9 | 0.9 | 0.1 | N |  |  | OP | X | 3 | 1982 |  |  | N | Electric Utility | 1 | X | WAT | [9 empty] | N | N |  | 1H | [23 empty] | N
22148 | AES Alamitos LLC | 315 | AES Alamitos LLC | CA | Los Angeles | 3 | Natural Gas Steam Turbine | ST |  | S | X | X | ALAMT3G_7_B1 | ALAMT3G_7_B1 | 310 | 1 | 332 | 332 | 10 | N |  |  | OP | X | 12 | 1961 | 12 | 2023 | N | IPP Non-CHP | 2 | X | NG | [5 empty] | NG |  |  |  | N | N |  | OVER | [23 empty] | N | N | N
22148 | AES Alamitos LLC | 315 | AES Alamitos LLC | CA | Los Angeles | 4 | Natural Gas Steam Turbine | ST |  | S | X | X | ALAMT4G_7_B1 | ALAMT4G_7_B1 | 310 | 1 | 335 | 335 | 20 | N |  |  | OP | X | 6 | 1962 | 12 | 2023 | N | IPP Non-CHP | 2 | X | NG | [5 empty] | NG |  |  |  | N | N |  | OVER | [23 empty] | N | N | N
22148 | AES Alamitos LLC | 315 | AES Alamitos LLC | CA | Los Angeles | 5 | Natural Gas Steam Turbine | ST |  | S | X | X | ALAMT5G_7_B1 | ALAMT5G_7_B1 | 495 | 1 | 485 | 485 | 70 | N |  |  | OP | X | 3 | 1964 | 12 | 2023 | N | IPP Non-CHP | 2 | X | NG | [5 empty] | NG |  |  |  | N | N |  | OVER | [23 empty] | N | N | N
12397 | Metropolitan Water District of S CA | 316 | Sepulveda Canyon | CA | Los Angeles | 1 | Conventional Hydroelectric | HY |  | S | X | X |  |  | 8.5 | 1 | 8.5 | 8.5 | 1.5 | N |  |  | SB | Y | 6 | 1982 |  |  | N | Electric Utility | 1 | X | WAT | [12 empty] | 12H
17609 | Southern California Edison Co | 317 | Big Creek 1 | CA | Fresno | 1 | Conventional Hydroelectric | HY |  | S | X | X |  |  | 19.8 | 0.9 | 19.8 | 19.8 | 2 | N |  |  | OP | X | 11 | 1913 |  |  | N | Electric Utility | 1 | X | WAT | [9 empty] | N |  |  | 10M
17609 | Southern California Edison Co | 317 | Big Creek 1 | CA | Fresno | 2 | Conventional Hydroelectric | HY |  | S | X | X |  |  | 15.8 | 0.9 | 15.8 | 15.8 | 1.6 | N |  |  | OP | X | 11 | 1913 |  |  | N | Electric Utility | 1 | X | WAT | [9 empty] | N |  |  | 10M
17609 | Southern California Edison Co | 317 | Big Creek 1 | CA | Fresno | 3 | Conventional Hydroelectric | HY |  | S | X | X |  |  | 21.6 | 0.9 | 21.6 | 21.6 | 2.2 | N |  |  | OP | X | 7 | 1923 |  |  | N | Electric Utility | 1 | X | WAT | [9 empty] | N |  |  | 10M
17609 | Southern California Edison Co | 317 | Big Creek 1 | CA | Fresno | 4 | Conventional Hydroelectric | HY |  | S | X | X |  |  | 31.2 | 1 | 31.2 | 31.2 | 3.1 | N |  |  | OP | X | 6 | 1925 |  |  | N | Electric Utility | 1 | X | WAT | [9 empty] | N |  |  | 10M
17609 | Southern California Edison Co | 318 | Big Creek 2 | CA | Fresno | 3 | Conventional Hydroelectric | HY |  | S | X | X |  |  | 15.8 | 0.9 | 15.8 | 15.8 | 1.6 | N |  |  | OA | X | 12 | 1913 |  |  | N | Electric Utility | 1 | X | WAT | [9 empty] | N |  |  | 10M
17609 | Southern California Edison Co | 318 | Big Creek 2 | CA | Fresno | 4 | Conventional Hydroelectric | HY |  | S | X | X |  |  | 15.8 | 0.9 | 15.8 | 15.8 | 1.6 | N |  |  | OA | X | 1 | 1914 |  |  | N | Electric Utility | 1 | X | WAT | [9 empty] | N |  |  | 10M
17609 | Southern California Edison Co | 318 | Big Creek 2 | CA | Fresno | 5 | Conventional Hydroelectric | HY |  | S | X | X |  |  | 17.5 | 1 | 17.5 | 17.5 | 1.8 | N |  |  | OA | X | 2 | 1921 |  |  | N | Electric Utility | 1 | X | WAT | [9 empty] | N |  |  | 10M
17609 | Southern California Edison Co | 318 | Big Creek 2 | CA | Fresno | 6 | Conventional Hydroelectric | HY |  | S | X | X |  |  | 17.5 | 1 | 17.5 | 17.5 | 1.8 | N |  |  | OA | X | 3 | 1925 |  |  | N | Electric Utility | 1 | X | WAT | [12 empty] | 10M
17609 | Southern California Edison Co | 319 | Big Creek 3 | CA | Fresno | 1 | Conventional Hydroelectric | HY |  | S | X | X |  |  | 34 | 1 | 34 | 34 | 3.4 | N |  |  | OP | X | 10 | 1923 |  |  | N | Electric Utility | 1 | X | WAT | [9 empty] | N |  |  | 10M
17609 | Southern California Edison Co | 319 | Big Creek 3 | CA | Fresno | 2 | Conventional Hydroelectric | HY |  | S | X | X |  |  | 34 | 1 | 34 | 34 | 3.4 | N |  |  | OP | X | 9 | 1923 |  |  | N | Electric Utility | 1 | X | WAT | [9 empty] | N |  |  | 10M
17609 | Southern California Edison Co | 319 | Big Creek 3 | CA | Fresno | 3 | Conventional Hydroelectric | HY |  | S | X | X |  |  | 34 | 1 | 33 | 33 | 3.4 | N |  |  | OP | X | 10 | 1923 |  |  | N | Electric Utility | 1 | X | WAT | [9 empty] | N |  |  | 10M
17609 | Southern California Edison Co | 319 | Big Creek 3 | CA | Fresno | 4 | Conventional Hydroelectric | HY |  | S | X | X |  |  | 36 | 0.9 | 36 | 36 | 3.6 | N |  |  | OP | X | 4 | 1948 |  |  | N | Electric Utility | 1 | X | WAT | [9 empty] | N |  |  | 10M
17609 | Southern California Edison Co | 319 | Big Creek 3 | CA | Fresno | 5 | Conventional Hydroelectric | HY |  | S | X | X |  |  | 36.5 | 0.9 | 36.5 | 36.5 | 3.6 | N |  |  | OP | X | 2 | 1980 |  |  | N | Electric Utility | 1 | X | WAT | [9 empty] | N |  |  | 10M
17609 | Southern California Edison Co | 320 | Big Creek 4 | CA | Madera | 1 | Conventional Hydroelectric | HY |  | S | X | X |  |  | 50 | 1 | 50 | 50 | 5 | N |  |  | OP | X | 6 | 1951 |  |  | N | Electric Utility | 1 | X | WAT | [9 empty] | N |  |  | 10M
17609 | Southern California Edison Co | 320 | Big Creek 4 | CA | Madera | 2 | Conventional Hydroelectric | HY |  | S | X | X |  |  | 50 | 1 | 50 | 50 | 5 | N |  |  | OP | X | 7 | 1951 |  |  | N | Electric Utility | 1 | X | WAT | [9 empty] | N |  |  | 10M
17609 | Southern California Edison Co | 321 | Big Creek 8 | CA | Fresno | 1 | Conventional Hydroelectric | HY |  | S | X | X |  |  | 30 | 1 | 25.8 | 25.8 | 2.6 | N |  |  | OA | X | 8 | 1921 |  |  | N | Electric Utility | 1 | X | WAT | [9 empty] | N |  |  | 10M
17609 | Southern California Edison Co | 321 | Big Creek 8 | CA | Fresno | 2 | Conventional Hydroelectric | HY |  | S | X | X |  |  | 45 | 0.9 | 45 | 45 | 4.5 | N |  |  | OS | X | 6 | 1929 |  |  | N | Electric Utility | 1 | X | WAT | [9 empty] | N |  |  | 10M
17609 | Southern California Edison Co | 322 | Big Creek 2A | CA | Fresno | 1 | Conventional Hydroelectric | HY |  | S | X | X |  |  | 55 | 1 | 50 | 50 | 5.5 | N |  |  | OA | X | 8 | 1928 |  |  | N | Electric Utility | 1 | X | WAT | [9 empty] | N |  |  | 10M
17609 | Southern California Edison Co | 322 | Big Creek 2A | CA | Fresno | 2 | Conventional Hydroelectric | HY |  | S | X | X |  |  | 55 | 1 | 50 | 50 | 5.5 | N |  |  | OA | X | 12 | 1928 |  |  | N | Electric Utility | 1 | X | WAT | [12 empty] | 10M
17609 | Southern California Edison Co | 323 | Bishop Creek 2 | CA | Inyo | 1 | Conventional Hydroelectric | HY |  | S | X | X |  |  | 2.5 | 1 | 2.5 | 2.5 | 0 | N |  |  | OP | X | 11 | 1908 |  |  | N | Electric Utility | 1 | X | WAT | [9 empty] | N |  |  | 10M
17609 | Southern California Edison Co | 323 | Bishop Creek 2 | CA | Inyo | 2 | Conventional Hydroelectric | HY |  | S | X | X |  |  | 2.5 | 1 | 2.5 | 2.5 | 0 | N |  |  | OP | X | 11 | 1908 |  |  | N | Electric Utility | 1 | X | WAT | [9 empty] | N |  |  | 10M
17609 | Southern California Edison Co | 323 | Bishop Creek 2 | CA | Inyo | 3 | Conventional Hydroelectric | HY |  | S | X | X |  |  | 2.3 | 0.8 | 2.3 | 2.3 | 0 | N |  |  | OP | X | 6 | 1911 |  |  | N | Electric Utility | 1 | X | WAT | [9 empty] | N |  |  | 10M
17609 | Southern California Edison Co | 324 | Bishop Creek 3 | CA | Inyo | 1 | Conventional Hydroelectric | HY |  | S | X | X |  |  | 2.8 | 1 | 2.8 | 2.8 | 0 | N |  |  | OP | X | 6 | 1913 |  |  | N | Electric Utility | 1 | X | WAT | [9 empty] | N |  |  | 10M
17609 | Southern California Edison Co | 324 | Bishop Creek 3 | CA | Inyo | 2 | Conventional Hydroelectric | HY |  | S | X | X |  |  | 2.8 | 1 | 2.8 | 2.8 | 0 | N |  |  | OP | X | 6 | 1913 |  |  | N | Electric Utility | 1 | X | WAT | [9 empty] | N |  |  | 10M
17609 | Southern California Edison Co | 324 | Bishop Creek 3 | CA | Inyo | 3 | Conventional Hydroelectric | HY |  | S | X | X |  |  | 2.8 | 1 | 2.8 | 2.8 | 0 | N |  |  | OP | X | 6 | 1913 |  |  | N | Electric Utility | 1 | X | WAT | [9 empty] | N |  |  | 10M
17609 | Southern California Edison Co | 325 | Bishop Creek 4 | CA | Inyo | 1 | Conventional Hydroelectric | HY |  | S | X | X |  |  | 1 | 1 | 1 | 1 | 0 | N |  |  | OP | X | 9 | 1905 |  |  | N | Electric Utility | 1 | X | WAT | [9 empty] | N |  |  | 10M
17609 | Southern California Edison Co | 325 | Bishop Creek 4 | CA | Inyo | 2 | Conventional Hydroelectric | HY |  | S | X | X |  |  | 1 | 1 | 1 | 1 | 0 | N |  |  | OP | X | 9 | 1905 |  |  | N | Electric Utility | 1 | X | WAT | [9 empty] | N |  |  | 10M
17609 | Southern California Edison Co | 325 | Bishop Creek 4 | CA | Inyo | 3 | Conventional Hydroelectric | HY |  | S | X | X |  |  | 2 | 0.91 | 2 | 2 | 0 | N |  |  | OP | X | 6 | 1906 |  |  | N | Electric Utility | 1 | X | WAT | [9 empty] | N |  |  | 10M
17609 | Southern California Edison Co | 325 | Bishop Creek 4 | CA | Inyo | 4 | Conventional Hydroelectric | HY |  | S | X | X |  |  | 2.2 | 1 | 2.2 | 2.2 | 0 | N |  |  | OP | X | 10 | 1907 |  |  | N | Electric Utility | 1 | X | WAT | [9 empty] | N |  |  | 10M
17609 | Southern California Edison Co | 325 | Bishop Creek 4 | CA | Inyo | 5 | Conventional Hydroelectric | HY |  | S | X | X |  |  | 2 | 0.91 | 2 | 2 | 0 | N |  |  | OP | X | 6 | 1909 |  |  | N | Electric Utility | 1 | X | WAT | [9 empty] | N |  |  | 10M
17609 | Southern California Edison Co | 326 | Bishop Creek 5 | CA | Inyo | 1 | Conventional Hydroelectric | HY |  | S | X | X |  |  | 2 | 0.8 | 2 | 2 | 0.1 | N |  |  | OP | X | 5 | 1943 |  |  | N | Electric Utility | 1 | X | WAT | [9 empty] | N |  |  | 10M
17609 | Southern California Edison Co | 326 | Bishop Creek 5 | CA | Inyo | 2 | Conventional Hydroelectric | HY |  | S | X | X |  |  | 2.5 | 0.9 | 1.8 | 1.8 | 0.1 | N |  |  | OP | X | 6 | 1919 |  |  | N | Electric Utility | 1 | X | WAT | [9 empty] | N |  |  | 10M
17609 | Southern California Edison Co | 327 | Bishop Creek 6 | CA | Inyo | 1 | Conventional Hydroelectric | HY |  | S | X | X |  |  | 1.6 | 0.8 | 1.6 | 1.6 | 0 | N |  |  | OP | X | 3 | 1913 |  |  | N | Electric Utility | 1 | X | WAT | [9 empty] | N |  |  | 10M
17609 | Southern California Edison Co | 332 | Fontana | CA | San Bernardino | 1 | Conventional Hydroelectric | HY |  | S | X | X |  |  | 1.5 | 1 | 1.5 | 1.5 | 0 | N |  |  | OP | X | 12 | 1917 |  |  | N | Electric Utility | 1 | X | WAT | [9 empty] | N |  |  | 10M
17609 | Southern California Edison Co | 332 | Fontana | CA | San Bernardino | 2 | Conventional Hydroelectric | HY |  | S | X | X |  |  | 1.5 | 1 | 1.5 | 1.5 | 0 | N |  |  | OP | X | 12 | 1917 |  |  | N | Electric Utility | 1 | X | WAT | [9 empty] | N |  |  | 10M
23693 | AES Huntington Beach LLC | 335 | AES Huntington Beach LLC | CA | Orange | 2 | Natural Gas Steam Turbine | ST |  | S | X | X | HUNT2G_7_B1 | HUNT2G_7_B1 | 218 | 1 | 225.8 | 225.8 | 20 | N |  |  | OP | X | 12 | 1958 | 12 | 2023 | N | IPP Non-CHP | 2 | X | NG | [5 empty] | NG |  |  |  |  | N |  | OVER | [23 empty] | N | N
17609 | Southern California Edison Co | 336 | Kaweah 2 | CA | Tulare | 2 | Conventional Hydroelectric | HY |  | S | X | X |  |  | 1.8 | 0.9 | 1.8 | 1.8 | 0.1 | N |  |  | OP | X | 9 | 1929 |  |  | N | Electric Utility | 1 | X | WAT | [9 empty] | N |  |  | 10M
17609 | Southern California Edison Co | 337 | Kaweah 1 | CA | Tulare | 1 | Conventional Hydroelectric | HY |  | S | X | X |  |  | 2.3 | 0.9 | 2.3 | 2.3 | 0 | N |  |  | OS | X | 5 | 1929 |  |  | N | Electric Utility | 1 | X | WAT | [9 empty] | N |  |  | 10M
17609 | Southern California Edison Co | 338 | Kaweah 3 | CA | Tulare | 1 | Conventional Hydroelectric | HY |  | S | X | X |  |  | 2.4 | 1 | 2.4 | 2.4 | 0 | N |  |  | OP | X | 5 | 1913 |  |  | N | Electric Utility | 1 | X | WAT | [9 empty] | N |  |  | 10M
17609 | Southern California Edison Co | 338 | Kaweah 3 | CA | Tulare | 2 | Conventional Hydroelectric | HY |  | S | X | X |  |  | 2.4 | 1 | 2.1 | 2.1 | 0 | N |  |  | OP | X | 5 | 1913 |  |  | N | Electric Utility | 1 | X | WAT | [9 empty] | N |  |  | 10M
17609 | Southern California Edison Co | 339 | Kern River 3 | CA | Kern | 1 | Conventional Hydroelectric | HY |  | S | X | X |  |  | 20.5 | 0.9 | 20.5 | 20.5 | 0.8 | N |  |  | OP | X | 5 | 1921 |  |  | N | Electric Utility | 1 | X | WAT | [9 empty] | N |  |  | 10M
17609 | Southern California Edison Co | 339 | Kern River 3 | CA | Kern | 2 | Conventional Hydroelectric | HY |  | S | X | X |  |  | 19.8 | 0.9 | 19.7 | 19.7 | 0.8 | N |  |  | OP | X | 3 | 1921 |  |  | N | Electric Utility | 1 | X | WAT | [9 empty] | N |  |  | 10M
17609 | Southern California Edison Co | 340 | Kern River 1 | CA | Kern | 1 | Conventional Hydroelectric | HY |  | S | X | X |  |  | 6.6 | 0.9 | 6.6 | 6.6 | 0 | N |  |  | OP | X | 5 | 1907 |  |  | N | Electric Utility | 1 | X | WAT | [9 empty] | N |  |  | 10M
17609 | Southern California Edison Co | 340 | Kern River 1 | CA | Kern | 2 | Conventional Hydroelectric | HY |  | S | X | X |  |  | 6.6 | 0.9 | 6.6 | 6.6 | 0 | N |  |  | OP | X | 6 | 1907 |  |  | N | Electric Utility | 1 | X | WAT | [9 empty] | N |  |  | 10M
17609 | Southern California Edison Co | 340 | Kern River 1 | CA | Kern | 3 | Conventional Hydroelectric | HY |  | S | X | X |  |  | 6.6 | 0.9 | 6.6 | 6.6 | 0 | N |  |  | OP | X | 7 | 1907 |  |  | N | Electric Utility | 1 | X | WAT | [9 empty] | N |  |  | 10M
17609 | Southern California Edison Co | 340 | Kern River 1 | CA | Kern | 4 | Conventional Hydroelectric | HY |  | S | X | X |  |  | 6.6 | 0.9 | 6.6 | 6.6 | 0 | N |  |  | OP | X | 6 | 1907 |  |  | N | Electric Utility | 1 | X | WAT | [9 empty] | N |  |  | 10M
13584 | NRG El Segundo Operations Inc | 341 | Long Beach Generation LLC | CA | Los Angeles | CT1 | Natural Gas Fired Combustion Turbine | GT |  | W | X | X |  |  | 63 | 0.9 | 65 | 65 | 47 | N |  |  | OP | X | 12 | 1976 |  |  | N | IPP Non-CHP | 2 | X | NG | [5 empty] | NG |  |  |  | N | N |  | 1H | [23 empty] | N |  | N
13584 | NRG El Segundo Operations Inc | 341 | Long Beach Generation LLC | CA | Los Angeles | CT2 | Natural Gas Fired Combustion Turbine | GT |  | W | X | X |  |  | 63 | 0.9 | 65 | 65 | 47 | N |  |  | OP | X | 12 | 1976 |  |  | N | IPP Non-CHP | 2 | X | NG | [5 empty] | NG |  |  |  | N | N |  | 1H | [23 empty] | N |  | N
13584 | NRG El Segundo Operations Inc | 341 | Long Beach Generation LLC | CA | Los Angeles | CT3 | Natural Gas Fired Combustion Turbine | GT |  | W | X | X |  |  | 63 | 0.9 | 65 | 65 | 47 | N |  |  | OP | X | 12 | 1976 |  |  | N | IPP Non-CHP | 2 | X | NG | [5 empty] | NG |  |  |  | N | N |  | 1H | [23 empty] | N |  | N
13584 | NRG El Segundo Operations Inc | 341 | Long Beach Generation LLC | CA | Los Angeles | CT4 | Natural Gas Fired Combustion Turbine | GT |  | W | X | X |  |  | 63 | 0.9 | 65 | 65 | 47 | N |  |  | OP | X | 12 | 1976 |  |  | N | IPP Non-CHP | 2 | X | NG | [5 empty] | NG |  |  |  | N | N |  | 1H | [23 empty] | N |  | N
17609 | Southern California Edison Co | 342 | Lundy | CA | Mono | 1 | Conventional Hydroelectric | HY |  | S | X | X |  |  | 1.5 | 0.8 | 1.5 | 1.5 | 0 | N |  |  | OP | X | 12 | 1911 |  |  | N | Electric Utility | 1 | X | WAT | [9 empty] | N |  |  | 10M
17609 | Southern California Edison Co | 342 | Lundy | CA | Mono | 2 | Conventional Hydroelectric | HY |  | S | X | X |  |  | 1.5 | 0.8 | 1.5 | 1.5 | 0 | N |  |  | OP | X | 2 | 1912 |  |  | N | Electric Utility | 1 | X | WAT | [9 empty] | N |  |  | 10M
17609 | Southern California Edison Co | 344 | Mammoth Pool | CA | Madera | 1 | Conventional Hydroelectric | HY |  | S | X | X |  |  | 95 | 1 | 95 | 95 | 0 | N |  |  | OA | X | 3 | 1960 |  |  | N | Electric Utility | 1 | X | WAT | [9 empty] | N |  |  | 10M
17609 | Southern California Edison Co | 344 | Mammoth Pool | CA | Madera | 2 | Conventional Hydroelectric | HY |  | S | X | X |  |  | 95 | 1 | 95 | 95 | 0 | N |  |  | OA | X | 3 | 1960 |  |  | N | Electric Utility | 1 | X | WAT | [12 empty] | 10M
63843 | Ormond Beach Power, LLC | 350 | Ormond Beach | CA | Ventura | 1 | Natural Gas Steam Turbine | ST |  | S | X | X | ORMOND_7_UNIT 1_ | ORMOND1G_7_B1 | 806 | 0.85 | 741 | 741 | 100 | N |  |  | OP | X | 8 | 1971 | 1 | 2024 | N | IPP Non-CHP | 2 | X | NG | [5 empty] | NG |  |  |  | N | N |  | OVER | [20 empty] | N |  |  | N
63843 | Ormond Beach Power, LLC | 350 | Ormond Beach | CA | Ventura | 2 | Natural Gas Steam Turbine | ST |  | S | X | X | ORMOND_7_UNIT 2 | ORMOND2G_7_B1 | 806 | 0.85 | 750 | 750 | 50 | N |  |  | OP | X | 3 | 1973 | 1 | 2024 | N | IPP Non-CHP | 2 | X | NG | [5 empty] | NG |  |  |  | N | N |  | OVER | [20 empty] | N |  |  | N
17609 | Southern California Edison Co | 353 | Poole | CA | Mono | 1 | Conventional Hydroelectric | HY |  | S | X | X |  |  | 11.3 | 0.9 | 11.3 | 11.3 | 0 | N |  |  | OP | X | 5 | 1924 |  |  | N | Electric Utility | 1 | X | WAT | [9 empty] | N |  |  | 10M
17609 | Southern California Edison Co | 354 | Portal | CA | Fresno | 1 | Conventional Hydroelectric | HY |  | S | X | X |  |  | 10.8 | 0.9 | 10.8 | 10.8 | 1.1 | N |  |  | OA | X | 12 | 1956 |  |  | N | Electric Utility | 1 | X | WAT | [12 empty] | 10M
22484 | AES Redondo Beach LLC | 356 | AES Redondo Beach LLC | CA | Los Angeles | 5 | Natural Gas Steam Turbine | ST |  | S | X | X | REDON5G_7_B1 | REDON5G_7_B1 | 163.2 | 1 | 175 | 178.9 | 10 | N |  |  | OP | X | 10 | 1954 | 12 | 2023 | N | IPP Non-CHP | 2 | X | NG | [5 empty] | NG |  |  |  | N | N |  | OVER | [23 empty] | N | N | N
22484 | AES Redondo Beach LLC | 356 | AES Redondo Beach LLC | CA | Los Angeles | 6 | Natural Gas Steam Turbine | ST |  | S | X | X | REDON6G_7_B1 | REDON6G_7_B1 | 163.2 | 1 | 175 | 175 | 10 | N |  |  | OP | X | 7 | 1957 | 12 | 2023 | N | IPP Non-CHP | 2 | X | NG | [5 empty] | NG |  |  |  | N | N |  | OVER | [23 empty] | N | N | N
22484 | AES Redondo Beach LLC | 356 | AES Redondo Beach LLC | CA | Los Angeles | 8 | Natural Gas Steam Turbine | ST |  | S | X | X | REDON8G_7_B1 | REDON8G_7_B1 | 495 | 1 | 480 | 486.9 | 130 | N |  |  | OP | X | 7 | 1967 | 12 | 2023 | N | IPP Non-CHP | 2 | X | NG | [5 empty] | NG |  |  |  | N | N |  | OVER | [23 empty] | N | N | N
17609 | Southern California Edison Co | 357 | Rush Creek | CA | Mono | 1 | Conventional Hydroelectric | HY |  | S | X | X |  |  | 5.9 | 0.9 | 5.9 | 5.9 | 0 | N |  |  | OP | X | 10 | 1916 |  |  | N | Electric Utility | 1 | X | WAT | [9 empty] | N |  |  | 10M
17609 | Southern California Edison Co | 357 | Rush Creek | CA | Mono | 2 | Conventional Hydroelectric | HY |  | S | X | X |  |  | 7.2 | 0.9 | 5.5 | 5.5 | 0 | N |  |  | OP | X | 12 | 1917 |  |  | N | Electric Utility | 1 | X | WAT | [9 empty] | N |  |  | 10M
17609 | Southern California Edison Co | 358 | Mountainview Generating Station | CA | San Bernardino | MV3A | Natural Gas Fired Combined Cycle | CT | 3 | S | X | N |  |  | 164.6 | 0.8 | 156 | 182 | 60 | N |  |  | OP | X | 12 | 2005 |  |  | N | Electric Utility | 1 | X | NG | [9 empty] | N |  |  | 12H | [23 empty] | N
17609 | Southern California Edison Co | 358 | Mountainview Generating Station | CA | San Bernardino | MV3B | Natural Gas Fired Combined Cycle | CT | 3 | S | X | N |  |  | 164.6 | 0.8 | 156 | 182 | 60 | N |  |  | OP | X | 12 | 2005 |  |  | N | Electric Utility | 1 | X | NG | [9 empty] | N |  |  | 12H | [23 empty] | N
17609 | Southern California Edison Co | 358 | Mountainview Generating Station | CA | San Bernardino | MV3C | Natural Gas Fired Combined Cycle | CA | 3 | S | Y | X |  |  | 189.2 | 0.83 | 197 | 191 | 90 | N |  |  | OP | X | 12 | 2005 |  |  | N | Electric Utility | 1 | X | NG | [9 empty] | N |  |  | 12H | [23 empty] | N
17609 | Southern California Edison Co | 358 | Mountainview Generating Station | CA | San Bernardino | MV4A | Natural Gas Fired Combined Cycle | CT | 4 | S | X | N |  |  | 164.6 | 0.8 | 156 | 182 | 60 | N |  |  | OP | X | 1 | 2006 |  |  | N | Electric Utility | 1 | X | NG | [9 empty] | N |  |  | 12H | [23 empty] | N
17609 | Southern California Edison Co | 358 | Mountainview Generating Station | CA | San Bernardino | MV4B | Natural Gas Fired Combined Cycle | CT | 4 | S | X | N |  |  | 164.6 | 0.8 | 156 | 182 | 60 | N |  |  | OP | X | 1 | 2006 |  |  | N | Electric Utility | 1 | X | NG | [9 empty] | N |  |  | 12H | [23 empty] | N
17609 | Southern California Edison Co | 358 | Mountainview Generating Station | CA | San Bernardino | MV4C | Natural Gas Fired Combined Cycle | CA | 4 | S | Y | X |  |  | 189.2 | 0.83 | 197 | 191 | 90 | N |  |  | OP | X | 1 | 2006 |  |  | N | Electric Utility | 1 | X | NG | [9 empty] | N |  |  | 12H | [23 empty] | N
17609 | Southern California Edison Co | 361 | Santa Ana 1 | CA | San Bernardino | 1 | Conventional Hydroelectric | HY |  | S | X | X |  |  | 0.8 | 0.8 | 0.8 | 0.8 | 0 | N |  |  | OP | X | 2 | 1899 |  |  | N | Electric Utility | 1 | X | WAT | [9 empty] | N |  |  | 10M
17609 | Southern California Edison Co | 361 | Santa Ana 1 | CA | San Bernardino | 2 | Conventional Hydroelectric | HY |  | S | X | X |  |  | 0.8 | 0.8 | 0.8 | 0.8 | 0 | N |  |  | OP | X | 2 | 1899 |  |  | N | Electric Utility | 1 | X | WAT | [9 empty] | N |  |  | 10M
17609 | Southern California Edison Co | 361 | Santa Ana 1 | CA | San Bernardino | 3 | Conventional Hydroelectric | HY |  | S | X | X |  |  | 0.8 | 0.8 | 0.8 | 0.8 | 0 | N |  |  | OP | X | 1 | 1899 |  |  | N | Electric Utility | 1 | X | WAT | [9 empty] | N |  |  | 10M
17609 | Southern California Edison Co | 361 | Santa Ana 1 | CA | San Bernardino | 4 | Conventional Hydroelectric | HY |  | S | X | X |  |  | 0.8 | 0.8 | 0.8 | 0.8 | 0 | N |  |  | OP | X | 1 | 1899 |  |  | N | Electric Utility | 1 | X | WAT | [9 empty] | N |  |  | 10M
17609 | Southern California Edison Co | 363 | Santa Ana 3 | CA | San Bernardino | 1 | Conventional Hydroelectric | HY |  | S | X | X |  |  | 3.1 | 0.9 | 3.1 | 3.1 | 0 | N |  |  | OP | X | 9 | 1999 |  |  | N | Electric Utility | 1 | X | WAT | [9 empty] | N |  |  | 10M
17609 | Southern California Edison Co | 365 | Lower Tule River | CA | Tulare | 1 | Conventional Hydroelectric | HY |  | S | X | X |  |  | 1.3 | 0.9 | 1.3 | 1.3 | 0 | N |  |  | OS | X | 9 | 1909 |  |  | N | Electric Utility | 1 | X | WAT | [9 empty] | N |  |  | 10M
17609 | Southern California Edison Co | 365 | Lower Tule River | CA | Tulare | 2 | Conventional Hydroelectric | HY |  | S | X | X |  |  | 1.3 | 0.9 | 1.3 | 1.3 | 0 | N |  |  | OS | X | 9 | 1909 |  |  | N | Electric Utility | 1 | X | WAT | [9 empty] | N |  |  | 10M
5571 | East Bay Municipal Util Dist | 376 | Pardee | CA | Calaveras | 1 | Conventional Hydroelectric | HY |  | S | X | X | Pardeb_6_units |  | 7.5 | 0.8 | 8.9 | 8.9 | 5 | N |  |  | OP | X | 7 | 1930 |  |  | N | Electric Utility | 1 | X | WAT | [9 empty] | N | N |  | 10M
5571 | East Bay Municipal Util Dist | 376 | Pardee | CA | Calaveras | 2 | Conventional Hydroelectric | HY |  | S | X | X | Pardeb_6_units |  | 7.5 | 0.8 | 8.9 | 8.9 | 5 | N |  |  | OP | X | 7 | 1930 |  |  | N | Electric Utility | 1 | X | WAT | [9 empty] | N | N |  | 10M
5571 | East Bay Municipal Util Dist | 376 | Pardee | CA | Calaveras | 3 | Conventional Hydroelectric | HY |  | S | X | X | Pardeb_6_units |  | 8.6 | 0.95 | 9.9 | 9.9 | 5 | N |  |  | OP | X | 6 | 1983 |  |  | N | Electric Utility | 1 | X | WAT | [9 empty] | N | N |  | 10M
7294 | City of Glendale - (CA) | 377 | Grayson | CA | Los Angeles | 1 | Natural Gas Fired Combined Cycle | CA | CC1 | S | N | X |  |  | 20 | 0.85 | 19 | 19 | 1 | N |  |  | OP | X | 7 | 1977 |  |  | N | Electric Utility | 1 | X | NG | [9 empty] | N | N |  | 12H | [23 empty] | N | N | N
7294 | City of Glendale - (CA) | 377 | Grayson | CA | Los Angeles | 2 | Natural Gas Fired Combined Cycle | CA | CC1 | S | N | X |  |  | 20 | 0.85 | 19 | 19 | 1 | N |  |  | OP | X | 7 | 1977 |  |  | N | Electric Utility | 1 | X | NG | [9 empty] | N | N |  | 12H | [23 empty] | N | N | N
7294 | City of Glendale - (CA) | 377 | Grayson | CA | Los Angeles | 3 | Landfill Gas | ST |  | S | X | X |  |  | 23 | 0.85 | 18 | 18 | 7 | N |  |  | OS | X | 12 | 1953 |  |  | N | Electric Utility | 1 | X | LFG | NG |  |  |  |  | NG |  |  |  | N | N |  | 12H | [5 empty] | N | [17 empty] | Y | Y | N
7294 | City of Glendale - (CA) | 377 | Grayson | CA | Los Angeles | 4 | Natural Gas Steam Turbine | ST |  | S | X | X |  |  | 50 | 0.85 | 40 | 40 | 15 | N |  |  | OP | X | 9 | 1959 |  |  | N | Electric Utility | 1 | X | NG | LFG |  |  |  |  | NG |  |  |  | N | N |  | 12H | [23 empty] | Y | Y | N
7294 | City of Glendale - (CA) | 377 | Grayson | CA | Los Angeles | 5 | Natural Gas Steam Turbine | ST |  | S | X | X |  |  | 50 | 0.85 | 40 | 40 | 15 | N |  |  | OP | X | 11 | 1964 |  |  | N | Electric Utility | 1 | X | NG | LFG |  |  |  |  | NG |  |  |  | N | N |  | 12H | [23 empty] | Y | Y | N
7294 | City of Glendale - (CA) | 377 | Grayson | CA | Los Angeles | 8A | Natural Gas Fired Combined Cycle | CT | CC1 | S | X | N |  |  | 25.4 | 0.9 | 26 | 30 | 16 | N |  |  | OP | X | 7 | 1977 |  |  | N | Electric Utility | 1 | X | NG | [5 empty] | NG |  |  |  | N | N |  | 1H | [23 empty] | N | N | N
7294 | City of Glendale - (CA) | 377 | Grayson | CA | Los Angeles | 8BC | Natural Gas Fired Combined Cycle | CT | CC1 | S | X | N |  |  | 55.1 | 0.9 | 46 | 50 | 34 | N |  |  | OP | X | 7 | 1977 |  |  | N | Electric Utility | 1 | X | NG | [5 empty] | NG |  |  |  | N | N |  | 1H | [23 empty] | N | N | N
7294 | City of Glendale - (CA) | 377 | Grayson | CA | Los Angeles | 9 | Natural Gas Fired Combustion Turbine | GT |  | S | X | X |  |  | 57.4 | 0.85 | 48 | 48 | 25 | N |  |  | OP | X | 1 | 2004 |  |  | N | Electric Utility | 1 | X | NG | [5 empty] | NG |  |  |  | N | N |  | 10M | [23 empty] | N | N | N
16612 | City & County of San Francisco | 380 | Dion R Holm | CA | Tuolumne | 1 | Conventional Hydroelectric | HY |  | S | X | X | INTKEP_2_UNITS-APND | INTKEP_2_UNITS | 78.4 | 0.95 | 78.4 | 78.4 | 0 | N |  |  | OP | X | 8 | 1960 |  |  | N | Electric Utility | 1 | X | WAT | [9 empty] | N | N |  | 1H | [23 empty] | N
16612 | City & County of San Francisco | 380 | Dion R Holm | CA | Tuolumne | 2 | Conventional Hydroelectric | HY |  | S | X | X | INTKEP_2_UNITS-APND | INTKEP_2_UNITS | 78.4 | 0.95 | 78.4 | 78.4 | 0 | N |  |  | OP | X | 8 | 1960 |  |  | N | Electric Utility | 1 | X | WAT | [9 empty] | N | N |  | 1H | [23 empty] | N
16612 | City & County of San Francisco | 381 | Moccasin | CA | Tuolumne | 1 | Conventional Hydroelectric | HY |  | S | X | X | INTKEP_2_UNITS-APND | INTKEP_2_UNITS | 50 | 0.9 | 50 | 50 | 0 | N |  |  | OP | X | 8 | 1969 |  |  | N | Electric Utility | 1 | X | WAT | [9 empty] | N | N |  | 1H | [23 empty] | N
16612 | City & County of San Francisco | 381 | Moccasin | CA | Tuolumne | 2 | Conventional Hydroelectric | HY |  | S | X | X | INTKEP_2_UNITS-APND | INTKEP_2_UNITS | 50 | 0.9 | 50 | 50 | 0 | N |  |  | OP | X | 9 | 1969 |  |  | N | Electric Utility | 1 | X | WAT | [9 empty] | N | N |  | 1H | [23 empty] | N
16612 | City & County of San Francisco | 382 | R C Kirkwood | CA | Tuolumne | 1 | Conventional Hydroelectric | HY |  | S | X | X | INTKEP_2_UNITS-APND | INTKEP_2_UNITS | 39.5 | 0.95 | 39.5 | 39.5 | 0 | N |  |  | OP | X | 2 | 1967 |  |  | N | Electric Utility | 1 | X | WAT | [9 empty] | N | N |  | 1H | [23 empty] | N
16612 | City & County of San Francisco | 382 | R C Kirkwood | CA | Tuolumne | 2 | Conventional Hydroelectric | HY |  | S | X | X | INTKEP_2_UNITS-APND | INTKEP_2_UNITS | 39.5 | 0.95 | 39.5 | 39.5 | 0 | N |  |  | OP | X | 2 | 1967 |  |  | N | Electric Utility | 1 | X | WAT | [9 empty] | N | N |  | 1H | [23 empty] | N
16612 | City & County of San Francisco | 382 | R C Kirkwood | CA | Tuolumne | 3 | Conventional Hydroelectric | HY |  | S | X | X | INTKEP_2_UNITS-APND | INTKEP_2_UNITS | 36.5 | 0.9 | 36.5 | 36.5 | 0 | N |  |  | OP | X | 9 | 1987 |  |  | N | Electric Utility | 1 | X | WAT | [9 empty] | N | N |  | 1H | [23 empty] | N
9216 | Imperial Irrigation District | 385 | Drop 2 (CA) | CA | Imperial | 1 | Conventional Hydroelectric | HY |  | S | X | X |  |  | 5 | 0.8 | 4.9 | 2.5 | 0.7 | N |  |  | OP | X | 12 | 1953 |  |  | N | Electric Utility | 1 | X | WAT | [9 empty] | N | N |  | 1H | [23 empty] | N
9216 | Imperial Irrigation District | 385 | Drop 2 (CA) | CA | Imperial | 2 | Conventional Hydroelectric | HY |  | S | X | X |  |  | 5 | 0.8 | 4.9 | 2.5 | 0.7 | N |  |  | OP | X | 12 | 1953 |  |  | N | Electric Utility | 1 | X | WAT | [9 empty] | N | N |  | 1H | [23 empty] | N
9216 | Imperial Irrigation District | 386 | Drop 3 (CA) | CA | Imperial | 1 | Conventional Hydroelectric | HY |  | S | X | X |  |  | 4.8 | 0.8 | 2.7 | 2.7 | 1 | N |  |  | OP | X | 2 | 1941 |  |  | N | Electric Utility | 1 | X | WAT | [12 empty] | 1H | [23 empty] | N
9216 | Imperial Irrigation District | 386 | Drop 3 (CA) | CA | Imperial | 2 | Conventional Hydroelectric | HY |  | S | X | X |  |  | 4.4 | 0.8 | 4.6 | 4.6 | 1 | N |  |  | OP | X | 11 | 1966 |  |  | N | Electric Utility | 1 | X | WAT | [12 empty] | 1H | [23 empty] | N
9216 | Imperial Irrigation District | 387 | Drop 4 | CA | Imperial | 1 | Conventional Hydroelectric | HY |  | S | X | X |  |  | 10 | 0.8 | 8.1 | 10.8 | 0.6 | N |  |  | OP | X | 8 | 1950 |  |  | N | Electric Utility | 1 | X | WAT | [12 empty] | 1H | [23 empty] | N
9216 | Imperial Irrigation District | 387 | Drop 4 | CA | Imperial | 2 | Conventional Hydroelectric | HY |  | S | X | X |  |  | 9.6 | 0.8 | 11 | 10 | 1 | N |  |  | OP | X | 2 | 1941 |  |  | N | Electric Utility | 1 | X | WAT | [12 empty] | 1H | [23 empty] | N
9216 | Imperial Irrigation District | 388 | Pilot Knob | CA | Imperial | 1 | Conventional Hydroelectric | HY |  | S | X | X |  |  | 16.5 | 0.8 |  | 10.4 | 0.7 | N |  |  | OP | X | 1 | 1957 |  |  | N | Electric Utility | 1 | X | WAT | [12 empty] | 1H | [23 empty] | N
9216 | Imperial Irrigation District | 388 | Pilot Knob | CA | Imperial | 2 | Conventional Hydroelectric | HY |  | S | X | X |  |  | 16.5 | 0.8 |  | 7.7 | 0.7 | N |  |  | OP | X | 1 | 1957 |  |  | N | Electric Utility | 1 | X | WAT | [12 empty] | 1H | [23 empty] | N
9216 | Imperial Irrigation District | 389 | El Centro Hybrid | CA | Imperial | 2 | Natural Gas Fired Combined Cycle | CA | STM2 | S | N | X |  |  | 34.5 | 0.85 | 32.5 | 32.5 | 22 | N |  |  | OP | X | 8 | 1952 |  |  | N | Electric Utility | 1 | X | NG | [9 empty] | N | N |  | 12H | [23 empty] | N | N | N
9216 | Imperial Irrigation District | 389 | El Centro Hybrid | CA | Imperial | 2A | Natural Gas Fired Combined Cycle | CT | STM2 | S | X | N |  |  | 89.9 | 0.85 | 73 | 73 | 48 | N |  |  | OP | X | 6 | 1993 |  |  | N | Electric Utility | 1 | X | NG | DFO |  |  |  |  | NG | DFO |  |  | N | N |  | 12H | [23 empty] | Y | Y | Y
9216 | Imperial Irrigation District | 389 | El Centro Hybrid | CA | Imperial | 30 | Natural Gas Fired Combined Cycle | CA | STM3 | S | Y | X |  |  | 65.9 | 0.85 | 42 | 53 | 28 | N |  |  | OP | X | 10 | 2012 |  |  | N | Electric Utility | 1 | X | NG | [5 empty] | NG |  |  |  | N | N |  | 12H | [23 empty] | N | N | N
9216 | Imperial Irrigation District | 389 | El Centro Hybrid | CA | Imperial | 31 | Natural Gas Fired Combined Cycle | CT | STM3 | S | X | N |  |  | 43.2 | 0.8 | 39 | 46 | 24 | N |  |  | OP | X | 10 | 2012 |  |  | N | Electric Utility | 1 | X | NG | [5 empty] | NG |  |  |  | N | N |  | 12H | [23 empty] | N | N | N
9216 | Imperial Irrigation District | 389 | El Centro Hybrid | CA | Imperial | 32 | Natural Gas Fired Combined Cycle | CT | STM3 | S | X | N |  |  | 43.2 | 0.8 | 39 | 46 | 24 | N |  |  | OP | X | 10 | 2012 |  |  | N | Electric Utility | 1 | X | NG | [5 empty] | NG |  |  |  | N | N |  | 12H | [23 empty] | N | N | N
9216 | Imperial Irrigation District | 389 | El Centro Hybrid | CA | Imperial | 4 | Natural Gas Steam Turbine | ST |  | S | X | X |  |  | 81.6 | 0.85 | 67.6 | 72 | 20 | N |  |  | OP | X | 8 | 1968 |  |  | N | Electric Utility | 1 | X | NG | RFO |  |  |  |  | NG | RFO |  |  | N | N |  | 12H | [23 empty] | Y | Y | Y
9216 | Imperial Irrigation District | 389 | El Centro Hybrid | CA | Imperial | BESS | Batteries | BA |  | S | X | X |  |  | 30 |  | 18.9 | 29 | 0 | N |  |  | OP | X | 10 | 2016 |  |  | N | Electric Utility | 1 | X | MWH | [9 empty] | N | N |  | 10M | [23 empty] | N
11208 | Los Angeles Department of Water & Power | 391 | Big Pine Creek | CA | Inyo | 1 | Conventional Hydroelectric | HY |  | S | X | X | none | none | 3.2 | 0.8 | 3 | 3 | 0.3 | N |  |  | OP | X | 7 | 1925 |  |  | N | Electric Utility | 1 | X | WAT | [9 empty] | N | N |  | 12H | [20 empty] | N |  |  | N
11208 | Los Angeles Department of Water & Power | 392 | Castaic | CA | Los Angeles | 1 | Hydroelectric Pumped Storage | PS |  | S | X | X | none | none | 271 | 0.943 | 270.5 | 270.5 | 10 | N |  |  | OP | X | 9 | 1973 |  |  | N | Electric Utility | 1 | X | WAT | [9 empty] | N | N |  | 10M | [20 empty] | N |  |  | N
11208 | Los Angeles Department of Water & Power | 392 | Castaic | CA | Los Angeles | 2 | Hydroelectric Pumped Storage | PS |  | S | X | X | none | none | 271 | 0.943 | 270.5 | 270.5 | 10 | N |  |  | OP | X | 7 | 1974 |  |  | N | Electric Utility | 1 | X | WAT | [9 empty] | N | N |  | 10M | [20 empty] | N |  |  | N
11208 | Los Angeles Department of Water & Power | 392 | Castaic | CA | Los Angeles | 3 | Hydroelectric Pumped Storage | PS |  | S | X | X | none | none | 271 | 0.943 | 270.5 | 270.5 | 10 | N |  |  | OP | X | 7 | 1976 |  |  | N | Electric Utility | 1 | X | WAT | [9 empty] | N | N |  | 10M | [20 empty] | N |  |  | N
11208 | Los Angeles Department of Water & Power | 392 | Castaic | CA | Los Angeles | 4 | Hydroelectric Pumped Storage | PS |  | S | X | X | none | none | 271 | 0.943 | 270.5 | 270.5 | 10 | N |  |  | OP | X | 6 | 1977 |  |  | N | Electric Utility | 1 | X | WAT | [9 empty] | N | N |  | 10M | [20 empty] | N |  |  | N
11208 | Los Angeles Department of Water & Power | 392 | Castaic | CA | Los Angeles | 5 | Hydroelectric Pumped Storage | PS |  | S | X | X | none | none | 271 | 0.943 | 270.5 | 270.5 | 10 | N |  |  | OP | X | 12 | 1977 |  |  | N | Electric Utility | 1 | X | WAT | [9 empty] | N | N |  | 10M | [20 empty] | N |  |  | N
11208 | Los Angeles Department of Water & Power | 392 | Castaic | CA | Los Angeles | 6 | Hydroelectric Pumped Storage | PS |  | S | X | X | none | none | 271 | 0.943 | 270.5 | 270.5 | 10 | N |  |  | OP | X | 8 | 1978 |  |  | N | Electric Utility | 1 | X | WAT | [9 empty] | N | N |  | 10M | [20 empty] | N |  |  | N
11208 | Los Angeles Department of Water & Power | 392 | Castaic | CA | Los Angeles | 7 | Conventional Hydroelectric | HY |  | S | X | X | none | none | 56 | 0.8 | 51.5 | 51.5 | 2 | N |  |  | OP | X | 1 | 1972 |  |  | N | Electric Utility | 1 | X | WAT | [9 empty] | N | N |  | 10M | [20 empty] | N |  |  | N
11208 | Los Angeles Department of Water & Power | 393 | Control Gorge | CA | Inyo | 1 | Conventional Hydroelectric | HY |  | S | X | X | none | none | 37.5 | 1 | 37.5 | 37.5 | 0.5 | N |  |  | OP | X | 4 | 1952 |  |  | N | Electric Utility | 1 | X | WAT | [9 empty] | N | N |  | 1H | [20 empty] | N |  |  | N
11208 | Los Angeles Department of Water & Power | 394 | Cottonwood | CA | Inyo | 1 | Conventional Hydroelectric | HY |  | S | X | X | none | none | 0.8 | 0.8 | 1.2 | 1.2 | 0.1 | N |  |  | OP | X | 11 | 1908 |  |  | N | Electric Utility | 1 | X | WAT | [9 empty] | N | N |  | 1H | [20 empty] | N |  |  | N |  | N
11208 | Los Angeles Department of Water & Power | 394 | Cottonwood | CA | Inyo | 2 | Conventional Hydroelectric | HY |  | S | X | X | none | none | 0.8 | 0.8 | 1.2 | 1.2 | 0.1 | N |  |  | OP | X | 10 | 1909 |  |  | N | Electric Utility | 1 | X | WAT | [9 empty] | N | N |  | 1H | [20 empty] | N |  |  | N |  | N
11208 | Los Angeles Department of Water & Power | 396 | Foothill | CA | Los Angeles | 1 | Conventional Hydroelectric | HY |  | S | X | X | none | none | 10.1 | 0.8 | 8.6 | 8.6 | 0.1 | N |  |  | OP | X | 10 | 1971 |  |  | N | Electric Utility | 1 | X | WAT | [9 empty] | N | N |  | 10M | [20 empty] | N |  |  | N |  | N
11208 | Los Angeles Department of Water & Power | 397 | Franklin (CA) | CA | Los Angeles | 1 | Conventional Hydroelectric | HY |  | S | X | X | none | none | 2 | 0.8 | 2 | 2 | 0.1 | N |  |  | OP | X | 6 | 1921 |  |  | N | Electric Utility | 1 | X | WAT | [9 empty] | N | N |  | 10M | [20 empty] | N |  |  | N
11208 | Los Angeles Department of Water & Power | 398 | Haiwee | CA | Inyo | 1 | Conventional Hydroelectric | HY |  | S | X | X | none | none | 2.8 | 0.8 | 2.5 | 2.5 | 0.5 | N |  |  | OP | X | 7 | 1927 |  |  | N | Electric Utility | 1 | X | WAT | [9 empty] | N | N |  | 1H | [20 empty] | N |  |  | N |  | N
11208 | Los Angeles Department of Water & Power | 398 | Haiwee | CA | Inyo | 2 | Conventional Hydroelectric | HY |  | S | X | X | none | none | 2.8 | 0.8 | 2.5 | 2.5 | 0.5 | N |  |  | OP | X | 7 | 1927 |  |  | N | Electric Utility | 1 | X | WAT | [9 empty] | N | N |  | 1H | [20 empty] | N |  |  | N |  | N
11208 | Los Angeles Department of Water & Power | 399 | Harbor | CA | Los Angeles | 10A | Natural Gas Fired Combined Cycle | CT | CC1 | S | X | N | none | none | 85.3 | 0.85 | 73 | 73 | 36 | N |  |  | OP | X | 1 | 1995 |  |  | N | Electric Utility | 1 | X | NG | DFO | [8 empty] | N | N |  | 12H | [20 empty] | N |  |  | Y | Y | Y
11208 | Los Angeles Department of Water & Power | 399 | Harbor | CA | Los Angeles | 10B | Natural Gas Fired Combined Cycle | CT | CC1 | S | X | N | none | none | 85.3 | 0.85 | 73 | 73 | 36 | N |  |  | OP | X | 1 | 1995 |  |  | N | Electric Utility | 1 | X | NG | DFO | [8 empty] | N | N |  | 12H | [20 empty] | N |  |  | Y | Y | Y
11208 | Los Angeles Department of Water & Power | 399 | Harbor | CA | Los Angeles | 5 | Natural Gas Fired Combined Cycle | CA | CC1 | S | N | X | none | none | 75 | 0.8 | 56 | 60 | 17 | N |  |  | OP | X | 1 | 1995 |  |  | N | Electric Utility | 1 | X | NG | DFO |  |  |  |  | NG |  |  |  | N | N |  | 12H | [20 empty] | N |  |  | Y | Y | N
11208 | Los Angeles Department of Water & Power | 399 | Harbor | CA | Los Angeles | GT10 | Natural Gas Fired Combustion Turbine | GT |  | S | X | X | none | none | 60.5 | 0.85 | 47.4 | 47.4 | 15 | N |  |  | OP | X | 1 | 2002 |  |  | N | Electric Utility | 1 | X | NG | DFO | [8 empty] | N | N |  | 1H | [20 empty] | N |  |  | Y | Y | Y
11208 | Los Angeles Department of Water & Power | 399 | Harbor | CA | Los Angeles | GT11 | Natural Gas Fired Combustion Turbine | GT |  | S | X | X | none | none | 60.5 | 0.85 | 47.4 | 47.4 | 15 | N |  |  | OP | X | 1 | 2002 |  |  | N | Electric Utility | 1 | X | NG | DFO | [8 empty] | N | N |  | 1H | [20 empty] | N |  |  | Y | Y | Y
11208 | Los Angeles Department of Water & Power | 399 | Harbor | CA | Los Angeles | GT12 | Natural Gas Fired Combustion Turbine | GT |  | S | X | X | none | none | 60.5 | 0.85 | 47.4 | 47.4 | 15 | N |  |  | OP | X | 1 | 2002 |  |  | N | Electric Utility | 1 | X | NG | DFO | [8 empty] | N | N |  | 1H | [20 empty] | N |  |  | Y | Y | Y
11208 | Los Angeles Department of Water & Power | 399 | Harbor | CA | Los Angeles | GT13 | Natural Gas Fired Combustion Turbine | GT |  | S | X | X | none | none | 60.5 | 0.85 | 47.4 | 47.4 | 15 | N |  |  | OP | X | 1 | 2002 |  |  | N | Electric Utility | 1 | X | NG | DFO | [8 empty] | N | N |  | 1H | [20 empty] | N |  |  | Y | Y | Y
11208 | Los Angeles Department of Water & Power | 399 | Harbor | CA | Los Angeles | GT14 | Natural Gas Fired Combustion Turbine | GT |  | S | X | X | none | none | 60.5 | 0.85 | 47.4 | 47.4 | 15 | N |  |  | OP | X | 1 | 2002 |  |  | N | Electric Utility | 1 | X | NG | DFO | [8 empty] | N | N |  | 1H | [20 empty] | N |  |  | Y | Y | Y
11208 | Los Angeles Department of Water & Power | 400 | Haynes | CA | Los Angeles | 1 | Natural Gas Steam Turbine | ST |  | S | X | X | none | none | 230 | 0.85 | 222 | 222 | 50 | N |  |  | OP | X | 9 | 1962 |  |  | N | Electric Utility | 1 | X | NG | [5 empty] | NG |  |  |  | N | N |  | OVER | [20 empty] | N |  |  | Y | Y | N
11208 | Los Angeles Department of Water & Power | 400 | Haynes | CA | Los Angeles | 10 | Natural Gas Fired Combined Cycle | CT | CC1 | S | X | N | none | none | 182.8 | 0.85 | 162.5 | 162.5 | 105 | N |  |  | OP | X | 1 | 2005 |  |  | N | Electric Utility | 1 | X | NG | DFO | [8 empty] | N | N |  | 12H | [20 empty] | N |  |  | Y | Y | Y
11208 | Los Angeles Department of Water & Power | 400 | Haynes | CA | Los Angeles | 11 | Natural Gas Fired Combustion Turbine | GT |  | S | X | X | none | none | 108.2 | 0.85 | 99.4 | 99.4 | 52 | N |  |  | OP | X | 6 | 2013 |  |  | N | Electric Utility | 1 | X | NG | [9 empty] | N | N |  | 10M | [20 empty] | N |  |  | Y | Y | N
11208 | Los Angeles Department of Water & Power | 400 | Haynes | CA | Los Angeles | 12 | Natural Gas Fired Combustion Turbine | GT |  | S | X | X | none | none | 108.2 | 0.85 | 99.4 | 99.4 | 52 | N |  |  | OP | X | 6 | 2013 |  |  | N | Electric Utility | 1 | X | NG | [9 empty] | N | N |  | 10M | [20 empty] | N |  |  | Y | Y | N
11208 | Los Angeles Department of Water & Power | 400 | Haynes | CA | Los Angeles | 13 | Natural Gas Fired Combustion Turbine | GT |  | S | X | X | none | none | 108.2 | 0.85 | 99.4 | 99.4 | 52 | N |  |  | OP | X | 6 | 2013 |  |  | N | Electric Utility | 1 | X | NG | [9 empty] | N | N |  | 10M | [20 empty] | N |  |  | Y | Y | N
11208 | Los Angeles Department of Water & Power | 400 | Haynes | CA | Los Angeles | 14 | Natural Gas Fired Combustion Turbine | GT |  | S | X | X | none | none | 108.2 | 0.85 | 99.4 | 99.4 | 52 | N |  |  | OP | X | 6 | 2013 |  |  | N | Electric Utility | 1 | X | NG | [9 empty] | N | N |  | 10M | [20 empty] | N |  |  | Y | Y | N
11208 | Los Angeles Department of Water & Power | 400 | Haynes | CA | Los Angeles | 15 | Natural Gas Fired Combustion Turbine | GT |  | S | X | X | none | none | 108.2 | 0.85 | 99.4 | 99.4 | 52 | N |  |  | OP | X | 6 | 2013 |  |  | N | Electric Utility | 1 | X | NG | [9 empty] | N | N |  | 10M | [20 empty] | N |  |  | Y | Y | N
11208 | Los Angeles Department of Water & Power | 400 | Haynes | CA | Los Angeles | 16 | Natural Gas Fired Combustion Turbine | GT |  | S | X | X | none | none | 108.2 | 0.85 | 99.4 | 99.4 | 52 | N |  |  | OP | X | 6 | 2013 |  |  | N | Electric Utility | 1 | X | NG | [9 empty] | N | N |  | 10M | [20 empty] | N |  |  | Y | Y | N
11208 | Los Angeles Department of Water & Power | 400 | Haynes | CA | Los Angeles | 2 | Natural Gas Steam Turbine | ST |  | S | X | X | none | none | 230 | 0.85 | 222 | 222 | 50 | N |  |  | OP | X | 4 | 1963 |  |  | N | Electric Utility | 1 | X | NG | [5 empty] | NG |  |  |  | N | N |  | OVER | [20 empty] | N |  |  | Y | Y | N
11208 | Los Angeles Department of Water & Power | 400 | Haynes | CA | Los Angeles | 8 | Natural Gas Fired Combined Cycle | CA | CC1 | S | Y | X | none | none | 264.3 | 0.85 | 235 | 250 | 73 | N |  |  | OP | X | 1 | 2005 |  |  | N | Electric Utility | 1 | X | NG | DFO |  |  |  |  | NG |  |  |  | N | N |  | 12H | [20 empty] | N |  |  | N | N | N
11208 | Los Angeles Department of Water & Power | 400 | Haynes | CA | Los Angeles | 9 | Natural Gas Fired Combined Cycle | CT | CC1 | S | X | N | none | none | 182.8 | 0.85 | 162.5 | 162.5 | 105 | N |  |  | OP | X | 1 | 2005 |  |  | N | Electric Utility | 1 | X | NG | DFO | [8 empty] | N | N |  | 12H | [20 empty] | N |  |  | Y | Y | Y
11208 | Los Angeles Department of Water & Power | 401 | Middle Gorge | CA | Mono | 1 | Conventional Hydroelectric | HY |  | S | X | X | none | none | 37.5 | 1 | 37.5 | 37.5 | 0.5 | N |  |  | OP | X | 5 | 1952 |  |  | N | Electric Utility | 1 | X | WAT | [9 empty] | N | N |  | 1H | [20 empty] | N |  |  | N
11208 | Los Angeles Department of Water & Power | 402 | Pleasant Valley Hydro | CA | Inyo | 1 | Conventional Hydroelectric | HY |  | S | X | X | none | none | 3.2 | 0.8 | 2.7 | 2.7 | 0.3 | N |  |  | OP | X | 2 | 1958 |  |  | N | Electric Utility | 1 | X | WAT | [9 empty] | N | N |  | 1H | [20 empty] | N |  |  | N
11208 | Los Angeles Department of Water & Power | 403 | San Fernando | CA | Los Angeles | 1 | Conventional Hydroelectric | HY |  | S | X | X | none | none | 2.8 | 0.8 | 3.2 | 3.2 | 0.1 | N |  |  | OP | X | 10 | 1922 |  |  | N | Electric Utility | 1 | X | WAT | [9 empty] | N | N |  | 10M | [20 empty] | N |  |  | N
11208 | Los Angeles Department of Water & Power | 403 | San Fernando | CA | Los Angeles | 2 | Conventional Hydroelectric | HY |  | S | X | X | none | none | 2.8 | 0.8 | 2.9 | 2.9 | 0.1 | N |  |  | OP | X | 10 | 1922 |  |  | N | Electric Utility | 1 | X | WAT | [9 empty] | N | N |  | 10M | [20 empty] | N |  |  | N
11208 | Los Angeles Department of Water & Power | 404 | Scattergood | CA | Los Angeles | 1 | Natural Gas Steam Turbine | ST |  | S | X | X | none | none | 163.2 | 0.85 | 111.8 | 111.8 | 40 | N |  |  | OP | X | 12 | 1958 | 12 | 2024 | N | Electric Utility | 1 | X | NG | [5 empty] | NG |  |  |  | N | N |  | OVER | [20 empty] | N |  |  | N | N | N
11208 | Los Angeles Department of Water & Power | 404 | Scattergood | CA | Los Angeles | 2 | Natural Gas Steam Turbine | ST |  | S | X | X | none | none | 163.2 | 0.85 | 156.3 | 156.3 | 40 | N |  |  | OP | X | 7 | 1959 | 12 | 2024 | N | Electric Utility | 1 | X | NG | [5 empty] | NG |  |  |  | N | N |  | OVER | [20 empty] | N |  |  | N | N | N
11208 | Los Angeles Department of Water & Power | 404 | Scattergood | CA | Los Angeles | 4 | Natural Gas Fired Combined Cycle | CT | CC1 | S | X | N | none | none | 216.9 | 0.85 | 204 | 204 | 75 | N |  |  | OP | X | 10 | 2015 |  |  | N | Electric Utility | 1 | X | NG | [9 empty] | N | N |  | 12H | [20 empty] | N |  |  | N | N | N
11208 | Los Angeles Department of Water & Power | 404 | Scattergood | CA | Los Angeles | 5 | Natural Gas Fired Combined Cycle | CA | CC1 | S | N | X | none | none | 118.9 | 0.85 | 107 | 107 | 65 | N |  |  | OP | X | 11 | 2015 |  |  | N | Electric Utility | 1 | X | NG | [5 empty] | NG |  |  |  | N | N |  | 12H | [20 empty] | N |  |  | N | N | N
11208 | Los Angeles Department of Water & Power | 404 | Scattergood | CA | Los Angeles | 6 | Natural Gas Fired Combustion Turbine | GT |  | S | X | X | none | none | 106.9 | 0.85 | 102 | 102 | 25 | N |  |  | OP | X | 8 | 2015 |  |  | N | Electric Utility | 1 | X | NG | [9 empty] | N | N |  | 1H | [20 empty] | N |  |  | N | N | N
11208 | Los Angeles Department of Water & Power | 404 | Scattergood | CA | Los Angeles | 7 | Natural Gas Fired Combustion Turbine | GT |  | S | X | X | none | none | 106.9 | 0.85 | 102 | 102 | 25 | N |  |  | OP | X | 9 | 2015 |  |  | N | Electric Utility | 1 | X | NG | [9 empty] | N | N |  | 1H | [20 empty] | N |  |  | N | N | N
11208 | Los Angeles Department of Water & Power | 407 | Upper Gorge | CA | Mono | 1 | Conventional Hydroelectric | HY |  | S | X | X | none | none | 37.5 | 1 | 36.5 | 36.5 | 0.5 | N |  |  | OP | X | 6 | 1953 |  |  | N | Electric Utility | 1 | X | WAT | [9 empty] | N | N |  | 1H | [20 empty] | N |  |  | N
11208 | Los Angeles Department of Water & Power | 408 | Valley (CA) | CA | Los Angeles | 5 | Natural Gas Fired Combustion Turbine | GT |  | S | X | X | none | none | 60.5 | 0.85 | 43 | 43 | 15 | N |  |  | OP | X | 8 | 2001 |  |  | N | Electric Utility | 1 | X | NG | DFO | [8 empty] | N | N |  | 1H | [20 empty] | N |  |  | Y | Y | Y
11208 | Los Angeles Department of Water & Power | 408 | Valley (CA) | CA | Los Angeles | 6 | Natural Gas Fired Combined Cycle | CT | CC1 | S | X | N | none | none | 182.8 | 0.85 | 162 | 162 | 100 | N |  |  | OP | X | 9 | 2003 |  |  | N | Electric Utility | 1 | X | NG | DFO | [8 empty] | N | N |  | 12H | [20 empty] | N |  |  | Y | Y | Y
11208 | Los Angeles Department of Water & Power | 408 | Valley (CA) | CA | Los Angeles | 7 | Natural Gas Fired Combined Cycle | CT | CC1 | S | X | N | none | none | 182.8 | 0.85 | 162 | 162 | 100 | N |  |  | OP | X | 9 | 2003 |  |  | N | Electric Utility | 1 | X | NG | DFO | [8 empty] | N | N |  | 12H | [20 empty] | N |  |  | Y | Y | Y
11208 | Los Angeles Department of Water & Power | 408 | Valley (CA) | CA | Los Angeles | 8 | Natural Gas Fired Combined Cycle | CA | CC1 | S | Y | X | none | none | 264.4 | 0.85 | 209 | 209 | 62 | N |  |  | OP | X | 11 | 2003 |  |  | N | Electric Utility | 1 | X | NG | [5 empty] | NG |  |  |  | N | N |  | 12H | [20 empty] | N |  |  | N | N | N
12312 | Merced Irrigation District | 409 | Exchequer | CA | Mariposa | 1 | Conventional Hydroelectric | HY |  | S | X | X | POD_EXCHEC_7_UNIT 1-APND |  | 94.5 | 0.9 | 94.5 | 94.5 | 0.1 | N |  |  | OP | X | 7 | 1967 |  |  | N | IPP Non-CHP | 2 | X | WAT | [9 empty] | N |  |  | 10M | [23 empty] | N
12312 | Merced Irrigation District | 410 | McSwain | CA | Mariposa | 1 | Conventional Hydroelectric | HY |  | S | X | X | MCSWAIN_6_N001 |  | 9 | 0.9 | 9 | 9 | 0.1 | N |  |  | OP | X | 7 | 1967 |  |  | N | IPP Non-CHP | 2 | X | WAT | [9 empty] | N |  |  | 10M | [23 empty] | N
13402 | Nevada Irrigation District | 412 | Chicago Park | CA | Nevada | 2P | Conventional Hydroelectric | HY |  | S | X | X |  |  | 44 | 0.99 | 44 | 44 | 5 | N |  |  | OP | X | 11 | 1965 |  |  | N | IPP Non-CHP | 2 | X | WAT | [9 empty] | N | N | 0 | 12H | [23 empty] | N
13402 | Nevada Irrigation District | 413 | Dutch Flat 2 | CA | Nevada | 3P | Conventional Hydroelectric | HY |  | S | X | X |  |  | 27.3 | 0.99 | 27.3 | 27.3 | 5 | N |  |  | OP | X | 11 | 1965 |  |  | N | IPP Non-CHP | 2 | X | WAT | [9 empty] | N | N | 0 | 12H | [23 empty] | N
13935 | Oakdale&South San Joaquin Irrigation D. | 414 | Beardsley | CA | Tuolumne | 1 | Conventional Hydroelectric | HY |  | S | X | X |  |  | 10 | 0.9 | 11 | 8.5 | 1 | N |  |  | OP | X | 5 | 1957 |  |  | N | IPP Non-CHP | 2 | X | WAT | [9 empty] | N | N |  | 1H | [23 empty] | N
13935 | Oakdale&South San Joaquin Irrigation D. | 415 | Donnells | CA | Tuolumne | H1 | Conventional Hydroelectric | HY |  | S | X | X |  |  | 72 | 0.9 | 72 | 61.2 | 5 | N |  |  | OP | X | 6 | 1957 |  |  | N | IPP Non-CHP | 2 | X | WAT | [9 empty] | N | N |  | 1H | [23 empty] | N
13935 | Oakdale&South San Joaquin Irrigation D. | 416 | Tulloch | CA | Tuolumne | 1 | Conventional Hydroelectric | HY |  | S | X | X |  |  | 11.7 | 0.9 | 9 | 8 | 1 | N |  |  | OP | X | 6 | 1958 |  |  | N | IPP Non-CHP | 2 | X | WAT | [9 empty] | N | N |  | 1H | [23 empty] | N
13935 | Oakdale&South San Joaquin Irrigation D. | 416 | Tulloch | CA | Tuolumne | 2 | Conventional Hydroelectric | HY |  | S | X | X |  |  | 11.7 | 0.9 | 10 | 8.5 | 1 | N |  |  | OP | X | 6 | 1958 |  |  | N | IPP Non-CHP | 2 | X | WAT | [9 empty] | N | N |  | 1H | [23 empty] | N
13935 | Oakdale&South San Joaquin Irrigation D. | 416 | Tulloch | CA | Tuolumne | 3 | Conventional Hydroelectric | HY |  | S | X | X |  |  | 6.5 | 0.9 | 6.5 | 6 | 1 | N |  |  | OP | X | 3 | 2012 |  |  | N | IPP Non-CHP | 2 | X | WAT | [9 empty] | N | N |  | 1H | [23 empty] | N
14191 | South Feather Water and Power Agency | 417 | Forbestown | CA | Butte | 1 | Conventional Hydroelectric | HY |  | S | X | X |  |  | 41.9 | 0.9 | 37.5 | 37.5 | 0 | N |  |  | OP | X | 10 | 1963 |  |  | N | Electric Utility | 1 | X | WAT | [9 empty] | N | N |  | 10M | [20 empty] | N |  |  | N
14191 | South Feather Water and Power Agency | 418 | Kelly Ridge | CA | Butte | 1 | Conventional Hydroelectric | HY |  | S | X | X |  |  | 10 | 0.9 | 10 | 10 | 0 | N |  |  | OP | X | 9 | 1963 |  |  | N | Electric Utility | 1 | X | WAT | [9 empty] | N | N |  | 10M | [20 empty] | N |  |  | N
14191 | South Feather Water and Power Agency | 419 | Woodleaf | CA | Butte | 1 | Conventional Hydroelectric | HY |  | S | X | X |  |  | 67.2 | 0.9 | 60 | 60 | 0 | N |  |  | OP | X | 11 | 1963 |  |  | N | Electric Utility | 1 | X | WAT | [9 empty] | N | N |  | 10M | [20 empty] | N |  |  | N
14534 | City of Pasadena - (CA) | 422 | Glenarm | CA | Los Angeles | GT1 | Natural Gas Fired Combustion Turbine | GT |  | S | X | X | Unit 1 | Unit 1 | 28.8 | 0.85 | 28.6 | 28.6 | 16 | N |  |  | OP | X | 1 | 1976 |  |  | N | Electric Utility | 1 | X | NG | [9 empty] | N | N |  | 10M | [23 empty] | N | N | N
14534 | City of Pasadena - (CA) | 422 | Glenarm | CA | Los Angeles | GT2 | Natural Gas Fired Combustion Turbine | GT |  | S | X | X | Unit 2 | Unit 2 | 28.8 | 0.85 | 28.6 | 28.6 | 16 | N |  |  | OA | X | 1 | 1976 |  |  | N | Electric Utility | 1 | X | NG | [9 empty] | N | N |  | 10M | [23 empty] | N | N | N
14534 | City of Pasadena - (CA) | 422 | Glenarm | CA | Los Angeles | GT3 | Natural Gas Fired Combustion Turbine | GT |  | S | X | X | Unit 3 | Unit 3 | 60.5 | 0.85 | 47.2 | 47.2 | 15.4 | N |  |  | OP | X | 1 | 2004 |  |  | N | Electric Utility | 1 | X | NG | [9 empty] | N | N |  | 10M | [23 empty] | N | N | N
14534 | City of Pasadena - (CA) | 422 | Glenarm | CA | Los Angeles | GT4 | Natural Gas Fired Combustion Turbine | GT |  | S | X | X | Unit 4 | Unit 4 | 60.5 | 0.85 | 47.2 | 47.2 | 15.4 | N |  |  | OP | X | 1 | 2004 |  |  | N | Electric Utility | 1 | X | NG | [9 empty] | N | N |  | 10M | [23 empty] | N | N | N
14534 | City of Pasadena - (CA) | 422 | Glenarm | CA | Los Angeles | GT5 | Natural Gas Fired Combined Cycle | CT | 1 | S | X | Y | Unit 5 | Unit 5 | 71 | 0.85 | 68 | 68 | 18 | N |  |  | OP | X | 12 | 2016 |  |  | N | Electric Utility | 1 | X | NG | [9 empty] | N | N |  | 10M | [23 empty] | N | N | N
14534 | City of Pasadena - (CA) | 422 | Glenarm | CA | Los Angeles | ST1 | Natural Gas Fired Combined Cycle | CA | 1 | S | N | X | Unit 5 | Unit 5 | 16 | 0.9 | 16 | 16 | 6 | N |  |  | OP | X | 12 | 2016 |  |  | N | Electric Utility | 1 | X | NG | [9 empty] | N | N |  | 12H | [23 empty] | N | N | N
15127 | Placer County Water Agency | 424 | French Meadows | CA | Placer | 1 | Conventional Hydroelectric | HY |  | S | X | X |  |  | 15.3 | 0.9 | 16 | 16 | 0 | N |  |  | OP | X | 10 | 1966 |  |  | N | Electric Utility | 1 | X | WAT | [9 empty] | N | N |  | 10M
15127 | Placer County Water Agency | 425 | Middle Fork | CA | Placer | 1 | Conventional Hydroelectric | HY |  | S | X | X |  |  | 61.2 | 0.9 | 66 | 66 | 0 | N |  |  | OP | X | 10 | 1966 |  |  | N | Electric Utility | 1 | X | WAT | [9 empty] | N | N |  | 10M
15127 | Placer County Water Agency | 425 | Middle Fork | CA | Placer | 2 | Conventional Hydroelectric | HY |  | S | X | X |  |  | 61.2 | 0.9 | 66 | 66 | 0 | N |  |  | OP | X | 10 | 1966 |  |  | N | Electric Utility | 1 | X | WAT | [9 empty] | N | N |  | 10M
15127 | Placer County Water Agency | 426 | Oxbow (CA) | CA | Placer | 1 | Conventional Hydroelectric | HY |  | S | X | X |  |  | 6.1 | 0.9 | 6 | 6 | 0 | N |  |  | OP | X | 10 | 1966 |  |  | N | Electric Utility | 1 | X | WAT | [9 empty] | N | N |  | 10M
15127 | Placer County Water Agency | 427 | Ralston | CA | Placer | 1 | Conventional Hydroelectric | HY |  | S | X | X |  |  | 79.2 | 0.9 | 86 | 86 | 0 | N |  |  | OP | X | 10 | 1966 |  |  | N | Electric Utility | 1 | X | WAT | [9 empty] | N | N |  | 10M
12312 | Merced Irrigation District | 428 | Parker | CA | Merced | 1 | Conventional Hydroelectric | HY |  | S | X | X |  |  | 2.7 | 0.95 | 2.7 | 2.7 | 0.1 | N |  |  | OP | X | 4 | 1982 |  |  | N | IPP Non-CHP | 2 | X | WAT | [9 empty] | N |  |  | 10M | [23 empty] | N
16534 | Sacramento Municipal Util Dist | 430 | Camino | CA | El Dorado | H1 | Conventional Hydroelectric | HY |  | S | X | X |  |  | 78.9 | 0.95 | 78.9 | 78.9 | 1 | N |  |  | OP | X | 10 | 1963 |  |  | N | Electric Utility | 1 | X | WAT | [9 empty] | N | N |  | 10M | [20 empty] | N |  |  | N
16534 | Sacramento Municipal Util Dist | 430 | Camino | CA | El Dorado | H2 | Conventional Hydroelectric | HY |  | S | X | X |  |  | 78.9 | 0.95 | 77 | 77 | 1 | N |  |  | OP | X | 8 | 1968 |  |  | N | Electric Utility | 1 | X | WAT | [9 empty] | N | N |  | 10M | [20 empty] | N |  |  | N
16534 | Sacramento Municipal Util Dist | 431 | Jaybird | CA | El Dorado | H1 | Conventional Hydroelectric | HY |  | S | X | X |  |  | 80.8 | 0.95 | 78.1 | 78.1 | 1 | N |  |  | OP | X | 4 | 1961 |  |  | N | Electric Utility | 1 | X | WAT | [9 empty] | N | N |  | 10M | [23 empty] | N
16534 | Sacramento Municipal Util Dist | 431 | Jaybird | CA | El Dorado | H2 | Conventional Hydroelectric | HY |  | S | X | X |  |  | 80.8 | 0.95 | 78.1 | 78.1 | 1 | N |  |  | OP | X | 3 | 1962 |  |  | N | Electric Utility | 1 | X | WAT | [9 empty] | N | N |  | 10M | [23 empty] | N
16534 | Sacramento Municipal Util Dist | 432 | Loon Lake | CA | El Dorado | H1 | Conventional Hydroelectric | HY |  | S | X | X |  |  | 74.1 | 0.95 | 74.1 | 74.1 | 1 | N |  |  | OP | X | 9 | 1971 |  |  | N | Electric Utility | 1 | X | WAT | [9 empty] | N | N |  | 10M | [23 empty] | N
16534 | Sacramento Municipal Util Dist | 433 | Robbs Peak | CA | El Dorado | 1 | Conventional Hydroelectric | HY |  | S | X | X |  |  | 25.5 | 0.95 | 25.5 | 25.5 | 1 | N |  |  | OP | X | 10 | 1965 |  |  | N | Electric Utility | 1 | X | WAT | [9 empty] | N | N |  | 10M | [23 empty] | N
16534 | Sacramento Municipal Util Dist | 435 | White Rock/Slab Creek | CA | El Dorado | H1 | Conventional Hydroelectric | HY |  | S | X | X |  |  | 133 | 0.95 | 108 | 108 | 1 | N |  |  | OP | X | 6 | 1968 |  |  | N | Electric Utility | 1 | X | WAT | [9 empty] | N | N |  | 10M | [23 empty] | N
16534 | Sacramento Municipal Util Dist | 435 | White Rock/Slab Creek | CA | El Dorado | H2 | Conventional Hydroelectric | HY |  | S | X | X |  |  | 133 | 0.95 | 133 | 133 | 1 | N |  |  | OP | X | 2 | 1968 |  |  | N | Electric Utility | 1 | X | WAT | [9 empty] | N | N |  | 10M | [23 empty] | N
16534 | Sacramento Municipal Util Dist | 435 | White Rock/Slab Creek | CA | El Dorado | H3 | Conventional Hydroelectric | HY |  | S | X | X |  |  | 2.7 | 0.95 | 2.7 | 2.7 | 0.4 | N |  |  | OP | X | 12 | 2020 |  |  | N | Electric Utility | 1 | X | WAT | [9 empty] | N | N |  | 10M | [23 empty] | N
16534 | Sacramento Municipal Util Dist | 435 | White Rock/Slab Creek | CA | El Dorado | H4 | Conventional Hydroelectric | HY |  | S | X | X |  |  | 0.5 | 0.86 | 0.5 | 0.5 | 0.5 | N |  |  | OS | X | 6 | 1983 | 12 | 2021 | N | Electric Utility | 1 | X | WAT | [12 empty] | 10M | [23 empty] | N
3255 | California Dept. of Water Resources | 436 | Devil Canyon | CA | San Bernardino | 1 | Conventional Hydroelectric | HY |  | S | X | X |  |  | 59.8 | 0.95 | 57 | 57 | 15 | N |  |  | OP | X | 12 | 1972 |  |  | N | Electric Utility | 1 | X | WAT | [9 empty] | N | N |  | 10M
3255 | California Dept. of Water Resources | 436 | Devil Canyon | CA | San Bernardino | 2 | Conventional Hydroelectric | HY |  | S | X | X |  |  | 59.8 | 0.95 | 57 | 57 | 15 | N |  |  | OP | X | 7 | 1976 |  |  | N | Electric Utility | 1 | X | WAT | [9 empty] | N | N |  | 10M
3255 | California Dept. of Water Resources | 436 | Devil Canyon | CA | San Bernardino | 3 | Conventional Hydroelectric | HY |  | S | X | X |  |  | 78.3 | 0.95 | 74 | 74 | 15 | N |  |  | OP | X | 7 | 1994 |  |  | N | Electric Utility | 1 | X | WAT | [9 empty] | N | N |  | 10M
3255 | California Dept. of Water Resources | 436 | Devil Canyon | CA | San Bernardino | 4 | Conventional Hydroelectric | HY |  | S | X | X |  |  | 78.3 | 0.95 | 74 | 74 | 15 | N |  |  | OP | X | 7 | 1992 |  |  | N | Electric Utility | 1 | X | WAT | [9 empty] | N | N |  | 10M
3255 | California Dept. of Water Resources | 437 | Edward C Hyatt | CA | Butte | 1 | Conventional Hydroelectric | HY |  | S | X | X |  |  | 117 | 0.95 | 135.3 | 131.3 | 115 | N |  |  | OP | X | 3 | 1968 |  |  | N | Electric Utility | 1 | X | WAT | [9 empty] | N |  |  | 10M
3255 | California Dept. of Water Resources | 437 | Edward C Hyatt | CA | Butte | 2 | Hydroelectric Pumped Storage | PS |  | S | X | X |  |  | 97.7 | 0.85 | 112.4 | 122.6 | 97 | N |  |  | OP | X | 11 | 1968 |  |  | N | Electric Utility | 1 | X | WAT | [9 empty] | N |  |  | 10M
3255 | California Dept. of Water Resources | 437 | Edward C Hyatt | CA | Butte | 3 | Conventional Hydroelectric | HY |  | S | X | X |  |  | 117 | 0.95 | 135.3 | 131.3 | 115 | N |  |  | OP | X | 6 | 1968 |  |  | N | Electric Utility | 1 | X | WAT | [9 empty] | N |  |  | 10M
3255 | California Dept. of Water Resources | 437 | Edward C Hyatt | CA | Butte | 4 | Hydroelectric Pumped Storage | PS |  | S | X | X |  |  | 97.7 | 0.85 | 112.4 | 122.6 | 97 | N |  |  | OP | X | 12 | 1968 |  |  | N | Electric Utility | 1 | X | WAT | [9 empty] | N |  |  | 10M
3255 | California Dept. of Water Resources | 437 | Edward C Hyatt | CA | Butte | 5 | Conventional Hydroelectric | HY |  | S | X | X |  |  | 117 | 0.95 | 135.3 | 131.3 | 115 | N |  |  | OP | X | 8 | 1968 |  |  | N | Electric Utility | 1 | X | WAT | [9 empty] | N |  |  | 10M
3255 | California Dept. of Water Resources | 437 | Edward C Hyatt | CA | Butte | 6 | Hydroelectric Pumped Storage | PS |  | S | X | X |  |  | 97.7 | 0.85 | 112.4 | 122.6 | 97 | N |  |  | OP | X | 2 | 1969 |  |  | N | Electric Utility | 1 | X | WAT | [9 empty] | N |  |  | 10M
3255 | California Dept. of Water Resources | 438 | Thermalito | CA | Butte | 1 | Conventional Hydroelectric | HY |  | S | X | X |  |  | 32.6 | 0.95 | 32.6 | 30 | 30 | N |  |  | OP | X | 11 | 1968 |  |  | N | Electric Utility | 1 | X | WAT | [9 empty] | N |  |  | 10M
3255 | California Dept. of Water Resources | 438 | Thermalito | CA | Butte | 2 | Hydroelectric Pumped Storage | PS |  | S | X | X |  |  | 27.5 | 0.9 | 27.5 | 27.3 | 27 | N |  |  | OP | X | 7 | 1968 |  |  | N | Electric Utility | 1 | X | WAT | [9 empty] | N |  |  | 10M
3255 | California Dept. of Water Resources | 438 | Thermalito | CA | Butte | 3 | Hydroelectric Pumped Storage | PS |  | S | X | X |  |  | 27.5 | 0.9 | 27.5 | 27.3 | 27 | N |  |  | OP | X | 7 | 1968 |  |  | N | Electric Utility | 1 | X | WAT | [9 empty] | N |  |  | 10M
3255 | California Dept. of Water Resources | 438 | Thermalito | CA | Butte | 4 | Hydroelectric Pumped Storage | PS |  | S | X | X |  |  | 27.5 | 0.9 | 27.5 | 27.3 | 27 | N |  |  | OP | X | 2 | 1968 |  |  | N | Electric Utility | 1 | X | WAT | [9 empty] | N |  |  | 10M
19281 | Turlock Irrigation District | 439 | Don Pedro | CA | Tuolumne | 1 | Conventional Hydroelectric | HY |  | J | X | X |  |  | 45.5 | 0.95 | 55 | 55 | 10 | N |  |  | OP | X | 5 | 1971 |  |  | N | Electric Utility | 1 | X | WAT | [9 empty] | N |  |  | 1H | [23 empty] | N
19281 | Turlock Irrigation District | 439 | Don Pedro | CA | Tuolumne | 2 | Conventional Hydroelectric | HY |  | J | X | X |  |  | 45.5 | 0.95 | 55 | 55 | 10 | N |  |  | OP | X | 5 | 1971 |  |  | N | Electric Utility | 1 | X | WAT | [9 empty] | N |  |  | 1H | [23 empty] | N
19281 | Turlock Irrigation District | 439 | Don Pedro | CA | Tuolumne | 3 | Conventional Hydroelectric | HY |  | J | X | X |  |  | 45.5 | 0.95 | 55 | 55 | 10 | N |  |  | OP | X | 5 | 1971 |  |  | N | Electric Utility | 1 | X | WAT | [9 empty] | N |  |  | 1H | [23 empty] | N
19281 | Turlock Irrigation District | 439 | Don Pedro | CA | Tuolumne | 4 | Conventional Hydroelectric | HY |  | J | X | X |  |  | 34.3 | 0.9 | 38.2 | 38.2 | 8 | N |  |  | OP | X | 4 | 1989 |  |  | N | Electric Utility | 1 | X | WAT | [9 empty] | N |  |  | 1H | [23 empty] | N
19281 | Turlock Irrigation District | 440 | La Grange | CA | Stanislaus | 1 | Conventional Hydroelectric | HY |  | S | X | X |  |  | 1.2 | 0.8 | 1 | 1 | 0.1 | N |  |  | OP | X | 12 | 1924 |  |  | N | Electric Utility | 1 | X | WAT | [9 empty] | N |  |  | 10M | [23 empty] | N
19281 | Turlock Irrigation District | 440 | La Grange | CA | Stanislaus | 2 | Conventional Hydroelectric | HY |  | S | X | X |  |  | 3.3 | 0.8 | 3.3 | 3.3 | 0.1 | N |  |  | OP | X | 12 | 1924 |  |  | N | Electric Utility | 1 | X | WAT | [9 empty] | N |  |  | 10M | [23 empty] | N
2518 | U S Bureau of Reclamation | 441 | Folsom | CA | Sacramento | 1 | Conventional Hydroelectric | HY |  | S | X | X |  |  | 66.2 | 1 | 71.7 | 71.7 | 0 | N |  |  | OP | X | 6 | 1955 |  |  | N | Electric Utility | 1 | X | WAT | [12 empty] | 10M
2518 | U S Bureau of Reclamation | 441 | Folsom | CA | Sacramento | 2 | Conventional Hydroelectric | HY |  | S | X | X |  |  | 66.2 | 1 | 71.7 | 71.7 | 0 | N |  |  | OP | X | 10 | 1955 |  |  | N | Electric Utility | 1 | X | WAT | [12 empty] | 10M
2518 | U S Bureau of Reclamation | 441 | Folsom | CA | Sacramento | 3 | Conventional Hydroelectric | HY |  | S | X | X |  |  | 66.2 | 1 | 71.7 | 71.7 | 0 | N |  |  | OP | X | 5 | 1955 |  |  | N | Electric Utility | 1 | X | WAT | [12 empty] | 10M
2518 | U S Bureau of Reclamation | 442 | Judge F Carr | CA | Shasta | 1 | Conventional Hydroelectric | HY |  | S | X | X |  |  | 77.2 | 0.91 | 88.7 | 88.7 | 0 | N |  |  | OP | X | 5 | 1963 |  |  | N | Electric Utility | 1 | X | WAT | [12 empty] | 10M
2518 | U S Bureau of Reclamation | 442 | Judge F Carr | CA | Shasta | 2 | Conventional Hydroelectric | HY |  | S | X | X |  |  | 77.2 | 0.91 | 88.7 | 88.7 | 0 | N |  |  | OP | X | 7 | 1963 |  |  | N | Electric Utility | 1 | X | WAT | [12 empty] | 10M
2518 | U S Bureau of Reclamation | 443 | Keswick | CA | Shasta | 1 | Conventional Hydroelectric | HY |  | S | X | X |  |  | 39 | 1 | 39 | 39 | 0 | N |  |  | OP | X | 3 | 1950 |  |  | N | Electric Utility | 1 | X | WAT | [12 empty] | 10M
2518 | U S Bureau of Reclamation | 443 | Keswick | CA | Shasta | 2 | Conventional Hydroelectric | HY |  | S | X | X |  |  | 39 | 1 | 39 | 39 | 0 | N |  |  | OP | X | 12 | 1949 |  |  | N | Electric Utility | 1 | X | WAT | [12 empty] | 10M
2518 | U S Bureau of Reclamation | 443 | Keswick | CA | Shasta | 3 | Conventional Hydroelectric | HY |  | S | X | X |  |  | 39 | 1 | 39 | 39 | 0 | N |  |  | OP | X | 10 | 1949 |  |  | N | Electric Utility | 1 | X | WAT | [12 empty] | 10M
2518 | U S Bureau of Reclamation | 444 | Nimbus | CA | Sacramento | 1 | Conventional Hydroelectric | HY |  | S | X | X |  |  | 6.7 | 0.9 | 8.3 | 8.3 | 0 | N |  |  | OP | X | 5 | 1955 |  |  | N | Electric Utility | 1 | X | WAT | [12 empty] | 10M
2518 | U S Bureau of Reclamation | 444 | Nimbus | CA | Sacramento | 2 | Conventional Hydroelectric | HY |  | S | X | X |  |  | 6.7 | 0.9 | 8.3 | 8.3 | 0 | N |  |  | OP | X | 6 | 1955 |  |  | N | Electric Utility | 1 | X | WAT | [12 empty] | 10M
2518 | U S Bureau of Reclamation | 445 | Shasta | CA | Shasta | 1 | Conventional Hydroelectric | HY |  | S | X | X |  |  | 142 | 1 | 142 | 142 | 0 | N |  |  | OP | X | 4 | 1949 |  |  | N | Electric Utility | 1 | X | WAT | [12 empty] | 10M
2518 | U S Bureau of Reclamation | 445 | Shasta | CA | Shasta | 2 | Conventional Hydroelectric | HY |  | S | X | X |  |  | 142 | 1 | 142 | 142 | 0 | N |  |  | OP | X | 7 | 1948 |  |  | N | Electric Utility | 1 | X | WAT | [12 empty] | 10M
2518 | U S Bureau of Reclamation | 445 | Shasta | CA | Shasta | 3 | Conventional Hydroelectric | HY |  | S | X | X |  |  | 142 | 1 | 142 | 142 | 0 | N |  |  | OP | X | 6 | 1944 |  |  | N | Electric Utility | 1 | X | WAT | [12 empty] | 10M
2518 | U S Bureau of Reclamation | 445 | Shasta | CA | Shasta | 4 | Conventional Hydroelectric | HY |  | S | X | X |  |  | 142 | 1 | 142 | 142 | 0 | N |  |  | OP | X | 6 | 1944 |  |  | N | Electric Utility | 1 | X | WAT | [12 empty] | 10M
2518 | U S Bureau of Reclamation | 445 | Shasta | CA | Shasta | 5 | Conventional Hydroelectric | HY |  | S | X | X |  |  | 142 | 1 | 142 | 142 | 0 | N |  |  | OP | X | 3 | 1948 |  |  | N | Electric Utility | 1 | X | WAT | [12 empty] | 10M
2518 | U S Bureau of Reclamation | 445 | Shasta | CA | Shasta | S1 | Conventional Hydroelectric | HY |  | S | X | X |  |  | 2 | 0.8 | 2 | 2 | 0 | N |  |  | OP | X | 6 | 1944 |  |  | N | Electric Utility | 1 | X | WAT | [12 empty] | 10M
2518 | U S Bureau of Reclamation | 445 | Shasta | CA | Shasta | S2 | Conventional Hydroelectric | HY |  | S | X | X |  |  | 2 | 0.8 | 2 | 2 | 0 | N |  |  | OP | X | 6 | 1944 |  |  | N | Electric Utility | 1 | X | WAT | [12 empty] | 10M
2518 | U S Bureau of Reclamation | 446 | ONeill | CA | Merced | 1 | Hydroelectric Pumped Storage | PS |  | S | X | X |  |  | 4.2 | 1 | 2.4 | 2.4 | 0 | N |  |  | OP | X | 1 | 1968 |  |  | N | Electric Utility | 1 | X | WAT | [12 empty] | 10M
2518 | U S Bureau of Reclamation | 446 | ONeill | CA | Merced | 2 | Hydroelectric Pumped Storage | PS |  | S | X | X |  |  | 4.2 | 1 | 2.4 | 2.4 | 0 | N |  |  | OP | X | 2 | 1968 |  |  | N | Electric Utility | 1 | X | WAT | [12 empty] | 10M
2518 | U S Bureau of Reclamation | 446 | ONeill | CA | Merced | 3 | Hydroelectric Pumped Storage | PS |  | S | X | X |  |  | 4.2 | 1 | 2.4 | 2.4 | 0 | N |  |  | OP | X | 11 | 1967 |  |  | N | Electric Utility | 1 | X | WAT | [12 empty] | 10M
2518 | U S Bureau of Reclamation | 446 | ONeill | CA | Merced | 4 | Hydroelectric Pumped Storage | PS |  | S | X | X |  |  | 4.2 | 1 | 2.4 | 2.4 | 0 | N |  |  | OP | X | 11 | 1967 |  |  | N | Electric Utility | 1 | X | WAT | [12 empty] | 10M
2518 | U S Bureau of Reclamation | 446 | ONeill | CA | Merced | 5 | Hydroelectric Pumped Storage | PS |  | S | X | X |  |  | 4.2 | 1 | 2.4 | 2.4 | 0 | N |  |  | OP | X | 2 | 1968 |  |  | N | Electric Utility | 1 | X | WAT | [12 empty] | 10M
2518 | U S Bureau of Reclamation | 446 | ONeill | CA | Merced | 6 | Hydroelectric Pumped Storage | PS |  | S | X | X |  |  | 4.2 | 1 | 2.4 | 2.4 | 0 | N |  |  | OP | X | 12 | 1967 |  |  | N | Electric Utility | 1 | X | WAT | [12 empty] | 10M
2518 | U S Bureau of Reclamation | 447 | Parker Dam | CA | San Bernardino | 1 | Conventional Hydroelectric | HY |  | S | X | X |  |  | 30 | 1 | 30 | 30 | 0 | N |  |  | OP | X | 12 | 1942 |  |  | N | Electric Utility | 1 | X | WAT | [12 empty] | 10M
2518 | U S Bureau of Reclamation | 447 | Parker Dam | CA | San Bernardino | 2 | Conventional Hydroelectric | HY |  | S | X | X |  |  | 30 | 1 | 30 | 30 | 0 | N |  |  | OP | X | 1 | 1943 |  |  | N | Electric Utility | 1 | X | WAT | [12 empty] | 10M
2518 | U S Bureau of Reclamation | 447 | Parker Dam | CA | San Bernardino | 3 | Conventional Hydroelectric | HY |  | S | X | X |  |  | 30 | 1 | 30 | 30 | 0 | N |  |  | OP | X | 12 | 1942 |  |  | N | Electric Utility | 1 | X | WAT | [12 empty] | 10M
2518 | U S Bureau of Reclamation | 447 | Parker Dam | CA | San Bernardino | 4 | Conventional Hydroelectric | HY |  | S | X | X |  |  | 30 | 1 | 30 | 30 | 0 | N |  |  | OP | X | 5 | 1943 |  |  | N | Electric Utility | 1 | X | WAT | [12 empty] | 10M
3255 | California Dept. of Water Resources | 448 | W R Gianelli | CA | Merced | 1 | Hydroelectric Pumped Storage | PS |  | J | X | X |  |  | 53 | 0.95 | 51 | 51 | 0 | N |  |  | OP | X | 6 | 1968 |  |  | N | Electric Utility | 1 | X | WAT | [9 empty] | N |  |  | 10M
3255 | California Dept. of Water Resources | 448 | W R Gianelli | CA | Merced | 2 | Hydroelectric Pumped Storage | PS |  | J | X | X |  |  | 53 | 0.95 | 50 | 50 | 0 | N |  |  | OP | X | 3 | 1968 |  |  | N | Electric Utility | 1 | X | WAT | [9 empty] | N |  |  | 10M
3255 | California Dept. of Water Resources | 448 | W R Gianelli | CA | Merced | 3 | Hydroelectric Pumped Storage | PS |  | J | X | X |  |  | 53 | 0.95 | 50 | 50 | 0 | N |  |  | OP | X | 11 | 1967 |  |  | N | Electric Utility | 1 | X | WAT | [9 empty] | N |  |  | 10M
3255 | California Dept. of Water Resources | 448 | W R Gianelli | CA | Merced | 4 | Hydroelectric Pumped Storage | PS |  | J | X | X |  |  | 53 | 0.95 | 50 | 50 | 0 | N |  |  | OP | X | 9 | 1967 |  |  | N | Electric Utility | 1 | X | WAT | [9 empty] | N |  |  | 10M
3255 | California Dept. of Water Resources | 448 | W R Gianelli | CA | Merced | 5 | Hydroelectric Pumped Storage | PS |  | J | X | X |  |  | 53 | 0.95 | 50 | 50 | 0 | N |  |  | OP | X | 8 | 1967 |  |  | N | Electric Utility | 1 | X | WAT | [9 empty] | N |  |  | 10M
3255 | California Dept. of Water Resources | 448 | W R Gianelli | CA | Merced | 6 | Hydroelectric Pumped Storage | PS |  | J | X | X |  |  | 53 | 0.95 | 50 | 50 | 0 | N |  |  | OP | X | 7 | 1967 |  |  | N | Electric Utility | 1 | X | WAT | [9 empty] | N |  |  | 10M
3255 | California Dept. of Water Resources | 448 | W R Gianelli | CA | Merced | 7 | Hydroelectric Pumped Storage | PS |  | J | X | X |  |  | 53 | 0.95 | 50 | 50 | 0 | N |  |  | OP | X | 5 | 1967 |  |  | N | Electric Utility | 1 | X | WAT | [9 empty] | N |  |  | 10M
3255 | California Dept. of Water Resources | 448 | W R Gianelli | CA | Merced | 8 | Hydroelectric Pumped Storage | PS |  | J | X | X |  |  | 53 | 0.95 | 50 | 50 | 0 | N |  |  | OP | X | 3 | 1967 |  |  | N | Electric Utility | 1 | X | WAT | [9 empty] | N |  |  | 10M
2518 | U S Bureau of Reclamation | 450 | Spring Creek | CA | Shasta | 1 | Conventional Hydroelectric | HY |  | S | X | X |  |  | 90 | 0.95 | 90 | 90 | 0 | N |  |  | OP | X | 1 | 1964 |  |  | N | Electric Utility | 1 | X | WAT | [12 empty] | 10M
2518 | U S Bureau of Reclamation | 450 | Spring Creek | CA | Shasta | 2 | Conventional Hydroelectric | HY |  | S | X | X |  |  | 90 | 0.95 | 90 | 90 | 0 | N |  |  | OP | X | 3 | 1964 |  |  | N | Electric Utility | 1 | X | WAT | [12 empty] | 10M
2518 | U S Bureau of Reclamation | 451 | Trinity | CA | Trinity | 1 | Conventional Hydroelectric | HY |  | S | X | X |  |  | 70 | 1 | 70 | 70 | 0 | N |  |  | OP | X | 2 | 1964 |  |  | N | Electric Utility | 1 | X | WAT | [12 empty] | 10M
2518 | U S Bureau of Reclamation | 451 | Trinity | CA | Trinity | 2 | Conventional Hydroelectric | HY |  | S | X | X |  |  | 70 | 1 | 70 | 70 | 0 | N |  |  | OP | X | 2 | 1964 |  |  | N | Electric Utility | 1 | X | WAT | [12 empty] | 10M
21140 | Yuba County Water Agency | 454 | Colgate | CA | Yuba | 1 | Conventional Hydroelectric | HY |  | S | X | X | COLGATE 1_7_B1 | COLGATE 1_7_B1 | 157.5 | 0.9 | 176.7 | 176.7 | 0 | N |  |  | OP | X | 10 | 1969 |  |  | N | Electric Utility | 1 | X | WAT | [9 empty] | N | N |  | 10M
21140 | Yuba County Water Agency | 454 | Colgate | CA | Yuba | 2 | Conventional Hydroelectric | HY |  | S | X | X | COLGATE 2_7_B1 | COLGATE 2_7_B1 | 157.5 | 0.9 | 175.7 | 175.7 | 0 | N |  |  | OP | X | 10 | 1969 |  |  | N | Electric Utility | 1 | X | WAT | [9 empty] | N | N |  | 10M
21140 | Yuba County Water Agency | 455 | Narrows 2 | CA | Yuba | 1 | Conventional Hydroelectric | HY |  | S | X | X | NARROWS 2_7_B1 | NARROWS 2_7_B1 | 46.7 | 0.9 | 55 | 55 | 4 | N |  |  | OP | X | 12 | 1969 |  |  | N | Electric Utility | 1 | X | WAT | [9 empty] | N | N |  | 10M
5969 | City of Escondido - (CA) | 457 | Bear Valley | CA | San Diego | HC1 | Conventional Hydroelectric | HY |  | S | X | X |  |  | 0.7 | 0.85 | 0.7 | 0.7 | 0.2 | N |  |  | OP | X | 6 | 1986 |  |  | N | Electric Utility | 1 | X | WAT | [9 empty] | N |  |  | 10M | [20 empty] | N |  |  | N | N
5969 | City of Escondido - (CA) | 457 | Bear Valley | CA | San Diego | HC2 | Conventional Hydroelectric | HY |  | S | X | X |  |  | 0.7 | 0.85 | 0.7 | 0.7 | 0.2 | N |  |  | OP | X | 6 | 1986 |  |  | N | Electric Utility | 1 | X | WAT | [9 empty] | N |  |  | 10M | [20 empty] | N |  |  | N | N
12397 | Metropolitan Water District of S CA | 479 | Temescal | CA | Riverside | 1 | Conventional Hydroelectric | HY |  | S | X | X |  |  | 2.9 | 0.85 | 2.8 | 2.8 | 1.5 | N |  |  | OP | X | 7 | 1983 |  |  | N | Electric Utility | 1 | X | WAT | [12 empty] | 12H
12397 | Metropolitan Water District of S CA | 480 | Corona | CA | Riverside | 1 | Conventional Hydroelectric | HY |  | S | X | X |  |  | 2.9 | 0.85 | 2.8 | 2.8 | 1.4 | N |  |  | OP | X | 8 | 1983 |  |  | N | Electric Utility | 1 | X | WAT | [12 empty] | 12H
12397 | Metropolitan Water District of S CA | 481 | Perris | CA | Riverside | 1 | Conventional Hydroelectric | HY |  | S | X | X |  |  | 7.9 | 1 | 7.9 | 7.9 | 1.5 | N |  |  | OP | X | 5 | 1983 |  |  | N | Electric Utility | 1 | X | WAT | [12 empty] | 12H
12397 | Metropolitan Water District of S CA | 482 | Rio Hondo | CA | Los Angeles | 1 | Conventional Hydroelectric | HY |  | S | X | X |  |  | 1.9 | 0.87 | 1.9 | 1.9 | 0.5 | N |  |  | OP | X | 3 | 1984 |  |  | N | Electric Utility | 1 | X | WAT | [12 empty] | 12H
12397 | Metropolitan Water District of S CA | 483 | Coyote Creek | CA | Orange | 1 | Conventional Hydroelectric | HY |  | S | X | X |  |  | 3.1 | 0.87 | 3.1 | 3.1 | 0.7 | N |  |  | OP | X | 6 | 1984 |  |  | N | Electric Utility | 1 | X | WAT | [12 empty] | 12H
12397 | Metropolitan Water District of S CA | 484 | Red Mountain | CA | San Diego | 1 | Conventional Hydroelectric | HY |  | S | X | X |  |  | 5.9 | 1 | 5.9 | 5.9 | 1 | N |  |  | OP | X | 6 | 1985 |  |  | N | Electric Utility | 1 | X | WAT | [12 empty] | 12H
12397 | Metropolitan Water District of S CA | 487 | Valley View | CA | Orange | 1 | Conventional Hydroelectric | HY |  | S | X | X |  |  | 4.1 | 1 | 4.1 | 4.1 | 1.2 | N |  |  | OP | X | 11 | 1985 |  |  | N | Electric Utility | 1 | X | WAT | [12 empty] | 12H
19281 | Turlock Irrigation District | 489 | Upper Dawson | CA | Tuolumne | 1 | Conventional Hydroelectric | HY |  | S | X | X |  |  | 4.4 | 0.95 | 5.5 | 5.5 | 0.6 | N |  |  | OP | X | 11 | 1983 |  |  | N | Electric Utility | 1 | X | WAT | [9 empty] | N |  |  | 10M | [23 empty] | N
7160 | Geysers Power Co LLC | 510 | Sonoma California Geothermal | CA | Lake | 1 | Geothermal | ST |  | S | X | X |  |  | 78 | 1 | 50 | 55 | 10 | N |  |  | OP | X | 12 | 1983 |  |  | N | IPP Non-CHP | 2 | X | GEO | [5 empty] | GEO |  |  |  | N |  |  | 12H | [23 empty] | N | N
16534 | Sacramento Municipal Util Dist | 531 | Camp Far West | CA | Placer | 1 | Conventional Hydroelectric | HY |  | W | X | X |  |  | 7.2 | 0.95 | 7.2 | 7.2 | 1 | N |  |  | OP | X | 2 | 1985 |  |  | N | Electric Utility | 1 | X | WAT | [9 empty] | N | N |  | 10M | [23 empty] | N
16534 | Sacramento Municipal Util Dist | 534 | Jones Fork | CA | El Dorado | 1 | Conventional Hydroelectric | HY |  | S | X | X |  |  | 10 | 0.95 | 10 | 10 | 1 | N |  |  | OP | X | 6 | 1985 |  |  | N | Electric Utility | 1 | X | WAT | [9 empty] | N | N |  | 10M | [23 empty] | N
16534 | Sacramento Municipal Util Dist | 535 | McClellan (CA) | CA | Sacramento | 1 | Natural Gas Fired Combustion Turbine | GT |  | W | X | X |  |  | 77 | 0.85 | 77 | 77 | 55 | N |  |  | OP | X | 3 | 1986 |  |  | N | Electric Utility | 1 | X | NG | [9 empty] | N | N |  | 10M | [23 empty] | N | N | N
5571 | East Bay Municipal Util Dist | 537 | Camanche | CA | San Joaquin | 1 | Conventional Hydroelectric | HY |  | S | X | X | Camche_1_PL1X3 |  | 3.6 | 0.95 | 3.5 | 3.5 | 0.8 | N |  |  | OP | X | 7 | 1983 |  |  | N | Electric Utility | 1 | X | WAT | [9 empty] | N | N |  | 10M
5571 | East Bay Municipal Util Dist | 537 | Camanche | CA | San Joaquin | 2 | Conventional Hydroelectric | HY |  | S | X | X | Camche_1_PL1X3 |  | 3.6 | 0.95 | 3.5 | 3.5 | 0.8 | N |  |  | OP | X | 7 | 1983 |  |  | N | Electric Utility | 1 | X | WAT | [9 empty] | N | N |  | 10M
5571 | East Bay Municipal Util Dist | 537 | Camanche | CA | San Joaquin | 3 | Conventional Hydroelectric | HY |  | S | X | X | Camche_1_PL1X3 |  | 3.6 | 0.95 | 3.5 | 3.5 | 0.8 | N |  |  | OP | X | 8 | 1983 |  |  | N | Electric Utility | 1 | X | WAT | [9 empty] | N | N |  | 10M
9216 | Imperial Irrigation District | 585 | Drop 1 | CA | Imperial | 1 | Conventional Hydroelectric | HY |  | S | X | X |  |  | 1.9 | 0.8 | 1.3 | 1.5 | 0.2 | N |  |  | OP | X | 11 | 1984 |  |  | N | Electric Utility | 1 | X | WAT | [9 empty] | N |  |  | 1H | [23 empty] | N
9216 | Imperial Irrigation District | 585 | Drop 1 | CA | Imperial | 2 | Conventional Hydroelectric | HY |  | S | X | X |  |  | 1.9 | 0.8 | 1.2 | 1.1 | 0.2 | N |  |  | OP | X | 11 | 1984 |  |  | N | Electric Utility | 1 | X | WAT | [9 empty] | N |  |  | 1H | [23 empty] | N
9216 | Imperial Irrigation District | 585 | Drop 1 | CA | Imperial | 3 | Conventional Hydroelectric | HY |  | S | X | X |  |  | 1.9 | 0.8 | 1.3 | 1.1 | 0.2 | N |  |  | OP | X | 10 | 1984 |  |  | N | Electric Utility | 1 | X | WAT | [9 empty] | N |  |  | 1H | [23 empty] | N
9216 | Imperial Irrigation District | 586 | East Highline | CA | Imperial | 1 | Conventional Hydroelectric | HY |  | S | X | X |  |  | 2.4 | 0.8 | 1 | 0.8 | 0.3 | N |  |  | OP | X | 9 | 1984 |  |  | N | Electric Utility | 1 | X | WAT | [12 empty] | 1H | [23 empty] | N
14328 | Pacific Gas & Electric Co. | 626 | Oak Flat | CA | Plumas | 1 | Conventional Hydroelectric | HY |  | S | X | X | BCKSCRK_7_N002 | BCKSCRK_7_N002 | 1.4 | 0.86 | 1.3 | 1.3 | 0 | N |  |  | OP | X | 11 | 1985 |  |  | N | Electric Utility | 1 | X | WAT | [9 empty] | N |  |  | 10M | [23 empty] | N
14328 | Pacific Gas & Electric Co. | 632 | Newcastle | CA | Placer | 1 | Conventional Hydroelectric | HY |  | S | X | X | NEWCSTLE_7_B1 | NEWCSTLE_7_B1 | 12.7 | 0.9 | 11.5 | 11.5 | 0 | N |  |  | OP | X | 12 | 1986 |  |  | N | Electric Utility | 1 | X | WAT | [9 empty] | N |  |  | 10M | [23 empty] | N
14328 | Pacific Gas & Electric Co. | 682 | Kerckhoff 2 | CA | Fresno | 1 | Conventional Hydroelectric | HY |  | S | X | X | KERCKHOF_7_B1 | KERCKHOF_7_B1 | 139.5 | 0.9 | 155 | 155 | 5 | N |  |  | OP | X | 5 | 1983 |  |  | N | Electric Utility | 1 | X | WAT | [9 empty] | N |  |  | 10M | [23 empty] | N
14328 | Pacific Gas & Electric Co. | 714 | Toadtown | CA | Butte | 1 | Conventional Hydroelectric | HY |  | S | X | X | TOADTWN_7_N002 | TOADTWN_7_N002 | 1.8 | 0.95 | 1.5 | 1.5 | 0 | N |  |  | OP | X | 4 | 1986 |  |  | N | Electric Utility | 1 | X | WAT | [9 empty] | N |  |  | 10M | [23 empty] | N
12397 | Metropolitan Water District of S CA | 745 | Etiwanda | CA | San Bernardino | 1 | Conventional Hydroelectric | HY |  | S | X | X |  |  | 23.9 | 0.95 | 23.9 | 23.9 | 2.5 | N |  |  | OP | X | 12 | 1994 |  |  | N | Electric Utility | 1 | X | WAT | [12 empty] | 12H
16612 | City & County of San Francisco | 751 | Moccasin Low Head Hydro Project | CA | Tuolumne | 1 | Conventional Hydroelectric | HY |  | S | X | X | INTKEP_2_UNITS-APND | INTKEP_2_UNITS | 2.9 | 0.8 | 2.9 | 2.9 | 0 | N |  |  | OP | X | 7 | 1987 |  |  | N | Electric Utility | 1 | X | WAT | [9 empty] | N | N |  | 1H | [23 empty] | N
14191 | South Feather Water and Power Agency | 776 | Sly Creek | CA | Butte | 1 | Conventional Hydroelectric | HY |  | S | X | X |  |  | 12.1 | 0.9 | 12.1 | 12.1 | 0 | N |  |  | OP | X | 7 | 1983 |  |  | N | Electric Utility | 1 | X | WAT | [9 empty] | N | N |  | 10M | [20 empty] | N |  |  | N
13402 | Nevada Irrigation District | 839 | Scott Flat | CA | Nevada | 7P | Conventional Hydroelectric | HY |  | S | X | X |  |  | 1 | 0.99 | 0.9 | 0.9 | 0.1 | N |  |  | OP | X | 2 | 1985 |  |  | N | IPP Non-CHP | 2 | X | WAT | [9 empty] | N | N | 0 | 1H | [23 empty] | N
13402 | Nevada Irrigation District | 846 | Combie South | CA | Nevada | 1 | Conventional Hydroelectric | HY |  | S | X | X |  |  | 0.5 | 0.99 | 0.5 | 0.5 | 0.5 | N |  |  | OP | X | 4 | 1984 |  |  | N | IPP Non-CHP | 2 | X | WAT | [9 empty] | N | N | 0 | 1H | [23 empty] | N
13402 | Nevada Irrigation District | 846 | Combie South | CA | Nevada | 2 | Conventional Hydroelectric | HY |  | S | X | X |  |  | 0.5 | 0.99 | 0.5 | 0.5 | 0.5 | N |  |  | OP | X | 4 | 1984 |  |  | N | IPP Non-CHP | 2 | X | WAT | [9 empty] | N |  |  | 1H | [23 empty] | N
13402 | Nevada Irrigation District | 846 | Combie South | CA | Nevada | 3 | Conventional Hydroelectric | HY |  | S | X | X |  |  | 0.5 | 0.99 | 0.5 | 0.5 | 0.5 | N |  |  | OP | X | 4 | 1984 |  |  | N | IPP Non-CHP | 2 | X | WAT | [9 empty] | N |  |  | 1H | [23 empty] | N
56589 | Bottle Rock Power LLC | 902 | Bottle Rock Power | CA | Lake | 1 | Geothermal | ST |  | S | X | X |  |  | 55 | 0.9 | 9 | 9 | 1.8 | N |  |  | OS | X | 2 | 1985 |  |  | N | IPP Non-CHP | 2 | X | GEO | [5 empty] | OTH |  |  |  | N | N |  | 12H | [23 empty] | N
3255 | California Dept. of Water Resources | 905 | Alamo | CA | Los Angeles | 1 | Conventional Hydroelectric | HY |  | S | X | X |  |  | 19.6 | 0.95 | 17 | 17 | 4 | N |  |  | OP | X | 7 | 1986 |  |  | N | Electric Utility | 1 | X | WAT | [9 empty] | N |  |  | 10M
19281 | Turlock Irrigation District | 4256 | Walnut | CA | Stanislaus | 1 | Natural Gas Fired Combustion Turbine | GT |  | S | X | X |  |  | 24.9 | 0.9 | 23.5 | 24.9 | 11 | N |  |  | OP | X | 4 | 1986 |  |  | N | Electric Utility | 1 | X | NG | DFO | [8 empty] | N |  |  | 10M | [23 empty] | Y | Y | Y
19281 | Turlock Irrigation District | 4256 | Walnut | CA | Stanislaus | 2 | Natural Gas Fired Combustion Turbine | GT |  | S | X | X |  |  | 24.9 | 0.9 | 23.5 | 24.9 | 11 | N |  |  | OP | X | 4 | 1986 |  |  | N | Electric Utility | 1 | X | NG | DFO | [8 empty] | N |  |  | 10M | [23 empty] | Y | Y | Y
2507 | City of Burbank Water and Power | 6013 | Olive | CA | Los Angeles | O1 | Natural Gas Steam Turbine | ST |  | S | X | X |  |  | 50 | 0.8 | 44 | 44 | 5 | N |  |  | SB | N | 10 | 1959 |  |  | N | Electric Utility | 1 | X | NG | [5 empty] | NG |  |  |  | N | N |  | OVER | [23 empty] | N
2507 | City of Burbank Water and Power | 6013 | Olive | CA | Los Angeles | O2 | Natural Gas Steam Turbine | ST |  | S | X | X |  |  | 59.7 | 0.85 | 55 | 55 | 6 | N |  |  | SB | N | 9 | 1964 |  |  | N | Electric Utility | 1 | X | NG | [5 empty] | NG |  |  |  | N | N |  | OVER | [23 empty] | N
9216 | Imperial Irrigation District | 6060 | Coachella | CA | Riverside | 1 | Natural Gas Fired Combustion Turbine | GT |  | S | X | X |  |  | 23.1 | 0.9 | 18.5 | 18.5 | 3 | N |  |  | OP | X | 6 | 1973 |  |  | N | Electric Utility | 1 | X | NG | DFO | [8 empty] | N | N |  | 10M | [23 empty] | Y | Y | Y
9216 | Imperial Irrigation District | 6060 | Coachella | CA | Riverside | 2 | Natural Gas Fired Combustion Turbine | GT |  | S | X | X |  |  | 23.1 | 0.9 | 16.1 | 16.1 | 3 | N |  |  | OP | X | 6 | 1973 |  |  | N | Electric Utility | 1 | X | NG | DFO | [8 empty] | N | N |  | 10M | [23 empty] | Y | Y | Y
9216 | Imperial Irrigation District | 6060 | Coachella | CA | Riverside | 3 | Natural Gas Fired Combustion Turbine | GT |  | S | X | X |  |  | 23.1 | 0.9 | 20.3 | 20.3 | 3 | N |  |  | OP | X | 4 | 1974 |  |  | N | Electric Utility | 1 | X | NG | DFO | [8 empty] | N | N |  | 10M | [23 empty] | Y | Y | Y
9216 | Imperial Irrigation District | 6060 | Coachella | CA | Riverside | 4 | Natural Gas Fired Combustion Turbine | GT |  | S | X | X |  |  | 23.1 | 0.9 | 19.2 | 19.2 | 3 | N |  |  | OP | X | 5 | 1976 |  |  | N | Electric Utility | 1 | X | NG | DFO | [8 empty] | N | N |  | 10M | [23 empty] | Y | Y | Y
14328 | Pacific Gas & Electric Co. | 6099 | Diablo Canyon | CA | San Luis Obispo | 1 | Nuclear | ST |  | S | X | X | DIABLO1_7_B1 | DIABLO1_7_B1 | 1159 | 0.9 | 1122 | 1122 | 0 | N |  |  | OP | X | 5 | 1985 | 11 | 2024 | N | Electric Utility | 1 | X | NUC | [9 empty] | N |  |  | OVER | [23 empty] | N
14328 | Pacific Gas & Electric Co. | 6099 | Diablo Canyon | CA | San Luis Obispo | 2 | Nuclear | ST |  | S | X | X | DIABLO2_7_B1 | DIABLO2_7_B1 | 1164 | 0.9 | 1118 | 1118 | 0 | N |  |  | OP | X | 3 | 1986 | 8 | 2025 | N | Electric Utility | 1 | X | NUC | [9 empty] | N |  |  | OVER | [23 empty] | N
14328 | Pacific Gas & Electric Co. | 6100 | Helms Pumped Storage | CA | Fresno | 1 | Hydroelectric Pumped Storage | PS |  | S | X | X | HELMS1_7_B1 | HELMS1_7_B1 | 351 | 0.9 | 404 | 404 | 83 | N |  |  | OS | X | 6 | 1984 |  |  | N | Electric Utility | 1 | X | WAT | [9 empty] | N |  |  | 10M | [23 empty] | N
14328 | Pacific Gas & Electric Co. | 6100 | Helms Pumped Storage | CA | Fresno | 2 | Hydroelectric Pumped Storage | PS |  | S | X | X | HELMS2_7_B1 | HELMS2_7_B1 | 351 | 0.9 | 404 | 404 | 83 | N |  |  | OP | X | 6 | 1984 |  |  | N | Electric Utility | 1 | X | WAT | [9 empty] | N |  |  | 10M | [23 empty] | N
14328 | Pacific Gas & Electric Co. | 6100 | Helms Pumped Storage | CA | Fresno | 3 | Hydroelectric Pumped Storage | PS |  | S | X | X | HELMS3_7_B1 | HELMS3_7_B1 | 351 | 0.9 | 404 | 404 | 83 | N |  |  | OP | X | 6 | 1984 |  |  | N | Electric Utility | 1 | X | WAT | [9 empty] | N |  |  | 10M | [23 empty] | N
2518 | U S Bureau of Reclamation | 6158 | New Melones | CA | Tuolumne | 1 | Conventional Hydroelectric | HY |  | S | X | X |  |  | 150 | 1 | 191 | 191 | 0 | N |  |  | OP | X | 6 | 1979 |  |  | N | Electric Utility | 1 | X | WAT | [12 empty] | 10M
2518 | U S Bureau of Reclamation | 6158 | New Melones | CA | Tuolumne | 2 | Conventional Hydroelectric | HY |  | S | X | X |  |  | 150 | 1 | 191 | 191 | 0 | N |  |  | OP | X | 6 | 1979 |  |  | N | Electric Utility | 1 | X | WAT | [12 empty] | 10M
3255 | California Dept. of Water Resources | 6196 | W E Warne | CA | Los Angeles | 1 | Conventional Hydroelectric | HY |  | S | X | X |  |  | 37.1 | 0.95 | 38 | 38 | 5 | N |  |  | OP | X | 11 | 1982 |  |  | N | Electric Utility | 1 | X | WAT | [9 empty] | N |  |  | 10M
3255 | California Dept. of Water Resources | 6196 | W E Warne | CA | Los Angeles | 2 | Conventional Hydroelectric | HY |  | S | X | X |  |  | 37.1 | 0.95 | 38 | 38 | 5 | N |  |  | OP | X | 2 | 1983 |  |  | N | Electric Utility | 1 | X | WAT | [9 empty] | N |  |  | 10M
54803 | Dynegy Oakland, LLC | 6211 | Dynegy Oakland Power Plant | CA | Alameda | GEN1 | Petroleum Liquids | GT |  | S | X | X |  |  | 74.5 | 0.9 | 55 | 55 | 15 | N |  |  | OP | X | 11 | 1978 |  |  | N | IPP Non-CHP | 2 | X | JF | DFO | [8 empty] | N | N |  | 1H | [23 empty] | N | N | N
54803 | Dynegy Oakland, LLC | 6211 | Dynegy Oakland Power Plant | CA | Alameda | GEN3 | Petroleum Liquids | GT |  | S | X | X |  |  | 74.5 | 0.9 | 55 | 55 | 15 | N |  |  | OP | X | 11 | 1978 |  |  | N | IPP Non-CHP | 2 | X | JF | DFO | [8 empty] | N | N |  | 1H | [23 empty] | N | N
14534 | City of Pasadena - (CA) | 6449 | Azusa | CA | Los Angeles | 1 | Conventional Hydroelectric | HY |  | S | X | X |  |  | 3 | 0.85 | 2 | 2 | 2 | N |  |  | OP | X | 2 | 1949 |  |  | N | Electric Utility | 1 | X | WAT | [9 empty] | N | N |  | 1H |  |  |  | N | [19 empty] | N
11208 | Los Angeles Department of Water & Power | 6479 | San Francisquito 1 | CA | Los Angeles | 1A | Conventional Hydroelectric | HY |  | S | X | X | none | none | 22.5 | 0.9 | 27 | 27 | 0.1 | N |  |  | OP | X | 12 | 1983 |  |  | N | Electric Utility | 1 | X | WAT | [9 empty] | N | N |  | 10M | [20 empty] | N |  |  | N
11208 | Los Angeles Department of Water & Power | 6479 | San Francisquito 1 | CA | Los Angeles | 3 | Conventional Hydroelectric | HY |  | S | X | X | none | none | 9.9 | 0.8 | 11 | 11 | 0.1 | N |  |  | OP | X | 4 | 1917 |  |  | N | Electric Utility | 1 | X | WAT | [9 empty] | N | N |  | 10M | [20 empty] | N |  |  | N
11208 | Los Angeles Department of Water & Power | 6479 | San Francisquito 1 | CA | Los Angeles | 4 | Conventional Hydroelectric | HY |  | S | X | X | none | none | 10.6 | 0.85 | 12 | 12 | 0.1 | N |  |  | OP | X | 5 | 1923 |  |  | N | Electric Utility | 1 | X | WAT | [9 empty] | N | N |  | 10M | [20 empty] | N |  |  | N
11208 | Los Angeles Department of Water & Power | 6479 | San Francisquito 1 | CA | Los Angeles | 6 | Conventional Hydroelectric | HY |  | S | X | X | none | none | 22.5 | 0.9 | 27 | 27 | 0.1 | N |  |  | OP | X | 4 | 1987 |  |  | N | Electric Utility | 1 | X | WAT | [9 empty] | N | N |  | 10M | [20 empty] | N |  |  | N
11208 | Los Angeles Department of Water & Power | 6480 | San Francisquito 2 | CA | Los Angeles | 1 | Conventional Hydroelectric | HY |  | S | X | X | none | none | 14 | 0.8 | 14.5 | 14.5 | 0.1 | N |  |  | OS | X | 7 | 1920 |  |  | N | Electric Utility | 1 | X | WAT | [9 empty] | N | N |  | 10M | [20 empty] | N |  |  | N
11208 | Los Angeles Department of Water & Power | 6480 | San Francisquito 2 | CA | Los Angeles | 2 | Conventional Hydroelectric | HY |  | S | X | X | none | none | 14 | 0.8 | 14.4 | 14.4 | 0.1 | N |  |  | OP | X | 8 | 1920 |  |  | N | Electric Utility | 1 | X | WAT | [9 empty] | N | N |  | 1H | [20 empty] | N |  |  | N
11208 | Los Angeles Department of Water & Power | 6480 | San Francisquito 2 | CA | Los Angeles | 3 | Conventional Hydroelectric | HY |  | S | X | X | none | none | 18 | 0.9 | 16 | 16 | 0.1 | N |  |  | OP | X | 9 | 1932 |  |  | N | Electric Utility | 1 | X | WAT | [9 empty] | N | N |  | 10M | [20 empty] | N |  |  | N
57222 | Liberty Utilities (CalPeco Electric) LLC | 6518 | Kings Beach | CA | Placer | KB1 | Petroleum Liquids | IC |  | S | X | X |  |  | 2.5 | 0.94 | 2 | 2 | 0.6 | N |  |  | OP | X | 10 | 2008 |  |  | N | Electric Utility | 1 | X | DFO | [9 empty] | N | N |  | 10M | [23 empty] | N | N | N
57222 | Liberty Utilities (CalPeco Electric) LLC | 6518 | Kings Beach | CA | Placer | KB2 | Petroleum Liquids | IC |  | S | X | X |  |  | 2.5 | 0.94 | 2 | 2 | 0.6 | N |  |  | OP | X | 10 | 2008 |  |  | N | Electric Utility | 1 | X | DFO | [9 empty] | N | N |  | 10M | [23 empty] | N | N | N
57222 | Liberty Utilities (CalPeco Electric) LLC | 6518 | Kings Beach | CA | Placer | KB3 | Petroleum Liquids | IC |  | S | X | X |  |  | 2.5 | 0.94 | 2 | 2 | 0.6 | N |  |  | OP | X | 10 | 2008 |  |  | N | Electric Utility | 1 | X | DFO | [9 empty] | N | N |  | 10M | [23 empty] | N | N | N
57222 | Liberty Utilities (CalPeco Electric) LLC | 6518 | Kings Beach | CA | Placer | KB4 | Petroleum Liquids | IC |  | S | X | X |  |  | 2.5 | 0.94 | 2 | 2 | 0.6 | N |  |  | OP | X | 10 | 2008 |  |  | N | Electric Utility | 1 | X | DFO | [9 empty] | N | N |  | 10M | [23 empty] | N | N
57222 | Liberty Utilities (CalPeco Electric) LLC | 6518 | Kings Beach | CA | Placer | KB5 | Petroleum Liquids | IC |  | S | X | X |  |  | 2.5 | 0.94 | 2 | 2 | 0.6 | N |  |  | OP | X | 10 | 2008 |  |  | N | Electric Utility | 1 | X | DFO | [9 empty] | N | N |  | 10M | [23 empty] | N | N
57222 | Liberty Utilities (CalPeco Electric) LLC | 6518 | Kings Beach | CA | Placer | KB6 | Petroleum Liquids | IC |  | S | X | X |  |  | 2.5 | 0.94 | 2 | 2 | 0.6 | N |  |  | OP | X | 10 | 2008 |  |  | N | Electric Utility | 1 | X | DFO | [9 empty] | N | N |  | 10M | [23 empty] | N | N
16534 | Sacramento Municipal Util Dist | 6612 | Union Valley | CA | El Dorado | 1 | Conventional Hydroelectric | HY |  | S | X | X |  |  | 38.6 | 0.95 | 38.6 | 38.6 | 1 | N |  |  | OP | X | 10 | 1963 |  |  | N | Electric Utility | 1 | X | WAT | [9 empty] | N | N |  | 10M | [23 empty] | N
12397 | Metropolitan Water District of S CA | 6644 | Lake Mathews | CA | Riverside | 1 | Conventional Hydroelectric | HY |  | S | X | X |  |  | 4.9 | 0.85 | 4.9 | 4.9 | 2 | N |  |  | OP | X | 8 | 1980 |  |  | N | Electric Utility | 1 | X | WAT | [12 empty] | 12H
12397 | Metropolitan Water District of S CA | 6645 | Foothill Feeder | CA | Los Angeles | 1 | Conventional Hydroelectric | HY | A184 | S | X | X |  |  | 4.5 | 0.84 | 7.1 | 6.7 | 2 | N |  |  | OP | X | 4 | 1981 |  |  | N | Electric Utility | 1 | X | WAT | [12 empty] | 12H
12397 | Metropolitan Water District of S CA | 6645 | Foothill Feeder | CA | Los Angeles | 2 | Conventional Hydroelectric | HY | A184 | S | X | X |  |  | 4.5 | 0.84 |  |  | 2 | N |  |  | OP | X | 4 | 1981 |  |  | N | Electric Utility | 1 | X | WAT | [12 empty] | 12H
12397 | Metropolitan Water District of S CA | 6646 | San Dimas | CA | Los Angeles | 1 | Conventional Hydroelectric | HY |  | S | X | X |  |  | 9.9 | 1 | 9.9 | 9.9 | 1 | N |  |  | OP | X | 6 | 1981 |  |  | N | Electric Utility | 1 | X | WAT | [12 empty] | 12H
12397 | Metropolitan Water District of S CA | 6647 | Yorba Linda | CA | Orange | 1 | Conventional Hydroelectric | HY |  | S | X | X |  |  | 5.1 | 1 | 5.1 | 5.1 | 1 | N |  |  | OP | X | 11 | 1981 |  |  | N | Electric Utility | 1 | X | WAT | [12 empty] | 12H
17609 | Southern California Edison Co | 6704 | Pebbly Beach Generating Station Hybrid | CA | Los Angeles | 10 | Petroleum Liquids | IC |  | S | X | X |  |  | 1.1 | 0.8 | 1.1 | 1.1 | 0.9 | N |  |  | OP | X | 7 | 1966 |  |  | N | Electric Utility | 1 | X | DFO | [9 empty] | N | N |  | 10M | [23 empty] | N | N | N
17609 | Southern California Edison Co | 6704 | Pebbly Beach Generating Station Hybrid | CA | Los Angeles | 12 | Petroleum Liquids | IC |  | S | X | X |  |  | 1.6 | 0.8 | 1.6 | 1.6 | 1.3 | N |  |  | OP | X | 6 | 1976 |  |  | N | Electric Utility | 1 | X | DFO | [9 empty] | N | N |  | 10M | [23 empty] | N | N | N
17609 | Southern California Edison Co | 6704 | Pebbly Beach Generating Station Hybrid | CA | Los Angeles | 14 | Petroleum Liquids | IC |  | S | X | X |  |  | 1.4 | 0.8 | 1.4 | 1.4 | 1.1 | N |  |  | OP | X | 10 | 1986 |  |  | N | Electric Utility | 1 | X | DFO | [9 empty] | N | N |  | 10M | [23 empty] | N | N | N
17609 | Southern California Edison Co | 6704 | Pebbly Beach Generating Station Hybrid | CA | Los Angeles | 15 | Petroleum Liquids | IC |  | S | X | X |  |  | 2.8 | 0.8 | 2.8 | 2.8 | 2.2 | N |  |  | OP | X | 12 | 1995 |  |  | N | Electric Utility | 1 | X | DFO | [9 empty] | N | N |  | 10M | [23 empty] | N | N | N
17609 | Southern California Edison Co | 6704 | Pebbly Beach Generating Station Hybrid | CA | Los Angeles | 7 | Petroleum Liquids | IC |  | S | X | X |  |  | 1 | 0.8 | 1 | 1 | 0.8 | N |  |  | OP | X | 7 | 1958 |  |  | N | Electric Utility | 1 | X | DFO | [9 empty] | N | N |  | 10M | [23 empty] | N | N | N
17609 | Southern California Edison Co | 6704 | Pebbly Beach Generating Station Hybrid | CA | Los Angeles | 8 | Petroleum Liquids | IC |  | S | X | X |  |  | 1.5 | 0.8 | 1.5 | 1.5 | 1.2 | N |  |  | OP | X | 6 | 1963 |  |  | N | Electric Utility | 1 | X | DFO | [9 empty] | N | N |  | 10M | [23 empty] | N | N | N
17609 | Southern California Edison Co | 6704 | Pebbly Beach Generating Station Hybrid | CA | Los Angeles | MT01 | Petroleum Liquids | GT |  | S | X | X |  |  | 0.1 | 0.8 | 0.1 | 0.1 | 0.1 | N |  |  | OP | X | 12 | 2011 |  |  | N | Electric Utility | 1 | X | PG | [9 empty] | N | N |  | 10M | [23 empty] | N
17609 | Southern California Edison Co | 6704 | Pebbly Beach Generating Station Hybrid | CA | Los Angeles | MT02 | Petroleum Liquids | GT |  | S | X | X |  |  | 0.1 | 0.8 | 0.1 | 0.1 | 0.1 | N |  |  | OP | X | 12 | 2011 |  |  | N | Electric Utility | 1 | X | PG | [9 empty] | N | N |  | 10M | [23 empty] | N
17609 | Southern California Edison Co | 6704 | Pebbly Beach Generating Station Hybrid | CA | Los Angeles | MT03 | Petroleum Liquids | GT |  | S | X | X |  |  | 0.1 | 0.8 | 0.1 | 0.1 | 0.1 | N |  |  | OP | X | 12 | 2011 |  |  | N | Electric Utility | 1 | X | PG | [9 empty] | N | N |  | 10M | [23 empty] | N
17609 | Southern California Edison Co | 6704 | Pebbly Beach Generating Station Hybrid | CA | Los Angeles | MT04 | Petroleum Liquids | GT |  | S | X | X |  |  | 0.1 | 0.8 | 0.1 | 0.1 | 0.1 | N |  |  | OP | X | 12 | 2011 |  |  | N | Electric Utility | 1 | X | PG | [9 empty] | N | N |  | 10M | [23 empty] | N
17609 | Southern California Edison Co | 6704 | Pebbly Beach Generating Station Hybrid | CA | Los Angeles | MT05 | Petroleum Liquids | GT |  | S | X | X |  |  | 0.1 | 0.8 | 0.1 | 0.1 | 0.1 | N |  |  | OP | X | 12 | 2011 |  |  | N | Electric Utility | 1 | X | PG | [9 empty] | N | N |  | 10M | [23 empty] | N
17609 | Southern California Edison Co | 6704 | Pebbly Beach Generating Station Hybrid | CA | Los Angeles | MT06 | Petroleum Liquids | GT |  | S | X | X |  |  | 0.1 | 0.8 | 0.1 | 0.1 | 0.1 | N |  |  | OP | X | 12 | 2011 |  |  | N | Electric Utility | 1 | X | PG | [9 empty] | N | N |  | 10M | [23 empty] | N
17609 | Southern California Edison Co | 6704 | Pebbly Beach Generating Station Hybrid | CA | Los Angeles | MT07 | Petroleum Liquids | GT |  | S | X | X |  |  | 0.1 | 0.8 | 0.1 | 0.1 | 0.1 | N |  |  | OP | X | 12 | 2011 |  |  | N | Electric Utility | 1 | X | PG | [9 empty] | N | N |  | 10M | [23 empty] | N
17609 | Southern California Edison Co | 6704 | Pebbly Beach Generating Station Hybrid | CA | Los Angeles | MT08 | Petroleum Liquids | GT |  | S | X | X |  |  | 0.1 | 0.8 | 0.1 | 0.1 | 0.1 | N |  |  | OP | X | 12 | 2011 |  |  | N | Electric Utility | 1 | X | PG | [9 empty] | N | N |  | 10M | [23 empty] | N
17609 | Southern California Edison Co | 6704 | Pebbly Beach Generating Station Hybrid | CA | Los Angeles | MT09 | Petroleum Liquids | GT |  | S | X | X |  |  | 0.1 | 0.8 | 0.1 | 0.1 | 0.1 | N |  |  | OP | X | 12 | 2011 |  |  | N | Electric Utility | 1 | X | PG | [9 empty] | N | N |  | 10M | [23 empty] | N
17609 | Southern California Edison Co | 6704 | Pebbly Beach Generating Station Hybrid | CA | Los Angeles | MT10 | Petroleum Liquids | GT |  | S | X | X |  |  | 0.1 | 0.8 | 0.1 | 0.1 | 0.1 | N |  |  | OP | X | 12 | 2011 |  |  | N | Electric Utility | 1 | X | PG | [9 empty] | N | N |  | 10M | [23 empty] | N
17609 | Southern California Edison Co | 6704 | Pebbly Beach Generating Station Hybrid | CA | Los Angeles | MT11 | Petroleum Liquids | GT |  | S | X | X |  |  | 0.1 | 0.8 | 0.1 | 0.1 | 0.1 | N |  |  | OP | X | 12 | 2011 |  |  | N | Electric Utility | 1 | X | PG | [9 empty] | N | N |  | 10M | [23 empty] | N
17609 | Southern California Edison Co | 6704 | Pebbly Beach Generating Station Hybrid | CA | Los Angeles | MT14 | Petroleum Liquids | GT |  | S | X | X |  |  | 0.1 | 0.8 | 0.1 | 0.1 | 0.1 | N |  |  | OP | X | 12 | 2011 |  |  | N | Electric Utility | 1 | X | PG | [9 empty] | N | N |  | 10M | [23 empty] | N
17609 | Southern California Edison Co | 6704 | Pebbly Beach Generating Station Hybrid | CA | Los Angeles | MT15 | Petroleum Liquids | GT |  | S | X | X |  |  | 0.1 | 0.8 | 0.1 | 0.1 | 0.1 | N |  |  | OP | X | 12 | 2011 |  |  | N | Electric Utility | 1 | X | PG | [9 empty] | N | N |  | 10M | [23 empty] | N
17609 | Southern California Edison Co | 6704 | Pebbly Beach Generating Station Hybrid | CA | Los Angeles | MT16 | Petroleum Liquids | GT |  | S | X | X |  |  | 0.1 | 0.8 | 0.1 | 0.1 | 0.1 | N |  |  | OP | X | 12 | 2011 |  |  | N | Electric Utility | 1 | X | PG | [9 empty] | N | N |  | 10M | [23 empty] | N
17609 | Southern California Edison Co | 6704 | Pebbly Beach Generating Station Hybrid | CA | Los Angeles | MT17 | Petroleum Liquids | GT |  | S | X | X |  |  | 0.1 | 0.8 | 0.1 | 0.1 | 0.1 | N |  |  | OP | X | 12 | 2011 |  |  | N | Electric Utility | 1 | X | PG | [9 empty] | N | N |  | 10M | [23 empty] | N
17609 | Southern California Edison Co | 6704 | Pebbly Beach Generating Station Hybrid | CA | Los Angeles | MT18 | Petroleum Liquids | GT |  | S | X | X |  |  | 0.1 | 0.8 | 0.1 | 0.1 | 0.1 | N |  |  | OP | X | 12 | 2011 |  |  | N | Electric Utility | 1 | X | PG | [9 empty] | N | N |  | 10M | [23 empty] | N
17609 | Southern California Edison Co | 6704 | Pebbly Beach Generating Station Hybrid | CA | Los Angeles | MT19 | Petroleum Liquids | GT |  | S | X | X |  |  | 0.1 | 0.8 | 0.1 | 0.1 | 0.1 | N |  |  | OP | X | 12 | 2011 |  |  | N | Electric Utility | 1 | X | PG | [9 empty] | N | N |  | 10M | [23 empty] | N
17609 | Southern California Edison Co | 6704 | Pebbly Beach Generating Station Hybrid | CA | Los Angeles | MT20 | Petroleum Liquids | GT |  | S | X | X |  |  | 0.1 | 0.8 | 0.1 | 0.1 | 0.1 | N |  |  | OP | X | 12 | 2011 |  |  | N | Electric Utility | 1 | X | PG | [9 empty] | N | N |  | 10M | [23 empty] | N
17609 | Southern California Edison Co | 6704 | Pebbly Beach Generating Station Hybrid | CA | Los Angeles | MT21 | Petroleum Liquids | GT |  | S | X | X |  |  | 0.1 | 0.8 | 0.1 | 0.1 | 0.1 | N |  |  | OP | X | 12 | 2011 |  |  | N | Electric Utility | 1 | X | PG | [9 empty] | N | N |  | 10M | [23 empty] | N
17609 | Southern California Edison Co | 6704 | Pebbly Beach Generating Station Hybrid | CA | Los Angeles | MT22 | Petroleum Liquids | GT |  | S | X | X |  |  | 0.1 | 0.8 | 0.1 | 0.1 | 0.1 | N |  |  | OP | X | 12 | 2011 |  |  | N | Electric Utility | 1 | X | PG | [9 empty] | N | N |  | 10M | [23 empty] | N
17609 | Southern California Edison Co | 6704 | Pebbly Beach Generating Station Hybrid | CA | Los Angeles | MT23 | Petroleum Liquids | GT |  | S | X | X |  |  | 0.1 | 0.8 | 0.1 | 0.1 | 0.1 | N |  |  | OP | X | 12 | 2011 |  |  | N | Electric Utility | 1 | X | PG | [9 empty] | N | N |  | 10M | [23 empty] | N
17609 | Southern California Edison Co | 6704 | Pebbly Beach Generating Station Hybrid | CA | Los Angeles | MT24 | Petroleum Liquids | GT |  | S | X | X |  |  | 0.1 | 0.8 | 0.1 | 0.1 | 0.1 | N |  |  | OP | X | 12 | 2011 |  |  | N | Electric Utility | 1 | X | PG | [9 empty] | N | N |  | 10M | [23 empty] | N
17609 | Southern California Edison Co | 6704 | Pebbly Beach Generating Station Hybrid | CA | Los Angeles | MT25 | Petroleum Liquids | GT |  | S | X | X |  |  | 0.1 | 0.8 | 0.1 | 0.1 | 0.1 | N |  |  | OP | X | 12 | 2011 |  |  | N | Electric Utility | 1 | X | PG | [9 empty] | N | N |  | 10M | [23 empty] | N
17609 | Southern California Edison Co | 6704 | Pebbly Beach Generating Station Hybrid | CA | Los Angeles | NASB1 | Batteries | BA |  | S | X | X |  |  | 1 |  | 1 | 1 | 0.1 | N |  |  | OP | X | 8 | 2012 |  |  | N | Electric Utility | 1 | X | MWH | [12 empty] | OVER | [23 empty] | N | N
2518 | U S Bureau of Reclamation | 7066 | Stampede | CA | Sierra | 1 | Conventional Hydroelectric | HY |  | S | X | X |  |  | 3 | 0.9 | 3 | 3 | 0 | N |  |  | OP | X | 1 | 1988 |  |  | N | Electric Utility | 1 | X | WAT | [12 empty] | 10M
2518 | U S Bureau of Reclamation | 7066 | Stampede | CA | Sierra | 2 | Conventional Hydroelectric | HY |  | S | X | X |  |  | 0.6 | 1 | 0.6 | 0.6 | 0 | N |  |  | OP | X | 1 | 1988 |  |  | N | Electric Utility | 1 | X | WAT | [12 empty] | 10M
3255 | California Dept. of Water Resources | 7072 | Mojave Siphon | CA | San Bernardino | 1 | Conventional Hydroelectric | HY |  | S | X | X |  |  | 10.9 | 0.95 | 10.8 | 10.8 | 2 | N |  |  | OP | X | 8 | 1996 |  |  | N | Electric Utility | 1 | X | WAT | [9 empty] | N |  |  | 10M
3255 | California Dept. of Water Resources | 7072 | Mojave Siphon | CA | San Bernardino | 2 | Conventional Hydroelectric | HY |  | S | X | X |  |  | 10.9 | 0.95 | 10.8 | 10.8 | 2 | N |  |  | OP | X | 8 | 1996 |  |  | N | Electric Utility | 1 | X | WAT | [9 empty] | N |  |  | 10M
3255 | California Dept. of Water Resources | 7072 | Mojave Siphon | CA | San Bernardino | 3 | Conventional Hydroelectric | HY |  | S | X | X |  |  | 10.9 | 0.95 | 10.8 | 10.8 | 2 | N |  |  | OP | X | 8 | 1996 |  |  | N | Electric Utility | 1 | X | WAT | [9 empty] | N |  |  | 10M
3255 | California Dept. of Water Resources | 7129 | Thermalito Diverson Dam | CA | Butte | TD1 | Conventional Hydroelectric | HY |  | S | X | X |  |  | 3.4 | 0.9 | 3 | 3 | 0 | N |  |  | OP | X | 7 | 1987 |  |  | N | Electric Utility | 1 | X | WAT | [9 empty] | N |  |  | 10M
17609 | Southern California Edison Co | 7147 | Mill Creek 3 | CA | San Bernardino | 3 | Conventional Hydroelectric | HY |  | S | X | X |  |  | 1 | 1 | 1 | 1 | 0 | N |  |  | OP | X | 3 | 1903 |  |  | N | Electric Utility | 1 | X | WAT | [9 empty] | N |  |  | 10M
17609 | Southern California Edison Co | 7147 | Mill Creek 3 | CA | San Bernardino | 4 | Conventional Hydroelectric | HY |  | S | X | X |  |  | 1 | 1 | 1 | 1 | 0 | N |  |  | OP | X | 10 | 1904 |  |  | N | Electric Utility | 1 | X | WAT | [9 empty] | N |  |  | 10M
17609 | Southern California Edison Co | 7147 | Mill Creek 3 | CA | San Bernardino | 5 | Conventional Hydroelectric | HY |  | S | X | X |  |  | 1 | 1 | 1 | 1 | 0 | N |  |  | OP | X | 3 | 1904 |  |  | N | Electric Utility | 1 | X | WAT | [9 empty] | N |  |  | 10M
16655 | City of Santa Clara - (CA) | 7151 | Stony Gorge | CA | Glenn | 1 | Conventional Hydroelectric | HY |  | S | X | X | POD_ELKCRK_6_STONYG-APNDPOD_ELKCRK_6_STONYG-APND | POD_ELKCRK_6_STONYG-APND | 2.5 | 0.9 | 2.5 | 2.5 | 0.3 | N |  |  | OP | X | 4 | 1986 |  |  | N | Electric Utility | 1 | X | WAT | [9 empty] | N | N |  | 10M
16655 | City of Santa Clara - (CA) | 7151 | Stony Gorge | CA | Glenn | 2 | Conventional Hydroelectric | HY |  | S | X | X | POD_ELKCRK_6_STONYG-APND | POD_ELKCRK_6_STONYG-APND | 2.5 | 0.9 | 2.5 | 2.5 | 0.3 | N |  |  | OP | X | 4 | 1986 |  |  | N | Electric Utility | 1 | X | WAT | [9 empty] | N | N |  | 10M
15783 | City of Redding - (CA) | 7189 | Whiskeytown | CA | Shasta | 1 | Conventional Hydroelectric | HY |  | S | X | X |  |  | 3.5 | 0.9 | 3.5 | 3.5 | 1 | N |  |  | OP | X | 9 | 1986 |  |  | N | Electric Utility | 1 | X | WAT | [9 empty] | N | N |  | 10M |  |  |  |  | N | N | [14 empty] | N |  |  | N
16655 | City of Santa Clara - (CA) | 7229 | Black Butte | CA | Tehama | 1 | Conventional Hydroelectric | HY |  | S | X | X | BLCKBUTT_7_B1 | BLCKBUTT_7_B1 | 6.1 | 0.9 | 6.1 | 6.1 | 0.5 | N |  |  | OP | X | 9 | 1988 |  |  | N | Electric Utility | 1 | X | WAT | [9 empty] | N | N |  | 10M
16655 | City of Santa Clara - (CA) | 7231 | Gianera | CA | Santa Clara | 1 | Natural Gas Fired Combustion Turbine | GT |  | S | X | X | CSCGNRA1_7_N101 | CSCGNRA1_7_N101 | 32.3 | 0.9 | 24.8 | 24.8 | 22 | N |  |  | OP | X | 6 | 1987 |  |  | N | Electric Utility | 1 | X | NG | DFO | [8 empty] | N | N |  | 1H | [23 empty] | Y | N | Y
16655 | City of Santa Clara - (CA) | 7231 | Gianera | CA | Santa Clara | 2 | Natural Gas Fired Combustion Turbine | GT |  | S | X | X | CSCGNRA2_7_N101 | CSCGNRA2_7_N101 | 32.3 | 0.9 | 24.8 | 24.8 | 22 | N |  |  | OP | X | 6 | 1986 |  |  | N | Electric Utility | 1 | X | NG | DFO | [8 empty] | N | N |  | 1H | [23 empty] | Y | N | Y
16655 | City of Santa Clara - (CA) | 7232 | Santa Clara Cogen | CA | Santa Clara | 1 | Natural Gas Fired Combustion Turbine | GT |  | S | X | X | CSCCOG_6_N001 | CSCCOG_6_N001 | 3.9 | 0.85 | 3.5 | 3.5 | 2.8 | N |  |  | OP | X | 6 | 1982 |  |  | Y | Electric Utility | 1 | T | NG | [9 empty] | N | N |  | 12H | [23 empty] | N
16655 | City of Santa Clara - (CA) | 7232 | Santa Clara Cogen | CA | Santa Clara | 2 | Natural Gas Fired Combustion Turbine | GT |  | S | X | X | CSCCOG_6_N001 | CSCCOG_6_N001 | 3.9 | 0.85 | 3.5 | 3.5 | 2.8 | N |  |  | OP | X | 6 | 1982 |  |  | Y | Electric Utility | 1 | T | NG | [9 empty] | N | N |  | 12H | [23 empty] | N
12745 | Modesto Irrigation District | 7266 | Woodland | CA | Stanislaus | 2 | Natural Gas Fired Combined Cycle | CA | CC1 | S | Y | X |  |  | 37.7 | 0.85 | 33 | 33 | 2 | N |  |  | OP | X | 6 | 2003 |  |  | N | Electric Utility | 1 | X | NG | [5 empty] | NG |  |  |  | N | N |  | 12H | [23 empty] | N | N | N
12745 | Modesto Irrigation District | 7266 | Woodland | CA | Stanislaus | 3 | Natural Gas Fired Combined Cycle | CT | CC1 | S | X | N |  |  | 60.5 | 0.85 | 50 | 50 | 23 | N |  |  | OP | X | 6 | 2003 |  |  | N | Electric Utility | 1 | X | NG | [5 empty] | NG |  |  |  | N | N |  | 12H | [23 empty] | N | N | N
12745 | Modesto Irrigation District | 7266 | Woodland | CA | Stanislaus | 3A | Natural Gas Internal Combustion Engine | IC |  | S | X | X |  |  | 8.4 | 0.8 | 8.2 | 8.2 | 4 | N |  |  | OP | X | 7 | 2011 |  |  | N | Electric Utility | 1 | X | NG | [5 empty] | NG |  |  |  | N | N |  | 1H | [23 empty] | N | N | N
12745 | Modesto Irrigation District | 7266 | Woodland | CA | Stanislaus | 3B | Natural Gas Internal Combustion Engine | IC |  | S | X | X |  |  | 8.4 | 0.8 | 8.2 | 8.2 | 4 | N |  |  | OP | X | 7 | 2011 |  |  | N | Electric Utility | 1 | X | NG | [5 empty] | NG |  |  |  | N | N |  | 1H | [23 empty] | N | N | N
12745 | Modesto Irrigation District | 7266 | Woodland | CA | Stanislaus | 3C | Natural Gas Internal Combustion Engine | IC |  | S | X | X |  |  | 8.4 | 0.8 | 8.2 | 8.2 | 4 | N |  |  | OP | X | 7 | 2011 |  |  | N | Electric Utility | 1 | X | NG | [5 empty] | NG |  |  |  | N | N |  | 1H | [23 empty] | N | N | N
12745 | Modesto Irrigation District | 7266 | Woodland | CA | Stanislaus | 3D | Natural Gas Internal Combustion Engine | IC |  | S | X | X |  |  | 8.4 | 0.8 | 8.2 | 8.2 | 4 | N |  |  | OP | X | 7 | 2011 |  |  | N | Electric Utility | 1 | X | NG | [5 empty] | NG |  |  |  | N | N |  | 1H | [23 empty] | N | N | N
12745 | Modesto Irrigation District | 7266 | Woodland | CA | Stanislaus | 3E | Natural Gas Internal Combustion Engine | IC |  | S | X | X |  |  | 8.4 | 0.8 | 8.2 | 8.2 | 4 | N |  |  | OP | X | 7 | 2011 |  |  | N | Electric Utility | 1 | X | NG | [5 empty] | NG |  |  |  | N | N |  | 1H | [23 empty] | N | N | N
12745 | Modesto Irrigation District | 7266 | Woodland | CA | Stanislaus | 3F | Natural Gas Internal Combustion Engine | IC |  | S | X | X |  |  | 8.4 | 0.8 | 8.2 | 8.2 | 4 | N |  |  | OP | X | 7 | 2011 |  |  | N | Electric Utility | 1 | X | NG | [5 empty] | NG |  |  |  | N | N |  | 1H | [23 empty] | N | N | N
12745 | Modesto Irrigation District | 7266 | Woodland | CA | Stanislaus | NA1 | Natural Gas Fired Combustion Turbine | GT |  | S | X | X |  |  | 50.4 | 0.9 | 45 | 45 | 23 | N |  |  | OP | X | 11 | 1993 |  |  | N | Electric Utility | 1 | X | NG | DFO |  |  |  |  | NG |  |  |  | N |  |  | 12H | [23 empty] | Y | N | Y
15783 | City of Redding - (CA) | 7307 | Redding Power | CA | Shasta | 1 | Natural Gas Fired Combustion Turbine | GT |  | S | X | X |  |  | 18 | 0.85 | 16 | 17 | 14 | N |  |  | OP | X | 10 | 1996 |  |  | N | Electric Utility | 1 | X | NG | [9 empty] | N | N |  | 1H |  | N |  |  | N | [15 empty] | N |  |  | N | N | N
15783 | City of Redding - (CA) | 7307 | Redding Power | CA | Shasta | 2 | Natural Gas Fired Combustion Turbine | GT |  | S | X | X |  |  | 27.9 | 0.9 | 23 | 25 | 16 | N |  |  | OP | X | 4 | 1996 |  |  | N | Electric Utility | 1 | X | NG | [9 empty] | N | N |  | 1H | [20 empty] | N |  |  | N | N | N
15783 | City of Redding - (CA) | 7307 | Redding Power | CA | Shasta | 3 | Natural Gas Fired Combustion Turbine | GT |  | S | X | X |  |  | 27.9 | 0.9 | 23 | 25 | 16 | N |  |  | OP | X | 4 | 1996 |  |  | N | Electric Utility | 1 | X | NG | [9 empty] | N | N |  | 1H | [20 empty] | N |  |  | N | N | N
15783 | City of Redding - (CA) | 7307 | Redding Power | CA | Shasta | 4 | Natural Gas Fired Combined Cycle | CA | 101 | S | N | X |  |  | 26.8 | 0.85 | 27 | 28 | 5 | N |  |  | OP | X | 1 | 1989 |  |  | N | Electric Utility | 1 | X | NG | [5 empty] | NG |  |  |  | N | N |  | 12H |  |  |  |  | N | [15 empty] | N |  |  | N | N | N
15783 | City of Redding - (CA) | 7307 | Redding Power | CA | Shasta | 5 | Natural Gas Fired Combined Cycle | CT | 101 | S | X | N |  |  | 40 | 0.8 | 41 | 45 | 5 | N |  |  | OP | X | 7 | 2002 |  |  | N | Electric Utility | 1 | X | NG | [9 empty] | N | N |  | 12H | [20 empty] | N |  |  | N | N | N
15783 | City of Redding - (CA) | 7307 | Redding Power | CA | Shasta | 6 | Natural Gas Fired Combined Cycle | CT | 101 | S | X | N |  |  | 42.5 | 0.85 | 41 | 46 | 24 | N |  |  | OP | X | 8 | 2011 |  |  | N | Electric Utility | 1 | X | NG | [9 empty] | N | N |  | 12H | [20 empty] | N |  |  | N | N | N
19281 | Turlock Irrigation District | 7315 | Almond Power Plant | CA | Stanislaus | 1 | Natural Gas Fired Combustion Turbine | GT |  | S | X | X |  |  | 49.5 | 0.9 | 49.5 | 49.5 | 16 | N |  |  | OP | X | 4 | 1996 |  |  | N | Electric Utility | 1 | X | NG | [9 empty] | N |  |  | 12H | [23 empty] | N
19281 | Turlock Irrigation District | 7315 | Almond Power Plant | CA | Stanislaus | 2 | Natural Gas Fired Combustion Turbine | GT |  | S | X | X |  |  | 58 | 0.9 | 50 | 58 | 16 | N |  |  | OP | X | 7 | 2012 |  |  | N | Electric Utility | 1 | X | NG | [9 empty] | N |  |  | 10M | [23 empty] | N
19281 | Turlock Irrigation District | 7315 | Almond Power Plant | CA | Stanislaus | 3 | Natural Gas Fired Combustion Turbine | GT |  | S | X | X |  |  | 58 | 0.9 | 50 | 58 | 16 | N |  |  | OP | X | 7 | 2012 |  |  | N | Electric Utility | 1 | X | NG | [9 empty] | N |  |  | 10M | [23 empty] | N
19281 | Turlock Irrigation District | 7315 | Almond Power Plant | CA | Stanislaus | 4 | Natural Gas Fired Combustion Turbine | GT |  | S | X | X |  |  | 58 | 0.9 | 50 | 58 | 16 | N |  |  | OP | X | 7 | 2012 |  |  | N | Electric Utility | 1 | X | NG | [9 empty] | N |  |  | 10M | [23 empty] | N
16655 | City of Santa Clara - (CA) | 7338 | Grizzly | CA | Plumas | NA1 | Conventional Hydroelectric | HY |  | S | X | X | GRIZZLYG_7_B1 | GRIZZLYG_7_B1 | 22 | 0.9 | 17.7 | 17.7 | 0 | N |  |  | OP | X | 11 | 1993 |  |  | N | Electric Utility | 1 | X | WAT | [9 empty] | N | N |  | 10M
40613 | Northern California Power Agny | 7368 | Geothermal 1 | CA | Sonoma | 1 | Geothermal | ST |  | S | X | X |  |  | 55 | 0.86 | 25 | 26 | 10 | N |  |  | OP | X | 1 | 1983 |  |  | N | Electric Utility | 1 | X | GEO | [5 empty] | GEO |  |  |  | N | N |  | 12H | [23 empty] | N | N
40613 | Northern California Power Agny | 7368 | Geothermal 1 | CA | Sonoma | 2 | Geothermal | ST |  | S | X | X |  |  | 55 | 0.86 | 26 | 27 | 10 | N |  |  | OP | X | 1 | 1983 |  |  | N | Electric Utility | 1 | X | GEO | [5 empty] | GEO |  |  |  | N | N |  | 12H | [23 empty] | N | N
40613 | Northern California Power Agny | 7369 | Geothermal 2 | CA | Sonoma | 3 | Geothermal | ST |  | S | X | X |  |  | 55 | 0.9 | 25 | 25 | 0 | N |  |  | SB | N | 12 | 1985 |  |  | N | Electric Utility | 1 | X | GEO | [5 empty] | GEO |  |  |  | N |  |  | OVER | [23 empty] | N
40613 | Northern California Power Agny | 7369 | Geothermal 2 | CA | Sonoma | 4 | Geothermal | ST |  | S | X | X |  |  | 55 | 0.9 | 40 | 41 | 10 | N |  |  | OP | X | 5 | 1986 |  |  | N | Electric Utility | 1 | X | GEO | [5 empty] | GEO |  |  |  | N | N |  | 12H | [23 empty] | N
19798 | City of Vernon | 7436 | Vernon | CA | Los Angeles | JH1 | Petroleum Liquids | IC |  | S | X | X |  |  | 6 | 0.8 | 3.6 | 4 | 3.6 | N |  |  | OS | X | 9 | 1933 |  |  | N | Electric Utility | 1 | X | DFO | [9 empty] | N |  |  | OVER | [23 empty] | N | N
19798 | City of Vernon | 7436 | Vernon | CA | Los Angeles | JH2 | Petroleum Liquids | IC |  | S | X | X |  |  | 6 | 0.8 | 3.6 | 4 | 3.6 | N |  |  | OS | X | 9 | 1933 |  |  | N | Electric Utility | 1 | X | DFO | [9 empty] | N |  |  | OVER | [23 empty] | N | N
19798 | City of Vernon | 7436 | Vernon | CA | Los Angeles | JH3 | Petroleum Liquids | IC |  | S | X | X |  |  | 6 | 0.8 | 3.6 | 4.6 | 3.6 | N |  |  | OS | X | 9 | 1933 |  |  | N | Electric Utility | 1 | X | DFO | [9 empty] | N | N |  | OVER | [23 empty] | N | N
19798 | City of Vernon | 7436 | Vernon | CA | Los Angeles | JH4 | Petroleum Liquids | IC |  | S | X | X |  |  | 6 | 0.8 | 3.6 | 4 | 3.6 | N |  |  | OS | X | 9 | 1933 |  |  | N | Electric Utility | 1 | X | DFO | [9 empty] | N | N |  | OVER | [23 empty] | N
19798 | City of Vernon | 7436 | Vernon | CA | Los Angeles | JH5 | Petroleum Liquids | IC |  | S | X | X |  |  | 6 | 0.8 | 3.6 | 4 | 3.6 | N |  |  | OS | X | 9 | 1933 |  |  | N | Electric Utility | 1 | X | DFO | [9 empty] | N | N |  | OVER | [23 empty] | N
40613 | Northern California Power Agny | 7449 | Combustion Turbine Project No 2 | CA | San Joaquin | NA1 | Natural Gas Fired Combustion Turbine | GT |  | S | X | X |  |  | 50 | 0.95 | 49.3 | 49.9 | 40 | N |  |  | OP | X | 4 | 1996 |  |  | N | Electric Utility | 1 | X | NG | [9 empty] | N |  |  | 1H | [23 empty] | N | N | N
40613 | Northern California Power Agny | 7450 | Alameda | CA | Alameda | 1 | Natural Gas Fired Combustion Turbine | GT |  | S | X | X |  |  | 27.4 | 0.95 | 24.9 | 24.9 | 21.8 | N |  |  | OP | X | 5 | 1986 |  |  | N | Electric Utility | 1 | X | NG | DFO | [8 empty] | N |  |  | 1H | [23 empty] | Y | N | Y
40613 | Northern California Power Agny | 7450 | Alameda | CA | Alameda | 2 | Natural Gas Fired Combustion Turbine | GT |  | S | X | X |  |  | 27.4 | 0.95 | 24.9 | 24.9 | 21.8 | N |  |  | OP | X | 5 | 1986 |  |  | N | Electric Utility | 1 | X | NG | DFO | [8 empty] | N |  |  | 1H | [23 empty] | Y | N | Y
40613 | Northern California Power Agny | 7451 | Lodi | CA | San Joaquin | 1 | Natural Gas Fired Combustion Turbine | GT |  | S | X | X |  |  | 27.4 | 0.95 | 25.2 | 25.2 | 23.3 | N |  |  | SB | Y | 2 | 1986 |  |  | N | Electric Utility | 1 | X | NG | DFO | [8 empty] | N |  |  | 1H | [23 empty] | Y | N | Y
16295 | City of Roseville - (CA) | 7452 | Roseville Power Plant #2 | CA | Placer | 1 | Natural Gas Fired Combustion Turbine | GT |  | S | X | X |  |  | 33 |  | 21.2 | 24.2 | 15 | N |  |  | SB | Y | 4 | 1986 |  |  | N | Electric Utility | 1 | X | NG | [9 empty] | N | N |  | 1H | [23 empty] | N | N | N
16295 | City of Roseville - (CA) | 7452 | Roseville Power Plant #2 | CA | Placer | 2 | Natural Gas Fired Combustion Turbine | GT |  | S | X | X |  |  | 33 |  | 21.2 | 24.2 | 15 | N |  |  | SB | Y | 5 | 1986 |  |  | N | Electric Utility | 1 | X | NG | [9 empty] | N | N |  | 1H | [23 empty] | N | N | N
19397 | City of Ukiah - (CA) | 7489 | Lake Mendocino | CA | Mendocino | G1 | Conventional Hydroelectric | HY |  | S | X | X | N/A | N/A | 1 | 0.9 | 1 | 1 | 0.1 | N |  |  | OP | X | 5 | 1987 |  |  | N | Electric Utility | 1 | X | WAT | [9 empty] | N | N |  | 10M | [20 empty] | N |  |  | N | N | N
19397 | City of Ukiah - (CA) | 7489 | Lake Mendocino | CA | Mendocino | G2 | Conventional Hydroelectric | HY |  | S | X | X |  |  | 2.5 | 0.9 | 2.5 | 2.5 | 0.1 | N |  |  | OP | X | 5 | 1987 |  |  | N | Electric Utility | 1 | X | WAT | [9 empty] | N | N |  | 10M | [20 empty] | N |  |  | N | N | N
61958 | Hydro Sierra Energy, LLC | 7507 | Deadwood Creek | CA | Yuba | 1 | Conventional Hydroelectric | HY |  | S | X | X |  |  | 2 | 0.9 | 1.9 | 2 | 0.1 | N |  |  | OP | X | 12 | 1993 |  |  | N | Electric Utility | 1 | X | WAT | [9 empty] | N |  |  | 10M
16534 | Sacramento Municipal Util Dist | 7526 | Solano Wind | CA | Solano | 1 | Onshore Wind Turbine | WT |  | S | X | X |  |  | 13.2 |  | 13.1 | 13.2 | 1 | N |  |  | OP | X | 6 | 1994 |  |  | N | Electric Utility | 1 | X | WND | [9 empty] | N | N | 23
16534 | Sacramento Municipal Util Dist | 7526 | Solano Wind | CA | Solano | 2 | Onshore Wind Turbine | WT |  | S | X | X |  |  | 24 |  | 24 | 24 | 1 | N |  |  | OP | X | 6 | 2006 |  |  | N | Electric Utility | 1 | X | WND | [9 empty] | N | N | 8
16534 | Sacramento Municipal Util Dist | 7526 | Solano Wind | CA | Solano | 2B | Onshore Wind Turbine | WT |  | S | X | X |  |  | 63 |  | 63 | 63 | 1 | N |  |  | OP | X | 12 | 2007 |  |  | N | Electric Utility | 1 | X | WND | [9 empty] | N | N | 21
16534 | Sacramento Municipal Util Dist | 7526 | Solano Wind | CA | Solano | 3 | Onshore Wind Turbine | WT |  | W | X | X |  |  | 128 |  | 128 | 128 | 1 | N |  |  | OP | X | 4 | 2012 |  |  | N | Electric Utility | 1 | X | WND | [9 empty] | N | N | 55
16534 | Sacramento Municipal Util Dist | 7527 | Carson Ice-Gen Project | CA | Sacramento | 1 | Natural Gas Fired Combustion Turbine | GT |  | W | X | X |  |  | 54 | 0.9 | 41.2 | 41.2 | 20 | N |  |  | OP | X | 10 | 1995 |  |  | Y | Electric Utility | 1 | T | NG | [9 empty] | N | N |  | 10M | [23 empty] | N
16534 | Sacramento Municipal Util Dist | 7527 | Carson Ice-Gen Project | CA | Sacramento | 2 | Natural Gas Fired Combined Cycle | CA | CC1 | W | Y | X |  |  | 17.5 | 0.85 | 16.6 | 16.6 | 2 | N |  |  | OP | X | 10 | 1995 |  |  | Y | Electric Utility | 1 | T | NG | [9 empty] | N | N |  | 12H | [23 empty] | N
16534 | Sacramento Municipal Util Dist | 7527 | Carson Ice-Gen Project | CA | Sacramento | CCCT | Natural Gas Fired Combined Cycle | CT | CC1 | W | X | N |  |  | 54 | 0.9 | 51.2 | 51.2 | 21 | N |  |  | OP | X | 10 | 1995 |  |  | N | Electric Utility | 1 | X | NG | OBG | [8 empty] | N | N |  | 12H | [23 empty] | Y | Y | N
16534 | Sacramento Municipal Util Dist | 7551 | SCA Cogen 2 | CA | Sacramento | CCST | Natural Gas Fired Combined Cycle | CA | CCC1 | W | Y | X |  |  | 49.8 | 0.9 | 37.6 | 37.6 | 4.5 | N |  |  | OP | X | 3 | 1997 |  |  | Y | Electric Utility | 1 | T | NG | [9 empty] | N | N |  | 12H | [23 empty] | N | N | N
16534 | Sacramento Municipal Util Dist | 7551 | SCA Cogen 2 | CA | Sacramento | CT1A | Natural Gas Fired Combined Cycle | CT | CCC1 | W | X | Y |  |  | 49.8 | 0.9 | 47.6 | 47.6 | 35 | N |  |  | OP | X | 5 | 1997 |  |  | Y | Electric Utility | 1 | T | NG | [9 empty] | N | N |  | 12H | [23 empty] | N | N | N
16534 | Sacramento Municipal Util Dist | 7551 | SCA Cogen 2 | CA | Sacramento | CT1B | Natural Gas Fired Combined Cycle | CT | CCC1 | W | X | Y |  |  | 49.8 | 0.9 | 47.6 | 47.6 | 35 | N |  |  | OP | X | 3 | 1997 |  |  | Y | Electric Utility | 1 | T | NG | [9 empty] | N | N |  | 12H | [23 empty] | N | N | N
16534 | Sacramento Municipal Util Dist | 7551 | SCA Cogen 2 | CA | Sacramento | CT1C | Natural Gas Fired Combustion Turbine | GT |  | W | X | X |  |  | 44 | 0.9 | 43.8 | 47.3 | 20 | N |  |  | OP | X | 4 | 2001 |  |  | N | Electric Utility | 1 | X | NG | [9 empty] | N | N |  | 10M | [23 empty] | N
16534 | Sacramento Municipal Util Dist | 7552 | SPA Cogen 3 | CA | Sacramento | CCCT | Natural Gas Fired Combined Cycle | CT | CCC1 | W | X | Y |  |  | 118.7 | 0.9 | 119 | 111 | 55 | N | 5 | 2019 | OP | X | 12 | 1997 |  |  | Y | Electric Utility | 1 | T | NG | [9 empty] | N | N |  | 12H | [23 empty] | N | N | N
16534 | Sacramento Municipal Util Dist | 7552 | SPA Cogen 3 | CA | Sacramento | CCST | Natural Gas Fired Combined Cycle | CA | CCC1 | W | Y | X |  |  | 55.2 | 0.85 | 59 | 53 | 36 | N | 5 | 2019 | OP | X | 12 | 1997 |  |  | N | Electric Utility | 1 | X | NG | [9 empty] | N | N |  | 12H | [23 empty] | N | N | N
22776 | Solano Irrigation District | 7646 | Monticello Dam | CA | Solano | 1 | Conventional Hydroelectric | HY |  | S | X | X |  |  | 5 | 0.9 | 5 | 5 | 1.6 | N |  |  | OP | X | 6 | 1983 |  |  | N | Electric Utility | 1 | X | WAT | [9 empty] | N | N |  | 12H | [23 empty] | N
22776 | Solano Irrigation District | 7646 | Monticello Dam | CA | Solano | 2 | Conventional Hydroelectric | HY |  | S | X | X |  |  | 5 | 0.9 | 5 | 5 | 1.6 | N |  |  | OP | X | 6 | 1983 |  |  | N | Electric Utility | 1 | X | WAT | [9 empty] | N | N |  | 12H | [23 empty] | N
22776 | Solano Irrigation District | 7646 | Monticello Dam | CA | Solano | 3 | Conventional Hydroelectric | HY |  | S | X | X |  |  | 1.5 | 0.9 | 1.5 | 1.5 | 0.7 | N |  |  | OP | X | 6 | 1983 |  |  | N | Electric Utility | 1 | X | WAT | [9 empty] | N | N |  | 12H | [23 empty] | N
9216 | Imperial Irrigation District | 7824 | Rockwood | CA | Imperial | 1 | Natural Gas Fired Combustion Turbine | GT |  | S | X | X |  |  | 24.9 | 0.85 | 21.1 | 21.1 | 1.5 | N |  |  | OP | X | 6 | 1979 |  |  | N | Electric Utility | 1 | X | NG | DFO | [8 empty] | N | N |  | 10M | [23 empty] | Y | Y | Y
9216 | Imperial Irrigation District | 7824 | Rockwood | CA | Imperial | 2 | Petroleum Liquids | GT |  | S | X | X |  |  | 24.9 | 0.85 | 21.9 | 21.9 | 1.5 | N |  |  | OP | X | 4 | 1980 |  |  | N | Electric Utility | 1 | X | DFO | [9 empty] | N | N |  | 10M | [23 empty] | N | N | N
10325 | Kings River Conservation Dist | 7907 | Pine Flat | CA | Fresno | 1 | Conventional Hydroelectric | HY |  | S | X | X |  |  | 55 | 0.95 | 55 | 55 | 5 | N |  |  | OP | X | 1 | 1984 |  |  | N | Electric Utility | 1 | X | WAT | [12 empty] | 1H
10325 | Kings River Conservation Dist | 7907 | Pine Flat | CA | Fresno | 2 | Conventional Hydroelectric | HY |  | S | X | X |  |  | 55 | 0.95 | 55 | 55 | 5 | N |  |  | OP | X | 1 | 1984 |  |  | N | Electric Utility | 1 | X | WAT | [12 empty] | 1H
10325 | Kings River Conservation Dist | 7907 | Pine Flat | CA | Fresno | 3 | Conventional Hydroelectric | HY |  | S | X | X |  |  | 55 | 0.95 | 55 | 55 | 5 | N |  |  | OP | X | 4 | 1984 |  |  | N | Electric Utility | 1 | X | WAT | [12 empty] | 1H
64145 | Kern and Tule Hydro LLC | 7911 | Kern Canyon | CA | Kern | 1 | Conventional Hydroelectric | HY |  | S | X | X | KRNCNYN_6_N001 | KRNCNYN_6_N001 | 11.5 | 0.9 | 11.5 | 11.5 | 0 | N |  |  | OS | X | 8 | 1921 |  |  | N | Electric Utility | 1 | X | WAT | [9 empty] | N |  |  | 10M | [23 empty] | N
12397 | Metropolitan Water District of S CA | 7942 | Diamond Valley Lake | CA | Riverside | 10 | Conventional Hydroelectric | HY |  | S | X | X |  |  | 3.3 | 0.9 | 3.3 | 3.3 | 2 | N |  |  | OP | X | 12 | 2001 |  |  | N | Electric Utility | 1 | X | WAT | [12 empty] | 10M
12397 | Metropolitan Water District of S CA | 7942 | Diamond Valley Lake | CA | Riverside | 11 | Conventional Hydroelectric | HY |  | S | X | X |  |  | 3.3 | 0.9 | 3.3 | 3.3 | 2 | N |  |  | OP | X | 12 | 2001 |  |  | N | Electric Utility | 1 | X | WAT | [12 empty] | 10M
12397 | Metropolitan Water District of S CA | 7942 | Diamond Valley Lake | CA | Riverside | 12 | Conventional Hydroelectric | HY |  | S | X | X |  |  | 3.3 | 0.9 | 3.3 | 3.3 | 2 | N |  |  | OP | X | 12 | 2001 |  |  | N | Electric Utility | 1 | X | WAT | [12 empty] | 10M
12397 | Metropolitan Water District of S CA | 7942 | Diamond Valley Lake | CA | Riverside | 2 | Conventional Hydroelectric | HY |  | S | X | X |  |  | 3.3 | 0.9 | 3.3 | 3.3 | 2 | N |  |  | OP | X | 5 | 2001 |  |  | N | Electric Utility | 1 | X | WAT | [12 empty] | 10M
12397 | Metropolitan Water District of S CA | 7942 | Diamond Valley Lake | CA | Riverside | 3 | Conventional Hydroelectric | HY |  | S | X | X |  |  | 3.3 | 0.9 | 3.3 | 3.3 | 2 | N |  |  | OP | X | 5 | 2001 |  |  | N | Electric Utility | 1 | X | WAT | [12 empty] | 10M
12397 | Metropolitan Water District of S CA | 7942 | Diamond Valley Lake | CA | Riverside | 4 | Conventional Hydroelectric | HY |  | S | X | X |  |  | 3.3 | 0.9 | 3.3 | 3.3 | 2 | N |  |  | OP | X | 5 | 2001 |  |  | N | Electric Utility | 1 | X | WAT | [12 empty] | 10M
12397 | Metropolitan Water District of S CA | 7942 | Diamond Valley Lake | CA | Riverside | 6 | Conventional Hydroelectric | HY |  | S | X | X |  |  | 3.3 | 0.9 | 3.3 | 3.3 | 2 | N |  |  | OP | X | 12 | 2001 |  |  | N | Electric Utility | 1 | X | WAT | [12 empty] | 10M
12397 | Metropolitan Water District of S CA | 7942 | Diamond Valley Lake | CA | Riverside | 7 | Conventional Hydroelectric | HY |  | S | X | X |  |  | 3.3 | 0.9 | 3.3 | 3.3 | 2 | N |  |  | OP | X | 12 | 2001 |  |  | N | Electric Utility | 1 | X | WAT | [12 empty] | 10M
12397 | Metropolitan Water District of S CA | 7942 | Diamond Valley Lake | CA | Riverside | 8 | Conventional Hydroelectric | HY |  | S | X | X |  |  | 3.3 | 0.9 | 3.3 | 3.3 | 2 | N |  |  | OP | X | 12 | 2001 |  |  | N | Electric Utility | 1 | X | WAT | [12 empty] | 10M
2507 | City of Burbank Water and Power | 7987 | Lake One | CA | Los Angeles | L1 | Natural Gas Fired Combustion Turbine | GT |  | S | X | X |  |  | 60.5 | 0.85 | 48 | 48 | 10 | N |  |  | OP | X | 6 | 2002 |  |  | N | Electric Utility | 1 | X | NG | [9 empty] | N | N |  | 10M | [23 empty] | N | N | N
63844 | Ellwood Power, LLC | 8076 | Ellwood | CA | Santa Barbara | 01 | Natural Gas Fired Combustion Turbine | GT |  | S | X | X | GOLETA_6_ELLWOD | GOLETA_6_N100 | 58 | 0.9 | 54 | 54 | 54 | N |  |  | OP | X | 8 | 1974 | 1 | 2024 | N | IPP Non-CHP | 2 | X | NG | [9 empty] | N | N |  | 10M | [20 empty] | N |  |  | N
9397 | International Turbine Res Inc | 10005 | Dinosaur Point | CA | Merced | WTGS | Onshore Wind Turbine | WT |  | S | X | X |  |  | 17.4 |  | 17 | 16 | 15 | N |  |  | OP | X | 5 | 1988 |  |  | N | IPP Non-CHP | 2 | X | WND | [9 empty] | N | N | 161 | [16 empty] | WT | WND | 90 | 9 | 2024
5901 | Encina Joint Powers Authority | 10026 | Encina Water Pollution Control | CA | San Diego | EG10 | Other Waste Biomass | IC |  | S | X | X |  |  | 0.8 | 0.8 | 0.8 | 0.8 | 0.6 | N |  |  | OP | X | 11 | 2008 |  |  | N | Commercial Non-CHP | 4 | X | OBG | NG | [8 empty] | N | N |  | 1H | [23 empty] | Y | N | N
5901 | Encina Joint Powers Authority | 10026 | Encina Water Pollution Control | CA | San Diego | EG20 | Other Waste Biomass | IC |  | S | X | X |  |  | 0.8 | 0.8 | 0.8 | 0.8 | 0.6 | N |  |  | OP | X | 11 | 2008 |  |  | N | Commercial Non-CHP | 4 | X | OBG | NG | [8 empty] | N | N |  | 1H | [23 empty] | Y | N | N
5901 | Encina Joint Powers Authority | 10026 | Encina Water Pollution Control | CA | San Diego | EG30 | Other Waste Biomass | IC |  | S | X | X |  |  | 0.8 | 0.8 | 0.8 | 0.8 | 0.6 | N |  |  | OP | X | 1 | 2009 |  |  | N | Commercial Non-CHP | 4 | X | OBG | NG | [8 empty] | N | N |  | 1H | [23 empty] | Y | N | N
5901 | Encina Joint Powers Authority | 10026 | Encina Water Pollution Control | CA | San Diego | EG40 | Other Waste Biomass | IC |  | S | X | X |  |  | 0.8 | 0.8 | 0.8 | 0.8 | 0.6 | N |  |  | OP | X | 4 | 2009 |  |  | N | Commercial Non-CHP | 4 | X | OBG | NG | [8 empty] | N | N |  | 1H | [23 empty] | Y | N | N
3028 | Calpine Gilroy Cogen LP | 10034 | Gilroy Power Plant | CA | Santa Clara | GEN1 | Natural Gas Fired Combined Cycle | CT | CC1 | S | X | N |  |  | 90 | 1 | 85 | 85 | 85 | N |  |  | OP | X | 10 | 1987 |  |  | Y | IPP CHP | 3 | T | NG | [9 empty] | N |  |  | 12H | [23 empty] | N | N | N
3028 | Calpine Gilroy Cogen LP | 10034 | Gilroy Power Plant | CA | Santa Clara | GEN2 | Natural Gas Fired Combined Cycle | CA | CC1 | S | N | X |  |  | 40 | 1 | 30 | 35 | 20 | N |  |  | OP | X | 10 | 1987 |  |  | Y | IPP CHP | 3 | T | NG | [9 empty] | N |  |  | 12H | [23 empty] | N | N | N
10077 | Kaweah Delta Hospital | 10042 | Kaweah Delta District Hospital | CA | Tulare | KDHT1 | Natural Gas Fired Combustion Turbine | GT |  | S | X | X |  |  | 3.5 | 0.8 | 3.5 | 3.5 | 1.6 | N |  |  | OP | X | 10 | 2008 |  |  | N | Commercial Non-CHP | 4 | X | NG | [9 empty] | N | N |  | 10M | [23 empty] | N | N
54788 | DG Fairhaven Power LLC | 10052 | Fairhaven Power | CA | Humboldt | GEN1 | Wood/Wood Waste Biomass | ST |  | W | X | X |  |  | 18.8 | 0.95 | 16 | 16 | 1 | N |  |  | OA | X | 9 | 1986 |  |  | N | IPP Non-CHP | 2 | X | WDS | NG |  |  |  |  | NG |  |  |  | N | N |  | OVER | [23 empty] | Y | Y | N
11217 | Los Angeles County Sanitation | 10091 | Total Energy Facilities | CA | Los Angeles | G2 | Other Waste Biomass | CT | CC1 | S | X | Y |  |  | 9.9 | 0.9 | 8 | 9 | 5 | N |  |  | OP | X | 2 | 2003 |  |  | Y | Commercial CHP | 5 | T | OBG | NG | DFO | [7 empty] | N | N |  | 1H | [23 empty] | Y | N | Y
11217 | Los Angeles County Sanitation | 10091 | Total Energy Facilities | CA | Los Angeles | G3 | Other Waste Biomass | CT | CC1 | S | X | Y |  |  | 9.9 | 0.9 | 8 | 9 | 5 | N |  |  | OP | X | 12 | 2001 |  |  | Y | Commercial CHP | 5 | T | OBG | NG | DFO | [7 empty] | N | N |  | 1H | [23 empty] | Y | N | Y
11217 | Los Angeles County Sanitation | 10091 | Total Energy Facilities | CA | Los Angeles | GEN1 | Other Waste Biomass | CT | CC1 | S | X | Y |  |  | 9.9 | 0.9 | 8 | 9 | 5 | N |  |  | OP | X | 1 | 1986 |  |  | Y | Commercial CHP | 5 | T | OBG | NG | DFO | [7 empty] | N | N |  | 1H | [23 empty] | Y | N | Y
11217 | Los Angeles County Sanitation | 10091 | Total Energy Facilities | CA | Los Angeles | GEN4 | Other Waste Biomass | CA | CC1 | S | N | X |  |  | 8.7 | 0.9 | 7.4 | 7.4 | 2 | N |  |  | OP | X | 11 | 1986 |  |  | Y | Commercial CHP | 5 | T | OBG | NG | [8 empty] | N | N |  | 12H | [23 empty] | N | N | N
15743 | Frito-Lay Inc | 10110 | Frito-Lay Cogen Plant | CA | Kern | GEN1 | Natural Gas Fired Combustion Turbine | GT |  | S | X | X |  |  | 6 | 0.8 | 5.5 | 5.9 | 0.5 | N |  |  | OP | X | 3 | 1986 |  |  | Y | Industrial CHP | 7 | T | NG | [9 empty] | N | N |  | 12H | [23 empty] | N | N | N
7726 | Sharp Grossmont Hospital | 10115 | Grossmont Hospital | CA | San Diego | GEN3 | Natural Gas Fired Combustion Turbine | GT |  | S | X | X |  |  | 4.5 | 0.83 | 4.2 | 4.4 | 2.2 | N |  |  | OP | X | 5 | 2016 |  |  | Y | Commercial CHP | 5 | T | NG | [9 empty] | N | N | 0 | 1H |  |  |  |  | N | [18 empty] | N | N
8787 | Humboldt Bay Mun Water Dist | 10128 | Gosselin Hydro Plant | CA | Trinity | GEN1 | Conventional Hydroelectric | HY |  | S | X | X |  |  | 1 | 0.85 | 0.1 | 0.2 | 0.1 | N |  |  | OP | X | 6 | 1983 |  |  | N | Commercial Non-CHP | 4 | X | WAT | [9 empty] | N | N | 0 | 1H | [20 empty] | N |  |  | N
8787 | Humboldt Bay Mun Water Dist | 10128 | Gosselin Hydro Plant | CA | Trinity | GEN2 | Conventional Hydroelectric | HY |  | S | X | X |  |  | 1 | 0.85 | 0.1 | 0.2 | 0.1 | N |  |  | OP | X | 6 | 1983 |  |  | N | Commercial Non-CHP | 4 | X | WAT | [9 empty] | N | N | 0 | 1H | [20 empty] | N |  |  | N
9439 | Isabella Partners | 10139 | Isabella Hydro Project | CA | Kern | GEN1 | Conventional Hydroelectric | HY |  | S | X | X |  |  | 5.9 | 0.95 | 5.9 | 5.9 | 0.5 | N |  |  | OP | X | 12 | 1990 |  |  | N | IPP Non-CHP | 2 | X | WAT | [9 empty] | N |  | 0 | 1H
9439 | Isabella Partners | 10139 | Isabella Hydro Project | CA | Kern | GEN2 | Conventional Hydroelectric | HY |  | S | X | X |  |  | 5.9 | 0.95 | 5.9 | 5.9 | 0.5 | N |  |  | OP | X | 12 | 1990 |  |  | N | IPP Non-CHP | 2 | X | WAT | [9 empty] | N |  | 0 | 1H
17164 | Sierra Pacific Industries Inc | 10144 | Sierra Pacific Lincoln Facility | CA | Placer | GEN4 | Wood/Wood Waste Biomass | ST |  | S | X | X | SPILINCF_7_N002 | SPILINCF_7_N002 | 19.2 | 0.85 | 17.5 | 16.9 | 1 | N |  |  | OP | X | 3 | 2004 |  |  | Y | Industrial CHP | 7 | T | WDS | [5 empty] | NG |  |  |  | N |  |  | 12H | [23 empty] | N | N | N
20323 | Wellhead Services, Inc | 10156 | Fresno Cogen Partners | CA | Fresno | GEN2 | Natural Gas Fired Combined Cycle | CA | CC1 | J | N | X |  |  | 10 | 0.8 | 6 | 6.5 | 1.5 | N |  |  | OP | X | 1 | 1990 |  |  | Y | IPP CHP | 3 | T | NG | [9 empty] | N | N |  | 12H | [23 empty] | N
20323 | Wellhead Services, Inc | 10156 | Fresno Cogen Partners | CA | Fresno | GEN3 | Natural Gas Fired Combustion Turbine | GT |  | J | X | X |  |  | 18.6 | 0.85 | 18.6 | 18.6 | 14 | N |  |  | OP | X | 8 | 2001 |  |  | N | IPP CHP | 3 | X | NG | [9 empty] | N | N |  | 1H | [23 empty] | N
20323 | Wellhead Services, Inc | 10156 | Fresno Cogen Partners | CA | Fresno | GEN4 | Natural Gas Fired Combined Cycle | CT | CC1 | J | X | N |  |  | 52.2 | 0.85 | 52.2 | 52.2 | 1.5 | N |  |  | OP | X | 1 | 2004 |  |  | Y | IPP CHP | 3 | T | NG | [9 empty] | N | N |  | 12H | [23 empty] | N
5093 | Desert Water Agency | 10162 | Whitewater Hydro Plant | CA | Riverside | WWHI | Conventional Hydroelectric | HY |  | S | X | X |  |  | 1.3 | 0.9 | 1.3 | 1.3 | 0.8 | N |  |  | SB | Y | 4 | 1986 |  |  | N | IPP Non-CHP | 2 | X | WAT | [9 empty] | N | N | 0 | 1H | [20 empty] | Y | 8 | 2021 | N
3084 | Carson Cogeneration Co | 10169 | Carson Cogeneration | CA | Los Angeles | GEN1 | Natural Gas Fired Combined Cycle | CT | CC1 | J | X | N |  |  | 45.3 | 1 | 41.3 | 41.1 | 10 | N |  |  | OP | X | 12 | 1989 |  |  | N | IPP Non-CHP | 2 | X | NG | [9 empty] | N | N |  | 12H | [23 empty] | N | N
3084 | Carson Cogeneration Co | 10169 | Carson Cogeneration | CA | Los Angeles | GEN2 | Natural Gas Fired Combined Cycle | CA | CC1 | J | N | X |  |  | 10.5 | 1 | 8 | 8.1 | 3 | N |  |  | OP | X | 1 | 1990 |  |  | N | IPP Non-CHP | 2 | X | NG | [9 empty] | N | N |  | 12H | [23 empty] | N | N
3476 | DTE San Diego COGEN Inc. | 10175 | Childrens Hospital | CA | San Diego | 0799 | Petroleum Liquids | IC |  | S | X | X |  |  | 2 | 0.8 | 2 | 2 | 0.2 | N |  |  | SB | N | 4 | 2000 |  |  | N | Commercial CHP | 5 | X | DFO | [9 empty] | N | N |  | 10M | [23 empty] | N
3476 | DTE San Diego COGEN Inc. | 10175 | Childrens Hospital | CA | San Diego | 1711 | Natural Gas Fired Combustion Turbine | GT |  | S | X | X |  |  | 4.8 | 0.9 | 4.8 | 4.8 | 2.8 | N |  |  | OP | X | 12 | 2004 |  |  | Y | Commercial CHP | 5 | T | NG | [9 empty] | N | N |  | 10M | [23 empty] | N | N
3476 | DTE San Diego COGEN Inc. | 10175 | Childrens Hospital | CA | San Diego | 5083 | Petroleum Liquids | IC |  | S | X | X |  |  | 1.5 | 0.8 | 1.5 | 1.5 | 0.1 | N |  |  | OP | X | 10 | 2010 |  |  | N | Commercial CHP | 5 | X | DFO | [9 empty] | N | N |  | 10M | [23 empty] | N | N
3476 | DTE San Diego COGEN Inc. | 10175 | Childrens Hospital | CA | San Diego | 5084 | Petroleum Liquids | IC |  | S | X | X |  |  | 1.5 | 0.8 | 1.5 | 1.5 | 0.1 | N |  |  | OP | X | 10 | 2010 |  |  | N | Commercial CHP | 5 | X | DFO | [9 empty] | N | N |  | 10M | [23 empty] | N | N
3476 | DTE San Diego COGEN Inc. | 10175 | Childrens Hospital | CA | San Diego | 5085 | Petroleum Liquids | IC |  | S | X | X |  |  | 1.5 | 0.8 | 1.5 | 1.5 | 0.1 | N |  |  | OP | X | 10 | 2010 |  |  | N | Commercial CHP | 5 | X | DFO | [9 empty] | N | N |  | 10M | [23 empty] | N | N
2719 | CalWind Resources Inc | 10191 | Tehachapi Wind Resource I | CA | Kern | EXIS | Onshore Wind Turbine | WT |  | S | X | X | SP15 | SP15 | 8.7 |  | 8.7 | 8.7 | 0 | N |  |  | OP | X | 12 | 1984 |  |  | N | IPP Non-CHP | 2 | X | WND | [9 empty] | N | N | 134 | [21 empty] | N |  |  | N
11161 | Loma Linda University | 10206 | Loma Linda University Cogen | CA | San Bernardino | GEN1 | Natural Gas Fired Combustion Turbine | GT | ST01 | S | X | X |  |  | 5.2 | 0.8 | 4.8 | 4.8 | 2.4 | N |  |  | OP | X | 11 | 1989 |  |  | Y | Commercial CHP | 5 | T | NG | DFO | [8 empty] | N | N |  | 1H | [23 empty] | Y | N | Y
11161 | Loma Linda University | 10206 | Loma Linda University Cogen | CA | San Bernardino | GEN2 | Natural Gas Fired Combustion Turbine | GT | ST01 | S | X | X |  |  | 5.2 | 0.8 | 4.8 | 4.8 | 2.4 | N |  |  | OP | X | 11 | 1989 |  |  | Y | Commercial CHP | 5 | T | NG | DFO | [8 empty] | N | N |  | 1H | [23 empty] | Y | N | Y
11161 | Loma Linda University | 10206 | Loma Linda University Cogen | CA | San Bernardino | GEN4 | Petroleum Liquids | IC |  | S | X | X |  |  | 1.7 | 0.8 | 1.7 | 1.7 | 0.9 | N |  |  | SB | N | 6 | 1986 |  |  | N | Commercial CHP | 5 | X | DFO | [9 empty] | N | N |  | 10M | [23 empty] | N
11161 | Loma Linda University | 10206 | Loma Linda University Cogen | CA | San Bernardino | GEN5 | Petroleum Liquids | IC |  | S | X | X |  |  | 1 | 0.8 | 1 | 1 | 0.5 | N |  |  | SB | N | 7 | 2018 |  |  | N | Commercial CHP | 5 | X | DFO | [9 empty] | N | N |  | 10M | [23 empty] | N
3452 | Chevron USA Inc-El Segundo | 10213 | El Segundo Cogen | CA | Los Angeles | GEN1 | Natural Gas Fired Combined Cycle | CT | CC1 | W | X | N | ELSEG4G 7 B1 |  | 42.4 | 0.85 | 38.7 | 38.7 | 30 | N |  |  | OP | X | 12 | 1987 |  |  | Y | Industrial CHP | 7 | T | NG | [9 empty] | N | N |  | 12H | [23 empty] | N | N | N
3452 | Chevron USA Inc-El Segundo | 10213 | El Segundo Cogen | CA | Los Angeles | GEN2 | Natural Gas Fired Combined Cycle | CT | CC1 | W | X | N | ELSEG4G 7 B1 |  | 42.4 | 0.85 | 38.7 | 38.7 | 30 | N |  |  | OP | X | 12 | 1987 |  |  | Y | Industrial CHP | 7 | T | NG | [9 empty] | N | N |  | 12H | [23 empty] | N | N | N
3452 | Chevron USA Inc-El Segundo | 10213 | El Segundo Cogen | CA | Los Angeles | GEN5 | Natural Gas Fired Combined Cycle | CT | CC1 | W | X | N | ELSEG4G 7 B1 |  | 40.3 | 0.85 | 39.2 | 39.2 | 20 | N |  |  | OP | X | 3 | 1996 |  |  | Y | Industrial CHP | 7 | T | NG | [9 empty] | N | N |  | 12H | [23 empty] | N | N | N
3452 | Chevron USA Inc-El Segundo | 10213 | El Segundo Cogen | CA | Los Angeles | GEN6 | Natural Gas Fired Combined Cycle | CA | CC1 | W | Y | X |  |  | 9.1 | 0.85 | 9.1 | 9.1 | 2 | N |  |  | OP | X | 3 | 1996 |  |  | Y | Industrial CHP | 7 | B | NG | OG | [8 empty] | N |  |  | 1H | [23 empty] | N
3452 | Chevron USA Inc-El Segundo | 10213 | El Segundo Cogen | CA | Los Angeles | GEN7 | Natural Gas Fired Combined Cycle | CT | CC1 | S | X | N | ELSEG4G_7_B1 | ELSEG4G_7_B1 | 40.7 | 0.85 | 40.7 | 40.7 | 25 | N |  |  | OP | X | 6 | 2013 |  |  | Y | Industrial CHP | 7 | T | NG | [9 empty] | N | N |  | 1H | [23 empty] | N
3452 | Chevron USA Inc-El Segundo | 10213 | El Segundo Cogen | CA | Los Angeles | GEN8 | Natural Gas Fired Combined Cycle | CA | CC1 | S | Y | X | ELSEG4G_7_B1 | ELSEG4G_7_B1 | 5.2 | 0.85 | 5.2 | 5.2 | 0.5 | N |  |  | OP | X | 6 | 2013 |  |  | N | Industrial CHP | 7 | X | NG | OG | [8 empty] | N |  |  | 1H | [23 empty] | N
11278 | Lower Tule River Irrgtn Dist | 10222 | Tulare Success Power Project | CA | Tulare | SPP1 | Conventional Hydroelectric | HY |  | J | X | X |  |  | 1.4 | 1 | 1.4 | 1.4 | 0.8 | N |  |  | SB | Y | 12 | 1989 |  |  | N | IPP Non-CHP | 2 | X | WAT | [9 empty] | N | N | 0 | 1H | [20 empty] | N |  |  | N
56531 | EIF Haypress LLC | 10253 | Haypress | CA | Sierra | LGEN | Conventional Hydroelectric | HY |  | S | X | X |  |  | 5 | 0.9 | 5 | 5 | 0.7 | N |  |  | OP | X | 1 | 1989 |  |  | N | IPP Non-CHP | 2 | X | WAT | [9 empty] | N |  | 0 | 10M | [23 empty] | N
56531 | EIF Haypress LLC | 10253 | Haypress | CA | Sierra | UGEN | Conventional Hydroelectric | HY |  | S | X | X |  |  | 5 | 0.9 | 5 | 5 | 0.7 | N |  |  | OP | X | 12 | 1988 |  |  | N | IPP Non-CHP | 2 | X | WAT | [9 empty] | N |  | 0 | 10M | [23 empty] | N
2848 | California Institute-Technology | 10262 | California Institute of Technology | CA | Los Angeles | GEN6 | Natural Gas Fired Combined Cycle | CT | CC1 | S | X | N |  |  | 10.5 | 0.9 | 9 | 9.9 | 9 | N |  |  | OP | X | 8 | 2003 |  |  | Y | Commercial CHP | 5 | T | NG | [9 empty] | N | N |  | 1H | [23 empty] | N | N | N
2848 | California Institute-Technology | 10262 | California Institute of Technology | CA | Los Angeles | GEN7 | Natural Gas Fired Combined Cycle | CA | CC1 | S | N | X |  |  | 2.5 | 0.9 | 2.1 | 2.1 | 2 | N |  |  | OP | X | 10 | 2003 |  |  | Y | Commercial CHP | 5 | T | NG | [9 empty] | N | N |  | 1H | [23 empty] | N | N | N
1678 | Big Creek Water Works Ltd | 10282 | Big Creek Water Works | CA | Trinity | BCHY | Conventional Hydroelectric | HY |  | S | X | X |  |  | 5 | 0.95 | 4.8 | 4.6 | 0.2 | N |  |  | OP | X | 1 | 1987 |  |  | N | Commercial Non-CHP | 4 | X | WAT | [10 empty] | N |  | 10M
56497 | Big Valley Power (BVP) LLC | 10288 | Big Valley Power LLC | CA | Lassen | IS27 | Wood/Wood Waste Biomass | ST |  | S | X | X |  |  | 9.3 | 0.9 | 8.7 | 8.7 | 8.7 |  |  |  | OS | X | 8 | 1983 |  |  | N | Industrial Non-CHP | 6 | X | WDS | [5 empty] | AB |  |  |  | N |  |  | 12H | [23 empty] | N | N | N
2938 | Calpine King City Cogen LLC | 10294 | King City Power Plant | CA | Monterey | GTG | Natural Gas Fired Combined Cycle | CT | CC01 | S | X | N |  |  | 90.8 | 0.85 | 73 | 83.5 | 62 | N |  |  | OP | X | 2 | 1989 |  |  | Y | IPP CHP | 3 | T | NG | [5 empty] | NG |  |  |  | N | N |  | 12H | [23 empty] | N | N | N
2938 | Calpine King City Cogen LLC | 10294 | King City Power Plant | CA | Monterey | STG | Natural Gas Fired Combined Cycle | CA | CC01 | S | N | X |  |  | 42.4 | 0.85 | 38 | 39 | 28 | N |  |  | OP | X | 3 | 1989 |  |  | Y | IPP CHP | 3 | T | NG | [5 empty] | NG |  |  |  | N | N |  | 12H | [23 empty] | N | N | N
3998 | Desert View Power Inc | 10300 | Desert View Power | CA | Riverside | GEN1 | Wood/Wood Waste Biomass | ST |  | S | X | X |  |  | 55.5 | 0.9 | 47 | 47 | 30 | N |  |  | OP | X | 11 | 1991 |  |  | N | IPP Non-CHP | 2 | X | WDS | NG | PC | TDF |  |  | NG |  |  |  | N | N |  | OVER | Y |  |  | Y | Y | [18 empty] | Y | Y | N
6659 | Foster Wheeler Power Sys Inc | 10342 | Foster Wheeler Martinez | CA | Contra Costa | TG1 | Natural Gas Fired Combined Cycle | CT | CC1 | J | X | N | FOSTERW_7_N004 | TH_NP15_GEN-APND | 40 | 0.85 | 35 | 37 | 29 | N |  |  | OP | X | 2 | 1987 |  |  | Y | IPP CHP | 3 | T | NG | [9 empty] | N | N |  | 12H | [23 empty] | N | N | N
6659 | Foster Wheeler Power Sys Inc | 10342 | Foster Wheeler Martinez | CA | Contra Costa | TG2 | Natural Gas Fired Combined Cycle | CT | CC1 | J | X | N | FOSTERW_7_N004 | TH_NP15_GEN-APND | 40 | 0.85 | 35 | 37 | 29 | N |  |  | OP | X | 2 | 1987 |  |  | Y | IPP CHP | 3 | T | NG | [9 empty] | N | N |  | 12H | [23 empty] | N | N | N
6659 | Foster Wheeler Power Sys Inc | 10342 | Foster Wheeler Martinez | CA | Contra Costa | TG3 | Natural Gas Fired Combined Cycle | CA | CC1 | J | N | X | FOSTERW_7_N004 | TH_np15_GEN-APND | 33.5 | 0.8 | 33.5 | 33.5 | 5 | N |  |  | OP | X | 2 | 1987 |  |  | Y | IPP CHP | 3 | T | NG | [9 empty] | N | N |  | 12H | [23 empty] | N | N | N
59879 | Greenleaf Energy LLC | 10349 | Greenleaf 2 Power Plant | CA | Sutter | GEN1 | Natural Gas Fired Combustion Turbine | GT |  | S | X | X |  |  | 49.5 | 0.89 | 49.5 | 49.5 | 42 | N |  |  | OA | X | 10 | 1989 |  |  | Y | IPP CHP | 3 | T | NG | [9 empty] | N | N |  | 12H | [23 empty] | N | N | N
57223 | Sycamore Energy LLC | 10387 | Sycamore Energy LLC | CA | San Diego | 1A | Landfill Gas | GT |  | S | X | X |  |  | 1.2 | 0.98 | 1.2 | 1.2 | 0.9 | N |  |  | OP | X | 5 | 2011 |  |  | N | IPP Non-CHP | 2 | X | LFG | [10 empty] | N |  | 1H | [23 empty] | N
57223 | Sycamore Energy LLC | 10387 | Sycamore Energy LLC | CA | San Diego | 2A | Landfill Gas | GT |  | S | X | X |  |  | 1.2 | 0.98 | 1.2 | 1.2 | 0.9 | N |  |  | OP | X | 5 | 2011 |  |  | N | IPP Non-CHP | 2 | X | LFG | [10 empty] | N |  | 1H | [23 empty] | N
57223 | Sycamore Energy LLC | 10387 | Sycamore Energy LLC | CA | San Diego | 3 | Landfill Gas | GT |  | S | X | X |  |  | 3 | 0.98 | 2.8 | 3 | 2.4 | N |  |  | OP | X | 4 | 2004 |  |  | N | IPP Non-CHP | 2 | X | LFG | PG | [8 empty] | N | N |  | 1H | [23 empty] | N
10337 | KES Kingsburg LP | 10405 | Kingsburg Cogen | CA | Fresno | GEN1 | Natural Gas Fired Combined Cycle | CT | CC1 | S | X | N | KINGSBUR_7_B1 | KINGSBUR_7_B1 | 23.1 | 0.9 | 22 | 23 | 18 | N |  |  | OP | X | 12 | 1990 |  |  | Y | IPP CHP | 3 | T | NG | [9 empty] | N | N |  | 12H | [23 empty] | N | N
10337 | KES Kingsburg LP | 10405 | Kingsburg Cogen | CA | Fresno | GEN2 | Natural Gas Fired Combined Cycle | CA | CC1 | S | Y | X |  |  | 13.1 | 0.9 | 11.8 | 11.8 | 4 | N |  |  | OP | X | 12 | 1990 |  |  | Y | IPP CHP | 3 | B | NG | [9 empty] | N | N |  | 12H | [23 empty] | N | N
22091 | New-Indy Ontario LLC | 10427 | New-Indy Ontario Mill | CA | San Bernardino | GEN2 | Natural Gas Fired Combustion Turbine | GT |  | S | X | X |  |  | 16.5 | 1 | 14.7 | 14.8 | 8 | N |  |  | OP | X | 11 | 2019 |  |  | N | Industrial Non-CHP | 6 | X | NG | [9 empty] | N | N |  | 12H | [23 empty] | N | N | N
22091 | New-Indy Ontario LLC | 10427 | New-Indy Ontario Mill | CA | San Bernardino | GEN3 | Natural Gas Fired Combustion Turbine | GT |  | S | X | X |  |  | 16.5 | 1 | 14.7 | 14.8 | 8 | N |  |  | OP | X | 11 | 2019 |  |  | N | Industrial Non-CHP | 6 | X | NG | [9 empty] | N | N |  | 12H | [23 empty] | N | N | N
60246 | Sunray Energy 2, LLC | 10437 | Sunray 2 | CA | San Bernardino | SUN2 | Solar Photovoltaic | PV |  | W | X | X |  |  | 20 |  | 20 | 18.5 |  | N |  |  | OP | X | 6 | 2017 |  |  | N | IPP Non-CHP | 2 | X | SUN | [9 empty] | N | [26 empty] | N
60247 | Sunray Energy 3 LLC | 10438 | Sunray 3 | CA | San Bernardino | SUN3 | Solar Photovoltaic | PV |  | W | X | X |  |  | 13.8 |  | 13.8 | 13 |  | N |  |  | OP | X | 6 | 2017 |  |  | N | IPP Non-CHP | 2 | X | SUN | [36 empty] | N
55711 | FPL Energy Operating Services Inc - SEGS | 10439 | SEGS III | CA | San Bernardino | GEN1 | Solar Thermal without Energy Storage | ST |  | J | X | X |  |  | 34.2 | 0.9 | 36 | 34 | 3 |  |  |  | OS | X | 12 | 1986 | 7 | 2021 | N | IPP Non-CHP | 2 | X | SUN | NG |  |  |  |  | SUN |  |  |  | N | N |  | 1H | [23 empty] | N | N | N
55711 | FPL Energy Operating Services Inc - SEGS | 10440 | SEGS IV | CA | San Bernardino | GEN1 | Solar Thermal without Energy Storage | ST |  | J | X | X |  |  | 34.2 | 0.9 | 36 | 34 | 3 |  |  |  | OS | X | 12 | 1986 | 7 | 2021 | N | IPP Non-CHP | 2 | X | SUN | NG |  |  |  |  | SUN |  |  |  | N | N |  | 1H | [23 empty] | N | N
55711 | FPL Energy Operating Services Inc - SEGS | 10441 | SEGS V | CA | San Bernardino | GEN1 | Solar Thermal without Energy Storage | ST |  | J | X | X |  |  | 34.2 | 0.9 | 36 | 34 | 3 |  |  |  | OS | X | 10 | 1987 | 7 | 2021 | N | IPP Non-CHP | 2 | X | SUN | NG |  |  |  |  | SUN |  |  |  | N | N |  | 1H | [23 empty] | N | N
55711 | FPL Energy Operating Services Inc - SEGS | 10442 | SEGS VI | CA | San Bernardino | GEN1 | Solar Thermal without Energy Storage | ST |  | J | X | X |  |  | 35 | 0.9 | 36 | 35 | 3 |  |  |  | OS | X | 12 | 1988 | 7 | 2021 | N | IPP Non-CHP | 2 | X | SUN | NG |  |  |  |  | SUN |  |  |  | N | N |  | 1H | [23 empty] | N | N
55711 | FPL Energy Operating Services Inc - SEGS | 10443 | SEGS VII | CA | San Bernardino | GEN1 | Solar Thermal without Energy Storage | ST |  | J | X | X |  |  | 35 | 0.9 | 36 | 35 | 3 |  |  |  | OS | X | 12 | 1988 | 7 | 2021 | N | IPP Non-CHP | 2 | X | SUN | NG |  |  |  |  | SUN |  |  |  | N | N |  | 1H | [23 empty] | N | N
61950 | Terra-Gen Operating Co-Solar | 10444 | SEGS VIII | CA | San Bernardino | GEN1 | Solar Thermal without Energy Storage | ST |  | S | X | X |  |  | 92 | 0.85 | 88 | 64 | 7 | N |  |  | OP | X | 12 | 1989 | 9 | 2021 | N | IPP Non-CHP | 2 | X | SUN | NG |  |  |  |  | SUN |  |  |  | N | N |  | 1H | [20 empty] | N |  |  | N | N
61950 | Terra-Gen Operating Co-Solar | 10446 | SEGS IX | CA | San Bernardino | GEN1 | Solar Thermal without Energy Storage | ST |  | S | X | X |  |  | 92 | 0.85 | 88 | 64 | 7 | N |  |  | OP | X | 9 | 1990 |  |  | N | IPP Non-CHP | 2 | X | SUN | NG |  |  |  |  | SUN |  |  |  | N | N | 0 | 1H | [23 empty] | N | N
63235 | Brookfield Renewable Trading and Marketing LP | 10458 | Muck Valley Hydroelectric | CA | LASSEN | GEN1 | Conventional Hydroelectric | HY |  | W | X | X |  |  | 29.9 | 1 | 29.9 | 29.9 | 1 | N |  |  | OP | X | 12 | 1988 |  |  | N | IPP Non-CHP | 2 | X | WAT | [9 empty] | N |  | 0 | 1H
11217 | Los Angeles County Sanitation | 10472 | Puente Hills Energy Recovery | CA | Los Angeles | GEN1 | Landfill Gas | ST |  | S | X | X |  |  | 50 | 0.9 | 45 | 45 | 13 | N |  |  | OP | X | 10 | 1986 |  |  | N | Commercial Non-CHP | 4 | X | LFG | [5 empty] | WO |  |  |  | N | N |  | 12H | [23 empty] | N | N | N
34691 | Ormat Nevada Inc | 10479 | Mammoth G3 | CA | Mono | T101 | Geothermal | BT |  | W | X | X |  |  | 5 | 0.8 | 3.3 | 5 | 3.3 | N |  |  | OP | X | 12 | 1990 |  |  | N | IPP Non-CHP | 2 | X | GEO | [12 empty] | OVER | [23 empty] | N
34691 | Ormat Nevada Inc | 10479 | Mammoth G3 | CA | Mono | T102 | Geothermal | BT |  | W | X | X |  |  | 5 | 0.8 | 3.3 | 5 | 3.3 | N |  |  | OP | X | 12 | 1990 |  |  | N | IPP Non-CHP | 2 | X | GEO | [12 empty] | OVER | [23 empty] | N
34691 | Ormat Nevada Inc | 10479 | Mammoth G3 | CA | Mono | T103 | Geothermal | BT |  | W | X | X |  |  | 5 | 0.8 | 3.3 | 5 | 3.3 | N |  |  | OP | X | 12 | 1990 |  |  | N | IPP Non-CHP | 2 | X | GEO | [12 empty] | OVER | [23 empty] | N
34691 | Ormat Nevada Inc | 10480 | Mammoth G1 | CA | Mono | GEN1 | Geothermal | BT |  | W | X | X |  |  | 5 | 0.8 | 3.3 | 5 | 3.3 | N |  |  | OP | X | 12 | 1984 |  |  | N | IPP Non-CHP | 2 | X | GEO | [9 empty] | N |  |  | OVER | [23 empty] | N
34691 | Ormat Nevada Inc | 10480 | Mammoth G1 | CA | Mono | GEN2 | Geothermal | BT |  | W | X | X |  |  | 5 | 0.8 | 3.3 | 5 | 3.3 | N |  |  | OP | X | 12 | 1984 |  |  | N | IPP Non-CHP | 2 | X | GEO | [9 empty] | N |  |  | OVER | [23 empty] | N
34691 | Ormat Nevada Inc | 10481 | Mammoth G2 | CA | Mono | 1 | Geothermal | BT |  | W | X | X |  |  | 5 | 0.8 | 3.3 | 5 | 3.3 | N |  |  | OP | X | 12 | 1990 |  |  | N | IPP Non-CHP | 2 | X | GEO | [9 empty] | N |  |  | OVER | [23 empty] | N
34691 | Ormat Nevada Inc | 10481 | Mammoth G2 | CA | Mono | 2 | Geothermal | BT |  | W | X | X |  |  | 5 | 0.8 | 3.3 | 5 | 3.3 | N |  |  | OP | X | 12 | 1990 |  |  | N | IPP Non-CHP | 2 | X | GEO | [9 empty] | N |  |  | OVER | [23 empty] | N
34691 | Ormat Nevada Inc | 10481 | Mammoth G2 | CA | Mono | 3 | Geothermal | BT |  | W | X | X |  |  | 5 | 0.8 | 3.3 | 5 | 3.3 | N |  |  | OP | X | 12 | 1990 |  |  | N | IPP Non-CHP | 2 | X | GEO | [9 empty] | N |  |  | OVER | [23 empty] | N
10203 | Kern River Cogeneration Co | 10496 | Kern River Cogeneration | CA | Kern | GTAG | Natural Gas Fired Combustion Turbine | GT |  | S | X | X |  |  | 75 | 1 | 72 | 77 | 70 | N |  |  | OP | X | 7 | 1985 |  |  | Y | IPP CHP | 3 | T | NG | [12 empty] | 1H | [23 empty] | N | N | N
10203 | Kern River Cogeneration Co | 10496 | Kern River Cogeneration | CA | Kern | GTBG | Natural Gas Fired Combustion Turbine | GT |  | S | X | X |  |  | 75 | 1 | 72 | 77 | 70 | N |  |  | OP | X | 7 | 1985 |  |  | Y | IPP CHP | 3 | T | NG | [12 empty] | 1H | [23 empty] | N | N | N
10203 | Kern River Cogeneration Co | 10496 | Kern River Cogeneration | CA | Kern | GTCG | Natural Gas Fired Combustion Turbine | GT |  | S | X | X |  |  | 75 | 1 | 72 | 77 | 70 | N |  |  | OP | X | 7 | 1985 |  |  | Y | IPP CHP | 3 | T | NG | [12 empty] | 1H | [23 empty] | N | N | N
10203 | Kern River Cogeneration Co | 10496 | Kern River Cogeneration | CA | Kern | GTDG | Natural Gas Fired Combustion Turbine | GT |  | S | X | X |  |  | 75 | 1 | 72 | 77 | 70 | N |  |  | OP | X | 7 | 1985 |  |  | Y | IPP CHP | 3 | T | NG | [12 empty] | 1H | [23 empty] | N | N | N
12449 | Mid Set Cogeneration Co | 10501 | Mid-Set Cogeneration | CA | Kern | K100 | Natural Gas Fired Combustion Turbine | GT |  | W | X | X |  |  | 39.1 | 1 | 36 | 34 | 36 | N |  |  | OS | X | 4 | 1989 |  |  | Y | IPP CHP | 3 | T | NG | [12 empty] | 10M | [23 empty] | N
16732 | San Jose State University Fclts Dev &Ops | 10548 | San Jose Cogeneration | CA | Santa Clara | GEN1 | Natural Gas Fired Combustion Turbine | GT |  | S | X | X |  |  | 6 | 0.9 | 5.6 | 5.6 | 0 | N |  |  | OP | X | 12 | 1984 |  |  | Y | Commercial CHP | 5 | T | NG | [9 empty] | N | N |  | 1H | [23 empty] | N | N | N
2770 | Terra-Gen Operating Co-Wind | 10586 | Cameron Ridge LLC | CA | Kern | EXIS | Onshore Wind Turbine | WT |  | W | X | X |  |  | 59.6 |  | 59.6 | 59.6 | 0 | N |  |  | OP | X | 12 | 1984 |  |  | N | IPP Non-CHP | 2 | X | WND | [9 empty] | N | N | 114
2770 | Terra-Gen Operating Co-Wind | 10597 | Ridgetop Energy LLC | CA | Kern | WGN1 | Onshore Wind Turbine | WT |  | W | X | X |  |  | 29 |  | 29 | 29 | 0 | N |  |  | OP | X | 1 | 1984 |  |  | N | IPP Non-CHP | 2 | X | WND | [9 empty] | N | N | 239
2674 | Tesoro Refining & Marketing Company LLC | 10601 | Tesoro Wilmington Calciner | CA | Los Angeles | GEN1 | All Other | ST |  | S | X | X |  |  | 34 | 0.95 | 30.7 | 30.7 | 5 | N |  |  | OP | X | 12 | 1982 |  |  | Y | Industrial CHP | 7 | B | WH | [5 empty] | NG |  |  |  | N | N |  | OVER |  |  |  | N | N | [18 empty] | N | N | N
11216 | Los Angeles County | 10623 | Civic Center | CA | Los Angeles | GEN1 | Natural Gas Fired Combined Cycle | CT | CC1 | S | X | N |  |  | 22.1 | 0.92 | 22.1 | 22.1 | 16 | N |  |  | OP | X | 8 | 1989 |  |  | Y | Commercial CHP | 5 | T | NG | [9 empty] | N |  |  | 12H | [23 empty] | N | N | N
11216 | Los Angeles County | 10623 | Civic Center | CA | Los Angeles | GEN2 | Natural Gas Fired Combined Cycle | CA | CC1 | S | N | X |  |  | 12.4 | 0.92 | 1.5 | 0.5 | 0.5 | N |  |  | OP | X | 8 | 1989 |  |  | Y | Commercial CHP | 5 | B | NG | [9 empty] | N |  |  | 12H | [23 empty] | N | N | N
49899 | CalEnergy Operating Corporation | 10631 | CE Leathers | CA | Imperial | GEN1 | Geothermal | ST |  | W | X | X |  |  | 45.5 | 0.85 | 42 | 42 | 2 | N |  |  | OP | X | 11 | 1989 |  |  | N | IPP Non-CHP | 2 | X | GEO | [5 empty] | GEO |  |  |  | N | N |  | 12H | [23 empty] | N | N
49899 | CalEnergy Operating Corporation | 10632 | Del Ranch Company | CA | Imperial | GEN1 | Geothermal | ST |  | W | X | X |  |  | 45.5 | 0.85 | 42 | 42 | 2 | N |  |  | OP | X | 10 | 1988 |  |  | N | IPP Non-CHP | 2 | X | GEO | [5 empty] | GEO |  |  |  | N | N |  | 12H | [23 empty] | N | N
49899 | CalEnergy Operating Corporation | 10634 | Elmore Company | CA | Imperial | GEN1 | Geothermal | ST |  | W | X | X |  |  | 45.5 | 0.85 | 49 | 49 | 2 | N |  |  | OP | X | 11 | 1988 |  |  | N | IPP Non-CHP | 2 | X | GEO | [5 empty] | GEO |  |  |  | N | N |  | 12H | [23 empty] | N
60662 | WCAC Operating Company | 10649 | Bear Mountain Limited | CA | Kern | GEN1 | Natural Gas Fired Combustion Turbine | GT |  | W | X | X |  |  | 46 | 0.85 | 46 | 48 | 32 | N |  |  | OP | X | 4 | 1995 |  |  | Y | IPP CHP | 3 | T | NG | [9 empty] | N | N |  | 12H | [23 empty] | N | N | N
60662 | WCAC Operating Company | 10650 | Badger Creek Limited | CA | Kern | GEN1 | Natural Gas Fired Combustion Turbine | GT |  | W | X | X |  |  | 46 | 0.85 | 46 | 48 | 32 | N |  |  | OP | X | 4 | 1991 |  |  | Y | IPP CHP | 3 | T | NG | [9 empty] | N | N |  | 12H | [23 empty] | N | N | N
62970 | Burney Forest Products, A Joint Venture | 10652 | Burney Forest Products | CA | Shasta | GEN1 | Wood/Wood Waste Biomass | ST |  | S | X | X | BioRAM | BioRAM | 31 | 0.9 | 31 | 31 | 1 | N |  |  | OP | X | 10 | 1989 |  |  | Y | IPP CHP | 3 | T | WDS | NG |  |  |  |  | NG |  |  |  | N | N |  | 12H | [23 empty] | Y | Y | N
178 | CES Placerita Inc | 10677 | CES Placerita Power Plant | CA | Los Angeles | UNT2 | Natural Gas Fired Combined Cycle | CT | CESP | S | X | N |  |  | 60 | 0.85 | 46 | 50 | 23 | N |  |  | OS | X | 6 | 1988 |  |  | N | IPP Non-CHP | 2 | X | NG | [5 empty] | NG |  |  |  | N |  |  | 12H | [23 empty] | N | N | N
178 | CES Placerita Inc | 10677 | CES Placerita Power Plant | CA | Los Angeles | UNT3 | Natural Gas Fired Combined Cycle | CA | CESP | S | N | X |  |  | 30 | 0.85 | 23 | 25 | 5 | N |  |  | OS | X | 6 | 1988 |  |  | N | IPP Non-CHP | 2 | X | NG | [9 empty] | N |  |  | 12H | [23 empty] | N | N
49968 | Searles Valley Minerals Operations Inc. | 10684 | Argus Cogen Plant | CA | San Bernardino | TG5 | Conventional Steam Coal | ST |  | W | X | X | CAISO | CAISO | 7.5 | 0.8 | 7 | 7 | 1 | N |  |  | SB | Y | 12 | 1947 |  |  | Y | Industrial CHP | 7 | T | RC | NG | BIT |  |  |  | NG |  |  |  | N | Y |  | 12H |  | Y |  |  | Y | [18 empty] | Y | Y | N
49968 | Searles Valley Minerals Operations Inc. | 10684 | Argus Cogen Plant | CA | San Bernardino | TG8 | Conventional Steam Coal | ST |  | W | X | X | CAISO | CAISO | 27.5 | 0.8 | 25 | 25 | 10 | N |  |  | OP | X | 7 | 1978 |  |  | Y | Industrial CHP | 7 | T | RC | NG | BIT |  |  |  | NG |  |  |  | N | Y |  | 12H |  | Y |  |  | Y | [18 empty] | Y | Y | N
49968 | Searles Valley Minerals Operations Inc. | 10684 | Argus Cogen Plant | CA | San Bernardino | TG9 | Conventional Steam Coal | ST |  | W | X | X | CAISO | CAISO | 27.5 | 0.8 | 25 | 25 | 10 | N |  |  | OP | X | 7 | 1978 |  |  | Y | Industrial CHP | 7 | T | RC | NG | BIT |  |  |  | NG |  |  |  | N | Y |  | 12H |  | Y |  |  | Y | [18 empty] | Y | Y | N
49968 | Searles Valley Minerals Operations Inc. | 10685 | Westend Facility | CA | San Bernardino | PINA | Natural Gas Fired Combustion Turbine | GT |  | W | X | X |  |  | 20 | 0.8 | 15 | 15 | 1 |  |  |  | OS | X | 1 | 1969 |  |  | Y | Industrial CHP | 7 | T | NG | [9 empty] | N |  |  | 12H | [23 empty] | N | N | N
17725 | Snow Mountain Hydro LLC | 10706 | Burney Creek | CA | Shasta | GEN1 | Conventional Hydroelectric | HY |  | S | X | X |  |  | 3 | 0.9 | 3 | 3 | 0.2 | N |  |  | OP | X | 3 | 1990 |  |  | N | IPP Non-CHP | 2 | X | WAT | [9 empty] | N |  |  | 1H | [23 empty] | N
17725 | Snow Mountain Hydro LLC | 10707 | Cove Hydroelectric | CA | Shasta | GEN1 | Conventional Hydroelectric | HY |  | S | X | X |  |  | 5 | 0.9 | 5 | 5 | 0.2 | N |  |  | OP | X | 2 | 1990 |  |  | N | IPP Non-CHP | 2 | X | WAT | [9 empty] | N |  |  | 1H | [23 empty] | N
17725 | Snow Mountain Hydro LLC | 10708 | Lost Creek I | CA | Shasta | GEN1 | Conventional Hydroelectric | HY |  | S | X | X |  |  | 1.1 | 0.9 | 1.1 | 1.1 | 0.1 | N |  |  | OP | X | 12 | 1989 |  |  | N | IPP Non-CHP | 2 | X | WAT | [9 empty] | N |  |  | 1H | [23 empty] | N
17725 | Snow Mountain Hydro LLC | 10709 | Ponderosa Bailey Creek | CA | Tehama | GEN1 | Conventional Hydroelectric | HY |  | S | X | X |  |  | 1.1 | 0.9 | 1.1 | 1.1 | 0.1 | N |  |  | OP | X | 3 | 1990 |  |  | N | IPP Non-CHP | 2 | X | WAT | [9 empty] | N |  |  | 1H | [23 empty] | N
16630 | San Gorgonio Farms Inc | 10718 | Karen Avenue Wind Farm | CA | Riverside | WND | Onshore Wind Turbine | WT |  | S | X | X | GARNET_2_WIND2 | GARNET_2_WIND2 | 11.7 |  | 11.7 | 11.7 | 0 | N |  |  | OP | X | 1 | 1985 |  |  | N | IPP Non-CHP | 2 | X | WND | [9 empty] | N | N | 12 | 10M | [23 empty] | N
9948 | Kyocrea International, Ind | 10720 | Kyocera America Project | CA | San Diego | 0287 | Natural Gas Internal Combustion Engine | IC |  | S | X | X |  |  | 1.7 | 0.95 | 1.7 | 1.7 | 0.8 | N |  |  | OP | X | 9 | 2012 |  |  | Y | Industrial CHP | 7 | T | NG | [9 empty] | N | N |  | 1H | [20 empty] | N |  |  | N | N | N
9948 | Kyocrea International, Ind | 10720 | Kyocera America Project | CA | San Diego | 0333 | Natural Gas Internal Combustion Engine | IC |  | S | X | X |  |  | 2.1 | 0.95 | 2.1 | 2.1 | 1 | N |  |  | OP | X | 9 | 2012 |  |  | Y | Industrial CHP | 7 | T | NG | [9 empty] | N | N | 0 | 1H | [20 empty] | N |  |  | N | N | N
12869 | Monterey Regional Waste Mgmt | 10748 | Marina Landfill Gas | CA | Monterey | U1C06 | Landfill Gas | IC |  | S | X | X | CSTRVLLE_1_N |  | 1.6 | 0.8 | 1.6 | 1.6 | 0.8 | N |  |  | OP | X | 5 | 2006 |  |  | N | Commercial Non-CHP | 4 | X | LFG | [9 empty] | N | N |  | 10M | [23 empty] | N | N | N
12869 | Monterey Regional Waste Mgmt | 10748 | Marina Landfill Gas | CA | Monterey | U2J02 | Landfill Gas | IC |  | S | X | X | CSTRVLLE_1_N004 |  | 1 | 0.8 | 1 | 1 | 0.5 | N |  |  | OP | X | 9 | 2002 |  |  | N | Commercial Non-CHP | 4 | X | LFG | [9 empty] | N |  |  | 10M | [23 empty] | N |  | N
12869 | Monterey Regional Waste Mgmt | 10748 | Marina Landfill Gas | CA | Monterey | U3J17 | Landfill Gas | IC |  | S | X | X |  |  | 1 | 0.8 | 1 | 1 | 0.5 | N |  |  | OP | X | 8 | 2017 |  |  | N | Commercial Non-CHP | 4 | X | LFG | [12 empty] | 10M | [23 empty] | N
12869 | Monterey Regional Waste Mgmt | 10748 | Marina Landfill Gas | CA | Monterey | U4J16 | Landfill Gas | IC |  | S | X | X | CSTRVLLE_N003 |  | 1.4 | 0.8 | 1.2 | 1.2 | 0.7 | N |  |  | OP | X | 7 | 2016 |  |  | N | Commercial Non-CHP | 4 | X | LFG | [10 empty] | N |  | 10M | [23 empty] | N
49899 | CalEnergy Operating Corporation | 10759 | Salton Sea Power Gen Co - Unit 3 | CA | Imperial | GEN1 | Geothermal | ST |  | W | X | X |  |  | 53.9 | 0.9 | 50 | 50 | 2 | N |  |  | OP | X | 2 | 1989 |  |  | N | IPP Non-CHP | 2 | X | GEO | [5 empty] | GEO |  |  |  | N | N |  | 12H | [23 empty] | N
34691 | Ormat Nevada Inc | 10763 | Ormesa III | CA | Imperial | GBU | Geothermal | BT |  | S | X | X |  |  | 8 | 0.8 | 5.3 | 8 | 5.3 | N |  |  | OP | X | 4 | 2007 |  |  | N | IPP Non-CHP | 2 | X | GEO | [9 empty] | N |  |  | OVER | [23 empty] | N
34691 | Ormat Nevada Inc | 10763 | Ormesa III | CA | Imperial | GEN1 | Geothermal | ST |  | S | X | X |  |  | 21.6 | 0.9 | 14.4 | 21.6 | 14.4 | N |  |  | OS | X | 5 | 1989 |  |  | N | IPP Non-CHP | 2 | X | GEO | [9 empty] | N |  |  | OVER | [23 empty] | N
34691 | Ormat Nevada Inc | 10763 | Ormesa III | CA | Imperial | OE301 | Geothermal | BT |  | S | X | X |  |  | 16 | 0.8 | 10.7 | 16 | 10.7 | N |  |  | OP | X | 4 | 2020 |  |  | N | IPP Non-CHP | 2 | X | GEO | [9 empty] | N |  |  | OVER | [23 empty] | N
56120 | Blue Lake Power LLC | 10764 | Blue Lake Power LLC | CA | Humboldt | GEN1 | Wood/Wood Waste Biomass | ST |  | S | X | X |  |  | 13.8 | 0.85 | 11.5 | 10 | 10 | N |  |  | OS | X | 7 | 1985 |  |  | N | IPP Non-CHP | 2 | X | WDS | PG |  |  |  |  | PG |  |  |  | N | N |  | OVER | [23 empty] | Y | N | N
15986 | Rio Bravo Fresno | 10767 | Rio Bravo Fresno | CA | Fresno | GEN1 | Wood/Wood Waste Biomass | ST |  | S | X | X | POD_ULTPFR_1_UNIT 1 APND | POD_ULTPFR_1_UNIT 1 APND | 28 | 0.85 | 24.3 | 24.3 | 12.2 | N |  |  | OP | X | 7 | 1988 |  |  | N | IPP Non-CHP | 2 | X | WDS | [5 empty] | NG |  |  |  | N | N |  | 12H | [23 empty] | N | N | N
16077 | Rio Bravo Rocklin | 10772 | Rio Bravo Rocklin | CA | Placer | GEN1 | Wood/Wood Waste Biomass | ST |  | S | X | X |  |  | 27.9 | 0.85 | 24.4 | 24.4 | 12.2 | N |  |  | OP | X | 6 | 1989 |  |  | N | IPP Non-CHP | 2 | X | WDS | NG |  |  |  |  | NG |  |  |  | N | N |  | OVER | [23 empty] | N | N | N
5533 | EF Oxnard, LLC | 10776 | E F Oxnard Energy Facility | CA | Ventura | GTG | Natural Gas Fired Combustion Turbine | GT |  | S | X | X | SNCLRA_6_OXGEN | SNCLRA_6_OXGEN | 48.5 | 0.85 | 48.5 | 48.5 | 29.8 | N |  |  | OP | X | 6 | 1990 |  |  | N | IPP Non-CHP | 2 | X | NG | [9 empty] | N | N |  | 12H | [23 empty] | N | N | N
56866 | HL Power Company | 10777 | HL Power | CA | Lassen | GEN1 | Wood/Wood Waste Biomass | ST |  | W | X | X |  |  | 36.2 | 0.9 | 30 | 30 | 16 | N |  |  | OP | X | 7 | 1989 |  |  | N | IPP Non-CHP | 2 | X | WDS | NG |  |  |  |  | NG |  |  |  | N | N | 0 | 12H | [23 empty] | Y | N | N
54806 | DTE Energy Services-Woodland | 10836 | Woodland Biomass Power Ltd | CA | Yolo | GEN1 | Wood/Wood Waste Biomass | ST |  | W | X | X |  |  | 28 | 0.85 | 25 | 25 | 4 | N |  |  | OP | X | 9 | 1989 |  |  | N | IPP Non-CHP | 2 | X | WDS | NG |  |  |  |  | NG |  |  |  | N | N |  | OVER | [23 empty] | N
55989 | Covanta Mendota LP | 10837 | Covanta Mendota | CA | Fresno | GEN1 | Wood/Wood Waste Biomass | ST |  | W | X | X |  |  | 28 | 0.85 | 25 | 25 | 12 |  |  |  | OS | X | 7 | 1989 |  |  | N | IPP Non-CHP | 2 | X | WDS | [5 empty] | NG |  |  |  | N |  |  | 12H | [23 empty] | N | N | N
56099 | Covanta Delano Inc | 10840 | Covanta Delano Energy | CA | Kern | GEN1 | Wood/Wood Waste Biomass | ST |  | S | X | X |  |  | 31.8 | 0.85 | 27 | 27 | 22 |  |  |  | OS | X | 6 | 1990 |  |  | N | IPP Non-CHP | 2 | X | WDS | [5 empty] | NG | [6 empty] | OVER | [23 empty] | N
56099 | Covanta Delano Inc | 10840 | Covanta Delano Energy | CA | Kern | GEN2 | Wood/Wood Waste Biomass | ST |  | S | X | X |  |  | 25.2 | 0.85 | 22 | 22 | 18 |  |  |  | OS | X | 7 | 1993 |  |  | N | IPP Non-CHP | 2 | X | WDS | [5 empty] | NG | [6 empty] | OVER | [23 empty] | N
4397 | Coso Operating Co LLC | 10873 | Coso Finance Partners | CA | Inyo | GEN1 | Geothermal | ST |  | S | X | X |  |  | 32.2 | 0.9 | 27.5 | 27.5 | 3 | N |  |  | OP | X | 7 | 1987 |  |  | N | IPP Non-CHP | 2 | X | GEO | [5 empty] | GEO |  |  |  | N | N |  | 12H | [20 empty] | N |  |  | N | N | N
4397 | Coso Operating Co LLC | 10873 | Coso Finance Partners | CA | Inyo | GEN2 | Geothermal | ST |  | S | X | X |  |  | 30 | 0.9 | 27 | 27 | 3 | N |  |  | OP | X | 11 | 1988 |  |  | N | IPP Non-CHP | 2 | X | GEO | [5 empty] | GEO |  |  |  | N | N |  | 12H | [20 empty] | N |  |  | N | N | N
4397 | Coso Operating Co LLC | 10873 | Coso Finance Partners | CA | Inyo | GEN3 | Geothermal | ST |  | S | X | X |  |  | 30 | 0.9 | 26.7 | 27.2 | 3 | N |  |  | OP | X | 11 | 1988 |  |  | N | IPP Non-CHP | 2 | X | GEO | [5 empty] | GEO |  |  |  | N | N |  | 12H | [20 empty] | N |  |  | N | N | N
4397 | Coso Operating Co LLC | 10874 | Coso Power Developers | CA | Inyo | GEN4 | Geothermal | ST |  | S | X | X |  |  | 30 | 0.9 | 30 | 30 | 3 | N |  |  | OP | X | 11 | 1989 |  |  | N | IPP Non-CHP | 2 | X | GEO | [5 empty] | GEO |  |  |  | N |  |  | 12H | [20 empty] | N |  |  | N | N | N
4397 | Coso Operating Co LLC | 10874 | Coso Power Developers | CA | Inyo | GEN5 | Geothermal | ST |  | S | X | X |  |  | 30 | 0.9 | 23.4 | 27 | 3 | N |  |  | OP | X | 12 | 1989 |  |  | N | IPP Non-CHP | 2 | X | GEO | [5 empty] | GEO |  |  |  | N |  |  | 12H | [20 empty] | N |  |  | N | N | N
4397 | Coso Operating Co LLC | 10874 | Coso Power Developers | CA | Inyo | GEN6 | Geothermal | ST |  | S | X | X |  |  | 30 | 0.9 | 26.9 | 29 | 3 | N |  |  | OP | X | 12 | 1989 |  |  | N | IPP Non-CHP | 2 | X | GEO | [5 empty] | GEO |  |  |  | N |  |  | 12H | [20 empty] | N |  |  | N | N | N
4397 | Coso Operating Co LLC | 10875 | Coso Energy Developers | CA | Inyo | GEN7 | Geothermal | ST |  | S | X | X |  |  | 30 | 0.9 | 21.8 | 26.1 | 3 | N |  |  | OP | X | 12 | 1988 |  |  | N | IPP Non-CHP | 2 | X | GEO | [5 empty] | GEO |  |  |  | N |  |  | 12H | [20 empty] | N |  |  | N | N | N
4397 | Coso Operating Co LLC | 10875 | Coso Energy Developers | CA | Inyo | GEN8 | Geothermal | ST |  | S | X | X |  |  | 30 | 0.9 | 22.5 | 28.5 | 3 | N |  |  | OP | X | 12 | 1988 |  |  | N | IPP Non-CHP | 2 | X | GEO | [5 empty] | GEO |  |  |  | N |  |  | 12H | [20 empty] | N |  |  | N | N | N
4397 | Coso Operating Co LLC | 10875 | Coso Energy Developers | CA | Inyo | GEN9 | Geothermal | ST |  | S | X | X |  |  | 30 | 0.9 | 23.5 | 28.7 | 3 | N |  |  | OP | X | 8 | 1989 |  |  | N | IPP Non-CHP | 2 | X | GEO | [5 empty] | GEO |  |  |  | N |  |  | 12H | [20 empty] | N |  |  | N | N | N
49899 | CalEnergy Operating Corporation | 10878 | Salton Sea Power Gen Co Unit 1 | CA | Imperial | EE11 | Geothermal | ST |  | W | X | X |  |  | 10 | 0.9 | 10 | 10 | 2 | N |  |  | OP | X | 7 | 1982 |  |  | N | IPP Non-CHP | 2 | X | GEO | [5 empty] | GEO |  |  |  | N | N |  | 12H | [23 empty] | N
49899 | CalEnergy Operating Corporation | 10879 | Salton Sea Power Gen Co - Unit 2 | CA | Imperial | GEN1 | Geothermal | ST |  | W | X | X |  |  | 11.5 | 0.9 | 17 | 17 | 2 | N |  |  | OP | X | 3 | 1990 |  |  | N | IPP Non-CHP | 2 | X | GEO | [5 empty] | GEO |  |  |  | N | N |  | 12H | [23 empty] | N
49899 | CalEnergy Operating Corporation | 10879 | Salton Sea Power Gen Co - Unit 2 | CA | Imperial | GEN2 | Geothermal | ST |  | W | X | X |  |  | 5 | 1 | 4 | 4 | 2 | N |  |  | OP | X | 3 | 1990 |  |  | N | IPP Non-CHP | 2 | X | GEO | [5 empty] | GEO |  |  |  | N | N |  | 12H | [23 empty] | N
49899 | CalEnergy Operating Corporation | 10879 | Salton Sea Power Gen Co - Unit 2 | CA | Imperial | GEN3 | Geothermal | ST |  | W | X | X |  |  | 3.5 | 0.85 | 2.1 | 2.1 | 1 | N |  |  | OP | X | 3 | 1990 |  |  | N | IPP Non-CHP | 2 | X | GEO | [5 empty] | GEO |  |  |  | N | N |  | 12H | [23 empty] | N
12239 | Mega Renewables | 10880 | Bidwell Ditch Project | CA | Shasta | GEN1 | Conventional Hydroelectric | HY |  | S | X | X |  |  | 1.8 | 0.95 | 1.8 | 1.8 | 0.2 | N |  |  | OP | X | 3 | 1987 |  |  | N | IPP Non-CHP | 2 | X | WAT | [9 empty] | N |  | 0 | 1H
16997 | Shasta Hydroelectric Inc | 10881 | Roaring Creek Water Power | CA | Shasta | GEN1 | Conventional Hydroelectric | HY |  | S | X | X |  |  | 2 | 0.95 | 2 | 2 | 0.2 | N |  |  | OP | X | 12 | 1986 |  |  | N | IPP Non-CHP | 2 | X | WAT | [11 empty] | 0 | 1H
12239 | Mega Renewables | 10882 | Hatchet Creek Project | CA | Shasta | GEN1 | Conventional Hydroelectric | HY |  | S | X | X |  |  | 6.8 | 0.95 | 6.8 | 6.8 | 0.3 | N |  |  | OP | X | 12 | 1986 |  |  | N | IPP Non-CHP | 2 | X | WAT | [11 empty] | 0 | 10M
11216 | Los Angeles County | 10884 | Olive View Medical Center | CA | Los Angeles | CTC1 | Natural Gas Fired Combustion Turbine | GT |  | S | X | X |  |  | 2.8 | 0.9 | 2.7 | 2.7 | 0.5 | N |  |  | OP | X | 2 | 1987 |  |  | Y | Commercial CHP | 5 | T | NG | DFO | [8 empty] | N | N |  | 1H | [23 empty] | Y | N | Y
11216 | Los Angeles County | 10884 | Olive View Medical Center | CA | Los Angeles | CTC2 | Natural Gas Fired Combustion Turbine | GT |  | S | X | X |  |  | 2.8 | 0.9 | 2.7 | 2.7 | 0.5 | N |  |  | OP | X | 2 | 1987 |  |  | Y | Commercial CHP | 5 | T | NG | DFO | [8 empty] | N | N |  | 1H | [23 empty] | Y | N | Y
60662 | WCAC Operating Company | 50003 | Chalk Cliff Limited | CA | Kern | GEN1 | Natural Gas Fired Combustion Turbine | GT |  | W | X | X |  |  | 46 | 0.85 | 46 | 48 | 32 | N |  |  | OP | X | 3 | 1990 |  |  | Y | IPP CHP | 3 | T | NG | [9 empty] | N | N |  | 12H | [23 empty] | N | N | N
30347 | Olcese Water District | 50037 | Rio Bravo Hydro Project | CA | Kern | UNT1 | Conventional Hydroelectric | HY |  | S | X | X |  |  | 7 | 0.9 | 6.7 | 6.4 | 1.5 | N |  |  | SB | Y | 5 | 1989 |  |  | N | IPP Non-CHP | 2 | X | WAT | [11 empty] | 0 | 12H
30347 | Olcese Water District | 50037 | Rio Bravo Hydro Project | CA | Kern | UNT2 | Conventional Hydroelectric | HY |  | S | X | X |  |  | 7 | 0.9 | 6.7 | 6.4 | 1.5 | N |  |  | SB | Y | 6 | 1989 |  |  | N | IPP Non-CHP | 2 | X | WAT | [11 empty] | 0 | 12H
60153 | Mendocino Forest Products | 50049 | Humboldt Sawmill Company | CA | Humboldt | GEN1 | Wood/Wood Waste Biomass | ST |  | S | X | X |  |  | 12.5 | 0.99 | 13 | 13 | 1 | N |  |  | OP | X | 3 | 1988 |  |  | Y | Industrial CHP | 7 | T | WDS | [5 empty] | DFO |  |  |  | N | N |  | 12H | [23 empty] | Y | Y | N
60153 | Mendocino Forest Products | 50049 | Humboldt Sawmill Company | CA | Humboldt | GEN2 | Wood/Wood Waste Biomass | ST |  | S | X | X |  |  | 12.5 | 0.99 | 13 | 13 | 1 | N |  |  | OP | X | 3 | 1988 |  |  | Y | Industrial CHP | 7 | T | WDS | [5 empty] | DFO |  |  |  | N | N |  | 12H | [23 empty] | Y | Y | N
60153 | Mendocino Forest Products | 50049 | Humboldt Sawmill Company | CA | Humboldt | GEN3 | Wood/Wood Waste Biomass | ST |  | S | X | X |  |  | 7.5 | 0.99 | 7.5 | 7.5 | 1 | N |  |  | OP | X | 1 | 1938 |  |  | N | Industrial CHP | 7 | X | WDS | [5 empty] | DFO |  |  |  | N | N |  | 12H | [23 empty] | Y | Y | N
16625 | San Diego State University | 50061 | San Diego State University | CA | San Diego | GEN2 | Natural Gas Fired Combined Cycle | CT | CC1 | S | X | Y |  |  | 5.1 | 1 | 4.6 | 4.8 | 3.4 | N |  |  | OP | X | 9 | 2002 |  |  | Y | Commercial CHP | 5 | T | NG | [9 empty] | N | N |  | 1H | [23 empty] | N | N | N
16625 | San Diego State University | 50061 | San Diego State University | CA | San Diego | GEN3 | Natural Gas Fired Combined Cycle | CT | CC1 | S | X | Y |  |  | 5.1 | 1 | 4.6 | 4.8 | 3.4 | N |  |  | OP | X | 9 | 2002 |  |  | Y | Commercial CHP | 5 | T | NG | [9 empty] | N | N |  | 1H | [23 empty] | N | N | N
16625 | San Diego State University | 50061 | San Diego State University | CA | San Diego | GEN4 | Natural Gas Fired Combined Cycle | CA | CC1 | S | Y | X |  |  | 4.1 | 1 | 4.1 | 4.1 | 1 | N |  |  | OP | X | 12 | 2002 |  |  | Y | Commercial CHP | 5 | T | NG | [9 empty] | N | N |  | 1H | [23 empty] | N
16625 | San Diego State University | 50061 | San Diego State University | CA | San Diego | GEN5 | Solar Photovoltaic | PV |  | S | X | X |  |  | 0.1 |  | 0.1 | 0.1 |  | N |  |  | OP | X | 9 | 2009 |  |  | N | Commercial CHP | 5 | X | SUN
16625 | San Diego State University | 50061 | San Diego State University | CA | San Diego | GEN6 | Solar Photovoltaic | PV |  | S | X | X |  |  | 0.3 |  | 0.3 | 0.2 |  | N |  |  | OP | X | 10 | 2011 |  |  | N | Commercial CHP | 5 | X | SUN
16625 | San Diego State University | 50061 | San Diego State University | CA | San Diego | GEN7 | Solar Photovoltaic | PV |  | S | X | X |  |  | 0.3 |  | 0.3 | 0.2 |  | N |  |  | OP | X | 4 | 2012 |  |  | N | Commercial CHP | 5 | X | SUN
16625 | San Diego State University | 50061 | San Diego State University | CA | San Diego | GEN8 | Solar Photovoltaic | PV |  | S | X | X |  |  | 0.1 |  | 0.1 | 0.1 |  | N |  |  | OP | X | 3 | 2014 |  |  | N | Commercial CHP | 5 | X | SUN
22142 | Santa Cruz Cogeneration Assoc | 50064 | Univ of Calif Santa Cruz Cogeneration | CA | Santa Cruz | 003 | Natural Gas Fired Combustion Turbine | GT |  | S | X | X |  |  | 4.4 | 0.9 | 4.4 | 4.4 | 0.5 | N |  |  | OP | X | 7 | 2015 |  |  | Y | Commercial CHP | 5 | T | NG | [9 empty] | N | N |  | 1H | [23 empty] | N | N | N
7160 | Geysers Power Co LLC | 50066 | Calistoga Power Plant | CA | Lake | UNT1 | Geothermal | ST |  | S | X | X |  |  | 88.2 | 1 | 50 | 55 | 15 | N |  |  | OP | X | 3 | 1984 |  |  | N | IPP Non-CHP | 2 | X | GEO | [5 empty] | GEO |  |  |  | N |  |  | 12H | [23 empty] | N | N
7160 | Geysers Power Co LLC | 50066 | Calistoga Power Plant | CA | Lake | UNT2 | Geothermal | ST |  | S | X | X |  |  | 88.2 | 1 | 50 | 55 | 15 | N |  |  | OP | X | 3 | 1984 |  |  | N | IPP Non-CHP | 2 | X | GEO | [5 empty] | GEO |  |  |  | N |  |  | 12H | [23 empty] | N | N
19532 | United Water Conservation Dist | 50076 | Santa Felicia Dam | CA | Ventura | UNT1 | Conventional Hydroelectric | HY |  | S | X | X | GEN | GEN | 0.2 | 0.9 | 0.2 | 0.2 | 0.1 | N |  |  | OP | X | 6 | 1987 |  |  | N | IPP Non-CHP | 2 | X | WAT | [9 empty] | N | N | 0 | 1H | [20 empty] | N |  |  | N | N
19532 | United Water Conservation Dist | 50076 | Santa Felicia Dam | CA | Ventura | UNT2 | Conventional Hydroelectric | HY |  | S | X | X | GEN | GEN | 1.1 | 0.9 | 1.1 | 1 | 0.8 | N |  |  | OP | X | 6 | 1987 |  |  | N | IPP Non-CHP | 2 | X | WAT | [9 empty] | N | N | 0 | 1H | [20 empty] | N |  |  | N | N
24010 | University of San Francisco | 50089 | Univ of San Francisco Cogen | CA | San Francisco | S-17 | Natural Gas Internal Combustion Engine | IC |  | S | X | X |  |  | 1.5 | 0.8 | 1.4 | 1.4 | 1 | N |  |  | OP | X | 9 | 1987 |  |  | Y | Commercial CHP | 5 | T | NG | [9 empty] | N |  |  | 1H | [23 empty] | N | N | N
17164 | Sierra Pacific Industries Inc | 50110 | Sierra Pacific Burney Facility | CA | Shasta | GEN1 | Wood/Wood Waste Biomass | ST |  | S | X | X | SPI-BURN_7_N003 | SPI-BURN_7_N003 | 20 | 0.85 | 18.9 | 17.9 | 1 | N |  |  | OP | X | 10 | 1986 |  |  | Y | Industrial CHP | 7 | T | WDS | [5 empty] | NG |  |  |  | N | N |  | 12H | [23 empty] | N
61379 | ARP-Loyalton Cogen LLC | 50111 | Sierra Pacific Loyalton Facility | CA | Sierra | GEN1 | Wood/Wood Waste Biomass | ST |  | S | X | X |  |  | 20 | 0.85 | 11.8 | 16.5 | 1.5 | N |  |  | OS | X | 9 | 1989 |  |  | N | IPP Non-CHP | 2 | X | WDS | [5 empty] | DFO |  |  |  | N |  |  | 12H | [23 empty] | N
17164 | Sierra Pacific Industries Inc | 50112 | Sierra Pacific Quincy Facility | CA | Plumas | GEN3 | Wood/Wood Waste Biomass | ST |  | S | X | X | SPI-QUCY_7_N002 | SPI-QUCY_7_N002 | 35.2 | 0.9 | 24 | 24 | 3.2 | N |  |  | OP | X | 5 | 2018 |  |  | N | Industrial Non-CHP | 6 | X | WDS | DFO |  |  |  |  | DFO |  |  |  | N | N |  | 12H | [23 empty] | N
22669 | U S Borax Inc | 50115 | US Borax | CA | Kern | GEN1 | Natural Gas Fired Combustion Turbine | GT |  | S | X | X |  |  | 48.2 | 0.85 | 39 | 42 | 39 | N |  |  | OP | X | 7 | 1984 |  |  | Y | Industrial CHP | 7 | T | NG | [5 empty] | NG |  |  |  | N | N |  | 12H | [23 empty] | N | N | N
4208 | Phillips 66 Company | 50119 | Phillips 66 Rodeo Refinery | CA | Contra Costa | GENA | Other Gases | GT |  | S | X | X |  |  | 18.3 | 0.85 | 15.3 | 15.5 | 12 | N |  |  | OP | X | 5 | 1987 |  |  | Y | Industrial CHP | 7 | T | OG | NG | [8 empty] | N | N |  | OVER | [23 empty] | Y | Y | N
4208 | Phillips 66 Company | 50119 | Phillips 66 Rodeo Refinery | CA | Contra Costa | GENB | Other Gases | GT |  | S | X | X |  |  | 18.3 | 0.85 | 15.4 | 16.6 | 12 | N |  |  | OP | X | 5 | 1987 |  |  | Y | Industrial CHP | 7 | T | OG | NG | [8 empty] | N | N |  | OVER | [23 empty] | Y | Y | N
4208 | Phillips 66 Company | 50119 | Phillips 66 Rodeo Refinery | CA | Contra Costa | GENC | Other Gases | GT |  | S | X | X |  |  | 18.3 | 0.85 | 14.9 | 16.4 | 12 | N |  |  | OP | X | 5 | 1987 |  |  | Y | Industrial CHP | 7 | T | OG | NG | [8 empty] | N | N |  | OVER | [23 empty] | Y | Y | N
22079 | Yolo County Flood Control WCD | 50128 | Clear Lake Hydro Project | CA | Lake | 3381 | Conventional Hydroelectric | HY |  | S | X | X |  |  | 2.5 | 1 | 2.4 | 2.3 |  | N |  |  | OS | X | 9 | 1985 |  |  | N | IPP Non-CHP | 2 | X | WAT | [9 empty] | N | N |  | 1H | [23 empty] | N
22079 | Yolo County Flood Control WCD | 50129 | Indian Valley Dam Hydro Project | CA | Lake | 1641 | Conventional Hydroelectric | HY |  | S | X | X |  |  | 1.4 | 0.8 | 1.3 | 1.3 | 1 | N |  |  | SB | Y | 10 | 1983 |  |  | N | IPP Non-CHP | 2 | X | WAT | [9 empty] | N | N | 0 | 1H | [23 empty] | N
22079 | Yolo County Flood Control WCD | 50129 | Indian Valley Dam Hydro Project | CA | Lake | 1642 | Conventional Hydroelectric | HY |  | S | X | X |  |  | 1.4 | 0.8 | 1.3 | 1.3 | 1 | N |  |  | SB | Y | 10 | 1983 |  |  | N | IPP Non-CHP | 2 | X | WAT | [9 empty] | N | N | 0 | 1H | [23 empty] | N
22079 | Yolo County Flood Control WCD | 50129 | Indian Valley Dam Hydro Project | CA | Lake | 8332 | Conventional Hydroelectric | HY |  | S | X | X |  |  | 0.1 | 0.88 | 0.1 | 0.1 | 0.1 | N |  |  | SB | Y | 10 | 1983 |  |  | N | IPP Non-CHP | 2 | X | WAT | [9 empty] | N | N | 0 | 1H | [23 empty] | N
3852 | Coalinga Cogeneration Co | 50131 | Coalinga Cogeneration | CA | Fresno | K100 | Natural Gas Fired Combustion Turbine | GT |  | S | X | X |  |  | 38.4 | 1 | 36 | 38 | 36 | N |  |  | OS | X | 10 | 1991 |  |  | Y | IPP CHP | 3 | T | NG | [12 empty] | 10M | [23 empty] | N | N
18390 | Sycamore Cogeneration Co | 50134 | Sycamore Cogeneration | CA | Kern | GTAG | Natural Gas Fired Combustion Turbine | GT |  | S | X | X |  |  | 75 | 1 | 75 | 78 | 70 | N |  |  | OP | X | 12 | 1987 |  |  | Y | IPP CHP | 3 | T | NG | [9 empty] | N |  |  | 10M | [23 empty] | N | N
18390 | Sycamore Cogeneration Co | 50134 | Sycamore Cogeneration | CA | Kern | GTBG | Natural Gas Fired Combustion Turbine | GT |  | S | X | X |  |  | 75 | 1 | 75 | 78 | 70 | N |  |  | OP | X | 12 | 1987 |  |  | Y | IPP CHP | 3 | T | NG | [9 empty] | N |  |  | 10M | [23 empty] | N | N
18390 | Sycamore Cogeneration Co | 50134 | Sycamore Cogeneration | CA | Kern | GTCG | Natural Gas Fired Combustion Turbine | GT |  | S | X | X |  |  | 75 | 1 | 75 | 78 | 70 | N |  |  | OP | X | 12 | 1987 |  |  | Y | IPP CHP | 3 | T | NG | [9 empty] | N |  |  | 10M | [23 empty] | N | N
18390 | Sycamore Cogeneration Co | 50134 | Sycamore Cogeneration | CA | Kern | GTDG | Natural Gas Fired Combustion Turbine | GT |  | S | X | X |  |  | 75 | 1 | 75 | 78 | 70 | N |  |  | OP | X | 12 | 1987 |  |  | Y | IPP CHP | 3 | T | NG | [9 empty] | N |  |  | 10M | [23 empty] | N
16713 | Santa Fe Irrigation District | 50147 | R E Badger Filtration Plant | CA | San Diego | 1 | Conventional Hydroelectric | HY |  | S | X | X |  |  | 1.4 | 0.8 | 1 | 0.5 | 0.5 | N |  |  | OP | X | 7 | 1987 |  |  | N | IPP Non-CHP | 2 | X | WAT | [9 empty] | N |  | 0 | 1H
15320 | Linde Inc | 50148 | Linde Wilmington | CA | Los Angeles | GEN1 | Natural Gas Fired Combined Cycle | CT | CC1 | S | X | Y | LADWP | LADWP | 25 | 0.9 | 21 | 21 | 18 | N |  |  | SB | Y | 12 | 1988 |  |  | Y | Industrial CHP | 7 | T | NG | [9 empty] | N | N |  | OVER | [23 empty] | N | N
15320 | Linde Inc | 50148 | Linde Wilmington | CA | Los Angeles | GEN2 | Natural Gas Fired Combined Cycle | CA | CC1 | S | Y | X |  |  | 6 | 0.9 | 6 | 6 | 4 | N |  |  | SB | Y | 12 | 1988 |  |  | Y | Industrial CHP | 7 | B | NG | [9 empty] | N | N |  | OVER | [23 empty] | N | N
64078 | Central Rivers Power US, LLC | 50156 | Bear Creek | CA | Shasta | GEN1 | Conventional Hydroelectric | HY |  | S | X | X |  |  | 3.2 | 1 | 3 | 2.9 | 0.1 | N |  |  | OP | X | 1 | 1990 |  |  | N | IPP Non-CHP | 2 | X | WAT | [12 empty] | 10M
1569 | Berry Petroleum Co | 50170 | Berry Cogen | CA | Kern | GEN1 | Natural Gas Fired Combustion Turbine | GT |  | S | X | X | ZP26 | ZP26 | 38.7 | 0.85 | 35 | 37.5 | 33.5 | N |  |  | OP | X | 12 | 1986 |  |  | Y | Industrial CHP | 7 | T | NG | [9 empty] | N | N |  | 12H | [23 empty] | N | N | N
58896 | Siskiyou Power Authority | 50179 | Box Canyon Dam | CA | Siskiyou | GEN1 | Conventional Hydroelectric | HY |  | S | X | X |  |  | 2.5 | 0.9 | 2.5 | 2.5 | 0.2 | N |  |  | OP | X | 6 | 1986 |  |  | N | IPP Non-CHP | 2 | X | WAT | [9 empty] | N |  | 0 | 1H | [23 empty] | N
58896 | Siskiyou Power Authority | 50179 | Box Canyon Dam | CA | Siskiyou | GEN2 | Conventional Hydroelectric | HY |  | S | X | X |  |  | 2.5 | 0.9 | 2.5 | 2.5 | 0.2 | N |  |  | OP | X | 6 | 1986 |  |  | N | IPP Non-CHP | 2 | X | WAT | [9 empty] | N |  | 0 | 1H | [23 empty] | N
60821 | Olsen Power Partners | 50180 | Olsen | CA | Shasta | GEN1 | Conventional Hydroelectric | HY |  | J | X | X |  |  | 5 | 0.9 | 4.8 | 4.6 | 0.2 | N |  |  | OP | X | 1 | 1990 |  |  | N | IPP Non-CHP | 2 | X | WAT | [12 empty] | 1H
1058 | B Braun Medical Inc | 50200 | B Braun Medical | CA | Orange | GEN1 | Natural Gas Fired Combustion Turbine | GT |  | S | X | X |  |  | 2.8 | 0.8 | 2.7 | 2.6 | 1 | N |  |  | OP | X | 11 | 1982 |  |  | Y | Industrial CHP | 7 | T | NG | [9 empty] | N | N |  | 12H | [23 empty] | N | N | N
1058 | B Braun Medical Inc | 50200 | B Braun Medical | CA | Orange | GEN2 | Natural Gas Fired Combustion Turbine | GT |  | S | X | X |  |  | 3.3 | 0.8 | 3 | 2.9 | 1 | N |  |  | OP | X | 1 | 1995 |  |  | Y | Industrial CHP | 7 | T | NG | [9 empty] | N | N |  | 12H | [23 empty] | N | N | N
49899 | CalEnergy Operating Corporation | 50210 | Vulcan-BN Geothermal Power Company | CA | Imperial | GEN1 | Geothermal | ST |  | W | X | X |  |  | 30.1 | 0.85 | 29 | 29 | 2 | N |  |  | OP | X | 12 | 1985 |  |  | N | IPP Non-CHP | 2 | X | GEO | [5 empty] | GEO |  |  |  | N | N |  | 12H | [23 empty] | N
49899 | CalEnergy Operating Corporation | 50210 | Vulcan-BN Geothermal Power Company | CA | Imperial | GEN2 | Geothermal | ST |  | W | X | X |  |  | 9.5 | 0.85 | 9 | 9 | 2 | N |  |  | OP | X | 12 | 1985 |  |  | N | IPP Non-CHP | 2 | X | GEO | [5 empty] | GEO |  |  |  | N | N |  | 12H | [23 empty] | N
867 | ARCO Products Co-Watson | 50216 | Watson Cogeneration | CA | Los Angeles | GN91 | Natural Gas Fired Combined Cycle | CT | CC1 | J | X | N | POD_ARCOGN_2_UNITS | POD_ARCOGN_2_UNITS | 82 | 0.9 | 82 | 82 | 68 | N |  |  | OP | X | 3 | 1988 |  |  | Y | Industrial CHP | 7 | T | NG | OG | WO |  |  |  | WO | NG |  |  | N | N |  | 12H | [23 empty] | Y | Y | Y
867 | ARCO Products Co-Watson | 50216 | Watson Cogeneration | CA | Los Angeles | GN92 | Natural Gas Fired Combined Cycle | CT | CC1 | J | X | N | POD_ARCOGN_2_UNITS | POD_ARCOGN_2_UNITS | 82 | 0.9 | 82 | 82 | 68 | N |  |  | OP | X | 2 | 1988 |  |  | Y | Industrial CHP | 7 | T | NG | OG | WO |  |  |  | WO | NG |  |  | N | N |  | 12H | [23 empty] | Y | Y | Y
867 | ARCO Products Co-Watson | 50216 | Watson Cogeneration | CA | Los Angeles | GN93 | Natural Gas Fired Combined Cycle | CT | CC1 | J | X | N | POD_ARCOGN_2_UNITS | POD_ARCOGN_2_UNITS | 82 | 0.9 | 82 | 82 | 68 | N |  |  | OP | X | 1 | 1988 |  |  | Y | Industrial CHP | 7 | T | NG | OG | WO |  |  |  | WO | NG |  |  | N | N |  | 12H | [23 empty] | Y | Y | Y
867 | ARCO Products Co-Watson | 50216 | Watson Cogeneration | CA | Los Angeles | GN94 | Natural Gas Fired Combined Cycle | CT | CC1 | J | X | N | POD_ARCOGN_2_UNITS | POD_ARCOGN_2_UNITS | 82 | 0.9 | 82 | 82 | 68 | N |  |  | OP | X | 12 | 1987 |  |  | Y | Industrial CHP | 7 | T | NG | OG | WO |  |  |  | WO | NG |  |  | N | N |  | 12H | [23 empty] | Y | Y | Y
867 | ARCO Products Co-Watson | 50216 | Watson Cogeneration | CA | Los Angeles | GN95 | Natural Gas Fired Combined Cycle | CA | CC1 | J | Y | X | POD_ARCOGN_2_UNITS | POD_ARCOGN_2_UNITS | 38.5 | 0.9 | 35 | 35 | 10 | N |  |  | OP | X | 2 | 1988 |  |  | Y | Industrial CHP | 7 | T | NG | OG | [8 empty] | N | N |  | 1H | [23 empty] | N
867 | ARCO Products Co-Watson | 50216 | Watson Cogeneration | CA | Los Angeles | GN96 | Natural Gas Fired Combined Cycle | CA | CC1 | J | Y | X | POD_ARCOGN_2_UNITS | POD_ARCOGN_2_UNITS | 38.5 | 0.9 | 35 | 35 | 10 | N |  |  | OP | X | 12 | 1987 |  |  | Y | Industrial CHP | 7 | T | NG | OG | [8 empty] | N | N |  | 1H | [23 empty] | N
19281 | Turlock Irrigation District | 50218 | Woodward Power Plant | CA | Stanislaus | U1 | Conventional Hydroelectric | HY |  | W | X | X | MRTU_VALLYHM_1_N004 |  | 2.8 | 0.95 | 2.7 | 2.6 | 0.3 | N |  |  | OP | X | 4 | 1982 |  |  | N | IPP Non-CHP | 2 | X | WAT | [9 empty] | N |  |  | 10M | [23 empty] | N
19281 | Turlock Irrigation District | 50219 | Frankenheimer Power Plant | CA | Stanislaus | U1 | Conventional Hydroelectric | HY |  | W | X | X | MRTU_COTTLE_7_N002 |  | 5.3 | 0.95 | 4 | 4.3 | 0.5 | N |  |  | OP | X | 3 | 1983 |  |  | N | IPP Non-CHP | 2 | X | WAT | [9 empty] | N |  |  | 10M | [23 empty] | N
13353 | Nelson Creek Power Inc | 50223 | Nelson Creek | CA | Shasta | 1296 | Conventional Hydroelectric | HY |  | S | X | X |  |  | 1.2 | 0.9 | 0.5 | 0.9 | 0.1 | N |  |  | OP | X | 10 | 1989 |  |  | N | IPP Non-CHP | 2 | X | WAT | [9 empty] | N |  | 0 | 1H | [23 empty] | N
22045 | Oxnard City of | 50224 | Oxnard Wastewater Treatment Plant | CA | Ventura | 7610 | Other Waste Biomass | IC |  | S | X | X |  |  | 0.5 | 0.8 | 0.4 | 0.4 | 0.4 | N |  |  | OP | X | 8 | 1981 |  |  | Y | Commercial CHP | 5 | T | OBG | NG | PG | [7 empty] | N | N |  | 1H | [23 empty] | Y | Y | N
22045 | Oxnard City of | 50224 | Oxnard Wastewater Treatment Plant | CA | Ventura | 7710 | Other Waste Biomass | IC |  | S | X | X |  |  | 0.5 | 0.8 | 0.4 | 0.4 | 0.4 | N |  |  | OP | X | 8 | 1981 |  |  | Y | Commercial CHP | 5 | T | OBG | NG | PG | [7 empty] | N | N |  | 1H | [23 empty] | Y | Y | N
22045 | Oxnard City of | 50224 | Oxnard Wastewater Treatment Plant | CA | Ventura | 7810 | Other Waste Biomass | IC |  | S | X | X |  |  | 0.5 | 0.8 | 0.4 | 0.4 | 0.4 | N |  |  | OP | X | 8 | 1981 |  |  | Y | Commercial CHP | 5 | T | OBG | NG | PG | [7 empty] | N | N |  | 1H | [23 empty] | Y | Y | N
22635 | San Gabriel Valley Mun Wtr Dt | 50233 | San Dimas Wash Generating Station | CA | Los Angeles | 4011 | Conventional Hydroelectric | HY |  | S | X | X |  |  | 1 | 1 | 1 | 1 | 0.3 | N |  |  | SB | Y | 3 | 1986 |  |  | N | IPP Non-CHP | 2 | X | WAT | [9 empty] | N | N | 0 | 1H |  |  |  | N | [19 empty] | N
16583 | San Antonio Regional Hospital | 50234 | San Antonio Regional Hospital | CA | San Bernardino | 2074 | Natural Gas Internal Combustion Engine | IC |  | S | X | X |  |  | 0.9 | 0.8 | 0.9 | 0.8 | 0.5 | N |  |  | OP | X | 1 | 1985 |  |  | Y | Commercial CHP | 5 | T | NG | [9 empty] | N | N |  | 1H | [23 empty] | N | N | N
16583 | San Antonio Regional Hospital | 50234 | San Antonio Regional Hospital | CA | San Bernardino | 2075 | Natural Gas Internal Combustion Engine | IC |  | S | X | X |  |  | 0.9 | 0.8 | 0.9 | 0.8 | 0.5 | N |  |  | OP | X | 1 | 1985 |  |  | Y | Commercial CHP | 5 | T | NG | [9 empty] | N | N |  | 1H | [23 empty] | N | N | N
16583 | San Antonio Regional Hospital | 50234 | San Antonio Regional Hospital | CA | San Bernardino | 2076 | Natural Gas Internal Combustion Engine | IC |  | S | X | X |  |  | 0.9 | 0.8 | 0.9 | 0.8 | 0.5 | N |  |  | OP | X | 3 | 2001 |  |  | Y | Commercial CHP | 5 | T | NG | [9 empty] | N | N |  | 1H | [23 empty] | N | N | N
6529 | Exxon Mobil Production Co | 50270 | ExxonMobil Santa Ynez Facility | CA | Santa Barbara | GTG1 | Natural Gas Fired Combined Cycle | CT | CC1 | S | X | Y |  |  | 39.5 | 0.85 | 40.2 | 39.2 | 21 | N |  |  | OS | X | 9 | 1993 |  |  | Y | Industrial CHP | 7 | T | NG | [9 empty] | N | N |  | OVER | [23 empty] | N
6529 | Exxon Mobil Production Co | 50270 | ExxonMobil Santa Ynez Facility | CA | Santa Barbara | STG1 | Natural Gas Fired Combined Cycle | CA | CC1 | S | Y | X |  |  | 9.8 | 0.85 | 8.9 | 8.8 | 5 | N |  |  | OS | X | 10 | 1993 |  |  | Y | Industrial CHP | 7 | T | NG | [9 empty] | N | N |  | OVER | [23 empty] | N
20707 | Wintec Energy Ltd | 50276 | Wintec Energy Ltd | CA | Riverside | EXIS | Onshore Wind Turbine | WT |  | S | X | X |  |  | 5.9 |  | 5.9 | 5.9 | 1 | N |  |  | OP | X | 12 | 1986 |  |  | N | IPP Non-CHP | 2 | X | WND | [9 empty] | N | N | 60 | [24 empty] | N
16630 | San Gorgonio Farms Inc | 50281 | San Gorgonio Farms Wind Farm | CA | Riverside | WGEN | Onshore Wind Turbine | WT |  | S | X | X | SANWD_1_QF | SANWD_1_QF | 31 |  | 31 | 31 | 0 | N |  |  | OP | X | 3 | 1983 |  |  | N | IPP Non-CHP | 2 | X | WND | [9 empty] | N |  | 111 | 10M
19946 | Wadham Energy Ltd Partners | 50293 | Wadham Energy LP | CA | Colusa | GEN1 | Other Waste Biomass | ST |  | S | X | X | WADHAM _7_B1 | WADHAM _7_B1 | 29.1 | 0.9 | 26.5 | 26.5 | 15 | N |  |  | OP | X | 3 | 1989 |  |  | N | IPP Non-CHP | 2 | X | AB | NG |  |  |  |  | NG |  |  |  | N | N |  | 12H | [23 empty] | N
60134 | AltaGas Ripon Energy Inc. | 50299 | AltaGas Ripon Energy Inc. | CA | San Joaquin | GEN1 | Natural Gas Fired Combustion Turbine | GT |  | S | X | X | POD_SMPRIP_1_SMPSOM-APND | POD_SMPRIP_1_SMPSOM-APND | 49.5 | 0.85 | 46.1 | 46.1 | 30 | N |  |  | OP | X | 4 | 1988 |  |  | N | IPP Non-CHP | 2 | X | NG | [5 empty] | NG |  |  |  | N | N |  | 12H | [23 empty] | N | N | N
54736 | VESI Pomona Energy Storage, Inc. | 50300 | VESI Pomona | CA | Los Angeles | BESS1 | Batteries | BA |  | S | X | X |  |  | 20 |  | 20 | 20 | 20 | N |  |  | OP | X | 12 | 2016 |  |  | N | IPP Non-CHP | 2 | X | MWH | [9 empty] | N | N |  | 10M | [23 empty] | N | N
26287 | Madera-Chowchilla Power Auth | 50322 | Site 980 65 | CA | Madera | GEN1 | Conventional Hydroelectric | HY |  | S | X | X |  |  | 2.1 | 0.9 | 2.1 | 2.1 | 0.5 | N |  |  | OP | X | 2 | 1985 |  |  | N | IPP Non-CHP | 2 | X | WAT | [9 empty] | N | N | 0 | 1H | [23 empty] | N
8530 | HYPOWER INC | 50350 | Forks of Butte Hydro Project | CA | Butte | GEN1 | Conventional Hydroelectric | HY |  | S | X | X |  |  | 14.5 | 0.9 | 14.5 | 14.5 | 0.7 | N |  |  | OP | X | 3 | 1992 |  |  | N | IPP Non-CHP | 2 | X | WAT | [9 empty] | N | N | 0 | 1H | [23 empty] | N
12850 | Monterey Cnty Water Res Agency | 50352 | Nacimiento Hydro Project | CA | San Luis Obispo | 1 | Conventional Hydroelectric | HY |  | S | X | X |  |  | 4 | 0.9 | 3.7 | 3.6 | 0.7 | N |  |  | OP | X | 7 | 1987 |  |  | N | IPP Non-CHP | 2 | X | WAT | [9 empty] | N | N |  | 1H | [23 empty] | N
12850 | Monterey Cnty Water Res Agency | 50352 | Nacimiento Hydro Project | CA | San Luis Obispo | 2 | Conventional Hydroelectric | HY |  | S | X | X |  |  | 0.4 | 1 | 0.3 | 0.3 | 0.1 | N |  |  | OP | X | 7 | 1987 |  |  | N | IPP Non-CHP | 2 | X | WAT | [9 empty] | N | N |  | 1H | [23 empty] | N
55960 | Mesquite Lake Energy Park | 50363 | Mesquite Lake Energy Park Plant 2 | CA | Imperial | L313 | Wood/Wood Waste Biomass | ST |  | S | X | X |  |  | 21 | 1 | 15.5 | 15.5 | 0 |  |  |  | OS | X | 11 | 1987 |  |  | N | IPP Non-CHP | 2 | X | WDS | [5 empty] | NG |  |  |  | N |  |  | OVER | [23 empty] | N | N | N
30076 | Calleguas Mun Water District | 50375 | East Portal Generator | CA | Los Angeles | GEN1 | Conventional Hydroelectric | HY |  | S | X | X |  |  | 1.2 | 1 | 1.2 | 1.2 | 0.3 | N |  |  | OP | X | 1 | 1987 |  |  | N | IPP Non-CHP | 2 | X | WAT | [9 empty] | N | N | 0 | 1H | [23 empty] | N
4208 | Phillips 66 Company | 50388 | Phillips 66 Carbon Plant | CA | Contra Costa | GEN1 | Petroleum Coke | ST |  | S | X | X |  |  | 27.3 | 0.85 | 20 | 20 | 2 | N |  |  | OP | X | 12 | 1983 |  |  | Y | Industrial CHP | 7 | B | PC | [5 empty] | NG |  |  |  | N | N |  | OVER |  |  |  | Y | Y | N | [17 empty] | N | N | N
25438 | Friant Power Authority | 50393 | Friant Hydro Facility | CA | Fresno | FR1 | Conventional Hydroelectric | HY |  | S | X | X |  |  | 18.4 | 0.9 | 20 | 20 | 1 | N |  |  | OP | X | 1 | 1986 |  |  | N | IPP Non-CHP | 2 | X | WAT | [9 empty] | N |  | 0 | 10M | [23 empty] | N
25438 | Friant Power Authority | 50393 | Friant Hydro Facility | CA | Fresno | M1 | Conventional Hydroelectric | HY |  | S | X | X |  |  | 9.8 | 0.9 | 9.8 | 9.8 | 1 | N |  |  | OP | X | 7 | 1985 |  |  | N | IPP Non-CHP | 2 | X | WAT | [9 empty] | N |  | 0 | 10M | [23 empty] | N
25438 | Friant Power Authority | 50393 | Friant Hydro Facility | CA | Fresno | RO1 | Conventional Hydroelectric | HY |  | S | X | X |  |  | 2.4 | 0.84 | 2.3 | 2.3 | 0.5 | N |  |  | OP | X | 4 | 1985 |  |  | N | IPP Non-CHP | 2 | X | WAT | [9 empty] | N |  | 0 | 10M | [23 empty] | N
25438 | Friant Power Authority | 50393 | Friant Hydro Facility | CA | Fresno | RO2 | Conventional Hydroelectric | HY |  | S | X | X |  |  | 6.9 | 0.9 | 7.3 | 7.3 | 0.5 | N |  |  | OP | X | 6 | 2017 |  |  | N | IPP Non-CHP | 2 | X | WAT | [9 empty] | N |  |  | 1H | [23 empty] | N
19560 | Tri-Dam Power Authority | 50400 | Sand Bar Power Plant | CA | Tuolumne | GEN1 | Conventional Hydroelectric | HY |  | S | X | X |  |  | 16.2 | 0.9 | 15.6 | 14 | 1 | N |  |  | OP | X | 5 | 1986 |  |  | N | IPP Non-CHP | 2 | X | WAT | [9 empty] | N | N |  | 1H | [23 empty] | N
15375 | Procter&Gamble Paper Products Co-Oxnard | 50464 | Oxnard | CA | Ventura | GEN1 | Natural Gas Fired Combustion Turbine | GT |  | S | X | X |  |  | 19.2 | 0.9 | 22.4 | 22.4 | 17 | N |  |  | OP | X | 7 | 1982 |  |  | Y | Industrial CHP | 7 | T | NG | [9 empty] | N | N |  | 1H | [20 empty] | N |  |  | N | N | N
15375 | Procter&Gamble Paper Products Co-Oxnard | 50464 | Oxnard | CA | Ventura | GEN2 | Natural Gas Fired Combustion Turbine | GT |  | S | X | X |  |  | 49.5 | 0.9 | 48.5 | 48.5 | 30 | N |  |  | OP | X | 11 | 1989 |  |  | Y | Industrial CHP | 7 | T | NG | [9 empty] | N | N |  | 12H | [20 empty] | N |  |  | N | N | N
16764 | City of San Diego | 50492 | Gas Utilization Facility | CA | San Diego | 1 | Other Waste Biomass | IC |  | S | X | X |  |  | 2.3 | 0.8 | 2.3 | 2.3 | 1 | N |  |  | OP | X | 6 | 1985 |  |  | Y | Commercial CHP | 5 | T | OBG | NG | [8 empty] | N | N |  | 10M | [23 empty] | N | N | N
16764 | City of San Diego | 50492 | Gas Utilization Facility | CA | San Diego | 2 | Other Waste Biomass | IC |  | S | X | X |  |  | 2.3 | 0.8 | 2.3 | 2.3 | 1 | N |  |  | OP | X | 6 | 1985 |  |  | Y | Commercial CHP | 5 | T | OBG | NG | [8 empty] | N | N |  | 10M | [23 empty] | N | N | N
16764 | City of San Diego | 50492 | Gas Utilization Facility | CA | San Diego | 3 | Conventional Hydroelectric | HY |  | S | X | X |  |  | 1.5 | 0.8 | 1 | 1.5 | 0.5 | N |  |  | OP | X | 5 | 2002 |  |  | N | Commercial CHP | 5 | X | WAT | [9 empty] | N | N |  | 10M | [23 empty] | N
60662 | WCAC Operating Company | 50493 | Double C Generation Limited Partnership | CA | Kern | DC1 | Natural Gas Fired Combustion Turbine | GT |  | W | X | X |  |  | 24.9 | 0.85 | 23 | 24 | 21 | N |  |  | OP | X | 3 | 1989 |  |  | N | IPP Non-CHP | 2 | X | NG | [9 empty] | N | N |  | 12H | [23 empty] | N | N | N
60662 | WCAC Operating Company | 50493 | Double C Generation Limited Partnership | CA | Kern | DC2 | Natural Gas Fired Combustion Turbine | GT |  | W | X | X |  |  | 24.9 | 0.85 | 23 | 24 | 21 | N |  |  | OP | X | 3 | 1989 |  |  | N | IPP Non-CHP | 2 | X | NG | [9 empty] | N | N |  | 12H | [23 empty] | N | N | N
60662 | WCAC Operating Company | 50494 | Kern Front Limited | CA | Kern | KF1 | Natural Gas Fired Combustion Turbine | GT |  | W | X | X |  |  | 24.9 | 0.85 | 23 | 24 | 21 | N |  |  | OP | X | 2 | 1989 |  |  | N | IPP Non-CHP | 2 | X | NG | [9 empty] | N | N |  | 12H | [23 empty] | N | N
60662 | WCAC Operating Company | 50494 | Kern Front Limited | CA | Kern | KF2 | Natural Gas Fired Combustion Turbine | GT |  | W | X | X |  |  | 24.9 | 0.85 | 23 | 24 | 21 | N |  |  | OP | X | 2 | 1989 |  |  | N | IPP Non-CHP | 2 | X | NG | [9 empty] | N | N |  | 12H | [23 empty] | N | N
60662 | WCAC Operating Company | 50495 | High Sierra Limited | CA | Kern | HS1 | Natural Gas Fired Combustion Turbine | GT |  | W | X | X |  |  | 24.9 | 0.85 | 23 | 24 | 21 | N |  |  | OP | X | 3 | 1989 |  |  | Y | IPP CHP | 3 | T | NG | [9 empty] | N | N |  | 12H | [23 empty] | N
60662 | WCAC Operating Company | 50495 | High Sierra Limited | CA | Kern | HS2 | Natural Gas Fired Combustion Turbine | GT |  | W | X | X |  |  | 24.9 | 0.85 | 23 | 24 | 21 | N |  |  | OP | X | 3 | 1989 |  |  | Y | IPP CHP | 3 | T | NG | [9 empty] | N | N |  | 12H | [23 empty] | N
55985 | Tesoro Refining and Marketing Company | 50530 | Equilon Los Angeles Refining | CA | Los Angeles | GEN1 | Other Gases | GT |  | S | X | X |  |  | 30 | 0.85 | 20.9 | 18.5 | 18 | N |  |  | OP | X | 12 | 1982 |  |  | Y | Industrial CHP | 7 | T | OG | NG | [8 empty] | N | N |  | 12H | [23 empty] | Y | Y | N
55985 | Tesoro Refining and Marketing Company | 50530 | Equilon Los Angeles Refining | CA | Los Angeles | GEN2 | Other Gases | GT |  | S | X | X |  |  | 30 | 0.85 | 20.9 | 20.2 | 18 | N |  |  | OP | X | 12 | 1982 |  |  | Y | Industrial CHP | 7 | T | OG | NG | [8 empty] | N | N |  | 12H | [23 empty] | Y | Y | N
55985 | Tesoro Refining and Marketing Company | 50530 | Equilon Los Angeles Refining | CA | Los Angeles | GEN3 | Other Gases | ST |  | S | X | X |  |  | 23 | 0.8 | 9.4 | 2.9 | 6 | N |  |  | OP | X | 4 | 1991 |  |  | Y | Industrial CHP | 7 | B | OG | NG |  |  |  |  | OG |  |  |  | N | N |  | 12H | [23 empty] | N | N | N
56899 | Wind Stream Operations LLC | 50532 | Victory Garden (Tehachapi) | CA | Kern | 15SLE | Onshore Wind Turbine | WT |  | S | X | X |  |  | 1.5 |  | 1.5 | 1.5 | 0 | N |  |  | OP | X | 5 | 2000 |  |  | N | IPP Non-CHP | 2 | X | WND | [9 empty] | N | N | 1 | [24 empty] | N
56899 | Wind Stream Operations LLC | 50532 | Victory Garden (Tehachapi) | CA | Kern | WGNS | Onshore Wind Turbine | WT |  | S | X | X |  |  | 17.3 |  | 17.3 | 17.3 | 0 | N |  |  | OP | X | 12 | 1981 |  |  | N | IPP Non-CHP | 2 | X | WND | [9 empty] | N | N | 241 | [24 empty] | N
63235 | Brookfield Renewable Trading and Marketing LP | 50535 | Mesa Wind Power Corp | CA | Riverside | WGNS | Onshore Wind Turbine | WT |  | W | X | X |  |  | 29.9 |  | 29.9 | 29.9 | 0 | N |  |  | OP | X | 11 | 1984 |  |  | N | IPP Non-CHP | 2 | X | WND | [9 empty] | N | N | 460 | [16 empty] | WT | WND | 29.9 | 3 | 2022 | N |  |  | N | N
9297 | IPT SRI Cogeneration Inc | 50537 | SRI International Cogen Project | CA | San Mateo | GEN1 | Natural Gas Fired Combustion Turbine | GT |  | W | X | X |  |  | 6 | 0.8 | 5.6 | 5.6 | 0.2 | N |  |  | OP | X | 4 | 1987 |  |  | Y | Commercial CHP | 5 | T | NG | [9 empty] | N | N |  | 10M | [23 empty] | N
2696 | Tesoro Carson Refinery | 50540 | BP Carson Refinery | CA | Los Angeles | GEN1 | Other Gases | OT |  | S | X | X |  |  | 12 | 0.9 | 6.5 | 6.5 | 1 | N |  |  | SB | Y | 6 | 1984 |  |  | N | Industrial Non-CHP | 6 | X | OG | [9 empty] | N | N |  | 12H | [23 empty] | N | N | N
2696 | Tesoro Carson Refinery | 50540 | BP Carson Refinery | CA | Los Angeles | GEN2 | Natural Gas Steam Turbine | ST |  | S | X | X |  |  | 1.5 | 0.9 | 1.5 | 1.5 | 0.2 | N |  |  | OS | X | 4 | 1982 |  |  | N | Industrial Non-CHP | 6 | X | NG | OG |  |  |  |  | NG |  |  |  | N | N |  | 12H | [23 empty] | N | N | N
8303 | Harbor Cogeneration Co. | 50541 | Harbor Cogen | CA | Los Angeles | GEN1 | Natural Gas Fired Combined Cycle | CT | HCCC | S | X | N | HARBGN_7_UNITS | HARBGN_7_UNITS | 82.3 | 1 | 80.8 | 84.5 | 65 | N |  |  | OP | X | 12 | 1988 |  |  | N | IPP Non-CHP | 2 | X | NG | [9 empty] | N | N |  | 1H | [23 empty] | N | N | N
8303 | Harbor Cogeneration Co. | 50541 | Harbor Cogen | CA | Los Angeles | ST1 | Natural Gas Fired Combined Cycle | CA | HCCC | S | N | X | HARBGN_7_UNITS | HARBGN_7_UNITS | 13.6 | 1 | 9.9 | 10.4 | 0 | N |  |  | OP | X | 6 | 2001 |  |  | N | IPP Non-CHP | 2 | X | NG | [9 empty] | N | N |  | 12H | [23 empty] | N | N | N
8303 | Harbor Cogeneration Co. | 50541 | Harbor Cogen | CA | Los Angeles | ST2 | Natural Gas Fired Combined Cycle | CA | HCCC | S | N | X | HARBGN_7_UNITS | HARBGN_7_UNITS | 11.5 | 1 | 11 | 11 | 0 | N |  |  | OP | X | 6 | 2001 |  |  | N | IPP Non-CHP | 2 | X | NG | [9 empty] | N | N |  | 12H | [23 empty] | N | N | N
13402 | Nevada Irrigation District | 50546 | Bowman | CA | Nevada | GEN1 | Conventional Hydroelectric | HY |  | S | X | X |  |  | 3.6 | 0.99 | 3.6 | 3.6 | 0.1 | N |  |  | OP | X | 9 | 1986 |  |  | N | IPP Non-CHP | 2 | X | WAT | [9 empty] | N | N | 0 | 1H | [23 empty] | N
61728 | GlidePath Power Operations LLC | 50552 | GPS Cabazon Wind LLC | CA | Riverside | WGNS | Onshore Wind Turbine | WT |  | S | X | X |  |  | 38.9 |  | 38.9 | 38.9 | 2 | N |  |  | OP | X | 1 | 1999 |  |  | N | IPP Non-CHP | 2 | X | WND | [9 empty] | N |  | 52 | [24 empty] | N
61208 | Red Marlin Wind Ventures, LLC | 50553 | Edom Hills Project 1 LLC | CA | Riverside | 1 | Onshore Wind Turbine | WT |  | S | X | X |  |  | 20 |  | 20 | 20 | 4 | N |  |  | OP | X | 9 | 2008 |  |  | N | IPP Non-CHP | 2 | X | WND | [9 empty] | N | N | 8 | [24 empty] | N
58650 | IHI Power Services Corp | 50560 | Pacific-Ultrapower Chinese Station | CA | Tuolumne | GEN1 | Wood/Wood Waste Biomass | ST |  | J | X | X |  |  | 25 | 0.85 | 18 | 18 | 15 | N |  |  | OP | X | 10 | 1986 |  |  | N | IPP Non-CHP | 2 | X | WDS | [5 empty] | PG |  |  |  | N | N |  | OVER | N | [19 empty] | N |  |  | N | N | N
54842 | WM Renewable Energy LLC | 50571 | Altamont Gas Recovery | CA | Alameda | GEN1 | Landfill Gas | GT |  | S | X | X | PG&E | PG&E | 3 | 0.98 | 2.9 | 3.3 | 1 | N |  |  | OP | X | 3 | 1989 |  |  | N | IPP Non-CHP | 2 | X | LFG | [9 empty] | N | N |  | 1H | [23 empty] | N | N | N
54842 | WM Renewable Energy LLC | 50571 | Altamont Gas Recovery | CA | Alameda | GEN2 | Landfill Gas | GT |  | S | X | X | PG&E | PG&E | 3 | 0.98 | 2.9 | 3.3 | 1 | N |  |  | OP | X | 3 | 1989 |  |  | N | IPP Non-CHP | 2 | X | LFG | [9 empty] | N | N |  | 1H | [23 empty] | N | N | N
39245 | Saint John's Health Center | 50610 | Saint Johns Health Center | CA | Los Angeles | 01 | Natural Gas Fired Combustion Turbine | GT |  | S | X | X |  |  | 1.2 | 0.8 | 1 | 1.1 | 0.4 | N |  |  | OP | X | 2 | 1992 |  |  | Y | Commercial CHP | 5 | T | NG | [9 empty] | N |  |  | 12H | [23 empty] | N | N | N
60662 | WCAC Operating Company | 50612 | McKittrick Limited | CA | Kern | GEN1 | Natural Gas Fired Combustion Turbine | GT |  | W | X | X |  |  | 46 | 0.85 | 46 | 48 | 21 | N |  |  | OP | X | 10 | 1991 |  |  | Y | IPP CHP | 3 | T | NG | [9 empty] | N | N |  | 12H | [23 empty] | N
1569 | Berry Petroleum Co | 50622 | Berry Cogen Tanne Hills 18 | CA | Kern | GEN1 | Natural Gas Fired Combustion Turbine | GT |  | S | X | X | ZP26 | ZP26 | 8.8 | 0.8 | 8 | 9 | 4.5 | N |  |  | OP | X | 12 | 1986 |  |  | Y | Industrial CHP | 7 | T | NG | [9 empty] | N | N |  | 12H | [23 empty] | N | N | N
1569 | Berry Petroleum Co | 50622 | Berry Cogen Tanne Hills 18 | CA | Kern | GEN2 | Natural Gas Fired Combustion Turbine | GT |  | S | X | X | ZP26 | Zp26 | 8.8 | 0.8 | 8 | 9 | 4.5 | N |  |  | OP | X | 12 | 1986 |  |  | Y | Industrial CHP | 7 | T | NG | [9 empty] | N | N |  | 12H | [23 empty] | N | N | N
60657 | Torrance Refining Company, LLC | 50624 | Torrance Refining Company, LLC | CA | Los Angeles | EXP1 | All Other | ST |  | S | X | X |  |  | 7.5 | 0.8 | 7.5 | 7.5 | 0 | N |  |  | OP | X | 9 | 1983 |  |  | N | Industrial CHP | 7 | X | WH | [5 empty] | WH |  |  |  | N | N |  | OVER | N | [19 empty] | N |  |  | N |  | N
60657 | Torrance Refining Company, LLC | 50624 | Torrance Refining Company, LLC | CA | Los Angeles | GTG1 | Other Gases | GT |  | S | X | X |  |  | 22.5 | 0.8 | 22.5 | 22.5 | 10.5 | N |  |  | OP | X | 11 | 1988 |  |  | Y | Industrial CHP | 7 | T | OG | NG | [8 empty] | N | N |  | OVER | [20 empty] | N |  |  | Y | Y | N
60657 | Torrance Refining Company, LLC | 50624 | Torrance Refining Company, LLC | CA | Los Angeles | STG1 | All Other | ST |  | S | X | X |  |  | 19.3 | 0.8 | 19.3 | 19.3 | 1.5 | N |  |  | OP | X | 11 | 1988 |  |  | N | Industrial CHP | 7 | X | WH | [5 empty] | WH |  |  |  | N | N |  | OVER | [20 empty] | N |  |  | N |  | N
4498 | Covanta Stanislaus Inc | 50632 | Covanta Stanislaus Energy | CA | Stanislaus | GEN1 | Municipal Solid Waste | ST |  | S | X | X |  |  | 24 | 0.85 | 19.9 | 19.9 | 3 | N |  |  | OP | X | 9 | 1988 |  |  | N | IPP Non-CHP | 2 | X | MSW | [5 empty] | DFO |  |  |  | N | N |  | 12H |  |  | N |  | N | [18 empty] | N | N | N
14395 | Palm Springs City of | 50674 | Municipal Cogen Plant | CA | Riverside | GEN1A | Natural Gas Internal Combustion Engine | IC |  | S | X | X |  |  | 1.2 | 1 | 1.2 | 1.2 | 0.5 | N |  |  | OP | X | 11 | 2015 |  |  | N | Commercial Non-CHP | 4 | X | NG | [9 empty] | N | N |  | 1H | [23 empty] | N | N | N
2770 | Terra-Gen Operating Co-Wind | 50690 | San Gorgonio Westwinds II LLC | CA | Riverside | GEN1 | Onshore Wind Turbine | WT |  | S | X | X |  |  | 43.4 |  | 43.4 | 43.4 | 0 | N |  |  | OP | X | 6 | 1999 |  |  | N | IPP Non-CHP | 2 | X | WND | [9 empty] | N | N | 62
14155 | Orange County Sanitation Dist | 50696 | Plant No 1 Orange County | CA | Orange | GEN1 | Other Waste Biomass | IC |  | S | X | X |  |  | 2.5 | 0.8 | 2.4 | 2.4 | 1.8 | N |  |  | OP | X | 6 | 1993 |  |  | Y | Commercial CHP | 5 | T | OBG | NG |  |  |  |  | NG | OBG |  |  | N | N |  | 1H | [23 empty] | N | N | N
14155 | Orange County Sanitation Dist | 50696 | Plant No 1 Orange County | CA | Orange | GEN2 | Other Waste Biomass | IC |  | S | X | X |  |  | 2.5 | 0.8 | 2.4 | 2.4 | 1.8 | N |  |  | OP | X | 6 | 1993 |  |  | Y | Commercial CHP | 5 | T | OBG | NG |  |  |  |  | NG | OBG |  |  | N | N |  | 1H | [23 empty] | N | N | N
14155 | Orange County Sanitation Dist | 50696 | Plant No 1 Orange County | CA | Orange | GEN3 | Other Waste Biomass | IC |  | S | X | X |  |  | 2.5 | 0.8 | 2.4 | 2.4 | 1.8 | N |  |  | OP | X | 6 | 1993 |  |  | Y | Commercial CHP | 5 | T | OBG | NG |  |  |  |  | NG | OBG |  |  | N | N |  | 1H | [23 empty] | N | N | N
2871 | OLS Energy-Agnews Inc. | 50748 | Agnews Power Plant | CA | Santa Clara | GEN1 | Natural Gas Fired Combined Cycle | CT | CC1 | S | X | N |  |  | 24.4 | 0.9 | 24.4 | 24.4 | 16.5 | N |  |  | OP | X | 11 | 1990 |  |  | N | IPP Non-CHP | 2 | X | NG | [9 empty] | N | N |  | 12H | [23 empty] | N | N | N
2871 | OLS Energy-Agnews Inc. | 50748 | Agnews Power Plant | CA | Santa Clara | GEN2 | Natural Gas Fired Combined Cycle | CA | CC1 | S | N | X |  |  | 7.6 | 0.8 | 7.3 | 7.4 | 4 | N |  |  | OP | X | 11 | 1990 |  |  | N | IPP Non-CHP | 2 | X | NG | [9 empty] | N | N |  | 12H | [23 empty] | N | N | N
23005 | Aera Energy LLC-Coalinga | 50750 | Coalinga Cogeneration Facility | CA | Fresno | GEN1 | Natural Gas Fired Combustion Turbine | GT |  | W | X | X |  |  | 3.4 | 0.8 | 3.2 | 3.3 | 1.8 | N |  |  | OP | X | 6 | 1988 |  |  | Y | Industrial CHP | 7 | T | NG | [9 empty] | N | N |  | 10M |  | N | [18 empty] | N |  |  | N | N | N
23005 | Aera Energy LLC-Coalinga | 50750 | Coalinga Cogeneration Facility | CA | Fresno | GEN2 | Natural Gas Fired Combustion Turbine | GT |  | W | X | X |  |  | 3.4 | 0.8 | 3.2 | 3.3 | 1.8 | N |  |  | OP | X | 6 | 1988 |  |  | Y | Industrial CHP | 7 | T | NG | [9 empty] | N | N |  | 10M | N | N | N | N |  | N | N | [13 empty] | N |  |  | N | N | N
54713 | Chevron USA Inc | 50751 | Southeast Kern River Cogen | CA | Kern | GTG1 | Natural Gas Fired Combustion Turbine | GT |  | S | X | X | POD_VEDDER_1_SEKRN-APND | TH_ZP26_GEN-APND | 24 | 0.9 | 20.8 | 21.7 | 12 | N |  |  | OP | X | 2 | 1989 |  |  | Y | Industrial CHP | 7 | T | NG | [5 empty] | NG |  |  |  | N | N |  | 1H | [23 empty] | N | N | N
54713 | Chevron USA Inc | 50751 | Southeast Kern River Cogen | CA | Kern | GTG2 | Natural Gas Fired Combustion Turbine | GT |  | S | X | X |  |  | 3.4 | 0.9 | 3 | 3.2 | 1.5 | N |  |  | OS | X | 2 | 1989 |  |  | Y | Industrial CHP | 7 | T | NG | [5 empty] | NG |  |  |  | N | N |  | 1H | [23 empty] | N | N | N
54713 | Chevron USA Inc | 50751 | Southeast Kern River Cogen | CA | Kern | GTG3 | Natural Gas Fired Combustion Turbine | GT |  | S | X | X |  |  | 3.4 | 0.9 | 3 | 3.2 | 1.5 | N |  |  | OS | X | 2 | 1989 |  |  | Y | Industrial CHP | 7 | T | NG | [5 empty] | NG |  |  |  | N | N |  | 1H | [23 empty] | N | N | N
164 | AERA Energy LLC | 50752 | South Belridge Cogeneration Facility | CA | Kern | GEN1 | Natural Gas Fired Combustion Turbine | GT |  | S | X | X |  |  | 31.4 | 0.9 | 19 | 21 | 10 | N |  |  | OP | X | 12 | 1985 |  |  | Y | Industrial CHP | 7 | T | NG | [9 empty] | N | N |  | 1H | [23 empty] | N | N | N
164 | AERA Energy LLC | 50752 | South Belridge Cogeneration Facility | CA | Kern | GEN2 | Natural Gas Fired Combustion Turbine | GT |  | S | X | X |  |  | 31.4 | 0.9 | 19 | 21 | 10 | N |  |  | OP | X | 12 | 1985 |  |  | Y | Industrial CHP | 7 | T | NG | [9 empty] | N | N |  | 1H | [23 empty] | N | N | N
164 | AERA Energy LLC | 50752 | South Belridge Cogeneration Facility | CA | Kern | GEN3 | Natural Gas Fired Combustion Turbine | GT |  | S | X | X |  |  | 31.4 | 0.9 | 19 | 21 | 10 | N |  |  | OP | X | 12 | 1986 |  |  | Y | Industrial CHP | 7 | T | NG | [9 empty] | N | N |  | 1H | [23 empty] | N | N | N
13938 | Oak Creek Energy System Inc II | 50754 | Oak Creek Energy Systems I | CA | Kern | GEN1 | Onshore Wind Turbine | WT |  | S | X | X |  |  | 3.5 |  | 3.5 | 3.5 | 0 | N |  |  | OP | X | 6 | 1982 |  |  | N | IPP Non-CHP | 2 | X | WND | [9 empty] | N | N | 37
13938 | Oak Creek Energy System Inc II | 50754 | Oak Creek Energy Systems I | CA | Kern | GEN2 | Onshore Wind Turbine | WT |  | S | X | X |  |  | 4.2 |  | 4.2 | 4.2 | 0 | N |  |  | OP | X | 12 | 1993 |  |  | N | IPP Non-CHP | 2 | X | WND | [9 empty] | N | N | 7
13938 | Oak Creek Energy System Inc II | 50754 | Oak Creek Energy Systems I | CA | Kern | GEN3 | Onshore Wind Turbine | WT |  | W | X | X |  |  | 23.1 |  | 23.1 | 23.1 | 0 | N |  |  | OP | X | 6 | 1999 |  |  | N | IPP Non-CHP | 2 | X | WND | [9 empty] | N | N | 33
13938 | Oak Creek Energy System Inc II | 50754 | Oak Creek Energy Systems I | CA | Kern | GEN4 | Onshore Wind Turbine | WT |  | S | X | X |  |  | 3.7 |  | 3.7 | 3.7 | 0 | N |  |  | OP | X | 6 | 1999 |  |  | N | IPP Non-CHP | 2 | X | WND | [9 empty] | N |  | 4
12745 | Modesto Irrigation District | 50755 | New Hogan Power Plant | CA | Calaveras | GEN1 | Conventional Hydroelectric | HY |  | W | X | X |  |  | 2 | 0.9 | 1.9 | 1.9 | 0.2 | N |  |  | OP | X | 4 | 1989 |  |  | N | Electric Utility | 1 | X | WAT | [9 empty] | N | N | 0 | 1H | [23 empty] | N |  | N
12745 | Modesto Irrigation District | 50755 | New Hogan Power Plant | CA | Calaveras | GEN2 | Conventional Hydroelectric | HY |  | W | X | X |  |  | 1 | 0.9 | 0.9 | 0.9 | 0.1 | N |  |  | OP | X | 4 | 1989 |  |  | N | Electric Utility | 1 | X | WAT | [9 empty] | N | N |  | 1H | [23 empty] | N |  | N
34691 | Ormat Nevada Inc | 50766 | Ormesa I | CA | Imperial | ITLU1 | Geothermal | BT |  | S | X | X |  |  | 12 | 0.8 | 8 | 12 | 8 | N |  |  | OP | X | 6 | 2003 |  |  | N | IPP Non-CHP | 2 | X | GEO | [5 empty] | GEO |  |  |  | N |  |  | OVER | [23 empty] | N
34691 | Ormat Nevada Inc | 50766 | Ormesa I | CA | Imperial | ITLU2 | Geothermal | BT |  | S | X | X |  |  | 12 | 0.8 | 8 | 12 | 8 | N |  |  | OP | X | 7 | 2003 |  |  | N | IPP Non-CHP | 2 | X | GEO | [5 empty] | GEO |  |  |  | N |  |  | OVER | [23 empty] | N
34691 | Ormat Nevada Inc | 50766 | Ormesa I | CA | Imperial | OE31 | Geothermal | BT |  | S | X | X |  |  | 1.2 | 0.8 | 0.8 | 1.2 | 0.8 | N |  |  | OP | X | 12 | 1986 |  |  | N | IPP Non-CHP | 2 | X | GEO | [5 empty] | GEO | [6 empty] | OVER | [23 empty] | N
34691 | Ormat Nevada Inc | 50766 | Ormesa I | CA | Imperial | OE32 | Geothermal | BT |  | S | X | X |  |  | 1.2 | 0.8 | 0.8 | 1.2 | 0.8 | N |  |  | OP | X | 12 | 1986 |  |  | N | IPP Non-CHP | 2 | X | GEO | [5 empty] | GEO | [6 empty] | OVER | [23 empty] | N
2770 | Terra-Gen Operating Co-Wind | 50820 | East Winds Project | CA | Riverside | GEN1 | Onshore Wind Turbine | WT |  | S | X | X |  |  | 3 |  | 3 | 3 | 0 | N |  |  | OP | X | 1 | 1985 |  |  | N | IPP Non-CHP | 2 | X | WND | [9 empty] | N | N | 5 | [24 empty] | N
2770 | Terra-Gen Operating Co-Wind | 50821 | Mojave 16/17/18 | CA | Kern | GEN1 | Onshore Wind Turbine | WT |  | S | X | X |  |  | 88.5 |  | 88.5 | 88.5 | 5.2 | N |  |  | OP | X | 12 | 1989 |  |  | N | IPP Non-CHP | 2 | X | WND | [9 empty] | N | N | 238
13876 | Nove Investments I LLC | 50831 | Nove Power Plant | CA | Contra Costa | GEN1 | Landfill Gas | IC |  | S | X | X | RICHMN_7_BAYENV |  | 1 | 1 | 1 | 1 | 0.5 | N |  |  | OP | X | 12 | 1985 |  |  | N | IPP Non-CHP | 2 | X | LFG | [5 empty] | LFG |  |  |  | N | N |  | 1H | [23 empty] | N | N | N
13876 | Nove Investments I LLC | 50831 | Nove Power Plant | CA | Contra Costa | GEN2 | Landfill Gas | IC |  | S | X | X | RICHMN_7_BAYENV |  | 1 | 1 | 1 | 1 | 0.5 | N |  |  | OP | X | 5 | 1987 |  |  | N | IPP Non-CHP | 2 | X | LFG | [5 empty] | LFG |  |  |  | N | N |  | 1H | [23 empty] | N | N | N
13876 | Nove Investments I LLC | 50831 | Nove Power Plant | CA | Contra Costa | GEN3 | Landfill Gas | IC |  | S | X | X | RICHMN_7_BAYENV |  | 1 | 1 | 1 | 1 | 0.5 | N |  |  | OP | X | 12 | 1985 |  |  | N | IPP Non-CHP | 2 | X | LFG | [5 empty] | LFG |  |  |  | N | N |  | 1H | [23 empty] | N | N | N
16899 | SERRF Joint Powers Authority | 50837 | Southeast Resource Recovery | CA | Los Angeles | GEN1 | Municipal Solid Waste | ST |  | J | X | X |  |  | 35.6 | 0.9 | 28 | 26 | 2 | N |  |  | OP | X | 7 | 1988 |  |  | Y | IPP CHP | 3 | T | MSW | NG |  |  |  |  | NG |  |  |  | N | N |  | 12H |  |  | N | [20 empty] | N | N | N
61261 | Berkeley Cogeneration Facility | 50849 | PE Berkeley | CA | Alameda | GEN1 | Natural Gas Fired Combined Cycle | CT | CC1 | W | X | N |  |  | 23 | 0.85 | 22 | 23 | 18 | N |  |  | OP | X | 6 | 1987 |  |  | Y | Commercial CHP | 5 | T | NG | DFO | [8 empty] | N | N |  | 12H | [23 empty] | Y | N | Y
61261 | Berkeley Cogeneration Facility | 50849 | PE Berkeley | CA | Alameda | GEN2 | Natural Gas Fired Combined Cycle | CA | CC1 | W | Y | X |  |  | 5.5 | 0.85 | 2 | 4 | 1 | N |  |  | OP | X | 6 | 1987 |  |  | Y | Commercial CHP | 5 | B | NG | [9 empty] | N | N |  | 12H | [23 empty] | N | N | N
14265 | OLS Energy-Chino | 50850 | OLS Energy Chino | CA | San Bernardino | GEN1 | Natural Gas Fired Combined Cycle | CT | CC1 | S | X | N | CIMGEN_7_B1 | CIMGEN_7_B1 | 23.5 | 0.8 | 22.5 | 22.5 | 15 | N |  |  | OP | X | 12 | 1987 |  |  | Y | IPP CHP | 3 | T | NG | [9 empty] | N | N |  | 12H | [23 empty] | N | N | N
14265 | OLS Energy-Chino | 50850 | OLS Energy Chino | CA | San Bernardino | GEN2 | Natural Gas Fired Combined Cycle | CA | CC1 | S | N | X | CIMGEN_7_B1 | CIMGEN_7_B1 | 7.3 | 0.8 | 6.5 | 6 | 2 | N |  |  | OP | X | 12 | 1987 |  |  | Y | IPP CHP | 3 | B | NG | [9 empty] | N | N |  | 12H | [23 empty] | N | N | N
56835 | CSUCI Site Authority | 50851 | CSUCI Site Authority | CA | Ventura | GEN1 | Natural Gas Fired Combined Cycle | CT | CC1 | S | X | N |  |  | 23.5 | 0.9 | 21.5 | 22.1 | 21.5 | N |  |  | OP | X | 3 | 1988 |  |  | Y | IPP CHP | 3 | T | NG | [9 empty] | N | N |  | 12H | [23 empty] | N | N | N
56835 | CSUCI Site Authority | 50851 | CSUCI Site Authority | CA | Ventura | GEN2 | Natural Gas Fired Combined Cycle | CA | CC1 | S | N | X |  |  | 7.6 | 0.8 | 6.8 | 6.9 | 6.5 | N |  |  | OP | X | 3 | 1988 |  |  | Y | IPP CHP | 3 | B | NG | [9 empty] | N | N |  | 12H | [23 empty] | N | N | N
16636 | Sargent Canyon Cogeneration Co | 50864 | Sargent Canyon Cogeneration | CA | Monterey | K100 | Natural Gas Fired Combustion Turbine | GT |  | S | X | X |  |  | 38.2 | 1 | 30 | 34 | 30 | N |  |  | OS | X | 11 | 1991 |  |  | Y | IPP CHP | 3 | T | NG | [9 empty] | N |  |  | 1H | [23 empty] | N | N
16506 | Salinas River Cogeneration Co | 50865 | Salinas River Cogeneration | CA | Monterey | K100 | Natural Gas Fired Combustion Turbine | GT |  | S | X | X |  |  | 38.9 | 1 | 33 | 35 | 30 | N |  |  | OP | X | 11 | 1991 |  |  | Y | IPP CHP | 3 | T | NG | [9 empty] | N |  |  | 10M | [23 empty] | N
20541 | Wheelabrator Environmental Systems | 50881 | Wheelabrator Shasta | CA | Shasta | GEN1 | Wood/Wood Waste Biomass | ST |  | S | X | X |  |  | 18.3 | 0.95 | 18.8 | 18.8 | 2 | N |  |  | OP | X | 10 | 1987 |  |  | N | IPP Non-CHP | 2 | X | WDS | AB |  |  |  |  | NG |  |  |  | N | N |  | 12H | [23 empty] | Y | Y | N
20541 | Wheelabrator Environmental Systems | 50881 | Wheelabrator Shasta | CA | Shasta | GEN2 | Wood/Wood Waste Biomass | ST |  | S | X | X |  |  | 18.3 | 0.95 | 18.8 | 18.8 | 2 | N |  |  | OP | X | 11 | 1987 |  |  | N | IPP Non-CHP | 2 | X | WDS | AB |  |  |  |  | NG |  |  |  | N | N |  | 12H | [23 empty] | Y | Y | N
20541 | Wheelabrator Environmental Systems | 50881 | Wheelabrator Shasta | CA | Shasta | GEN3 | Wood/Wood Waste Biomass | ST |  | S | X | X |  |  | 18.3 | 0.95 | 18.8 | 18.8 | 2 | N |  |  | OP | X | 11 | 1987 |  |  | N | IPP Non-CHP | 2 | X | WDS | AB |  |  |  |  | NG |  |  |  | N | N |  | 12H | [23 empty] | Y | Y | N
63985 | Hydroland Omega LLC | 50892 | Rock Creek LP | CA | El Dorado | GEN1 | Conventional Hydroelectric | HY |  | S | X | X |  |  | 1.5 | 1 | 1.5 | 1.5 | 0.1 | N |  |  | OP | X | 4 | 1986 |  |  | N | IPP Non-CHP | 2 | X | WAT | [11 empty] | 0 | 10M
63985 | Hydroland Omega LLC | 50892 | Rock Creek LP | CA | El Dorado | GEN2 | Conventional Hydroelectric | HY |  | S | X | X |  |  | 1.5 | 1 | 1.5 | 1.5 | 0.1 | N |  |  | OP | X | 4 | 1986 |  |  | N | IPP Non-CHP | 2 | X | WAT | [11 empty] | 0 | 10M
64078 | Central Rivers Power US, LLC | 50961 | Slate Creek | CA | Shasta | GEN1 | Conventional Hydroelectric | HY |  | J | X | X |  |  | 4.2 | 1 | 4 | 3.9 | 0.1 | N |  |  | OP | X | 5 | 1990 |  |  | N | IPP Non-CHP | 2 | X | WAT | [11 empty] | 0 | 10M
2844 | Department of the Navy | 50963 | Naval Hospital Medical Center | CA | San Diego | 4TG | Natural Gas Fired Combustion Turbine | GT |  | S | X | X |  |  | 5.3 | 0.97 | 4.4 | 4.4 | 2.7 | N |  |  | OP | X | 12 | 2003 |  |  | Y | Commercial CHP | 5 | T | NG | [9 empty] | N | N |  | 1H | [23 empty] | N | N | N
472 | Amedee Gethrm Venture I LP | 50964 | Amedee Geothermal Venture I | CA | Lassen | IND | Geothermal | ST |  | S | X | X |  |  | 1.5 | 1 | 1.1 | 0.7 | 0.1 | N |  |  | OP | X | 8 | 1988 |  |  | N | IPP Non-CHP | 2 | X | GEO | [5 empty] | GEO | [6 empty] | 1H | [23 empty] | N
472 | Amedee Gethrm Venture I LP | 50964 | Amedee Geothermal Venture I | CA | Lassen | SYN | Geothermal | ST |  | S | X | X |  |  | 1.5 | 1 | 1.1 | 0.7 | 0.1 | N |  |  | OP | X | 8 | 1988 |  |  | N | IPP Non-CHP | 2 | X | GEO | [5 empty] | GEO | [6 empty] | 1H | [23 empty] | N
17711 | Solano County | 50985 | Solano County Cogen Plant | CA | Solano | 3163 | Natural Gas Internal Combustion Engine | IC |  | S | X | X |  |  | 1 | 1 | 1 | 1 | 0.5 | N |  |  | OP | X | 6 | 1989 |  |  | Y | Commercial CHP | 5 | T | NG | [9 empty] | N | N |  | 1H | [20 empty] | N |  |  | N | N | N
17711 | Solano County | 50985 | Solano County Cogen Plant | CA | Solano | 3164 | Natural Gas Internal Combustion Engine | IC |  | S | X | X |  |  | 0.4 | 1 | 0.4 | 0.4 | 0.2 | N |  |  | OP | X | 6 | 1989 |  |  | Y | Commercial CHP | 5 | T | NG | [9 empty] | N | N |  | 1H | [20 empty] | N |  |  | N | N | N
17711 | Solano County | 50985 | Solano County Cogen Plant | CA | Solano | 3165 | Natural Gas Internal Combustion Engine | IC |  | S | X | X |  |  | 1.4 | 1 | 1.4 | 1 | 0.7 | N |  |  | OP | X | 12 | 2004 |  |  | Y | Commercial CHP | 5 | T | NG | [9 empty] | N | N |  | 1H | [20 empty] | N |  |  | N | N | N
59409 | Eco Services Corp. | 52063 | Martinez Sulfuric Acid Regeneration Plt | CA | Contra Costa | GEN1 | All Other | ST |  | S | X | X |  |  | 4 | 0.8 | 4 | 4 | 0.3 | N |  |  | OP | X | 1 | 1978 |  |  | Y | Industrial CHP | 7 | B | WH | NG |  |  |  |  | NG |  |  |  | N | N |  | OVER | [23 empty] | Y | Y | N
59409 | Eco Services Corp. | 52064 | Dominguez Plant | CA | Los Angeles | GEN1 | All Other | ST |  | S | X | X |  |  | 5 | 0.8 | 3.5 | 3.5 | 1 | N |  |  | OP | X | 8 | 1976 |  |  | Y | Industrial CHP | 7 | B | WH | NG |  |  |  |  | NG |  |  |  | N | N |  | OVER | [23 empty] | Y | N | N
19524 | University of California-LA | 52073 | UCLA So Campus Cogen Project | CA | Los Angeles | GEN1 | Natural Gas Fired Combined Cycle | CT | CC1 | S | X | N |  |  | 14.5 | 0.8 | 12.5 | 13.5 | 5 | N |  |  | OP | X | 10 | 1993 |  |  | Y | Commercial CHP | 5 | T | NG | DFO |  |  |  |  | NG |  |  |  | N | N |  | 12H | [23 empty] | Y | N | Y
19524 | University of California-LA | 52073 | UCLA So Campus Cogen Project | CA | Los Angeles | GEN2 | Natural Gas Fired Combined Cycle | CT | CC1 | S | X | N |  |  | 14.5 | 0.8 | 12.5 | 13.5 | 5 | N |  |  | OP | X | 10 | 1993 |  |  | Y | Commercial CHP | 5 | T | NG | DFO |  |  |  |  | NG |  |  |  | N | N |  | 12H | [23 empty] | Y | N | Y
19524 | University of California-LA | 52073 | UCLA So Campus Cogen Project | CA | Los Angeles | GEN3 | Natural Gas Fired Combined Cycle | CA | CC1 | S | Y | X |  |  | 14 | 0.8 | 11 | 12 | 1 | N |  |  | OP | X | 10 | 1993 |  |  | Y | Commercial CHP | 5 | T | NG | [5 empty] | NG |  |  |  | N | N |  | 12H | [23 empty] | N | N
54713 | Chevron USA Inc | 52076 | McKittrick Cogen | CA | Kern | UNIT1 | Natural Gas Fired Combustion Turbine | GT |  | S | X | X | TEXMCKT_1_N101 | TH_ZP26_GEN-APND | 6 | 0.9 | 4.8 | 5.5 | 1.5 | N |  |  | OP | X | 6 | 2012 |  |  | Y | Industrial CHP | 7 | T | NG | [5 empty] | NG |  |  |  | N | N |  | 1H | [23 empty] | N | N | N
54713 | Chevron USA Inc | 52076 | McKittrick Cogen | CA | Kern | UNIT2 | Natural Gas Fired Combustion Turbine | GT |  | S | X | X | TEXMCKT_1_N101 | TH_ZP26_GEN-APND | 6 | 0.9 | 4.8 | 5.5 | 1.5 | N |  |  | OP | X | 6 | 2012 |  |  | Y | Industrial CHP | 7 | T | NG | [5 empty] | NG |  |  |  | N | N |  | 1H | [23 empty] | N | N | N
164 | AERA Energy LLC | 52077 | Lost Hills Cogeneration Plant | CA | Kern | GEN4 | Natural Gas Fired Combustion Turbine | GT |  | S | X | X |  |  | 3.5 | 0.9 | 2.7 | 3 | 2.5 | N |  |  | OP | X | 10 | 1985 |  |  | Y | Industrial CHP | 7 | T | NG | [9 empty] | N | N |  | 1H | [23 empty] | N | N | N
164 | AERA Energy LLC | 52077 | Lost Hills Cogeneration Plant | CA | Kern | GEN5 | Natural Gas Fired Combustion Turbine | GT |  | S | X | X |  |  | 3.5 | 0.9 | 2.7 | 3 | 2.5 | N |  |  | OP | X | 10 | 1985 |  |  | Y | Industrial CHP | 7 | T | NG | [9 empty] | N | N |  | 1H | [23 empty] | N | N | N
164 | AERA Energy LLC | 52077 | Lost Hills Cogeneration Plant | CA | Kern | GEN6 | Natural Gas Fired Combustion Turbine | GT |  | S | X | X |  |  | 3.5 | 0.9 | 2.7 | 3 | 2.5 | N |  |  | OP | X | 10 | 1985 |  |  | Y | Industrial CHP | 7 | T | NG | [9 empty] | N | N |  | 1H | [23 empty] | N | N | N
54713 | Chevron USA Inc | 52078 | North Midway Cogen | CA | Kern | GEN7 | Natural Gas Fired Combustion Turbine | GT |  | S | X | X |  |  | 3.5 | 0.9 | 3 | 3.2 | 1.5 | N |  |  | OS | X | 10 | 1986 |  |  | Y | Industrial CHP | 7 | T | NG | [5 empty] | NG |  |  |  | N | N |  | 1H | [23 empty] | N | N | N
54713 | Chevron USA Inc | 52078 | North Midway Cogen | CA | Kern | GEN8 | Natural Gas Fired Combustion Turbine | GT |  | S | X | X |  |  | 3.5 | 0.9 | 3 | 3.2 | 1.5 | N |  |  | OS | X | 10 | 1986 |  |  | Y | Industrial CHP | 7 | T | NG | [5 empty] | NG |  |  |  | N | N |  | 1H | [23 empty] | N | N | N
54713 | Chevron USA Inc | 52078 | North Midway Cogen | CA | Kern | GEN9 | Natural Gas Fired Combustion Turbine | GT |  | S | X | X |  |  | 3.5 | 0.9 | 3 | 3.2 | 1.5 | N |  |  | OS | X | 10 | 1986 |  |  | Y | Industrial CHP | 7 | T | NG | [5 empty] | NG |  |  |  | N | N |  | 1H | [23 empty] | N | N | N
54713 | Chevron USA Inc | 52081 | Cymric 31X Cogen | CA | Kern | TG1 | Natural Gas Fired Combustion Turbine | GT |  | S | X | X | CYMRIC_1_N004 | TH_ZP26_GEN-APND | 3.4 | 0.9 | 2.7 | 2.9 | 1.5 | N |  |  | OP | X | 10 | 1988 |  |  | Y | Industrial CHP | 7 | T | NG | [9 empty] | N | N |  | 1H | [23 empty] | N | N | N
54713 | Chevron USA Inc | 52081 | Cymric 31X Cogen | CA | Kern | TG2 | Natural Gas Fired Combustion Turbine | GT |  | S | X | X | CYMRIC_1_N004 | TH_ZP26_GEN-APND | 3.4 | 0.9 | 2.7 | 2.9 | 1.5 | N |  |  | OP | X | 10 | 1988 |  |  | Y | Industrial CHP | 7 | T | NG | [9 empty] | N | N |  | 1H | [23 empty] | N | N | N
54713 | Chevron USA Inc | 52082 | Cymric 6Z Cogen | CA | Kern | TG1 | Natural Gas Fired Combustion Turbine | GT |  | S | X | X | CYMRIC_1_N004 | TH_ZP26_GEN-APND | 3.4 | 0.9 | 2.7 | 2.9 | 1.5 | N |  |  | OP | X | 7 | 1986 |  |  | Y | Industrial CHP | 7 | T | NG | [9 empty] | N | N |  | 1H | [23 empty] | N | N | N
54713 | Chevron USA Inc | 52082 | Cymric 6Z Cogen | CA | Kern | TG2 | Natural Gas Fired Combustion Turbine | GT |  | S | X | X | CYMRIC_1_N004 | TH_ZP26_GEN-APND | 3.4 | 0.9 | 2.7 | 2.9 | 1.5 | N |  |  | OP | X | 7 | 1986 |  |  | Y | Industrial CHP | 7 | T | NG | [9 empty] | N | N |  | 1H | [23 empty] | N | N | N
54713 | Chevron USA Inc | 52083 | Coalinga 6C Cogen | CA | Fresno | TG1 | Natural Gas Fired Combustion Turbine | GT |  | S | X | X |  |  | 3.4 | 0.9 | 2.7 | 2.9 | 1.5 | N |  |  | OS | X | 9 | 1989 |  |  | Y | Industrial CHP | 7 | T | NG | [9 empty] | N | N |  | 1H | [23 empty] | N | N | N
54713 | Chevron USA Inc | 52083 | Coalinga 6C Cogen | CA | Fresno | TG2 | Natural Gas Fired Combustion Turbine | GT |  | S | X | X |  |  | 3.4 | 0.9 | 2.7 | 2.9 | 1.5 | N |  |  | OS | X | 9 | 1989 |  |  | Y | Industrial CHP | 7 | T | NG | [9 empty] | N | N |  | 1H | [23 empty] | N | N | N
54713 | Chevron USA Inc | 52085 | Taft 26C Cogen | CA | Kern | TG1 | Natural Gas Fired Combustion Turbine | GT |  | S | X | X | CADET_6_N002 | TH_ZP26_GEN-APND | 3.1 | 0.9 | 2.7 | 2.9 | 1.5 | N |  |  | OP | X | 7 | 1982 |  |  | Y | Industrial CHP | 7 | T | NG | [9 empty] | N | N |  | 1H | [23 empty] | N | N | N
54713 | Chevron USA Inc | 52085 | Taft 26C Cogen | CA | Kern | TG2 | Natural Gas Fired Combustion Turbine | GT |  | S | X | X | CADET_6_N002 | TH_ZP26_GEN-APND | 3.1 | 0.9 | 2.7 | 2.9 | 1.5 | N |  |  | OP | X | 7 | 1982 |  |  | Y | Industrial CHP | 7 | T | NG | [9 empty] | N | N |  | 1H | [23 empty] | N | N | N
54713 | Chevron USA Inc | 52085 | Taft 26C Cogen | CA | Kern | TG3 | Natural Gas Fired Combustion Turbine | GT |  | S | X | X | CADET_6_N002 | TH_ZP26_GEN-APND | 3.1 | 0.9 | 2.7 | 2.9 | 1.5 | N |  |  | OP | X | 7 | 1982 |  |  | Y | Industrial CHP | 7 | T | NG | [9 empty] | N | N |  | 1H | [23 empty] | N | N | N
54713 | Chevron USA Inc | 52085 | Taft 26C Cogen | CA | Kern | TG4 | Natural Gas Fired Combustion Turbine | GT |  | S | X | X | CADET_6_N002 | TH_ZP26_GEN-APND | 3.1 | 0.9 | 2.7 | 2.9 | 1.5 | N |  |  | OP | X | 7 | 1982 |  |  | Y | Industrial CHP | 7 | T | NG | [9 empty] | N | N |  | 1H | [23 empty] | N | N | N
54713 | Chevron USA Inc | 52086 | Coalinga 25D Cogen | CA | Fresno | TG1 | Natural Gas Fired Combustion Turbine | GT |  | S | X | X | DERRICK_6_N003 | TH_ZP26_GEN-APND | 3.4 | 0.9 | 2.7 | 2.9 | 1.5 | N |  |  | OP | X | 10 | 1986 |  |  | Y | Industrial CHP | 7 | T | NG | [9 empty] | N | N |  | 1H | [23 empty] | N | N | N
54713 | Chevron USA Inc | 52086 | Coalinga 25D Cogen | CA | Fresno | TG2 | Natural Gas Fired Combustion Turbine | GT |  | S | X | X | DERRICK_6_N003 | TH_ZP26_GEN-APND | 3.4 | 0.9 | 2.7 | 2.9 | 1.5 | N |  |  | OP | X | 10 | 1986 |  |  | Y | Industrial CHP | 7 | T | NG | [9 empty] | N | N |  | 1H | [23 empty] | N | N | N
54713 | Chevron USA Inc | 52086 | Coalinga 25D Cogen | CA | Fresno | TG3 | Natural Gas Fired Combustion Turbine | GT |  | S | X | X | DERRICK_6_N003 | TH_ZP26_GEN-APND | 3.4 | 0.9 | 2.7 | 2.9 | 1.5 | N |  |  | OP | X | 12 | 1987 |  |  | Y | Industrial CHP | 7 | T | NG | [9 empty] | N | N |  | 1H | [23 empty] | N | N | N
54713 | Chevron USA Inc | 52086 | Coalinga 25D Cogen | CA | Fresno | TG4 | Natural Gas Fired Combustion Turbine | GT |  | S | X | X | DERRICK_6_N003 | TH_ZP26_GEN-APND | 3.4 | 0.9 | 2.7 | 2.9 | 1.5 | N |  |  | OP | X | 12 | 1987 |  |  | Y | Industrial CHP | 7 | T | NG | [9 empty] | N | N |  | 1H | [23 empty] | N | N | N
1569 | Berry Petroleum Co | 52096 | Berry Placerita Cogen | CA | Los Angeles | GEN1 | Natural Gas Fired Combustion Turbine | GT |  | S | X | X | SP15 | SP15 | 21.4 | 0.85 | 20 | 20.7 | 3 | N |  |  | OP | X | 3 | 1990 |  |  | Y | Industrial CHP | 7 | T | NG | [9 empty] | N | N |  | 12H | [23 empty] | N | N | N
1569 | Berry Petroleum Co | 52096 | Berry Placerita Cogen | CA | Los Angeles | GEN2 | Natural Gas Fired Combustion Turbine | GT |  | S | X | X | SP15 | SP15 | 21.4 | 0.85 | 20 | 20.7 | 3 | N |  |  | OP | X | 5 | 1990 |  |  | Y | Industrial CHP | 7 | T | NG | [9 empty] | N | N |  | 12H | [23 empty] | N | N | N
14155 | Orange County Sanitation Dist | 52099 | Plant No 2 Orange County | CA | Orange | GEN1 | Other Waste Biomass | IC |  | S | X | X |  |  | 3 | 0.8 | 2.7 | 2.7 | 2.2 | N |  |  | OP | X | 6 | 1993 |  |  | Y | Commercial CHP | 5 | T | OBG | NG |  |  |  |  | NG | OBG |  |  | N | N |  | 1H | [23 empty] | N
14155 | Orange County Sanitation Dist | 52099 | Plant No 2 Orange County | CA | Orange | GEN2 | Other Waste Biomass | IC |  | S | X | X |  |  | 3 | 0.8 | 2.7 | 2.7 | 2.2 | N |  |  | OP | X | 6 | 1993 |  |  | Y | Commercial CHP | 5 | T | OBG | NG |  |  |  |  | NG | OBG |  |  | N | N |  | 1H | [23 empty] | N
14155 | Orange County Sanitation Dist | 52099 | Plant No 2 Orange County | CA | Orange | GEN3 | Other Waste Biomass | IC |  | S | X | X |  |  | 3 | 0.8 | 2.7 | 2.7 | 2.2 | N |  |  | OP | X | 6 | 1993 |  |  | Y | Commercial CHP | 5 | T | OBG | NG |  |  |  |  | NG | OBG |  |  | N | N |  | 1H | [23 empty] | N
14155 | Orange County Sanitation Dist | 52099 | Plant No 2 Orange County | CA | Orange | GEN4 | Other Waste Biomass | IC |  | S | X | X |  |  | 3 | 0.8 | 2.7 | 2.7 | 2.2 | N |  |  | OP | X | 6 | 1993 |  |  | Y | Commercial CHP | 5 | T | OBG | NG |  |  |  |  | NG | OBG |  |  | N | N |  | 1H | [23 empty] | N
14155 | Orange County Sanitation Dist | 52099 | Plant No 2 Orange County | CA | Orange | GEN5 | Other Waste Biomass | IC |  | S | X | X |  |  | 3 | 0.8 | 2.7 | 2.7 | 2.2 | N |  |  | OP | X | 6 | 1993 |  |  | Y | Commercial CHP | 5 | T | OBG | NG |  |  |  |  | NG | OBG |  |  | N | N |  | 1H | [23 empty] | N
14155 | Orange County Sanitation Dist | 52099 | Plant No 2 Orange County | CA | Orange | GEN6 | Other Waste Biomass | ST |  | S | X | X |  |  | 1 | 0.8 | 0.9 | 0.9 | 0.1 | N |  |  | OP | X | 6 | 1993 |  |  | Y | Commercial CHP | 5 | B | OBG | NG |  |  |  |  | WH |  |  |  | N | N |  | 1H | [23 empty] | N
54713 | Chevron USA Inc | 52104 | Cymric 36W Cogen | CA | Kern | GEN1 | Natural Gas Fired Combustion Turbine | GT |  | S | X | X | CYMRIC_1_N004 | TH_ZP26_GEN-APND | 3.1 | 0.9 | 2.7 | 2.9 | 1.5 | N |  |  | OP | X | 10 | 1982 |  |  | Y | Industrial CHP | 7 | T | NG | [9 empty] | N | N |  | 1H | [23 empty] | N | N | N
54713 | Chevron USA Inc | 52104 | Cymric 36W Cogen | CA | Kern | GEN2 | Natural Gas Fired Combustion Turbine | GT |  | S | X | X | CYMRIC_1_N004 | TH_ZP26_GEN-APND | 3.1 | 0.9 | 2.7 | 2.9 | 1.5 | N |  |  | OP | X | 10 | 1982 |  |  | Y | Industrial CHP | 7 | T | NG | [9 empty] | N | N |  | 1H | [23 empty] | N | N | N
54713 | Chevron USA Inc | 52104 | Cymric 36W Cogen | CA | Kern | GEN3 | Natural Gas Fired Combustion Turbine | GT |  | S | X | X | CYMRIC_1_N004 | TH_ZP26_GEN-APND | 3.1 | 0.9 | 2.7 | 2.9 | 1.5 | N |  |  | OP | X | 10 | 1982 |  |  | Y | Industrial CHP | 7 | T | NG | [9 empty] | N | N |  | 1H | [23 empty] | N | N | N
54713 | Chevron USA Inc | 52104 | Cymric 36W Cogen | CA | Kern | GEN4 | Natural Gas Fired Combustion Turbine | GT |  | S | X | X | CYMRIC_1_N004 | TH_ZP26_GEN-APND | 3.1 | 0.9 | 2.7 | 2.9 | 1.5 | N |  |  | OP | X | 10 | 1982 |  |  | Y | Industrial CHP | 7 | T | NG | [9 empty] | N | N |  | 1H | [23 empty] | N | N | N
54713 | Chevron USA Inc | 52107 | Kern River Eastridge Cogen | CA | Kern | 101A | Natural Gas Fired Combustion Turbine | GT |  | S | X | X | POD_DISCOV_1_CHEVRON-APND | TH_ZP26_GEN-APND | 24.4 | 0.9 | 20.8 | 21.7 | 12 | N |  |  | OP | X | 6 | 1988 |  |  | Y | Industrial CHP | 7 | T | NG | [5 empty] | NG |  |  |  | N | N |  | 1H | [23 empty] | N | N | N
54713 | Chevron USA Inc | 52107 | Kern River Eastridge Cogen | CA | Kern | 101B | Natural Gas Fired Combustion Turbine | GT |  | S | X | X | POD_DISCOV_1_CHEVRON-APND | TH_ZP26_GEN-APND | 24.4 | 0.9 | 20.8 | 21.7 | 12 | N |  |  | OP | X | 6 | 1988 |  |  | Y | Industrial CHP | 7 | T | NG | [5 empty] | NG |  |  |  | N | N |  | 1H | [23 empty] | N | N | N
49732 | Chevron Products Company-Richmond | 52109 | Richmond Cogen | CA | Contra Costa | GEN1 | Natural Gas Fired Combined Cycle | CT | CC1 | S | X | N |  |  | 62.6 | 0.8 | 50 | 52 | 25 | N |  |  | OP | X | 8 | 1992 |  |  | Y | Industrial CHP | 7 | T | NG | OG | [8 empty] | N |  |  | 1H | [23 empty] | Y | Y | N
49732 | Chevron Products Company-Richmond | 52109 | Richmond Cogen | CA | Contra Costa | GEN2 | Natural Gas Fired Combined Cycle | CT | CC1 | S | X | N |  |  | 62.6 | 0.8 | 50 | 52 | 25 | N |  |  | OP | X | 9 | 1992 |  |  | Y | Industrial CHP | 7 | T | NG | OG | [8 empty] | N |  |  | 1H | [23 empty] | Y | Y | N
49732 | Chevron Products Company-Richmond | 52109 | Richmond Cogen | CA | Contra Costa | GEN5 | Natural Gas Fired Combined Cycle | CA | CC1 | S | Y | X |  |  | 30.4 | 0.85 | 30.4 | 30.4 | 1.5 | N |  |  | OP | X | 3 | 2006 |  |  | N | Industrial CHP | 7 | X | NG | OG | [8 empty] | N | N |  | 12H | [23 empty] | Y | N | N
49732 | Chevron Products Company-Richmond | 52109 | Richmond Cogen | CA | Contra Costa | GEN6 | All Other | ST |  | S | X | X |  |  | 17.9 | 0.85 | 17.9 | 17.9 | 1 | N |  |  | OP | X | 4 | 2019 |  |  | N | Industrial CHP | 7 | X | WH | [5 empty] | WH |  |  |  | N | N |  | 12H | [23 empty] | N
2770 | Terra-Gen Operating Co-Wind | 52142 | Mojave 3/4/5 | CA | Kern | GEN1 | Onshore Wind Turbine | WT |  | S | X | X |  |  | 75 |  | 67 | 67 | 5.2 | N |  |  | OP | X | 12 | 1990 |  |  | N | IPP Non-CHP | 2 | X | WND | [9 empty] | N | N | 300 | [24 empty] | N
3221 | CPKelco U S Inc | 52147 | C P Kelco San Diego Plant | CA | San Diego | GEN1 | Natural Gas Fired Combustion Turbine | GT |  | S | X | X |  |  | 9.2 | 0.9 | 9.2 | 9.2 | 7 | N |  |  | OP | X | 10 | 1983 |  |  | Y | Industrial CHP | 7 | T | NG | [9 empty] | N | N |  | 1H | [23 empty] | N | N | N
3221 | CPKelco U S Inc | 52147 | C P Kelco San Diego Plant | CA | San Diego | GEN2 | Natural Gas Fired Combustion Turbine | GT |  | S | X | X |  |  | 10 | 0.8 | 9.3 | 9.3 | 7 | N |  |  | OP | X | 10 | 1983 |  |  | Y | Industrial CHP | 7 | T | NG | [9 empty] | N | N |  | 1H | [23 empty] | N | N | N
3221 | CPKelco U S Inc | 52147 | C P Kelco San Diego Plant | CA | San Diego | GEN3 | Natural Gas Fired Combustion Turbine | GT |  | S | X | X |  |  | 10 | 0.8 | 9.3 | 9.3 | 7 | N |  |  | OS | X | 10 | 1983 |  |  | Y | Industrial CHP | 7 | T | NG | [9 empty] | N | N |  | 1H | [23 empty] | N | N | N
7160 | Geysers Power Co LLC | 52158 | Aidlin Geothermal Power Plant | CA | Sonoma | GEN1 | Geothermal | ST |  | S | X | X |  |  | 12.5 | 1 | 9 | 10 | 8 | N |  |  | OP | X | 5 | 1989 |  |  | N | IPP Non-CHP | 2 | X | GEO | [5 empty] | GEO |  |  |  | N |  |  | 12H | [23 empty] | N | N
7160 | Geysers Power Co LLC | 52158 | Aidlin Geothermal Power Plant | CA | Sonoma | GEN2 | Geothermal | ST |  | S | X | X |  |  | 12.5 | 1 | 9 | 10 | 8 | N |  |  | OP | X | 5 | 1989 |  |  | N | IPP Non-CHP | 2 | X | GEO | [5 empty] | GEO |  |  |  | N |  |  | 12H | [23 empty] | N | N
62092 | Tehachapi Wind Wall, LLC | 52162 | 85 A | CA | Kern | WGNS | Onshore Wind Turbine | WT |  | S | X | X |  |  | 14.1 |  | 14.1 | 14.1 | 2 | N |  |  | OP | X | 1 | 1985 |  |  | N | IPP Non-CHP | 2 | X | WND | [11 empty] | 157 | [16 empty] | WT | WND | 21.3 | 3 | 2021 | N
62092 | Tehachapi Wind Wall, LLC | 52163 | 85 B | CA | Kern | WTGN | Onshore Wind Turbine | WT |  | S | X | X |  |  | 21.2 |  | 21.2 | 21.2 | 2 | N |  |  | OP | X | 1 | 1985 |  |  | N | IPP Non-CHP | 2 | X | WND | [11 empty] | 235 | [16 empty] | WT | WND | 25.2 | 3 | 2021 | N
12687 | Midway-Sunset Cogeneration Co | 52169 | Midway Sunset Cogen | CA | Kern | A | Natural Gas Fired Combustion Turbine | GT |  | J | X | X | POD SUNSET_2_UNITS APND | ZP 26 Hub | 78 | 0.9 | 73 | 83 | 50 | N |  |  | OP | X | 5 | 1989 |  |  | Y | IPP CHP | 3 | T | NG | [9 empty] | N | N |  | 1H | [23 empty] | N
12687 | Midway-Sunset Cogeneration Co | 52169 | Midway Sunset Cogen | CA | Kern | B | Natural Gas Fired Combustion Turbine | GT |  | J | X | X | POD SUNSET_2_UNITS APND | ZP 26 Hub | 78 | 0.9 | 73 | 83 | 50 | N |  |  | OP | X | 5 | 1989 |  |  | Y | IPP CHP | 3 | T | NG | [9 empty] | N | N |  | 1H | [23 empty] | N
12687 | Midway-Sunset Cogeneration Co | 52169 | Midway Sunset Cogen | CA | Kern | C | Natural Gas Fired Combustion Turbine | GT |  | J | X | X | POD SUNSET_2_UNITS POD | ZP 26 Hub | 78 | 0.9 | 73 | 83 | 50 | N |  |  | OA | X | 5 | 1989 |  |  | Y | IPP CHP | 3 | T | NG | [9 empty] | N | N |  | 1H | [23 empty] | N
20323 | Wellhead Services, Inc | 52186 | Yuba City Cogen Partners | CA | Sutter | GEN1 | Natural Gas Fired Combustion Turbine | GT |  | S | X | X |  |  | 49.9 | 0.9 | 49.9 | 49.9 | 42 | N |  |  | OP | X | 12 | 1990 |  |  | Y | IPP CHP | 3 | T | NG | [9 empty] | N | N |  | 12H | [23 empty] | N
57224 | MM West Covina Energy LLC | 54015 | MM West Covina | CA | Los Angeles | GEN2 | Landfill Gas | ST |  | S | X | X |  |  | 6.8 | 0.98 | 5.4 | 5.4 | 5.2 | N |  |  | OP | X | 6 | 1993 |  |  | N | IPP Non-CHP | 2 | X | LFG | NG |  |  |  |  | NG |  |  |  | N |  |  | 1H | [23 empty] | Y | Y | N
11295 | Los Angeles County-San Gabriel | 54017 | San Gabriel Hydro Project | CA | Los Angeles | U1 | Conventional Hydroelectric | HY |  | S | X | X | N/A | N/A | 3.9 | 0.9 | 3.7 | 3.6 | 0.8 | N |  |  | OP | X | 12 | 1987 |  |  | N | IPP Non-CHP | 2 | X | WAT | [9 empty] | N | N | 0 | 10M | [23 empty] | N
11295 | Los Angeles County-San Gabriel | 54017 | San Gabriel Hydro Project | CA | Los Angeles | U2 | Conventional Hydroelectric | HY |  | S | X | X | N/A | N/A | 1.1 | 0.9 | 1.1 | 1 | 0.1 | N |  |  | OP | X | 12 | 1987 |  |  | N | IPP Non-CHP | 2 | X | WAT | [9 empty] | N | N | 0 | 10M | [23 empty] | N
34691 | Ormat Nevada Inc | 54038 | Geo East Mesa II | CA | Imperial | GEN1 | Geothermal | ST |  | S | X | X |  |  | 21.6 | 0.9 | 14.4 | 21.6 | 13.5 | N |  |  | OS | X | 4 | 1989 |  |  | N | IPP Non-CHP | 2 | X | GEO | [5 empty] | GEO |  |  |  | N |  |  | OVER | [23 empty] | N
49748 | ORCAL Geothermal, Inc | 54111 | Second Imperial Geothermal | CA | Imperial | GE10 | Geothermal | BT |  | W | X | X |  |  | 4.5 | 0.8 | 3.8 | 4.5 | 3.8 | N |  |  | OP | X | 6 | 1993 |  |  | N | IPP Non-CHP | 2 | X | GEO | [9 empty] | N |  |  | OVER | [23 empty] | N
49748 | ORCAL Geothermal, Inc | 54111 | Second Imperial Geothermal | CA | Imperial | GE11 | Geothermal | BT |  | W | X | X |  |  | 4.5 | 0.8 | 3.8 | 4.5 | 3.8 | N |  |  | OP | X | 6 | 1993 |  |  | N | IPP Non-CHP | 2 | X | GEO | [9 empty] | N |  |  | OVER | [23 empty] | N
49748 | ORCAL Geothermal, Inc | 54111 | Second Imperial Geothermal | CA | Imperial | GE12 | Geothermal | BT |  | W | X | X |  |  | 4.5 | 0.8 | 3.8 | 4.5 | 3.8 | N |  |  | OP | X | 6 | 1993 |  |  | N | IPP Non-CHP | 2 | X | GEO | [9 empty] | N |  |  | OVER | [23 empty] | N
49748 | ORCAL Geothermal, Inc | 54111 | Second Imperial Geothermal | CA | Imperial | GE13 | Geothermal | BT |  | W | X | X |  |  | 16 | 0.8 | 12 | 16 | 12 | N |  |  | OP | X | 1 | 2006 |  |  | N | IPP Non-CHP | 2 | X | GEO | [9 empty] | N |  |  | OVER
49748 | ORCAL Geothermal, Inc | 54111 | Second Imperial Geothermal | CA | Imperial | GEN1 | Geothermal | BT |  | W | X | X |  |  | 3.5 | 0.8 | 3 | 3.5 | 3 | N |  |  | OP | X | 6 | 1993 |  |  | N | IPP Non-CHP | 2 | X | GEO | [9 empty] | N |  |  | OVER
49748 | ORCAL Geothermal, Inc | 54111 | Second Imperial Geothermal | CA | Imperial | GEN14 | Geothermal | BT |  | W | X | X |  |  | 16 | 0.8 | 12 | 16 | 12 | N |  |  | OP | X | 4 | 2008 |  |  | N | IPP Non-CHP | 2 | X | GEO | [12 empty] | OVER
49748 | ORCAL Geothermal, Inc | 54111 | Second Imperial Geothermal | CA | Imperial | GEN2 | Geothermal | BT |  | W | X | X |  |  | 3.5 | 0.8 | 3 | 3.5 | 3 | N |  |  | OP | X | 6 | 1993 |  |  | N | IPP Non-CHP | 2 | X | GEO | [9 empty] | N |  |  | OVER
49748 | ORCAL Geothermal, Inc | 54111 | Second Imperial Geothermal | CA | Imperial | GEN3 | Geothermal | BT |  | W | X | X |  |  | 3.5 | 0.8 | 3 | 3.5 | 3 | N |  |  | OP | X | 6 | 1993 |  |  | N | IPP Non-CHP | 2 | X | GEO | [9 empty] | N |  |  | OVER
49748 | ORCAL Geothermal, Inc | 54111 | Second Imperial Geothermal | CA | Imperial | GEN4 | Geothermal | BT |  | W | X | X |  |  | 3.5 | 0.8 | 3 | 3.5 | 3 | N |  |  | OP | X | 6 | 1993 |  |  | N | IPP Non-CHP | 2 | X | GEO | [9 empty] | N |  |  | OVER
49748 | ORCAL Geothermal, Inc | 54111 | Second Imperial Geothermal | CA | Imperial | GEN5 | Geothermal | BT |  | W | X | X |  |  | 3.5 | 0.8 | 3 | 3.5 | 3 | N |  |  | OP | X | 6 | 1993 |  |  | N | IPP Non-CHP | 2 | X | GEO | [9 empty] | N |  |  | OVER
49748 | ORCAL Geothermal, Inc | 54111 | Second Imperial Geothermal | CA | Imperial | GEN6 | Geothermal | BT |  | W | X | X |  |  | 3.5 | 0.8 | 3 | 3.5 | 3 | N |  |  | OP | X | 6 | 1993 |  |  | N | IPP Non-CHP | 2 | X | GEO | [9 empty] | N |  |  | OVER
49748 | ORCAL Geothermal, Inc | 54111 | Second Imperial Geothermal | CA | Imperial | GEN7 | Geothermal | BT |  | W | X | X |  |  | 4.5 | 0.8 | 3.8 | 4.5 | 3.8 | N |  |  | OP | X | 6 | 1993 |  |  | N | IPP Non-CHP | 2 | X | GEO | [9 empty] | N |  |  | OVER
49748 | ORCAL Geothermal, Inc | 54111 | Second Imperial Geothermal | CA | Imperial | GEN8 | Geothermal | BT |  | W | X | X |  |  | 4.5 | 0.8 | 3.8 | 4.5 | 3.8 | N |  |  | OP | X | 6 | 1993 |  |  | N | IPP Non-CHP | 2 | X | GEO | [9 empty] | N |  |  | OVER
49748 | ORCAL Geothermal, Inc | 54111 | Second Imperial Geothermal | CA | Imperial | GEN9 | Geothermal | BT |  | W | X | X |  |  | 4.5 | 0.8 | 3.8 | 4.5 | 3.8 | N |  |  | OP | X | 6 | 1993 |  |  | N | IPP Non-CHP | 2 | X | GEO | [9 empty] | N |  |  | OVER
56652 | DTE Stockton LLC | 54238 | Stockton Biomass | CA | San Joaquin | STG | Wood/Wood Waste Biomass | ST |  | S | X | X | COGNAT_1_UNIT | COGNAT_1_UNIT | 54 | 0.85 | 45 | 45 | 22 | N |  |  | OP | X | 12 | 1987 |  |  | Y | IPP CHP | 3 | T | WDS | NG |  |  |  |  | NG |  |  |  | N | N |  | 12H | N | N | [21 empty] | N | N | N
21944 | Sonoma County Water Agency | 54261 | Warm Springs Hydro Project | CA | Sonoma | 3385 | Conventional Hydroelectric | HY |  | S | X | X |  |  | 2.7 | 0.9 | 1.2 | 1.2 | 0.4 | N |  |  | OP | X | 12 | 1988 |  |  | N | IPP Non-CHP | 2 | X | WAT | [9 empty] | N | N | 0 | 1H | [23 empty] | N
1752 | Biola University | 54296 | Biola University Hybrid | CA | Los Angeles | BATT | Batteries | BA |  | S | X | X |  |  | 0.3 | 1 | 0.3 | 0.3 | 0 | N |  |  | OP | X | 2 | 2018 |  |  | N | Commercial CHP | 5 | X | MWH | [12 empty] | 10M
1752 | Biola University | 54296 | Biola University Hybrid | CA | Los Angeles | EG3 | Natural Gas Internal Combustion Engine | IC |  | S | X | X |  |  | 1 | 0.9 | 1 | 1 | 0.8 | N |  |  | OP | X | 9 | 2002 |  |  | Y | Commercial CHP | 5 | T | NG | [9 empty] | N | N |  | 1H | [23 empty] | N | N | N
63235 | Brookfield Renewable Trading and Marketing LP | 54298 | Coram Energy LLC (ECT) | CA | Kern | GEWE | Onshore Wind Turbine | WT |  | W | X | X |  |  | 7.5 |  | 7.5 | 7.5 | 1 | N |  |  | OP | X | 5 | 2005 |  |  | N | IPP Non-CHP | 2 | X | WND | [9 empty] | N | N | 5
63235 | Brookfield Renewable Trading and Marketing LP | 54299 | Coram Energy LLC | CA | Kern | GEWE | Onshore Wind Turbine | WT |  | W | X | X |  |  | 3 |  | 3 | 3 | 1 | N |  |  | OP | X | 1 | 2005 |  |  | N | IPP Non-CHP | 2 | X | WND | [10 empty] | N | 2
63235 | Brookfield Renewable Trading and Marketing LP | 54300 | CTV Power Purchase Contract Trust | CA | Kern | GEWE | Onshore Wind Turbine | WT |  | W | X | X |  |  | 4.5 |  | 4.5 | 4.5 | 1 | N |  |  | OP | X | 1 | 2004 |  |  | N | IPP Non-CHP | 2 | X | WND | [9 empty] | N | N | 3
63235 | Brookfield Renewable Trading and Marketing LP | 54300 | CTV Power Purchase Contract Trust | CA | Kern | SX1S | Onshore Wind Turbine | WT |  | J | X | X |  |  | 0.1 |  | 0.1 | 0.1 | 0.1 | N |  |  | OS | X | 12 | 1985 |  |  | N | IPP Non-CHP | 2 | X | WND | [9 empty] | N |  | 3
54722 | Grizzly Mountain Ranch | 54308 | Three Forks Water Power Project | CA | Trinity | 1 | Conventional Hydroelectric | HY |  | S | X | X |  |  | 1.3 | 0.8 | 1.2 | 1.2 | 0.1 | N |  |  | OP | X | 12 | 1984 |  |  | N | IPP Non-CHP | 2 | X | WAT | [9 empty] | N |  | 0 | 10M | [20 empty] | N |  |  | N
57280 | Eagle Creek Renewable Energy, LLC | 54343 | Terminus Hydroelectric Project | CA | Tulare | GEN1 | Conventional Hydroelectric | HY |  | S | X | X |  |  | 20.1 | 1 | 20 | 20 | 6 | N |  |  | OP | X | 3 | 1990 |  |  | N | IPP Non-CHP | 2 | X | WAT | [9 empty] | N | N | 0 | 1H
63997 | Western Power and Steam II LLC | 54410 | Western Power & Steam Inc | CA | Kern | CTG | Natural Gas Fired Combustion Turbine | GT | CC1 | S | X | X |  |  | 27.7 | 0.9 | 19.6 | 19.5 | 12 | N |  |  | OP | X | 3 | 1990 |  |  | Y | Industrial CHP | 7 | T | NG | [9 empty] | N | N | 0 | 12H | [20 empty] | N |  |  | N | N | N
60637 | Sentinel Peak Resources California, LLC | 54447 | Welport Lease Project | CA | Kern | TI | Natural Gas Fired Combustion Turbine | GT |  | S | X | X | N004 | N004 | 5 | 0.8 | 4 | 4.7 | 4 | N |  |  | OP | X | 3 | 1990 |  |  | Y | Industrial CHP | 7 | T | NG | [9 empty] | N | N |  | 1H | [23 empty] | N | N | N
60637 | Sentinel Peak Resources California, LLC | 54449 | Dome Project | CA | Kern | T1 | Natural Gas Fired Combustion Turbine | GT |  | S | X | X | SO#1 | SO#1 | 3 | 0.8 | 2.5 | 2.7 | 2.4 | N |  |  | OP | X | 8 | 1988 |  |  | Y | Industrial CHP | 7 | T | NG | [9 empty] | N | N |  | 1H | [23 empty] | N | N | N
60637 | Sentinel Peak Resources California, LLC | 54449 | Dome Project | CA | Kern | T2 | Natural Gas Fired Combustion Turbine | GT |  | S | X | X | SO#1 | SO#1 | 3 | 0.8 | 2.5 | 2.7 | 2.4 | N |  |  | OP | X | 8 | 1988 |  |  | Y | Industrial CHP | 7 | T | NG | [9 empty] | N | N |  | 1H | [23 empty] | N | N | N
38215 | Phillips 66 - Los Angeles | 54451 | Los Angeles Refinery Wilmington | CA | Los Angeles | G1 | Other Natural Gas | OT |  | S | X | X |  |  | 10 | 1 | 6.1 | 7 | 6.1 | N |  |  | OS | X | 5 | 1984 |  |  | N | Industrial CHP | 7 | X | NG | [9 empty] | N | N |  | OVER | [23 empty] | N
38215 | Phillips 66 - Los Angeles | 54451 | Los Angeles Refinery Wilmington | CA | Los Angeles | G2 | Other Gases | GT |  | S | X | X |  |  | 58.5 | 0.8 | 45 | 48 | 35 | N |  |  | OP | X | 5 | 1988 |  |  | Y | Industrial CHP | 7 | T | OG | NG | [8 empty] | N | N |  | OVER |  | N | [21 empty] | Y | Y | N
57170 | EDF Renewable Asset Holdings, Inc. | 54453 | EDF Renewable Windfarm V Inc | CA | Solano | GEN2 | Onshore Wind Turbine | WT |  | W | X | X |  |  | 15.5 |  | 15.5 | 15.5 | 0 | N |  |  | OP | X | 1 | 1990 |  |  | N | IPP Non-CHP | 2 | X | WND | [9 empty] | N | N | 71
49963 | FPL Energy Operating Services, Inc. | 54454 | San Gorgonio Windplant WPP1993 | CA | Riverside | GEN11 | Onshore Wind Turbine | WT |  | S | X | X |  |  | 49.5 |  | 49.5 | 49.5 | 2.5 | N |  |  | OP | X | 12 | 2011 |  |  | N | IPP Non-CHP | 2 | X | WND | [9 empty] | N | N | 33 | [24 empty] | N
14173 | Oroville Cogeneration LP | 54477 | Oroville Cogeneration LP | CA | Butte | GEN1 | Natural Gas Internal Combustion Engine | IC |  | S | X | X |  |  | 1.1 | 0.95 | 1.1 | 1.1 | 0.1 | N |  |  | SB | Y | 1 | 1990 | 1 | 2025 | Y | Industrial CHP | 7 | T | NG | [9 empty] | N |  |  | 10M | [23 empty] | N | N | N
14173 | Oroville Cogeneration LP | 54477 | Oroville Cogeneration LP | CA | Butte | GEN2 | Natural Gas Internal Combustion Engine | IC |  | S | X | X |  |  | 1.1 | 0.95 | 1.1 | 1.1 | 0.1 | N |  |  | SB | Y | 1 | 1990 | 1 | 2025 | Y | Industrial CHP | 7 | T | NG | [9 empty] | N |  |  | 10M | [23 empty] | N | N | N
14173 | Oroville Cogeneration LP | 54477 | Oroville Cogeneration LP | CA | Butte | GEN3 | Natural Gas Internal Combustion Engine | IC |  | S | X | X |  |  | 1.1 | 0.95 | 1.1 | 1.1 | 0.1 | N |  |  | SB | Y | 1 | 1990 | 1 | 2025 | Y | Industrial CHP | 7 | T | NG | [9 empty] | N |  |  | 10M | [23 empty] | N | N | N
14173 | Oroville Cogeneration LP | 54477 | Oroville Cogeneration LP | CA | Butte | GEN4 | Natural Gas Internal Combustion Engine | IC |  | S | X | X |  |  | 1.1 | 0.95 | 1.1 | 1.1 | 0.1 | N |  |  | SB | Y | 1 | 1990 | 1 | 2025 | Y | Industrial CHP | 7 | T | NG | [9 empty] | N |  |  | 10M | [23 empty] | N
14173 | Oroville Cogeneration LP | 54477 | Oroville Cogeneration LP | CA | Butte | GEN5 | Natural Gas Internal Combustion Engine | IC |  | S | X | X |  |  | 1.1 | 0.95 | 1.1 | 1.1 | 0.1 | N |  |  | SB | Y | 1 | 1990 | 1 | 2025 | Y | Industrial CHP | 7 | T | NG | [9 empty] | N |  |  | 12H | [23 empty] | N
14173 | Oroville Cogeneration LP | 54477 | Oroville Cogeneration LP | CA | Butte | GEN6 | Natural Gas Internal Combustion Engine | IC |  | S | X | X |  |  | 1.1 | 0.95 | 1.1 | 1.1 | 0.1 | N |  |  | SB | Y | 1 | 1990 | 1 | 2025 | Y | Industrial CHP | 7 | T | NG | [9 empty] | N |  |  | 12H | [23 empty] | N
14173 | Oroville Cogeneration LP | 54477 | Oroville Cogeneration LP | CA | Butte | GEN7 | Natural Gas Internal Combustion Engine | IC |  | S | X | X |  |  | 1.1 | 0.95 | 1.1 | 1.1 | 0.1 | N |  |  | SB | Y | 1 | 1990 | 1 | 2025 | Y | Industrial CHP | 7 | T | NG | [9 empty] | N |  |  | 12H | [23 empty] | N
17164 | Sierra Pacific Industries Inc | 54517 | Sierra Pacific Sonora | CA | Tuolumne | GEN3 | Wood/Wood Waste Biomass | ST |  | S | X | X |  |  | 7.5 | 0.8 | 6 | 6.4 | 1 | N |  |  | OP | X | 4 | 2018 |  |  | N | Industrial Non-CHP | 6 | X | WDS | [5 empty] | DFO |  |  |  | N | N |  | 12H | [23 empty] | N |  | N
40613 | Northern California Power Agny | 54554 | Spicer Meadow Project | CA | Tuolumne | GEN1 | Conventional Hydroelectric | HY |  | W | X | X | SPICER_1_UNITS-APND | SPICER_1_UNITS-APND | 2.7 | 0.95 | 2.5 | 2.5 | 0.8 | N |  |  | OP | X | 11 | 1989 |  |  | N | Electric Utility | 1 | X | WAT | [9 empty] | N |  | 0 | 10M
40613 | Northern California Power Agny | 54554 | Spicer Meadow Project | CA | Tuolumne | GEN2 | Conventional Hydroelectric | HY |  | W | X | X | SPICER_1_UNITS-APND | SPICER_1_UNITS-APND | 2.7 | 0.95 | 2.5 | 2.5 | 0.8 | N |  |  | OP | X | 11 | 1989 |  |  | N | Electric Utility | 1 | X | WAT | [9 empty] | N |  | 0 | 10M
40613 | Northern California Power Agny | 54554 | Spicer Meadow Project | CA | Tuolumne | GEN3 | Conventional Hydroelectric | HY |  | W | X | X | SPICER_1_UNITS-APND | SPICER_1_UNITS-APND | 0.5 | 0.95 | 0.5 | 0.5 | 0.1 | N |  |  | OP | X | 11 | 1989 |  |  | N | Electric Utility | 1 | X | WAT | [9 empty] | N |  | 0 | 10M
40613 | Northern California Power Agny | 54555 | Collierville Powerhouse | CA | Calaveras | GEN1 | Conventional Hydroelectric | HY |  | W | X | X | COLVIL_7_PL1x2-APND | COLVIL_7_PL1x2-APND | 126.5 | 0.95 | 126.5 | 126.5 | 3 | N |  |  | OP | X | 11 | 1989 |  |  | N | Electric Utility | 1 | X | WAT | [9 empty] | N |  | 0 | 1H
40613 | Northern California Power Agny | 54555 | Collierville Powerhouse | CA | Calaveras | GEN2 | Conventional Hydroelectric | HY |  | W | X | X | COLVIL_7_PL1x2-APND | COLVIL_7_PL1x2-APND | 126.5 | 0.95 | 126.5 | 126.5 | 3 | N |  |  | OP | X | 11 | 1989 |  |  | N | Electric Utility | 1 | X | WAT | [9 empty] | N |  | 0 | 1H
61324 | Yolo County Community Services Department | 54567 | MM Yolo Power | CA | Yolo | 1 | Landfill Gas | IC |  | S | X | X |  |  | 0.6 | 0.98 | 0.5 | 0.5 | 0.5 | N |  |  | OP | X | 10 | 1990 |  |  | N | IPP Non-CHP | 2 | X | LFG | [9 empty] | N | N |  | 1H | [23 empty] | N
61324 | Yolo County Community Services Department | 54567 | MM Yolo Power | CA | Yolo | 2 | Landfill Gas | IC |  | S | X | X |  |  | 0.6 | 0.98 | 0.5 | 0.5 | 0.5 | N |  |  | OP | X | 10 | 1990 |  |  | N | IPP Non-CHP | 2 | X | LFG | [9 empty] | N | N |  | 1H | [23 empty] | N
61324 | Yolo County Community Services Department | 54567 | MM Yolo Power | CA | Yolo | 3 | Landfill Gas | IC |  | S | X | X |  |  | 0.6 | 0.98 | 0.5 | 0.5 | 0.5 | N |  |  | OS | X | 10 | 1990 |  |  | N | IPP Non-CHP | 2 | X | LFG | [9 empty] | N | N |  | 1H | [23 empty] | N
61324 | Yolo County Community Services Department | 54567 | MM Yolo Power | CA | Yolo | 4 | Landfill Gas | IC |  | S | X | X |  |  | 0.9 | 0.98 | 0.6 | 0.6 | 0.5 | N |  |  | OP | X | 3 | 1993 |  |  | N | IPP Non-CHP | 2 | X | LFG | [9 empty] | N | N |  | 1H | [23 empty] | N
61324 | Yolo County Community Services Department | 54567 | MM Yolo Power | CA | Yolo | 5 | Landfill Gas | IC |  | S | X | X |  |  | 0.9 | 0.98 | 0.4 | 0.4 | 0.3 | N |  |  | OP | X | 12 | 1998 |  |  | N | IPP Non-CHP | 2 | X | LFG | [9 empty] | N | N |  | 1H | [23 empty] | N
13060 | Mt Poso Cogeneration Co | 54626 | Mt Poso Cogeneration | CA | Kern | TG01 | Wood/Wood Waste Biomass | ST |  | J | X | X |  |  | 62 | 0.8 | 42.4 | 42.4 | 20 | N |  |  | OP | X | 5 | 1989 |  |  | Y | IPP CHP | 3 | T | WDS | NG |  |  |  |  | NG |  |  |  | N | N |  | OVER | [23 empty] | Y | Y | N
2770 | Terra-Gen Operating Co-Wind | 54647 | TPC Windfarms LLC | CA | Kern | EXIS | Onshore Wind Turbine | WT |  | W | X | X |  |  | 28.7 |  | 28.7 | 28.7 | 5.2 | N |  |  | OP | X | 12 | 1986 |  |  | N | IPP Non-CHP | 2 | X | WND | [9 empty] | N | N | 100
64228 | Alta Mesa 640 LLC | 54650 | Alta Mesa Repower LLC | CA | Riverside | EXI2 | Onshore Wind Turbine | WT |  | S | X | X |  |  | 9.1 |  | 9.1 | 9.1 | 1 | N |  |  | OS | X | 12 | 1989 |  |  | N | IPP Non-CHP | 2 | X | WND | [11 empty] | 57 | [16 empty] | WT | WND | 13.6 | 5 | 2022
64228 | Alta Mesa 640 LLC | 54650 | Alta Mesa Repower LLC | CA | Riverside | EXIS | Onshore Wind Turbine | WT |  | S | X | X |  |  | 9.6 |  | 9.6 | 9.6 | 1 | N |  |  | OS | X | 12 | 1988 |  |  | N | IPP Non-CHP | 2 | X | WND | [11 empty] | 60 | [16 empty] | WT | WND | 13.6 | 5 | 2022
18194 | STS Hydropower, LLC | 54653 | Kanaka | CA | Butte | KAN1 | Conventional Hydroelectric | HY |  | S | X | X |  |  | 1.1 | 0.9 | 1.1 | 1.1 | 0.2 | N |  |  | OS | X | 12 | 1988 |  |  | N | IPP Non-CHP | 2 | X | WAT | [11 empty] | 0 | 10M
18194 | STS Hydropower, LLC | 54654 | Kekawaka Power House | CA | Trinity | KEK1 | Conventional Hydroelectric | HY |  | S | X | X |  |  | 4.9 | 0.9 | 4.9 | 4.9 | 0.7 | N |  |  | OA | X | 12 | 1989 |  |  | N | IPP Non-CHP | 2 | X | WAT | [11 empty] | 0 | 10M
2770 | Terra-Gen Operating Co-Wind | 54686 | Difwind Farms Ltd VI | CA | Kern | EXIS | Onshore Wind Turbine | WT |  | S | X | X |  |  | 27.1 |  | 25.3 | 25.3 | 0 | N |  |  | OP | X | 1 | 1987 |  |  | N | IPP Non-CHP | 2 | X | WND | [9 empty] | N | N | 251
49748 | ORCAL Geothermal, Inc | 54689 | Heber Geothermal | CA | Imperial | 1 | Geothermal | ST |  | W | X | X |  |  | 52 | 0.8 | 34.3 | 52 | 34.3 | N |  |  | OP | X | 6 | 1985 |  |  | N | IPP Non-CHP | 2 | X | GEO | [5 empty] | GEO |  |  |  | N |  |  | OVER | [23 empty] | N
49748 | ORCAL Geothermal, Inc | 54689 | Heber Geothermal | CA | Imperial | 2 | Geothermal | BT |  | W | X | X |  |  | 7 | 0.8 | 4.5 | 7 | 4.5 | N |  |  | OP | X | 6 | 2006 |  |  | N | IPP Non-CHP | 2 | X | GEO | [12 empty] | OVER | [23 empty] | N
49748 | ORCAL Geothermal, Inc | 54689 | Heber Geothermal | CA | Imperial | 3 | Geothermal | BT |  | W | X | X |  |  | 3.5 | 0.8 | 3 | 3.5 | 3 | N |  |  | OP | X | 6 | 2006 |  |  | N | IPP Non-CHP | 2 | X | GEO | [12 empty] | OVER | [23 empty] | N
49748 | ORCAL Geothermal, Inc | 54689 | Heber Geothermal | CA | Imperial | 4 | Geothermal | BT |  | W | X | X |  |  | 19 | 0.8 | 12.5 | 19 | 12.5 | N |  |  | OP | X | 1 | 2018 |  |  | N | IPP Non-CHP | 2 | X | GEO | [12 empty] | OVER
34691 | Ormat Nevada Inc | 54724 | Ormesa II | CA | Imperial | OEC21 | Geothermal | BT |  | S | X | X |  |  | 12 | 0.8 | 8 | 12 | 8 | N |  |  | OP | X | 5 | 1989 |  |  | N | IPP Non-CHP | 2 | X | GEO | [5 empty] | GEO |  |  |  | N |  |  | OVER | [23 empty] | N
34691 | Ormat Nevada Inc | 54724 | Ormesa II | CA | Imperial | OEC22 | Geothermal | BT |  | S | X | X |  |  | 12 | 0.8 | 8 | 12 | 8 | N |  |  | OP | X | 4 | 2007 |  |  | N | IPP Non-CHP | 2 | X | GEO | [5 empty] | GEO |  |  |  | N |  |  | OVER | [23 empty] | N
22269 | Goal Line LP | 54749 | Goal Line LP | CA | San Diego | CTG | Natural Gas Fired Combined Cycle | CT | CC1 | S | X | N | GOALLINE_6_N001 | CAISO SP-15 | 41.2 | 0.9 | 40 | 40 | 35 | N |  |  | OP | X | 8 | 1994 |  |  | Y | IPP CHP | 3 | T | NG | [9 empty] | N | N |  | 1H | [23 empty] | N | N | N
22269 | Goal Line LP | 54749 | Goal Line LP | CA | San Diego | STG | Natural Gas Fired Combined Cycle | CA | CC1 | S | N | X |  |  | 10.2 | 0.85 | 9.4 | 9.4 | 6 | N |  |  | OP | X | 8 | 1994 |  |  | Y | IPP CHP | 3 | T | NG | [9 empty] | N | N |  | 12H | [23 empty] | N | N | N
63235 | Brookfield Renewable Trading and Marketing LP | 54750 | Coram Tehachapi | CA | Kern | VW1 | Onshore Wind Turbine | WT |  | S | X | X |  |  | 6.5 |  | 6.5 | 6.5 | 1 | N |  |  | OP | X | 9 | 1992 |  |  | N | IPP Non-CHP | 2 | X | WND | [9 empty] | N | N | 29
60662 | WCAC Operating Company | 54768 | Live Oak Limited | CA | Kern | GEN1 | Natural Gas Fired Combustion Turbine | GT |  | W | X | X |  |  | 46 | 0.85 | 46 | 48 | 21 | N |  |  | OP | X | 3 | 1992 |  |  | Y | IPP CHP | 3 | T | NG | [9 empty] | N | N |  | 12H | [23 empty] | N
16578 | Saint Agnes Medical Center | 54800 | Saint Agnes Medical Center | CA | Fresno | 9911 | Natural Gas Fired Combustion Turbine | GT |  | S | X | X |  |  | 3.5 | 0.8 | 2.7 | 2.2 | 1.8 | N |  |  | OP | X | 5 | 2001 |  |  | Y | Commercial CHP | 5 | T | NG | [9 empty] | N | N |  | 1H | [5 empty] | N | [17 empty] | N | N | N
16578 | Saint Agnes Medical Center | 54800 | Saint Agnes Medical Center | CA | Fresno | 9929 | Natural Gas Fired Combustion Turbine | GT |  | S | X | X |  |  | 3.5 | 0.8 | 2.7 | 2.2 | 1.8 | N |  |  | OP | X | 12 | 2001 |  |  | Y | Commercial CHP | 5 | T | NG | [9 empty] | N | N |  | 1H | [5 empty] | N | [17 empty] | N | N | N
2719 | CalWind Resources Inc | 54909 | Tehachapi Wind Resource II | CA | Kern | EXI2 | Onshore Wind Turbine | WT |  | S | X | X | SP15 | SP15 | 8.3 |  | 8.3 | 8.3 | 0 | N |  |  | OP | X | 12 | 2002 |  |  | N | IPP Non-CHP | 2 | X | WND | [9 empty] | N | N | 13 | [21 empty] | N |  |  | N
2719 | CalWind Resources Inc | 54909 | Tehachapi Wind Resource II | CA | Kern | EXIS | Onshore Wind Turbine | WT |  | S | X | X | SP15 | SP15 | 13.6 |  | 13.6 | 13.6 | 0 | N | 3 | 2013 | OP | X | 1 | 1997 |  |  | N | IPP Non-CHP | 2 | X | WND | [9 empty] | N | N | 175 | [21 empty] | N |  |  | N
11651 | Martinez Refining Co | 54912 | Martinez Refining | CA | Contra Costa | GTG1 | Natural Gas Fired Combined Cycle | CT | CC1 | S | X | Y |  |  | 40 | 0.85 | 40 | 42 | 4 | N |  |  | OP | X | 11 | 1995 |  |  | Y | Industrial CHP | 7 | T | NG | [9 empty] | N |  |  | 12H | [23 empty] | N
11651 | Martinez Refining Co | 54912 | Martinez Refining | CA | Contra Costa | GTG2 | Natural Gas Fired Combined Cycle | CT | CC1 | S | X | Y |  |  | 40 | 0.85 | 40 | 42 | 4 | N |  |  | OP | X | 1 | 1996 |  |  | Y | Industrial CHP | 7 | T | NG | [9 empty] | N |  |  | 12H | [23 empty] | N
11651 | Martinez Refining Co | 54912 | Martinez Refining | CA | Contra Costa | STG1 | Other Gases | CA | CC1 | S | Y | X |  |  | 20 | 0.85 | 20 | 20 | 4 | N |  |  | OP | X | 12 | 1995 |  |  | Y | Industrial CHP | 7 | B | OG | [9 empty] | N |  |  | 12H | [23 empty] | N
2770 | Terra-Gen Operating Co-Wind | 54931 | Ridgetop | CA | Kern | WGN1 | Onshore Wind Turbine | WT |  | W | X | X |  |  | 46.8 |  | 46.9 | 46.9 | 0 | N |  |  | OP | X | 4 | 1994 |  |  | N | IPP Non-CHP | 2 | X | WND | [9 empty] | N | N | 71
2806 | California Dept of Corrections | 54936 | Richard J Donovan Correctional Facility | CA | San Diego | 03 | Natural Gas Fired Combustion Turbine | GT |  | S | X | X |  |  | 2.6 | 0.82 | 2.2 | 2.6 | 1 | N |  |  | OP | X | 1 | 1987 |  |  | Y | Commercial CHP | 5 | T | NG | [9 empty] | N |  |  | 10M | [23 empty] | N | N
12221 | Monterey One Water | 54951 | Monterey One Water | CA | Monterey | EG1 | Other Waste Biomass | IC |  | S | X | X |  |  | 0.6 | 0.8 | 0.6 | 0.6 | 0.4 | N |  |  | OP | X | 8 | 1988 |  |  | Y | Commercial CHP | 5 | T | OBG | NG | [8 empty] | N | N |  | 1H | [23 empty] | Y | Y | N
12221 | Monterey One Water | 54951 | Monterey One Water | CA | Monterey | EG2 | Other Waste Biomass | IC |  | S | X | X |  |  | 0.6 | 0.8 | 0.6 | 0.6 | 0.4 | N |  |  | OP | X | 8 | 1988 |  |  | Y | Commercial CHP | 5 | T | OBG | NG | [8 empty] | N | N |  | 1H | [23 empty] | Y | Y | N
12221 | Monterey One Water | 54951 | Monterey One Water | CA | Monterey | EG3 | Other Waste Biomass | IC |  | S | X | X |  |  | 0.6 | 0.8 | 0.6 | 0.6 | 0.4 | N |  |  | OP | X | 8 | 1988 |  |  | Y | Commercial CHP | 5 | T | OBG | NG | [8 empty] | N | N |  | 1H | [23 empty] | Y | Y | N
49899 | CalEnergy Operating Corporation | 54996 | Salton Sea Power Gen Co - Unit 4 | CA | Imperial | 4100 | Geothermal | ST |  | W | X | X |  |  | 47.5 | 0.85 | 44 | 44 | 2 | N |  |  | OP | X | 5 | 1996 |  |  | N | IPP Non-CHP | 2 | X | GEO | [5 empty] | GEO |  |  |  | N | N |  | 12H | [23 empty] | N
64078 | Central Rivers Power US, LLC | 55009 | Montgomery Creek Hydro | CA | Shasta | GEN1 | Conventional Hydroelectric | HY |  | S | X | X |  |  | 2.6 | 1 | 2.6 | 2.6 | 0.1 | N |  |  | OP | X | 1 | 1987 |  |  | N | IPP Non-CHP | 2 | X | WAT | [12 empty] | 10M
4464 | Crockett Cogeneration | 55084 | Crockett Cogen Project | CA | Contra Costa | GE1 | Natural Gas Fired Combined Cycle | CS |  | J | Y | N |  |  | 247.4 | 1 | 247.4 | 247.4 | 120 | N |  |  | OP | X | 12 | 1995 |  |  | Y | IPP CHP | 3 | T | NG | [9 empty] | N | N |  | 12H | [20 empty] | N |  |  | N | N | N
57227 | MM San Diego Energy-Miramar | 55094 | MM San Diego-Miramar | CA | San Diego | UNT1 | Landfill Gas | IC |  | S | X | X |  |  | 1.6 | 0.98 | 1.6 | 1.6 | 1.3 | N |  |  | OP | X | 7 | 1997 |  |  | Y | IPP CHP | 3 | T | LFG | OBG | [8 empty] | N | N |  | 1H | [23 empty] | Y | Y | N
57227 | MM San Diego Energy-Miramar | 55094 | MM San Diego-Miramar | CA | San Diego | UNT2 | Landfill Gas | IC |  | S | X | X |  |  | 1.6 | 0.98 | 1.6 | 1.6 | 1.3 | N |  |  | OP | X | 7 | 1997 |  |  | Y | IPP CHP | 3 | T | LFG | OBG | [8 empty] | N | N |  | 1H | [23 empty] | Y | Y | N
57227 | MM San Diego Energy-Miramar | 55094 | MM San Diego-Miramar | CA | San Diego | UNT3 | Landfill Gas | IC |  | S | X | X |  |  | 1.6 | 0.98 | 1.6 | 1.6 | 1.3 | N |  |  | OP | X | 7 | 1997 |  |  | Y | IPP CHP | 3 | T | LFG | OBG | [8 empty] | N | N |  | 1H | [23 empty] | Y | Y | N
57227 | MM San Diego Energy-Miramar | 55094 | MM San Diego-Miramar | CA | San Diego | UNT4 | Landfill Gas | IC |  | S | X | X |  |  | 1.6 | 0.98 | 1.6 | 1.6 | 1.3 | N |  |  | OP | X | 7 | 1997 |  |  | Y | IPP CHP | 3 | T | LFG | OBG | [8 empty] | N | N |  | 1H | [23 empty] | Y | Y | N
22650 | Calpine Corp-Sutter | 55112 | Sutter Energy Center | CA | Sutter | CT01 | Natural Gas Fired Combined Cycle | CT | CC1 | S | X | N |  |  | 212 | 0.95 | 175 | 185 | 110 | N |  |  | OP | X | 7 | 2001 |  |  | N | IPP Non-CHP | 2 | X | NG | [9 empty] | N | N |  | 12H | [20 empty] | N |  |  | N | N | N
22650 | Calpine Corp-Sutter | 55112 | Sutter Energy Center | CA | Sutter | CT02 | Natural Gas Fired Combined Cycle | CT | CC1 | S | X | N |  |  | 212 | 0.95 | 175 | 185 | 110 | N |  |  | OP | X | 7 | 2001 |  |  | N | IPP Non-CHP | 2 | X | NG | [9 empty] | N |  |  | 12H | [20 empty] | N |  |  | N
22650 | Calpine Corp-Sutter | 55112 | Sutter Energy Center | CA | Sutter | ST01 | Natural Gas Fired Combined Cycle | CA | CC1 | S | Y | X |  |  | 212 | 0.95 | 180 | 185 | 55 | N |  |  | OP | X | 7 | 2001 |  |  | N | IPP Non-CHP | 2 | X | NG | [9 empty] | N |  |  | 12H | [20 empty] | N |  |  | N
61173 | CXA La Paloma LLC | 55151 | La Paloma Generating Plant | CA | Kern | GEN1 | Natural Gas Fired Combined Cycle | CS |  | S | N | N | POD_LAPLMA_2_UNIT 1-APND | POD_LAPLMA_2_UNIT 1-APND | 300 | 0.94 | 253 | 267 | 125 | N |  |  | OP | X | 1 | 2003 |  |  | N | IPP Non-CHP | 2 | X | NG | [9 empty] | N |  |  | OVER | [23 empty] | N
61173 | CXA La Paloma LLC | 55151 | La Paloma Generating Plant | CA | Kern | GEN2 | Natural Gas Fired Combined Cycle | CS |  | S | N | N | POD_LAPLMA_2_UNIT 2-APND | POD_LAPLMA_2_UNIT 2-APND | 300 | 0.94 | 252 | 266 | 121 | N |  |  | OP | X | 1 | 2003 |  |  | N | IPP Non-CHP | 2 | X | NG | [9 empty] | N |  |  | OVER | [23 empty] | N
61173 | CXA La Paloma LLC | 55151 | La Paloma Generating Plant | CA | Kern | GEN3 | Natural Gas Fired Combined Cycle | CS |  | S | N | N | POD_LAPLMA_2_UNIT 3-APND | POD_LAPLMA_2_UNIT 3-APND | 300 | 0.94 | 252 | 266 | 62 | N |  |  | OP | X | 3 | 2003 |  |  | N | IPP Non-CHP | 2 | X | NG | [9 empty] | N |  |  | OVER | [23 empty] | N
61173 | CXA La Paloma LLC | 55151 | La Paloma Generating Plant | CA | Kern | GEN4 | Natural Gas Fired Combined Cycle | CS |  | S | N | N | POD_LAPLMA_2_UNIT 4-APND | POD_LAPLMA_2_UNIT 4-APND | 300 | 0.94 | 253 | 267 | 62 | N |  |  | OP | X | 3 | 2003 |  |  | N | IPP Non-CHP | 2 | X | NG | [9 empty] | N |  |  | OVER | [23 empty] | N
57231 | MM Tulare Energy LLC | 55160 | MM Tulare Energy | CA | Tulare | UNT1 | Landfill Gas | IC |  | S | X | X |  |  | 0.9 | 0.9 | 0.8 | 0.8 | 0.4 | N |  |  | SB | Y | 5 | 1998 |  |  | N | IPP Non-CHP | 2 | X | LFG | [9 empty] | N |  |  | 1H | [23 empty] | N
57231 | MM Tulare Energy LLC | 55160 | MM Tulare Energy | CA | Tulare | UNT2 | Landfill Gas | IC |  | S | X | X |  |  | 0.9 | 0.9 | 0.8 | 0.8 | 0.4 | N |  |  | SB | Y | 5 | 1998 |  |  | N | IPP Non-CHP | 2 | X | LFG | [9 empty] | N |  |  | 1H | [23 empty] | N
57232 | MM Lopez Energy LLC | 55161 | MM Lopez Energy | CA | Los Angeles | UNT1 | Landfill Gas | IC |  | S | X | X |  |  | 3 | 0.98 | 2.7 | 2.7 | 2.4 | N |  |  | OP | X | 12 | 1998 |  |  | N | IPP Non-CHP | 2 | X | LFG | [9 empty] | N | N |  | 1H | [23 empty] | N
18320 | Sunrise Power Co LLC | 55182 | Sunrise Power LLC | CA | Kern | STG | Natural Gas Fired Combined Cycle | CA | CC1 | S | Y | X | SUNRIS_2_PL1X3-APND |  | 264 | 0.9 | 245 | 270 | 50.7 | N |  |  | OP | X | 6 | 2003 |  |  | N | IPP Non-CHP | 2 | X | NG | [10 empty] | N |  | 12H | [23 empty] | N | N | N
18320 | Sunrise Power Co LLC | 55182 | Sunrise Power LLC | CA | Kern | X718 | Natural Gas Fired Combined Cycle | CT | CC1 | S | X | N |  |  | 210.6 | 0.9 | 150 | 160 | 90 | N |  |  | OP | X | 6 | 2001 |  |  | N | IPP Non-CHP | 2 | X | NG | [10 empty] | N |  | 1H | [23 empty] | N | N | N
18320 | Sunrise Power Co LLC | 55182 | Sunrise Power LLC | CA | Kern | X719 | Natural Gas Fired Combined Cycle | CT | CC1 | S | X | N |  |  | 210.6 | 0.9 | 150 | 160 | 90 | N |  |  | OP | X | 6 | 2001 |  |  | N | IPP Non-CHP | 2 | X | NG | [10 empty] | N |  | 1H | [23 empty] | N | N | N
24536 | Aera Energy LLC-San Ardo | 55184 | Aera San Ardo Cogen Facility | CA | Monterey | UN-A | Natural Gas Fired Combustion Turbine | GT |  | S | X | X |  |  | 3 | 0.8 | 2.8 | 3 | 2.5 | N |  |  | OS | X | 7 | 1989 |  |  | Y | Industrial CHP | 7 | T | NG | [9 empty] | N | N |  | 1H | [23 empty] | N | N | N
24536 | Aera Energy LLC-San Ardo | 55184 | Aera San Ardo Cogen Facility | CA | Monterey | UN-B | Natural Gas Fired Combustion Turbine | GT |  | S | X | X |  |  | 3.2 | 0.8 | 2.8 | 3 | 2.5 | N |  |  | OA | X | 7 | 1989 |  |  | Y | Industrial CHP | 7 | T | NG | [9 empty] | N | N |  | 1H | [23 empty] | N | N | N
2843 | Los Medanos Energy Center LLC | 55217 | Los Medanos Energy Center | CA | Contra Costa | CTG1 | Natural Gas Fired Combined Cycle | CT | CC1 | S | X | N | POD_LMEC_1_PL1X3-APND | POD_LMEC_1_PL1X3-APND | 198.9 | 0.85 | 165 | 177 | 105 | N |  |  | OP | X | 8 | 2001 |  |  | Y | IPP CHP | 3 | T | NG | [9 empty] | N | N |  | 12H | [23 empty] | N | N | N
2843 | Los Medanos Energy Center LLC | 55217 | Los Medanos Energy Center | CA | Contra Costa | CTG2 | Natural Gas Fired Combined Cycle | CT | CC1 | S | X | N | POD_LMEC_1_PL1X3-APND | POD_LMEC_1_PL1X3-APND | 198.9 | 0.85 | 165 | 177 | 105 | N |  |  | OP | X | 8 | 2001 |  |  | Y | IPP CHP | 3 | T | NG | [9 empty] | N | N |  | 12H | [23 empty] | N | N | N
2843 | Los Medanos Energy Center LLC | 55217 | Los Medanos Energy Center | CA | Contra Costa | STG3 | Natural Gas Fired Combined Cycle | CA | CC1 | S | Y | X | POD_LMEC_1_PL1X3-APND | POD_LMEC_1_PL1X3-APND | 280.5 | 0.85 | 237 | 244 | 80 | N |  |  | OP | X | 8 | 2001 |  |  | Y | IPP CHP | 3 | T | NG | [9 empty] | N | N |  | 12H | [23 empty] | N | N | N
58453 | AltaGas Blythe Operations Inc | 55295 | Blythe Energy Inc | CA | Riverside | CT1 | Natural Gas Fired Combined Cycle | CT | CC1 | S | X | N | Buck BL_2_PL1X3-APND | Buck BL_2_PL1X3-APND | 182 | 1 | 156.5 | 160.5 | 110 | N |  |  | OP | X | 12 | 2003 |  |  | N | IPP Non-CHP | 2 | X | NG | [5 empty] | NG |  |  |  | N | N |  | 12H | [20 empty] | N |  |  | N | N | N
58453 | AltaGas Blythe Operations Inc | 55295 | Blythe Energy Inc | CA | Riverside | CT2 | Natural Gas Fired Combined Cycle | CT | CC1 | S | X | N | Buck BL_2_PL1X3-APND | Buck BL_2_PL1X3-APND | 182 | 1 | 156.5 | 160.5 | 110 | N |  |  | OP | X | 12 | 2003 |  |  | N | IPP Non-CHP | 2 | X | NG | [5 empty] | NG |  |  |  | N | N |  | 12H | [20 empty] | N |  |  | N | N | N
58453 | AltaGas Blythe Operations Inc | 55295 | Blythe Energy Inc | CA | Riverside | ST1 | Natural Gas Fired Combined Cycle | CA | CC1 | S | Y | X | Buck BL_2_PL1X3-APND | Buck BL_2_PL1X3-APND | 227 | 1 | 201 | 204 | 60 | N |  |  | OP | X | 12 | 2003 |  |  | N | IPP Non-CHP | 2 | X | NG | [5 empty] | NG |  |  |  | N | N |  | 12H | [20 empty] | N |  |  | N | N | N
5030 | Delta Energy Center LLC | 55333 | Delta Energy Center | CA | Contra Costa | CTG1 | Natural Gas Fired Combined Cycle | CT | CC1 | S | X | N | DELTA_2_PL1X4 | DELTA_2_PL1X4 | 212 | 0.85 | 176 | 191 | 125 | N |  |  | OP | X | 5 | 2002 |  |  | N | IPP Non-CHP | 2 | X | NG | [9 empty] | N | N |  | 12H | [23 empty] | N | N | N
5030 | Delta Energy Center LLC | 55333 | Delta Energy Center | CA | Contra Costa | CTG2 | Natural Gas Fired Combined Cycle | CT | CC1 | S | X | N | DELTA_2_PL1X4 | DELTA_2_PL1X4 | 212 | 0.85 | 165 | 180 | 115 | N |  |  | OP | X | 5 | 2002 |  |  | N | IPP Non-CHP | 2 | X | NG | [9 empty] | N | N |  | 12H | [23 empty] | N | N | N
5030 | Delta Energy Center LLC | 55333 | Delta Energy Center | CA | Contra Costa | CTG3 | Natural Gas Fired Combined Cycle | CT | CC1 | S | X | N | DELTA_2_PL1X4 | DELTA_2_PL1X4 | 213.5 | 0.85 | 165 | 180 | 115 | N |  |  | OP | X | 5 | 2002 |  |  | N | IPP Non-CHP | 2 | X | NG | [9 empty] | N | N |  | 12H | [23 empty] | N | N | N
5030 | Delta Energy Center LLC | 55333 | Delta Energy Center | CA | Contra Costa | STG1 | Natural Gas Fired Combined Cycle | CA | CC1 | S | Y | X | DELTA_2_PL1X4 | DELTA_2_PL1X4 | 306 | 0.85 | 263.1 | 287.6 | 80 | N |  |  | OP | X | 5 | 2002 |  |  | N | IPP Non-CHP | 2 | X | NG | [9 empty] | N | N |  | 12H | [23 empty] | N | N | N
14274 | Otay Mesa Energy Center LLC | 55345 | Otay Mesa Generating Project | CA | San Diego | 1-01 | Natural Gas Fired Combined Cycle | CT | CC1 | S | X | N |  |  | 198.9 | 0.85 | 152.8 | 165.9 | 85 | N |  |  | OP | X | 10 | 2009 |  |  | N | IPP Non-CHP | 2 | X | NG | [9 empty] | N | N |  | 12H | [23 empty] | N | N
14274 | Otay Mesa Energy Center LLC | 55345 | Otay Mesa Generating Project | CA | San Diego | 1-02 | Natural Gas Fired Combined Cycle | CT | CC1 | S | X | N |  |  | 198.9 | 0.85 | 152.8 | 165.9 | 85 | N |  |  | OP | X | 10 | 2009 |  |  | N | IPP Non-CHP | 2 | X | NG | [9 empty] | N | N |  | 12H | [23 empty] | N | N
14274 | Otay Mesa Energy Center LLC | 55345 | Otay Mesa Generating Project | CA | San Diego | 1-03 | Natural Gas Fired Combined Cycle | CA | CC1 | S | Y | X |  |  | 290.7 | 0.9 | 265.4 | 275.3 | 50 | N |  |  | OP | X | 10 | 2009 |  |  | N | IPP Non-CHP | 2 | X | NG | [9 empty] | N | N |  | 12H | [23 empty] | N | N
2799 | Calpine Corp - Metcalf Energy Center | 55393 | Metcalf Energy Center | CA | Santa Clara | CTG1 | Natural Gas Fired Combined Cycle | CT | CC1 | S | X | N |  |  | 200 | 0.85 | 172 | 188 | 116 | N |  |  | OP | X | 6 | 2005 |  |  | N | IPP Non-CHP | 2 | X | NG | [9 empty] | N | N |  | 12H | [23 empty] | N | N | N
2799 | Calpine Corp - Metcalf Energy Center | 55393 | Metcalf Energy Center | CA | Santa Clara | CTG2 | Natural Gas Fired Combined Cycle | CT | CC1 | S | X | N |  |  | 200 | 0.85 | 172 | 188 | 116 | N |  |  | OP | X | 6 | 2005 |  |  | N | IPP Non-CHP | 2 | X | NG | [9 empty] | N | N |  | 12H | [23 empty] | N | N | N
2799 | Calpine Corp - Metcalf Energy Center | 55393 | Metcalf Energy Center | CA | Santa Clara | STG1 | Natural Gas Fired Combined Cycle | CA | CC1 | S | Y | X |  |  | 235 | 0.85 | 202.1 | 220.9 | 70 | N |  |  | OP | X | 6 | 2005 |  |  | N | IPP Non-CHP | 2 | X | NG | [9 empty] | N | N |  | 12H | [23 empty] | N | N | N
49750 | FPL Energy Green Power | 55396 | Green Power I | CA | Riverside | WGNS | Onshore Wind Turbine | WT |  | S | X | X |  |  | 16.5 |  | 16.5 | 16.5 | 4.9 | N |  |  | OP | X | 7 | 1975 |  |  | N | IPP Non-CHP | 2 | X | WND | [11 empty] | 22
34164 | Elk Hills Power LLC | 55400 | Elk Hills Power LLC | CA | Kern | CTG1 | Natural Gas Fired Combined Cycle | CT | G541 | W | X | N | ELKHIL_2 PL1X3 | ELKHIL_2 PL1X3 | 199 | 0.85 | 156 | 165 | 90 | N |  |  | OP | X | 7 | 2003 |  |  | Y | IPP CHP | 3 | T | NG | [9 empty] | N | N |  | 12H | [23 empty] | N
34164 | Elk Hills Power LLC | 55400 | Elk Hills Power LLC | CA | Kern | CTG2 | Natural Gas Fired Combined Cycle | CT | G541 | S | X | N | ELKHIL 2 PL1X3 | ELKHIL_2 PL1X3 | 199 | 0.85 | 156 | 165 | 90 | N |  |  | OP | X | 7 | 2003 |  |  | Y | IPP CHP | 3 | T | NG | [9 empty] | N | N |  | 12H | [23 empty] | N
34164 | Elk Hills Power LLC | 55400 | Elk Hills Power LLC | CA | Kern | STG | Natural Gas Fired Combined Cycle | CA | G541 | W | Y | X | ELKHIL 2 PL1X3 | ELKHIL_2 PL1X3 | 225 | 0.9 | 213 | 219 | 40 | N |  |  | OP | X | 7 | 2003 |  |  | Y | IPP CHP | 3 | T | NG | [9 empty] | N | N |  | 12H | [23 empty] | N
59527 | CalPeak Power, LLC | 55499 | CalPeak Power Vaca Dixon Peaker Plant | CA | Solano | CPP1 | Natural Gas Fired Combustion Turbine | GT |  | W | X | X | VACADX_1_UNITA1 | VACADX_1_UNITA1 | 60.5 | 0.85 | 48 | 50.6 | 21 | N |  |  | OP | X | 6 | 2002 |  |  | N | IPP Non-CHP | 2 | X | NG | [9 empty] | N | N |  | 10M | [23 empty] | N | N
59527 | CalPeak Power, LLC | 55508 | CalPeak Power Panoche Peaker Plant | CA | Fresno | CPP2 | Natural Gas Fired Combustion Turbine | GT |  | W | X | X | PNOCHE_1_UNITA1 | PNOCHE_1_UNITA1 | 60.5 | 0.85 | 48 | 52 | 21 | N |  |  | OP | X | 12 | 2001 |  |  | N | IPP Non-CHP | 2 | X | NG | [9 empty] | N | N |  | 10M | [23 empty] | N | N
59527 | CalPeak Power, LLC | 55510 | CalPeak Power Border Peaker Plant | CA | San Diego | CPP4 | Natural Gas Fired Combustion Turbine | GT |  | W | X | X | BORDER_6_UNITA1 | BORDER_6_UNITA1 | 60.5 | 0.85 | 48 | 51.3 | 21 | N |  |  | OP | X | 11 | 2001 |  |  | N | IPP Non-CHP | 2 | X | NG | [9 empty] | N | N |  | 10M | [23 empty] | N | N
16609 | San Diego Gas & Electric Co | 55512 | Cuyamaca Peak Energy Plant | CA | San Diego | CPP6 | Natural Gas Fired Combustion Turbine | GT |  | S | X | X | CPELCAJN_7_B1 | CPELCAJN_7_B1 | 48.7 | 0.85 | 48.7 | 48.7 | 16 | N |  |  | OP | X | 5 | 2002 |  |  | N | Electric Utility | 1 | X | NG | [9 empty] | N | N |  | 10M | [23 empty] | N | N | N
59527 | CalPeak Power, LLC | 55513 | CalPeak Power Enterprise Peaker Plant | CA | San Diego | CPP7 | Natural Gas Fired Combustion Turbine | GT |  | W | X | X | ESCNDO_6_UNITB1 | ESCNDO_6_UNITB1 | 58.9 | 0.85 | 48 | 48.1 | 21 | N |  |  | OP | X | 11 | 2001 |  |  | N | IPP Non-CHP | 2 | X | NG | [9 empty] | N | N |  | 10M | [23 empty] | N | N | N
60431 | MRP Generation Holdings, LLC | 55518 | High Desert Power Plant | CA | San Bernardino | CTG1 | Natural Gas Fired Combined Cycle | CT | STG1 | S | X | N | ROADWAY_1_N001 | CEC Plant ID G0778 | 173 | 0.9 | 157.6 | 175.8 | 110 | N |  |  | OP | X | 4 | 2003 |  |  | N | IPP Non-CHP | 2 | X | NG | [9 empty] | N | N |  | 12H | [23 empty] | N | N
60431 | MRP Generation Holdings, LLC | 55518 | High Desert Power Plant | CA | San Bernardino | CTG2 | Natural Gas Fired Combined Cycle | CT | STG1 | S | X | N | ROADWAY_1_N001 | CEC Plant ID G0778 | 173 | 0.9 | 157.6 | 175.8 | 110 | N |  |  | OP | X | 4 | 2003 |  |  | N | IPP Non-CHP | 2 | X | NG | [9 empty] | N | N |  | 12H | [23 empty] | N | N
60431 | MRP Generation Holdings, LLC | 55518 | High Desert Power Plant | CA | San Bernardino | CTG3 | Natural Gas Fired Combined Cycle | CT | STG1 | S | X | N | ROADWAY_1_N001 | CEC Plant ID G0778 | 173 | 0.9 | 156.5 | 175.8 | 110 | N |  |  | OP | X | 4 | 2003 |  |  | N | IPP Non-CHP | 2 | X | NG | [9 empty] | N | N |  | 12H | [23 empty] | N | N
60431 | MRP Generation Holdings, LLC | 55518 | High Desert Power Plant | CA | San Bernardino | STG1 | Natural Gas Fired Combined Cycle | CA | STG1 | S | Y | X | ROADWAY_1_N001 | CEC Plant ID G0778 | 333 | 0.9 | 304.8 | 310.6 | 60 | N |  |  | OP | X | 4 | 2003 |  |  | N | IPP Non-CHP | 2 | X | NG | [9 empty] | N | N |  | 12H | [23 empty] | N | N
20323 | Wellhead Services, Inc | 55538 | Escondido Energy Center | CA | San Diego | CTG1 | Natural Gas Fired Combustion Turbine | GT |  | S | X | X |  |  | 54 | 0.9 | 54 | 54 | 24.3 | N |  |  | OP | X | 1 | 2014 |  |  | N | IPP Non-CHP | 2 | X | NG | [10 empty] | N |  | 10M | [23 empty] | N
20323 | Wellhead Services, Inc | 55540 | Chula Vista Energy Center | CA | San Diego | GEN1 | Natural Gas Fired Combustion Turbine | GT |  | S | X | X |  |  | 37.2 | 0.85 | 37.2 | 37.2 | 30 | N |  |  | OP | X | 5 | 2001 |  |  | N | IPP Non-CHP | 2 | X | NG | [9 empty] | N |  |  | 10M | [23 empty] | N | N
49981 | Diamond Generating Corporation | 55541 | Indigo Energy Facility | CA | Riverside | CTG1 | Natural Gas Fired Combustion Turbine | GT |  | S | X | X |  |  | 49.9 | 0.95 | 46.7 | 46.7 | 37.4 | N |  |  | OP | X | 7 | 2001 |  |  | N | IPP Non-CHP | 2 | X | NG | [9 empty] | N | N |  | 10M | [23 empty] | N | N | N
49981 | Diamond Generating Corporation | 55541 | Indigo Energy Facility | CA | Riverside | CTG2 | Natural Gas Fired Combustion Turbine | GT |  | S | X | X |  |  | 49.9 | 0.95 | 47.6 | 47.6 | 38.1 | N |  |  | OP | X | 7 | 2001 |  |  | N | IPP Non-CHP | 2 | X | NG | [9 empty] | N | N |  | 10M | [23 empty] | N | N | N
49981 | Diamond Generating Corporation | 55541 | Indigo Energy Facility | CA | Riverside | CTG3 | Natural Gas Fired Combustion Turbine | GT |  | S | X | X |  |  | 49.9 | 0.95 | 48.2 | 48.2 | 38.6 | N |  |  | OP | X | 8 | 2001 |  |  | N | IPP Non-CHP | 2 | X | NG | [9 empty] | N | N |  | 10M | [23 empty] | N | N | N
49981 | Diamond Generating Corporation | 55542 | Larkspur Energy Facility | CA | San Diego | CTG1 | Natural Gas Fired Combustion Turbine | GT |  | S | X | X |  |  | 49.9 | 0.95 | 45.6 | 45.6 | 36.5 | N |  |  | OP | X | 7 | 2001 |  |  | N | IPP Non-CHP | 2 | X | NG | DFO | [8 empty] | N | N |  | 10M | [23 empty] | Y | Y | Y
49981 | Diamond Generating Corporation | 55542 | Larkspur Energy Facility | CA | San Diego | CTG2 | Natural Gas Fired Combustion Turbine | GT |  | S | X | X |  |  | 49.9 | 0.95 | 46 | 46 | 36.8 | N |  |  | OP | X | 7 | 2001 |  |  | N | IPP Non-CHP | 2 | X | NG | DFO | [8 empty] | N | N |  | 10M | [23 empty] | Y | Y | Y
991 | Air Products & Chemicals Inc | 55557 | Wilmington Hydrogen Plant | CA | Los Angeles | T101 | All Other | ST |  | S | X | X |  |  | 31.9 | 0.8 | 28.1 | 27.7 | 0 | N |  |  | OP | X | 3 | 1996 |  |  | Y | Industrial CHP | 7 | B | WH | [5 empty] | NG |  |  |  | N | N |  | OVER | [23 empty] | N
57250 | MM Prima Deshecha Energy LLC | 55601 | Prima Plant | CA | Orange | UNT1 | Landfill Gas | IC |  | S | X | X |  |  | 3 | 0.98 | 2.7 | 2.7 | 2.4 | N |  |  | OP | X | 3 | 1999 |  |  | N | IPP Non-CHP | 2 | X | LFG | [9 empty] | N | N |  | 1H | [20 empty] | Y | 10 | 2022 | N
57250 | MM Prima Deshecha Energy LLC | 55601 | Prima Plant | CA | Orange | UNT2 | Landfill Gas | IC |  | S | X | X |  |  | 3 | 0.98 | 2.7 | 2.7 | 2.4 | N |  |  | OP | X | 3 | 1999 |  |  | N | IPP Non-CHP | 2 | X | LFG | [9 empty] | N | N |  | 1H | [20 empty] | Y | 10 | 2022 | N
16764 | City of San Diego | 55602 | North City - Landfill Gas Engines South | CA | San Diego | UNT1 | Landfill Gas | IC |  | S | X | X |  |  | 0.9 | 0.8 | 0.9 | 0.9 | 0.7 | N |  |  | OP | X | 3 | 1999 |  |  | N | IPP Non-CHP | 2 | X | LFG | NG | [8 empty] | N |  |  | 1H | [23 empty] | Y | N | N
16764 | City of San Diego | 55602 | North City - Landfill Gas Engines South | CA | San Diego | UNT2 | Landfill Gas | IC |  | S | X | X |  |  | 0.9 | 0.8 | 0.9 | 0.9 | 0.7 | N |  |  | OP | X | 3 | 1999 |  |  | N | IPP Non-CHP | 2 | X | LFG | NG | [8 empty] | N |  |  | 1H | [23 empty] | Y | N | N
16764 | City of San Diego | 55602 | North City - Landfill Gas Engines South | CA | San Diego | UNT3 | Landfill Gas | IC |  | S | X | X |  |  | 0.9 | 0.8 | 0.9 | 0.9 | 0.7 | N |  |  | OP | X | 3 | 1999 |  |  | N | IPP Non-CHP | 2 | X | LFG | NG | [8 empty] | N |  |  | 1H | [23 empty] | Y | N | N
16764 | City of San Diego | 55602 | North City - Landfill Gas Engines South | CA | San Diego | UNT4 | Landfill Gas | IC |  | S | X | X |  |  | 0.9 | 0.8 | 0.9 | 0.9 | 0.7 | N |  |  | OP | X | 3 | 1999 |  |  | N | IPP Non-CHP | 2 | X | LFG | NG | [8 empty] | N |  |  | 1H | [23 empty] | Y | N | N
49971 | Creed Energy Center LLC | 55625 | Creed Energy Center | CA | Solano | CT1 | Natural Gas Fired Combustion Turbine | GT |  | S | X | X | NP-15 |  | 47 | 0.85 | 45 | 45 | 20 | N |  |  | OP | X | 1 | 2003 |  |  | N | IPP Non-CHP | 2 | X | NG | [5 empty] | NG |  |  |  |  | N |  | 1H | [20 empty] | N |  |  | N | N | N
49972 | Gilroy Energy Center LLC | 55626 | Lambie Energy Center | CA | Solano | CT1 | Natural Gas Fired Combustion Turbine | GT |  | S | X | X | NP-15 |  | 47 | 0.85 | 45 | 45 | 20 | N |  |  | OP | X | 1 | 2003 |  |  | N | IPP Non-CHP | 2 | X | NG | [5 empty] | NG |  |  |  | N | N |  | 1H | [20 empty] | N |  |  | N | N
49970 | Goose Haven Energy Center | 55627 | Goose Haven Energy Center | CA | Solano | CT1 | Natural Gas Fired Combustion Turbine | GT |  | S | X | X | NP15 |  | 47 | 0.85 | 45 | 45 | 20 | N |  |  | OP | X | 1 | 2003 |  |  | N | IPP Non-CHP | 2 | X | NG | [5 empty] | NG |  |  |  | N | N |  | 1H | [20 empty] | N |  |  | N | N | N
2820 | Calpine Corp - Pastoria Energy Center | 55656 | Pastoria Energy Facility, LLC | CA | Kern | CT01 | Natural Gas Fired Combined Cycle | CT | PB01 | S | X | Y | SP-15 | SP-15 | 168 | 0.85 | 175 | 185 | 90 | N |  |  | OP | X | 7 | 2005 |  |  | N | IPP Non-CHP | 2 | X | NG | [9 empty] | N | N |  | 12H | [23 empty] | N | N | N
2820 | Calpine Corp - Pastoria Energy Center | 55656 | Pastoria Energy Facility, LLC | CA | Kern | CT02 | Natural Gas Fired Combined Cycle | CT | PB01 | S | X | Y | SP-15 | SP-15 | 168 | 0.85 | 173 | 183 | 90 | N |  |  | OP | X | 7 | 2005 |  |  | N | IPP Non-CHP | 2 | X | NG | [9 empty] | N | N |  | 12H | [23 empty] | N | N | N
2820 | Calpine Corp - Pastoria Energy Center | 55656 | Pastoria Energy Facility, LLC | CA | Kern | CT04 | Natural Gas Fired Combined Cycle | CT | PB02 | S | X | Y | SP-15 | SP-15 | 168 | 0.85 | 171 | 181 | 85 | N | 5 | 2019 | OP | X | 5 | 2005 |  |  | N | IPP Non-CHP | 2 | X | NG | [9 empty] | N | N |  | 12H | [23 empty] | N | N | N
2820 | Calpine Corp - Pastoria Energy Center | 55656 | Pastoria Energy Facility, LLC | CA | Kern | ST03 | Natural Gas Fired Combined Cycle | CA | PB01 | S | N | X | SP-15 | SP-15 | 185 | 0.85 | 174 | 184 | 50 | N |  |  | OP | X | 7 | 2005 |  |  | N | IPP Non-CHP | 2 | X | NG | [9 empty] | N | N |  | 12H | [23 empty] | N
2820 | Calpine Corp - Pastoria Energy Center | 55656 | Pastoria Energy Facility, LLC | CA | Kern | ST05 | Natural Gas Fired Combined Cycle | CA | PB02 | S | N | X | SP-15 | SP-15 | 90 | 0.85 | 87 | 89 | 50 | N |  |  | OP | X | 5 | 2005 |  |  | N | IPP Non-CHP | 2 | X | NG | [9 empty] | N | N |  | 12H | [23 empty] | N
7724 | MRP San Joaquin Energy LLC. | 55698 | Hanford Energy Park Peaker | CA | Kings | HEP1 | Natural Gas Fired Combustion Turbine | GT |  | S | X | X | GWFPWR_1_UNITS-APND | GWFPWR_1_UNITS-APND | 46.1 | 0.85 | 45.9 | 48.7 | 22 | N |  |  | OP | X | 9 | 2001 |  |  | N | IPP Non-CHP | 2 | X | NG | [9 empty] | N | N |  | 10M | [23 empty] | N | N | N
7724 | MRP San Joaquin Energy LLC. | 55698 | Hanford Energy Park Peaker | CA | Kings | HEP2 | Natural Gas Fired Combustion Turbine | GT |  | S | X | X | GWFPWR_1_UNITS-APND | GWFPWR_1_UNITS-APND | 46.1 | 0.85 | 45.9 | 48.7 | 22 | N |  |  | OP | X | 9 | 2001 |  |  | N | IPP Non-CHP | 2 | X | NG | [9 empty] | N | N |  | 10M | [23 empty] | N | N | N
19740 | AES Wind Generation Inc | 55719 | Mountain View I&2 | CA | Riverside | GEN2 | Onshore Wind Turbine | WT |  | W | X | X |  |  | 22.2 |  | 22.2 | 22.2 | 0 | N |  |  | OP | X | 7 | 2001 |  |  | N | IPP Non-CHP | 2 | X | WND | [11 empty] | 37
19740 | AES Wind Generation Inc | 55719 | Mountain View I&2 | CA | Riverside | GENI | Onshore Wind Turbine | WT |  | W | X | X |  |  | 42.6 |  | 42.6 | 42.6 | 0 | N |  |  | OP | X | 6 | 2001 |  |  | N | IPP Non-CHP | 2 | X | WND | [9 empty] | N |  | 74
2860 | Los Esteros Critical Energy Facility LLC | 55748 | Los Esteros Critical Energy Center | CA | Santa Clara | CAG5 | Natural Gas Fired Combined Cycle | CA | CC1 | S | Y | X |  |  | 126.1 | 0.85 | 126.1 | 126.1 | 126.1 | N |  |  | OP | X | 8 | 2013 |  |  | N | IPP Non-CHP | 2 | X | NG | [9 empty] | N | N |  | 12H | [23 empty] | N | N | N
2860 | Los Esteros Critical Energy Facility LLC | 55748 | Los Esteros Critical Energy Center | CA | Santa Clara | CTG1 | Natural Gas Fired Combined Cycle | CT | CC1 | S | X | Y |  |  | 45 | 0.85 | 45 | 45 | 23 | N |  |  | OP | X | 2 | 2003 |  |  | N | IPP Non-CHP | 2 | X | NG | [10 empty] | N |  | 1H | [23 empty] | N | N | N
2860 | Los Esteros Critical Energy Facility LLC | 55748 | Los Esteros Critical Energy Center | CA | Santa Clara | CTG2 | Natural Gas Fired Combined Cycle | CT | CC1 | S | X | Y |  |  | 45 | 0.85 | 45 | 45 | 23 | N |  |  | OP | X | 2 | 2003 |  |  | N | IPP Non-CHP | 2 | X | NG | [9 empty] | N | N |  | 1H | [23 empty] | N | N | N
2860 | Los Esteros Critical Energy Facility LLC | 55748 | Los Esteros Critical Energy Center | CA | Santa Clara | CTG3 | Natural Gas Fired Combined Cycle | CT | CC1 | S | X | Y |  |  | 45 | 0.85 | 45 | 45 | 23 | N |  |  | OP | X | 2 | 2003 |  |  | N | IPP Non-CHP | 2 | X | NG | [9 empty] | N | N |  | 1H | [23 empty] | N
2860 | Los Esteros Critical Energy Facility LLC | 55748 | Los Esteros Critical Energy Center | CA | Santa Clara | CTG4 | Natural Gas Fired Combined Cycle | CT | CC1 | S | X | Y |  |  | 45 | 0.85 | 45 | 45 | 23 | N |  |  | OP | X | 2 | 2003 |  |  | N | IPP Non-CHP | 2 | X | NG | [9 empty] | N | N |  | 1H | [23 empty] | N
17412 | County of Sonoma Dept of Trnsp | 55752 | Sonoma Central Landfill Phase I | CA | Sonoma | P-11 | Landfill Gas | IC |  | S | X | X | SNMALF_6_UNITS |  | 0.8 | 0.8 | 0.7 | 0.7 | 0.4 | N |  |  | OP | X | 7 | 1993 |  |  | N | Commercial Non-CHP | 4 | X | LFG | [9 empty] | N | N |  | 1H | [23 empty] | N | N | N
17412 | County of Sonoma Dept of Trnsp | 55752 | Sonoma Central Landfill Phase I | CA | Sonoma | P-12 | Landfill Gas | IC |  | S | X | X | SNMALF_6_UNITS |  | 0.8 | 0.8 | 0.7 | 0.7 | 0.4 | N |  |  | OP | X | 7 | 1993 |  |  | N | Commercial Non-CHP | 4 | X | LFG | [9 empty] | N | N |  | 1H | [23 empty] | N | N | N
17412 | County of Sonoma Dept of Trnsp | 55752 | Sonoma Central Landfill Phase I | CA | Sonoma | P-13 | Landfill Gas | IC |  | S | X | X | SNMALF_6_UNITS |  | 0.8 | 0.8 | 0.7 | 0.7 | 0.4 | N |  |  | OP | X | 7 | 1993 |  |  | N | Commercial Non-CHP | 4 | X | LFG | [9 empty] | N | N |  | 1H | [23 empty] | N | N | N
17412 | County of Sonoma Dept of Trnsp | 55752 | Sonoma Central Landfill Phase I | CA | Sonoma | P-14 | Landfill Gas | IC |  | S | X | X |  |  | 0.8 | 0.8 | 0.7 | 0.7 | 0.4 | N |  |  | OP | X | 7 | 1993 |  |  | N | Commercial Non-CHP | 4 | X | LFG | [9 empty] | N | N |  | 1H | [23 empty] | N
17412 | County of Sonoma Dept of Trnsp | 55753 | Sonoma Central Landfill Phase II | CA | Sonoma | P-21 | Landfill Gas | IC |  | S | X | X |  |  | 0.8 | 0.8 | 0.7 | 0.7 | 0.4 | N |  |  | OP | X | 6 | 1996 |  |  | N | Commercial Non-CHP | 4 | X | LFG | [9 empty] | N | N |  | 1H | [23 empty] | N | N | N
17412 | County of Sonoma Dept of Trnsp | 55753 | Sonoma Central Landfill Phase II | CA | Sonoma | P-22 | Landfill Gas | IC |  | S | X | X |  |  | 0.8 | 0.8 | 0.7 | 0.7 | 0.4 | N |  |  | OP | X | 6 | 1996 |  |  | N | Commercial Non-CHP | 4 | X | LFG | [9 empty] | N | N |  | 1H | [23 empty] | N | N | N
17412 | County of Sonoma Dept of Trnsp | 55753 | Sonoma Central Landfill Phase II | CA | Sonoma | P-23 | Landfill Gas | IC |  | S | X | X |  |  | 0.8 | 0.8 | 0.7 | 0.7 | 0.4 | N |  |  | OP | X | 6 | 1996 |  |  | N | Commercial Non-CHP | 4 | X | LFG | [9 empty] | N | N |  | 1H | [23 empty] | N | N | N
17412 | County of Sonoma Dept of Trnsp | 55753 | Sonoma Central Landfill Phase II | CA | Sonoma | P-24 | Landfill Gas | IC |  | S | X | X |  |  | 0.8 | 0.8 | 0.7 | 0.7 | 0.4 | N |  |  | OP | X | 6 | 1996 |  |  | N | Commercial Non-CHP | 4 | X | LFG | [9 empty] | N | N |  | 1H | [23 empty] | N | N | N
16546 | Sacramento County of Dpt Waste | 55766 | Kiefer Landfill | CA | Sacramento | 361A | Landfill Gas | IC |  | S | X | X |  |  | 3 | 0.8 | 2.8 | 2.8 | 2.5 | N |  |  | OP | X | 12 | 1999 |  |  | N | Commercial Non-CHP | 4 | X | LFG | [9 empty] | N | N |  | 1H | [23 empty] | N | N | N
16546 | Sacramento County of Dpt Waste | 55766 | Kiefer Landfill | CA | Sacramento | 361B | Landfill Gas | IC |  | S | X | X |  |  | 3 | 0.8 | 2.8 | 2.8 | 2.5 | N |  |  | OP | X | 12 | 1999 |  |  | N | Commercial Non-CHP | 4 | X | LFG | [9 empty] | N | N |  | 1H | [23 empty] | N | N | N
16546 | Sacramento County of Dpt Waste | 55766 | Kiefer Landfill | CA | Sacramento | 361C | Landfill Gas | IC |  | S | X | X |  |  | 3 | 0.8 | 2.8 | 2.8 | 2.5 | N |  |  | OP | X | 12 | 1999 |  |  | N | Commercial Non-CHP | 4 | X | LFG | [9 empty] | N | N |  | 1H | [23 empty] | N | N | N
7724 | MRP San Joaquin Energy LLC. | 55807 | Henrietta Peaker | CA | Kings | HPP1 | Natural Gas Fired Combustion Turbine | GT |  | S | X | X | GWFGT1_7_B1 | GWFGT1_7_B1 | 49 | 0.85 | 46.3 | 48.3 | 22 | N |  |  | OP | X | 6 | 2002 |  |  | N | IPP Non-CHP | 2 | X | NG | [9 empty] | N | N |  | 10M | [23 empty] | N | N | N
7724 | MRP San Joaquin Energy LLC. | 55807 | Henrietta Peaker | CA | Kings | HPP2 | Natural Gas Fired Combustion Turbine | GT |  | S | X | X | GWFGT2_7_B1 | GWFGT2_7_B1 | 49 | 0.85 | 46.1 | 47.8 | 22 | N |  |  | OP | X | 6 | 2002 |  |  | N | IPP Non-CHP | 2 | X | NG | [9 empty] | N | N |  | 10M | [23 empty] | N | N | N
3028 | Calpine Gilroy Cogen LP | 55810 | Gilroy Peaking Energy Center | CA | Santa Clara | S3 | Natural Gas Fired Combustion Turbine | GT |  | W | X | X |  |  | 45 | 1 | 45 | 45 | 20 | N |  |  | OP | X | 11 | 2001 |  |  | N | IPP Non-CHP | 2 | X | NG | [9 empty] | N | N |  | 1H | [23 empty] | N | N | N
3028 | Calpine Gilroy Cogen LP | 55810 | Gilroy Peaking Energy Center | CA | Santa Clara | S4 | Natural Gas Fired Combustion Turbine | GT |  | W | X | X |  |  | 45 | 1 | 45 | 45 | 20 | N |  |  | OP | X | 11 | 2001 |  |  | N | IPP Non-CHP | 2 | X | NG | [9 empty] | N | N |  | 1H | [23 empty] | N | N | N
3028 | Calpine Gilroy Cogen LP | 55810 | Gilroy Peaking Energy Center | CA | Santa Clara | S5 | Natural Gas Fired Combustion Turbine | GT |  | W | X | X |  |  | 45 | 1 | 45 | 45 | 20 | N |  |  | OP | X | 2 | 2002 |  |  | N | IPP Non-CHP | 2 | X | NG | [9 empty] | N | N |  | 1H | [23 empty] | N | N | N
2865 | Calpine Corp-King City | 55811 | King City Peaking | CA | Monterey | CTG1 | Natural Gas Fired Combustion Turbine | GT |  | S | X | X |  |  | 47.3 | 0.85 | 44 | 44.5 | 20 | N |  |  | OP | X | 4 | 2002 |  |  | N | IPP Non-CHP | 2 | X | NG | [5 empty] | NG |  |  |  | N | N |  | 1H | [23 empty] | N | N
2867 | Calpine Corp-Yuba City | 55813 | Yuba City Energy Center | CA | Sutter | CTG1 | Natural Gas Fired Combustion Turbine | GT |  | S | X | X |  |  | 47.3 | 0.9 | 45 | 45 | 20 | N |  |  | OP | X | 8 | 2002 |  |  | N | IPP Non-CHP | 2 | X | NG | [9 empty] | N |  |  | 1H | [20 empty] | N |  |  | N | N | N
2867 | Calpine Corp-Yuba City | 55847 | Feather River Energy Center | CA | Sutter | CTG1 | Natural Gas Fired Combustion Turbine | GT |  | S | X | X |  |  | 47 | 0.9 | 45 | 45 | 20 | N |  |  | OP | X | 1 | 2003 |  |  | N | IPP Non-CHP | 2 | X | NG | [9 empty] | N | N |  | 1H | [23 empty] | N | N | N
19676 | Valero Refining Co California | 55851 | Valero Refinery Cogeneration Unit 1 | CA | Solano | GT 1 | Natural Gas Fired Combustion Turbine | GT |  | S | X | X |  |  | 49.9 | 1 | 45.4 | 46.8 | 35 | N |  |  | OP | X | 10 | 2002 |  |  | Y | Industrial CHP | 7 | T | NG | OG | [8 empty] | N |  |  | 12H | [23 empty] | Y | Y | N
49972 | Gilroy Energy Center LLC | 55855 | Wolfskill Energy Center | CA | Solano | CTG1 | Natural Gas Fired Combustion Turbine | GT |  | S | X | X | NP-15 |  | 47 | 0.85 | 45 | 45 | 20 | N |  |  | OP | X | 1 | 2003 |  |  | N | IPP Non-CHP | 2 | X | NG | [5 empty] | NG |  |  |  |  | N |  | 1H | [23 empty] | N | N | N
20323 | Wellhead Services, Inc | 55874 | Panoche Peaker | CA | Fresno | 8 | Natural Gas Fired Combustion Turbine | GT |  | J | X | X |  |  | 56.7 | 0.9 | 56.7 | 56.7 | 35 | N |  |  | OP | X | 8 | 1973 |  |  | N | IPP Non-CHP | 2 | X | NG | [9 empty] | N | N |  | 10M | [23 empty] | N
17412 | County of Sonoma Dept of Trnsp | 55880 | Sonoma Central Landfill Phase III | CA | Sonoma | P-31 | Landfill Gas | IC |  | S | X | X |  |  | 0.8 | 0.8 | 0.7 | 0.7 | 0.4 | N |  |  | OP | X | 7 | 2004 |  |  | N | Commercial Non-CHP | 4 | X | LFG | [9 empty] | N | N |  | 1H | [23 empty] | N | N | N
17412 | County of Sonoma Dept of Trnsp | 55880 | Sonoma Central Landfill Phase III | CA | Sonoma | P-32 | Landfill Gas | IC |  | S | X | X |  |  | 0.8 | 0.8 | 0.7 | 0.7 | 0.4 | N |  |  | OP | X | 7 | 2004 |  |  | N | Commercial Non-CHP | 4 | X | LFG | [9 empty] | N | N |  | 1H | [23 empty] | N | N | N
7724 | MRP San Joaquin Energy LLC. | 55933 | Tracy Combined Cycle Power Plant | CA | San Joaquin | TCC1 | Natural Gas Fired Combined Cycle | CA | CC12 | S | Y | X | SCHLTE_1_PL1X3-APND | SCHLTE_1_PL1X3-APND | 167.3 | 0.85 | 156.2 | 167.3 | 30 | N |  |  | OP | X | 7 | 2012 |  |  | N | IPP Non-CHP | 2 | X | NG | [9 empty] | N | N |  | 12H | [23 empty] | N | N | N
7724 | MRP San Joaquin Energy LLC. | 55933 | Tracy Combined Cycle Power Plant | CA | San Joaquin | TPP1 | Natural Gas Fired Combined Cycle | CT | CC12 | S | X | N | SCHLTE_1_PL1X3-APND | SCHLTE_1_PL1X3-APND | 84.4 | 0.85 | 82.1 | 87.5 | 58 | N |  |  | OP | X | 4 | 2003 |  |  | N | IPP Non-CHP | 2 | X | NG | [9 empty] | N | N |  | 12H | [23 empty] | N | N | N
7724 | MRP San Joaquin Energy LLC. | 55933 | Tracy Combined Cycle Power Plant | CA | San Joaquin | TPP2 | Natural Gas Fired Combined Cycle | CT | CC12 | S | X | N | SCHLTE_1_PL1X3-APND | SCHLTE_1_PL1X3-APND | 84.4 | 0.85 | 81.8 | 87.4 | 58 | N |  |  | OP | X | 4 | 2003 |  |  | N | IPP Non-CHP | 2 | X | NG | [9 empty] | N | N |  | 12H | [23 empty] | N | N | N
4382 | Colton Power LP | 55934 | Century Generating Facility | CA | San Bernardino | C1 | Natural Gas Fired Combustion Turbine | GT |  | S | X | X | CENTRY_6_PL1X4 | SLIC SP15 | 11.2 | 1 | 9.5 | 11 | 6 | N |  |  | OP | X | 9 | 2001 |  |  | N | IPP Non-CHP | 2 | X | NG | [9 empty] | N | N |  | 12H | [23 empty] | N | N | N
4382 | Colton Power LP | 55934 | Century Generating Facility | CA | San Bernardino | C2 | Natural Gas Fired Combustion Turbine | GT |  | S | X | X | CENTRY_6_PL1X4 | SLIC SP15 | 11.2 | 1 | 9.5 | 11 | 6 | N |  |  | OP | X | 9 | 2001 |  |  | N | IPP Non-CHP | 2 | X | NG | [9 empty] | N | N |  | 12H | [23 empty] | N | N | N
4382 | Colton Power LP | 55934 | Century Generating Facility | CA | San Bernardino | C3 | Natural Gas Fired Combustion Turbine | GT |  | S | X | X | CENTRY_6_PL1X4 | SLIC SP15 | 11.2 | 1 | 9.5 | 11 | 6 | N |  |  | OP | X | 9 | 2001 |  |  | N | IPP Non-CHP | 2 | X | NG | [9 empty] | N | N |  | 12H | [23 empty] | N | N | N
4382 | Colton Power LP | 55934 | Century Generating Facility | CA | San Bernardino | C4 | Natural Gas Fired Combustion Turbine | GT |  | S | X | X | CENTRY_6_PL1X4 | SLIC SP15 | 11.2 | 1 | 9.5 | 11 | 6 | N |  |  | OP | X | 9 | 2001 |  |  | N | IPP Non-CHP | 2 | X | NG | [9 empty] | N | N |  | 12H | [23 empty] | N | N | N
4382 | Colton Power LP | 55935 | Drews Generating Facility | CA | San Bernardino | D1 | Natural Gas Fired Combustion Turbine | GT |  | S | X | X | DREWS_6_PL1X4 | SLIC SP15 | 11.2 | 1 | 9.5 | 11 | 6 | N |  |  | OP | X | 8 | 2001 |  |  | N | IPP Non-CHP | 2 | X | NG | [9 empty] | N | N |  | 12H | [23 empty] | N
4382 | Colton Power LP | 55935 | Drews Generating Facility | CA | San Bernardino | D2 | Natural Gas Fired Combustion Turbine | GT |  | S | X | X | DREWS_6_PL1X4 | SLIC SP15 | 11.2 | 1 | 9.5 | 11 | 6 | N |  |  | OP | X | 8 | 2001 |  |  | N | IPP Non-CHP | 2 | X | NG | [9 empty] | N | N |  | 12H | [23 empty] | N
4382 | Colton Power LP | 55935 | Drews Generating Facility | CA | San Bernardino | D3 | Natural Gas Fired Combustion Turbine | GT |  | S | X | X | DREWS_6_PL1X4 | SLIC SP15 | 11.2 | 1 | 9.5 | 11 | 6 | N |  |  | OP | X | 8 | 2001 |  |  | N | IPP Non-CHP | 2 | X | NG | [9 empty] | N | N |  | 12H | [23 empty] | N
4382 | Colton Power LP | 55935 | Drews Generating Facility | CA | San Bernardino | D4 | Natural Gas Fired Combustion Turbine | GT |  | S | X | X | DREWS_6_PL1X4 | SLIC SP15 | 11.2 | 1 | 9.5 | 11 | 6 | N |  |  | OP | X | 8 | 2001 |  |  | N | IPP Non-CHP | 2 | X | NG | [9 empty] | N | N |  | 12H | [23 empty] | N
13989 | California Resources Elk Hills LLC | 55950 | Elk Hills Cogen | CA | Kern | U1 | Natural Gas Fired Combustion Turbine | GT |  | S | X | X |  |  | 23.3 | 0.85 | 23.3 | 24.1 | 14 | N |  |  | SB | N | 11 | 1994 |  |  | Y | Industrial CHP | 7 | T | NG | [9 empty] | N | N |  | 12H | [20 empty] | N |  |  | N | N | N
13989 | California Resources Elk Hills LLC | 55950 | Elk Hills Cogen | CA | Kern | U2 | Natural Gas Fired Combustion Turbine | GT |  | S | X | X |  |  | 23.3 | 0.85 | 23.3 | 24.1 | 14 | N |  |  | SB | N | 11 | 1994 |  |  | Y | Industrial CHP | 7 | T | NG | [9 empty] | N | N |  | 12H | [20 empty] | N |  |  | N | N | N
5532 | E I Colton LLC | 55951 | Agua Mansa Power Plant | CA | San Bernardino | AMP1 | Natural Gas Fired Combustion Turbine | GT |  | W | X | X |  |  | 60.5 | 0.85 | 40 | 43 | 36 | N |  |  | OP | X | 6 | 2003 |  |  | N | Electric Utility | 1 | X | NG | [9 empty] | N | N |  | 1H | [23 empty] | N | N | N
2874 | Gilroy Energy Center for Riverview | 55963 | Riverview Energy Center | CA | Contra Costa | CTG1 | Natural Gas Fired Combustion Turbine | GT |  | S | X | X | NP15 |  | 47 | 0.85 | 46.1 | 46.1 | 20 | N |  |  | OP | X | 5 | 2003 |  |  | N | IPP Non-CHP | 2 | X | NG | [5 empty] | NG |  |  |  | N | N |  | 1H | [20 empty] | N |  |  | N | N | N
16534 | Sacramento Municipal Util Dist | 55970 | Cosumnes | CA | Sacramento | 1 | Natural Gas Fired Combined Cycle | CA | CCC1 | W | N | X |  |  | 190 | 0.85 | 171 | 178.6 | 160 | N |  |  | OP | X | 2 | 2006 |  |  | N | Electric Utility | 1 | X | NG | [9 empty] | N | N |  | 12H | [23 empty] | N | N | N
16534 | Sacramento Municipal Util Dist | 55970 | Cosumnes | CA | Sacramento | 2 | Natural Gas Fired Combined Cycle | CT | CCC1 | W | X | Y |  |  | 196.8 | 0.85 | 185 | 202 | 160 | N | 4 | 2019 | OP | X | 2 | 2006 |  |  | N | Electric Utility | 1 | X | NG | OBG | [8 empty] | N | N |  | 12H | [23 empty] | Y | Y | N
16534 | Sacramento Municipal Util Dist | 55970 | Cosumnes | CA | Sacramento | 3 | Natural Gas Fired Combined Cycle | CT | CCC1 | W | X | Y |  |  | 170 | 0.85 | 189 | 201 | 160 | N |  |  | OP | X | 2 | 2006 |  |  | N | Electric Utility | 1 | X | NG | [9 empty] | N | N |  | 12H | [23 empty] | N | N | N
49899 | CalEnergy Operating Corporation | 55983 | Salton Sea Power LLC - Unit 5 | CA | Imperial | TG51 | Geothermal | ST |  | W | X | X |  |  | 58.3 | 0.9 | 46 | 46 | 2 | N |  |  | OP | X | 4 | 2000 |  |  | N | IPP Non-CHP | 2 | X | GEO | [5 empty] | GEO |  |  |  | N | N |  | 12H | [23 empty] | N
49899 | CalEnergy Operating Corporation | 55984 | CE Turbo LLC | CA | Imperial | TG21 | Geothermal | ST |  | W | X | X |  |  | 11.5 | 0.9 | 10 | 10 | 2 | N |  |  | OP | X | 7 | 2000 |  |  | N | IPP Non-CHP | 2 | X | GEO | [5 empty] | GEO |  |  |  | N | N |  | 12H | [23 empty] | N
16609 | San Diego Gas & Electric Co | 55985 | Palomar Energy | CA | San Diego | CTG1 | Natural Gas Fired Combined Cycle | CT | CC1 | S | X | N | PALOMR_2_PL1X3-APND | PALOMR_2_PL1X3-APND | 165 | 0.85 | 170 | 170.5 | 65 | N |  |  | OP | X | 10 | 2005 |  |  | N | Electric Utility | 1 | X | NG | [9 empty] | N | N |  | 12H | [23 empty] | N | N | N
16609 | San Diego Gas & Electric Co | 55985 | Palomar Energy | CA | San Diego | CTG2 | Natural Gas Fired Combined Cycle | CT | CC1 | S | X | N | PALOMR_2_PL1X3-APND | PALOMR_2_PL1X3-APND | 165 | 0.85 | 170 | 170.5 | 65 | N |  |  | OP | X | 11 | 2005 |  |  | N | Electric Utility | 1 | X | NG | [9 empty] | N | N |  | 12H | [23 empty] | N | N | N
16609 | San Diego Gas & Electric Co | 55985 | Palomar Energy | CA | San Diego | STG | Natural Gas Fired Combined Cycle | CA | CC1 | S | Y | X | PALOMR_2_PL1X3-APND | PALOMR_2_PL1X3-APND | 229 | 0.85 | 222 | 229 | 70 | N |  |  | OP | X | 1 | 2006 |  |  | N | Electric Utility | 1 | X | NG | [9 empty] | N | N |  | 12H | [23 empty] | N | N | N
17058 | Shell Wind Energy Inc. | 56011 | Cabazon Wind Partners | CA | Riverside | V-47 | Onshore Wind Turbine | WT |  | J | X | X |  |  | 41 |  | 41 | 41 | 2.6 | N |  |  | OP | X | 10 | 2002 |  |  | N | IPP Non-CHP | 2 | X | WND | [9 empty] | N | N | 62
17058 | Shell Wind Energy Inc. | 56012 | Whitewater Hill Wind Partners | CA | Riverside | 1 | Onshore Wind Turbine | WT |  | J | X | X |  |  | 61.5 |  | 61.5 | 61.5 | 2.6 | N |  |  | OP | X | 10 | 2002 |  |  | N | IPP Non-CHP | 2 | X | WND | [9 empty] | N | N | 41
16655 | City of Santa Clara - (CA) | 56026 | Donald Von Raesfeld Power Plant | CA | Santa Clara | CTG1 | Natural Gas Fired Combined Cycle | CT | DVR1 | S | X | N | POD_DUANE_1_PL1X3-APND | POD_DUANE_1_PL1X3-APND | 50 | 0.85 | 50 | 50 | 10 | N |  |  | OP | X | 3 | 2005 |  |  | N | Electric Utility | 1 | X | NG | [9 empty] | N | N |  | 12H | [23 empty] | N
16655 | City of Santa Clara - (CA) | 56026 | Donald Von Raesfeld Power Plant | CA | Santa Clara | CTG2 | Natural Gas Fired Combined Cycle | CT | DVR1 | S | X | N | POD_DUANE_1_PL1X3-APND | POD_DUANE_1_PL1X3-APND | 50 | 0.85 | 50 | 50 | 10 | N |  |  | OP | X | 3 | 2005 |  |  | N | Electric Utility | 1 | X | NG | [9 empty] | N | N |  | 12H | [23 empty] | N
16655 | City of Santa Clara - (CA) | 56026 | Donald Von Raesfeld Power Plant | CA | Santa Clara | STG | Natural Gas Fired Combined Cycle | CA | DVR1 | S | Y | X | POD_DUANE_1_PL1X3-APND | POD_DUANE_1_PL1X3-APND | 54 | 0.85 | 47.8 | 47.8 | 13 | N |  |  | OP | X | 3 | 2005 |  |  | N | Electric Utility | 1 | X | NG | [9 empty] | N | N |  | 12H | [23 empty] | N
5571 | East Bay Municipal Util Dist | 56036 | WWTP Power Generation Station | CA | Alameda | GEN1 | Other Waste Biomass | IC |  | S | X | X | OAK C_1_EBMUD |  | 2.2 | 0.8 | 2 | 2 | 1.5 | N |  |  | OP | X | 8 | 1985 |  |  | Y | Commercial CHP | 5 | T | OBG | DFO | [8 empty] | N | N |  | 12H | [23 empty] | Y | Y | N
5571 | East Bay Municipal Util Dist | 56036 | WWTP Power Generation Station | CA | Alameda | GEN2 | Other Waste Biomass | IC |  | S | X | X | OAK C_1_EBMUD |  | 2.2 | 0.8 | 2 | 2 | 1.5 | N |  |  | OP | X | 8 | 1985 |  |  | Y | Commercial CHP | 5 | T | OBG | DFO | [8 empty] | N | N |  | 12H | [23 empty] | Y | Y | N
5571 | East Bay Municipal Util Dist | 56036 | WWTP Power Generation Station | CA | Alameda | GEN3 | Other Waste Biomass | IC |  | S | X | X | OAK C_1_EBMUD |  | 2.2 | 0.8 | 2 | 2 | 1.5 | N |  |  | OP | X | 8 | 1985 |  |  | Y | Commercial CHP | 5 | T | OBG | DFO | [8 empty] | N | N |  | 12H | [23 empty] | Y | Y | N
19798 | City of Vernon | 56039 | H. Gonzales | CA | Los Angeles | G1 | Natural Gas Fired Combustion Turbine | GT |  | S | X | X | VERNON_6_N005 |  | 5.9 | 0.8 | 5.4 | 5.9 | 5.4 | N |  |  | OP | X | 1 | 1987 |  |  | N | Electric Utility | 1 | X | NG | [9 empty] | N | N |  | 10M | [20 empty] | N |  |  | N | N | N
19798 | City of Vernon | 56039 | H. Gonzales | CA | Los Angeles | G2 | Natural Gas Fired Combustion Turbine | GT |  | S | X | X | VERNON_6_N006 |  | 5.9 | 0.8 | 5.4 | 5.9 | 5.4 | N |  |  | OP | X | 1 | 1987 |  |  | N | Electric Utility | 1 | X | NG | [9 empty] | N | N |  | 10M | [20 empty] | N |  |  | N | N | N
29116 | Colorado Energy Management LLC | 56041 | Malburg | CA | Los Angeles | M1 | Natural Gas Fired Combined Cycle | CT | MGS | W | X | N | VERNON_6_MALBERG-APND (CAISO) | VERNON_6_MALBERG-APND (CAISO) | 40 | 0.8 | 44 | 44 | 22 | N |  |  | OP | X | 10 | 2005 |  |  | N | IPP Non-CHP | 2 | X | NG | OBG | [8 empty] | N | N |  | 12H | [23 empty] | N
29116 | Colorado Energy Management LLC | 56041 | Malburg | CA | Los Angeles | M2 | Natural Gas Fired Combined Cycle | CT | MGS | W | X | N |  |  | 40 | 0.8 | 44 | 44 | 22 | N |  |  | OP | X | 10 | 2005 |  |  | N | IPP Non-CHP | 2 | X | NG | OBG | [8 empty] | N | N |  | 12H | [23 empty] | N
29116 | Colorado Energy Management LLC | 56041 | Malburg | CA | Los Angeles | M3 | Natural Gas Fired Combined Cycle | CA | MGS | W | Y | X |  |  | 50 | 0.85 | 51 | 51 | 13 | N |  |  | OP | X | 10 | 2005 |  |  | N | IPP Non-CHP | 2 | X | NG | OBG | [8 empty] | N | N |  | 12H | [23 empty] | N
2507 | City of Burbank Water and Power | 56046 | Magnolia Power Project | CA | Los Angeles | 1 | Natural Gas Fired Combined Cycle | CT | CC1 | W | X | N |  |  | 198.9 | 0.85 | 161 | 165 | 57 | N |  |  | OP | X | 9 | 2005 |  |  | N | Electric Utility | 1 | X | NG | [9 empty] | N | N |  | 12H | [23 empty] | N | N | N
2507 | City of Burbank Water and Power | 56046 | Magnolia Power Project | CA | Los Angeles | 2 | Natural Gas Fired Combined Cycle | CA | CC1 | W | Y | X |  |  | 188.7 | 0.85 | 140 | 140 | 60 | N |  |  | OP | X | 9 | 2005 |  |  | N | Electric Utility | 1 | X | NG | [5 empty] | NG |  |  |  | N | N |  | 12H | [23 empty] | N | N | N
18986 | THUMS Long Beach Company | 56051 | THUMS | CA | Los Angeles | GEN1 | Natural Gas Fired Combustion Turbine | GT |  | S | X | X |  |  | 57.4 | 0.85 | 45 | 45 | 10 | N |  |  | OP | X | 1 | 2003 |  |  | N | Industrial Non-CHP | 6 | X | NG | [9 empty] | N | N |  | 1H | [23 empty] | N | N | N
8565 | FPLE High Winds, LLC | 56075 | High Winds LLC | CA | Solano | 1 | Onshore Wind Turbine | WT |  | W | X | X |  |  | 145.8 |  | 145.8 | 145.8 | 8.1 | N |  |  | OP | X | 7 | 2003 |  |  | N | IPP Non-CHP | 2 | X | WND | [9 empty] | N | N | 81 | [24 empty] | N
8565 | FPLE High Winds, LLC | 56075 | High Winds LLC | CA | Solano | 2 | Onshore Wind Turbine | WT |  | S | X | X |  |  | 16.2 |  | 16.2 | 16.2 | 1.1 | N |  |  | OP | X | 12 | 2003 |  |  | N | IPP Non-CHP | 2 | X | WND | [9 empty] | N | N | 9 | [24 empty] | N
19281 | Turlock Irrigation District | 56078 | Walnut Energy Center | CA | Stanislaus | 1 | Natural Gas Fired Combined Cycle | CT | WEC | S | X | N |  |  | 94.9 | 0.85 | 84 | 84 | 42 | N |  |  | OP | X | 2 | 2006 |  |  | N | Electric Utility | 1 | X | NG | [9 empty] | N |  |  | 12H | [23 empty] | N
19281 | Turlock Irrigation District | 56078 | Walnut Energy Center | CA | Stanislaus | 2 | Natural Gas Fired Combined Cycle | CT | WEC | S | X | N |  |  | 94.9 | 0.85 | 84 | 84 | 42 | N |  |  | OP | X | 2 | 2006 |  |  | N | Electric Utility | 1 | X | NG | [9 empty] | N |  |  | 12H | [23 empty] | N
19281 | Turlock Irrigation District | 56078 | Walnut Energy Center | CA | Stanislaus | 3 | Natural Gas Fired Combined Cycle | CA | WEC | S | N | X |  |  | 110.8 | 0.85 | 101 | 101 | 38 | N |  |  | OP | X | 2 | 2006 |  |  | N | Electric Utility | 1 | X | NG | [9 empty] | N |  |  | 12H | [23 empty] | N
16657 | San Jose/Santa Clara Water P C | 56080 | SJ/SC WPCP | CA | Santa Clara | EG1 | Natural Gas Internal Combustion Engine | IC |  | S | X | X |  |  | 2.8 | 0.92 | 2.8 | 2.8 | 2 | N |  |  | OP | X | 11 | 1995 | 6 | 2021 | Y | Commercial CHP | 5 | T | NG | OBG | DFO | [7 empty] | N | N |  | 1H | [23 empty] | Y | Y | Y
16657 | San Jose/Santa Clara Water P C | 56080 | SJ/SC WPCP | CA | Santa Clara | EG2 | Natural Gas Internal Combustion Engine | IC |  | S | X | X |  |  | 2.8 | 0.92 | 2.8 | 2.8 | 2 | N |  |  | OP | X | 7 | 1985 | 6 | 2021 | Y | Commercial CHP | 5 | T | NG | OBG | [8 empty] | N | N |  | 1H | [23 empty] | Y | Y | N
16657 | San Jose/Santa Clara Water P C | 56080 | SJ/SC WPCP | CA | Santa Clara | EG3 | Natural Gas Internal Combustion Engine | IC |  | S | X | X |  |  | 2.8 | 0.92 | 2.8 | 2.8 | 2 | N |  |  | OP | X | 7 | 1985 | 6 | 2021 | Y | Commercial CHP | 5 | T | NG | OBG | [8 empty] | N | N |  | 1H |  |  |  |  | N | [18 empty] | Y | Y | N
16657 | San Jose/Santa Clara Water P C | 56080 | SJ/SC WPCP | CA | Santa Clara | EG4 | Other Waste Biomass | IC |  | S | X | X |  |  | 3.5 | 0.8 | 3.2 | 3.2 | 1.8 | N |  |  | OP | X | 10 | 2020 |  |  | Y | Commercial CHP | 5 | X | OBG | NG | [8 empty] | N | N |  | 1H | [23 empty] | Y | Y | N
16657 | San Jose/Santa Clara Water P C | 56080 | SJ/SC WPCP | CA | Santa Clara | EG5 | Other Waste Biomass | IC |  | S | X | X |  |  | 3.5 | 0.8 | 3.2 | 3.2 | 1.8 | N |  |  | OP | X | 10 | 2020 |  |  | N | Commercial CHP | 5 | X | OBG | NG | [8 empty] | N | N |  | 1H | [23 empty] | Y | Y | N
16657 | San Jose/Santa Clara Water P C | 56080 | SJ/SC WPCP | CA | Santa Clara | EG6 | Other Waste Biomass | IC |  | S | X | X |  |  | 3.5 | 0.8 | 3.2 | 3.2 | 1.8 | N |  |  | OP | X | 10 | 2020 |  |  | N | Commercial CHP | 5 | X | OBG | NG | [8 empty] | N | N |  | 1H | [23 empty] | Y | Y | N
16657 | San Jose/Santa Clara Water P C | 56080 | SJ/SC WPCP | CA | Santa Clara | EG7 | Other Waste Biomass | IC |  | S | X | X |  |  | 3.5 | 0.8 | 3.2 | 3.2 | 1.8 | N |  |  | OP | X | 10 | 2020 |  |  | N | Commercial CHP | 5 | X | OBG | NG | [8 empty] | N | N |  | 1H | [23 empty] | Y | Y | N
61143 | Bridge Energy LLC | 56090 | Blacksand Generating Facility | CA | Orange | D182 | Other Gases | GT |  | S | X | X |  |  | 4 | 0.8 | 2.5 | 2.5 | 2.1 | N |  |  | OP | X | 6 | 2000 |  |  | N | Industrial Non-CHP | 6 | X | OG | [5 empty] | OG |  |  |  | N | N |  | 1H | [20 empty] | N |  |  | N | N | N
61143 | Bridge Energy LLC | 56090 | Blacksand Generating Facility | CA | Orange | D189 | Other Gases | GT |  | S | X | X |  |  | 3.7 | 0.8 | 3 | 3 | 2.1 | N |  |  | OP | X | 11 | 2000 |  |  | N | Industrial Non-CHP | 6 | X | OG | [5 empty] | OG |  |  |  | N | N |  | 1H | [20 empty] | N |  |  | N | N | N
61143 | Bridge Energy LLC | 56090 | Blacksand Generating Facility | CA | Orange | D190 | Other Gases | GT |  | S | X | X |  |  | 0.3 | 1 | 0.3 | 0.3 | 0.3 | N |  |  | OP | X | 9 | 2012 |  |  | N | Industrial Non-CHP | 6 | X | OG | [5 empty] | OG |  |  |  | N | N |  | 10M | [20 empty] | N |  |  | N | N | N
15399 | Avangrid Renewables LLC | 56112 | Mountain View III | CA | Riverside | V47 | Onshore Wind Turbine | WT |  | S | X | X |  |  | 22.4 |  | 22.4 | 22.4 | 0 | N |  |  | OP | X | 12 | 2003 |  |  | N | IPP Non-CHP | 2 | X | WND | [10 empty] | N | 34 | [21 empty] | N |  |  | N
30076 | Calleguas Mun Water District | 56125 | Springville Hydroelectric | CA | Ventura | 4152 | Conventional Hydroelectric | HY |  | S | X | X |  |  | 1 | 1 | 1 | 1 | 0.4 | N |  |  | OP | X | 3 | 1994 |  |  | N | IPP Non-CHP | 2 | X | WAT | [9 empty] | N | N |  | 1H | [20 empty] | N |  |  | N
55934 | City of Stockton MUD | 56134 | Regional Wastewater Control Facility | CA | San Joaquin | 0101 | Other Waste Biomass | IC |  | S | X | X |  |  | 1 | 1 | 1 | 1 | 0.8 | N |  |  | OP | X | 11 | 2000 |  |  | Y | Commercial CHP | 5 | T | OBG | NG | [8 empty] | N | N |  | 10M | [23 empty] | Y | Y | N
55934 | City of Stockton MUD | 56134 | Regional Wastewater Control Facility | CA | San Joaquin | 0301 | Other Waste Biomass | IC |  | S | X | X |  |  | 1 | 1 | 1 | 1 | 0.8 | N |  |  | OA | X | 11 | 2000 |  |  | Y | Commercial CHP | 5 | T | OBG | NG | [8 empty] | N | N |  | 10M | [23 empty] | Y | N | N
55934 | City of Stockton MUD | 56134 | Regional Wastewater Control Facility | CA | San Joaquin | 0401 | Other Waste Biomass | IC |  | S | X | X |  |  | 1 | 1 | 1 | 1 | 0.8 | N |  |  | OP | X | 11 | 2000 |  |  | Y | Commercial CHP | 5 | T | OBG | NG | [8 empty] | N | N |  | 10M | [23 empty] | Y | Y | N
55934 | City of Stockton MUD | 56134 | Regional Wastewater Control Facility | CA | San Joaquin | 0501 | Petroleum Liquids | IC |  | S | X | X |  |  | 1.8 | 1 | 1 | 1 | 0.8 | N |  |  | SB | Y | 11 | 2000 |  |  | Y | Commercial CHP | 5 | T | DFO | [9 empty] | N | N |  | 10M | [23 empty] | N
12745 | Modesto Irrigation District | 56135 | Ripon Generation Station | CA | San Joaquin | 1 | Natural Gas Fired Combustion Turbine | GT |  | S | X | X |  |  | 60.5 | 0.85 | 50 | 50 | 20 | N |  |  | OP | X | 6 | 2006 |  |  | N | Electric Utility | 1 | X | NG | [5 empty] | NG |  |  |  | N | N |  | 1H | [23 empty] | N | N | N
12745 | Modesto Irrigation District | 56135 | Ripon Generation Station | CA | San Joaquin | 2 | Natural Gas Fired Combustion Turbine | GT |  | S | X | X |  |  | 60.5 | 0.85 | 50 | 50 | 20 | N |  |  | OP | X | 6 | 2006 |  |  | N | Electric Utility | 1 | X | NG | [5 empty] | NG |  |  |  | N | N |  | 1H | [23 empty] | N | N | N
16088 | City of Riverside - (CA) | 56143 | Riverside Energy Resource Center | CA | Riverside | 1 | Natural Gas Fired Combustion Turbine | GT |  | S | X | X | POD_RVSIDE_6_RERCU1-APND | POD_RVSIDE_6_RERC1-APND | 50 | 0.9 | 50 | 50 | 20 | N |  |  | OP | X | 6 | 2006 |  |  | N | Electric Utility | 1 | X | NG | [5 empty] | NG |  |  |  | N | N |  | 10M | [23 empty] | N | N | N
16088 | City of Riverside - (CA) | 56143 | Riverside Energy Resource Center | CA | Riverside | 2 | Natural Gas Fired Combustion Turbine | GT |  | S | X | X | POD_RVSIDE_6_RERCU2-APND | POD_RVSIDE_6_RERCU2-APND | 50 | 0.9 | 50 | 50 | 20 | N |  |  | OP | X | 7 | 2006 |  |  | N | Electric Utility | 1 | X | NG | [5 empty] | NG |  |  |  | N | N |  | 10M | [23 empty] | N | N | N
16088 | City of Riverside - (CA) | 56143 | Riverside Energy Resource Center | CA | Riverside | 3 | Natural Gas Fired Combustion Turbine | GT |  | S | X | X | RERCU3_7_GN001 | RERCU3_7_GN001 | 48 | 0.9 | 48 | 48 | 20 | N |  |  | OP | X | 4 | 2011 |  |  | N | Electric Utility | 1 | X | NG | [5 empty] | NG |  |  |  | N | N |  | 10M | [23 empty] | N | N | N
16088 | City of Riverside - (CA) | 56143 | Riverside Energy Resource Center | CA | Riverside | 4 | Natural Gas Fired Combustion Turbine | GT |  | S | X | X | RERCU4_7_GN001 | RERCU4_7_GN001 | 48 | 0.9 | 48 | 48 | 20 | N |  |  | OP | X | 4 | 2011 |  |  | N | Electric Utility | 1 | X | NG | [5 empty] | NG |  |  |  | N | N |  | 10M | [23 empty] | N | N | N
16088 | City of Riverside - (CA) | 56144 | Springs Generating Station | CA | Riverside | 1 | Natural Gas Fired Combustion Turbine | GT |  | S | X | X | RVSIDE_6_SPRING-APND | RVSIDE_6_SPRING-APND | 10 | 0.8 | 10 | 10 | 8 | N |  |  | OP | X | 7 | 2002 |  |  | N | Electric Utility | 1 | X | NG | [5 empty] | NG |  |  |  | N | N |  | 12H | [23 empty] | N | N | N
16088 | City of Riverside - (CA) | 56144 | Springs Generating Station | CA | Riverside | 2 | Natural Gas Fired Combustion Turbine | GT |  | S | X | X | RVSIDE_6_SPRING-APND | RVSIDE_6_SPRING-APND | 10 | 0.8 | 10 | 10 | 8 | N |  |  | OP | X | 7 | 2002 |  |  | N | Electric Utility | 1 | X | NG | [5 empty] | NG |  |  |  | N | N |  | 12H | [23 empty] | N | N | N
16088 | City of Riverside - (CA) | 56144 | Springs Generating Station | CA | Riverside | 3 | Natural Gas Fired Combustion Turbine | GT |  | S | X | X | RVSIDE_6_SPRING-APND | RVSIDE_6_SPRING-APND | 10 | 0.8 | 10 | 10 | 8 | N |  |  | OP | X | 7 | 2002 |  |  | N | Electric Utility | 1 | X | NG | [5 empty] | NG |  |  |  | N | N |  | 12H | [23 empty] | N | N | N
16088 | City of Riverside - (CA) | 56144 | Springs Generating Station | CA | Riverside | 4 | Natural Gas Fired Combustion Turbine | GT |  | S | X | X | RVSIDE_6_SPRING-APND | RVSIDE_6_SPRING-APND | 10 | 0.8 | 10 | 10 | 8 | N |  |  | OP | X | 7 | 2002 |  |  | N | Electric Utility | 1 | X | NG | [5 empty] | NG |  |  |  | N | N |  | 12H | [23 empty] | N | N | N
55784 | California Power Holdings LLC | 56184 | Red Bluff | CA | Tehama | IC1 | Natural Gas Internal Combustion Engine | IC |  | S | X | X |  |  | 2.9 | 0.8 | 2.8 | 2.8 | 1.2 | N |  |  | OP | X | 8 | 2001 |  |  | N | IPP Non-CHP | 2 | X | NG | [9 empty] | N | N |  | 10M | [23 empty] | N | N | N
55784 | California Power Holdings LLC | 56184 | Red Bluff | CA | Tehama | IC10 | Natural Gas Internal Combustion Engine | IC |  | S | X | X |  |  | 2.9 | 0.8 | 2.8 | 2.8 | 1.2 | N |  |  | OP | X | 8 | 2001 |  |  | N | IPP Non-CHP | 2 | X | NG | [9 empty] | N |  |  | 10M | [23 empty] | N | N | N
55784 | California Power Holdings LLC | 56184 | Red Bluff | CA | Tehama | IC11 | Natural Gas Internal Combustion Engine | IC |  | S | X | X |  |  | 2.9 | 0.8 | 2.8 | 2.8 | 1.2 | N |  |  | OP | X | 8 | 2001 |  |  | N | IPP Non-CHP | 2 | X | NG | [9 empty] | N |  |  | 10M | [23 empty] | N | N | N
55784 | California Power Holdings LLC | 56184 | Red Bluff | CA | Tehama | IC12 | Natural Gas Internal Combustion Engine | IC |  | S | X | X |  |  | 2.9 | 0.8 | 2.8 | 2.8 | 1.2 | N |  |  | OP | X | 8 | 2001 |  |  | N | IPP Non-CHP | 2 | X | NG | [9 empty] | N |  |  | 10M | [23 empty] | N | N | N
55784 | California Power Holdings LLC | 56184 | Red Bluff | CA | Tehama | IC13 | Natural Gas Internal Combustion Engine | IC |  | S | X | X |  |  | 2.9 | 0.8 | 2.8 | 2.8 | 1.2 | N |  |  | OP | X | 8 | 2001 |  |  | N | IPP Non-CHP | 2 | X | NG | [9 empty] | N |  |  | 10M | [23 empty] | N | N | N
55784 | California Power Holdings LLC | 56184 | Red Bluff | CA | Tehama | IC14 | Natural Gas Internal Combustion Engine | IC |  | S | X | X |  |  | 2.9 | 0.8 | 2.8 | 2.8 | 1.2 | N |  |  | OP | X | 8 | 2001 |  |  | N | IPP Non-CHP | 2 | X | NG | [9 empty] | N |  |  | 10M | [23 empty] | N | N | N
55784 | California Power Holdings LLC | 56184 | Red Bluff | CA | Tehama | IC15 | Natural Gas Internal Combustion Engine | IC |  | S | X | X |  |  | 2.9 | 0.8 | 2.8 | 2.8 | 1.2 | N |  |  | OP | X | 8 | 2001 |  |  | N | IPP Non-CHP | 2 | X | NG | [9 empty] | N |  |  | 10M | [23 empty] | N | N | N
55784 | California Power Holdings LLC | 56184 | Red Bluff | CA | Tehama | IC16 | Natural Gas Internal Combustion Engine | IC |  | S | X | X |  |  | 2.9 | 0.8 | 2.8 | 2.8 | 1.2 | N |  |  | OP | X | 8 | 2001 |  |  | N | IPP Non-CHP | 2 | X | NG | [9 empty] | N |  |  | 10M | [23 empty] | N | N | N
55784 | California Power Holdings LLC | 56184 | Red Bluff | CA | Tehama | IC2 | Natural Gas Internal Combustion Engine | IC |  | S | X | X |  |  | 2.9 | 0.8 | 2.8 | 2.8 | 1.2 | N |  |  | OP | X | 8 | 2001 |  |  | N | IPP Non-CHP | 2 | X | NG | [9 empty] | N |  |  | 10M | [23 empty] | N | N | N
55784 | California Power Holdings LLC | 56184 | Red Bluff | CA | Tehama | IC3 | Natural Gas Internal Combustion Engine | IC |  | S | X | X |  |  | 2.9 | 0.8 | 2.8 | 2.8 | 1.2 | N |  |  | OP | X | 8 | 2001 |  |  | N | IPP Non-CHP | 2 | X | NG | [9 empty] | N |  |  | 10M | [23 empty] | N | N | N
55784 | California Power Holdings LLC | 56184 | Red Bluff | CA | Tehama | IC4 | Natural Gas Internal Combustion Engine | IC |  | S | X | X |  |  | 2.9 | 0.8 | 2.8 | 2.8 | 1.2 | N |  |  | OP | X | 8 | 2001 |  |  | N | IPP Non-CHP | 2 | X | NG | [9 empty] | N |  |  | 10M | [23 empty] | N | N | N
55784 | California Power Holdings LLC | 56184 | Red Bluff | CA | Tehama | IC5 | Natural Gas Internal Combustion Engine | IC |  | S | X | X |  |  | 2.9 | 0.8 | 2.8 | 2.8 | 1.2 | N |  |  | OP | X | 8 | 2001 |  |  | N | IPP Non-CHP | 2 | X | NG | [9 empty] | N |  |  | 10M | [23 empty] | N | N | N
55784 | California Power Holdings LLC | 56184 | Red Bluff | CA | Tehama | IC6 | Natural Gas Internal Combustion Engine | IC |  | S | X | X |  |  | 2.9 | 0.8 | 2.8 | 2.8 | 1.2 | N |  |  | OP | X | 8 | 2001 |  |  | N | IPP Non-CHP | 2 | X | NG | [9 empty] | N |  |  | 10M | [23 empty] | N | N | N
55784 | California Power Holdings LLC | 56184 | Red Bluff | CA | Tehama | IC7 | Natural Gas Internal Combustion Engine | IC |  | S | X | X |  |  | 2.9 | 0.8 | 2.8 | 2.8 | 1.2 | N |  |  | OP | X | 8 | 2001 |  |  | N | IPP Non-CHP | 2 | X | NG | [9 empty] | N |  |  | 10M | [23 empty] | N | N | N
55784 | California Power Holdings LLC | 56184 | Red Bluff | CA | Tehama | IC8 | Natural Gas Internal Combustion Engine | IC |  | S | X | X |  |  | 2.9 | 0.8 | 2.8 | 2.8 | 1.2 | N |  |  | OP | X | 8 | 2001 |  |  | N | IPP Non-CHP | 2 | X | NG | [9 empty] | N |  |  | 10M | [23 empty] | N | N | N
55784 | California Power Holdings LLC | 56184 | Red Bluff | CA | Tehama | IC9 | Natural Gas Internal Combustion Engine | IC |  | S | X | X |  |  | 2.9 | 0.8 | 2.8 | 2.8 | 1.2 | N |  |  | OP | X | 8 | 2001 |  |  | N | IPP Non-CHP | 2 | X | NG | [9 empty] | N |  |  | 10M | [23 empty] | N | N | N
55784 | California Power Holdings LLC | 56185 | Chowchilla II | CA | Madera | IC1 | Natural Gas Internal Combustion Engine | IC |  | S | X | X |  |  | 3.1 | 0.8 | 3.1 | 3.1 | 2.1 | N |  |  | OP | X | 6 | 2001 |  |  | N | IPP Non-CHP | 2 | X | NG | [9 empty] | N |  |  | 10M | [23 empty] | N
55784 | California Power Holdings LLC | 56185 | Chowchilla II | CA | Madera | IC10 | Natural Gas Internal Combustion Engine | IC |  | S | X | X |  |  | 3.1 | 0.8 | 3.1 | 3.1 | 2.1 | N |  |  | OP | X | 6 | 2001 |  |  | N | IPP Non-CHP | 2 | X | NG | [9 empty] | N |  |  | 10M | [23 empty] | N
55784 | California Power Holdings LLC | 56185 | Chowchilla II | CA | Madera | IC11 | Natural Gas Internal Combustion Engine | IC |  | S | X | X |  |  | 3.1 | 0.8 | 3.1 | 3.1 | 2.1 | N |  |  | OP | X | 6 | 2001 |  |  | N | IPP Non-CHP | 2 | X | NG | [9 empty] | N |  |  | 10M | [23 empty] | N
55784 | California Power Holdings LLC | 56185 | Chowchilla II | CA | Madera | IC12 | Natural Gas Internal Combustion Engine | IC |  | S | X | X |  |  | 3.1 | 0.8 | 3.1 | 3.1 | 2.1 | N |  |  | OP | X | 6 | 2001 |  |  | N | IPP Non-CHP | 2 | X | NG | [9 empty] | N |  |  | 10M | [23 empty] | N
55784 | California Power Holdings LLC | 56185 | Chowchilla II | CA | Madera | IC13 | Natural Gas Internal Combustion Engine | IC |  | S | X | X |  |  | 3.1 | 0.8 | 3.1 | 3.1 | 2.1 | N |  |  | OP | X | 6 | 2001 |  |  | N | IPP Non-CHP | 2 | X | NG | [9 empty] | N |  |  | 10M | [23 empty] | N
55784 | California Power Holdings LLC | 56185 | Chowchilla II | CA | Madera | IC14 | Natural Gas Internal Combustion Engine | IC |  | S | X | X |  |  | 3.1 | 0.8 | 3.1 | 3.1 | 2.1 | N |  |  | OP | X | 6 | 2001 |  |  | N | IPP Non-CHP | 2 | X | NG | [9 empty] | N |  |  | 10M | [23 empty] | N
55784 | California Power Holdings LLC | 56185 | Chowchilla II | CA | Madera | IC15 | Natural Gas Internal Combustion Engine | IC |  | S | X | X |  |  | 3.1 | 0.8 | 3.1 | 3.1 | 2.1 | N |  |  | OP | X | 6 | 2001 |  |  | N | IPP Non-CHP | 2 | X | NG | [9 empty] | N |  |  | 10M | [23 empty] | N
55784 | California Power Holdings LLC | 56185 | Chowchilla II | CA | Madera | IC16 | Natural Gas Internal Combustion Engine | IC |  | S | X | X |  |  | 3.1 | 0.8 | 3.1 | 3.1 | 2.1 | N |  |  | OP | X | 6 | 2001 |  |  | N | IPP Non-CHP | 2 | X | NG | [9 empty] | N |  |  | 10M | [23 empty] | N
55784 | California Power Holdings LLC | 56185 | Chowchilla II | CA | Madera | IC2 | Natural Gas Internal Combustion Engine | IC |  | S | X | X |  |  | 3.1 | 0.8 | 3.1 | 3.1 | 2.1 | N |  |  | OP | X | 6 | 2001 |  |  | N | IPP Non-CHP | 2 | X | NG | [9 empty] | N |  |  | 10M | [23 empty] | N
55784 | California Power Holdings LLC | 56185 | Chowchilla II | CA | Madera | IC3 | Natural Gas Internal Combustion Engine | IC |  | S | X | X |  |  | 3.1 | 0.8 | 3.1 | 3.1 | 2.1 | N |  |  | OP | X | 6 | 2001 |  |  | N | IPP Non-CHP | 2 | X | NG | [9 empty] | N |  |  | 10M | [23 empty] | N
55784 | California Power Holdings LLC | 56185 | Chowchilla II | CA | Madera | IC4 | Natural Gas Internal Combustion Engine | IC |  | S | X | X |  |  | 3.1 | 0.8 | 3.1 | 3.1 | 2.1 | N |  |  | OP | X | 6 | 2001 |  |  | N | IPP Non-CHP | 2 | X | NG | [9 empty] | N |  |  | 10M | [23 empty] | N
55784 | California Power Holdings LLC | 56185 | Chowchilla II | CA | Madera | IC5 | Natural Gas Internal Combustion Engine | IC |  | S | X | X |  |  | 3.1 | 0.8 | 3.1 | 3.1 | 2.1 | N |  |  | OP | X | 6 | 2001 |  |  | N | IPP Non-CHP | 2 | X | NG | [9 empty] | N |  |  | 10M | [23 empty] | N
55784 | California Power Holdings LLC | 56185 | Chowchilla II | CA | Madera | IC6 | Natural Gas Internal Combustion Engine | IC |  | S | X | X |  |  | 3.1 | 0.8 | 3.1 | 3.1 | 2.1 | N |  |  | OP | X | 6 | 2001 |  |  | N | IPP Non-CHP | 2 | X | NG | [9 empty] | N |  |  | 10M | [23 empty] | N
55784 | California Power Holdings LLC | 56185 | Chowchilla II | CA | Madera | IC7 | Natural Gas Internal Combustion Engine | IC |  | S | X | X |  |  | 3.1 | 0.8 | 3.1 | 3.1 | 2.1 | N |  |  | OP | X | 6 | 2001 |  |  | N | IPP Non-CHP | 2 | X | NG | [9 empty] | N |  |  | 10M | [23 empty] | N
55784 | California Power Holdings LLC | 56185 | Chowchilla II | CA | Madera | IC8 | Natural Gas Internal Combustion Engine | IC |  | S | X | X |  |  | 3.1 | 0.8 | 3.1 | 3.1 | 2.1 | N |  |  | OP | X | 6 | 2001 |  |  | N | IPP Non-CHP | 2 | X | NG | [9 empty] | N |  |  | 10M | [23 empty] | N
55784 | California Power Holdings LLC | 56185 | Chowchilla II | CA | Madera | IC9 | Natural Gas Internal Combustion Engine | IC |  | S | X | X |  |  | 3.1 | 0.8 | 3.1 | 3.1 | 2.1 | N |  |  | OP | X | 6 | 2001 |  |  | N | IPP Non-CHP | 2 | X | NG | [9 empty] | N |  |  | 10M | [23 empty] | N
16609 | San Diego Gas & Electric Co | 56232 | Miramar Energy Facility | CA | San Diego | 1 | Natural Gas Fired Combustion Turbine | GT |  | S | X | X | MIRAMREF_7_B1 | MIRAMREF_7_B1 | 53 | 0.85 | 47 | 47 | 45 | N |  |  | OP | X | 6 | 2005 |  |  | N | Electric Utility | 1 | X | NG | [9 empty] | N | N |  | 10M | [23 empty] | N | N | N
16609 | San Diego Gas & Electric Co | 56232 | Miramar Energy Facility | CA | San Diego | 2 | Natural Gas Fired Combustion Turbine | GT |  | S | X | X | MRGT_6_NODE1 | MRGT_6_NODE1 | 53 | 0.85 | 47 | 47 | 45 | N |  |  | OP | X | 8 | 2009 |  |  | N | Electric Utility | 1 | X | NG | [9 empty] | N | N |  | 10M | [23 empty] | N | N | N
59527 | CalPeak Power, LLC | 56239 | Malaga Power LLC | CA | Fresno | GT-1 | Natural Gas Fired Combustion Turbine | GT |  | W | X | X | MALAGA_1_CTG1 | MALAGA_1_CTG1 | 60.5 | 0.85 | 48 | 48 | 46 | N |  |  | OP | X | 9 | 2005 |  |  | N | IPP Non-CHP | 2 | X | NG | [9 empty] | N | N |  | 10M | [23 empty] | N | N
59527 | CalPeak Power, LLC | 56239 | Malaga Power LLC | CA | Fresno | GT-2 | Natural Gas Fired Combustion Turbine | GT |  | W | X | X | MALAGA_1_CTG2 | MALAGA_1_CTG2 | 60.5 | 0.85 | 48 | 48 | 46 | N |  |  | OP | X | 9 | 2005 |  |  | N | IPP Non-CHP | 2 | X | NG | [9 empty] | N | N |  | 10M | [23 empty] | N | N
61728 | GlidePath Power Operations LLC | 56271 | Diablo Winds LLC | CA | Alameda | VEST | Onshore Wind Turbine | WT |  | S | X | X |  |  | 18 |  | 18 | 18 | 0 | N |  |  | OP | X | 12 | 2004 |  |  | N | IPP Non-CHP | 2 | X | WND | [9 empty] | N |  | 31 |  |  |  |  | N | [19 empty] | N
56899 | Wind Stream Operations LLC | 56275 | Helzel & Schwarzhoff 86 | CA | Kern | WGNS | Onshore Wind Turbine | WT |  | S | X | X |  |  | 2.4 |  | 2.4 | 2.4 | 2 | N |  |  | OP | X | 12 | 1986 |  |  | N | IPP Non-CHP | 2 | X | WND | [9 empty] | N | N | 27
56899 | Wind Stream Operations LLC | 56276 | ZCO | CA | Kern | WGNS | Onshore Wind Turbine | WT |  | S | X | X |  |  | 1.6 |  | 1.6 | 1.6 | 0 | N |  |  | OP | X | 12 | 1985 |  |  | N | IPP Non-CHP | 2 | X | WND | [9 empty] | N | N | 10 | [24 empty] | N
50045 | Phillips 66 Company | 56284 | Santa Maria EPG | CA | San Luis Obispo | EPG | Other Gases | ST |  | S | X | X |  |  | 5.5 | 0.85 | 5.3 | 5.3 | 2 | N |  |  | OP | X | 12 | 1995 | 12 | 2022 | N | Industrial Non-CHP | 6 | X | OG | NG |  |  |  |  | OG | NG |  |  | N | N | 0 | 12H | [20 empty] | N |  |  | Y | Y | N
50123 | Leeward Asset Management, LLC | 56295 | Kumeyaay Wind | CA | San Diego | 1 | Onshore Wind Turbine | WT |  | W | X | X |  |  | 50 |  | 50 | 50 | 0 | N |  |  | OP | X | 12 | 2005 |  |  | N | IPP Non-CHP | 2 | X | WND | [9 empty] | N |  | 25 | [24 empty] | N
16295 | City of Roseville - (CA) | 56298 | Roseville Energy Park | CA | Placer | 0001 | Natural Gas Fired Combined Cycle | CT | A101 | S | X | N |  |  | 40 | 0.8 | 38 | 42 | 23 | N |  |  | OP | X | 11 | 2007 |  |  | N | Electric Utility | 1 | X | NG | [12 empty] | 1H | [23 empty] | N | N | N
16295 | City of Roseville - (CA) | 56298 | Roseville Energy Park | CA | Placer | 0002 | Natural Gas Fired Combined Cycle | CT | A101 | S | X | N |  |  | 40 | 0.8 | 38 | 42 | 23 | N |  |  | OP | X | 11 | 2007 |  |  | N | Electric Utility | 1 | X | NG | [12 empty] | 1H | [23 empty] | N | N | N
16295 | City of Roseville - (CA) | 56298 | Roseville Energy Park | CA | Placer | 0003 | Natural Gas Fired Combined Cycle | CA | A101 | S | Y | X |  |  | 85 | 0.85 | 75 | 78 | 23 | N |  |  | OP | X | 11 | 2007 |  |  | N | Electric Utility | 1 | X | NG | [12 empty] | 1H | [23 empty] | N | N | N
2770 | Terra-Gen Operating Co-Wind | 56302 | Oasis Wind | CA | Kern | 1 | Onshore Wind Turbine | WT |  | S | X | X |  |  | 59 |  | 59 | 59 | 0 | N |  |  | OP | X | 12 | 2004 |  |  | N | IPP Non-CHP | 2 | X | WND | [11 empty] | 59
17612 | Bear Valley Electric Service | 56346 | Bear Valley Power Plant | CA | San Bernardino | ICE1 | Natural Gas Internal Combustion Engine | IC |  | S | X | X |  |  | 1.2 | 1 | 1.2 | 1.2 | 1.2 | N |  |  | OP | X | 1 | 2005 |  |  | N | Electric Utility | 1 | X | NG | [9 empty] | N | N |  | 10M | [20 empty] | N |  |  | N
17612 | Bear Valley Electric Service | 56346 | Bear Valley Power Plant | CA | San Bernardino | ICE2 | Natural Gas Internal Combustion Engine | IC |  | S | X | X |  |  | 1.2 | 1 | 1.2 | 1.2 | 1.2 | N |  |  | OP | X | 1 | 2005 |  |  | N | Electric Utility | 1 | X | NG | [9 empty] | N | N |  | 10M | [20 empty] | N |  |  | N
17612 | Bear Valley Electric Service | 56346 | Bear Valley Power Plant | CA | San Bernardino | ICE3 | Natural Gas Internal Combustion Engine | IC |  | S | X | X |  |  | 1.2 | 1 | 1.2 | 1.2 | 1.2 | N |  |  | OP | X | 1 | 2005 |  |  | N | Electric Utility | 1 | X | NG | [9 empty] | N | N |  | 10M | [20 empty] | N |  |  | N
17612 | Bear Valley Electric Service | 56346 | Bear Valley Power Plant | CA | San Bernardino | ICE4 | Natural Gas Internal Combustion Engine | IC |  | S | X | X |  |  | 1.2 | 1 | 1.2 | 1.2 | 1.2 | N |  |  | OP | X | 1 | 2005 |  |  | N | Electric Utility | 1 | X | NG | [9 empty] | N | N |  | 10M | [23 empty] | N
17612 | Bear Valley Electric Service | 56346 | Bear Valley Power Plant | CA | San Bernardino | ICE5 | Natural Gas Internal Combustion Engine | IC |  | S | X | X |  |  | 1.2 | 1 | 1.2 | 1.2 | 1.2 | N |  |  | OP | X | 1 | 2005 |  |  | N | Electric Utility | 1 | X | NG | [9 empty] | N | N |  | 10M | [20 empty] | N |  |  | N
17612 | Bear Valley Electric Service | 56346 | Bear Valley Power Plant | CA | San Bernardino | ICE6 | Natural Gas Internal Combustion Engine | IC |  | S | X | X |  |  | 1.2 | 1 | 1.2 | 1.2 | 1.2 | N |  |  | OP | X | 1 | 2005 |  |  | N | Electric Utility | 1 | X | NG | [9 empty] | N | N |  | 10M | [20 empty] | N |  |  | N
17612 | Bear Valley Electric Service | 56346 | Bear Valley Power Plant | CA | San Bernardino | ICE7 | Natural Gas Internal Combustion Engine | IC |  | S | X | X |  |  | 1.2 | 1 | 1.2 | 1.2 | 1.2 | N |  |  | OP | X | 1 | 2005 |  |  | N | Electric Utility | 1 | X | NG | [9 empty] | N | N |  | 10M | [20 empty] | N |  |  | N
16088 | City of Riverside - (CA) | 56356 | Clearwater Power Plant | CA | Riverside | CT1 | Natural Gas Fired Combined Cycle | CT | CC1 | S | X | Y | CORONS_6_CLRWTR-APND | CORONS_6_CLRWTR-APND | 41 | 0.85 | 21 | 21 | 15 | N |  |  | OP | X | 3 | 2005 |  |  | Y | Electric Utility | 1 | T | NG | [5 empty] | NG |  |  |  | N | N |  | 12H | [23 empty] | N | N | N
16088 | City of Riverside - (CA) | 56356 | Clearwater Power Plant | CA | Riverside | ST1 | Natural Gas Fired Combined Cycle | CA | CC1 | S | N | X | CORONS_6_CLRWTR-APND | CORONS_6_CLRWTR-APND | 8 | 0.8 | 7 | 7 | 5 | N |  |  | OP | X | 3 | 2005 |  |  | Y | Electric Utility | 1 | T | NG | [9 empty] | N | N |  | 12H | [23 empty] | N | N | N
15399 | Avangrid Renewables LLC | 56362 | Shiloh I Wind Project | CA | Solano | 1 | Onshore Wind Turbine | WT |  | S | X | X |  |  | 150 |  | 150 | 150 | 0 | N |  |  | OP | X | 5 | 2006 |  |  | N | IPP Non-CHP | 2 | X | WND | [10 empty] | N | 100 | [21 empty] | N |  |  | N
54814 | AMERESCO Santa Cruz Energy LLC | 56428 | Ameresco Santa Cruz Energy | CA | Santa Cruz | Unit1 | Landfill Gas | IC |  | S | X | X |  |  | 1 | 1 | 1 | 1 | 0.5 | N |  |  | OP | X | 1 | 2006 |  |  | N | IPP Non-CHP | 2 | X | LFG | [9 empty] | N | N |  | 10M | [23 empty] | N | N | N
54814 | AMERESCO Santa Cruz Energy LLC | 56428 | Ameresco Santa Cruz Energy | CA | Santa Cruz | Unit2 | Landfill Gas | IC |  | S | X | X |  |  | 1 | 1 | 1 | 1 | 0.5 | N |  |  | OP | X | 1 | 2006 |  |  | N | IPP Non-CHP | 2 | X | LFG | [9 empty] | N | N |  | 10M | [23 empty] | N | N | N
54814 | AMERESCO Santa Cruz Energy LLC | 56428 | Ameresco Santa Cruz Energy | CA | Santa Cruz | Unit3 | Landfill Gas | IC |  | S | X | X |  |  | 1 | 1 | 1 | 1 | 0.5 | N |  |  | OP | X | 1 | 2006 |  |  | N | IPP Non-CHP | 2 | X | LFG | [9 empty] | N | N |  | 10M | [23 empty] | N | N | N
11208 | Los Angeles Department of Water & Power | 56433 | Pine Tree Wind Power Project | CA | Kern | 1 | Onshore Wind Turbine | WT |  | S | X | X | none | none | 135 |  | 135 | 135 | 0 | N |  |  | OP | X | 6 | 2009 |  |  | N | Electric Utility | 1 | X | WND | [9 empty] | N | N | 90 | [21 empty] | N |  |  | N
50123 | Leeward Asset Management, LLC | 56446 | Buena Vista Energy LLC | CA | Contra Costa | 1 | Onshore Wind Turbine | WT |  | W | X | X |  |  | 38 |  | 38 | 38 | 0 | N |  |  | OP | X | 12 | 2006 |  |  | N | IPP Non-CHP | 2 | X | WND | [11 empty] | 38 | [24 empty] | N
54890 | Russell City Energy Company LLC | 56467 | Russell City Energy Center | CA | Alameda | CTG1 | Natural Gas Fired Combined Cycle | CT | CC1 | S | X | N |  |  | 200 | 0.9 | 185 | 200 | 117 | N |  |  | OP | X | 8 | 2013 |  |  | N | IPP Non-CHP | 2 | X | NG | [5 empty] | NG |  |  |  | N | N |  | 12H | [23 empty] | N | N | N
54890 | Russell City Energy Company LLC | 56467 | Russell City Energy Center | CA | Alameda | CTG2 | Natural Gas Fired Combined Cycle | CT | CC1 | S | X | N |  |  | 200 | 0.9 | 185 | 200 | 117 | N |  |  | OP | X | 8 | 2013 |  |  | N | IPP Non-CHP | 2 | X | NG | [5 empty] | NG |  |  |  | N | N |  | 12H | [23 empty] | N | N | N
54890 | Russell City Energy Company LLC | 56467 | Russell City Energy Center | CA | Alameda | STG1 | Natural Gas Fired Combined Cycle | CA | CC1 | S | Y | X |  |  | 255 | 0.9 | 245 | 248 | 65 | N |  |  | OP | X | 8 | 2013 |  |  | N | IPP Non-CHP | 2 | X | NG | [5 empty] | NG |  |  |  | N | N |  | 12H | [23 empty] | N | N | N
54894 | Roseburg Forest Products | 56469 | Roseburg Forest Products Biomass | CA | Siskiyou | 1 | Wood/Wood Waste Biomass | ST |  | S | X | X |  |  | 13.4 | 1 | 9 | 9 | 5 | N |  |  | OP | X | 12 | 2010 |  |  | Y | Industrial CHP | 7 | T | WDS | [5 empty] | WDS |  |  |  | N | N | 0 | OVER | [20 empty] | N |  |  | N | N | N
17609 | Southern California Edison Co | 56471 | McGrath Peaker | CA | Ventura | 1 | Natural Gas Fired Combustion Turbine | GT |  | S | X | X |  |  | 49.8 | 0.85 | 49 | 49 | 45.9 | N |  |  | OP | X | 11 | 2012 |  |  | N | Electric Utility | 1 | X | NG | [9 empty] | N |  |  | 10M | [23 empty] | N
17609 | Southern California Edison Co | 56472 | Grapeland Hybrid | CA | San Bernardino | 1 | Natural Gas Fired Combustion Turbine | GT |  | S | X | X |  |  | 49.8 | 0.85 | 46 | 46 | 1 | N |  |  | OP | X | 9 | 2007 |  |  | N | Electric Utility | 1 | X | NG | [9 empty] | N | N |  | 10M | [23 empty] | N
17609 | Southern California Edison Co | 56472 | Grapeland Hybrid | CA | San Bernardino | BA1 | Batteries | BA |  | S | X | X |  |  | 10 | 0.95 | 10 | 10 | 1 | N |  |  | OP | X | 12 | 2016 |  |  | N | Electric Utility | 1 | X | MWH | [9 empty] | N |  |  | 10M | [23 empty] | N | N
17609 | Southern California Edison Co | 56473 | Mira Loma Peaker | CA | San Bernardino | 1 | Natural Gas Fired Combustion Turbine | GT |  | S | X | X |  |  | 49.8 | 0.85 | 49 | 49 | 45.9 | N |  |  | OP | X | 9 | 2007 |  |  | N | Electric Utility | 1 | X | NG | [9 empty] | N |  |  | 10M | [23 empty] | N
17609 | Southern California Edison Co | 56474 | Barre Peaker | CA | Orange | 1 | Natural Gas Fired Combustion Turbine | GT |  | S | X | X |  |  | 49.8 | 0.85 | 49 | 49 | 46.9 | N |  |  | OP | X | 9 | 2007 |  |  | N | Electric Utility | 1 | X | NG | [9 empty] | N |  |  | 10M | [23 empty] | N
17609 | Southern California Edison Co | 56475 | Center Hybrid | CA | LOS ANGELES | 1 | Natural Gas Fired Combustion Turbine | GT |  | S | X | X |  |  | 49.8 | 0.85 | 47 | 47 | 1 | N |  |  | OP | X | 9 | 2007 |  |  | N | Electric Utility | 1 | X | NG | [9 empty] | N | N |  | 10M | [23 empty] | N
17609 | Southern California Edison Co | 56475 | Center Hybrid | CA | LOS ANGELES | BA1 | Batteries | BA |  | S | X | X |  |  | 10 | 0.95 | 10 | 10 | 1 | N |  |  | OP | X | 12 | 2016 |  |  | N | Electric Utility | 1 | X | MWH | [9 empty] | N |  |  | 10M | [23 empty] | N | N
14328 | Pacific Gas & Electric Co. | 56476 | Gateway Generating Station | CA | Contra Costa | A | Natural Gas Fired Combined Cycle | CT | CC1 | S | X | N | GATWAY_2_PL1X3-APND | GATWAY_2_PL1X3-APND | 203.2 | 0.85 | 177 | 181.4 | 75 | N |  |  | OP | X | 1 | 2009 |  |  | N | Electric Utility | 1 | X | NG | [9 empty] | N |  |  | 12H | [23 empty] | N | N | N
14328 | Pacific Gas & Electric Co. | 56476 | Gateway Generating Station | CA | Contra Costa | B | Natural Gas Fired Combined Cycle | CT | CC1 | S | X | N | GATWAY_2_PL1X3-APND | GATWAY_2_PL1X3-APND | 203.2 | 0.85 | 177 | 181.4 | 75 | N |  |  | OP | X | 1 | 2009 |  |  | N | Electric Utility | 1 | X | NG | [9 empty] | N |  |  | 12H | [23 empty] | N | N | N
14328 | Pacific Gas & Electric Co. | 56476 | Gateway Generating Station | CA | Contra Costa | C | Natural Gas Fired Combined Cycle | CA | CC1 | S | Y | X | GATWAY_2_PL1X3-APND | GATWAY_2_PL1X3-APND | 213.3 | 0.85 | 209.4 | 223 | 55 | N |  |  | OP | X | 1 | 2009 |  |  | N | Electric Utility | 1 | X | NG | [9 empty] | N |  |  | 12H | [23 empty] | N | N | N
14328 | Pacific Gas & Electric Co. | 56532 | Colusa Generating Station | CA | Colusa | A | Natural Gas Fired Combined Cycle | CT | CC1 | S | X | Y | COLUSA_2_PL1X3-APND | COLUSA_2_PL1X3-APND | 181.5 | 0.85 | 167 | 181 | 110 | N |  |  | OP | X | 12 | 2010 |  |  | N | Electric Utility | 1 | X | NG | [9 empty] | N |  |  | 12H | [23 empty] | N | N | N
14328 | Pacific Gas & Electric Co. | 56532 | Colusa Generating Station | CA | Colusa | B | Natural Gas Fired Combined Cycle | CT | CC1 | S | X | Y | COLUSA_2_PL1X3-APND | COLUSA_2_PL1X3-APND | 181.5 | 0.85 | 167 | 181 | 110 | N |  |  | OP | X | 12 | 2010 |  |  | N | Electric Utility | 1 | X | NG | [9 empty] | N |  |  | 12H | [23 empty] | N | N | N
14328 | Pacific Gas & Electric Co. | 56532 | Colusa Generating Station | CA | Colusa | C | Natural Gas Fired Combined Cycle | CA | CC1 | S | Y | X | COLUSA_2_PL1X3-APND | COLUSA_2_PL1X3-APND | 349.4 | 0.85 | 306 | 306 | 40 | N |  |  | OP | X | 12 | 2010 |  |  | N | Electric Utility | 1 | X | NG | [9 empty] | N |  |  | 12H | [23 empty] | N | N | N
9216 | Imperial Irrigation District | 56569 | Niland Gas Turbine Plant | CA | Imperial | 1 | Natural Gas Fired Combustion Turbine | GT |  | S | X | X |  |  | 60.5 | 0.85 | 43 | 45.1 | 15 | N |  |  | OP | X | 6 | 2008 |  |  | N | Electric Utility | 1 | X | NG | [9 empty] | N | N |  | 1H | [23 empty] | N | N | N
9216 | Imperial Irrigation District | 56569 | Niland Gas Turbine Plant | CA | Imperial | 2 | Natural Gas Fired Combustion Turbine | GT |  | S | X | X |  |  | 60.5 | 0.85 | 43.9 | 45.8 | 15 | N |  |  | OP | X | 6 | 2008 |  |  | N | Electric Utility | 1 | X | NG | [9 empty] | N | N |  | 1H | [23 empty] | N | N | N
2770 | Terra-Gen Operating Co-Wind | 56570 | Terra-Gen VG Wind LLC | CA | Kern | WGNS | Onshore Wind Turbine | WT |  | W | X | X |  |  | 7.4 |  | 7.4 | 7.4 | 0 | N |  |  | OP | X | 1 | 1984 |  |  | N | IPP Non-CHP | 2 | X | WND | [9 empty] | N | N | 10
27075 | San Diego County Water Auth | 56615 | Rancho Penasquitos | CA | San Diego | G100 | Conventional Hydroelectric | HY |  | S | X | X | CCRITA | CCRITA | 4.6 | 0.9 | 4.4 | 4.2 | 2.8 | N |  |  | OP | X | 1 | 2007 |  |  | N | IPP Non-CHP | 2 | X | WAT | [9 empty] | N | N |  | 10M | [15 empty] | HY | WAT | 4.2 | 6 | 2022 | N |  |  | N
59527 | CalPeak Power, LLC | 56639 | Midway Peaking LLC | CA | Fresno | 1 | Natural Gas Fired Combustion Turbine | GT |  | W | X | X | PNCHPP_1_CTG1 | PNCHPP_1_CTG1 | 69.9 | 0.85 | 55.6 | 60 | 23.9 | N |  |  | OP | X | 5 | 2009 |  |  | N | IPP Non-CHP | 2 | X | NG | [9 empty] | N | N |  | 10M | [23 empty] | N | N | N
59527 | CalPeak Power, LLC | 56639 | Midway Peaking LLC | CA | Fresno | 2 | Natural Gas Fired Combustion Turbine | GT |  | W | X | X | PNCHPP_1_CTG2 | PNCHPP_1_CTG2 | 69.9 | 0.85 | 55.6 | 60 | 23.9 | N |  |  | OP | X | 5 | 2009 |  |  | N | IPP Non-CHP | 2 | X | NG | [9 empty] | N | N |  | 10M | [23 empty] | N | N | N
56545 | Pattern Operators LP | 56654 | Hatchet Ridge Wind Project | CA | Shasta | 1 | Onshore Wind Turbine | WT |  | W | X | X |  |  | 101.2 |  | 101.2 | 101.2 | 101.2 | N |  |  | OP | X | 12 | 2010 |  |  | N | IPP Non-CHP | 2 | X | WND | [10 empty] | N | 44
55953 | Ampersand Chowchilla Biomass LLC | 56706 | Ampersand Chowchilla Biomass LLC | CA | Madera | AMPC | Wood/Wood Waste Biomass | ST |  | S | X | X | NP15 | NP15 | 12.5 | 0.85 | 10.5 | 10.5 | 8 | N |  |  | OP | X | 5 | 2008 |  |  | N | IPP Non-CHP | 2 | X | WDS | [5 empty] | NG |  |  |  | N | N |  | 12H | N |  |  |  | N | [18 empty] | N | N | N
55952 | Merced Power LLC | 56707 | El Nido Facility | CA | Merced | AMPC | Wood/Wood Waste Biomass | ST |  | S | X | X | NP15 | NP15 | 12.5 | 0.85 | 10.5 | 10.5 | 8 | N |  |  | OP | X | 8 | 2008 |  |  | N | IPP Non-CHP | 2 | X | WDS | [5 empty] | PG |  |  |  | N | N |  | 12H | [23 empty] | N | N | N
55961 | CalRenew-1 LLC | 56768 | CalRenew-1 | CA | Fresno | CR1 | Solar Photovoltaic | PV |  | S | X | X |  |  | 5 |  | 5 | 5 |  | N |  |  | OP | X | 4 | 2010 |  |  | N | IPP Non-CHP | 2 | X | SUN | [9 empty] | N
15399 | Avangrid Renewables LLC | 56791 | Dillon Wind LLC | CA | Riverside | 1 | Onshore Wind Turbine | WT |  | S | X | X |  |  | 45 |  | 45 | 45 | 0 | N |  |  | OP | X | 4 | 2008 |  |  | N | IPP Non-CHP | 2 | X | WND | [9 empty] | N | N | 45
56019 | Panoche Energy Center, LLC | 56803 | Panoche Energy Center | CA | Fresno | 1 | Natural Gas Fired Combustion Turbine | GT |  | S | X | X |  |  | 108 | 0.9 | 97 | 103 | 50 | N |  |  | OP | X | 6 | 2009 |  |  | N | IPP Non-CHP | 2 | X | NG | [5 empty] | NG |  |  |  | N | N |  | 10M | [23 empty] | N | N | N
56019 | Panoche Energy Center, LLC | 56803 | Panoche Energy Center | CA | Fresno | 2 | Natural Gas Fired Combustion Turbine | GT |  | S | X | X |  |  | 108 | 0.9 | 97 | 103 | 50 | N |  |  | OP | X | 7 | 2009 |  |  | N | IPP Non-CHP | 2 | X | NG | [5 empty] | NG |  |  |  | N | N |  | 10M | [23 empty] | N | N | N
56019 | Panoche Energy Center, LLC | 56803 | Panoche Energy Center | CA | Fresno | 3 | Natural Gas Fired Combustion Turbine | GT |  | S | X | X |  |  | 108 | 0.9 | 97 | 103 | 50 | N |  |  | OP | X | 6 | 2009 |  |  | N | IPP Non-CHP | 2 | X | NG | [5 empty] | NG |  |  |  | N | N |  | 10M | [23 empty] | N | N | N
56019 | Panoche Energy Center, LLC | 56803 | Panoche Energy Center | CA | Fresno | 4 | Natural Gas Fired Combustion Turbine | GT |  | S | X | X |  |  | 108 | 0.9 | 97 | 103 | 50 | N |  |  | OP | X | 7 | 2009 |  |  | N | IPP Non-CHP | 2 | X | NG | [5 empty] | NG |  |  |  | N | N |  | 10M | [23 empty] | N | N | N
56028 | MMA Fresno Power LP | 56813 | CSU Fresno Solar Project | CA | Fresno | 1 | Solar Photovoltaic | PV |  | S | X | X |  |  | 0.5 |  | 0.5 | 0.5 |  | N |  |  | OP | X | 12 | 2007 |  |  | N | IPP Non-CHP | 2 | X | SUN | [9 empty] | N | N | [25 empty] | N
56028 | MMA Fresno Power LP | 56813 | CSU Fresno Solar Project | CA | Fresno | 2 | Solar Photovoltaic | PV |  | S | X | X |  |  | 0.5 |  | 0.5 | 0.5 |  | N |  |  | OP | X | 12 | 2007 |  |  | N | IPP Non-CHP | 2 | X | SUN | [9 empty] | N | N | 0 | [24 empty] | N
56027 | MMA LA Power LP | 56814 | ELACC Photovoltaic Power Facility | CA | Los Angeles | PV1 | Solar Photovoltaic | PV |  | S | X | X |  |  | 0.5 |  | 0.4 | 0.3 |  | N |  |  | OP | X | 5 | 2008 |  |  | N | IPP Non-CHP | 2 | X | SUN | [9 empty] | N
56027 | MMA LA Power LP | 56814 | ELACC Photovoltaic Power Facility | CA | Los Angeles | PV2 | Solar Photovoltaic | PV |  | S | X | X |  |  | 0.5 |  | 0.4 | 0.3 |  | N |  |  | OP | X | 5 | 2008 |  |  | N | IPP Non-CHP | 2 | X | SUN | [9 empty] | N
34691 | Ormat Nevada Inc | 56832 | North Brawley Geothermal Plant | CA | Imperial | GE1 | Geothermal | BT |  | S | X | X |  |  | 16 | 0.8 | 10.7 | 16 | 10 | N |  |  | OP | X | 10 | 2009 |  |  | N | IPP Non-CHP | 2 | X | GEO | [12 empty] | OVER | [23 empty] | N
34691 | Ormat Nevada Inc | 56832 | North Brawley Geothermal Plant | CA | Imperial | GE2 | Geothermal | BT |  | S | X | X |  |  | 16 | 0.8 | 10.7 | 16 | 10 | N |  |  | OP | X | 10 | 2009 |  |  | N | IPP Non-CHP | 2 | X | GEO | [12 empty] | OVER | [23 empty] | N
34691 | Ormat Nevada Inc | 56832 | North Brawley Geothermal Plant | CA | Imperial | GE3 | Geothermal | BT |  | S | X | X |  |  | 16 | 0.8 | 10.7 | 16 | 10 | N |  |  | OP | X | 10 | 2009 |  |  | N | IPP Non-CHP | 2 | X | GEO | [12 empty] | OVER | [23 empty] | N
34691 | Ormat Nevada Inc | 56832 | North Brawley Geothermal Plant | CA | Imperial | GE4 | Geothermal | BT |  | S | X | X |  |  | 16 | 0.8 | 10.7 | 16 | 10 | N |  |  | OP | X | 10 | 2009 |  |  | N | IPP Non-CHP | 2 | X | GEO | [12 empty] | OVER
34691 | Ormat Nevada Inc | 56832 | North Brawley Geothermal Plant | CA | Imperial | GE5 | Geothermal | BT |  | S | X | X |  |  | 16 | 0.8 | 10.7 | 16 | 10 | N |  |  | OP | X | 10 | 2009 |  |  | N | IPP Non-CHP | 2 | X | GEO | [12 empty] | OVER
56105 | MMA WBF Power LP | 56862 | Bolthouse S&P and Rowen Farms Solar | CA | Los Angeles | 1 | Solar Photovoltaic | PV |  | S | X | X |  |  | 0.3 |  | 0.3 | 0.3 |  | N |  |  | OP | X | 11 | 2008 |  |  | N | IPP Non-CHP | 2 | X | SUN | [36 empty] | N
56105 | MMA WBF Power LP | 56862 | Bolthouse S&P and Rowen Farms Solar | CA | Los Angeles | 2 | Solar Photovoltaic | PV |  | S | X | X |  |  | 0.3 |  | 0.3 | 0.3 |  | N |  |  | OP | X | 11 | 2008 |  |  | N | IPP Non-CHP | 2 | X | SUN | [36 empty] | N
56105 | MMA WBF Power LP | 56862 | Bolthouse S&P and Rowen Farms Solar | CA | Los Angeles | 3 | Solar Photovoltaic | PV |  | S | X | X |  |  | 0.3 |  | 0.3 | 0.3 |  | N |  |  | OP | X | 11 | 2008 |  |  | N | IPP Non-CHP | 2 | X | SUN | [11 empty] | 0 | [24 empty] | N
56105 | MMA WBF Power LP | 56862 | Bolthouse S&P and Rowen Farms Solar | CA | Los Angeles | 4 | Solar Photovoltaic | PV |  | S | X | X |  |  | 0.3 |  | 0.3 | 0.3 |  | N |  |  | OP | X | 11 | 2008 |  |  | N | IPP Non-CHP | 2 | X | SUN | [36 empty] | N
57170 | EDF Renewable Asset Holdings, Inc. | 56874 | Shiloh Wind Project 2 LLC | CA | Solano | TBD | Onshore Wind Turbine | WT |  | S | X | X |  |  | 150 |  | 150 | 150 | 0 | N |  |  | OP | X | 1 | 2009 |  |  | N | IPP Non-CHP | 2 | X | WND | [11 empty] | 75
57170 | EDF Renewable Asset Holdings, Inc. | 56875 | Sacramento Soleil LLC | CA | Sacramento | TBD | Solar Photovoltaic | PV |  | S | X | X |  |  | 1 |  | 1 | 1 |  | N |  |  | OP | X | 8 | 2008 |  |  | N | IPP Non-CHP | 2 | X | SUN
56101 | AMERESCO Ox Mountain Energy LLC | 56895 | Ameresco Ox Mountain | CA | San Mateo | 1 | Landfill Gas | IC |  | S | X | X |  |  | 1.9 | 1 | 1.8 | 1.8 | 0.9 | N |  |  | OP | X | 12 | 2008 |  |  | N | IPP Non-CHP | 2 | X | LFG | [9 empty] | N | N |  | 10M | [23 empty] | N | N | N
56101 | AMERESCO Ox Mountain Energy LLC | 56895 | Ameresco Ox Mountain | CA | San Mateo | 2 | Landfill Gas | IC |  | S | X | X |  |  | 1.9 | 1 | 1.8 | 1.8 | 0.9 | N |  |  | OP | X | 12 | 2008 |  |  | N | IPP Non-CHP | 2 | X | LFG | [9 empty] | N | N |  | 10M | [23 empty] | N | N | N
56101 | AMERESCO Ox Mountain Energy LLC | 56895 | Ameresco Ox Mountain | CA | San Mateo | 3 | Landfill Gas | IC |  | S | X | X |  |  | 1.9 | 1 | 1.8 | 1.8 | 0.9 | N |  |  | OP | X | 12 | 2008 |  |  | N | IPP Non-CHP | 2 | X | LFG | [9 empty] | N | N |  | 10M | [23 empty] | N | N | N
56101 | AMERESCO Ox Mountain Energy LLC | 56895 | Ameresco Ox Mountain | CA | San Mateo | 4 | Landfill Gas | IC |  | S | X | X |  |  | 1.9 | 1 | 1.8 | 1.8 | 0.9 | N |  |  | OP | X | 12 | 2008 |  |  | N | IPP Non-CHP | 2 | X | LFG | [9 empty] | N | N |  | 10M | [23 empty] | N | N | N
56101 | AMERESCO Ox Mountain Energy LLC | 56895 | Ameresco Ox Mountain | CA | San Mateo | 5 | Landfill Gas | IC |  | S | X | X |  |  | 1.9 | 1 | 1.8 | 1.8 | 0.9 | N |  |  | OP | X | 12 | 2008 |  |  | N | IPP Non-CHP | 2 | X | LFG | [9 empty] | N | N |  | 10M | [23 empty] | N | N | N
56101 | AMERESCO Ox Mountain Energy LLC | 56895 | Ameresco Ox Mountain | CA | San Mateo | 6 | Landfill Gas | IC |  | S | X | X |  |  | 1.9 | 1 | 1.8 | 1.8 | 0.9 | N |  |  | OP | X | 12 | 2008 |  |  | N | IPP Non-CHP | 2 | X | LFG | [9 empty] | N | N |  | 10M | [23 empty] | N | N | N
56103 | AMERESCO Keller Canyon LLC | 56897 | Ameresco Keller Canyon | CA | Contra Costa | 1 | Landfill Gas | IC |  | S | X | X |  |  | 1.9 | 1 | 1.8 | 1.8 | 0.9 | N |  |  | OP | X | 7 | 2009 |  |  | N | IPP Non-CHP | 2 | X | LFG | [9 empty] | N | N |  | 10M | [23 empty] | N | N | N
56103 | AMERESCO Keller Canyon LLC | 56897 | Ameresco Keller Canyon | CA | Contra Costa | 2 | Landfill Gas | IC |  | S | X | X |  |  | 1.9 | 1 | 1.8 | 1.8 | 0.9 | N |  |  | OP | X | 7 | 2009 |  |  | N | IPP Non-CHP | 2 | X | LFG | [9 empty] | N | N |  | 10M | [23 empty] | N | N | N
56104 | AMERESCO Chiquita Canyon LLC | 56898 | Ameresco Chiquita Canyon | CA | Los Angeles | 1 | Landfill Gas | GT |  | S | X | X |  |  | 4.6 | 1 | 4 | 4 | 1 | N |  |  | OP | X | 11 | 2010 |  |  | N | IPP Non-CHP | 2 | X | LFG | [9 empty] | N | N |  | 10M | [23 empty] | N | N | N
56104 | AMERESCO Chiquita Canyon LLC | 56898 | Ameresco Chiquita Canyon | CA | Los Angeles | 2 | Landfill Gas | GT |  | S | X | X |  |  | 4.6 | 1 | 4 | 4 | 1 | N |  |  | OP | X | 11 | 2010 |  |  | N | IPP Non-CHP | 2 | X | LFG | [9 empty] | N | N |  | 10M | [23 empty] | N | N | N
61944 | Goldman Sachs Renewable Power Group | 56909 | Gap Pacific Distribution Center | CA | Fresno | 1 | Solar Photovoltaic | PV |  | S | X | X |  |  | 0.3 |  | 0.3 | 0.3 |  | N |  |  | OP | X | 10 | 2008 |  |  | N | Commercial Non-CHP | 4 | X | SUN | [11 empty] | 0 | [24 empty] | N
61944 | Goldman Sachs Renewable Power Group | 56909 | Gap Pacific Distribution Center | CA | Fresno | 2 | Solar Photovoltaic | PV |  | S | X | X |  |  | 0.3 |  | 0.3 | 0.3 |  | N |  |  | OP | X | 10 | 2008 |  |  | N | Commercial Non-CHP | 4 | X | SUN | [36 empty] | N
61944 | Goldman Sachs Renewable Power Group | 56909 | Gap Pacific Distribution Center | CA | Fresno | 3 | Solar Photovoltaic | PV |  | S | X | X |  |  | 0.3 |  | 0.3 | 0.3 |  | N |  |  | OP | X | 10 | 2008 |  |  | N | Commercial Non-CHP | 4 | X | SUN | [11 empty] | 0 | [24 empty] | N
61944 | Goldman Sachs Renewable Power Group | 56909 | Gap Pacific Distribution Center | CA | Fresno | 4 | Solar Photovoltaic | PV |  | S | X | X |  |  | 0.3 |  | 0.3 | 0.3 |  | N |  |  | OP | X | 10 | 2008 |  |  | N | Commercial Non-CHP | 4 | X | SUN
56127 | Orange Grove Energy LP | 56914 | Orange Grove Peaking Facility | CA | San Diego | CTG1 | Natural Gas Fired Combustion Turbine | GT |  | S | X | X | OGROVE_6_PL1X2-APND | OGROVE_6_PL1X2-APND | 59 | 0.85 | 49.1 | 49.1 | 0 | N |  |  | OP | X | 6 | 2010 |  |  | N | IPP Non-CHP | 2 | X | NG | [9 empty] | N | N |  | 10M | [23 empty] | N | N | N
56127 | Orange Grove Energy LP | 56914 | Orange Grove Peaking Facility | CA | San Diego | CTG2 | Natural Gas Fired Combustion Turbine | GT |  | S | X | X |  |  | 59 | 0.85 | 49.1 | 49.1 | 0 | N |  |  | OP | X | 6 | 2010 |  |  | N | IPP Non-CHP | 2 | X | NG | [9 empty] | N | N |  | 10M | [23 empty] | N | N | N
56167 | Imperial Valley Solar, LLC | 56917 | Imperial Valley Solar, LLC | CA | Imperial | 1 | Solar Photovoltaic | PV |  | S | X | X |  |  | 101 |  | 101 | 101 |  | N |  |  | OP | X | 11 | 2013 |  |  | N | IPP Non-CHP | 2 | X | SUN
56167 | Imperial Valley Solar, LLC | 56917 | Imperial Valley Solar, LLC | CA | Imperial | 1A | Solar Photovoltaic | PV |  | S | X | X |  |  | 64.6 |  | 64.6 | 64.6 |  | N |  |  | OP | X | 12 | 2013 |  |  | N | IPP Non-CHP | 2 | X | SUN
56167 | Imperial Valley Solar, LLC | 56917 | Imperial Valley Solar, LLC | CA | Imperial | 1B | Solar Photovoltaic | PV |  | S | X | X |  |  | 34.3 |  | 34.3 | 34.3 |  | N |  |  | OP | X | 3 | 2014 |  |  | N | IPP Non-CHP | 2 | X | SUN | [9 empty] | N
59399 | NRG Solar Blythe | 56939 | Solar Blythe LLC | CA | Riverside | 1 | Solar Photovoltaic | PV |  | S | X | X |  |  | 21 |  | 21 | 21 |  | N |  |  | OP | X | 12 | 2009 |  |  | N | IPP Non-CHP | 2 | X | SUN
17609 | Southern California Edison Co | 56996 | Solar Photovoltaic Project #02 | CA | San Bernardino | S1A | Solar Photovoltaic | PV |  | S | X | X |  |  | 0.5 |  | 0.5 | 0.5 |  | N |  |  | OP | X | 12 | 2009 |  |  | N | Electric Utility | 1 | X | SUN | [9 empty] | N
17609 | Southern California Edison Co | 56996 | Solar Photovoltaic Project #02 | CA | San Bernardino | S1B | Solar Photovoltaic | PV |  | S | X | X |  |  | 0.5 |  | 0.5 | 0.5 |  | N |  |  | OP | X | 12 | 2009 |  |  | N | Electric Utility | 1 | X | SUN | [9 empty] | N
20323 | Wellhead Services, Inc | 57001 | El Cajon Energy Center | CA | San Diego | GEN1 | Natural Gas Fired Combustion Turbine | GT |  | S | X | X |  |  | 60.5 | 0.85 | 60.5 | 60.5 | 24.8 | N |  |  | OP | X | 6 | 2010 |  |  | N | IPP Non-CHP | 2 | X | NG | [9 empty] | N | N |  | 10M | [23 empty] | N
56294 | SunE WG113 Moreno Valley LLC | 57004 | SunEdison Walgreens Moreno Valley | CA | Riverside | 1 | Solar Photovoltaic | PV |  | W | X | X |  |  | 1 |  | 0.9 | 0.9 |  | N |  |  | OP | X | 9 | 2007 |  |  | N | IPP Non-CHP | 2 | X | SUN | [9 empty] | N | N | 0 | [24 empty] | N
56431 | SunE U6 Holdings LLC | 57005 | Mariani Packing Vacaville Solar | CA | Solano | 1 | Solar Photovoltaic | PV |  | S | X | X |  |  | 1 |  | 0.9 | 0.9 |  | N |  |  | OP | X | 11 | 2008 |  |  | N | IPP Non-CHP | 2 | X | SUN
56296 | SunE WG45 Woodland LLC | 57006 | Walgreens Woodland Distribution Center | CA | Yolo | 1 | Solar Photovoltaic | PV |  | W | X | X |  |  | 1 |  | 0.9 | 0.9 |  | N |  |  | OP | X | 8 | 2007 |  |  | N | IPP Non-CHP | 2 | X | SUN | [9 empty] | N | N | 0 | [24 empty] | N
56297 | SunE CPA CDC2 LLC | 57007 | SunEdison Ironwood State Prison | CA | Riverside | 1 | Solar Photovoltaic | PV |  | W | X | X |  |  | 1 |  | 0.9 | 0.9 |  | N |  |  | OP | X | 5 | 2008 |  |  | N | IPP Non-CHP | 2 | X | SUN | [9 empty] | N | N | 0 | [24 empty] | N
56431 | SunE U6 Holdings LLC | 57008 | SunEdison Procter & Gamble Oxnard | CA | Ventura | 1 | Solar Photovoltaic | PV |  | S | X | X |  |  | 1 |  | 0.8 | 0.8 |  | N |  |  | OP | X | 10 | 2009 |  |  | N | IPP Non-CHP | 2 | X | SUN
61219 | Longroad Energy Services LLC | 57009 | Kohls San Bernardino Solar Facility | CA | San Bernardino | 1 | Solar Photovoltaic | PV |  | W | X | X |  |  | 1 |  | 0.9 | 0.9 |  | N |  |  | OP | X | 11 | 2007 |  |  | N | IPP Non-CHP | 2 | X | SUN
56434 | SunE M5 Holdings LLC | 57010 | SunEdison Anheuser Busch Fairfield | CA | Solano | 1 | Solar Photovoltaic | PV |  | W | X | X |  |  | 1 |  | 0.9 | 0.9 |  | N |  |  | OP | X | 12 | 2008 |  |  | N | IPP Non-CHP | 2 | X | SUN | [9 empty] | N |  | 0 | [24 empty] | N
56302 | SunE CPA CDC1 LLC | 57011 | Chuckawalla Valley State Prison | CA | Riverside | 1 | Solar Photovoltaic | PV |  | S | X | X |  |  | 1 |  | 0.9 | 0.9 |  | N |  |  | OP | X | 6 | 2006 |  |  | N | IPP Non-CHP | 2 | X | SUN | [11 empty] | 0 | [24 empty] | N
56434 | SunE M5 Holdings LLC | 57012 | SunEdison Walmart Apple Valley DC | CA | San Bernardino | 1 | Solar Photovoltaic | PV |  | W | X | X |  |  | 1 |  | 0.9 | 0.9 |  | N |  |  | OP | X | 3 | 2009 |  |  | N | IPP Non-CHP | 2 | X | SUN | [9 empty] | N |  | 0 | [24 empty] | N
590 | City of Anaheim - (CA) | 57027 | Canyon Power Plant | CA | Orange | CPP1 | Natural Gas Fired Combustion Turbine | GT |  | W | X | X |  |  | 50 | 0.85 | 49.4 | 49.4 | 20 | N |  |  | OP | X | 9 | 2011 |  |  | N | Electric Utility | 1 | X | NG | [9 empty] | N | N |  | 10M | [23 empty] | N
590 | City of Anaheim - (CA) | 57027 | Canyon Power Plant | CA | Orange | CPP2 | Natural Gas Fired Combustion Turbine | GT |  | W | X | X |  |  | 50 | 0.85 | 48 | 48 | 20 | N |  |  | OP | X | 9 | 2011 |  |  | N | Electric Utility | 1 | X | NG | [9 empty] | N | N |  | 10M | [23 empty] | N
590 | City of Anaheim - (CA) | 57027 | Canyon Power Plant | CA | Orange | CPP3 | Natural Gas Fired Combustion Turbine | GT |  | W | X | X |  |  | 50 | 0.85 | 48 | 48 | 20 | N |  |  | OP | X | 8 | 2011 |  |  | N | Electric Utility | 1 | X | NG | [9 empty] | N | N |  | 10M | [23 empty] | N
590 | City of Anaheim - (CA) | 57027 | Canyon Power Plant | CA | Orange | CPP4 | Natural Gas Fired Combustion Turbine | GT |  | W | X | X |  |  | 50 | 0.85 | 49.4 | 49.4 | 20 | N |  |  | OP | X | 8 | 2011 |  |  | N | Electric Utility | 1 | X | NG | [9 empty] | N | N |  | 10M | [23 empty] | N
14328 | Pacific Gas & Electric Co. | 57041 | Vaca Dixon Solar Station | CA | Solano | 1 | Solar Photovoltaic | PV |  | S | X | X | VACADIX_1_GN001 | VACADIX_1_GN001 | 2 |  | 2 | 2 |  | N |  |  | OP | X | 12 | 2009 |  |  | N | Electric Utility | 1 | X | SUN | [9 empty] | N
14328 | Pacific Gas & Electric Co. | 57042 | CSU East Bay | CA | Alameda | 1 | Other Natural Gas | FC |  | S | X | X | CASTROVL_2_N009 | CASTROVL_2_N009 | 1.4 |  | 1.4 | 1.4 | 0 | N |  |  | OP | X | 9 | 2011 |  |  | Y | Electric Utility | 1 | T | NG | [9 empty] | N |  |  | OVER
14328 | Pacific Gas & Electric Co. | 57043 | SF State University | CA | San Francisco | 1 | Other Natural Gas | FC |  | S | X | X | DALYCTY_1_N016 | DALYCTY_1_N016 | 0.2 |  | 0.2 | 0.2 | 0 | N |  |  | OP | X | 9 | 2011 |  |  | Y | Electric Utility | 1 | T | NG | [9 empty] | N |  |  | OVER
14328 | Pacific Gas & Electric Co. | 57043 | SF State University | CA | San Francisco | 2 | Other Natural Gas | FC |  | S | X | X | DALYCTY_1_N016 | DALYCTY_1_N016 | 1.4 |  | 1.4 | 1.4 | 0 | N |  |  | OP | X | 9 | 2011 |  |  | Y | Electric Utility | 1 | T | NG | [9 empty] | N |  |  | OVER
57499 | NRG Energy Services | 57073 | Ivanpah 2 | CA | San Bernardino | ST1 | Solar Thermal without Energy Storage | ST |  | W | X | X |  |  | 133.4 | 0.9 | 133.4 | 133.4 |  | N |  |  | OP | X | 12 | 2013 |  |  | N | IPP Non-CHP | 2 | X | SUN | NG |  |  |  |  | NG |  |  |  | N | N |  | 12H | [23 empty] | N | N | N
57499 | NRG Energy Services | 57074 | Ivanpah 1 | CA | San Bernardino | ST1 | Solar Thermal without Energy Storage | ST |  | W | X | X |  |  | 126 | 0.9 | 126 | 126 |  | N |  |  | OP | X | 12 | 2013 |  |  | N | IPP Non-CHP | 2 | X | SUN | NG |  |  |  |  | NG |  |  |  | N |  |  | 12H | [23 empty] | N | N | N
57499 | NRG Energy Services | 57075 | Ivanpah 3 | CA | San Bernardino | ST1 | Solar Thermal without Energy Storage | ST |  | W | X | X |  |  | 133.4 | 0.9 | 133.4 | 133.4 |  | N |  |  | OP | X | 12 | 2013 |  |  | N | IPP Non-CHP | 2 | X | SUN | NG |  |  |  |  | NG |  |  |  | N | N |  | 12H | [23 empty] | N |  | N
56396 | J&A-Santa Maria LLC | 57100 | Santa Maria LFG Power Plant | CA | Santa Barbara | EN01 | Landfill Gas | IC |  | S | X | X |  |  | 1.1 | 1 | 1 | 1 | 0.5 | N |  |  | OP | X | 1 | 2008 |  |  | Y | IPP CHP | 3 | T | LFG | [9 empty] | N |  |  | 1H | [23 empty] | N | N | N
56397 | J&A-Santa Maria II LLC | 57101 | J&A-Santa Maria II LLC | CA | Santa Barbara | 1 | Landfill Gas | IC |  | S | X | X |  |  | 1.4 | 1 | 1.4 | 1.4 | 0.7 | N |  |  | OP | X | 9 | 2010 |  |  | Y | IPP CHP | 3 | T | LFG | [9 empty] | N |  |  | 1H | [23 empty] | N
56395 | J&A-Whittier LLC | 57102 | Whittier LFG Power Plant #1 | CA | Los Angeles | EN01 | Landfill Gas | IC |  | S | X | X |  |  | 1.1 | 1 | 1 | 1 | 0.5 | N |  |  | OP | X | 12 | 2006 |  |  | Y | IPP CHP | 3 | T | LFG | [12 empty] | 1H | [23 empty] | N | N | N
56395 | J&A-Whittier LLC | 57102 | Whittier LFG Power Plant #1 | CA | Los Angeles | EN02 | Landfill Gas | IC |  | S | X | X |  |  | 1.1 | 1 | 1 | 1 | 0.5 | N |  |  | OP | X | 4 | 2010 |  |  | N | IPP CHP | 3 | X | LFG | [12 empty] | 1H | [23 empty] | N | N | N
56427 | University of California Irvine | 57122 | UCI Facilities Management Central Plant | CA | Orange | CTG1 | Natural Gas Fired Combined Cycle | CT | CC1 | S | X | N | N/A | N/A | 13.5 | 0.8 | 13.5 | 13.5 | 7.5 | N |  |  | OP | X | 7 | 2007 |  |  | Y | Commercial CHP | 5 | T | NG | [9 empty] | N | N |  | 12H | [23 empty] | N | N | N
56427 | University of California Irvine | 57122 | UCI Facilities Management Central Plant | CA | Orange | STG1 | Natural Gas Fired Combined Cycle | CA | CC1 | S | Y | X | N/A | N/A | 5.5 | 0.8 | 5.5 | 5.5 | 0.5 | N |  |  | OP | X | 7 | 2007 |  |  | N | Commercial CHP | 5 | X | NG | [9 empty] | N |  |  | 1H | [23 empty] | N | N | N
56440 | G2 Energy LLC | 57133 | G2 Energy Ostrom Road LLC | CA | Yuba | 359 | Landfill Gas | IC |  | S | X | X |  |  | 1.9 | 1 | 1.8 | 1.8 | 0.1 | N |  |  | OP | X | 2 | 2009 |  |  | N | IPP Non-CHP | 2 | X | LFG | [9 empty] | N | N |  | 1H | [20 empty] | N |  |  | N | N | N
56440 | G2 Energy LLC | 57133 | G2 Energy Ostrom Road LLC | CA | Yuba | 361 | Landfill Gas | IC |  | S | X | X |  |  | 1.6 | 1 | 1.5 | 1.5 | 0.1 | N |  |  | OP | X | 8 | 2013 |  |  | N | IPP Non-CHP | 2 | X | LFG | [9 empty] | N | N |  | 1H | [20 empty] | N |  |  | N | N | N
59186 | Mesquite Lake Water & Power Plant 1 | 57154 | Mesquite Lake Water & Power Plant 1 | CA | Imperial | 1209 | Wood/Wood Waste Biomass | ST |  | S | X | X |  |  | 18.1 | 0.85 | 13 | 13 | 10 | N |  |  | OS | X | 6 | 2009 |  |  | N | IPP Non-CHP | 2 | X | WDS | [5 empty] | NG |  |  |  | N |  |  | 12H | [23 empty] | N | N | N
11217 | Los Angeles County Sanitation | 57163 | Calabasas Gas to Energy Facility | CA | Los Angeles | GEN1 | Landfill Gas | GT |  | S | X | X |  |  | 4.6 | 0.8 | 3.3 | 3.6 | 3 | N |  |  | OP | X | 7 | 2010 |  |  | N | Commercial Non-CHP | 4 | X | LFG | NG | [8 empty] | N | N |  | 1H | [23 empty] | Y | Y | N
11217 | Los Angeles County Sanitation | 57163 | Calabasas Gas to Energy Facility | CA | Los Angeles | GEN3 | Landfill Gas | GT |  | S | X | X |  |  | 4.6 | 0.8 | 3.3 | 3.6 | 3 | N |  |  | OP | X | 7 | 2010 |  |  | N | Commercial Non-CHP | 4 | X | LFG | NG | [8 empty] | N | N |  | 1H | [23 empty] | Y | Y | N
56555 | FPL Energy Montezuma Wind | 57201 | FPL Energy Montezuma Winds LLC | CA | Solano | S2.3 | Onshore Wind Turbine | WT |  | S | X | X |  |  | 36.8 |  | 36.8 | 36.8 | 1.8 | N |  |  | OP | X | 11 | 2010 |  |  | N | IPP Non-CHP | 2 | X | WND | [9 empty] | N | N | 16 | [24 empty] | N
17609 | Southern California Edison Co | 57217 | Solar Photovoltaic Project #03 | CA | San Bernardino | S003A | Solar Photovoltaic | PV |  | S | X | X |  |  | 0.5 |  | 0.5 | 0.5 |  | N |  |  | OP | X | 3 | 2011 |  |  | N | Electric Utility | 1 | X | SUN | [9 empty] | N
17609 | Southern California Edison Co | 57217 | Solar Photovoltaic Project #03 | CA | San Bernardino | S003B | Solar Photovoltaic | PV |  | S | X | X |  |  | 0.5 |  | 0.5 | 0.5 |  | N |  |  | OP | X | 3 | 2011 |  |  | N | Electric Utility | 1 | X | SUN | [9 empty] | N
17609 | Southern California Edison Co | 57219 | Solar Photovoltaic Project #05 | CA | San Bernardino | S005A | Solar Photovoltaic | PV |  | S | X | X |  |  | 0.5 |  | 0.5 | 0.5 |  | N |  |  | OP | X | 11 | 2012 |  |  | N | Electric Utility | 1 | X | SUN | [9 empty] | N
17609 | Southern California Edison Co | 57219 | Solar Photovoltaic Project #05 | CA | San Bernardino | S005B | Solar Photovoltaic | PV |  | S | X | X |  |  | 0.5 |  | 0.5 | 0.5 |  | N |  |  | OP | X | 11 | 2012 |  |  | N | Electric Utility | 1 | X | SUN | [9 empty] | N
17609 | Southern California Edison Co | 57219 | Solar Photovoltaic Project #05 | CA | San Bernardino | S005C | Solar Photovoltaic | PV |  | S | X | X |  |  | 0.5 |  | 0.5 | 0.5 |  | N |  |  | OP | X | 11 | 2012 |  |  | N | Electric Utility | 1 | X | SUN | [9 empty] | N
17609 | Southern California Edison Co | 57219 | Solar Photovoltaic Project #05 | CA | San Bernardino | S005D | Solar Photovoltaic | PV |  | S | X | X |  |  | 0.5 |  | 0.5 | 0.5 |  | N |  |  | OP | X | 11 | 2012 |  |  | N | Electric Utility | 1 | X | SUN | [9 empty] | N
17609 | Southern California Edison Co | 57219 | Solar Photovoltaic Project #05 | CA | San Bernardino | S005E | Solar Photovoltaic | PV |  | S | X | X |  |  | 0.5 |  | 0.5 | 0.5 |  | N |  |  | OP | X | 11 | 2012 |  |  | N | Electric Utility | 1 | X | SUN | [9 empty] | N
17609 | Southern California Edison Co | 57220 | Solar Photovoltaic Project #06 | CA | San Bernardino | S006A | Solar Photovoltaic | PV |  | S | X | X |  |  | 0.5 |  | 0.5 | 0.5 |  | N |  |  | OP | X | 8 | 2011 |  |  | N | Electric Utility | 1 | X | SUN | [9 empty] | N
17609 | Southern California Edison Co | 57220 | Solar Photovoltaic Project #06 | CA | San Bernardino | S006B | Solar Photovoltaic | PV |  | S | X | X |  |  | 0.5 |  | 0.5 | 0.5 |  | N |  |  | OP | X | 8 | 2011 |  |  | N | Electric Utility | 1 | X | SUN | [9 empty] | N
17609 | Southern California Edison Co | 57220 | Solar Photovoltaic Project #06 | CA | San Bernardino | S006C | Solar Photovoltaic | PV |  | S | X | X |  |  | 0.5 |  | 0.5 | 0.5 |  | N |  |  | OP | X | 8 | 2011 |  |  | N | Electric Utility | 1 | X | SUN | [9 empty] | N
17609 | Southern California Edison Co | 57220 | Solar Photovoltaic Project #06 | CA | San Bernardino | S006D | Solar Photovoltaic | PV |  | S | X | X |  |  | 0.5 |  | 0.5 | 0.5 |  | N |  |  | OP | X | 8 | 2011 |  |  | N | Electric Utility | 1 | X | SUN | [9 empty] | N
17609 | Southern California Edison Co | 57221 | Solar Photovoltaic Project #07 | CA | San Bernardino | S007A | Solar Photovoltaic | PV |  | S | X | X |  |  | 0.5 |  | 0.5 | 0.5 |  | N |  |  | OP | X | 11 | 2012 |  |  | N | Electric Utility | 1 | X | SUN | [9 empty] | N
17609 | Southern California Edison Co | 57221 | Solar Photovoltaic Project #07 | CA | San Bernardino | S007B | Solar Photovoltaic | PV |  | S | X | X |  |  | 0.5 |  | 0.5 | 0.5 |  | N |  |  | OP | X | 11 | 2012 |  |  | N | Electric Utility | 1 | X | SUN | [9 empty] | N
17609 | Southern California Edison Co | 57221 | Solar Photovoltaic Project #07 | CA | San Bernardino | S007C | Solar Photovoltaic | PV |  | S | X | X |  |  | 0.5 |  | 0.5 | 0.5 |  | N |  |  | OP | X | 11 | 2012 |  |  | N | Electric Utility | 1 | X | SUN | [9 empty] | N
17609 | Southern California Edison Co | 57221 | Solar Photovoltaic Project #07 | CA | San Bernardino | S007D | Solar Photovoltaic | PV |  | S | X | X |  |  | 0.5 |  | 0.5 | 0.5 |  | N |  |  | OP | X | 11 | 2012 |  |  | N | Electric Utility | 1 | X | SUN | [9 empty] | N
17609 | Southern California Edison Co | 57221 | Solar Photovoltaic Project #07 | CA | San Bernardino | S007E | Solar Photovoltaic | PV |  | S | X | X |  |  | 0.5 |  | 0.5 | 0.5 |  | N |  |  | OP | X | 11 | 2012 |  |  | N | Electric Utility | 1 | X | SUN | [9 empty] | N
17609 | Southern California Edison Co | 57222 | Solar Photovoltaic Project #08 | CA | San Bernardino | S008A | Solar Photovoltaic | PV |  | S | X | X |  |  | 0.5 |  | 0.5 | 0.5 |  | N |  |  | OP | X | 8 | 2011 |  |  | N | Electric Utility | 1 | X | SUN | [9 empty] | N
17609 | Southern California Edison Co | 57222 | Solar Photovoltaic Project #08 | CA | San Bernardino | S008B | Solar Photovoltaic | PV |  | S | X | X |  |  | 0.5 |  | 0.5 | 0.5 |  | N |  |  | OP | X | 8 | 2011 |  |  | N | Electric Utility | 1 | X | SUN | [9 empty] | N
17609 | Southern California Edison Co | 57222 | Solar Photovoltaic Project #08 | CA | San Bernardino | S008C | Solar Photovoltaic | PV |  | S | X | X |  |  | 0.5 |  | 0.5 | 0.5 |  | N |  |  | OP | X | 8 | 2011 |  |  | N | Electric Utility | 1 | X | SUN | [9 empty] | N
17609 | Southern California Edison Co | 57222 | Solar Photovoltaic Project #08 | CA | San Bernardino | S008D | Solar Photovoltaic | PV |  | S | X | X |  |  | 0.5 |  | 0.5 | 0.5 |  | N |  |  | OP | X | 8 | 2011 |  |  | N | Electric Utility | 1 | X | SUN | [9 empty] | N
17609 | Southern California Edison Co | 57223 | Solar Photovoltaic Project #09 | CA | San Bernardino | S009A | Solar Photovoltaic | PV |  | S | X | X |  |  | 0.5 |  | 0.5 | 0.5 |  | N |  |  | OP | X | 8 | 2011 |  |  | N | Electric Utility | 1 | X | SUN | [9 empty] | N
17609 | Southern California Edison Co | 57223 | Solar Photovoltaic Project #09 | CA | San Bernardino | S009B | Solar Photovoltaic | PV |  | S | X | X |  |  | 0.5 |  | 0.5 | 0.5 |  | N |  |  | OP | X | 8 | 2011 |  |  | N | Electric Utility | 1 | X | SUN | [9 empty] | N
17609 | Southern California Edison Co | 57224 | Solar Photovoltaic Project #10 | CA | San Bernardino | S010A | Solar Photovoltaic | PV |  | S | X | X |  |  | 0.5 |  | 0.5 | 0.5 |  | N |  |  | OP | X | 1 | 2013 |  |  | N | Electric Utility | 1 | X | SUN | [9 empty] | N
17609 | Southern California Edison Co | 57224 | Solar Photovoltaic Project #10 | CA | San Bernardino | S010B | Solar Photovoltaic | PV |  | S | X | X |  |  | 0.5 |  | 0.5 | 0.5 |  | N |  |  | OP | X | 1 | 2013 |  |  | N | Electric Utility | 1 | X | SUN | [9 empty] | N
17609 | Southern California Edison Co | 57224 | Solar Photovoltaic Project #10 | CA | San Bernardino | S010C | Solar Photovoltaic | PV |  | S | X | X |  |  | 0.5 |  | 0.5 | 0.5 |  | N |  |  | OP | X | 1 | 2013 |  |  | N | Electric Utility | 1 | X | SUN | [9 empty] | N
17609 | Southern California Edison Co | 57225 | Solar Photovoltaic Project #11 | CA | San Bernardino | S011A | Solar Photovoltaic | PV |  | S | X | X |  |  | 0.5 |  | 0.5 | 0.5 |  | N |  |  | OP | X | 2 | 2015 |  |  | N | Electric Utility | 1 | X | SUN | [9 empty] | N
17609 | Southern California Edison Co | 57225 | Solar Photovoltaic Project #11 | CA | San Bernardino | S011B | Solar Photovoltaic | PV |  | S | X | X |  |  | 0.5 |  | 0.5 | 0.5 |  | N |  |  | OP | X | 2 | 2015 |  |  | N | Electric Utility | 1 | X | SUN | [9 empty] | N
17609 | Southern California Edison Co | 57225 | Solar Photovoltaic Project #11 | CA | San Bernardino | S011C | Solar Photovoltaic | PV |  | S | X | X |  |  | 0.5 |  | 0.5 | 0.5 |  | N |  |  | OP | X | 2 | 2015 |  |  | N | Electric Utility | 1 | X | SUN | [9 empty] | N
17609 | Southern California Edison Co | 57225 | Solar Photovoltaic Project #11 | CA | San Bernardino | S011D | Solar Photovoltaic | PV |  | S | X | X |  |  | 0.5 |  | 0.5 | 0.5 |  | N |  |  | OP | X | 2 | 2015 |  |  | N | Electric Utility | 1 | X | SUN | [9 empty] | N
17609 | Southern California Edison Co | 57225 | Solar Photovoltaic Project #11 | CA | San Bernardino | S011E | Solar Photovoltaic | PV |  | S | X | X |  |  | 0.5 |  | 0.5 | 0.5 |  | N |  |  | OP | X | 2 | 2015 |  |  | N | Electric Utility | 1 | X | SUN | [9 empty] | N
17609 | Southern California Edison Co | 57225 | Solar Photovoltaic Project #11 | CA | San Bernardino | S011F | Solar Photovoltaic | PV |  | S | X | X |  |  | 0.5 |  | 0.5 | 0.5 |  | N |  |  | OP | X | 2 | 2015 |  |  | N | Electric Utility | 1 | X | SUN | [9 empty] | N
17609 | Southern California Edison Co | 57225 | Solar Photovoltaic Project #11 | CA | San Bernardino | S011G | Solar Photovoltaic | PV |  | S | X | X |  |  | 0.5 |  | 0.5 | 0.5 |  | N |  |  | OP | X | 2 | 2015 |  |  | N | Electric Utility | 1 | X | SUN | [9 empty] | N
17609 | Southern California Edison Co | 57226 | Solar Photovoltaic Project #12 | CA | San Bernardino | S012A | Solar Photovoltaic | PV |  | S | X | X |  |  | 0.5 |  | 0.5 | 0.5 |  | N |  |  | OP | X | 8 | 2011 |  |  | N | Electric Utility | 1 | X | SUN | [9 empty] | N
17609 | Southern California Edison Co | 57227 | Solar Photovoltaic Project #13 | CA | San Bernardino | S013A | Solar Photovoltaic | PV |  | S | X | X |  |  | 0.5 |  | 0.5 | 0.5 |  | N |  |  | OP | X | 2 | 2015 |  |  | N | Electric Utility | 1 | X | SUN | [9 empty] | N
17609 | Southern California Edison Co | 57227 | Solar Photovoltaic Project #13 | CA | San Bernardino | S013B | Solar Photovoltaic | PV |  | S | X | X |  |  | 0.5 |  | 0.5 | 0.5 |  | N |  |  | OP | X | 2 | 2015 |  |  | N | Electric Utility | 1 | X | SUN | [9 empty] | N
17609 | Southern California Edison Co | 57227 | Solar Photovoltaic Project #13 | CA | San Bernardino | S013C | Solar Photovoltaic | PV |  | S | X | X |  |  | 0.5 |  | 0.5 | 0.5 |  | N |  |  | OP | X | 2 | 2015 |  |  | N | Electric Utility | 1 | X | SUN | [9 empty] | N
17609 | Southern California Edison Co | 57227 | Solar Photovoltaic Project #13 | CA | San Bernardino | S013D | Solar Photovoltaic | PV |  | S | X | X |  |  | 0.5 |  | 0.5 | 0.5 |  | N |  |  | OP | X | 2 | 2015 |  |  | N | Electric Utility | 1 | X | SUN | [9 empty] | N
17609 | Southern California Edison Co | 57227 | Solar Photovoltaic Project #13 | CA | San Bernardino | S013E | Solar Photovoltaic | PV |  | S | X | X |  |  | 0.5 |  | 0.5 | 0.5 |  | N |  |  | OP | X | 2 | 2015 |  |  | N | Electric Utility | 1 | X | SUN | [9 empty] | N
17609 | Southern California Edison Co | 57227 | Solar Photovoltaic Project #13 | CA | San Bernardino | S013F | Solar Photovoltaic | PV |  | S | X | X |  |  | 0.5 |  | 0.5 | 0.5 |  | N |  |  | OP | X | 2 | 2015 |  |  | N | Electric Utility | 1 | X | SUN | [9 empty] | N
17609 | Southern California Edison Co | 57227 | Solar Photovoltaic Project #13 | CA | San Bernardino | S013G | Solar Photovoltaic | PV |  | S | X | X |  |  | 0.5 |  | 0.5 | 0.5 |  | N |  |  | OP | X | 2 | 2015 |  |  | N | Electric Utility | 1 | X | SUN | [9 empty] | N
17609 | Southern California Edison Co | 57229 | Solar Photovoltaic Project #15 | CA | San Bernardino | S015A | Solar Photovoltaic | PV |  | S | X | X |  |  | 0.5 |  | 0.5 | 0.5 |  | N |  |  | OP | X | 1 | 2013 |  |  | N | Electric Utility | 1 | X | SUN | [9 empty] | N
17609 | Southern California Edison Co | 57229 | Solar Photovoltaic Project #15 | CA | San Bernardino | S015B | Solar Photovoltaic | PV |  | S | X | X |  |  | 0.5 |  | 0.5 | 0.5 |  | N |  |  | OP | X | 1 | 2013 |  |  | N | Electric Utility | 1 | X | SUN | [9 empty] | N
17609 | Southern California Edison Co | 57229 | Solar Photovoltaic Project #15 | CA | San Bernardino | S015C | Solar Photovoltaic | PV |  | S | X | X |  |  | 0.5 |  | 0.5 | 0.5 |  | N |  |  | OP | X | 1 | 2013 |  |  | N | Electric Utility | 1 | X | SUN | [9 empty] | N
17609 | Southern California Edison Co | 57229 | Solar Photovoltaic Project #15 | CA | San Bernardino | S015D | Solar Photovoltaic | PV |  | S | X | X |  |  | 0.5 |  | 0.5 | 0.5 |  | N |  |  | OP | X | 1 | 2013 |  |  | N | Electric Utility | 1 | X | SUN
17609 | Southern California Edison Co | 57229 | Solar Photovoltaic Project #15 | CA | San Bernardino | S015E | Solar Photovoltaic | PV |  | S | X | X |  |  | 0.5 |  | 0.5 | 0.5 |  | N |  |  | OP | X | 1 | 2013 |  |  | N | Electric Utility | 1 | X | SUN
17609 | Southern California Edison Co | 57229 | Solar Photovoltaic Project #15 | CA | San Bernardino | S015F | Solar Photovoltaic | PV |  | S | X | X |  |  | 0.5 |  | 0.5 | 0.5 |  | N |  |  | OP | X | 1 | 2013 |  |  | N | Electric Utility | 1 | X | SUN
17609 | Southern California Edison Co | 57229 | Solar Photovoltaic Project #15 | CA | San Bernardino | S015G | Solar Photovoltaic | PV |  | S | X | X |  |  | 0.5 |  | 0.5 | 0.5 |  | N |  |  | OP | X | 1 | 2013 |  |  | N | Electric Utility | 1 | X | SUN
17609 | Southern California Edison Co | 57230 | Solar Photovoltaic Project #16 | CA | San Bernardino | S016A | Solar Photovoltaic | PV |  | S | X | X |  |  | 0.5 |  | 0.5 | 0.5 |  | N |  |  | OP | X | 2 | 2015 |  |  | N | Electric Utility | 1 | X | SUN | [9 empty] | N
17609 | Southern California Edison Co | 57230 | Solar Photovoltaic Project #16 | CA | San Bernardino | S016B | Solar Photovoltaic | PV |  | S | X | X |  |  | 0.5 |  | 0.5 | 0.5 |  | N |  |  | OP | X | 2 | 2015 |  |  | N | Electric Utility | 1 | X | SUN | [9 empty] | N
17609 | Southern California Edison Co | 57230 | Solar Photovoltaic Project #16 | CA | San Bernardino | S016C | Solar Photovoltaic | PV |  | S | X | X |  |  | 0.5 |  | 0.5 | 0.5 |  | N |  |  | OP | X | 2 | 2015 |  |  | N | Electric Utility | 1 | X | SUN | [9 empty] | N
17609 | Southern California Edison Co | 57231 | Solar Photovoltaic Project #17 | CA | San Bernardino | S017A | Solar Photovoltaic | PV |  | S | X | X |  |  | 0.5 |  | 0.5 | 0.5 |  | N |  |  | OP | X | 1 | 2015 |  |  | N | Electric Utility | 1 | X | SUN | [9 empty] | N
17609 | Southern California Edison Co | 57231 | Solar Photovoltaic Project #17 | CA | San Bernardino | S017B | Solar Photovoltaic | PV |  | S | X | X |  |  | 0.5 |  | 0.5 | 0.5 |  | N |  |  | OP | X | 1 | 2015 |  |  | N | Electric Utility | 1 | X | SUN | [9 empty] | N
17609 | Southern California Edison Co | 57231 | Solar Photovoltaic Project #17 | CA | San Bernardino | S017C | Solar Photovoltaic | PV |  | S | X | X |  |  | 0.5 |  | 0.5 | 0.5 |  | N |  |  | OP | X | 1 | 2015 |  |  | N | Electric Utility | 1 | X | SUN | [9 empty] | N
17609 | Southern California Edison Co | 57231 | Solar Photovoltaic Project #17 | CA | San Bernardino | S017D | Solar Photovoltaic | PV |  | S | X | X |  |  | 0.5 |  | 0.5 | 0.5 |  | N |  |  | OP | X | 1 | 2015 |  |  | N | Electric Utility | 1 | X | SUN | [9 empty] | N
17609 | Southern California Edison Co | 57231 | Solar Photovoltaic Project #17 | CA | San Bernardino | S017E | Solar Photovoltaic | PV |  | S | X | X |  |  | 0.5 |  | 0.5 | 0.5 |  | N |  |  | OP | X | 1 | 2015 |  |  | N | Electric Utility | 1 | X | SUN | [9 empty] | N
17609 | Southern California Edison Co | 57231 | Solar Photovoltaic Project #17 | CA | San Bernardino | S017F | Solar Photovoltaic | PV |  | S | X | X |  |  | 0.5 |  | 0.5 | 0.5 |  | N |  |  | OP | X | 1 | 2015 |  |  | N | Electric Utility | 1 | X | SUN | [9 empty] | N
17609 | Southern California Edison Co | 57231 | Solar Photovoltaic Project #17 | CA | San Bernardino | S017G | Solar Photovoltaic | PV |  | S | X | X |  |  | 0.5 |  | 0.5 | 0.5 |  | N |  |  | OP | X | 1 | 2015 |  |  | N | Electric Utility | 1 | X | SUN | [9 empty] | N
17609 | Southern California Edison Co | 57232 | Solar Photovoltaic Project #18 | CA | San Bernardino | S018A | Solar Photovoltaic | PV |  | S | X | X |  |  | 0.5 |  | 0.5 | 0.5 |  | N |  |  | OP | X | 11 | 2012 |  |  | N | Electric Utility | 1 | X | SUN | [9 empty] | N
17609 | Southern California Edison Co | 57232 | Solar Photovoltaic Project #18 | CA | San Bernardino | S018B | Solar Photovoltaic | PV |  | S | X | X |  |  | 0.5 |  | 0.5 | 0.5 |  | N |  |  | OP | X | 11 | 2012 |  |  | N | Electric Utility | 1 | X | SUN | [9 empty] | N
17609 | Southern California Edison Co | 57232 | Solar Photovoltaic Project #18 | CA | San Bernardino | S018C | Solar Photovoltaic | PV |  | S | X | X |  |  | 0.5 |  | 0.5 | 0.5 |  | N |  |  | OP | X | 11 | 2012 |  |  | N | Electric Utility | 1 | X | SUN | [9 empty] | N
17609 | Southern California Edison Co | 57236 | Solar Photovoltaic Project #23 | CA | San Bernardino | S023A | Solar Photovoltaic | PV |  | S | X | X |  |  | 0.5 |  | 0.5 | 0.5 |  | N |  |  | OP | X | 1 | 2013 |  |  | N | Electric Utility | 1 | X | SUN | [9 empty] | N
17609 | Southern California Edison Co | 57236 | Solar Photovoltaic Project #23 | CA | San Bernardino | S023B | Solar Photovoltaic | PV |  | S | X | X |  |  | 0.5 |  | 0.5 | 0.5 |  | N |  |  | OP | X | 1 | 2013 |  |  | N | Electric Utility | 1 | X | SUN | [9 empty] | N
17609 | Southern California Edison Co | 57236 | Solar Photovoltaic Project #23 | CA | San Bernardino | S023C | Solar Photovoltaic | PV |  | S | X | X |  |  | 0.5 |  | 0.5 | 0.5 |  | N |  |  | OP | X | 1 | 2013 |  |  | N | Electric Utility | 1 | X | SUN | [9 empty] | N
17609 | Southern California Edison Co | 57236 | Solar Photovoltaic Project #23 | CA | San Bernardino | S023D | Solar Photovoltaic | PV |  | S | X | X |  |  | 0.5 |  | 0.5 | 0.5 |  | N |  |  | OP | X | 1 | 2013 |  |  | N | Electric Utility | 1 | X | SUN | [9 empty] | N
17609 | Southern California Edison Co | 57236 | Solar Photovoltaic Project #23 | CA | San Bernardino | S023E | Solar Photovoltaic | PV |  | S | X | X |  |  | 0.5 |  | 0.5 | 0.5 |  | N |  |  | OP | X | 1 | 2013 |  |  | N | Electric Utility | 1 | X | SUN | [9 empty] | N
17609 | Southern California Edison Co | 57237 | Solar Photovoltaic Project #22 | CA | San Bernardino | S022A | Solar Photovoltaic | PV |  | S | X | X |  |  | 0.5 |  | 0.5 | 0.5 |  | N |  |  | OP | X | 8 | 2011 |  |  | N | Electric Utility | 1 | X | SUN | [9 empty] | N
17609 | Southern California Edison Co | 57237 | Solar Photovoltaic Project #22 | CA | San Bernardino | S022B | Solar Photovoltaic | PV |  | S | X | X |  |  | 0.5 |  | 0.5 | 0.5 |  | N |  |  | OP | X | 8 | 2011 |  |  | N | Electric Utility | 1 | X | SUN | [9 empty] | N
17609 | Southern California Edison Co | 57237 | Solar Photovoltaic Project #22 | CA | San Bernardino | S022C | Solar Photovoltaic | PV |  | S | X | X |  |  | 0.5 |  | 0.5 | 0.5 |  | N |  |  | OP | X | 8 | 2011 |  |  | N | Electric Utility | 1 | X | SUN | [9 empty] | N
17609 | Southern California Edison Co | 57237 | Solar Photovoltaic Project #22 | CA | San Bernardino | S022D | Solar Photovoltaic | PV |  | S | X | X |  |  | 0.5 |  | 0.5 | 0.5 |  | N |  |  | OP | X | 8 | 2011 |  |  | N | Electric Utility | 1 | X | SUN | [9 empty] | N
17609 | Southern California Edison Co | 57245 | Solar Photovoltaic Project #26 | CA | San Bernardino | S026A | Solar Photovoltaic | PV |  | S | X | X |  |  | 0.5 |  | 0.5 | 0.5 |  | N |  |  | OP | X | 2 | 2015 |  |  | N | Electric Utility | 1 | X | SUN | [9 empty] | N
17609 | Southern California Edison Co | 57245 | Solar Photovoltaic Project #26 | CA | San Bernardino | S026B | Solar Photovoltaic | PV |  | S | X | X |  |  | 0.5 |  | 0.5 | 0.5 |  | N |  |  | OP | X | 2 | 2015 |  |  | N | Electric Utility | 1 | X | SUN | [9 empty] | N
17609 | Southern California Edison Co | 57245 | Solar Photovoltaic Project #26 | CA | San Bernardino | S026C | Solar Photovoltaic | PV |  | S | X | X |  |  | 0.5 |  | 0.5 | 0.5 |  | N |  |  | OP | X | 2 | 2015 |  |  | N | Electric Utility | 1 | X | SUN | [9 empty] | N
17609 | Southern California Edison Co | 57245 | Solar Photovoltaic Project #26 | CA | San Bernardino | S026D | Solar Photovoltaic | PV |  | S | X | X |  |  | 0.5 |  | 0.5 | 0.5 |  | N |  |  | OP | X | 2 | 2015 |  |  | N | Electric Utility | 1 | X | SUN | [9 empty] | N
17609 | Southern California Edison Co | 57245 | Solar Photovoltaic Project #26 | CA | San Bernardino | S026E | Solar Photovoltaic | PV |  | S | X | X |  |  | 0.5 |  | 0.5 | 0.5 |  | N |  |  | OP | X | 2 | 2015 |  |  | N | Electric Utility | 1 | X | SUN | [9 empty] | N
17609 | Southern California Edison Co | 57245 | Solar Photovoltaic Project #26 | CA | San Bernardino | S026F | Solar Photovoltaic | PV |  | S | X | X |  |  | 0.5 |  | 0.5 | 0.5 |  | N |  |  | OP | X | 2 | 2015 |  |  | N | Electric Utility | 1 | X | SUN | [9 empty] | N
17609 | Southern California Edison Co | 57245 | Solar Photovoltaic Project #26 | CA | San Bernardino | S026G | Solar Photovoltaic | PV |  | S | X | X |  |  | 0.5 |  | 0.5 | 0.5 |  | N |  |  | OP | X | 2 | 2015 |  |  | N | Electric Utility | 1 | X | SUN | [9 empty] | N
17609 | Southern California Edison Co | 57245 | Solar Photovoltaic Project #26 | CA | San Bernardino | S026H | Solar Photovoltaic | PV |  | S | X | X |  |  | 0.5 |  | 0.5 | 0.5 |  | N |  |  | OP | X | 2 | 2015 |  |  | N | Electric Utility | 1 | X | SUN | [9 empty] | N
17609 | Southern California Edison Co | 57245 | Solar Photovoltaic Project #26 | CA | San Bernardino | S026I | Solar Photovoltaic | PV |  | S | X | X |  |  | 0.5 |  | 0.5 | 0.5 |  | N |  |  | OP | X | 2 | 2015 |  |  | N | Electric Utility | 1 | X | SUN | [9 empty] | N
17609 | Southern California Edison Co | 57245 | Solar Photovoltaic Project #26 | CA | San Bernardino | S026J | Solar Photovoltaic | PV |  | S | X | X |  |  | 0.5 |  | 0.5 | 0.5 |  | N |  |  | OP | X | 2 | 2015 |  |  | N | Electric Utility | 1 | X | SUN | [9 empty] | N
17609 | Southern California Edison Co | 57245 | Solar Photovoltaic Project #26 | CA | San Bernardino | SO26K | Solar Photovoltaic | PV |  | S | X | X |  |  | 0.5 |  | 0.5 | 0.5 |  | N |  |  | OP | X | 2 | 2015 |  |  | N | Electric Utility | 1 | X | SUN | [9 empty] | N
17609 | Southern California Edison Co | 57245 | Solar Photovoltaic Project #26 | CA | San Bernardino | SO26L | Solar Photovoltaic | PV |  | S | X | X |  |  | 0.5 |  | 0.5 | 0.5 |  | N |  |  | OP | X | 2 | 2015 |  |  | N | Electric Utility | 1 | X | SUN | [9 empty] | N
17609 | Southern California Edison Co | 57246 | Solar Photovoltaic Project #27 | CA | San Bernardino | S027A | Solar Photovoltaic | PV |  | S | X | X |  |  | 0.5 |  | 0.5 | 0.5 |  | N |  |  | OP | X | 2 | 2015 |  |  | N | Electric Utility | 1 | X | SUN | [9 empty] | N
17609 | Southern California Edison Co | 57246 | Solar Photovoltaic Project #27 | CA | San Bernardino | S027B | Solar Photovoltaic | PV |  | S | X | X |  |  | 0.5 |  | 0.5 | 0.5 |  | N |  |  | OP | X | 2 | 2015 |  |  | N | Electric Utility | 1 | X | SUN | [9 empty] | N
17609 | Southern California Edison Co | 57246 | Solar Photovoltaic Project #27 | CA | San Bernardino | S027C | Solar Photovoltaic | PV |  | S | X | X |  |  | 0.5 |  | 0.5 | 0.5 |  | N |  |  | OP | X | 2 | 2015 |  |  | N | Electric Utility | 1 | X | SUN | [9 empty] | N
17609 | Southern California Edison Co | 57246 | Solar Photovoltaic Project #27 | CA | San Bernardino | S027D | Solar Photovoltaic | PV |  | S | X | X |  |  | 0.5 |  | 0.5 | 0.5 |  | N |  |  | OP | X | 2 | 2015 |  |  | N | Electric Utility | 1 | X | SUN | [9 empty] | N
17609 | Southern California Edison Co | 57247 | Solar Photovoltaic Project #28 | CA | San Bernardino | S028A | Solar Photovoltaic | PV |  | S | X | X |  |  | 0.5 |  | 0.5 | 0.5 |  | N |  |  | OP | X | 2 | 2015 |  |  | N | Electric Utility | 1 | X | SUN | [9 empty] | N
17609 | Southern California Edison Co | 57247 | Solar Photovoltaic Project #28 | CA | San Bernardino | S028B | Solar Photovoltaic | PV |  | S | X | X |  |  | 0.5 |  | 0.5 | 0.5 |  | N |  |  | OP | X | 2 | 2015 |  |  | N | Electric Utility | 1 | X | SUN | [9 empty] | N
17609 | Southern California Edison Co | 57247 | Solar Photovoltaic Project #28 | CA | San Bernardino | S028C | Solar Photovoltaic | PV |  | S | X | X |  |  | 0.5 |  | 0.5 | 0.5 |  | N |  |  | OP | X | 2 | 2015 |  |  | N | Electric Utility | 1 | X | SUN | [9 empty] | N
17609 | Southern California Edison Co | 57247 | Solar Photovoltaic Project #28 | CA | San Bernardino | S028D | Solar Photovoltaic | PV |  | S | X | X |  |  | 0.5 |  | 0.5 | 0.5 |  | N |  |  | OP | X | 2 | 2015 |  |  | N | Electric Utility | 1 | X | SUN | [9 empty] | N
17609 | Southern California Edison Co | 57247 | Solar Photovoltaic Project #28 | CA | San Bernardino | S028E | Solar Photovoltaic | PV |  | S | X | X |  |  | 0.5 |  | 0.5 | 0.5 |  | N |  |  | OP | X | 2 | 2015 |  |  | N | Electric Utility | 1 | X | SUN | [9 empty] | N
17609 | Southern California Edison Co | 57247 | Solar Photovoltaic Project #28 | CA | San Bernardino | S028F | Solar Photovoltaic | PV |  | S | X | X |  |  | 0.5 |  | 0.5 | 0.5 |  | N |  |  | OP | X | 2 | 2015 |  |  | N | Electric Utility | 1 | X | SUN | [9 empty] | N
17609 | Southern California Edison Co | 57247 | Solar Photovoltaic Project #28 | CA | San Bernardino | S028G | Solar Photovoltaic | PV |  | S | X | X |  |  | 0.5 |  | 0.5 | 0.5 |  | N |  |  | OP | X | 2 | 2015 |  |  | N | Electric Utility | 1 | X | SUN | [9 empty] | N
56618 | Victor Valley Community College District | 57254 | Victor Valley CC CPV Solar | CA | San Bernardino | 1PV | Solar Photovoltaic | PV |  | S | X | X |  |  | 1 | 1 | 1 | 1 |  | N |  |  | OP | X | 6 | 2010 |  |  | N | Commercial Non-CHP | 4 | X | SUN | [9 empty] | N | [23 empty] | N |  |  | N
56635 | Marsh Landing LLC | 57267 | Marsh Landing Generating Station | CA | Contra Costa | 1 | Natural Gas Fired Combustion Turbine | GT |  | W | X | X |  |  | 207 | 0.9 | 191.9 | 201.6 | 120 | N |  |  | OP | X | 5 | 2013 |  |  | N | IPP Non-CHP | 2 | X | NG | [9 empty] | N | N | 0 | 1H | [20 empty] | N |  |  | N |  | N
56635 | Marsh Landing LLC | 57267 | Marsh Landing Generating Station | CA | Contra Costa | 2 | Natural Gas Fired Combustion Turbine | GT |  | W | X | X |  |  | 207 | 0.9 | 191.1 | 200.7 | 120 | N |  |  | OP | X | 5 | 2013 |  |  | N | IPP Non-CHP | 2 | X | NG | [9 empty] | N | N |  | 1H | [20 empty] | N |  |  | N |  | N
56635 | Marsh Landing LLC | 57267 | Marsh Landing Generating Station | CA | Contra Costa | 3 | Natural Gas Fired Combustion Turbine | GT |  | W | X | X |  |  | 207 | 0.9 | 190.4 | 200.3 | 120 | N |  |  | OP | X | 5 | 2013 |  |  | N | IPP Non-CHP | 2 | X | NG | [9 empty] | N | N |  | 1H | [20 empty] | Y | 6 | 2021 | N |  | N
56635 | Marsh Landing LLC | 57267 | Marsh Landing Generating Station | CA | Contra Costa | 4 | Natural Gas Fired Combustion Turbine | GT |  | W | X | X |  |  | 207 | 0.9 | 191.8 | 202.2 | 120 | N |  |  | OP | X | 5 | 2013 |  |  | N | IPP Non-CHP | 2 | X | NG | [9 empty] | N | N |  | 1H | [20 empty] | Y | 6 | 2021 | N |  | N
60015 | NRG Yield LLC | 57282 | Alta Wind Energy Center I | CA | Kern | AW01 | Onshore Wind Turbine | WT |  | W | X | X |  |  | 150 |  | 150 | 150 | 0 | N |  |  | OP | X | 1 | 2011 |  |  | N | IPP Non-CHP | 2 | X | WND | [9 empty] | N |  | 100
60015 | NRG Yield LLC | 57291 | Alta Wind Energy Center II | CA | Kern | AW02 | Onshore Wind Turbine | WT |  | W | X | X |  |  | 150 |  | 150 | 150 | 0 | N |  |  | OP | X | 1 | 2011 |  |  | N | IPP Non-CHP | 2 | X | WND | [9 empty] | N |  | 50
60015 | NRG Yield LLC | 57292 | Alta Wind Energy Center III | CA | Kern | AW03 | Onshore Wind Turbine | WT |  | W | X | X |  |  | 150 |  | 150 | 150 | 0 | N |  |  | OP | X | 2 | 2011 |  |  | N | IPP Non-CHP | 2 | X | WND | [9 empty] | N |  | 50
60015 | NRG Yield LLC | 57293 | Alta Wind Energy Center IV | CA | Kern | AW04 | Onshore Wind Turbine | WT |  | W | X | X |  |  | 102 |  | 102 | 102 | 0 | N |  |  | OP | X | 4 | 2011 |  |  | N | IPP Non-CHP | 2 | X | WND | [9 empty] | N |  | 34
60015 | NRG Yield LLC | 57294 | Alta Wind Energy Center V | CA | Kern | AW05 | Onshore Wind Turbine | WT |  | W | X | X |  |  | 168 |  | 168 | 168 | 0 | N |  |  | OP | X | 4 | 2011 |  |  | N | IPP Non-CHP | 2 | X | WND | [9 empty] | N |  | 56
59397 | NRG Solar Alpine | 57295 | Alpine Solar | CA | Los Angeles | 1 | Solar Photovoltaic | PV |  | S | X | X |  |  | 66 |  | 66 | 66 |  | N |  |  | OP | X | 2 | 2013 |  |  | N | IPP Non-CHP | 2 | X | SUN | [9 empty] | N
2770 | Terra-Gen Operating Co-Wind | 57302 | Garnet Wind Energy Center | CA | Riverside | 1 | Onshore Wind Turbine | WT |  | W | X | X |  |  | 6.5 |  | 6.5 | 6.5 | 0.1 | N |  |  | OP | X | 6 | 2009 |  |  | N | IPP Non-CHP | 2 | X | WND | [9 empty] | N | N | 13 | [24 empty] | N
11208 | Los Angeles Department of Water & Power | 57305 | Adelanto Solar Project | CA | San Bernardino | 1 | Solar Photovoltaic | PV |  | S | X | X |  |  | 10 |  | 10 | 10 |  | N |  |  | OP | X | 6 | 2012 |  |  | N | Electric Utility | 1 | X | SUN | [9 empty] | N | N | [22 empty] | Y | 3 | 2021 | N
11208 | Los Angeles Department of Water & Power | 57306 | Pine Tree Solar Project | CA | Kern | 1 | Solar Photovoltaic | PV |  | S | X | X |  |  | 8.5 |  | 8.5 | 8.5 |  | N |  |  | OP | X | 3 | 2013 |  |  | N | Electric Utility | 1 | X | SUN | [9 empty] | N | N | [22 empty] | N |  |  | N
11208 | Los Angeles Department of Water & Power | 57308 | Maclay Solar Project | CA | Los Angeles | 1 | Solar Photovoltaic | PV |  | S | X | X |  |  | 2.2 |  | 2.2 | 2.2 |  | N |  |  | OP | X | 4 | 2017 |  |  | N | Electric Utility | 1 | X | SUN | [9 empty] | N | N | [22 empty] | N |  |  | N
11208 | Los Angeles Department of Water & Power | 57309 | Pacific Cruise Ship Terminals Berth 93 | CA | Los Angeles | 1 | Solar Photovoltaic | PV |  | W | X | X |  |  | 1.1 |  | 1.1 | 1.1 |  | N |  |  | OP | X | 9 | 2010 |  |  | N | Commercial Non-CHP | 4 | X | SUN | [9 empty] | N | [26 empty] | N
57320 | Konoike Pacific | 57310 | 1420 Coil Av #C | CA | Los Angeles | 1 | Solar Photovoltaic | PV |  | S | X | X |  |  | 1.3 |  | 1.3 | 1.3 |  | N |  |  | OP | X | 3 | 2011 |  |  | N | Commercial Non-CHP | 4 | X | SUN | [9 empty] | N | N | [25 empty] | N
59551 | Occidental College | 57311 | Occidental College Solar Project | CA | Los Angeles | 1 | Solar Photovoltaic | PV |  | S | X | X |  |  | 1 |  | 1 | 1 |  | N |  |  | OP | X | 2 | 2013 |  |  | N | Commercial Non-CHP | 4 | X | SUN | [9 empty] | N | [26 empty] | N
57275 | Metropolitan Transportation Authority | 57313 | Metro Support Services Center Solar | CA | Los Angeles | 1 | Solar Photovoltaic | PV |  | S | X | X |  |  | 1.2 |  | 1.2 | 1.2 |  | N |  |  | OP | X | 4 | 2005 |  |  | N | Commercial Non-CHP | 4 | X | SUN | [9 empty] | N | N | [25 empty] | N
57276 | Los Angeles Community College District | 57314 | Los Angeles Harbor College | CA | Los Angeles | 1 | Solar Photovoltaic | PV |  | S | X | X |  |  | 1.2 |  | 2.2 | 2.2 |  | N |  |  | OP | X | 10 | 2010 |  |  | N | Commercial Non-CHP | 4 | X | SUN | [9 empty] | N | N
56660 | Mojave Solar LLC | 57331 | Mojave Solar Project | CA | San Bernardino | MSP1 | Solar Thermal without Energy Storage | ST |  | S | X | X |  |  | 140 | 0.85 | 137.5 | 100 |  | N |  |  | OP | X | 12 | 2014 |  |  | N | IPP Non-CHP | 2 | X | SUN | [5 empty] | SUN |  |  |  | N | N | 0 | [5 empty] | N | [15 empty] | N |  |  | N | N | N
56660 | Mojave Solar LLC | 57331 | Mojave Solar Project | CA | San Bernardino | MSP2 | Solar Thermal without Energy Storage | ST |  | S | X | X |  |  | 140 | 0.85 | 137.5 | 100 |  | N |  |  | OP | X | 12 | 2014 |  |  | N | IPP Non-CHP | 2 | X | SUN | [5 empty] | SUN |  |  |  | N | N | [22 empty] | N |  |  | N | N | N
56769 | Consolidated Edison Development Inc. | 57340 | Panoche Valley Solar Farm | CA | San Benito | 1 | Solar Photovoltaic | PV |  | S | X | X |  |  | 140 |  | 140 | 140 |  | N |  |  | OP | X | 1 | 2018 |  |  | N | IPP Non-CHP | 2 | X | SUN | [9 empty] | N
56700 | Avenal Solar Holdings LLC | 57359 | Avenal Park | CA | Kings | 1 | Solar Photovoltaic | PV |  | S | X | X |  |  | 6 |  | 6 | 6 |  | N |  |  | OP | X | 8 | 2011 |  |  | N | IPP Non-CHP | 2 | X | SUN | [9 empty] | N | N | [25 empty] | N
56700 | Avenal Solar Holdings LLC | 57360 | Sun City Project LLC | CA | Kings | 1 | Solar Photovoltaic | PV |  | S | X | X |  |  | 20 |  | 20 | 20 |  | N |  |  | OP | X | 8 | 2011 |  |  | N | IPP Non-CHP | 2 | X | SUN | [9 empty] | N | N | [25 empty] | N
56700 | Avenal Solar Holdings LLC | 57361 | Sand Drag LLC | CA | Kings | 1 | Solar Photovoltaic | PV |  | S | X | X |  |  | 19 |  | 19 | 19 |  | N |  |  | OP | X | 8 | 2011 |  |  | N | IPP Non-CHP | 2 | X | SUN | [9 empty] | N | N | [25 empty] | N
56707 | Yuma County Water User's Association | 57364 | Siphon Drop Power Plant | CA | Imperial | 1 | Conventional Hydroelectric | HY |  | S | X | X |  |  | 2.2 | 1 | 2.2 | 2.2 | 1 | N |  |  | OP | X | 9 | 1987 |  |  | N | IPP Non-CHP | 2 | X | WAT | [9 empty] | N |  |  | 1H
56707 | Yuma County Water User's Association | 57364 | Siphon Drop Power Plant | CA | Imperial | 2 | Conventional Hydroelectric | HY |  | S | X | X |  |  | 2.2 | 1 | 2.2 | 2.2 | 1 | N |  |  | OP | X | 12 | 1987 |  |  | N | IPP Non-CHP | 2 | X | WAT | [9 empty] | N |  |  | 1H
56722 | AV Solar Ranch 1 LLC | 57378 | AV Solar Ranch One | CA | Los Angeles | AVSR | Solar Photovoltaic | PV |  | S | X | X | AVSOLAR_7_N008 | AVSOLAR_7_N008 | 253 |  | 241.5 | 241.5 |  | N |  |  | OP | X | 8 | 2014 |  |  | N | IPP Non-CHP | 2 | X | SUN | [9 empty] | N | N | 0 | [21 empty] | N |  |  | N
56723 | Genesis Solar LLC | 57394 | Genesis Solar Energy Project | CA | Riverside | GEN01 | Solar Thermal without Energy Storage | ST |  | S | X | X |  |  | 125 | 0.85 | 125 | 125 | 14.7 | N |  |  | OP | X | 3 | 2014 |  |  | N | IPP Non-CHP | 2 | X | SUN | [5 empty] | SUN |  |  |  | N | N |  | 12H | [23 empty] | N | N | N
56723 | Genesis Solar LLC | 57394 | Genesis Solar Energy Project | CA | Riverside | GEN02 | Solar Thermal without Energy Storage | ST |  | S | X | X |  |  | 125 | 0.85 | 125 | 125 | 14.7 | N |  |  | OP | X | 11 | 2013 |  |  | N | IPP Non-CHP | 2 | X | SUN | [5 empty] | SUN |  |  |  | N | N |  | 12H | [23 empty] | N | N | N
56751 | Yolo County of | 57422 | Yolo County Solar Project | CA | Yolo | 1 | Solar Photovoltaic | PV |  | S | X | X |  |  | 1 |  | 1 | 1 |  | N |  |  | OP | X | 12 | 2010 |  |  | N | Commercial Non-CHP | 4 | X | SUN | [9 empty] | N | [23 empty] | N
56762 | NRG Renew Operation & Maintenance, LLC | 57439 | California Valley Solar Ranch | CA | San Luis Obispo | HPR2 | Solar Photovoltaic | PV |  | W | X | X |  |  | 32.3 |  | 32.3 | 32.3 |  | N |  |  | OP | X | 10 | 2013 |  |  | N | IPP Non-CHP | 2 | X | SUN
56762 | NRG Renew Operation & Maintenance, LLC | 57439 | California Valley Solar Ranch | CA | San Luis Obispo | HPR2A | Solar Photovoltaic | PV |  | W | X | X |  |  | 21 |  | 21 | 21 |  | N |  |  | OP | X | 9 | 2012 |  |  | N | IPP Non-CHP | 2 | X | SUN | [9 empty] | N
56762 | NRG Renew Operation & Maintenance, LLC | 57439 | California Valley Solar Ranch | CA | San Luis Obispo | HPR2B | Solar Photovoltaic | PV |  | W | X | X |  |  | 86.5 |  | 86.5 | 86.5 |  | N |  |  | OP | X | 1 | 2013 |  |  | N | IPP Non-CHP | 2 | X | SUN | [9 empty] | N
56762 | NRG Renew Operation & Maintenance, LLC | 57439 | California Valley Solar Ranch | CA | San Luis Obispo | HPR2C | Solar Photovoltaic | PV |  | W | X | X |  |  | 70 |  | 70 | 70 |  | N |  |  | OP | X | 10 | 2013 |  |  | N | IPP Non-CHP | 2 | X | SUN | [9 empty] | N
56762 | NRG Renew Operation & Maintenance, LLC | 57439 | California Valley Solar Ranch | CA | San Luis Obispo | HPR2D | Solar Photovoltaic | PV |  | W | X | X |  |  | 40 |  | 40 | 40 |  | N |  |  | OP | X | 1 | 2013 |  |  | N | IPP Non-CHP | 2 | X | SUN | [9 empty] | N
17609 | Southern California Edison Co | 57441 | Solar Photovoltaic Project #42 | CA | Tulare | S42A | Solar Photovoltaic | PV |  | S | X | X |  |  | 0.5 |  | 0.5 | 0.5 |  | N |  |  | OP | X | 11 | 2012 |  |  | N | Electric Utility | 1 | X | SUN | [9 empty] | N
17609 | Southern California Edison Co | 57441 | Solar Photovoltaic Project #42 | CA | Tulare | S42B | Solar Photovoltaic | PV |  | S | X | X |  |  | 0.5 |  | 0.5 | 0.5 |  | N |  |  | OP | X | 11 | 2012 |  |  | N | Electric Utility | 1 | X | SUN | [9 empty] | N
17609 | Southern California Edison Co | 57441 | Solar Photovoltaic Project #42 | CA | Tulare | S42C | Solar Photovoltaic | PV |  | S | X | X |  |  | 0.5 |  | 0.5 | 0.5 |  | N |  |  | OP | X | 11 | 2012 |  |  | N | Electric Utility | 1 | X | SUN | [9 empty] | N
17609 | Southern California Edison Co | 57441 | Solar Photovoltaic Project #42 | CA | Tulare | S42D | Solar Photovoltaic | PV |  | S | X | X |  |  | 0.5 |  | 0.5 | 0.5 |  | N |  |  | OP | X | 11 | 2012 |  |  | N | Electric Utility | 1 | X | SUN | [9 empty] | N
17609 | Southern California Edison Co | 57441 | Solar Photovoltaic Project #42 | CA | Tulare | S42E | Solar Photovoltaic | PV |  | S | X | X |  |  | 0.5 |  | 0.5 | 0.5 |  | N |  |  | OP | X | 11 | 2012 |  |  | N | Electric Utility | 1 | X | SUN | [9 empty] | N
17609 | Southern California Edison Co | 57441 | Solar Photovoltaic Project #42 | CA | Tulare | S42F | Solar Photovoltaic | PV |  | S | X | X |  |  | 0.5 |  | 0.5 | 0.5 |  | N |  |  | OP | X | 11 | 2012 |  |  | N | Electric Utility | 1 | X | SUN | [9 empty] | N
17609 | Southern California Edison Co | 57441 | Solar Photovoltaic Project #42 | CA | Tulare | S42G | Solar Photovoltaic | PV |  | S | X | X |  |  | 0.5 |  | 0.5 | 0.5 |  | N |  |  | OP | X | 11 | 2012 |  |  | N | Electric Utility | 1 | X | SUN | [9 empty] | N
17609 | Southern California Edison Co | 57441 | Solar Photovoltaic Project #42 | CA | Tulare | S42H | Solar Photovoltaic | PV |  | S | X | X |  |  | 0.5 |  | 0.5 | 0.5 |  | N |  |  | OP | X | 11 | 2012 |  |  | N | Electric Utility | 1 | X | SUN | [9 empty] | N
17609 | Southern California Edison Co | 57441 | Solar Photovoltaic Project #42 | CA | Tulare | S42I | Solar Photovoltaic | PV |  | S | X | X |  |  | 0.5 |  | 0.5 | 0.5 |  | N |  |  | OP | X | 11 | 2012 |  |  | N | Electric Utility | 1 | X | SUN | [9 empty] | N
17609 | Southern California Edison Co | 57441 | Solar Photovoltaic Project #42 | CA | Tulare | S42J | Solar Photovoltaic | PV |  | S | X | X |  |  | 0.5 |  | 0.5 | 0.5 |  | N |  |  | OP | X | 11 | 2012 |  |  | N | Electric Utility | 1 | X | SUN | [9 empty] | N
57271 | NRG Solar Borrego I | 57455 | Solar Borrego I | CA | San Diego | SB1 | Solar Photovoltaic | PV |  | S | X | X |  |  | 26 |  | 26 | 26 |  | N |  |  | OP | X | 2 | 2013 |  |  | N | IPP Non-CHP | 2 | X | SUN | [9 empty] | N
19740 | AES Wind Generation Inc | 57459 | Mountain View IV | CA | Riverside | 1 | Onshore Wind Turbine | WT |  | S | X | X |  |  | 49 |  | 49 | 49 | 0 | N |  |  | OP | X | 2 | 2012 |  |  | N | IPP Non-CHP | 2 | X | WND | [11 empty] | 49
56778 | Bloom Energy 2009 PPA | 57460 | Caltech Central | CA | Los Angeles | CL00 | Other Natural Gas | FC |  | S | X | X |  |  | 0.1 |  | 0.1 | 0.1 | 0.1 | N |  |  | OP | X | 11 | 2010 | 3 | 2031 | N | IPP Non-CHP | 2 | X | NG | OBG | [8 empty] | N |  |  | 12H
56778 | Bloom Energy 2009 PPA | 57460 | Caltech Central | CA | Los Angeles | CL01 | Other Natural Gas | FC |  | S | X | X |  |  | 0.1 |  | 0.1 | 0.1 | 0.1 | N |  |  | OP | X | 11 | 2010 | 3 | 2031 | N | IPP Non-CHP | 2 | X | NG | OBG | [8 empty] | N | N |  | 12H
56778 | Bloom Energy 2009 PPA | 57460 | Caltech Central | CA | Los Angeles | CL02 | Other Natural Gas | FC |  | S | X | X |  |  | 0.1 |  | 0.1 | 0.1 | 0.1 | N |  |  | OP | X | 11 | 2010 | 3 | 2031 | N | IPP Non-CHP | 2 | X | NG | OBG | [8 empty] | N | N |  | 12H
56778 | Bloom Energy 2009 PPA | 57460 | Caltech Central | CA | Los Angeles | CL03 | Other Natural Gas | FC |  | S | X | X |  |  | 0.1 |  | 0.1 | 0.1 | 0.1 | N |  |  | OP | X | 11 | 2010 | 3 | 2031 | N | IPP Non-CHP | 2 | X | NG | OBG | [8 empty] | N | N |  | 12H
56778 | Bloom Energy 2009 PPA | 57460 | Caltech Central | CA | Los Angeles | CL04 | Other Natural Gas | FC |  | S | X | X |  |  | 0.1 |  | 0.1 | 0.1 | 0.1 | N |  |  | OP | X | 11 | 2010 | 3 | 2031 | N | IPP Non-CHP | 2 | X | NG | OBG | [8 empty] | N | N |  | 12H
56778 | Bloom Energy 2009 PPA | 57460 | Caltech Central | CA | Los Angeles | CL05 | Other Natural Gas | FC |  | S | X | X |  |  | 0.1 |  | 0.1 | 0.1 | 0.1 | N |  |  | OP | X | 11 | 2010 | 3 | 2031 | N | IPP Non-CHP | 2 | X | NG | OBG | [8 empty] | N | N |  | 12H
56778 | Bloom Energy 2009 PPA | 57460 | Caltech Central | CA | Los Angeles | CL06 | Other Natural Gas | FC |  | S | X | X |  |  | 0.1 |  | 0.1 | 0.1 | 0.1 | N |  |  | OP | X | 11 | 2010 | 3 | 2031 | N | IPP Non-CHP | 2 | X | NG | OBG | [8 empty] | N | N |  | 12H
56778 | Bloom Energy 2009 PPA | 57460 | Caltech Central | CA | Los Angeles | CL07 | Other Natural Gas | FC |  | S | X | X |  |  | 0.1 |  | 0.1 | 0.1 | 0.1 | N |  |  | OP | X | 11 | 2010 | 3 | 2031 | N | IPP Non-CHP | 2 | X | NG | OBG | [8 empty] | N | N |  | 12H
56778 | Bloom Energy 2009 PPA | 57460 | Caltech Central | CA | Los Angeles | CL08 | Other Natural Gas | FC |  | S | X | X |  |  | 0.1 |  | 0.1 | 0.1 | 0.1 | N |  |  | OP | X | 11 | 2010 | 3 | 2031 | N | IPP Non-CHP | 2 | X | NG | OBG | [8 empty] | N | N |  | 12H
56778 | Bloom Energy 2009 PPA | 57460 | Caltech Central | CA | Los Angeles | CL09 | Other Natural Gas | FC |  | S | X | X |  |  | 0.1 |  | 0.1 | 0.1 | 0.1 | N |  |  | OP | X | 11 | 2010 | 3 | 2031 | N | IPP Non-CHP | 2 | X | NG | OBG | [8 empty] | N | N |  | 12H
56778 | Bloom Energy 2009 PPA | 57460 | Caltech Central | CA | Los Angeles | CL10 | Other Natural Gas | FC |  | S | X | X |  |  | 0.1 |  | 0.1 | 0.1 | 0.1 | N |  |  | OP | X | 11 | 2010 | 3 | 2031 | N | IPP Non-CHP | 2 | X | NG | OBG | [8 empty] | N | N |  | 12H
56791 | Hudson Ranch Power I LLC | 57475 | John L. Featherstone Plant | CA | Imperial | HRP1 | Geothermal | ST |  | S | X | X |  |  | 55 | 1 | 49.9 | 49.9 | 15 | N |  |  | OP | X | 3 | 2012 |  |  | N | IPP Non-CHP | 2 | X | GEO | [5 empty] | GEO |  |  |  | N | N |  | OVER | [23 empty] | N | N
56887 | Sentinel Energy Center LLC | 57482 | Sentinel Energy Center, LLC | CA | Riverside | CTG1 | Natural Gas Fired Combustion Turbine | GT |  | J | X | X | TOT032G1_7_N001 | SENTNL_2_CTG1 | 100 | 0.85 | 100 | 100 | 45 | N |  |  | OP | X | 5 | 2013 |  |  | N | IPP Non-CHP | 2 | X | NG | [5 empty] | NG |  |  |  | N | N |  | 10M | [23 empty] | N | N | N
56887 | Sentinel Energy Center LLC | 57482 | Sentinel Energy Center, LLC | CA | Riverside | CTG2 | Natural Gas Fired Combustion Turbine | GT |  | J | X | X | TOT032G2_7_N001 | SENTNL_2_CTG2 | 100 | 0.85 | 100 | 100 | 45 | N |  |  | OP | X | 5 | 2013 |  |  | N | IPP Non-CHP | 2 | X | NG | [5 empty] | NG |  |  |  | N | N |  | 10M | [23 empty] | N | N | N
56887 | Sentinel Energy Center LLC | 57482 | Sentinel Energy Center, LLC | CA | Riverside | CTG3 | Natural Gas Fired Combustion Turbine | GT |  | J | X | X | TOT032G3_7_N001 | SENTNL_2_CTG3 | 100 | 0.85 | 100 | 100 | 45 | N |  |  | OP | X | 5 | 2013 |  |  | N | IPP Non-CHP | 2 | X | NG | [5 empty] | NG |  |  |  | N | N |  | 10M | [23 empty] | N | N | N
56887 | Sentinel Energy Center LLC | 57482 | Sentinel Energy Center, LLC | CA | Riverside | CTG4 | Natural Gas Fired Combustion Turbine | GT |  | J | X | X | TOT032G4_7_N001 | SENTNL_2_CTG4 | 100 | 0.85 | 100 | 100 | 45 | N |  |  | OP | X | 5 | 2013 |  |  | N | IPP Non-CHP | 2 | X | NG | [5 empty] | NG |  |  |  | N |  |  | 10M | [23 empty] | N | N | N
56887 | Sentinel Energy Center LLC | 57482 | Sentinel Energy Center, LLC | CA | Riverside | CTG5 | Natural Gas Fired Combustion Turbine | GT |  | J | X | X | TOT032G5_7_N001 | SENTNL_ 2_CTG5 | 100 | 0.85 | 100 | 100 | 45 | N |  |  | OP | X | 5 | 2013 |  |  | N | IPP Non-CHP | 2 | X | NG | [5 empty] | NG |  |  |  | N |  |  | 10M | [23 empty] | N | N
56887 | Sentinel Energy Center LLC | 57482 | Sentinel Energy Center, LLC | CA | Riverside | CTG6 | Natural Gas Fired Combustion Turbine | GT |  | J | X | X | TOT032G6_7_N001 | SENTNL_2_CTG6 | 100 | 0.85 | 100 | 100 | 45 | N |  |  | OP | X | 5 | 2013 |  |  | N | IPP Non-CHP | 2 | X | NG | [5 empty] | NG |  |  |  | N | N |  | 10M | [23 empty] | N | N
56887 | Sentinel Energy Center LLC | 57482 | Sentinel Energy Center, LLC | CA | Riverside | CTG7 | Natural Gas Fired Combustion Turbine | GT |  | J | X | X | TOT032G7_7_N001 | SENTNL_2_CTG7 | 100 | 0.85 | 100 | 100 | 45 | N |  |  | OP | X | 5 | 2013 |  |  | N | IPP Non-CHP | 2 | X | NG | [5 empty] | NG |  |  |  | N | N |  | 10M | [23 empty] | N
56887 | Sentinel Energy Center LLC | 57482 | Sentinel Energy Center, LLC | CA | Riverside | CTG8 | Natural Gas Fired Combustion Turbine | GT |  | J | X | X | TOT032G8_7_N001 | SENTNL_2_CTG8 | 100 | 0.85 | 100 | 100 | 45 | N |  |  | OP | X | 5 | 2013 |  |  | N | IPP Non-CHP | 2 | X | NG | [5 empty] | NG |  |  |  | N | N |  | 10M | [23 empty] | N
49981 | Diamond Generating Corporation | 57483 | Mariposa Energy Project | CA | Alameda | CTG1 | Natural Gas Fired Combustion Turbine | GT |  | S | X | X |  |  | 49.9 | 0.95 | 49.9 | 49.9 | 25 | N |  |  | OP | X | 10 | 2012 |  |  | N | IPP Non-CHP | 2 | X | NG | [9 empty] | N | N |  | 10M | [23 empty] | N |  | N
49981 | Diamond Generating Corporation | 57483 | Mariposa Energy Project | CA | Alameda | CTG2 | Natural Gas Fired Combustion Turbine | GT |  | S | X | X |  |  | 49.9 | 0.95 | 49.9 | 49.9 | 25 | N |  |  | OP | X | 10 | 2012 |  |  | N | IPP Non-CHP | 2 | X | NG | [9 empty] | N | N |  | 10M | [23 empty] | N |  | N
49981 | Diamond Generating Corporation | 57483 | Mariposa Energy Project | CA | Alameda | CTG3 | Natural Gas Fired Combustion Turbine | GT |  | S | X | X |  |  | 49.9 | 0.95 | 49.9 | 49.9 | 25 | N |  |  | OP | X | 10 | 2012 |  |  | N | IPP Non-CHP | 2 | X | NG | [9 empty] | N | N |  | 10M | [23 empty] | N |  | N
49981 | Diamond Generating Corporation | 57483 | Mariposa Energy Project | CA | Alameda | CTG4 | Natural Gas Fired Combustion Turbine | GT |  | S | X | X |  |  | 49.9 | 0.95 | 49.9 | 49.9 | 25 | N |  |  | OP | X | 10 | 2012 |  |  | N | IPP Non-CHP | 2 | X | NG | [9 empty] | N | N |  | 10M | [23 empty] | N |  | N
15399 | Avangrid Renewables LLC | 57484 | Manzana Wind LLC | CA | Kern | GEN1 | Onshore Wind Turbine | WT |  | S | X | X |  |  | 189 |  | 189 | 189 | 0 | N |  |  | OP | X | 12 | 2012 |  |  | N | IPP Non-CHP | 2 | X | WND | [9 empty] | N | N | 126 | [21 empty] | N |  |  | N
56819 | CSOLAR IV South LLC | 57490 | Imperial Solar Energy Center South | CA | Imperial | 56819 | Solar Photovoltaic | PV |  | J | X | X | CSLR4S_2_SOLAR | CSLR4S_2_SOLAR | 128.9 |  | 128.9 | 128.9 |  | N |  |  | OP | X | 11 | 2013 |  |  | N | IPP Non-CHP | 2 | X | SUN | [9 empty] | N | N
57260 | CSOLAR IV West LLC | 57491 | Imperial Solar Energy Center West | CA | Imperial | 56819 | Solar Photovoltaic | PV |  | J | X | X | IVWEST_2_SOLAR1-APND | IVWEST_2_SOLAR1-APND | 148.7 |  | 148.7 | 148.7 |  | N |  |  | OP | X | 4 | 2016 |  |  | N | IPP Non-CHP | 2 | X | SUN | [9 empty] | N | N
14328 | Pacific Gas & Electric Co. | 57497 | Stroud Solar Station | CA | Fresno | 1 | Solar Photovoltaic | PV |  | S | X | X | STROUD_6_N003 | STROUD_6_N003 | 20 |  | 20 | 20 |  | N |  |  | OP | X | 9 | 2011 |  |  | N | Electric Utility | 1 | X | SUN | [9 empty] | N
14328 | Pacific Gas & Electric Co. | 57498 | Five Points Solar Station | CA | Fresno | 1 | Solar Photovoltaic | PV |  | S | X | X | SCHLNDLR_7_N002 | SCHLNDLR_7_N002 | 15 |  | 15 | 15 |  | N |  |  | OP | X | 9 | 2011 |  |  | N | Electric Utility | 1 | X | SUN | [9 empty] | N
14328 | Pacific Gas & Electric Co. | 57499 | Westside Solar Station | CA | Fresno | 1 | Solar Photovoltaic | PV |  | S | X | X | SCHLNDLR_7_N003 | SCHLNDLR_7_N003 | 15 |  | 15 | 15 |  | N |  |  | OP | X | 8 | 2011 |  |  | N | Electric Utility | 1 | X | SUN | [9 empty] | N
61219 | Longroad Energy Services LLC | 57506 | FRV SI Transport Solar LP | CA | Sacramento | SEIM | Solar Photovoltaic | PV |  | S | X | X |  |  | 1 |  | 1 | 1 |  | N |  |  | OP | X | 8 | 2010 |  |  | N | IPP Non-CHP | 2 | X | SUN
56545 | Pattern Operators LP | 57514 | Ocotillo Express LLC | CA | Imperial | WTG | Onshore Wind Turbine | WT |  | W | X | X |  |  | 265.4 |  | 265.4 | 265.4 | 265.4 | N |  |  | OP | X | 12 | 2012 |  |  | N | IPP Non-CHP | 2 | X | WND | [9 empty] | N |  | 112
59980 | Walnut Creek LLC | 57515 | Walnut Creek Energy Park | CA | Los Angeles | GT1 | Natural Gas Fired Combustion Turbine | GT |  | S | X | X | CAISO WALCRK_2_CTG1 | CAISO WALCRK_2_CTG1 | 100 | 0.85 | 97 | 97 | 48 | N |  |  | OP | X | 4 | 2013 |  |  | N | IPP Non-CHP | 2 | X | NG | [9 empty] | N | N |  | 10M | [23 empty] | N | N | N
59980 | Walnut Creek LLC | 57515 | Walnut Creek Energy Park | CA | Los Angeles | GT2 | Natural Gas Fired Combustion Turbine | GT |  | S | X | X | CAISO WALCRK_2_CTG2 | CAISO WALCRK_2_CTG2 | 100 | 0.85 | 97 | 97 | 48 | N |  |  | OP | X | 4 | 2013 |  |  | N | IPP Non-CHP | 2 | X | NG | [9 empty] | N | N |  | 10M | [23 empty] | N | N | N
59980 | Walnut Creek LLC | 57515 | Walnut Creek Energy Park | CA | Los Angeles | GT3 | Natural Gas Fired Combustion Turbine | GT |  | S | X | X | CAISO WALCRK_2_CTG3 | CAISO WALCRK_2_CTG3 | 100 | 0.85 | 97 | 97 | 48 | N |  |  | OP | X | 4 | 2013 |  |  | N | IPP Non-CHP | 2 | X | NG | [9 empty] | N | N |  | 10M | [23 empty] | N | N | N
59980 | Walnut Creek LLC | 57515 | Walnut Creek Energy Park | CA | Los Angeles | GT4 | Natural Gas Fired Combustion Turbine | GT |  | S | X | X | CAISO WALCRK_2_CTG4 | CAISO WALCRK_2_CTG4 | 100 | 0.85 | 97 | 97 | 48 | N |  |  | OP | X | 4 | 2013 |  |  | N | IPP Non-CHP | 2 | X | NG | [9 empty] | N | N |  | 10M | [23 empty] | N | N | N
59980 | Walnut Creek LLC | 57515 | Walnut Creek Energy Park | CA | Los Angeles | GT5 | Natural Gas Fired Combustion Turbine | GT |  | S | X | X | CAISO WALCRK_2_CTG5 | CAISO WALCRK_2_CTG5 | 100 | 0.85 | 97 | 97 | 48 | N |  |  | OP | X | 5 | 2013 |  |  | N | IPP Non-CHP | 2 | X | NG | [9 empty] | N | N |  | 10M | [23 empty] | N | N | N
14328 | Pacific Gas & Electric Co. | 57521 | Giffen | CA | Fresno | 1 | Solar Photovoltaic | PV |  | S | X | X | GIFFGEN_7_N002 | GIFFGEN_7_N002 | 10 |  | 10 | 10 |  | N |  |  | OP | X | 6 | 2012 |  |  | N | Electric Utility | 1 | X | SUN | [9 empty] | N
14328 | Pacific Gas & Electric Co. | 57522 | Cantua Solar Station | CA | Fresno | 1 | Solar Photovoltaic | PV |  | S | X | X | CANTGEN_7_N002 | CANTGEN_7_N002 | 20 |  | 20 | 20 |  | N |  |  | OP | X | 6 | 2012 |  |  | N | Electric Utility | 1 | X | SUN | [9 empty] | N
14328 | Pacific Gas & Electric Co. | 57523 | Huron Solar Station | CA | Fresno | 1 | Solar Photovoltaic | PV |  | S | X | X | HURONGEN_7_ND002 | HURONGEN_7_ND002 | 20 |  | 20 | 20 |  | N |  |  | OP | X | 6 | 2012 |  |  | N | Electric Utility | 1 | X | SUN | [9 empty] | N
17609 | Southern California Edison Co | 57534 | Solar Photovoltaic Project #32 | CA | San Bernardino | S32A | Solar Photovoltaic | PV |  | S | X | X |  |  | 0.5 |  | 0.5 | 0.5 |  | N |  |  | OP | X | 2 | 2015 |  |  | N | Electric Utility | 1 | X | SUN | [9 empty] | N
17609 | Southern California Edison Co | 57534 | Solar Photovoltaic Project #32 | CA | San Bernardino | S32B | Solar Photovoltaic | PV |  | S | X | X |  |  | 0.5 |  | 0.5 | 0.5 |  | N |  |  | OP | X | 2 | 2015 |  |  | N | Electric Utility | 1 | X | SUN | [9 empty] | N
17609 | Southern California Edison Co | 57534 | Solar Photovoltaic Project #32 | CA | San Bernardino | S32C | Solar Photovoltaic | PV |  | S | X | X |  |  | 0.5 |  | 0.5 | 0.5 |  | N |  |  | OP | X | 2 | 2015 |  |  | N | Electric Utility | 1 | X | SUN | [9 empty] | N
17609 | Southern California Edison Co | 57535 | Solar Photovoltaic Project #33 | CA | San Bernardino | S33A | Solar Photovoltaic | PV |  | S | X | X |  |  | 0.5 |  | 0.5 | 0.5 |  | N |  |  | OP | X | 1 | 2015 |  |  | N | Electric Utility | 1 | X | SUN | [9 empty] | N
17609 | Southern California Edison Co | 57535 | Solar Photovoltaic Project #33 | CA | San Bernardino | S33B | Solar Photovoltaic | PV |  | S | X | X |  |  | 0.5 |  | 0.5 | 0.5 |  | N |  |  | OP | X | 1 | 2015 |  |  | N | Electric Utility | 1 | X | SUN | [9 empty] | N
17609 | Southern California Edison Co | 57544 | Cal State Univ San Bernardino FC01 | CA | San Bernardino | FC01 | Other Natural Gas | FC |  | S | X | X |  |  | 1.4 |  | 1.4 | 1.4 | 1.4 | N |  |  | OP | X | 9 | 2013 |  |  | Y | Electric Utility | 1 | T | NG | [9 empty] | N |  |  | OVER
56895 | Pio Pico Energy Center LLC | 57555 | Pio Pico Energy Center | CA | San Diego | CTG1 | Natural Gas Fired Combustion Turbine | GT |  | S | X | X | PIOPICO1_7_N001 | PIOPICO1_7_N001 | 131.8 | 0.85 | 106 | 111.3 | 50 | N |  |  | OP | X | 11 | 2016 |  |  | N | IPP Non-CHP | 2 | X | NG | [9 empty] | N | N |  | 10M | [23 empty] | N | N | N
56895 | Pio Pico Energy Center LLC | 57555 | Pio Pico Energy Center | CA | San Diego | CTG2 | Natural Gas Fired Combustion Turbine | GT |  | S | X | X | PIOPICO2_7_N001 | PIOPICO2_7_N001 | 131.8 | 0.85 | 106 | 112.7 | 50 | N |  |  | OP | X | 11 | 2016 |  |  | N | IPP Non-CHP | 2 | X | NG | [9 empty] | N | N |  | 10M | [23 empty] | N | N | N
56895 | Pio Pico Energy Center LLC | 57555 | Pio Pico Energy Center | CA | San Diego | CTG3 | Natural Gas Fired Combustion Turbine | GT |  | S | X | X | PIOPICO3_7_N001 | PIOPICO3_7_N001 | 131.8 | 0.85 | 106 | 112 | 50 | N |  |  | OP | X | 11 | 2016 |  |  | N | IPP Non-CHP | 2 | X | NG | [9 empty] | N | N |  | 10M | [23 empty] | N | N | N
56898 | Sunnyvale City of WPCP | 57557 | Sunnyvale City of WPCP | CA | Santa Clara | S-14 | Natural Gas Internal Combustion Engine | IC |  | S | X | X |  |  | 0.8 | 0.8 | 0.8 | 0.8 | 0.6 | N |  |  | OP | X | 11 | 1997 |  |  | Y | Electric Utility | 1 | T | NG | LFG | OBG | [7 empty] | N | N |  | 1H |  |  |  | N | [19 empty] | Y | Y | N
56898 | Sunnyvale City of WPCP | 57557 | Sunnyvale City of WPCP | CA | Santa Clara | S-15 | Natural Gas Internal Combustion Engine | IC |  | S | X | X |  |  | 0.8 | 0.8 | 0.8 | 0.8 | 0.6 | N |  |  | OP | X | 11 | 1997 |  |  | Y | Electric Utility | 1 | T | NG | LFG | OBG | [7 empty] | N | N |  | 1H | N |  |  | N | [19 empty] | Y | Y | N
56902 | RE SFCity1, LP | 57559 | Sunset Reservoir North Basin | CA | San Francisco | 1 | Solar Photovoltaic | PV |  | S | X | X |  |  | 4.5 |  | 4.5 | 4.5 |  | N |  |  | OP | X | 9 | 2010 |  |  | N | IPP Non-CHP | 2 | X | SUN | [36 empty] | N
56905 | Algonquin Power Sanger LLC | 57564 | Algonquin Power Sanger LLC | CA | Fresno | CTG | Natural Gas Fired Combined Cycle | CT | CC1 | S | X | N |  |  | 49 | 0.85 | 49 | 49 | 15 | N |  |  | OP | X | 12 | 2007 |  |  | N | IPP Non-CHP | 2 | X | NG | [5 empty] | NG |  |  |  | N | N |  | 1H | [23 empty] | N | N | N
56905 | Algonquin Power Sanger LLC | 57564 | Algonquin Power Sanger LLC | CA | Fresno | STG2 | Natural Gas Fired Combined Cycle | CA | CC1 | S | N | X |  |  | 12.5 | 0.85 | 12.5 | 12.5 | 3 | N |  |  | OP | X | 5 | 2012 |  |  | N | IPP Non-CHP | 2 | X | NG | [5 empty] | WH |  |  |  | N | N |  | 12H | [23 empty] | N | N | N
58270 | GE Wind Energy LLC | 57566 | GE - Tehachapi | CA | Kern | 2.5P2 | Onshore Wind Turbine | WT |  | S | X | X |  |  | 2.5 |  | 2.5 | 2.5 | 2.5 | N |  |  | OP | X | 4 | 2015 |  |  | N | IPP Non-CHP | 2 | X | WND | [9 empty] | N | N | 1 | [24 empty] | N
58270 | GE Wind Energy LLC | 57566 | GE - Tehachapi | CA | Kern | 2.8P3 | Onshore Wind Turbine | WT |  | S | X | X |  |  | 2.8 |  | 2.8 | 2.8 | 2.8 | N |  |  | OP | X | 2 | 2018 |  |  | N | IPP Non-CHP | 2 | X | WND | [9 empty] | N | N | 1
56914 | Central Contra Costa Sanitary District | 57573 | CCCSD Wastewater Treatment Plnt | CA | Contra Costa | S188 | Natural Gas Fired Combustion Turbine | GT |  | S | X | X |  |  | 3.5 | 0.95 | 3 | 3.5 | 1.5 | N |  |  | OP | X | 12 | 1995 |  |  | Y | Commercial CHP | 5 | T | NG | [5 empty] | NG |  |  |  | N | N |  | 1H | [23 empty] | N | N
17573 | South San Joaquin Irr District | 57579 | Robert O Schulz Solar Farm | CA | Stanislaus | 1 | Solar Photovoltaic | PV |  | S | X | X |  |  | 0.9 |  | 0.9 | 0.9 |  | N |  |  | OP | X | 5 | 2008 |  |  | N | Electric Utility | 1 | X | SUN | [36 empty] | N
17573 | South San Joaquin Irr District | 57579 | Robert O Schulz Solar Farm | CA | Stanislaus | 2 | Solar Photovoltaic | PV |  | S | X | X |  |  | 0.4 |  | 0.4 | 0.4 |  | N |  |  | OP | X | 5 | 2009 |  |  | N | Electric Utility | 1 | X | SUN | [36 empty] | N
56917 | Broadridge Customer Communications | 57580 | Broadridge Cogen | CA | El Dorado | CG1 | Natural Gas Internal Combustion Engine | IC |  | W | X | X |  |  | 2.1 | 0.8 | 2.1 | 2.1 | 0.5 | N |  |  | OP | X | 5 | 2008 |  |  | Y | IPP CHP | 3 | T | NG | [9 empty] | N | N |  | 1H | [23 empty] | N | N | N
56917 | Broadridge Customer Communications | 57580 | Broadridge Cogen | CA | El Dorado | CG2 | Natural Gas Internal Combustion Engine | IC |  | W | X | X |  |  | 2.1 | 0.8 | 2.1 | 2.1 | 0.5 | N |  |  | OP | X | 5 | 2008 |  |  | Y | IPP CHP | 3 | T | NG | [9 empty] | N | N |  | 1H | [23 empty] | N | N | N
56917 | Broadridge Customer Communications | 57580 | Broadridge Cogen | CA | El Dorado | PV1 | Solar Photovoltaic | PV |  | W | X | X |  |  | 0.3 |  | 0.3 | 0.3 |  | N |  |  | OP | X | 12 | 2011 |  |  | N | IPP CHP | 3 | X | SUN | [9 empty] | N |  |  | 1H | [23 empty] | N
56917 | Broadridge Customer Communications | 57580 | Broadridge Cogen | CA | El Dorado | PV2 | Solar Photovoltaic | PV |  | W | X | X |  |  | 0.5 |  | 0.5 | 0.5 |  | N |  |  | OP | X | 12 | 2011 |  |  | N | IPP CHP | 3 | X | SUN | [9 empty] | N |  |  | 1H | [23 empty] | N
56918 | University of California San Diego | 57584 | University of California San Diego Hybrid | CA | San Diego | BS1 | Batteries | BA |  | S | X | X |  |  | 2.5 |  | 2.5 | 2.5 | 0.5 | N |  |  | OP | X | 12 | 2015 |  |  | N | Commercial CHP | 5 | X | MWH | [12 empty] | 12H | [23 empty] | N | N | N
56918 | University of California San Diego | 57584 | University of California San Diego Hybrid | CA | San Diego | NT2 | Natural Gas Fired Combined Cycle | CT | CC1 | S | X | N |  |  | 15 | 0.91 | 13.5 | 13.5 | 8 | N |  |  | OP | X | 7 | 2001 |  |  | Y | Commercial CHP | 5 | T | NG | [5 empty] | NG |  |  |  | N | N |  | 12H | [23 empty] | N | N
56918 | University of California San Diego | 57584 | University of California San Diego Hybrid | CA | San Diego | ST1 | Natural Gas Fired Combined Cycle | CT | CC1 | S | X | N |  |  | 15 | 0.91 | 13.5 | 13.5 | 8 | N |  |  | OP | X | 7 | 2001 |  |  | Y | Commercial CHP | 5 | T | NG | [5 empty] | NG |  |  |  | N | N |  | 12H | [23 empty] | N | N
56918 | University of California San Diego | 57584 | University of California San Diego Hybrid | CA | San Diego | STG | Natural Gas Fired Combined Cycle | CA | CC1 | S | N | X |  |  | 3 | 0.91 | 3 | 3 | 0.5 | N |  |  | OP | X | 7 | 2001 |  |  | Y | Commercial CHP | 5 | B | NG | [5 empty] | NG |  |  |  | N | N |  | 12H | [23 empty] | N | N
58264 | New-Indy, Oxnard LLC | 57585 | Oxnard Paper Mill | CA | Ventura | 1 | Natural Gas Fired Combustion Turbine | GT |  | S | X | X | WILLAMET-7-B1 |  | 29 | 0.8 | 29 | 29 | 12 | N |  |  | OP | X | 3 | 1986 |  |  | Y | Industrial CHP | 7 | T | NG | [9 empty] | N | N |  | 12H | [20 empty] | N |  |  | N | N | N
57170 | EDF Renewable Asset Holdings, Inc. | 57586 | Shiloh III Wind Project LLC | CA | Solano | 1 | Onshore Wind Turbine | WT |  | W | X | X |  |  | 102.5 |  | 102.5 | 100 | 0 | N |  |  | OP | X | 12 | 2011 |  |  | N | IPP Non-CHP | 2 | X | WND | [9 empty] | N |  | 50
56930 | Foundation HA Energy Generation, LLC | 57594 | Teichert Materials-Teichert Vernalis | CA | San Joaquin | WTG1 | Onshore Wind Turbine | WT |  | S | X | X |  |  | 1 |  | 1 | 1 | 0.1 | N |  |  | OP | X | 10 | 2010 |  |  | N | IPP Non-CHP | 2 | X | WND | [11 empty] | 1 | [24 empty] | N
56937 | Rising Tree Wind Farm LLC | 57621 | Rising Tree Wind Farm | CA | Kern | GEN1 | Onshore Wind Turbine | WT |  | S | X | X | RTO/ISO LMP | RTO/ISO LMP | 79.2 |  | 79.2 | 79.2 | 1 | N |  |  | OP | X | 1 | 2015 |  |  | N | IPP Non-CHP | 2 | X | WND | [9 empty] | N | N | 24 | [21 empty] | N
56930 | Foundation HA Energy Generation, LLC | 57626 | Foundation ST | CA | San Joaquin | WTG1 | Onshore Wind Turbine | WT |  | S | X | X |  |  | 2 |  | 2 | 2 | 0.1 | N |  |  | OP | X | 6 | 2011 |  |  | N | IPP Non-CHP | 2 | X | WND | [9 empty] | N |  | 2 | [24 empty] | N
56980 | Regulus Solar, LLC | 57650 | Regulus Solar Project | CA | Kern | FRV4 | Solar Photovoltaic | PV |  | S | X | X |  |  | 60 |  | 60 | 60 |  | N |  |  | OP | X | 11 | 2014 |  |  | N | IPP Non-CHP | 2 | X | SUN | [9 empty] | N
17650 | Southern Power Co | 57651 | Adobe Solar | CA | KERN | FRV3 | Solar Photovoltaic | PV |  | W | X | X |  |  | 20 |  | 20 | 20 |  | N |  |  | OP | X | 5 | 2014 |  |  | N | IPP Non-CHP | 2 | X | SUN | [9 empty] | N | [26 empty] | N
56982 | Kern Community College District | 57655 | Bakersfield College Solar 01 | CA | Kern | BC01 | Solar Photovoltaic | PV |  | S | X | X |  |  | 1.1 |  | 1.1 | 1.1 |  | N |  |  | OP | X | 11 | 2010 |  |  | N | Commercial Non-CHP | 4 | X | SUN | [9 empty] | N | N | [25 empty] | N
56984 | Temescal Canyon RV, LLC | 57656 | Temescal Canyon RV, LLC | CA | Riverside | 1 | Solar Photovoltaic | PV |  | S | X | X |  |  | 1.5 |  | 1.5 | 1.5 |  | N |  |  | OP | X | 5 | 2011 |  |  | N | IPP Non-CHP | 2 | X | SUN | [9 empty] | N
56995 | Sacramento PV Energy, LLC | 57669 | SMUD at Grundman | CA | Sacramento | PV1 | Solar Photovoltaic | PV |  | S | X | X |  |  | 17 |  | 18 | 17 |  | N |  |  | OP | X | 12 | 2011 |  |  | N | IPP Non-CHP | 2 | X | SUN | [36 empty] | N
56995 | Sacramento PV Energy, LLC | 57670 | SMUD at Van Conett | CA | Sacramento | PV1 | Solar Photovoltaic | PV |  | S | X | X |  |  | 2.9 |  | 2.9 | 2.9 |  | N |  |  | OP | X | 12 | 2011 |  |  | N | IPP Non-CHP | 2 | X | SUN | [36 empty] | N
56995 | Sacramento PV Energy, LLC | 57671 | SMUD at Fleshman | CA | Sacramento | PV1 | Solar Photovoltaic | PV |  | S | X | X |  |  | 2.9 |  | 2.9 | 2.9 |  | N |  |  | OP | X | 12 | 2011 |  |  | N | IPP Non-CHP | 2 | X | SUN | [36 empty] | N
57006 | SunE GIL1, LLC | 57682 | City of Madera WWTP | CA | Madera | 1 | Solar Photovoltaic | PV |  | S | X | X |  |  | 1.2 |  | 1 | 1 |  | N |  |  | OP | X | 9 | 2009 |  |  | N | IPP Non-CHP | 2 | X | SUN
57007 | SunE WF3-ST Holdings, LLC | 57683 | Staples La Mirada, CA | CA | Los Angeles | 1 | Solar Photovoltaic | PV |  | W | X | X |  |  | 1.1 |  | 0.9 | 0.9 |  | N |  |  | OP | X | 3 | 2009 |  |  | N | IPP Non-CHP | 2 | X | SUN | [11 empty] | 0 | [24 empty] | N
59874 | Topaz Solar Farms LLC | 57695 | Topaz Solar Farm | CA | San Luis Obispo | TPZ1 | Solar Photovoltaic | PV |  | S | X | X |  |  | 129.8 |  | 129.8 | 129.8 |  | N |  |  | OP | X | 4 | 2013 |  |  | N | IPP Non-CHP | 2 | X | SUN | [9 empty] | N | N | [22 empty] | N |  |  | N
59874 | Topaz Solar Farms LLC | 57695 | Topaz Solar Farm | CA | San Luis Obispo | TPZ2 | Solar Photovoltaic | PV |  | S | X | X |  |  | 151.2 |  | 151.2 | 151.2 |  | N |  |  | OP | X | 6 | 2013 |  |  | N | IPP Non-CHP | 2 | X | SUN | [9 empty] | N | N | [22 empty] | N |  |  | N
59874 | Topaz Solar Farms LLC | 57695 | Topaz Solar Farm | CA | San Luis Obispo | TPZ3 | Solar Photovoltaic | PV |  | S | X | X |  |  | 102.1 |  | 102.1 | 102.1 |  | N |  |  | OP | X | 1 | 2014 |  |  | N | IPP Non-CHP | 2 | X | SUN | [9 empty] | N | N | [22 empty] | N |  |  | N
59874 | Topaz Solar Farms LLC | 57695 | Topaz Solar Farm | CA | San Luis Obispo | TPZ4 | Solar Photovoltaic | PV |  | S | X | X |  |  | 90.3 |  | 90.3 | 90.3 |  | N |  |  | OP | X | 11 | 2014 |  |  | N | IPP Non-CHP | 2 | X | SUN | [9 empty] | N | N | [22 empty] | N |  |  | N
59874 | Topaz Solar Farms LLC | 57695 | Topaz Solar Farm | CA | San Luis Obispo | TPZ5 | Solar Photovoltaic | PV |  | S | X | X |  |  | 112.5 |  | 112.5 | 112.5 |  | N |  |  | OP | X | 10 | 2014 |  |  | N | IPP Non-CHP | 2 | X | SUN | [9 empty] | N | N | [22 empty] | N |  |  | N
5571 | East Bay Municipal Util Dist | 57696 | Power Generation Station (PGS) 2 | CA | Alameda | 1 | Other Waste Biomass | GT |  | S | X | X | OAK L_1_GTG1 |  | 4.6 | 0.8 | 3.8 | 3.8 | 1.5 | N |  |  | OP | X | 12 | 2011 |  |  | Y | Commercial CHP | 5 | T | OBG | [9 empty] | N |  |  | 12H | [23 empty] | N | N
60281 | Altus Power America Management, LLC | 57697 | Aerojet I | CA | Sacramento | 1 | Solar Photovoltaic | PV |  | W | X | X |  |  | 3 |  | 3 | 3 |  | N |  |  | OP | X | 12 | 2009 |  |  | N | IPP Non-CHP | 2 | X | SUN | [9 empty] | N
60281 | Altus Power America Management, LLC | 57698 | Aerojet II | CA | Sacramento | 1 | Solar Photovoltaic | PV |  | W | X | X |  |  | 2.7 |  | 2.7 | 2.7 |  | N |  |  | OP | X | 6 | 2010 |  |  | N | IPP Non-CHP | 2 | X | SUN | [9 empty] | N
57024 | Vasco Winds, LLC | 57700 | Vasco Winds | CA | Contra Costa | 1 | Onshore Wind Turbine | WT |  | S | X | X |  |  | 78.2 |  | 78.2 | 78.2 | 0 | N |  |  | OP | X | 12 | 2011 |  |  | N | IPP Non-CHP | 2 | X | WND | [9 empty] | N |  | 34 |  |  |  |  | N
57026 | NextEra Energy Montezuma Wind II, LLC | 57701 | Montezuma Wind II | CA | Solano | 1 | Onshore Wind Turbine | WT |  | S | X | X |  |  | 78.2 |  | 78.2 | 78.2 | 3.9 | N |  |  | OP | X | 1 | 2012 |  |  | N | IPP Non-CHP | 2 | X | WND | [9 empty] | N | N | 34 | [24 empty] | N
57027 | Signal Hill Petroleum, Inc | 57702 | Signal Hill West Unit | CA | Los Angeles | 1 | Other Gases | GT |  | S | X | X |  |  | 5.7 | 1 | 5.7 | 5.7 | 3.5 | N |  |  | OP | X | 7 | 2004 |  |  | N | Industrial Non-CHP | 6 | X | OG | [9 empty] | N | N |  | 1H | [23 empty] | N | N | N
57170 | EDF Renewable Asset Holdings, Inc. | 57708 | Catalina Solar LLC | CA | Kern | INV | Solar Photovoltaic | PV |  | S | X | X |  |  | 110 |  | 110 | 110 |  | N |  |  | OP | X | 12 | 2012 |  |  | N | IPP Non-CHP | 2 | X | SUN | [9 empty] | N
57033 | City of Palo Alto | 57714 | City of Palo Alto | CA | Santa Clara | GEN1 | Natural Gas Internal Combustion Engine | IC |  | S | X | X | PLOALTO_1_N019 | PALALT_7_COBUG | 1.1 | 1 | 1.1 | 1.1 | 0.3 | N |  |  | SB | Y | 3 | 2002 |  |  | N | Electric Utility | 1 | X | NG | [9 empty] | N | N |  | 10M | [23 empty] | N | N | N
57033 | City of Palo Alto | 57714 | City of Palo Alto | CA | Santa Clara | GEN2 | Natural Gas Internal Combustion Engine | IC |  | S | X | X | PLOALTO_1_N019 | PALALT_7_COBUG | 1.1 | 1 | 1.1 | 1.1 | 0.3 | N |  |  | SB | Y | 3 | 2002 |  |  | N | Electric Utility | 1 | X | NG | [9 empty] | N | N |  | 10M | [23 empty] | N | N | N
57033 | City of Palo Alto | 57714 | City of Palo Alto | CA | Santa Clara | GEN3 | Natural Gas Internal Combustion Engine | IC |  | S | X | X | PLOALTO_1_N019 | PALALT_7_COBUG | 1.1 | 1 | 1.1 | 1.1 | 0.3 | N |  |  | SB | Y | 3 | 2002 |  |  | N | Electric Utility | 1 | X | NG | [9 empty] | N | N |  | 10M | [23 empty] | N | N | N
57033 | City of Palo Alto | 57714 | City of Palo Alto | CA | Santa Clara | GEN4 | Natural Gas Internal Combustion Engine | IC |  | S | X | X | PLOALTO_1_N019 | PALALT_7_COBUG | 1.1 | 1 | 1.1 | 1.1 | 0.3 | N |  |  | SB | Y | 3 | 2002 |  |  | N | Electric Utility | 1 | X | NG | [9 empty] | N | N |  | 10M | [23 empty] | N | N | N
57034 | Watkins Manufacturing Corporation | 57715 | Watkins Manufacturing Co. | CA | San Diego | GEN1 | Natural Gas Internal Combustion Engine | IC |  | S | X | X |  |  | 1 | 0.8 | 1 | 1 | 0.3 | N |  |  | OP | X | 11 | 2001 |  |  | N | Industrial Non-CHP | 6 | X | NG | [9 empty] | N | N |  | 10M | [23 empty] | N | N | N
57034 | Watkins Manufacturing Corporation | 57715 | Watkins Manufacturing Co. | CA | San Diego | GEN2 | Natural Gas Internal Combustion Engine | IC |  | S | X | X |  |  | 1 | 0.8 | 1 | 1 | 0.3 | N |  |  | OP | X | 11 | 2001 |  |  | N | Industrial Non-CHP | 6 | X | NG | [9 empty] | N | N |  | 10M | [23 empty] | N | N | N
60025 | Greenbacker Renewable Energy Corporation | 57722 | North Palm Springs 4A | CA | Riverside | 1 | Solar Photovoltaic | PV |  | W | X | X |  |  | 4 |  | 4 | 4 |  | N |  |  | OP | X | 10 | 2012 |  |  | N | IPP Non-CHP | 2 | X | SUN | [9 empty] | N
57170 | EDF Renewable Asset Holdings, Inc. | 57725 | Shiloh IV Wind Project LLC | CA | Solano | 1 | Onshore Wind Turbine | WT |  | S | X | X |  |  | 102.5 |  | 102.5 | 102.5 | 0 | N |  |  | OP | X | 12 | 2012 |  |  | N | IPP Non-CHP | 2 | X | WND | [9 empty] | N |  | 58
27075 | San Diego County Water Auth | 57729 | Lake Hodges Hydroelectric Facility | CA | San Diego | 1 | Hydroelectric Pumped Storage | PS |  | S | X | X | LKHODG1 | LKHODG1 | 21 | 1 | 21 | 21 | 0 | N |  |  | OP | X | 8 | 2012 |  |  | N | Electric Utility | 1 | X | WAT | [9 empty] | N | N |  | 10M | [23 empty] | N
27075 | San Diego County Water Auth | 57729 | Lake Hodges Hydroelectric Facility | CA | San Diego | 2 | Hydroelectric Pumped Storage | PS |  | S | X | X | LKHODG1 | LKHODG1 | 21 | 1 | 21 | 21 | 0 | N |  |  | OP | X | 8 | 2012 |  |  | N | Electric Utility | 1 | X | WAT | [9 empty] | N | N |  | 10M | [23 empty] | N
57047 | BioFuels Point Loma LLC | 57735 | UCSD Fuel Cell Plant | CA | San Diego | UCSD | Other Waste Biomass | FC |  | S | X | X |  |  | 3 |  | 2.8 | 2.8 | 0.5 | N |  |  | OP | X | 11 | 2011 |  |  | N | IPP Non-CHP | 2 | X | OBG | NG | [11 empty] | OVER
60025 | Greenbacker Renewable Energy Corporation | 57743 | North Palm Springs 1A | CA | Riverside | 1 | Solar Photovoltaic | PV |  | W | X | X |  |  | 2.5 |  | 2.4 | 2.4 |  | N |  |  | OP | X | 4 | 2012 |  |  | N | IPP Non-CHP | 2 | X | SUN | [9 empty] | N
56995 | Sacramento PV Energy, LLC | 57753 | SMUD at Lawrence | CA | Sacramento | PV1 | Solar Photovoltaic | PV |  | S | X | X |  |  | 1 |  | 1 | 1 |  | N |  |  | OP | X | 12 | 2011 |  |  | N | IPP Non-CHP | 2 | X | SUN | [9 empty] | N | [26 empty] | N
57170 | EDF Renewable Asset Holdings, Inc. | 57757 | Pacific Wind LLC | CA | Kern | 1 | Onshore Wind Turbine | WT |  | S | X | X |  |  | 151.7 |  | 140 | 140 | 0 | N |  |  | OP | X | 8 | 2012 |  |  | N | IPP Non-CHP | 2 | X | WND | [9 empty] | N |  | 75
61944 | Goldman Sachs Renewable Power Group | 57764 | Naval Air Weapons Station China Lake | CA | Kern | 1 | Solar Photovoltaic | PV |  | W | X | X |  |  | 11.1 |  | 11.1 | 11.1 |  | N |  |  | OP | X | 9 | 2012 |  |  | N | Commercial Non-CHP | 4 | X | SUN | [9 empty] | N
57047 | BioFuels Point Loma LLC | 57770 | South Bay Fuel Cell Plant | CA | San Diego | SBFC | Other Waste Biomass | FC |  | S | X | X |  |  | 1.5 |  | 1.4 | 1.4 | 0.5 | N |  |  | OP | X | 1 | 2012 |  |  | N | IPP Non-CHP | 2 | X | OBG | NG | [8 empty] | N |  |  | OVER
57079 | Ameresco Butte County LLC | 57771 | Ameresco Butte County | CA | Butte | 1 | Landfill Gas | IC |  | S | X | X |  |  | 2.3 | 1 | 2 | 2 | 0.5 | N |  |  | OP | X | 2 | 2013 |  |  | N | IPP Non-CHP | 2 | X | LFG | [10 empty] | N |  | 10M | [23 empty] | N | N | N
58315 | SSA Solar of CA 2 LLC | 57773 | Palo Verde College | CA | Riverside | 1 | Solar Photovoltaic | PV |  | S | X | X |  |  | 1.2 |  | 1.2 | 1.2 |  | N |  |  | OP | X | 8 | 2009 |  |  | N | Commercial Non-CHP | 4 | X | SUN | [9 empty] | N | N
63235 | Brookfield Renewable Trading and Marketing LP | 57774 | Windstar 1 | CA | Kern | WGNS | Onshore Wind Turbine | WT |  | W | X | X |  |  | 120 |  | 120 | 120 | 0 | N |  |  | OP | X | 2 | 2012 |  |  | N | IPP Non-CHP | 2 | X | WND | [9 empty] | N | N | 60
62948 | Gamma Genco CV LLC | 57777 | RE Dillard 1 LLC | CA | Sacramento | DL1 | Solar Photovoltaic | PV |  | S | X | X |  |  | 3 |  | 3 | 3 |  | N |  |  | OP | X | 1 | 2012 |  |  | N | IPP Non-CHP | 2 | X | SUN | [9 empty] | N
62948 | Gamma Genco CV LLC | 57778 | RE Kammerer 1 LLC | CA | Sacramento | KAM1 | Solar Photovoltaic | PV |  | S | X | X |  |  | 5 |  | 5 | 5 |  | N |  |  | OP | X | 1 | 2012 |  |  | N | IPP Non-CHP | 2 | X | SUN | [9 empty] | N
62948 | Gamma Genco CV LLC | 57779 | RE Dillard 2 LLC | CA | Sacramento | DIL2 | Solar Photovoltaic | PV |  | S | X | X |  |  | 3 |  | 3 | 3 |  | N |  |  | OP | X | 1 | 2012 |  |  | N | IPP Non-CHP | 2 | X | SUN | [9 empty] | N
62948 | Gamma Genco CV LLC | 57780 | RE Kammerer 2 LLC | CA | Sacramento | KAM2 | Solar Photovoltaic | PV |  | S | X | X |  |  | 5 |  | 5 | 5 |  | N |  |  | OP | X | 2 | 2012 |  |  | N | IPP Non-CHP | 2 | X | SUN | [9 empty] | N
62948 | Gamma Genco CV LLC | 57781 | RE Dillard 3 LLC | CA | Sacramento | DIL3 | Solar Photovoltaic | PV |  | S | X | X |  |  | 3 |  | 3 | 3 |  | N |  |  | OP | X | 1 | 2012 |  |  | N | IPP Non-CHP | 2 | X | SUN | [9 empty] | N
62948 | Gamma Genco CV LLC | 57782 | RE Kammerer 3 LLC | CA | Sacramento | KAM3 | Solar Photovoltaic | PV |  | S | X | X |  |  | 5 |  | 5 | 5 |  | N |  |  | OP | X | 2 | 2012 |  |  | N | IPP Non-CHP | 2 | X | SUN | [9 empty] | N
62948 | Gamma Genco CV LLC | 57783 | RE Bruceville 1 LLC | CA | Sacramento | BRU1 | Solar Photovoltaic | PV |  | S | X | X |  |  | 5 |  | 5 | 5 |  | N |  |  | OP | X | 1 | 2012 |  |  | N | IPP Non-CHP | 2 | X | SUN | [9 empty] | N
62948 | Gamma Genco CV LLC | 57784 | RE Bruceville 2 LLC | CA | Sacramento | BRU2 | Solar Photovoltaic | PV |  | S | X | X |  |  | 5 |  | 5 | 5 |  | N |  |  | OP | X | 2 | 2012 |  |  | N | IPP Non-CHP | 2 | X | SUN | [9 empty] | N
62948 | Gamma Genco CV LLC | 57785 | RE Bruceville 3 LLC | CA | Sacramento | BRU3 | Solar Photovoltaic | PV |  | S | X | X |  |  | 5 |  | 5 | 5 |  | N |  |  | OP | X | 2 | 2012 |  |  | N | IPP Non-CHP | 2 | X | SUN | [9 empty] | N
56930 | Foundation HA Energy Generation, LLC | 57791 | Foundation AB | CA | Solano | WTG1 | Onshore Wind Turbine | WT |  | S | X | X |  |  | 1.5 |  | 1.5 | 1.5 | 0.1 | N |  |  | OP | X | 11 | 2011 |  |  | N | IPP Non-CHP | 2 | X | WND | [11 empty] | 1 | [24 empty] | N
56930 | Foundation HA Energy Generation, LLC | 57792 | Foundation IE | CA | San Bernardino | WTG1 | Onshore Wind Turbine | WT |  | S | X | X |  |  | 1 |  | 1 | 1 | 0.1 | N |  |  | OP | X | 12 | 2011 |  |  | N | IPP Non-CHP | 2 | X | WND | [11 empty] | 1 | [24 empty] | N
57104 | Golden Springs Development Company LLC | 57796 | Golden Springs Building C-1 | CA | Los Angeles | 1 | Solar Photovoltaic | PV |  | S | X | X |  |  | 1.2 |  | 1.2 | 1.2 |  | N |  |  | OP | X | 2 | 2012 |  |  | N | IPP Non-CHP | 2 | X | SUN | [9 empty] | N | N |  | 10M
57104 | Golden Springs Development Company LLC | 57797 | Golden Springs Building D | CA | Los Angeles | 1 | Solar Photovoltaic | PV |  | S | X | X |  |  | 1.3 |  | 1.3 | 1.3 |  | N |  |  | OP | X | 3 | 2012 |  |  | N | IPP Non-CHP | 2 | X | SUN | [9 empty] | N | N
62948 | Gamma Genco CV LLC | 57806 | RE Dillard 4 LLC | CA | Sacramento | DIL4 | Solar Photovoltaic | PV |  | S | X | X |  |  | 0.4 |  | 0.4 | 0.4 |  | N |  |  | OP | X | 1 | 2012 |  |  | N | IPP Non-CHP | 2 | X | SUN | [9 empty] | N
57128 | Bloom Energy | 57808 | Lockheed Martin Sunnyvale | CA | Santa Clara | LOK00 | Other Natural Gas | FC |  | W | X | X |  |  | 1.1 |  | 1 | 1 | 0 | N |  |  | OP | X | 12 | 2011 |  |  | N | IPP Non-CHP | 2 | X | NG | [5 empty] | NG |  |  |  | N | N |  | OVER | [23 empty] | N
57128 | Bloom Energy | 57809 | Franklin Templeton San Mateo | CA | San Mateo | FRK00 | Other Natural Gas | FC |  | W | X | X |  |  | 1.1 |  | 1 | 1 | 0 | N |  |  | OP | X | 11 | 2011 |  |  | N | IPP Non-CHP | 2 | X | NG | [9 empty] | N | N |  | OVER
57128 | Bloom Energy | 57811 | Adobe San Jose | CA | Santa Clara | ADB00 | Other Natural Gas | FC |  | W | X | X |  |  | 0.8 |  | 0.8 | 0.8 | 0 | N |  |  | OP | X | 8 | 2010 |  |  | N | IPP Non-CHP | 2 | X | NG | [9 empty] | N | N |  | OVER
57128 | Bloom Energy | 57811 | Adobe San Jose | CA | Santa Clara | ADB01 | Other Natural Gas | FC |  | W | X | X |  |  | 0.4 |  | 0.4 | 0.4 | 0 | N |  |  | OP | X | 8 | 2010 |  |  | N | IPP Non-CHP | 2 | X | NG | [9 empty] | N | N |  | OVER
62948 | Gamma Genco CV LLC | 57816 | RE McKenzie 1 LLC | CA | Sacramento | MCK1 | Solar Photovoltaic | PV |  | S | X | X |  |  | 5 |  | 5 | 5 |  | N |  |  | OP | X | 11 | 2012 |  |  | N | IPP Non-CHP | 2 | X | SUN | [9 empty] | N
62948 | Gamma Genco CV LLC | 57817 | RE McKenzie 2 LLC | CA | Sacramento | MCK2 | Solar Photovoltaic | PV |  | S | X | X |  |  | 5 |  | 5 | 5 |  | N |  |  | OP | X | 11 | 2012 |  |  | N | IPP Non-CHP | 2 | X | SUN | [9 empty] | N
62948 | Gamma Genco CV LLC | 57818 | RE McKenzie 3 LLC | CA | Sacramento | MCK3 | Solar Photovoltaic | PV |  | S | X | X |  |  | 5 |  | 5 | 5 |  | N |  |  | OP | X | 11 | 2012 |  |  | N | IPP Non-CHP | 2 | X | SUN | [9 empty] | N
62948 | Gamma Genco CV LLC | 57819 | RE McKenzie 4 LLC | CA | Sacramento | MCK4 | Solar Photovoltaic | PV |  | S | X | X |  |  | 5 |  | 5 | 5 |  | N |  |  | OP | X | 11 | 2012 |  |  | N | IPP Non-CHP | 2 | X | SUN | [9 empty] | N
62948 | Gamma Genco CV LLC | 57820 | RE McKenzie 5 LLC | CA | Sacramento | MCK5 | Solar Photovoltaic | PV |  | S | X | X |  |  | 5 |  | 5 | 5 |  | N |  |  | OP | X | 11 | 2012 |  |  | N | IPP Non-CHP | 2 | X | SUN | [9 empty] | N
62948 | Gamma Genco CV LLC | 57821 | RE McKenzie 6 LLC | CA | Sacramento | MCK6 | Solar Photovoltaic | PV |  | S | X | X |  |  | 5 |  | 5 | 5 |  | N |  |  | OP | X | 11 | 2012 |  |  | N | IPP Non-CHP | 2 | X | SUN | [9 empty] | N
58661 | Sustainable Power Group, LLC | 57827 | Dinuba Wastewater Treatment Plant | CA | Tulare | DSPV | Solar Photovoltaic | PV |  | W | X | X |  |  | 1 |  | 1 | 1 |  | N |  |  | OP | X | 11 | 2011 |  |  | N | Commercial Non-CHP | 4 | X | SUN | [9 empty] | N | N
57154 | Heliocentric LLC | 57831 | Heliocentric | CA | Los Angeles | 1 | Solar Photovoltaic | PV |  | S | X | X |  |  | 1.5 |  | 1.3 | 1.5 |  | N |  |  | OP | X | 3 | 2012 |  |  | N | IPP Non-CHP | 2 | X | SUN | [9 empty] | N | N
63800 | Longroad Energy Services 2 | 57833 | Mustang Hills LLC | CA | Kern | AW06 | Onshore Wind Turbine | WT |  | W | X | X |  |  | 150 |  | 150 | 150 | 0 | N |  |  | OP | X | 5 | 2012 |  |  | N | IPP Non-CHP | 2 | X | WND | [9 empty] | N | N | 50 | [21 empty] | N |  |  | N
59868 | Pinyon Pines Wind I, LLC | 57834 | Pinyon Pine I | CA | Kern | AW07 | Onshore Wind Turbine | WT |  | S | X | X |  |  | 168 |  | 168 | 168 | 1 | N |  |  | OP | X | 11 | 2012 |  |  | N | IPP Non-CHP | 2 | X | WND | [9 empty] | N | N | 56 | [21 empty] | N |  |  | N
63235 | Brookfield Renewable Trading and Marketing LP | 57835 | Alta Wind VIII | CA | Kern | AW08 | Onshore Wind Turbine | WT |  | W | X | X |  |  | 150 |  | 150 | 150 | 1 | N |  |  | OP | X | 1 | 2012 |  |  | N | IPP Non-CHP | 2 | X | WND | [9 empty] | N | N | 50
57159 | L-8 Solar Project LLC | 57836 | L-8 Solar Project | CA | Los Angeles | TSM | Solar Photovoltaic | PV |  | S | X | X |  |  | 1.5 |  | 1.3 | 1.5 |  | N |  |  | OP | X | 5 | 2012 |  |  | N | IPP Non-CHP | 2 | X | SUN | [9 empty] | N
59869 | Pinyon Pines Wind II, LLC | 57837 | Pinyon Pine II | CA | Kern | AW09 | Onshore Wind Turbine | WT |  | S | X | X |  |  | 132 |  | 132 | 132 | 1 | N |  |  | OP | X | 11 | 2012 |  |  | N | IPP Non-CHP | 2 | X | WND | [9 empty] | N | N | 44 | [21 empty] | N |  |  | N
59139 | SunEdison LLC | 57840 | ISH Solar Hospital SDMC | CA | San Diego | 1 | Solar Photovoltaic | PV |  | S | X | X |  |  | 1.1 |  | 1.1 | 1.1 |  | N |  |  | OP | X | 12 | 2011 |  |  | N | IPP Non-CHP | 2 | X | SUN | [9 empty] | N
59139 | SunEdison LLC | 57841 | ISH Solar Hospital Downey | CA | Los Angeles | 1 | Solar Photovoltaic | PV |  | S | X | X |  |  | 1.1 |  | 1.1 | 1.1 |  | N |  |  | OP | X | 9 | 2011 |  |  | N | IPP Non-CHP | 2 | X | SUN | [9 empty] | N
57177 | SEAI Elk Grove LLC | 57849 | Green Acres Solar Facility 1 | CA | Sacramento | GASF1 | Solar Photovoltaic | PV |  | W | X | X |  | SMUD | 3 |  | 2.8 | 2 |  | N |  |  | OP | X | 9 | 2012 |  |  | N | IPP Non-CHP | 2 | X | SUN | [9 empty] | N | [6 empty] | N
57177 | SEAI Elk Grove LLC | 57850 | Green Acres Solar Facility 2 | CA | Sacramento | GASF2 | Solar Photovoltaic | PV |  | W | X | X |  | SMUD | 1 |  | 0.9 | 0.7 |  | N |  |  | OP | X | 9 | 2012 |  |  | N | IPP Non-CHP | 2 | X | SUN | [9 empty] | N | N
11208 | Los Angeles Department of Water & Power | 57854 | North Hollywood | CA | Los Angeles | 1PT1 | Conventional Hydroelectric | HY |  | S | X | X |  |  | 1.8 | 0.89 | 1.8 | 1.8 | 1.8 | N |  |  | OS | X | 1 | 1993 |  |  | N | Commercial Non-CHP | 4 | X | WAT | [9 empty] | N | N | 0 | 10M | [20 empty] | N |  |  | N
11208 | Los Angeles Department of Water & Power | 57854 | North Hollywood | CA | Los Angeles | 1PT2 | Conventional Hydroelectric | HY |  | S | X | X |  |  | 1.8 | 0.89 | 1.8 | 1.8 | 1.8 | N |  |  | SB | Y | 1 | 1993 |  |  | N | Commercial Non-CHP | 4 | X | WAT | [9 empty] | N | N | 0 | 10M | [20 empty] | N |  |  | N
11208 | Los Angeles Department of Water & Power | 57854 | North Hollywood | CA | Los Angeles | 1PT3 | Conventional Hydroelectric | HY |  | S | X | X |  |  | 1.8 | 0.89 | 1.8 | 1.8 | 1.8 | N |  |  | SB | Y | 1 | 1993 |  |  | N | Commercial Non-CHP | 4 | X | WAT | [9 empty] | N | N | 0 | 10M | [20 empty] | N |  |  | N
11208 | Los Angeles Department of Water & Power | 57854 | North Hollywood | CA | Los Angeles | 2T1 | Conventional Hydroelectric | HY |  | S | X | X |  |  | 1.2 | 0.86 | 1.2 | 1.2 | 1.2 | N |  |  | SB | Y | 1 | 1993 | 7 | 2021 | N | Commercial Non-CHP | 4 | X | WAT | [9 empty] | N | N | 0 | 10M | [20 empty] | N |  |  | N
11208 | Los Angeles Department of Water & Power | 57854 | North Hollywood | CA | Los Angeles | 2T2 | Conventional Hydroelectric | HY |  | S | X | X |  |  | 1.2 | 0.86 | 1.2 | 1.2 | 1.2 | N |  |  | SB | Y | 1 | 1993 | 7 | 2021 | N | Commercial Non-CHP | 4 | X | WAT | [9 empty] | N | N | 0 | 10M | [20 empty] | N |  |  | N
11208 | Los Angeles Department of Water & Power | 57854 | North Hollywood | CA | Los Angeles | 3T1 | Conventional Hydroelectric | HY |  | S | X | X |  |  | 0.5 | 0.86 | 0.5 | 0.5 | 0.5 | N |  |  | SB | Y | 1 | 1993 |  |  | N | Commercial Non-CHP | 4 | X | WAT | [9 empty] | N | N | 0 | 10M | [20 empty] | N |  |  | N
11208 | Los Angeles Department of Water & Power | 57854 | North Hollywood | CA | Los Angeles | 3T2 | Conventional Hydroelectric | HY |  | S | X | X |  |  | 0.2 | 0.87 | 0.2 | 0.2 | 0.2 | N |  |  | SB | Y | 1 | 1993 |  |  | N | Commercial Non-CHP | 4 | X | WAT | [9 empty] | N | N | 0 | 10M | [20 empty] | N |  |  | N
56918 | University of California San Diego | 57856 | Univ of California San Diego Solar | CA | San Diego | SGU1 | Solar Photovoltaic | PV |  | S | X | X |  |  | 1.2 |  | 1.2 | 1.2 |  | N |  |  | OP | X | 12 | 2008 |  |  | N | Commercial Non-CHP | 4 | X | SUN | [9 empty] | N | [26 empty] | N
57194 | City of Industry | 57860 | Industry MetroLink PV 1 | CA | Los Angeles | 1 | Solar Photovoltaic | PV |  | S | X | X |  |  | 1.5 |  | 1.5 | 1.5 |  | N |  |  | OP | X | 4 | 2012 |  |  | N | Electric Utility | 1 | X | SUN | [9 empty] | N | N | [25 empty] | N
57213 | Castle Rock Cooling | 57870 | Castle Rock Vineyards | CA | Tulare | SOLAR | Solar Photovoltaic | PV |  | S | X | X |  |  | 1 |  | 1 | 1 |  | N |  |  | OP | X | 9 | 2010 |  |  | N | Commercial Non-CHP | 4 | X | SUN | [9 empty] | N | N | 0 | [24 empty] | N |  | N
11208 | Los Angeles Department of Water & Power | 57871 | 2555 E Olympic Bl | CA | Los Angeles | 1 | Solar Photovoltaic | PV |  | W | X | X |  |  | 1 |  | 1 | 1 |  | N |  |  | OP | X | 3 | 2012 |  |  | N | Commercial Non-CHP | 4 | X | SUN | [9 empty] | N | N | [25 empty] | N
57197 | Santa Cruz Energy LLC | 57876 | Santa Cruz Energy | CA | Santa Cruz | UNT1 | Landfill Gas | IC |  | S | X | X |  |  | 1.6 | 0.98 | 1.5 | 1.5 | 1.3 | N |  |  | OP | X | 11 | 2009 |  |  | N | IPP Non-CHP | 2 | X | LFG | [9 empty] | N |  |  | 1H | [23 empty] | N
14328 | Pacific Gas & Electric Co. | 57891 | Guernsey Solar Station | CA | Kings | 1 | Solar Photovoltaic | PV |  | S | X | X | GUERSEY_7_N001 | GUERSEY_7_N001 | 20 |  | 20 | 20 |  | N |  |  | OP | X | 8 | 2013 |  |  | N | Electric Utility | 1 | X | SUN | [9 empty] | N
14328 | Pacific Gas & Electric Co. | 57892 | Gates Solar Station | CA | Fresno | 1 | Solar Photovoltaic | PV |  | S | X | X | GATESBK4_7_N002 | GATESBK4_7_N002 | 20 |  | 20 | 20 |  | N |  |  | OP | X | 6 | 2013 |  |  | N | Electric Utility | 1 | X | SUN | [9 empty] | N
57262 | Kern County Water Agency | 57895 | Improvement Dst No. 4 | CA | Kern | ID4 | Solar Photovoltaic | PV |  | S | X | X |  |  | 1.1 |  | 1.1 | 1.1 |  | N |  |  | OP | X | 1 | 2009 |  |  | N | Commercial Non-CHP | 4 | X | SUN | [9 empty] | N | N |  | 10M | [20 empty] | Y | 1 | 2024 | N
17609 | Southern California Edison Co | 57900 | Solar Photovoltaic Project #48 | CA | San Bernardino | S48A | Solar Photovoltaic | PV |  | S | X | X |  |  | 0.5 |  | 0.5 | 0.5 |  | N |  |  | OP | X | 2 | 2015 |  |  | N | Electric Utility | 1 | X | SUN | [9 empty] | N
17609 | Southern California Edison Co | 57900 | Solar Photovoltaic Project #48 | CA | San Bernardino | S48B | Solar Photovoltaic | PV |  | S | X | X |  |  | 0.5 |  | 0.5 | 0.5 |  | N |  |  | OP | X | 2 | 2015 |  |  | N | Electric Utility | 1 | X | SUN | [9 empty] | N
17609 | Southern California Edison Co | 57900 | Solar Photovoltaic Project #48 | CA | San Bernardino | S48C | Solar Photovoltaic | PV |  | S | X | X |  |  | 0.5 |  | 0.5 | 0.5 |  | N |  |  | OP | X | 2 | 2015 |  |  | N | Electric Utility | 1 | X | SUN | [9 empty] | N
17609 | Southern California Edison Co | 57900 | Solar Photovoltaic Project #48 | CA | San Bernardino | S48D | Solar Photovoltaic | PV |  | S | X | X |  |  | 0.5 |  | 0.5 | 0.5 |  | N |  |  | OP | X | 2 | 2015 |  |  | N | Electric Utility | 1 | X | SUN | [9 empty] | N
17609 | Southern California Edison Co | 57900 | Solar Photovoltaic Project #48 | CA | San Bernardino | S48E | Solar Photovoltaic | PV |  | S | X | X |  |  | 0.5 |  | 0.5 | 0.5 |  | N |  |  | OP | X | 2 | 2015 |  |  | N | Electric Utility | 1 | X | SUN | [9 empty] | N
17609 | Southern California Edison Co | 57900 | Solar Photovoltaic Project #48 | CA | San Bernardino | S48F | Solar Photovoltaic | PV |  | S | X | X |  |  | 0.5 |  | 0.5 | 0.5 |  | N |  |  | OP | X | 2 | 2015 |  |  | N | Electric Utility | 1 | X | SUN | [9 empty] | N
17609 | Southern California Edison Co | 57900 | Solar Photovoltaic Project #48 | CA | San Bernardino | S48G | Solar Photovoltaic | PV |  | S | X | X |  |  | 0.5 |  | 0.5 | 0.5 |  | N |  |  | OP | X | 2 | 2015 |  |  | N | Electric Utility | 1 | X | SUN | [9 empty] | N
17609 | Southern California Edison Co | 57900 | Solar Photovoltaic Project #48 | CA | San Bernardino | S48H | Solar Photovoltaic | PV |  | S | X | X |  |  | 0.5 |  | 0.5 | 0.5 |  | N |  |  | OP | X | 2 | 2015 |  |  | N | Electric Utility | 1 | X | SUN | [9 empty] | N
17609 | Southern California Edison Co | 57900 | Solar Photovoltaic Project #48 | CA | San Bernardino | S48I | Solar Photovoltaic | PV |  | S | X | X |  |  | 0.5 |  | 0.5 | 0.5 |  | N |  |  | OP | X | 2 | 2015 |  |  | N | Electric Utility | 1 | X | SUN | [9 empty] | N
17609 | Southern California Edison Co | 57900 | Solar Photovoltaic Project #48 | CA | San Bernardino | S48J | Solar Photovoltaic | PV |  | S | X | X |  |  | 0.5 |  | 0.5 | 0.5 |  | N |  |  | OP | X | 2 | 2015 |  |  | N | Electric Utility | 1 | X | SUN | [9 empty] | N
13584 | NRG El Segundo Operations Inc | 57901 | El Segundo Energy Center LLC | CA | Los Angeles | 5 | Natural Gas Fired Combined Cycle | CT | 1011 | W | X | N |  |  | 198 | 0.9 | 195 | 195 | 110 | N |  |  | OP | X | 8 | 2013 |  |  | N | IPP Non-CHP | 2 | X | NG | [9 empty] | N | N |  | 1H | [23 empty] | N | N | N
13584 | NRG El Segundo Operations Inc | 57901 | El Segundo Energy Center LLC | CA | Los Angeles | 6 | Natural Gas Fired Combined Cycle | CA | 1011 | W | N | X |  |  | 70.7 | 0.9 | 60 | 60 | 45 | N |  |  | OP | X | 8 | 2013 |  |  | N | IPP Non-CHP | 2 | X | NG | [9 empty] | N | N |  | 12H | [23 empty] | N | N | N
13584 | NRG El Segundo Operations Inc | 57901 | El Segundo Energy Center LLC | CA | Los Angeles | 7 | Natural Gas Fired Combined Cycle | CT | 2021 | W | X | N |  |  | 198 | 0.9 | 195 | 195 | 110 | N |  |  | OP | X | 7 | 2013 |  |  | N | IPP Non-CHP | 2 | X | NG | [9 empty] | N | N |  | 1H | [23 empty] | N | N | N
13584 | NRG El Segundo Operations Inc | 57901 | El Segundo Energy Center LLC | CA | Los Angeles | 8 | Natural Gas Fired Combined Cycle | CA | 2021 | W | N | X |  |  | 70.7 | 0.9 | 60 | 60 | 45 | N |  |  | OP | X | 7 | 2013 |  |  | N | IPP Non-CHP | 2 | X | NG | [9 empty] | N |  |  | 12H | [23 empty] | N | N | N
57273 | SS San Antonio West LLC | 57904 | San Antonio West Solar Rooftop | CA | Riverside | CHNO | Solar Photovoltaic | PV |  | S | X | X |  |  | 1.5 |  | 1.5 | 1.5 |  | N |  |  | OP | X | 8 | 2012 |  |  | N | IPP Non-CHP | 2 | X | SUN | [9 empty] | N
15399 | Avangrid Renewables LLC | 57913 | Tule Wind LLC | CA | San Diego | 1 | Onshore Wind Turbine | WT |  | S | X | X |  |  | 143 |  | 143 | 143 | 0 | N |  |  | OP | X | 12 | 2017 |  |  | N | IPP Non-CHP | 2 | X | WND | [9 empty] | N | N | 57 | [21 empty] | N |  |  | N
57299 | Spreckels Sugar Company | 57916 | Spreckels Sugar Company | CA | Imperial | 1 | Natural Gas Steam Turbine | ST |  | S | X | X |  |  | 8.9 | 0.8 | 8.9 | 8.9 | 2 | N |  |  | OP | X | 4 | 1948 |  |  | Y | Industrial CHP | 7 | T | NG | [5 empty] | NG |  |  |  | N | N |  | 12H | [23 empty] | N | N | N
58101 | Solar Star California II LLC | 57933 | Solar Star California II LLC | CA | Sacramento | 1 | Solar Photovoltaic | PV |  | S | X | X | CALISO | CALISO | 2 |  | 2 | 2 |  | N |  |  | OP | X | 8 | 2012 |  |  | N | IPP Non-CHP | 2 | X | SUN | [9 empty] | N
49893 | Invenergy Services LLC | 57959 | Desert Green Solar Farm LLC | CA | San Diego | 1 | Solar Photovoltaic | PV |  | S | X | X | BREGGO_6_DEGRSL | Borrego 12kv substation | 6.3 |  | 6.3 | 6.3 |  | N |  |  | OP | X | 11 | 2014 |  |  | N | IPP Non-CHP | 2 | X | SUN | [9 empty] | N
56769 | Consolidated Edison Development Inc. | 57962 | Brookfield Tehachapi 1 | CA | Kern | BT1 | Onshore Wind Turbine | WT |  | W | X | X |  |  | 102 |  | 102 | 102 | 1 | N |  |  | OP | X | 3 | 2012 |  |  | N | IPP Non-CHP | 2 | X | WND | [9 empty] | N |  | 34
57345 | Butte-Glenn Community College District | 57970 | Butte College Main Campus Solar | CA | Butte | SOL1 | Solar Photovoltaic | PV |  | S | X | X |  |  | 3.5 |  | 3.6 | 3.5 |  | Y | 7 | 2020 | OP | X | 7 | 2011 |  |  | N | Commercial Non-CHP | 4 | X | SUN | [9 empty] | N | N |  | 10M
16612 | City & County of San Francisco | 57971 | SF Southeast Cogen Plant | CA | San Francisco | COGEN | Other Waste Biomass | IC |  | S | X | X | DLAP_PGAE-APND | DLAP_PGAE | 2.1 | 0.8 | 1.9 | 1.9 | 0.5 | N |  |  | OP | X | 6 | 2002 |  |  | N | Commercial Non-CHP | 4 | X | OBG | [9 empty] | N | N |  | 1H | [23 empty] | N
57353 | Plumas Sierra Rural Electric Coop | 57977 | High Sierra Cogeneration Plant | CA | Lassen | ENG1 | Natural Gas Internal Combustion Engine | IC |  | S | X | X |  |  | 3 | 0.8 | 2.5 | 2.8 | 1.5 | N |  |  | OP | X | 2 | 2010 |  |  | Y | Electric Utility | 1 | T | NG | [9 empty] | N | N |  | 10M | [23 empty] | N | N | N
57353 | Plumas Sierra Rural Electric Coop | 57977 | High Sierra Cogeneration Plant | CA | Lassen | ENG2 | Natural Gas Internal Combustion Engine | IC |  | S | X | X |  |  | 3 | 0.8 | 2.5 | 2.8 | 1.5 | N |  |  | OP | X | 2 | 2010 |  |  | Y | Electric Utility | 1 | T | NG | [9 empty] | N | N |  | 10M | [23 empty] | N | N | N
40613 | Northern California Power Agny | 57978 | Lodi Energy Center | CA | San Joaquin | CT1 | Natural Gas Fired Combined Cycle | CT | CC1 | S | X | N |  |  | 185 | 0.95 | 162 | 181 | 100 | N |  |  | OP | X | 11 | 2012 |  |  | N | Electric Utility | 1 | X | NG | [9 empty] | N |  |  | 1H | [23 empty] | N | N
40613 | Northern California Power Agny | 57978 | Lodi Energy Center | CA | San Joaquin | ST1 | Natural Gas Fired Combined Cycle | CA | CC1 | S | N | X |  |  | 103.9 | 0.95 | 95 | 96 | 65 | N |  |  | OP | X | 11 | 2012 |  |  | N | Electric Utility | 1 | X | NG | [9 empty] | N |  |  | 1H | [23 empty] | N | N
62060 | CleanCapital | 57982 | Meridian Vineyards | CA | San Luis Obispo | PV-1 | Solar Photovoltaic | PV |  | W | X | X |  |  | 0.5 |  | 0.5 | 0.5 |  | N |  |  | OP | X | 12 | 2010 |  |  | N | IPP Non-CHP | 2 | X | SUN | [9 empty] | N
62060 | CleanCapital | 57982 | Meridian Vineyards | CA | San Luis Obispo | PV-2 | Solar Photovoltaic | PV |  | W | X | X |  |  | 0.6 |  | 0.6 | 0.6 |  | N |  |  | OP | X | 12 | 2010 |  |  | N | IPP Non-CHP | 2 | X | SUN | [9 empty] | N
57362 | Energy 2001 Inc | 57988 | Lincoln Landfill | CA | Placer | GEN 5 | Landfill Gas | IC |  | S | X | X |  |  | 0.8 | 1 | 0.8 | 0.8 | 0.7 | N |  |  | OP | X | 11 | 2012 |  |  | N | IPP Non-CHP | 2 | X | LFG | [9 empty] | N | N |  | 1H | [23 empty] | N | N
57362 | Energy 2001 Inc | 57988 | Lincoln Landfill | CA | Placer | GEN 6 | Landfill Gas | IC |  | S | X | X |  |  | 0.8 | 1 | 0.8 | 0.8 | 0.7 | N |  |  | OP | X | 11 | 2012 |  |  | N | IPP Non-CHP | 2 | X | LFG | [9 empty] | N | N |  | 1H | [23 empty] | N | N
57362 | Energy 2001 Inc | 57988 | Lincoln Landfill | CA | Placer | GEN1 | Landfill Gas | IC |  | S | X | X |  |  | 0.8 | 1 | 0.8 | 0.8 | 0.7 | N |  |  | OP | X | 11 | 2004 |  |  | N | IPP Non-CHP | 2 | X | LFG | [9 empty] | N | N |  | 1H | [23 empty] | N | N
57362 | Energy 2001 Inc | 57988 | Lincoln Landfill | CA | Placer | GEN2 | Landfill Gas | IC |  | S | X | X |  |  | 0.8 | 1 | 0.8 | 0.8 | 0.7 | N |  |  | OP | X | 11 | 2004 |  |  | N | IPP Non-CHP | 2 | X | LFG | [9 empty] | N | N |  | 1H | [23 empty] | N
57362 | Energy 2001 Inc | 57988 | Lincoln Landfill | CA | Placer | GEN3 | Landfill Gas | IC |  | S | X | X |  |  | 0.8 | 1 | 0.8 | 0.8 | 0.7 | N |  |  | OP | X | 11 | 2004 |  |  | N | IPP Non-CHP | 2 | X | LFG | [9 empty] | N | N |  | 1H | [23 empty] | N
57362 | Energy 2001 Inc | 57988 | Lincoln Landfill | CA | Placer | GEN4 | Landfill Gas | IC |  | S | X | X |  |  | 0.8 | 1 | 0.8 | 0.8 | 0.7 | N |  |  | OP | X | 11 | 2012 |  |  | N | IPP Non-CHP | 2 | X | LFG | [9 empty] | N | N |  | 1H | [23 empty] | N
58289 | NextEra Energy Desert Sunlight 300, LLC | 57993 | Desert Sunlight 300, LLC | CA | Riverside | DSL1 | Solar Photovoltaic | PV |  | J | X | X |  |  | 40.3 |  | 40.3 | 40.3 |  | N |  |  | OP | X | 11 | 2013 |  |  | N | IPP Non-CHP | 2 | X | SUN | [9 empty] | N | N | [25 empty] | N
58289 | NextEra Energy Desert Sunlight 300, LLC | 57993 | Desert Sunlight 300, LLC | CA | Riverside | DSL10 | Solar Photovoltaic | PV |  | J | X | X |  |  | 30.2 |  | 30.2 | 30.2 |  | N |  |  | OP | X | 11 | 2013 |  |  | N | IPP Non-CHP | 2 | X | SUN | [9 empty] | N | N | [25 empty] | N
58289 | NextEra Energy Desert Sunlight 300, LLC | 57993 | Desert Sunlight 300, LLC | CA | Riverside | DSL11 | Solar Photovoltaic | PV |  | J | X | X |  |  | 20.2 |  | 20.2 | 20.2 |  | N |  |  | OP | X | 11 | 2013 |  |  | N | IPP Non-CHP | 2 | X | SUN | [9 empty] | N | N | [25 empty] | N
58289 | NextEra Energy Desert Sunlight 300, LLC | 57993 | Desert Sunlight 300, LLC | CA | Riverside | DSL2 | Solar Photovoltaic | PV |  | J | X | X |  |  | 40.3 |  | 40.3 | 40.3 |  | N |  |  | OP | X | 11 | 2013 |  |  | N | IPP Non-CHP | 2 | X | SUN | [9 empty] | N | N
58289 | NextEra Energy Desert Sunlight 300, LLC | 57993 | Desert Sunlight 300, LLC | CA | Riverside | DSL3 | Solar Photovoltaic | PV |  | J | X | X |  |  | 40.3 |  | 40.3 | 40.3 |  | N |  |  | OP | X | 11 | 2013 |  |  | N | IPP Non-CHP | 2 | X | SUN | [9 empty] | N | N
58289 | NextEra Energy Desert Sunlight 300, LLC | 57993 | Desert Sunlight 300, LLC | CA | Riverside | DSL4 | Solar Photovoltaic | PV |  | J | X | X |  |  | 30.2 |  | 30.2 | 30.2 |  | N |  |  | OP | X | 11 | 2013 |  |  | N | IPP Non-CHP | 2 | X | SUN | [9 empty] | N | N
58289 | NextEra Energy Desert Sunlight 300, LLC | 57993 | Desert Sunlight 300, LLC | CA | Riverside | DSL5 | Solar Photovoltaic | PV |  | J | X | X |  |  | 25.2 |  | 25.2 | 25.2 |  | N |  |  | OP | X | 6 | 2014 |  |  | N | IPP Non-CHP | 2 | X | SUN | [9 empty] | N | N
58289 | NextEra Energy Desert Sunlight 300, LLC | 57993 | Desert Sunlight 300, LLC | CA | Riverside | DSL6 | Solar Photovoltaic | PV |  | J | X | X |  |  | 25.2 |  | 25.2 | 25.2 |  | N |  |  | OP | X | 8 | 2014 |  |  | N | IPP Non-CHP | 2 | X | SUN | [9 empty] | N | N
58289 | NextEra Energy Desert Sunlight 300, LLC | 57993 | Desert Sunlight 300, LLC | CA | Riverside | DSL7 | Solar Photovoltaic | PV |  | J | X | X |  |  | 20.2 |  | 20.2 | 20.2 |  | N |  |  | OP | X | 8 | 2014 |  |  | N | IPP Non-CHP | 2 | X | SUN | [9 empty] | N | N
58289 | NextEra Energy Desert Sunlight 300, LLC | 57993 | Desert Sunlight 300, LLC | CA | Riverside | DSL8 | Solar Photovoltaic | PV |  | J | X | X |  |  | 18.9 |  | 18.9 | 18.9 |  | N |  |  | OP | X | 10 | 2014 |  |  | N | IPP Non-CHP | 2 | X | SUN | [9 empty] | N | N
58289 | NextEra Energy Desert Sunlight 300, LLC | 57993 | Desert Sunlight 300, LLC | CA | Riverside | DSL9 | Solar Photovoltaic | PV |  | J | X | X |  |  | 22.7 |  | 22.7 | 22.7 |  | N |  |  | OP | X | 10 | 2014 |  |  | N | IPP Non-CHP | 2 | X | SUN | [9 empty] | N | N
56769 | Consolidated Edison Development Inc. | 58002 | Alpaugh North | CA | Tulare | SPS | Solar Photovoltaic | PV |  | S | X | X |  |  | 20 |  | 20 | 20 |  | N |  |  | OP | X | 12 | 2012 |  |  | N | IPP Non-CHP | 2 | X | SUN | [9 empty] | N
56769 | Consolidated Edison Development Inc. | 58003 | Alpaugh 50 | CA | Tulare | SPS50 | Solar Photovoltaic | PV |  | S | X | X |  |  | 50 |  | 50 | 50 |  | N |  |  | OP | X | 12 | 2012 |  |  | N | IPP Non-CHP | 2 | X | SUN | [9 empty] | N
57384 | Brea Power II | 58007 | Brea Expansion Plant | CA | Orange | G1 | Landfill Gas | CT | CC1 | S | X | N | OLINDA_6_N009 | OLINDA_6_N009 | 6.3 | 0.98 | 6.8 | 6.8 | 3.5 | N |  |  | OP | X | 11 | 2012 |  |  | N | IPP Non-CHP | 2 | X | LFG | [9 empty] | N | N |  | 12H | [23 empty] | N | N | N
57384 | Brea Power II | 58007 | Brea Expansion Plant | CA | Orange | G2 | Landfill Gas | CT | CC1 | S | X | N | OLINDA_6_N009 | OLINDA_6_N009 | 6.3 | 0.98 | 6.8 | 6.8 | 3.5 | N |  |  | OP | X | 11 | 2012 |  |  | N | IPP Non-CHP | 2 | X | LFG | [9 empty] | N | N |  | 12H | [23 empty] | N | N | N
57384 | Brea Power II | 58007 | Brea Expansion Plant | CA | Orange | G3 | Landfill Gas | CT | CC1 | S | X | N | OLINDA_6_N009 | OLINDA_6_N009 | 6.3 | 0.98 | 6.8 | 6.8 | 3.5 | N |  |  | OP | X | 11 | 2012 |  |  | N | IPP Non-CHP | 2 | X | LFG | [9 empty] | N | N |  | 12H | [23 empty] | N | N | N
57384 | Brea Power II | 58007 | Brea Expansion Plant | CA | Orange | G4 | Landfill Gas | CT | CC1 | S | X | N | OLINDA_6_N009 | OLINDA_6_N009 | 6.3 | 0.98 | 6.8 | 6.8 | 3.5 | N |  |  | OP | X | 11 | 2012 |  |  | N | IPP Non-CHP | 2 | X | LFG | [9 empty] | N |  |  | 12H | [23 empty] | N | N | N
57384 | Brea Power II | 58007 | Brea Expansion Plant | CA | Orange | G5 | Landfill Gas | CA | CC1 | S | N | X | OLINDA_6_N009 | OLINDA_6_N009 | 10.5 | 0.98 | 10 | 10 | 4 | N |  |  | OP | X | 11 | 2012 |  |  | N | IPP Non-CHP | 2 | X | LFG | [9 empty] | N |  |  | 12H | [23 empty] | N | N | N
57389 | IKEA Property Inc | 58028 | IKEA Tejon 345 | CA | Kern | PV | Solar Photovoltaic | PV |  | S | X | X |  |  | 1.5 |  | 1.5 | 1.5 |  | N |  |  | OP | X | 4 | 2011 |  |  | N | Commercial Non-CHP | 4 | X | SUN
60281 | Altus Power America Management, LLC | 58034 | Nickel 1 Solar Facility | CA | Kern | 1 | Solar Photovoltaic | PV |  | S | X | X |  |  | 1.5 |  | 1.5 | 1.5 |  | N |  |  | OP | X | 11 | 2012 |  |  | N | IPP Non-CHP | 2 | X | SUN | [36 empty] | N
60898 | Axium US Solar Holdings LLC | 58039 | Axium Modesto Solar | CA | Stanislaus | 1 | Solar Photovoltaic | PV |  | S | X | X |  |  | 25 |  | 25 | 25 |  | N |  |  | OP | X | 12 | 2012 |  |  | N | IPP Non-CHP | 2 | X | SUN | [9 empty] | N | N | [25 empty] | N
60608 | Vitro Flat Glass LLC | 58053 | Vitro Flat Glass LLC | CA | Fresno | IG#2 | Petroleum Liquids | IC |  | S | X | X |  |  | 0.9 | 0.9 | 0.7 | 0.7 | 0.3 | N |  |  | SB | Y | 2 | 1992 |  |  | N | Industrial Non-CHP | 6 | X | DFO | [9 empty] | N | N |  | 10M | [20 empty] | N |  |  | N | N | N
60608 | Vitro Flat Glass LLC | 58053 | Vitro Flat Glass LLC | CA | Fresno | OG#1 | Petroleum Liquids | IC |  | S | X | X |  |  | 1.3 | 0.9 | 1 | 1 | 0.5 | N |  |  | SB | Y | 4 | 2000 |  |  | N | Industrial Non-CHP | 6 | X | DFO | [9 empty] | N | N |  | 10M | [20 empty] | N |  |  | N | N | N
60608 | Vitro Flat Glass LLC | 58053 | Vitro Flat Glass LLC | CA | Fresno | OG#3 | Petroleum Liquids | IC |  | S | X | X |  |  | 1.1 | 0.9 | 0.9 | 0.9 | 0.4 | N |  |  | SB | Y | 4 | 1983 |  |  | N | Industrial Non-CHP | 6 | X | DFO | [9 empty] | N | N |  | 10M | [20 empty] | N |  |  | N | N | N
63952 | Irwindale Brew Yard, LLC | 58056 | Irwindale Brew Yard, LLC | CA | Los Angeles | JEN1 | Other Waste Biomass | IC |  | S | X | X |  |  | 0.5 | 1 | 0.6 | 0.6 | 0.3 | N |  |  | OP | X | 7 | 2007 |  |  | N | Industrial Non-CHP | 6 | X | OBG | [9 empty] | N | N |  | 10M | [23 empty] | N
63952 | Irwindale Brew Yard, LLC | 58056 | Irwindale Brew Yard, LLC | CA | Los Angeles | JEN2 | Other Waste Biomass | IC |  | S | X | X |  |  | 0.5 | 1 | 0.6 | 0.6 | 0.3 | N |  |  | OS | X | 7 | 2007 |  |  | N | Industrial Non-CHP | 6 | X | OBG | [9 empty] | N | N |  | 10M | [23 empty] | N
63952 | Irwindale Brew Yard, LLC | 58056 | Irwindale Brew Yard, LLC | CA | Los Angeles | PV | Solar Photovoltaic | PV |  | S | X | X |  |  | 2.5 |  | 2.5 | 2.5 |  | N |  |  | OP | X | 3 | 2015 |  |  | N | Industrial Non-CHP | 6 | X | SUN | [9 empty] | N | N | [25 empty] | N
63952 | Irwindale Brew Yard, LLC | 58056 | Irwindale Brew Yard, LLC | CA | Los Angeles | T100 | Natural Gas Fired Combustion Turbine | GT |  | S | X | X |  |  | 5.2 | 1 | 4.1 | 4.7 | 3 | N |  |  | OP | X | 2 | 2002 |  |  | N | Industrial Non-CHP | 6 | X | NG | [9 empty] | N | N |  | 1H | [23 empty] | N
63952 | Irwindale Brew Yard, LLC | 58056 | Irwindale Brew Yard, LLC | CA | Los Angeles | T200 | Natural Gas Fired Combustion Turbine | GT |  | S | X | X |  |  | 5.2 | 1 | 4.1 | 4.7 | 3 | N |  |  | OP | X | 2 | 2002 |  |  | N | Industrial Non-CHP | 6 | X | NG | [9 empty] | N | N |  | 1H | [23 empty] | N
57438 | Paramount Petroleum Corporation | 58058 | Paramount Refinery | CA | Los Angeles | 1 | Natural Gas Fired Combustion Turbine | GT |  | S | X | X |  |  | 6.7 | 0.92 | 6.5 | 6.5 | 3 | N |  |  | OS | X | 12 | 2002 |  |  | Y | Industrial CHP | 7 | T | NG | [12 empty] | OVER | [23 empty] | N | N
9216 | Imperial Irrigation District | 58062 | Imperial Valley Solar Company 1 LLC | CA | Imperial | 0001 | Solar Photovoltaic | PV |  | S | X | X |  |  | 23 |  | 23 | 23 |  | N |  |  | OP | X | 6 | 2012 |  |  | N | Electric Utility | 1 | X | SUN | [9 empty] | N | N | 0 | 10M | [23 empty] | N
62060 | CleanCapital | 58073 | SEPV 1 | CA | Los Angeles | SEPV | Solar Photovoltaic | PV |  | W | X | X |  |  | 2 |  | 2 | 2 |  | N |  |  | OP | X | 5 | 2012 |  |  | N | IPP Non-CHP | 2 | X | SUN | [9 empty] | N
62060 | CleanCapital | 58074 | SEPV 2 | CA | San Bernardino | SEPV | Solar Photovoltaic | PV |  | W | X | X |  |  | 2 |  | 2 | 2 |  | N |  |  | OP | X | 6 | 2012 |  |  | N | IPP Non-CHP | 2 | X | SUN | [9 empty] | N
59622 | Ahana Renewables, LLC | 58076 | Edwards Air Force Base | CA | Kern | 1 | Solar Photovoltaic | PV |  | W | X | X |  |  | 1 |  | 1 | 1 |  | N |  |  | OP | X | 12 | 2011 |  |  | N | IPP Non-CHP | 2 | X | SUN | [9 empty] | N | N
59622 | Ahana Renewables, LLC | 58076 | Edwards Air Force Base | CA | Kern | 2 | Solar Photovoltaic | PV |  | W | X | X |  |  | 1 |  | 1 | 1 |  | N |  |  | OP | X | 12 | 2011 |  |  | N | IPP Non-CHP | 2 | X | SUN | [9 empty] | N | N
59622 | Ahana Renewables, LLC | 58076 | Edwards Air Force Base | CA | Kern | 3 | Solar Photovoltaic | PV |  | W | X | X |  |  | 1 |  | 1 | 1 |  | N |  |  | OP | X | 12 | 2011 |  |  | N | IPP Non-CHP | 2 | X | SUN | [9 empty] | N | N
57468 | PRC-Desoto Intl Corp./PPG | 58085 | PRC-Desoto Intl/PPG Aerospace | CA | Kern | CATR1 | Petroleum Liquids | IC |  | S | X | X |  |  | 0.5 | 0.8 | 0.5 | 0.5 | 0.1 | N |  |  | SB | N | 9 | 1999 |  |  | N | Industrial Non-CHP | 6 | X | DFO | [9 empty] | N | N |  | 10M | [23 empty] | N | N | N
57468 | PRC-Desoto Intl Corp./PPG | 58085 | PRC-Desoto Intl/PPG Aerospace | CA | Kern | CATR2 | Petroleum Liquids | IC |  | S | X | X |  |  | 1 | 0.8 | 1 | 1 | 0.2 | N |  |  | SB | N | 6 | 2000 |  |  | N | Industrial Non-CHP | 6 | X | DFO | [9 empty] | N | N |  | 10M | [23 empty] | N | N | N
60947 | Tesla Inc. | 58086 | Intel Folsom | CA | Sacramento | 1 | Solar Photovoltaic | PV |  | S | X | X |  |  | 0.5 |  | 0.5 | 0.5 |  | N |  |  | OP | X | 7 | 2010 |  |  | N | IPP Non-CHP | 2 | X | SUN | [9 empty] | N
60947 | Tesla Inc. | 58086 | Intel Folsom | CA | Sacramento | 2 | Solar Photovoltaic | PV |  | W | X | X |  |  | 0.5 |  | 0.5 | 0.5 |  | N |  |  | OP | X | 7 | 2010 |  |  | N | IPP Non-CHP | 2 | X | SUN | [9 empty] | N
57477 | Kern Oil & Refining Co | 58100 | Kern Oil & Refining Co | CA | Kern | 5900 | Natural Gas Fired Combustion Turbine | GT |  | S | X | X |  |  | 4.5 | 0.8 | 4.9 | 4.9 | 0 | N |  |  | OP | X | 10 | 2002 |  |  | N | Industrial Non-CHP | 6 | X | NG | [9 empty] | N | N | 0 | 1H | [23 empty] | N | N | N
57476 | Foundation CA Fund VI Manager LLC | 58101 | Foundation Cemex River Plant | CA | San Bernardino | WTG1 | Onshore Wind Turbine | WT |  | W | X | X |  |  | 1.6 |  | 1.6 | 1.6 | 0.1 | N |  |  | OP | X | 12 | 2012 |  |  | N | IPP Non-CHP | 2 | X | WND | [11 empty] | 1 | [24 empty] | N
57476 | Foundation CA Fund VI Manager LLC | 58101 | Foundation Cemex River Plant | CA | San Bernardino | WTG2 | Onshore Wind Turbine | WT |  | W | X | X |  |  | 1.6 |  | 1.6 | 1.6 | 0.1 | N |  |  | OP | X | 12 | 2012 |  |  | N | IPP Non-CHP | 2 | X | WND | [11 empty] | 1
57476 | Foundation CA Fund VI Manager LLC | 58102 | Foundation Cemex BMQ | CA | San Bernardino | WTG1 | Onshore Wind Turbine | WT |  | W | X | X |  |  | 1.5 |  | 1.5 | 1.5 | 0.1 | N |  |  | OP | X | 12 | 2012 |  |  | N | IPP Non-CHP | 2 | X | WND | [11 empty] | 1 | [24 empty] | N
57476 | Foundation CA Fund VI Manager LLC | 58102 | Foundation Cemex BMQ | CA | San Bernardino | WTG2 | Onshore Wind Turbine | WT |  | W | X | X |  |  | 1.5 |  | 1.5 | 1.5 | 0.1 | N |  |  | OP | X | 12 | 2012 |  |  | N | IPP Non-CHP | 2 | X | WND | [11 empty] | 1
57476 | Foundation CA Fund VI Manager LLC | 58104 | Foundation Superior Farms | CA | Solano | WTG1 | Onshore Wind Turbine | WT |  | W | X | X |  |  | 1 |  | 1 | 1 | 0.1 | N |  |  | OP | X | 12 | 2012 |  |  | N | Industrial Non-CHP | 6 | X | WND | [9 empty] | N |  | 1 | [24 empty] | N
57476 | Foundation CA Fund VI Manager LLC | 58105 | Foundation Wal-Mart Red Bluff | CA | Tehama | WTG1 | Onshore Wind Turbine | WT |  | W | X | X |  |  | 1 |  | 1 | 1 | 0.1 | N |  |  | OP | X | 9 | 2012 |  |  | N | Commercial Non-CHP | 4 | X | WND | [11 empty] | 1
57484 | Foundation CA Fund V Manager, LLC | 58112 | Foundation Cemex Madison | CA | Yolo | WTG1 | Onshore Wind Turbine | WT |  | W | X | X |  |  | 1 |  | 1 | 1 | 0.1 | N |  |  | OP | X | 8 | 2012 |  |  | N | IPP Non-CHP | 2 | X | WND | [11 empty] | 1 | [24 empty] | N
57484 | Foundation CA Fund V Manager, LLC | 58113 | Foundation RRM | CA | Riverside | WTG1 | Onshore Wind Turbine | WT |  | W | X | X |  |  | 1 |  | 1 | 1 | 0.1 | N |  |  | OP | X | 12 | 2012 |  |  | N | IPP Non-CHP | 2 | X | WND | [11 empty] | 1 | [24 empty] | N
57484 | Foundation CA Fund V Manager, LLC | 58113 | Foundation RRM | CA | Riverside | WTG2 | Onshore Wind Turbine | WT |  | W | X | X |  |  | 1 |  | 1 | 1 | 0.1 | N |  |  | OP | X | 12 | 2012 |  |  | N | IPP Non-CHP | 2 | X | WND | [11 empty] | 1 | [24 empty] | N
57484 | Foundation CA Fund V Manager, LLC | 58114 | Foundation NWNA | CA | Riverside | WTG1 | Onshore Wind Turbine | WT |  | W | X | X |  |  | 1.6 |  | 1.6 | 1.6 | 0.1 | N |  |  | OP | X | 12 | 2012 |  |  | N | IPP Non-CHP | 2 | X | WND | [11 empty] | 1 | [24 empty] | N
57484 | Foundation CA Fund V Manager, LLC | 58114 | Foundation NWNA | CA | Riverside | WTG2 | Onshore Wind Turbine | WT |  | W | X | X |  |  | 1.6 |  | 1.6 | 1.6 | 0.1 | N |  |  | OP | X | 12 | 2012 |  |  | N | IPP Non-CHP | 2 | X | WND | [11 empty] | 1 | [24 empty] | N
57484 | Foundation CA Fund V Manager, LLC | 58114 | Foundation NWNA | CA | Riverside | WTG3 | Onshore Wind Turbine | WT |  | W | X | X |  |  | 1.9 |  | 1.9 | 1.9 | 0.1 | N |  |  | OP | X | 9 | 2018 |  |  | N | IPP Non-CHP | 2 | X | WND | [11 empty] | 1 | [24 empty] | N
62060 | CleanCapital | 58118 | La Joya Del Sol | CA | Fresno | JDS1 | Solar Photovoltaic | PV |  | S | X | X |  |  | 1.5 |  | 1.5 | 1.5 |  | N |  |  | OP | X | 12 | 2012 |  |  | N | IPP Non-CHP | 2 | X | SUN | [9 empty] | N
62034 | Depot Park Solar Farm | 58119 | Depot Park Solar System | CA | Sacramento | DPSS | Solar Photovoltaic | PV |  | S | X | X |  |  | 3 |  | 3 | 3 |  | N |  |  | OP | X | 12 | 2010 |  |  | N | IPP Non-CHP | 2 | X | SUN | [9 empty] | N | N | [25 empty] | N
20323 | Wellhead Services, Inc | 58122 | Delano Energy Center | CA | Tulare | GEN1 | Natural Gas Fired Combustion Turbine | GT |  | J | X | X |  |  | 60.5 | 0.85 | 60.5 | 60.5 | 16 | N |  |  | OP | X | 1 | 2013 |  |  | N | IPP Non-CHP | 2 | X | NG | [9 empty] | N | N |  | 10M | [23 empty] | N | N
56778 | Bloom Energy 2009 PPA | 58128 | Kaiser Downey | CA | Los Angeles | KRSO1 | Other Natural Gas | FC |  | S | X | X |  |  | 0.2 |  | 0.2 | 0.2 | 0.2 | N |  |  | OP | X | 6 | 2012 |  |  | N | IPP Non-CHP | 2 | X | NG | LFG | [11 empty] | 12H
56778 | Bloom Energy 2009 PPA | 58128 | Kaiser Downey | CA | Los Angeles | KRSO2 | Other Natural Gas | FC |  | S | X | X |  |  | 0.2 |  | 0.2 | 0.2 | 0.2 | N |  |  | OP | X | 6 | 2012 |  |  | N | IPP Non-CHP | 2 | X | NG | LFG | [11 empty] | 12H
56778 | Bloom Energy 2009 PPA | 58128 | Kaiser Downey | CA | Los Angeles | KRSO3 | Other Natural Gas | FC |  | S | X | X |  |  | 0.2 |  | 0.2 | 0.2 | 0.2 | N |  |  | OP | X | 6 | 2012 |  |  | N | IPP Non-CHP | 2 | X | NG | LFG | [11 empty] | 12H
56778 | Bloom Energy 2009 PPA | 58128 | Kaiser Downey | CA | Los Angeles | KRSO4 | Other Natural Gas | FC |  | S | X | X |  |  | 0.2 |  | 0.2 | 0.2 | 0.2 | N |  |  | OP | X | 6 | 2012 |  |  | N | IPP Non-CHP | 2 | X | NG | LFG | [11 empty] | 12H
56778 | Bloom Energy 2009 PPA | 58128 | Kaiser Downey | CA | Los Angeles | KRSO5 | Other Natural Gas | FC |  | S | X | X |  |  | 0.2 |  | 0.2 | 0.2 | 0.2 | N |  |  | OP | X | 6 | 2012 |  |  | N | IPP Non-CHP | 2 | X | NG | LFG | [11 empty] | 12H
56778 | Bloom Energy 2009 PPA | 58132 | Kaiser Ontario | CA | San Bernardino | KSRO1 | Other Natural Gas | FC |  | S | X | X |  |  | 0.2 |  | 0.2 | 0.2 | 0.2 | N |  |  | OP | X | 10 | 2012 |  |  | N | IPP Non-CHP | 2 | X | NG | OBG | [11 empty] | 12H | [23 empty] | N
56778 | Bloom Energy 2009 PPA | 58132 | Kaiser Ontario | CA | San Bernardino | KSRO2 | Other Natural Gas | FC |  | S | X | X |  |  | 0.2 |  | 0.2 | 0.2 | 0.2 | N |  |  | OP | X | 10 | 2012 |  |  | N | IPP Non-CHP | 2 | X | NG | OBG | [11 empty] | 12H | [23 empty] | N
56778 | Bloom Energy 2009 PPA | 58132 | Kaiser Ontario | CA | San Bernardino | KSRO3 | Other Natural Gas | FC |  | S | X | X |  |  | 0.2 |  | 0.2 | 0.2 | 0.2 | N |  |  | OP | X | 10 | 2012 |  |  | N | IPP Non-CHP | 2 | X | NG | OBG | [11 empty] | 12H | [23 empty] | N
56778 | Bloom Energy 2009 PPA | 58132 | Kaiser Ontario | CA | San Bernardino | KSRO4 | Other Natural Gas | FC |  | S | X | X |  |  | 0.2 |  | 0.2 | 0.2 | 0.2 | N |  |  | OP | X | 10 | 2012 |  |  | N | IPP Non-CHP | 2 | X | NG | OBG | [11 empty] | 12H
56778 | Bloom Energy 2009 PPA | 58132 | Kaiser Ontario | CA | San Bernardino | KSRO5 | Other Natural Gas | FC |  | S | X | X |  |  | 0.2 |  | 0.2 | 0.2 | 0.2 | N |  |  | OP | X | 10 | 2012 |  |  | N | IPP Non-CHP | 2 | X | NG | OBG | [11 empty] | 12H
58111 | RE Kansas South LLC | 58148 | RE Kansas South LLC | CA | Kings | KS | Solar Photovoltaic | PV |  | S | X | X | KANSASGN_7_N002 | KANSASGN_7_N002 | 20 |  | 20 | 20 |  | N |  |  | OP | X | 6 | 2013 |  |  | N | IPP Non-CHP | 2 | X | SUN | [9 empty] | N
58112 | TA-High Desert LLC | 58149 | TA-High Desert LLC | CA | Los Angeles | TAHD | Solar Photovoltaic | PV |  | S | X | X | TOT427A_7_N001 | TOT427A_7_N001 | 20 |  | 20 | 20 |  | N |  |  | OP | X | 3 | 2013 |  |  | N | IPP Non-CHP | 2 | X | SUN | [9 empty] | N
58121 | North Sky River Energy LLC | 58154 | North Sky River Energy LLC | CA | Kern | GEN1 | Onshore Wind Turbine | WT |  | S | X | X |  |  | 162 |  | 162 | 162 | 8 | N |  |  | OP | X | 12 | 2012 |  |  | N | IPP Non-CHP | 2 | X | WND | [11 empty] | 100
58105 | University of Redlands | 58168 | Energy Center | CA | San Bernardino | TURB1 | Natural Gas Fired Combustion Turbine | GT |  | S | X | X |  |  | 0.3 | 0.8 | 0.3 | 0.3 | 0.3 | N |  |  | OP | X | 5 | 2019 |  |  | Y | Commercial CHP | 5 | T | NG | [9 empty] | N | N |  | 10M | [23 empty] | N |  | N
58105 | University of Redlands | 58168 | Energy Center | CA | San Bernardino | TURB2 | Natural Gas Fired Combustion Turbine | GT |  | S | X | X |  |  | 0.3 | 0.8 | 0.3 | 0.3 | 0.3 | N |  |  | OP | X | 5 | 2019 |  |  | Y | Commercial CHP | 5 | T | NG | [9 empty] | N | N |  | 10M | [23 empty] | N |  | N
58105 | University of Redlands | 58168 | Energy Center | CA | San Bernardino | TURB3 | Natural Gas Fired Combustion Turbine | GT |  | S | X | X |  |  | 0.3 | 0.8 | 0.3 | 0.3 | 0.3 | N |  |  | OP | X | 5 | 2019 |  |  | Y | Commercial CHP | 5 | T | NG | [9 empty] | N | N |  | 10M | [23 empty] | N |  | N
58104 | California State University at Fullerton | 58169 | CSUF Trigeneration | CA | Orange | 1 | Natural Gas Fired Combustion Turbine | GT |  | S | X | X |  |  | 4.6 | 0.97 | 4.3 | 4.3 | 2.2 | N |  |  | OP | X | 10 | 2010 |  |  | Y | Commercial CHP | 5 | T | NG | [9 empty] | N | N |  | 12H | [23 empty] | N | N
58104 | California State University at Fullerton | 58169 | CSUF Trigeneration | CA | Orange | CPAC | Solar Photovoltaic | PV |  | S | X | X |  |  | 0.3 |  | 0.3 | 0.3 |  | N |  |  | OP | X | 1 | 2012 |  |  | N | Commercial CHP | 5 | X | SUN | [9 empty] | N | N
58104 | California State University at Fullerton | 58169 | CSUF Trigeneration | CA | Orange | KHS | Solar Photovoltaic | PV |  | S | X | X |  |  | 0.3 |  | 0.3 | 0.3 |  | N |  |  | OP | X | 1 | 2012 |  |  | N | Commercial CHP | 5 | X | SUN | [9 empty] | N | N
58104 | California State University at Fullerton | 58169 | CSUF Trigeneration | CA | Orange | NPS | Solar Photovoltaic | PV |  | S | X | X |  |  | 2 |  | 2 | 2 |  | N |  |  | OP | X | 12 | 2016 |  |  | N | Commercial CHP | 5 | X | SUN | [9 empty] | N | [23 empty] | N
58104 | California State University at Fullerton | 58169 | CSUF Trigeneration | CA | Orange | PS4 | Solar Photovoltaic | PV |  | S | X | X |  |  | 0.3 |  | 0.3 | 0.3 |  | N |  |  | OP | X | 1 | 2012 |  |  | N | Commercial CHP | 5 | X | SUN | [9 empty] | N | [23 empty] | N
58104 | California State University at Fullerton | 58169 | CSUF Trigeneration | CA | Orange | PS5 | Solar Photovoltaic | PV |  | S | X | X |  |  | 0.4 |  | 0.4 | 0.4 |  | N |  |  | OP | X | 7 | 2020 |  |  | N | Commercial CHP | 5 | X | SUN | [9 empty] | N
58104 | California State University at Fullerton | 58169 | CSUF Trigeneration | CA | Orange | SCPS | Solar Photovoltaic | PV |  | S | X | X |  |  | 1 |  | 1 | 1 |  | N |  |  | OP | X | 12 | 2016 |  |  | N | Commercial CHP | 5 | X | SUN | [9 empty] | N | [23 empty] | N
58140 | San Bernardino Comm College Dist | 58170 | Crafton Hills College Solar Farm | CA | San Bernardino | GEN1 | Solar Photovoltaic | PV |  | S | X | X |  |  | 1.3 |  | 1.3 | 1.3 |  | N |  |  | OP | X | 6 | 2012 |  |  | N | Commercial Non-CHP | 4 | X | SUN | [9 empty] | N | N | [25 empty] | N
60637 | Sentinel Peak Resources California, LLC | 58190 | Thomas M Knott Cogen Facility | CA | San Luis Obispo | CG | Natural Gas Fired Combustion Turbine | GT |  | S | X | X | NA | NA | 1.4 | 0.8 | 1.2 | 1.2 | 1 | N |  |  | OS | X | 4 | 2003 |  |  | N | Industrial Non-CHP | 6 | X | NG | [9 empty] | N | N |  | 1H | [23 empty] | N | N | N
58171 | University of California-San Francisco | 58198 | Parnassus Central Utility Plant | CA | San Francisco | GTG1 | Natural Gas Fired Combined Cycle | CT | CC1 | S | X | N |  |  | 4.8 | 0.8 | 5.2 | 5.2 | 2.5 | N |  |  | OP | X | 1 | 1996 |  |  | Y | Commercial CHP | 5 | T | NG | DFO | [8 empty] | N | N |  | 12H | [20 empty] | N |  |  | Y | Y | Y
58171 | University of California-San Francisco | 58198 | Parnassus Central Utility Plant | CA | San Francisco | GTG2 | Natural Gas Fired Combined Cycle | CT | CC1 | S | X | N |  |  | 4.8 | 0.8 | 5.5 | 5.5 | 2.6 | N |  |  | OP | X | 1 | 1996 |  |  | Y | Commercial CHP | 5 | T | NG | DFO | [8 empty] | N | N |  | 12H | [20 empty] | N |  |  | Y | Y | Y
58171 | University of California-San Francisco | 58198 | Parnassus Central Utility Plant | CA | San Francisco | STG1 | Natural Gas Fired Combined Cycle | CA | CC1 | S | Y | X |  |  | 3.8 | 0.8 | 1.8 | 1.8 | 0.3 | N |  |  | OP | X | 1 | 1996 |  |  | Y | Commercial CHP | 5 | T | NG | DFO | [8 empty] | N | N | 0 | 12H | [20 empty] | N |  |  | Y | N | Y
62949 | Gamma Genco CV II LLC | 58202 | RE Victor Phelan Solar One LLC | CA | San Bernardino | VPS1 | Solar Photovoltaic | PV |  | S | X | X |  |  | 20 |  | 20 | 20 |  | N |  |  | OP | X | 12 | 2013 |  |  | N | IPP Non-CHP | 2 | X | SUN
56751 | Yolo County of | 58204 | Grassland 3&4 Solar Project | CA | Yolo | INV3 | Solar Photovoltaic | PV |  | S | X | X |  |  | 2.5 |  | 2.5 | 1.5 |  | N |  |  | OP | X | 7 | 2013 |  |  | N | IPP Non-CHP | 2 | X | SUN | [9 empty] | N
14328 | Pacific Gas & Electric Co. | 58206 | West Gates Solar Station | CA | Fresno | 1 | Solar Photovoltaic | PV |  | S | X | X | GATESBK4_7_N003 | GATESBK4_7_N003 | 10 |  | 10 | 10 |  | N |  |  | OP | X | 5 | 2013 |  |  | N | Electric Utility | 1 | X | SUN | [9 empty] | N
58183 | J.R. Simplot Company | 58216 | J.R. Simplot Company | CA | San Joaquin | 1 | All Other | ST |  | S | X | X |  |  | 4 | 0.95 | 3.2 | 3.2 | 1.5 | N |  |  | OP | X | 10 | 1993 |  |  | N | Industrial Non-CHP | 6 | X | WH | [5 empty] | WH |  |  |  | N | N |  | OVER | [23 empty] | N | N | N
56751 | Yolo County of | 58217 | Grassland 1&2 Solar Project | CA | Yolo | INV4 | Solar Photovoltaic | PV |  | S | X | X |  |  | 2.5 |  | 2.5 | 1.5 |  | N |  |  | OP | X | 7 | 2013 |  |  | N | IPP Non-CHP | 2 | X | SUN | [9 empty] | N
58195 | Hoag Memorial Presbyterian Hospital | 58223 | Hoag Hospital Cogen Plant | CA | Orange | 1 | Natural Gas Internal Combustion Engine | IC |  | S | X | X |  |  | 1.5 | 0.8 | 1.2 | 1.2 | 1 | N |  |  | OP | X | 7 | 2006 |  |  | Y | Commercial CHP | 5 | T | NG | [9 empty] | N | N |  | 1H | [20 empty] | N |  |  | N | N | N
58195 | Hoag Memorial Presbyterian Hospital | 58223 | Hoag Hospital Cogen Plant | CA | Orange | 2 | Natural Gas Internal Combustion Engine | IC |  | S | X | X |  |  | 1.5 | 0.8 | 1.2 | 1.2 | 1 | N |  |  | OP | X | 7 | 2006 |  |  | Y | Commercial CHP | 5 | T | NG | [9 empty] | N | N |  | 1H | [20 empty] | N |  |  | N | N | N
58195 | Hoag Memorial Presbyterian Hospital | 58223 | Hoag Hospital Cogen Plant | CA | Orange | 3 | Natural Gas Internal Combustion Engine | IC |  | S | X | X |  |  | 1.5 | 0.8 | 1.2 | 1.2 | 1 | N |  |  | OP | X | 7 | 2006 |  |  | Y | Commercial CHP | 5 | T | NG | [9 empty] | N | N |  | 1H | [20 empty] | N |  |  | N | N | N
58197 | Newberry Solar 1 LLC | 58226 | Newberry Solar 1 LLC | CA | San Bernardino | 1 | Solar Photovoltaic | PV |  | S | X | X |  |  | 1.5 |  | 1.5 | 1.5 |  | N |  |  | OP | X | 12 | 2013 |  |  | N | IPP Non-CHP | 2 | X | SUN | [9 empty] | N | N | [25 empty] | N
58198 | Highlander Solar 2, LLC | 58227 | SEPV9 Power Plant | CA | San Bernardino | SPV9 | Solar Photovoltaic | PV |  | S | X | X |  |  | 9 |  | 8.5 | 8.8 |  | N |  |  | OP | X | 6 | 2013 |  |  | N | IPP Non-CHP | 2 | X | SUN | [9 empty] | N | [26 empty] | N
58661 | Sustainable Power Group, LLC | 58232 | Tahquitz High School | CA | Riverside | TAHQ | Solar Photovoltaic | PV |  | S | X | X |  |  | 1 |  | 1 | 1 |  | N |  |  | OP | X | 9 | 2012 |  |  | N | Commercial Non-CHP | 4 | X | SUN | [9 empty] | N | N
60025 | Greenbacker Renewable Energy Corporation | 58233 | Wagner Wind LLC | CA | Riverside | GEN1 | Onshore Wind Turbine | WT |  | W | X | X |  |  | 6 |  | 6 | 6 | 0 | N |  |  | OP | X | 12 | 2012 |  |  | N | IPP Non-CHP | 2 | X | WND | [9 empty] | N | N | 2
58211 | Highlander Solar 1, LLC | 58234 | SEPV 8 | CA | San Bernardino | SPV8 | Solar Photovoltaic | PV |  | S | X | X |  |  | 12 |  | 11.8 | 11.8 |  | N |  |  | OP | X | 6 | 2013 |  |  | N | IPP Non-CHP | 2 | X | SUN | [9 empty] | N | [26 empty] | N
58661 | Sustainable Power Group, LLC | 58244 | West Valley High School Solar | CA | Riverside | WEST | Solar Photovoltaic | PV |  | S | X | X |  |  | 1 |  | 0.9 | 0.9 |  | N |  |  | OP | X | 9 | 2012 |  |  | N | Commercial Non-CHP | 4 | X | SUN | [9 empty] | N | N
57276 | Los Angeles Community College District | 58248 | Pierce College | CA | Los Angeles | GEN1 | Solar Photovoltaic | PV |  | S | X | X |  |  | 1.9 |  | 1.9 | 1.9 |  | N |  |  | OP | X | 1 | 2013 |  |  | N | Commercial Non-CHP | 4 | X | SUN | [9 empty] | N | N | [25 empty] | N
59553 | VA Sepulveda Ambulatory Care Center | 58249 | VA Sepulveda Ambulatory Care Center | CA | Los Angeles | GEN1 | Solar Photovoltaic | PV |  | S | X | X |  |  | 3.5 |  | 3.5 | 3.5 |  | N |  |  | OP | X | 10 | 2014 |  |  | N | Commercial Non-CHP | 4 | X | SUN | [9 empty] | N | N | [25 empty] | N
58223 | C&H Sugar Company Inc | 58251 | C&H Sugar Plant | CA | Contra Costa | TG3 | All Other | ST |  | S | X | X |  |  | 4 | 0.8 | 5 | 5 | 1.3 | N |  |  | OP | X | 1 | 1958 |  |  | Y | Industrial CHP | 7 | T | PUR | [5 empty] | PUR |  |  |  | N | N |  | 12H |  |  |  |  | N | [15 empty] | N |  |  | N | N | N
58223 | C&H Sugar Company Inc | 58251 | C&H Sugar Plant | CA | Contra Costa | TG4 | All Other | ST |  | S | X | X |  |  | 4 | 0.8 | 5 | 5 | 1.3 | N |  |  | OP | X | 10 | 1957 |  |  | Y | Industrial CHP | 7 | T | PUR | [5 empty] | PUR |  |  |  | N | N |  | 12H |  |  |  |  | N | [15 empty] | N |  |  | N | N | N
63330 | Televison City Studios, LLC. | 58253 | CBS Television City | CA | Los Angeles | GEN1 | Solar Photovoltaic | PV |  | S | X | X |  |  | 1.6 |  | 1.6 | 1.6 | 0 | N |  |  | OP | X | 7 | 2013 |  |  | N | Commercial Non-CHP | 4 | X | SUN | [10 empty] | N | [25 empty] | N
63330 | Televison City Studios, LLC. | 58253 | CBS Television City | CA | Los Angeles | GEN2 | Other Natural Gas | FC |  | W | X | X |  |  | 0.4 |  | 0.4 | 0.4 | 0 | N |  |  | OP | X | 7 | 2013 |  |  | N | Commercial Non-CHP | 4 | X | NG | [12 empty] | 12H
63330 | Televison City Studios, LLC. | 58253 | CBS Television City | CA | Los Angeles | GEN3 | Other Natural Gas | FC |  | W | X | X |  |  | 0.4 |  | 0.4 | 0.4 | 0 | N |  |  | OP | X | 7 | 2013 |  |  | N | Commercial Non-CHP | 4 | X | NG | [12 empty] | 12H
63330 | Televison City Studios, LLC. | 58253 | CBS Television City | CA | Los Angeles | GEN4 | Other Natural Gas | FC |  | S | X | X |  |  | 0.4 |  | 0.4 | 0.4 | 0 | N |  |  | OP | X | 7 | 2013 |  |  | N | Commercial Non-CHP | 4 | X | NG | [12 empty] | 12H
10810 | LAX Airport | 58258 | Central Utilities Plant LAX 2 | CA | Los Angeles | GEN1 | Natural Gas Fired Combustion Turbine | GT |  | S | X | X |  |  | 4.6 | 0.95 | 4.2 | 4.2 | 2.5 | N |  |  | OP | X | 10 | 2015 |  |  | Y | Commercial CHP | 5 | T | NG | [9 empty] | N | N |  | 1H | N | [22 empty] | N | N | N
10810 | LAX Airport | 58258 | Central Utilities Plant LAX 2 | CA | Los Angeles | GEN2 | Natural Gas Fired Combustion Turbine | GT |  | S | X | X |  |  | 4.6 | 0.95 | 4.2 | 4.2 | 2.5 | N |  |  | OP | X | 10 | 2015 |  |  | Y | Commercial CHP | 5 | T | NG | [9 empty] | N | N |  | 1H | [23 empty] | N | N | N
58238 | Enfinity NorCal 1 FAA LLC | 58261 | FAA NorCal TRACON | CA | Sacramento | 1 | Solar Photovoltaic | PV |  | S | X | X |  |  | 1 |  | 1 | 1 |  | N |  |  | OP | X | 12 | 2012 |  |  | N | IPP Non-CHP | 2 | X | SUN | [9 empty] | N
59455 | Venable Solar, LLC | 58289 | Venable Solar 1 | CA | Riverside | VNPV | Solar Photovoltaic | PV |  | S | X | X |  |  | 1.5 |  | 1.5 | 1.1 |  | N |  |  | OP | X | 4 | 2015 |  |  | N | IPP Non-CHP | 2 | X | SUN | [9 empty] | N
59455 | Venable Solar, LLC | 58290 | Venable Solar 2 | CA | Riverside | VSPV | Solar Photovoltaic | PV |  | S | X | X |  |  | 1.5 |  | 1.5 | 1.1 |  | N |  |  | OP | X | 4 | 2015 |  |  | N | IPP Non-CHP | 2 | X | SUN | [9 empty] | N
57128 | Bloom Energy | 58296 | Roll Delano 2 | CA | Kern | ROL6 | Other Natural Gas | FC |  | W | X | X |  |  | 1 |  | 1 | 1 | 0 | N |  |  | OP | X | 9 | 2012 |  |  | N | IPP Non-CHP | 2 | X | NG | [12 empty] | OVER
57128 | Bloom Energy | 58297 | Roll Delano | CA | Kern | ROL4 | Other Natural Gas | FC |  | W | X | X |  |  | 1.1 |  | 1 | 1 | 0 | N |  |  | OP | X | 9 | 2012 |  |  | N | IPP Non-CHP | 2 | X | NG | [9 empty] | N | N |  | OVER
57128 | Bloom Energy | 58298 | Roll Lost Hills | CA | Kern | ROL3 | Other Natural Gas | FC |  | W | X | X |  |  | 1.1 |  | 1 | 1 | 0 | N |  |  | OP | X | 12 | 2012 |  |  | N | IPP Non-CHP | 2 | X | NG | [9 empty] | N | N |  | OVER
57128 | Bloom Energy | 58299 | Xilinx San Jose | CA | Santa Clara | XLX | Other Natural Gas | FC |  | W | X | X |  |  | 1.1 |  | 1 | 1 | 0 | N |  |  | OP | X | 2 | 2012 |  |  | N | IPP Non-CHP | 2 | X | NG | [9 empty] | N | N |  | OVER
57128 | Bloom Energy | 58300 | Honda Torrance | CA | Los Angeles | HON | Other Natural Gas | FC |  | W | X | X |  |  | 1.1 |  | 1 | 1 | 0 | N |  |  | OP | X | 12 | 2012 |  |  | N | IPP Non-CHP | 2 | X | NG | [9 empty] | N | N |  | OVER
57128 | Bloom Energy | 58301 | Juniper Networks Sunnyvale | CA | Santa Clara | JPR | Other Natural Gas | FC |  | W | X | X |  |  | 1.1 |  | 1 | 1 | 0 | N |  |  | OP | X | 12 | 2012 |  |  | N | IPP Non-CHP | 2 | X | NG | [9 empty] | N | N |  | OVER
57128 | Bloom Energy | 58302 | Life Technologies Carlsbad | CA | San Diego | LFT | Other Natural Gas | FC |  | W | X | X |  |  | 1.1 |  | 1 | 1 | 0 | N |  |  | OP | X | 8 | 2012 |  |  | N | IPP Non-CHP | 2 | X | NG | [9 empty] | N | N |  | OVER
57128 | Bloom Energy | 58303 | Taylor Farms Salinas | CA | Monterey | TLR | Other Natural Gas | FC |  | W | X | X |  |  | 1.1 |  | 1 | 1 | 0 | N |  |  | OP | X | 9 | 2012 |  |  | N | IPP Non-CHP | 2 | X | NG | [9 empty] | N | N |  | OVER
58269 | Tulare PV II LLC | 58304 | Kingsburg Solar | CA | Tulare | 1 | Solar Photovoltaic | PV |  | S | X | X |  |  | 1.5 |  | 1.5 | 1.5 |  | N |  |  | OP | X | 12 | 2013 |  |  | N | IPP Non-CHP | 2 | X | SUN | [9 empty] | N | N | [25 empty] | N
58269 | Tulare PV II LLC | 58304 | Kingsburg Solar | CA | Tulare | 2 | Solar Photovoltaic | PV |  | S | X | X |  |  | 1.5 |  | 1.5 | 1.5 |  | N |  |  | OP | X | 12 | 2013 |  |  | N | IPP Non-CHP | 2 | X | SUN | [9 empty] | N | N | [25 empty] | N
58269 | Tulare PV II LLC | 58304 | Kingsburg Solar | CA | Tulare | 3 | Solar Photovoltaic | PV |  | S | X | X |  |  | 0.7 |  | 0.7 | 0.7 |  | N |  |  | OP | X | 12 | 2013 |  |  | N | IPP Non-CHP | 2 | X | SUN | [9 empty] | N | N | [25 empty] | N
58268 | Tulare PV I LLC | 58306 | Exeter Solar | CA | Tulare | 1 | Solar Photovoltaic | PV |  | S | X | X |  |  | 1 |  | 1 | 1 |  | N |  |  | OP | X | 2 | 2014 |  |  | N | IPP Non-CHP | 2 | X | SUN | [9 empty] | N | N | [25 empty] | N
58268 | Tulare PV I LLC | 58306 | Exeter Solar | CA | Tulare | 2 | Solar Photovoltaic | PV |  | S | X | X |  |  | 1 |  | 1 | 1 |  | N |  |  | OP | X | 2 | 2014 |  |  | N | IPP Non-CHP | 2 | X | SUN | [9 empty] | N | N | [25 empty] | N
58268 | Tulare PV I LLC | 58306 | Exeter Solar | CA | Tulare | 3 | Solar Photovoltaic | PV |  | S | X | X |  |  | 1.5 |  | 1.5 | 1.5 |  | N |  |  | OP | X | 2 | 2014 |  |  | N | IPP Non-CHP | 2 | X | SUN | [9 empty] | N | N | [25 empty] | N
58268 | Tulare PV I LLC | 58307 | Ivanhoe Solar | CA | Tulare | 1 | Solar Photovoltaic | PV |  | S | X | X |  |  | 1.5 |  | 1.5 | 1.5 |  | N |  |  | OP | X | 1 | 2014 |  |  | N | IPP Non-CHP | 2 | X | SUN | [9 empty] | N | N | [25 empty] | N
58268 | Tulare PV I LLC | 58307 | Ivanhoe Solar | CA | Tulare | 2 | Solar Photovoltaic | PV |  | S | X | X |  |  | 0.5 |  | 0.5 | 0.5 |  | N |  |  | OP | X | 1 | 2014 |  |  | N | IPP Non-CHP | 2 | X | SUN | [9 empty] | N | N | [25 empty] | N
58268 | Tulare PV I LLC | 58307 | Ivanhoe Solar | CA | Tulare | 3 | Solar Photovoltaic | PV |  | S | X | X |  |  | 1.5 |  | 1.5 | 1.5 |  | N |  |  | OP | X | 1 | 2014 |  |  | N | IPP Non-CHP | 2 | X | SUN | [9 empty] | N | N | [25 empty] | N
58268 | Tulare PV I LLC | 58308 | Lindsay Solar | CA | Tulare | 1 | Solar Photovoltaic | PV |  | S | X | X |  |  | 1.5 |  | 1.5 | 1.5 |  | N |  |  | OP | X | 1 | 2014 |  |  | N | IPP Non-CHP | 2 | X | SUN | [9 empty] | N | N | [25 empty] | N
58268 | Tulare PV I LLC | 58308 | Lindsay Solar | CA | Tulare | 3 | Solar Photovoltaic | PV |  | S | X | X |  |  | 1.5 |  | 1.5 | 1.5 |  | N |  |  | OP | X | 1 | 2014 |  |  | N | IPP Non-CHP | 2 | X | SUN | [9 empty] | N | N | [25 empty] | N
58268 | Tulare PV I LLC | 58308 | Lindsay Solar | CA | Tulare | 4 | Solar Photovoltaic | PV |  | S | X | X |  |  | 1 |  | 1 | 1 |  | N |  |  | OP | X | 1 | 2014 |  |  | N | IPP Non-CHP | 2 | X | SUN | [9 empty] | N | N | [25 empty] | N
58268 | Tulare PV I LLC | 58309 | Porterville Solar | CA | Tulare | 1 | Solar Photovoltaic | PV |  | S | X | X |  |  | 1 |  | 1 | 1 |  | N |  |  | OP | X | 1 | 2014 |  |  | N | IPP Non-CHP | 2 | X | SUN | [9 empty] | N | N | [25 empty] | N
58268 | Tulare PV I LLC | 58309 | Porterville Solar | CA | Tulare | 2 | Solar Photovoltaic | PV |  | S | X | X |  |  | 1 |  | 1 | 1 |  | N |  |  | OP | X | 1 | 2014 |  |  | N | IPP Non-CHP | 2 | X | SUN | [9 empty] | N | N | [25 empty] | N
58268 | Tulare PV I LLC | 58309 | Porterville Solar | CA | Tulare | 5 | Solar Photovoltaic | PV |  | S | X | X |  |  | 1.5 |  | 1.5 | 1.5 |  | N |  |  | OP | X | 1 | 2014 |  |  | N | IPP Non-CHP | 2 | X | SUN | [9 empty] | N | N | [25 empty] | N
56440 | G2 Energy LLC | 58320 | G2 Energy Hay Rd | CA | Solano | 362 | Landfill Gas | IC |  | S | X | X |  |  | 1.6 | 1 | 1.5 | 1.5 | 0.1 | N |  |  | OP | X | 6 | 2013 |  |  | N | IPP Non-CHP | 2 | X | LFG | [9 empty] | N | N |  | 1H | [20 empty] | N |  |  | N | N | N
60025 | Greenbacker Renewable Energy Corporation | 58354 | Radiance Solar 4 | CA | Los Angeles | 1 | Solar Photovoltaic | PV |  | S | X | X |  |  | 1.5 |  | 1.5 | 1.5 |  | N |  |  | OP | X | 7 | 2013 |  |  | N | IPP Non-CHP | 2 | X | SUN | [9 empty] | N
60025 | Greenbacker Renewable Energy Corporation | 58355 | Radiance Solar 5 | CA | Los Angeles | 1 | Solar Photovoltaic | PV |  | S | X | X |  |  | 1.5 |  | 1.5 | 1.5 |  | N |  |  | OP | X | 7 | 2013 |  |  | N | IPP Non-CHP | 2 | X | SUN | [9 empty] | N
58355 | SPS Atwell Island LLC | 58366 | Atwell Island | CA | Tulare | 1 | Solar Photovoltaic | PV |  | W | X | X |  |  | 20.2 |  | 20.2 | 20.2 |  | N |  |  | OP | X | 3 | 2013 |  |  | N | IPP Non-CHP | 2 | X | SUN | [9 empty] | N
58358 | Light Beam Power Co LLC | 58370 | Gridley Main | CA | Butte | GEN1 | Solar Photovoltaic | PV |  | S | X | X |  |  | 1 |  | 1 | 1 |  | N |  |  | OP | X | 3 | 2013 |  |  | N | IPP Non-CHP | 2 | X | SUN | [36 empty] | N
58358 | Light Beam Power Co LLC | 58371 | Gridley Main Two | CA | Butte | GEN1 | Solar Photovoltaic | PV |  | S | X | X |  |  | 2.5 |  | 2.5 | 2.5 |  | N |  |  | OP | X | 4 | 2013 |  |  | N | IPP Non-CHP | 2 | X | SUN | [36 empty] | N
56769 | Consolidated Edison Development Inc. | 58373 | White River Solar | CA | Tulare | WRCA | Solar Photovoltaic | PV |  | S | X | X |  |  | 20 |  | 20 | 20 |  | N |  |  | OP | X | 7 | 2013 |  |  | N | IPP Non-CHP | 2 | X | SUN
56769 | Consolidated Edison Development Inc. | 58374 | Corcoran Solar | CA | Kings | CSCA | Solar Photovoltaic | PV |  | S | X | X |  |  | 20 |  | 20 | 20 |  | N |  |  | OP | X | 8 | 2013 |  |  | N | IPP Non-CHP | 2 | X | SUN
58363 | Oakley Solar Project LLC | 58376 | Oakley Solar Project | CA | Contra Costa | 1 | Solar Photovoltaic | PV |  | S | X | X |  |  | 1.5 |  | 1.5 | 1.5 |  | N |  |  | OP | X | 6 | 2013 |  |  | N | IPP Non-CHP | 2 | X | SUN | [9 empty] | N | [26 empty] | N
58366 | Toro Energy of California SLO | 58379 | Cold Canyon 1 | CA | San Luis Obispo | W3998 | Landfill Gas | IC |  | S | X | X |  |  | 1.5 | 1 | 1.5 | 1.5 | 1 | N |  |  | OP | X | 7 | 2013 |  |  | N | IPP Non-CHP | 2 | X | LFG | [9 empty] | N |  |  | 10M | [23 empty] | N | N | N
59873 | Solar Star California XIX, LLC | 58388 | Solar Star 1 | CA | Kern | AVS1 | Solar Photovoltaic | PV |  | S | X | X |  |  | 39 |  | 38 | 38 |  | N |  |  | OP | X | 3 | 2014 |  |  | N | IPP Non-CHP | 2 | X | SUN | [9 empty] | N | N | [22 empty] | N |  |  | N
59873 | Solar Star California XIX, LLC | 58388 | Solar Star 1 | CA | Kern | SS11 | Solar Photovoltaic | PV |  | S | X | X |  |  | 54 |  | 52.6 | 52.6 |  | N |  |  | OP | X | 6 | 2015 |  |  | N | IPP Non-CHP | 2 | X | SUN | [9 empty] | N | N | [22 empty] | N |  |  | N
59873 | Solar Star California XIX, LLC | 58388 | Solar Star 1 | CA | Kern | SS12 | Solar Photovoltaic | PV |  | S | X | X |  |  | 54 |  | 52.6 | 52.6 |  | N |  |  | OP | X | 2 | 2015 |  |  | N | IPP Non-CHP | 2 | X | SUN | [9 empty] | N | N | [22 empty] | N |  |  | N
59873 | Solar Star California XIX, LLC | 58388 | Solar Star 1 | CA | Kern | SS13 | Solar Photovoltaic | PV |  | S | X | X |  |  | 58.5 |  | 57 | 57 |  | N |  |  | OP | X | 10 | 2014 |  |  | N | IPP Non-CHP | 2 | X | SUN | [9 empty] | N | N | [22 empty] | N |  |  | N
59873 | Solar Star California XIX, LLC | 58388 | Solar Star 1 | CA | Kern | SS14 | Solar Photovoltaic | PV |  | S | X | X |  |  | 33 |  | 32.2 | 32.2 |  | N |  |  | OP | X | 6 | 2015 |  |  | N | IPP Non-CHP | 2 | X | SUN | [9 empty] | N | N | [22 empty] | N |  |  | N
59873 | Solar Star California XIX, LLC | 58388 | Solar Star 1 | CA | Kern | SS15 | Solar Photovoltaic | PV |  | S | X | X |  |  | 15 |  | 14.6 | 14.6 |  | N |  |  | OP | X | 10 | 2014 |  |  | N | IPP Non-CHP | 2 | X | SUN | [9 empty] | N | N | [22 empty] | N |  |  | N
59873 | Solar Star California XIX, LLC | 58388 | Solar Star 1 | CA | Kern | SS16 | Solar Photovoltaic | PV |  | S | X | X |  |  | 64.5 |  | 62.9 | 62.9 |  | N |  |  | OP | X | 4 | 2014 |  |  | N | IPP Non-CHP | 2 | X | SUN | [9 empty] | N | N | [22 empty] | N |  |  | N
59872 | Solar Star California XX, LLC | 58389 | Solar Star 2 | CA | Kern | AVS2 | Solar Photovoltaic | PV |  | S | X | X |  |  | 19.5 |  | 19 | 19 |  | N |  |  | OP | X | 3 | 2014 |  |  | N | IPP Non-CHP | 2 | X | SUN | [9 empty] | N | N | [22 empty] | N |  |  | N
59872 | Solar Star California XX, LLC | 58389 | Solar Star 2 | CA | Kern | SS21 | Solar Photovoltaic | PV |  | S | X | X |  |  | 60 |  | 59 | 59 |  | N |  |  | OP | X | 7 | 2014 |  |  | N | IPP Non-CHP | 2 | X | SUN | [9 empty] | N | N | [22 empty] | N |  |  | N
59872 | Solar Star California XX, LLC | 58389 | Solar Star 2 | CA | Kern | SS22 | Solar Photovoltaic | PV |  | S | X | X |  |  | 55.5 |  | 55 | 55 |  | N |  |  | OP | X | 12 | 2014 |  |  | N | IPP Non-CHP | 2 | X | SUN | [9 empty] | N | N | [22 empty] | N |  |  | N
59872 | Solar Star California XX, LLC | 58389 | Solar Star 2 | CA | Kern | SS23 | Solar Photovoltaic | PV |  | S | X | X |  |  | 48 |  | 47 | 47 |  | N |  |  | OP | X | 12 | 2014 |  |  | N | IPP Non-CHP | 2 | X | SUN | [9 empty] | N | N | [22 empty] | N |  |  | N
59872 | Solar Star California XX, LLC | 58389 | Solar Star 2 | CA | Kern | SS24 | Solar Photovoltaic | PV |  | S | X | X |  |  | 43.5 |  | 43 | 43 |  | N |  |  | OP | X | 6 | 2015 |  |  | N | IPP Non-CHP | 2 | X | SUN | [9 empty] | N | N | [22 empty] | N |  |  | N
59872 | Solar Star California XX, LLC | 58389 | Solar Star 2 | CA | Kern | SS25 | Solar Photovoltaic | PV |  | S | X | X |  |  | 52.5 |  | 52 | 52 |  | N |  |  | OP | X | 4 | 2014 |  |  | N | IPP Non-CHP | 2 | X | SUN | [9 empty] | N | N | [22 empty] | N |  |  | N
60015 | NRG Yield LLC | 58394 | Alta Wind X | CA | Kern | AW10 | Onshore Wind Turbine | WT |  | W | X | X |  |  | 138 |  | 138 | 138 | 0 | N |  |  | OP | X | 1 | 2014 |  |  | N | IPP Non-CHP | 2 | X | WND | [9 empty] | N |  | 48
60015 | NRG Yield LLC | 58395 | Alta Wind XI | CA | Kern | AW11 | Onshore Wind Turbine | WT |  | W | X | X |  |  | 90 |  | 90 | 90 | 0 | N |  |  | OP | X | 1 | 2014 |  |  | N | IPP Non-CHP | 2 | X | WND | [9 empty] | N |  | 48
58382 | Ameresco Johnson Canyon LLC | 58397 | Ameresco Johnson Canyon | CA | Monterey | ENG1 | Landfill Gas | IC |  | S | X | X |  |  | 1.4 | 1 | 1.4 | 1.4 | 0.7 | N |  |  | OP | X | 5 | 2013 |  |  | N | IPP Non-CHP | 2 | X | LFG | [9 empty] | N | N |  | 10M | [23 empty] | N | N | N
60898 | Axium US Solar Holdings LLC | 58398 | Heber Solar | CA | Imperial | 1 | Solar Photovoltaic | PV |  | S | X | X |  |  | 10.9 |  | 10 | 8.2 |  | N |  |  | OP | X | 5 | 2014 |  |  | N | IPP Non-CHP | 2 | X | SUN | [9 empty] | N | N | [25 empty] | N
58413 | Lone Valley Solar Park I LLC | 58417 | Lone Valley Solar Park I LLC | CA | San Bernardino | CP1 | Solar Photovoltaic | PV |  | S | X | X |  |  | 10 |  | 10 | 10 |  | N |  |  | OP | X | 12 | 2014 |  |  | N | IPP Non-CHP | 2 | X | SUN | [9 empty] | N | N
58661 | Sustainable Power Group, LLC | 58418 | Victor Dry Farm Ranch A | CA | San Bernardino | 1 | Solar Photovoltaic | PV |  | W | X | X |  |  | 5 |  | 5 | 4 |  | N |  |  | OP | X | 6 | 2015 |  |  | N | IPP Non-CHP | 2 | X | SUN | [9 empty] | N | N
58661 | Sustainable Power Group, LLC | 58419 | Victor Dry Farm Ranch B | CA | San Bernardino | 1 | Solar Photovoltaic | PV |  | W | X | X |  |  | 5 |  | 5 | 4 |  | N |  |  | OP | X | 6 | 2015 |  |  | N | IPP Non-CHP | 2 | X | SUN | [9 empty] | N | N
58416 | California State University, Northridge | 58422 | CSU Northridge Plant | CA | Los Angeles | B2PV | Solar Photovoltaic | PV |  | S | X | X |  |  | 0.4 |  | 0.3 | 0.2 |  | N |  |  | OP | X | 4 | 2005 |  |  | N | Commercial Non-CHP | 4 | X | SUN | [9 empty] | N | N | [25 empty] | N
58416 | California State University, Northridge | 58422 | CSU Northridge Plant | CA | Los Angeles | E6PV | Solar Photovoltaic | PV |  | S | X | X |  |  | 0.2 |  | 0.1 | 0.1 |  | N |  |  | OP | X | 3 | 2003 |  |  | N | Commercial Non-CHP | 4 | X | SUN | [9 empty] | N | N | [25 empty] | N
58426 | Sunshine Gas Producers LLC | 58429 | Sunshine Gas Producers | CA | Los Angeles | 1 | Landfill Gas | GT |  | S | X | X |  |  | 4.6 | 0.8 | 4 | 4 | 1.1 | N |  |  | OP | X | 8 | 2014 |  |  | N | IPP Non-CHP | 2 | X | LFG | [9 empty] | N | N |  | 1H |  |  |  |  | N | [15 empty] | N |  |  | N | N | N
58426 | Sunshine Gas Producers LLC | 58429 | Sunshine Gas Producers | CA | Los Angeles | 2 | Landfill Gas | GT |  | S | X | X |  |  | 4.6 | 0.8 | 4 | 4 | 1.1 | N |  |  | OP | X | 8 | 2014 |  |  | N | IPP Non-CHP | 2 | X | LFG | [9 empty] | N | N |  | 1H |  |  |  |  | N | [15 empty] | N |  |  | N | N | N
58426 | Sunshine Gas Producers LLC | 58429 | Sunshine Gas Producers | CA | Los Angeles | 3 | Landfill Gas | GT |  | S | X | X |  |  | 4.6 | 0.8 | 4 | 4 | 1.1 | N |  |  | OP | X | 8 | 2014 |  |  | N | IPP Non-CHP | 2 | X | LFG | [9 empty] | N | N |  | 1H |  |  |  |  | N | [15 empty] | N |  |  | N | N | N
58426 | Sunshine Gas Producers LLC | 58429 | Sunshine Gas Producers | CA | Los Angeles | 4 | Landfill Gas | GT |  | S | X | X |  |  | 4.6 | 0.8 | 4 | 4 | 1.1 | N |  |  | OP | X | 8 | 2014 |  |  | N | IPP Non-CHP | 2 | X | LFG | [9 empty] | N | N |  | 1H |  |  |  |  | N | [15 empty] | N |  |  | N | N | N
58426 | Sunshine Gas Producers LLC | 58429 | Sunshine Gas Producers | CA | Los Angeles | 5 | Landfill Gas | GT |  | S | X | X |  |  | 4.6 | 0.8 | 4 | 4 | 1.1 | N |  |  | OP | X | 8 | 2014 |  |  | N | IPP Non-CHP | 2 | X | LFG | [9 empty] | N | N |  | 1H |  |  |  |  | N | [15 empty] | N |  |  | N | N | N
61230 | CD Arevon USA, Inc. | 58430 | Centinela Solar Energy | CA | Imperial | CSE1 | Solar Photovoltaic | PV |  | S | X | X |  |  | 34.2 |  | 33.4 | 33.4 |  | N |  |  | OP | X | 7 | 2013 |  |  | N | IPP Non-CHP | 2 | X | SUN | [9 empty] | N | N | [25 empty] | N
61230 | CD Arevon USA, Inc. | 58430 | Centinela Solar Energy | CA | Imperial | CSE2 | Solar Photovoltaic | PV |  | S | X | X |  |  | 26.6 |  | 25.6 | 25.6 |  | N |  |  | OP | X | 8 | 2013 |  |  | N | IPP Non-CHP | 2 | X | SUN | [9 empty] | N | N
61230 | CD Arevon USA, Inc. | 58430 | Centinela Solar Energy | CA | Imperial | CSE3 | Solar Photovoltaic | PV |  | S | X | X |  |  | 34.2 |  | 33.4 | 33.4 |  | N |  |  | OP | X | 10 | 2013 |  |  | N | IPP Non-CHP | 2 | X | SUN | [9 empty] | N | N | [25 empty] | N
61230 | CD Arevon USA, Inc. | 58430 | Centinela Solar Energy | CA | Imperial | CSE4 | Solar Photovoltaic | PV |  | S | X | X |  |  | 34.2 |  | 33.4 | 33.4 |  | N |  |  | OP | X | 12 | 2013 |  |  | N | IPP Non-CHP | 2 | X | SUN | [9 empty] | N | N | [25 empty] | N
61230 | CD Arevon USA, Inc. | 58430 | Centinela Solar Energy | CA | Imperial | CSE5 | Solar Photovoltaic | PV |  | S | X | X |  |  | 19 |  | 18.6 | 18.6 |  | N |  |  | OP | X | 4 | 2014 |  |  | N | IPP Non-CHP | 2 | X | SUN | [9 empty] | N | N | [25 empty] | N
61230 | CD Arevon USA, Inc. | 58430 | Centinela Solar Energy | CA | Imperial | CSE6 | Solar Photovoltaic | PV |  | S | X | X |  |  | 26.6 |  | 25.6 | 25.6 |  | N |  |  | OP | X | 5 | 2014 |  |  | N | IPP Non-CHP | 2 | X | SUN | [9 empty] | N | N | [25 empty] | N
58429 | Houweling's Tomatoes | 58432 | Houweling Nurseries | CA | Ventura | COG1 | Natural Gas Internal Combustion Engine | IC |  | S | X | X | SCE | SCE | 4.4 | 0.8 | 4.4 | 4.4 | 3.5 | N |  |  | OP | X | 8 | 2012 |  |  | Y | IPP CHP | 3 | T | NG | [9 empty] | N | N |  | 10M | [23 empty] | N | N | N
58429 | Houweling's Tomatoes | 58432 | Houweling Nurseries | CA | Ventura | COG2 | Natural Gas Internal Combustion Engine | IC |  | S | X | X | SCE | SCE | 4.4 | 0.8 | 4.4 | 4.4 | 3.5 | N |  |  | OP | X | 8 | 2012 |  |  | Y | IPP CHP | 3 | T | NG | [9 empty] | N | N |  | 10M | [23 empty] | N | N | N
58429 | Houweling's Tomatoes | 58432 | Houweling Nurseries | CA | Ventura | COG3 | Natural Gas Internal Combustion Engine | IC |  | S | X | X | SCE | SCE | 4.4 | 0.8 | 4.4 | 4.4 | 3.5 | N |  |  | OP | X | 9 | 2013 |  |  | Y | IPP CHP | 3 | T | NG | [9 empty] | N | N |  | 10M | [23 empty] | N | N | N
58431 | Ameresco Vasco Road, LLC | 58435 | Ameresco Vasco Road | CA | Alameda | ENG1 | Landfill Gas | IC |  | S | X | X |  |  | 2.2 | 1 | 2.1 | 2.1 | 0.5 | N |  |  | OP | X | 2 | 2014 |  |  | N | IPP Non-CHP | 2 | X | LFG | [9 empty] | N | N |  | 10M | [23 empty] | N | N | N
58431 | Ameresco Vasco Road, LLC | 58435 | Ameresco Vasco Road | CA | Alameda | ENG2 | Landfill Gas | IC |  | S | X | X |  |  | 2.2 | 1 | 2.1 | 2.1 | 0.5 | N |  |  | OP | X | 2 | 2014 |  |  | N | IPP Non-CHP | 2 | X | LFG | [9 empty] | N | N |  | 10M | [23 empty] | N | N | N
58432 | Ameresco San Joaquin, LLC | 58436 | Ameresco San Joaquin | CA | San Joaquin | ENG1 | Landfill Gas | IC |  | S | X | X |  |  | 2.2 | 1 | 2.1 | 2.1 | 0.5 | N |  |  | OP | X | 4 | 2014 |  |  | N | IPP Non-CHP | 2 | X | LFG | [9 empty] | N | N |  | 10M | [23 empty] | N | N | N
58432 | Ameresco San Joaquin, LLC | 58436 | Ameresco San Joaquin | CA | San Joaquin | ENG2 | Landfill Gas | IC |  | S | X | X |  |  | 2.2 | 1 | 2.1 | 2.1 | 0.5 | N |  |  | OP | X | 4 | 2014 |  |  | N | IPP Non-CHP | 2 | X | LFG | [9 empty] | N | N |  | 10M | [23 empty] | N | N | N
58433 | Ameresco Forward, LLC | 58437 | Ameresco Forward | CA | San Joaquin | ENG1 | Landfill Gas | IC |  | S | X | X |  |  | 2.2 | 1 | 2.1 | 2.1 | 0.5 | N |  |  | OP | X | 2 | 2014 |  |  | N | IPP Non-CHP | 2 | X | LFG | [9 empty] | N | N |  | 10M | [23 empty] | N | N | N
58433 | Ameresco Forward, LLC | 58437 | Ameresco Forward | CA | San Joaquin | ENG2 | Landfill Gas | IC |  | S | X | X |  |  | 2.2 | 1 | 2.1 | 2.1 | 0.5 | N |  |  | OP | X | 2 | 2014 |  |  | N | IPP Non-CHP | 2 | X | LFG | [9 empty] | N | N |  | 10M | [23 empty] | N | N | N
59413 | Crestmark Bank | 58440 | CBS Studio Center | CA | Los Angeles | 9560 | Other Natural Gas | FC |  | S | X | X |  |  | 0.4 |  | 0.4 | 0.4 | 0 | N |  |  | OP | X | 6 | 2013 |  |  | N | Commercial Non-CHP | 4 | X | NG | [9 empty] | N | N |  | 12H | [23 empty] | N
59413 | Crestmark Bank | 58440 | CBS Studio Center | CA | Los Angeles | 9580 | Other Natural Gas | FC |  | S | X | X |  |  | 0.4 |  | 0.4 | 0.4 | 0 | N |  |  | OP | X | 6 | 2013 |  |  | N | Commercial Non-CHP | 4 | X | NG | [9 empty] | N | N |  | 12H | [23 empty] | N
59413 | Crestmark Bank | 58440 | CBS Studio Center | CA | Los Angeles | 9581 | Other Natural Gas | FC |  | S | X | X |  |  | 0.4 |  | 0.4 | 0.4 | 0 | N |  |  | OP | X | 7 | 2013 |  |  | N | Commercial Non-CHP | 4 | X | NG | [9 empty] | N | N |  | 12H | [23 empty] | N
59413 | Crestmark Bank | 58440 | CBS Studio Center | CA | Los Angeles | 9583 | Other Natural Gas | FC |  | S | X | X |  |  | 0.4 |  | 0.4 | 0.4 | 0 | N |  |  | OP | X | 7 | 2013 |  |  | N | Commercial Non-CHP | 4 | X | NG | [9 empty] | N | N |  | 12H | [23 empty] | N
59413 | Crestmark Bank | 58440 | CBS Studio Center | CA | Los Angeles | 9585 | Other Natural Gas | FC |  | S | X | X |  |  | 0.4 |  | 0.4 | 0.4 | 0 | N |  |  | OP | X | 7 | 2013 |  |  | N | Commercial Non-CHP | 4 | X | NG | [9 empty] | N | N |  | 12H | [23 empty] | N
59413 | Crestmark Bank | 58440 | CBS Studio Center | CA | Los Angeles | 9587 | Other Natural Gas | FC |  | S | X | X |  |  | 0.4 |  | 0.4 | 0.4 | 0 | N |  |  | OP | X | 6 | 2013 |  |  | N | Commercial Non-CHP | 4 | X | NG | [9 empty] | N | N |  | 12H | [23 empty] | N
58440 | CD US Solar MT 2 LLC | 58445 | Arrache 4006 | CA | Los Angeles | 1 | Solar Photovoltaic | PV |  | W | X | X |  |  | 1 |  | 1 | 1 |  | N |  |  | OP | X | 8 | 2013 |  |  | N | IPP Non-CHP | 2 | X | SUN | [9 empty] | N
58440 | CD US Solar MT 2 LLC | 58445 | Arrache 4006 | CA | Los Angeles | 2 | Solar Photovoltaic | PV |  | W | X | X |  |  | 1 |  | 1 | 1 |  | N |  |  | OP | X | 8 | 2013 |  |  | N | IPP Non-CHP | 2 | X | SUN | [9 empty] | N
58440 | CD US Solar MT 2 LLC | 58446 | Arrache 4013 | CA | Los Angeles | 1 | Solar Photovoltaic | PV |  | W | X | X |  |  | 1.5 |  | 1.5 | 1.5 |  | N |  |  | OP | X | 8 | 2013 |  |  | N | IPP Non-CHP | 2 | X | SUN | [9 empty] | N
58440 | CD US Solar MT 2 LLC | 58447 | Arrache 8083 | CA | Los Angeles | 1 | Solar Photovoltaic | PV |  | W | X | X |  |  | 1.5 |  | 1.5 | 1.5 |  | N |  |  | OP | X | 9 | 2013 |  |  | N | IPP Non-CHP | 2 | X | SUN | [9 empty] | N
58440 | CD US Solar MT 2 LLC | 58447 | Arrache 8083 | CA | Los Angeles | 2 | Solar Photovoltaic | PV |  | W | X | X |  |  | 1.5 |  | 1.5 | 1.5 |  | N |  |  | OP | X | 9 | 2013 |  |  | N | IPP Non-CHP | 2 | X | SUN | [9 empty] | N
58440 | CD US Solar MT 2 LLC | 58447 | Arrache 8083 | CA | Los Angeles | 3 | Solar Photovoltaic | PV |  | W | X | X |  |  | 1 |  | 1 | 1 |  | N |  |  | OP | X | 9 | 2013 |  |  | N | IPP Non-CHP | 2 | X | SUN | [9 empty] | N
58440 | CD US Solar MT 2 LLC | 58448 | Nunn | CA | San Bernardino | 1 | Solar Photovoltaic | PV |  | W | X | X |  |  | 1 |  | 1 | 1 |  | N |  |  | OP | X | 7 | 2013 |  |  | N | IPP Non-CHP | 2 | X | SUN | [9 empty] | N
58440 | CD US Solar MT 2 LLC | 58449 | Rutan | CA | Los Angeles | 1 | Solar Photovoltaic | PV |  | W | X | X |  |  | 1.5 |  | 1.5 | 1.5 |  | N |  |  | OP | X | 1 | 2014 |  |  | N | IPP Non-CHP | 2 | X | SUN | [9 empty] | N
58440 | CD US Solar MT 2 LLC | 58449 | Rutan | CA | Los Angeles | 2 | Solar Photovoltaic | PV |  | W | X | X |  |  | 1.5 |  | 1.5 | 1.5 |  | N |  |  | OP | X | 1 | 2014 |  |  | N | IPP Non-CHP | 2 | X | SUN | [9 empty] | N
58440 | CD US Solar MT 2 LLC | 58449 | Rutan | CA | Los Angeles | 3 | Solar Photovoltaic | PV |  | W | X | X |  |  | 1 |  | 1 | 1 |  | N |  |  | OP | X | 1 | 2014 |  |  | N | IPP Non-CHP | 2 | X | SUN
58440 | CD US Solar MT 2 LLC | 58450 | Vinam | CA | Los Angeles | 1 | Solar Photovoltaic | PV |  | W | X | X |  |  | 1.5 |  | 1.5 | 1.5 |  | N |  |  | OP | X | 7 | 2013 |  |  | N | IPP Non-CHP | 2 | X | SUN | [9 empty] | N
58440 | CD US Solar MT 2 LLC | 58451 | Ma | CA | Los Angeles | 1 | Solar Photovoltaic | PV |  | W | X | X |  |  | 1.5 |  | 1.5 | 1.5 |  | N |  |  | OP | X | 10 | 2013 |  |  | N | IPP Non-CHP | 2 | X | SUN | [9 empty] | N
58440 | CD US Solar MT 2 LLC | 58452 | Horn | CA | Los Angeles | 1 | Solar Photovoltaic | PV |  | W | X | X |  |  | 1.5 |  | 1.5 | 1.5 |  | N |  |  | OP | X | 10 | 2013 |  |  | N | IPP Non-CHP | 2 | X | SUN | [9 empty] | N
58440 | CD US Solar MT 2 LLC | 58454 | Watts 3115 | CA | San Bernardino | 1 | Solar Photovoltaic | PV |  | W | X | X |  |  | 1.5 |  | 1.5 | 1.5 |  | N |  |  | OP | X | 8 | 2013 |  |  | N | IPP Non-CHP | 2 | X | SUN
58440 | CD US Solar MT 2 LLC | 58454 | Watts 3115 | CA | San Bernardino | 2 | Solar Photovoltaic | PV |  | W | X | X |  |  | 0.5 |  | 0.5 | 0.5 |  | N |  |  | OP | X | 12 | 2013 |  |  | N | IPP Non-CHP | 2 | X | SUN
58451 | McCoy Solar, LLC | 58462 | McCoy Solar Energy Project Hybrid | CA | Riverside | 1 | Solar Photovoltaic | PV |  | S | X | X |  |  | 41.9 |  | 41.9 | 41.9 |  | N |  |  | OP | X | 3 | 2016 |  |  | N | IPP Non-CHP | 2 | X | SUN | [9 empty] | N | N | [25 empty] | N
58451 | McCoy Solar, LLC | 58462 | McCoy Solar Energy Project Hybrid | CA | Riverside | BLK2 | Solar Photovoltaic | PV |  | S | X | X |  |  | 21 |  | 21 | 21 |  | N |  |  | OP | X | 4 | 2016 |  |  | N | IPP Non-CHP | 2 | X | SUN | [9 empty] | N | N | [25 empty] | N
58451 | McCoy Solar, LLC | 58462 | McCoy Solar Energy Project Hybrid | CA | Riverside | BLK3 | Solar Photovoltaic | PV |  | S | X | X |  |  | 39.6 |  | 39.6 | 39.6 |  | N |  |  | OP | X | 6 | 2016 |  |  | N | IPP Non-CHP | 2 | X | SUN | [9 empty] | N | N | [25 empty] | N
58451 | McCoy Solar, LLC | 58462 | McCoy Solar Energy Project Hybrid | CA | Riverside | BLK4 | Solar Photovoltaic | PV |  | S | X | X |  |  | 31.4 |  | 31.4 | 31.4 |  | N |  |  | OP | X | 9 | 2015 |  |  | N | IPP Non-CHP | 2 | X | SUN | [9 empty] | N | N | [25 empty] | N
58451 | McCoy Solar, LLC | 58462 | McCoy Solar Energy Project Hybrid | CA | Riverside | BLK5 | Solar Photovoltaic | PV |  | S | X | X |  |  | 31.4 |  | 31.4 | 31.4 |  | N |  |  | OP | X | 11 | 2015 |  |  | N | IPP Non-CHP | 2 | X | SUN | [9 empty] | N | N | [25 empty] | N
58451 | McCoy Solar, LLC | 58462 | McCoy Solar Energy Project Hybrid | CA | Riverside | BLK6 | Solar Photovoltaic | PV |  | S | X | X |  |  | 26.9 |  | 26.9 | 26.9 |  | N |  |  | OP | X | 12 | 2015 |  |  | N | IPP Non-CHP | 2 | X | SUN | [9 empty] | N | N | [25 empty] | N
58451 | McCoy Solar, LLC | 58462 | McCoy Solar Energy Project Hybrid | CA | Riverside | BLK7 | Solar Photovoltaic | PV |  | S | X | X |  |  | 41.9 |  | 41.9 | 41.9 |  | N |  |  | OP | X | 1 | 2016 |  |  | N | IPP Non-CHP | 2 | X | SUN | [9 empty] | N | N | [25 empty] | N
58451 | McCoy Solar, LLC | 58462 | McCoy Solar Energy Project Hybrid | CA | Riverside | BLK8 | Solar Photovoltaic | PV |  | S | X | X |  |  | 36.5 |  | 36.5 | 36.5 |  | N |  |  | OP | X | 8 | 2015 |  |  | N | IPP Non-CHP | 2 | X | SUN | [9 empty] | N | N | [25 empty] | N
17650 | Southern Power Co | 58467 | Campo Verde Solar | CA | Imperial | CVS1 | Solar Photovoltaic | PV |  | W | X | X |  |  | 147.4 |  | 139 | 139 |  | N |  |  | OP | X | 10 | 2013 |  |  | N | IPP Non-CHP | 2 | X | SUN | [9 empty] | N | [26 empty] | N
58460 | Buena Vista Biomass LLC | 58472 | Buena Vista Biomass Power | CA | Amador | 1 | Wood/Wood Waste Biomass | ST |  | S | X | X |  |  | 22.5 | 0.98 | 17.8 | 17.8 | 7 | N |  |  | OS | X | 12 | 2012 |  |  | N | IPP Non-CHP | 2 | X | WDS | NG |  |  |  |  | NG |  |  |  | N | N |  | OVER | [23 empty] | Y | Y | N
62949 | Gamma Genco CV II LLC | 58498 | RE Rosamond One LLC | CA | Kern | RONE | Solar Photovoltaic | PV |  | S | X | X |  |  | 20 |  | 20 | 20 |  | N |  |  | OP | X | 1 | 2014 |  |  | N | IPP Non-CHP | 2 | X | SUN | [9 empty] | N
62949 | Gamma Genco CV II LLC | 58499 | RE Rosamond Two LLC | CA | Kern | RTWO | Solar Photovoltaic | PV |  | S | X | X |  |  | 20 |  | 20 | 20 |  | N |  |  | OP | X | 1 | 2014 |  |  | N | IPP Non-CHP | 2 | X | SUN | [9 empty] | N
62949 | Gamma Genco CV II LLC | 58500 | RE Rio Grande Solar LLC | CA | Kern | RIO | Solar Photovoltaic | PV |  | S | X | X |  |  | 5 |  | 5 | 5 |  | N |  |  | OP | X | 12 | 2013 |  |  | N | IPP Non-CHP | 2 | X | SUN | [9 empty] | N
62949 | Gamma Genco CV II LLC | 58502 | RE Columbia 3 LLC | CA | Kern | COL3 | Solar Photovoltaic | PV |  | S | X | X |  |  | 10 |  | 10 | 10 |  | N |  |  | OP | X | 1 | 2014 |  |  | N | IPP Non-CHP | 2 | X | SUN | [9 empty] | N
60281 | Altus Power America Management, LLC | 58506 | Chuckawalla Solar | CA | Riverside | 0937 | Solar Photovoltaic | PV |  | S | X | X |  |  | 4 |  | 4 | 4 |  | N |  |  | OP | X | 6 | 2012 |  |  | N | IPP Non-CHP | 2 | X | SUN | [9 empty] | N | [26 empty] | N
58135 | Ecos Energy LLC | 58508 | Bear Creek Solar | CA | San Joaquin | PV3 | Solar Photovoltaic | PV |  | S | X | X |  |  | 1.5 |  | 1.5 | 1.5 |  | N |  |  | OP | X | 2 | 2014 |  |  | N | IPP Non-CHP | 2 | X | SUN | [9 empty] | N
58135 | Ecos Energy LLC | 58509 | Vintner Solar | CA | San Luis Obispo | PV4 | Solar Photovoltaic | PV |  | S | X | X |  |  | 1.5 |  | 1.5 | 1.5 |  | N |  |  | OP | X | 4 | 2014 |  |  | N | IPP Non-CHP | 2 | X | SUN | [9 empty] | N
58135 | Ecos Energy LLC | 58510 | Kettleman Solar Project | CA | San Joaquin | PV5 | Solar Photovoltaic | PV |  | S | X | X |  |  | 1 |  | 1 | 1 |  | N |  |  | OP | X | 4 | 2014 |  |  | N | IPP Non-CHP | 2 | X | SUN | [9 empty] | N
60281 | Altus Power America Management, LLC | 58513 | Ironwood Solar LLC | CA | Riverside | 0937 | Solar Photovoltaic | PV |  | S | X | X |  |  | 4 |  | 4 | 4 |  | N |  |  | OP | X | 4 | 2012 |  |  | N | IPP Non-CHP | 2 | X | SUN | [36 empty] | N
57365 | Consolidated Edison Solutions Inc | 58514 | Desert Hot Springs Solar | CA | Riverside | DHCA | Solar Photovoltaic | PV |  | S | X | X |  |  | 2.3 |  | 2.2 | 2.2 |  | N |  |  | OP | X | 12 | 2013 |  |  | N | IPP Non-CHP | 2 | X | SUN | [9 empty] | N | N
59622 | Ahana Renewables, LLC | 58522 | Madera Community Hospital | CA | Madera | 1 | Solar Photovoltaic | PV |  | W | X | X |  |  | 1 |  | 1 | 1 |  | N |  |  | OP | X | 10 | 2011 |  |  | N | IPP Non-CHP | 2 | X | SUN | [9 empty] | N | N
58500 | City of Hayward | 58525 | City of Hayward WWTP | CA | Alameda | 1 | Solar Photovoltaic | PV |  | S | X | X |  |  | 1.6 |  | 1.6 | 1.4 |  | Y | 2 | 2020 | OP | X | 11 | 2010 |  |  | N | IPP CHP | 3 | X | SUN | [9 empty] | N | N |  | 10M |  |  |  |  | N | [15 empty] | N |  |  | N
58500 | City of Hayward | 58525 | City of Hayward WWTP | CA | Alameda | COGEN | Other Waste Biomass | IC |  | S | X | X |  |  | 1.1 | 0.8 | 1.1 | 1.1 | 0.8 | N |  |  | OP | X | 12 | 2014 |  |  | Y | IPP CHP | 3 | T | OBG | NG | [8 empty] | N | N |  | 1H |  |  |  |  | N | [15 empty] | N |  |  | Y | Y | N
58501 | Five Crowns Inc | 58527 | Crown Cooling Facility | CA | Imperial | 1 | Solar Photovoltaic | PV |  | S | X | X |  |  | 1 |  | 1 | 1 |  | N |  |  | OP | X | 12 | 2011 |  |  | N | Industrial Non-CHP | 6 | X | SUN | [9 empty] | N | N | [25 empty] | N
58503 | Garnet Solar Generation Station I LLC | 58528 | Garnet Solar Generation Station I LLC | CA | Riverside | WDT44 | Solar Photovoltaic | PV |  | J | X | X |  |  | 4 |  | 4 | 4 |  | N |  |  | OP | X | 12 | 2014 |  |  | N | IPP Non-CHP | 2 | X | SUN | [9 empty] | N | N | [25 empty] | N
58290 | NextEra Energy Desert Sunlight 250, LLC | 58542 | Desert Sunlight 250, LLC | CA | Riverside | DSL12 | Solar Photovoltaic | PV |  | J | X | X |  |  | 39.1 |  | 39.1 | 39.1 |  | N |  |  | OP | X | 12 | 2013 |  |  | N | IPP Non-CHP | 2 | X | SUN | [9 empty] | N | N | [25 empty] | N
58290 | NextEra Energy Desert Sunlight 250, LLC | 58542 | Desert Sunlight 250, LLC | CA | Riverside | DSL13 | Solar Photovoltaic | PV |  | J | X | X |  |  | 39.1 |  | 39.1 | 39.1 |  | N |  |  | OP | X | 1 | 2014 |  |  | N | IPP Non-CHP | 2 | X | SUN | [9 empty] | N | N | [25 empty] | N
58290 | NextEra Energy Desert Sunlight 250, LLC | 58542 | Desert Sunlight 250, LLC | CA | Riverside | DSL14 | Solar Photovoltaic | PV |  | J | X | X |  |  | 26.5 |  | 26.5 | 26.5 |  | N |  |  | OP | X | 4 | 2014 |  |  | N | IPP Non-CHP | 2 | X | SUN | [9 empty] | N | N | [25 empty] | N
58290 | NextEra Energy Desert Sunlight 250, LLC | 58542 | Desert Sunlight 250, LLC | CA | Riverside | DSL15 | Solar Photovoltaic | PV |  | J | X | X |  |  | 13.9 |  | 13.9 | 13.9 |  | N |  |  | OP | X | 6 | 2014 |  |  | N | IPP Non-CHP | 2 | X | SUN | [9 empty] | N | N | [25 empty] | N
58290 | NextEra Energy Desert Sunlight 250, LLC | 58542 | Desert Sunlight 250, LLC | CA | Riverside | DSL16 | Solar Photovoltaic | PV |  | J | X | X |  |  | 22.7 |  | 22.7 | 22.7 |  | N |  |  | OP | X | 11 | 2013 |  |  | N | IPP Non-CHP | 2 | X | SUN | [9 empty] | N | N | [25 empty] | N
58290 | NextEra Energy Desert Sunlight 250, LLC | 58542 | Desert Sunlight 250, LLC | CA | Riverside | DSL17 | Solar Photovoltaic | PV |  | J | X | X |  |  | 29 |  | 29 | 29 |  | N |  |  | OP | X | 11 | 2013 |  |  | N | IPP Non-CHP | 2 | X | SUN | [9 empty] | N | N | [25 empty] | N
58290 | NextEra Energy Desert Sunlight 250, LLC | 58542 | Desert Sunlight 250, LLC | CA | Riverside | DSL18 | Solar Photovoltaic | PV |  | J | X | X |  |  | 29 |  | 29 | 29 |  | N |  |  | OP | X | 6 | 2014 |  |  | N | IPP Non-CHP | 2 | X | SUN | [9 empty] | N | N | [25 empty] | N
58290 | NextEra Energy Desert Sunlight 250, LLC | 58542 | Desert Sunlight 250, LLC | CA | Riverside | DSL19 | Solar Photovoltaic | PV |  | J | X | X |  |  | 25.2 |  | 25.2 | 25.2 |  | N |  |  | OP | X | 10 | 2014 |  |  | N | IPP Non-CHP | 2 | X | SUN | [9 empty] | N | N | [25 empty] | N
58290 | NextEra Energy Desert Sunlight 250, LLC | 58542 | Desert Sunlight 250, LLC | CA | Riverside | DSL20 | Solar Photovoltaic | PV |  | J | X | X |  |  | 25.2 |  | 25.2 | 25.2 |  | N |  |  | OP | X | 11 | 2013 |  |  | N | IPP Non-CHP | 2 | X | SUN | [9 empty] | N | N | [25 empty] | N
58518 | NRG Solar Community 1 LLC | 58545 | Community Solar 1 | CA | Imperial | 1 | Solar Photovoltaic | PV |  | S | X | X |  |  | 5.7 |  | 5.7 | 5.7 |  | N |  |  | OP | X | 6 | 2014 |  |  | N | IPP Non-CHP | 2 | X | SUN | [9 empty] | N
60025 | Greenbacker Renewable Energy Corporation | 58578 | Sonora 1 | CA | Tuolumne | SON1 | Solar Photovoltaic | PV |  | S | X | X | CAISO | CAISO | 1.5 |  | 1.5 | 1.5 |  | N |  |  | OP | X | 12 | 2013 |  |  | N | IPP Non-CHP | 2 | X | SUN | [9 empty] | N | N
58540 | California PV Energy LLC | 58581 | Oltmans SCE at Champagne | CA | San Bernardino | 1 | Solar Photovoltaic | PV |  | S | X | X |  |  | 1 |  | 1 | 1 |  | N |  |  | OP | X | 12 | 2013 |  |  | N | IPP Non-CHP | 2 | X | SUN | [9 empty] | N | [26 empty] | N
58540 | California PV Energy LLC | 58582 | Oltmans SCE at Jurupa | CA | San Bernardino | 1 | Solar Photovoltaic | PV |  | S | X | X |  |  | 1.5 |  | 1.5 | 1.5 |  | N |  |  | OP | X | 12 | 2013 |  |  | N | IPP Non-CHP | 2 | X | SUN | [9 empty] | N | [26 empty] | N
58544 | Sierra Nevada Brewing Co | 58585 | Sierra Nevada Brewing Co Hybrid | CA | Butte | BESS | Batteries | BA |  | S | X | X |  |  | 0.5 |  | 0.5 | 0.5 | 0.1 | N |  |  | OP | X | 2 | 2017 |  |  | N | Industrial CHP | 7 | X | MWH | [9 empty] | N | N |  | 10M | [23 empty] | N
58544 | Sierra Nevada Brewing Co | 58585 | Sierra Nevada Brewing Co Hybrid | CA | Butte | COGN | Natural Gas Fired Combustion Turbine | GT |  | S | X | X |  |  | 2 | 1 | 1.7 | 1.8 | 0.1 | N |  |  | OP | X | 5 | 2016 |  |  | Y | Industrial CHP | 7 | T | NG | [9 empty] | N | N |  | 10M | [23 empty] | N | N
58544 | Sierra Nevada Brewing Co | 58585 | Sierra Nevada Brewing Co Hybrid | CA | Butte | SOLR | Solar Photovoltaic | PV |  | S | X | X |  |  | 1.7 |  | 1.4 | 0.9 |  | N |  |  | OP | X | 9 | 2007 |  |  | N | Industrial CHP | 7 | X | SUN | [9 empty] | N | N | [25 empty] | N
58546 | Cascade Solar LLC | 58590 | Cascade Solar | CA | San Bernardino | 1 | Solar Photovoltaic | PV |  | S | X | X |  |  | 18.5 |  | 18.5 | 18.5 |  | N |  |  | OP | X | 1 | 2014 |  |  | N | IPP Non-CHP | 2 | X | SUN | [9 empty] | N |  | 0 | [24 empty] | N
17650 | Southern Power Co | 58592 | Solar Gen 2 Solar Facility | CA | Imperial | ALHM | Solar Photovoltaic | PV |  | W | X | X |  |  | 54.4 |  | 50 | 50 |  | N |  |  | OP | X | 11 | 2014 |  |  | N | IPP Non-CHP | 2 | X | SUN | [9 empty] | N | [26 empty] | N
17650 | Southern Power Co | 58592 | Solar Gen 2 Solar Facility | CA | Imperial | ARK | Solar Photovoltaic | PV |  | W | X | X |  |  | 54.4 |  | 50 | 50 |  | N |  |  | OP | X | 11 | 2014 |  |  | N | IPP Non-CHP | 2 | X | SUN | [9 empty] | N | [26 empty] | N
17650 | Southern Power Co | 58592 | Solar Gen 2 Solar Facility | CA | Imperial | SONR | Solar Photovoltaic | PV |  | W | X | X |  |  | 54.4 |  | 50 | 50 |  | N |  |  | OP | X | 11 | 2014 |  |  | N | IPP Non-CHP | 2 | X | SUN | [9 empty] | N | [26 empty] | N
58548 | State of CA DGS BPM | 58593 | DGS Central Utility Plant | CA | Sacramento | BS1 | Petroleum Liquids | IC |  | S | X | X |  |  | 0.6 | 0.8 | 0.6 | 0.6 | 0.4 | N |  |  | SB | N | 12 | 2010 |  |  | N | Commercial CHP | 5 | X | DFO | [9 empty] | N | N |  | 10M | [23 empty] | N | N | N
58548 | State of CA DGS BPM | 58593 | DGS Central Utility Plant | CA | Sacramento | EM1 | Petroleum Liquids | IC |  | S | X | X |  |  | 0.4 | 0.8 | 0.4 | 0.4 | 0.2 | N |  |  | SB | N | 12 | 2010 |  |  | N | Commercial CHP | 5 | X | DFO | [9 empty] | N | N |  | 10M | [23 empty] | N | N | N
58548 | State of CA DGS BPM | 58593 | DGS Central Utility Plant | CA | Sacramento | STG | Natural Gas Steam Turbine | ST |  | S | X | X |  |  | 2.9 | 0.8 | 2.9 | 2.9 | 0.5 | N |  |  | SB | N | 12 | 2010 |  |  | Y | Commercial CHP | 5 | B | NG | DFO |  |  |  |  | NG |  |  |  | N | N |  | 12H | [23 empty] | Y | Y | Y
58564 | Paramount Group Inc | 58607 | One Market Plaza | CA | San Francisco | 1 | Natural Gas Internal Combustion Engine | IC |  | S | X | X |  |  | 0.5 | 0.85 | 0.5 | 0.5 | 0.3 | N |  |  | OP | X | 12 | 2003 |  |  | Y | Commercial CHP | 5 | T | NG | [9 empty] | N | N |  | 10M |  |  |  |  | N | [18 empty] | N | N | N
58564 | Paramount Group Inc | 58607 | One Market Plaza | CA | San Francisco | 2 | Natural Gas Internal Combustion Engine | IC |  | S | X | X |  |  | 0.5 | 0.85 | 0.5 | 0.5 | 0.3 | N |  |  | OP | X | 12 | 2003 |  |  | Y | Commercial CHP | 5 | T | NG | [9 empty] | N | N |  | 10M |  |  |  |  | N | [18 empty] | N | N | N
58564 | Paramount Group Inc | 58607 | One Market Plaza | CA | San Francisco | 3 | Natural Gas Internal Combustion Engine | IC |  | S | X | X |  |  | 0.5 | 0.85 | 0.5 | 0.5 | 0.3 | N |  |  | OP | X | 12 | 2003 |  |  | Y | Commercial CHP | 5 | T | NG | [9 empty] | N | N |  | 10M |  |  |  |  | N | [18 empty] | N | N | N
58661 | Sustainable Power Group, LLC | 58609 | Industry Solar Power Generation Station 1 LLC | CA | San Bernardino | ISP1 | Solar Photovoltaic | PV |  | S | X | X |  |  | 1.5 |  | 1.5 | 1.5 |  | N |  |  | OP | X | 12 | 2013 |  |  | N | IPP Non-CHP | 2 | X | SUN | [9 empty] | N | N
58661 | Sustainable Power Group, LLC | 58610 | Navajo Solar Power Generation Station 1 LLC | CA | San Bernardino | NSP1 | Solar Photovoltaic | PV |  | S | X | X |  |  | 1.5 |  | 1.5 | 1.5 |  | N |  |  | OP | X | 12 | 2013 |  |  | N | IPP Non-CHP | 2 | X | SUN | [9 empty] | N | N
58661 | Sustainable Power Group, LLC | 58611 | Powhatan Solar Power Generation Station 1 LLC | CA | San Bernardino | 1 | Solar Photovoltaic | PV |  | S | X | X |  |  | 1.5 |  | 1.5 | 1.5 |  | N |  |  | OP | X | 12 | 2013 |  |  | N | IPP Non-CHP | 2 | X | SUN | [9 empty] | N | N
58661 | Sustainable Power Group, LLC | 58612 | Otoe Solar Power Generation Station 1 LLC | CA | San Bernardino | 1 | Solar Photovoltaic | PV |  | S | X | X |  |  | 1.5 |  | 1.5 | 1.5 |  | N |  |  | OP | X | 12 | 2013 |  |  | N | IPP Non-CHP | 2 | X | SUN | [9 empty] | N | N
58568 | Westlands Solar Farms, LLC | 58616 | Westlands Solar PV Farm | CA | Fresno | WSF1 | Solar Photovoltaic | PV |  | S | X | X | Q633C1_7_N001 | Q633C1_7_N001 | 18 |  | 18 | 14 |  | N |  |  | OP | X | 2 | 2014 |  |  | N | IPP Non-CHP | 2 | X | SUN | [9 empty] | N | [26 empty] | N
58573 | Transamerica Pyramid Properties LLC | 58619 | Transamerica Pyramid | CA | San Francisco | 1 | Natural Gas Internal Combustion Engine | IC |  | S | X | X |  |  | 0.5 | 0.8 | 0.5 | 0.5 | 0.2 | N |  |  | OP | X | 7 | 2007 |  |  | Y | Commercial CHP | 5 | T | NG | [9 empty] | N | N |  | 10M | [20 empty] | N |  |  | N | N | N
58573 | Transamerica Pyramid Properties LLC | 58619 | Transamerica Pyramid | CA | San Francisco | 2 | Natural Gas Internal Combustion Engine | IC |  | S | X | X |  |  | 0.5 | 0.8 | 0.5 | 0.5 | 0.2 | N |  |  | OP | X | 7 | 2007 |  |  | Y | Commercial CHP | 5 | T | NG | [9 empty] | N | N |  | 10M | [20 empty] | N |  |  | N | N | N
58575 | Sol Orchard Imperial 1, LLC | 58621 | Sol Orchard El Centro PV | CA | Imperial | ECPV | Solar Photovoltaic | PV |  | S | X | X |  |  | 20 |  | 20 | 20 |  | N |  |  | OP | X | 10 | 2013 |  |  | N | IPP Non-CHP | 2 | X | SUN | [9 empty] | N | N | [25 empty] | N
58549 | County of Alameda GSA | 58625 | Santa Rita Jail Hybrid | CA | Alameda | SRFC2 | Other Natural Gas | FC |  | W | X | X |  |  | 1.4 |  | 1.4 | 1.4 | 1.4 | N |  |  | OP | X | 1 | 2017 |  |  | Y | IPP CHP | 3 | T | NG | [12 empty] | OVER
58549 | County of Alameda GSA | 58625 | Santa Rita Jail Hybrid | CA | Alameda | SRJBA | Batteries | BA |  | S | X | X |  |  | 2 |  | 2 | 2 | 0.3 | N |  |  | OS | X | 7 | 2012 |  |  | N | IPP CHP | 3 | X | MWH | [12 empty] | 12H | [24 empty] | N | N
58549 | County of Alameda GSA | 58625 | Santa Rita Jail Hybrid | CA | Alameda | SRPV2 | Solar Photovoltaic | PV |  | S | X | X |  |  | 1 |  | 1 | 0.1 |  | N |  |  | OP | X | 12 | 2016 |  |  | N | IPP CHP | 3 | X | SUN | [36 empty] | N
58549 | County of Alameda GSA | 58625 | Santa Rita Jail Hybrid | CA | Alameda | SRPV3 | Solar Photovoltaic | PV |  | S | X | X |  |  | 0.5 |  | 0.5 | 0.1 |  | N |  |  | OP | X | 1 | 2017 |  |  | N | IPP CHP | 3 | X | SUN | [36 empty] | N
58661 | Sustainable Power Group, LLC | 58626 | Western Antelope Blue Sky Ranch A | CA | Los Angeles | WABSA | Solar Photovoltaic | PV |  | S | X | X |  |  | 20 |  | 19 | 18 |  | N |  |  | OP | X | 11 | 2014 |  |  | N | IPP Non-CHP | 2 | X | SUN | [9 empty] | N | N
58661 | Sustainable Power Group, LLC | 58627 | Western Antelope Dry Ranch | CA | Los Angeles | WADR | Solar Photovoltaic | PV |  | S | X | X |  |  | 10 |  | 10 | 9 |  | N |  |  | OP | X | 12 | 2016 |  |  | N | IPP Non-CHP | 2 | X | SUN | [9 empty] | N | N
60947 | Tesla Inc. | 58633 | Monterey Regional Water Pollution Control Agency | CA | Monterey | 1 | Solar Photovoltaic | PV |  | W | X | X |  |  | 1 |  | 1 | 1 |  | N |  |  | OP | X | 12 | 2010 |  |  | N | IPP Non-CHP | 2 | X | SUN
60947 | Tesla Inc. | 58634 | Lancaster Baptist Church | CA | Los Angeles | 1 | Solar Photovoltaic | PV |  | W | X | X |  |  | 1 |  | 1 | 1 |  | N |  |  | OP | X | 12 | 2011 |  |  | N | IPP Non-CHP | 2 | X | SUN
60947 | Tesla Inc. | 58636 | Sacramento Fairbain Water Treatment Plant | CA | Sacramento | 1 | Solar Photovoltaic | PV |  | S | X | X |  |  | 1 |  | 1 | 1 |  | N |  |  | OP | X | 2 | 2013 |  |  | N | IPP Non-CHP | 2 | X | SUN
61230 | CD Arevon USA, Inc. | 58642 | Tulare 1 and 2 | CA | Tulare | 1 | Solar Photovoltaic | PV |  | S | X | X |  |  | 1.5 |  | 1.5 | 1.5 |  | N |  |  | OP | X | 1 | 2014 |  |  | N | IPP Non-CHP | 2 | X | SUN | [36 empty] | N
61230 | CD Arevon USA, Inc. | 58642 | Tulare 1 and 2 | CA | Tulare | 2 | Solar Photovoltaic | PV |  | S | X | X |  |  | 1.5 |  | 1.5 | 1.5 |  | N |  |  | OP | X | 1 | 2014 |  |  | N | IPP Non-CHP | 2 | X | SUN | [36 empty] | N
17650 | Southern Power Co | 58646 | Stateline Solar | CA | San Bernardino | STL | Solar Photovoltaic | PV |  | W | X | X |  |  | 75.9 |  | 76 | 76 |  | N |  |  | OP | X | 12 | 2015 |  |  | N | IPP Non-CHP | 2 | X | SUN | [9 empty] | N | [26 empty] | N
17650 | Southern Power Co | 58646 | Stateline Solar | CA | San Bernardino | STL2 | Solar Photovoltaic | PV |  | W | X | X |  |  | 34.1 |  | 34 | 34 |  | N |  |  | OP | X | 12 | 2015 |  |  | N | IPP Non-CHP | 2 | X | SUN | [36 empty] | N
17650 | Southern Power Co | 58646 | Stateline Solar | CA | San Bernardino | STL3 | Solar Photovoltaic | PV |  | W | X | X |  |  | 37.9 |  | 38 | 38 |  | N |  |  | OP | X | 1 | 2016 |  |  | N | IPP Non-CHP | 2 | X | SUN | [36 empty] | N
17650 | Southern Power Co | 58646 | Stateline Solar | CA | San Bernardino | STL4 | Solar Photovoltaic | PV |  | W | X | X |  |  | 37.9 |  | 38 | 38 |  | N |  |  | OP | X | 2 | 2016 |  |  | N | IPP Non-CHP | 2 | X | SUN | [36 empty] | N
17650 | Southern Power Co | 58646 | Stateline Solar | CA | San Bernardino | STL5 | Solar Photovoltaic | PV |  | W | X | X |  |  | 37.9 |  | 38 | 38 |  | N |  |  | OP | X | 4 | 2016 |  |  | N | IPP Non-CHP | 2 | X | SUN | [36 empty] | N
17650 | Southern Power Co | 58646 | Stateline Solar | CA | San Bernardino | STL6 | Solar Photovoltaic | PV |  | W | X | X |  |  | 37.9 |  | 38 | 38 |  | N |  |  | OP | X | 6 | 2016 |  |  | N | IPP Non-CHP | 2 | X | SUN | [36 empty] | N
17650 | Southern Power Co | 58646 | Stateline Solar | CA | San Bernardino | STL7 | Solar Photovoltaic | PV |  | W | X | X |  |  | 37.9 |  | 38 | 38 |  | N |  |  | OP | X | 7 | 2016 |  |  | N | IPP Non-CHP | 2 | X | SUN | [36 empty] | N
58622 | Costco Wholesale | 58698 | Mira Loma | CA | Riverside | D960 | Solar Photovoltaic | PV |  | S | X | X | CAISO | CAISO | 1 |  | 1 | 1 |  | N |  |  | OP | X | 11 | 2011 |  |  | N | Commercial Non-CHP | 4 | X | SUN | [9 empty] | N | N
58622 | Costco Wholesale | 58698 | Mira Loma | CA | Riverside | D9611 | Solar Photovoltaic | PV |  | S | X | X | CAISO | CAISO | 1.5 |  | 1.5 | 1.5 |  | N |  |  | OP | X | 11 | 2011 |  |  | N | Commercial Non-CHP | 4 | X | SUN | [9 empty] | N | N
58622 | Costco Wholesale | 58698 | Mira Loma | CA | Riverside | D9612 | Solar Photovoltaic | PV |  | S | X | X | CAISO | CAISO | 0.5 |  | 0.5 | 0.5 |  | N |  |  | OP | X | 11 | 2011 |  |  | N | Commercial Non-CHP | 4 | X | SUN | [9 empty] | N
58628 | ABEC Bidart-Old River LLC | 58699 | ABEC Bidart-Old River LLC | CA | Kern | GEN 1 | Other Waste Biomass | IC |  | S | X | X |  |  | 1 | 0.8 | 0.9 | 0.9 | 0.8 | N |  |  | OP | X | 12 | 2013 |  |  | N | IPP Non-CHP | 2 | X | OBG | [9 empty] | N | N |  | 1H | [23 empty] | N | N | N
58628 | ABEC Bidart-Old River LLC | 58699 | ABEC Bidart-Old River LLC | CA | Kern | GEN 2 | Other Waste Biomass | IC |  | S | X | X |  |  | 1 | 0.8 | 0.9 | 0.9 | 0.8 | N |  |  | OP | X | 12 | 2013 |  |  | N | IPP Non-CHP | 2 | X | OBG | [9 empty] | N | N |  | 1H | [23 empty] | N | N | N
17650 | Southern Power Co | 58711 | Lost Hills/Blackwell | CA | Kern | BLKW | Solar Photovoltaic | PV |  | W | X | X |  |  | 12 |  | 12 | 12 |  | N |  |  | OP | X | 4 | 2015 |  |  | N | IPP Non-CHP | 2 | X | SUN | [9 empty] | N | [26 empty] | N
17650 | Southern Power Co | 58711 | Lost Hills/Blackwell | CA | Kern | LTHL | Solar Photovoltaic | PV |  | W | X | X |  |  | 20 |  | 20 | 20 |  | N |  |  | OP | X | 4 | 2015 |  |  | N | IPP Non-CHP | 2 | X | SUN | [9 empty] | N | [26 empty] | N
17650 | Southern Power Co | 58713 | North Star Solar | CA | Fresno | NSTR | Solar Photovoltaic | PV |  | W | X | X |  |  | 61.6 |  | 60 | 60 |  | N |  |  | OP | X | 6 | 2015 |  |  | N | IPP Non-CHP | 2 | X | SUN | [9 empty] | N | [26 empty] | N
58654 | Orion Solar I LLC | 58718 | Orion Solar I | CA | Kern | PV1 | Solar Photovoltaic | PV |  | S | X | X |  |  | 12 |  | 12 | 12 |  | N |  |  | OP | X | 4 | 2014 |  |  | N | IPP Non-CHP | 2 | X | SUN | [11 empty] | 0 | [24 empty] | N
58655 | Orion Solar II, LLC | 58721 | Orion Solar II | CA | Kern | ORION | Solar Photovoltaic | PV |  | S | X | X |  |  | 8 |  | 8 | 8 |  | N |  |  | OP | X | 6 | 2014 |  |  | N | IPP Non-CHP | 2 | X | SUN | [9 empty] | N | N | 0 | [24 empty] | N
58661 | Sustainable Power Group, LLC | 58748 | North Bay Solar 1 | CA | Solano | NBWT | Solar Photovoltaic | PV |  | S | X | X |  |  | 1 |  | 1 | 1 |  | N |  |  | OP | X | 8 | 2013 |  |  | N | Commercial Non-CHP | 4 | X | SUN | [9 empty] | N | N
58661 | Sustainable Power Group, LLC | 58750 | Lancaster Dry Farm Ranch B | CA | Los Angeles | LDFRB | Solar Photovoltaic | PV |  | S | X | X |  |  | 5 |  | 5 | 5 |  | N |  |  | OP | X | 11 | 2014 |  |  | N | IPP Non-CHP | 2 | X | SUN | [9 empty] | N | N
58661 | Sustainable Power Group, LLC | 58751 | Rodeo Solar C2 | CA | Los Angeles | RSC2 | Solar Photovoltaic | PV |  | S | X | X |  |  | 1.5 |  | 1.5 | 1.5 |  | N |  |  | OP | X | 5 | 2014 |  |  | N | IPP Non-CHP | 2 | X | SUN | [9 empty] | N | N
58661 | Sustainable Power Group, LLC | 58752 | Rodeo Solar D2 | CA | Los Angeles | RSD2 | Solar Photovoltaic | PV |  | S | X | X |  |  | 1.5 |  | 1.5 | 1.5 |  | N |  |  | OP | X | 5 | 2014 |  |  | N | IPP Non-CHP | 2 | X | SUN | [9 empty] | N | N
58661 | Sustainable Power Group, LLC | 58753 | Summer Solar A2 | CA | Los Angeles | SSA2 | Solar Photovoltaic | PV |  | S | X | X |  |  | 1.5 |  | 1.5 | 1.5 |  | N |  |  | OP | X | 6 | 2014 |  |  | N | IPP Non-CHP | 2 | X | SUN | [9 empty] | N | N
58661 | Sustainable Power Group, LLC | 58754 | Summer Solar B2 | CA | Los Angeles | SSB2 | Solar Photovoltaic | PV |  | S | X | X |  |  | 1.5 |  | 1.5 | 1.5 |  | N |  |  | OP | X | 6 | 2014 |  |  | N | IPP Non-CHP | 2 | X | SUN | [9 empty] | N | N
58661 | Sustainable Power Group, LLC | 58755 | Summer Solar C2 | CA | Los Angeles | SSC2 | Solar Photovoltaic | PV |  | S | X | X |  |  | 1.5 |  | 1.5 | 1.5 |  | N |  |  | OP | X | 6 | 2014 |  |  | N | IPP Non-CHP | 2 | X | SUN | [9 empty] | N | N
58661 | Sustainable Power Group, LLC | 58756 | Summer Solar D2 | CA | Los Angeles | SSD2 | Solar Photovoltaic | PV |  | S | X | X |  |  | 1 |  | 1 | 1 |  | N |  |  | OP | X | 7 | 2014 |  |  | N | IPP Non-CHP | 2 | X | SUN | [9 empty] | N | N
58661 | Sustainable Power Group, LLC | 58757 | Summer North Solar | CA | Los Angeles | UE2 | Solar Photovoltaic | PV |  | S | X | X |  |  | 1.5 |  | 1.5 | 1.5 |  | N |  |  | OP | X | 12 | 2014 |  |  | N | IPP Non-CHP | 2 | X | SUN | [9 empty] | N | N
58661 | Sustainable Power Group, LLC | 58757 | Summer North Solar | CA | Los Angeles | UF2 | Solar Photovoltaic | PV |  | S | X | X |  |  | 2 |  | 2 | 2 |  | N |  |  | OP | X | 12 | 2014 |  |  | N | IPP Non-CHP | 2 | X | SUN | [9 empty] | N | N
58661 | Sustainable Power Group, LLC | 58757 | Summer North Solar | CA | Los Angeles | UG2 | Solar Photovoltaic | PV |  | S | X | X |  |  | 1.5 |  | 1.5 | 1.5 |  | N |  |  | OP | X | 12 | 2014 |  |  | N | IPP Non-CHP | 2 | X | SUN | [9 empty] | N | N
58661 | Sustainable Power Group, LLC | 58757 | Summer North Solar | CA | Los Angeles | UH2 | Solar Photovoltaic | PV |  | S | X | X |  |  | 1.5 |  | 1.5 | 1.5 |  | N |  |  | OP | X | 12 | 2014 |  |  | N | IPP Non-CHP | 2 | X | SUN | [9 empty] | N | N
58661 | Sustainable Power Group, LLC | 58761 | Expressway Solar A | CA | San Bernardino | EXSA | Solar Photovoltaic | PV |  | S | X | X |  |  | 2 |  | 2 | 2 |  | N |  |  | OP | X | 5 | 2014 |  |  | N | IPP Non-CHP | 2 | X | SUN | [9 empty] | N | N
58661 | Sustainable Power Group, LLC | 58762 | Expressway Solar B | CA | San Bernardino | EXSB | Solar Photovoltaic | PV |  | S | X | X |  |  | 2 |  | 2 | 2 |  | N |  |  | OP | X | 5 | 2014 |  |  | N | IPP Non-CHP | 2 | X | SUN | [9 empty] | N | N
58661 | Sustainable Power Group, LLC | 58763 | Expressway Solar C2 | CA | San Bernardino | EXSC2 | Solar Photovoltaic | PV |  | S | X | X |  |  | 1.5 |  | 1.5 | 1.5 |  | N |  |  | OP | X | 11 | 2014 |  |  | N | IPP Non-CHP | 2 | X | SUN | [9 empty] | N | N
58696 | Ignite Solar Holdings LLC | 58814 | Shasta Solar Farm | CA | Shasta | GENA | Solar Photovoltaic | PV |  | W | X | X |  |  | 1.5 |  | 1.5 | 1.5 |  | N |  |  | OP | X | 3 | 2014 |  |  | N | IPP Non-CHP | 2 | X | SUN | [9 empty] | N
58696 | Ignite Solar Holdings LLC | 58814 | Shasta Solar Farm | CA | Shasta | GENB | Solar Photovoltaic | PV |  | W | X | X |  |  | 1.5 |  | 1.5 | 1.5 |  | N |  |  | OP | X | 3 | 2014 |  |  | N | IPP Non-CHP | 2 | X | SUN | [9 empty] | N
58661 | Sustainable Power Group, LLC | 58831 | Redcrest Solar Farm | CA | Kern | PV-1 | Solar Photovoltaic | PV |  | S | X | X |  |  | 16.6 |  | 16 | 16 |  | N |  |  | OP | X | 10 | 2015 |  |  | N | IPP Non-CHP | 2 | X | SUN | [9 empty] | N | N
58759 | Perpetual Energy Systems | 58889 | ASTI | CA | Sonoma | ASTI | Solar Photovoltaic | PV |  | S | X | X |  |  | 1 |  | 1 | 1 |  | N |  |  | OP | X | 2 | 2009 |  |  | N | IPP Non-CHP | 2 | X | SUN | [9 empty] | N | [26 empty] | N
58759 | Perpetual Energy Systems | 58890 | Beringer | CA | Sonoma | BERI | Solar Photovoltaic | PV |  | S | X | X |  |  | 1.2 |  | 1.1 | 0.6 |  | N |  |  | OP | X | 1 | 2009 |  |  | N | IPP Non-CHP | 2 | X | SUN | [36 empty] | N
61944 | Goldman Sachs Renewable Power Group | 58906 | Valley Center 1 | CA | San Diego | VC1 | Solar Photovoltaic | PV |  | S | X | X |  |  | 2.5 |  | 2.5 | 2.5 |  | N |  |  | OP | X | 12 | 2013 |  |  | N | IPP Non-CHP | 2 | X | SUN | [9 empty] | N
61944 | Goldman Sachs Renewable Power Group | 58907 | Valley Center 2 | CA | San Diego | VC2 | Solar Photovoltaic | PV |  | S | X | X |  |  | 5 |  | 5 | 5 |  | N |  |  | OP | X | 12 | 2013 |  |  | N | IPP Non-CHP | 2 | X | SUN | [9 empty] | N
61944 | Goldman Sachs Renewable Power Group | 58909 | Ramona 1 | CA | San Diego | RAM1 | Solar Photovoltaic | PV |  | S | X | X |  |  | 2 |  | 2 | 2 |  | N |  |  | OP | X | 12 | 2013 |  |  | N | IPP Non-CHP | 2 | X | SUN | [9 empty] | N
61944 | Goldman Sachs Renewable Power Group | 58911 | Ramona 2 | CA | San Diego | RAM2 | Solar Photovoltaic | PV |  | S | X | X |  |  | 5 |  | 5 | 5 |  | N |  |  | OP | X | 12 | 2013 |  |  | N | IPP Non-CHP | 2 | X | SUN | [9 empty] | N
57104 | Golden Springs Development Company LLC | 58912 | Santa Fe Springs Rooftop Solar BLDG M | CA | Los Angeles | 1 | Solar Photovoltaic | PV |  | S | X | X |  |  | 1.8 |  | 1.8 | 1.8 |  | N |  |  | OP | X | 3 | 2015 |  |  | N | IPP Non-CHP | 2 | X | SUN | [9 empty] | N
57104 | Golden Springs Development Company LLC | 58913 | Santa Fe Springs Rooftop Solar BLDG H | CA | Los Angeles | 1 | Solar Photovoltaic | PV |  | S | X | X |  |  | 1.5 |  | 1.5 | 1.5 |  | N |  |  | OP | X | 3 | 2015 |  |  | N | IPP Non-CHP | 2 | X | SUN | [9 empty] | N
58789 | DOD USMC Marine Air Ground Combat | 58914 | MCAGCC Cogen Plant | CA | San Bernardino | CG1 | Natural Gas Fired Combustion Turbine | GT |  | S | X | X |  |  | 7.2 | 0.92 | 7 | 5 | 3.5 | N |  |  | OP | X | 2 | 2003 |  |  | Y | IPP CHP | 3 | T | NG | DFO | [8 empty] | N | N |  | 1H | [23 empty] | Y | N | Y
58789 | DOD USMC Marine Air Ground Combat | 58914 | MCAGCC Cogen Plant | CA | San Bernardino | CG100 | Natural Gas Fired Combustion Turbine | GT |  | S | X | X |  |  | 4.6 | 0.82 | 4.6 | 2.5 | 2.1 | N |  |  | OP | X | 4 | 2014 |  |  | N | IPP CHP | 3 | X | NG | PG | [8 empty] | N | N |  | 1H | [23 empty] | Y | N | N
58789 | DOD USMC Marine Air Ground Combat | 58914 | MCAGCC Cogen Plant | CA | San Bernardino | CG200 | Natural Gas Fired Combustion Turbine | GT |  | S | X | X |  |  | 4.6 | 0.82 | 4.6 | 2.5 | 2.1 | N |  |  | OP | X | 4 | 2014 |  |  | N | IPP CHP | 3 | X | NG | PG | [8 empty] | N | N |  | 1H | [23 empty] | Y | N | N
61315 | Solarenewal LLC | 58918 | 2081 Terzian Solar Project | CA | Fresno | 2081 | Solar Photovoltaic | PV |  | S | X | X |  |  | 1.2 |  | 1.2 | 1.2 |  | N |  |  | OP | X | 2 | 2014 |  |  | N | IPP Non-CHP | 2 | X | SUN | [9 empty] | N | N |  | 1H
61315 | Solarenewal LLC | 58919 | 2127 Harris Solar Project | CA | Butte | 2127 | Solar Photovoltaic | PV |  | S | X | X |  |  | 1.3 |  | 1.3 | 1.3 |  | N |  |  | OP | X | 4 | 2014 |  |  | N | IPP Non-CHP | 2 | X | SUN | [9 empty] | N | N |  | 1H
61315 | Solarenewal LLC | 58920 | 2097 Helton Solar Project | CA | Merced | 2097 | Solar Photovoltaic | PV |  | S | X | X |  |  | 1.5 |  | 1.5 | 1.5 |  | N |  |  | OP | X | 4 | 2014 |  |  | N | IPP Non-CHP | 2 | X | SUN | [9 empty] | N | N |  | 1H
60281 | Altus Power America Management, LLC | 58949 | Cloverdale Solar I | CA | Sonoma | TBD | Solar Photovoltaic | PV |  | S | X | X |  |  | 1.5 |  | 1.5 | 1.5 |  | N |  |  | OP | X | 6 | 2014 |  |  | N | IPP Non-CHP | 2 | X | SUN
60947 | Tesla Inc. | 58954 | Intel Folsom Phase 2 | CA | Sacramento | PV | Solar Photovoltaic | PV |  | S | X | X |  |  | 1 |  | 1 | 1 |  | N |  |  | OP | X | 10 | 2012 |  |  | N | IPP Non-CHP | 2 | X | SUN
58824 | City of Santa Rosa | 58960 | Laguna Water Reclamation Facility | CA | Sonoma | S200 | Other Waste Biomass | IC |  | S | X | X |  |  | 1.1 | 0.8 | 1.1 | 1.1 | 0.7 | N |  |  | OP | X | 3 | 2013 |  |  | Y | Commercial CHP | 5 | T | OBG | NG |  |  |  |  | OBG | NG |  |  | N | N |  | 10M | [23 empty] | Y | Y | N
58824 | City of Santa Rosa | 58960 | Laguna Water Reclamation Facility | CA | Sonoma | S201 | Other Waste Biomass | IC |  | S | X | X |  |  | 1.1 | 0.8 | 1.1 | 1.1 | 0.7 | N |  |  | OP | X | 3 | 2013 |  |  | Y | Commercial CHP | 5 | T | OBG | NG |  |  |  |  | OBG | NG |  |  | N | N |  | 10M | [23 empty] | Y | Y | N
58824 | City of Santa Rosa | 58960 | Laguna Water Reclamation Facility | CA | Sonoma | S202 | Other Waste Biomass | IC |  | S | X | X |  |  | 1.1 | 0.8 | 1.1 | 1.1 | 0.7 | N |  |  | OP | X | 3 | 2013 |  |  | Y | Commercial CHP | 5 | T | OBG | NG |  |  |  |  | OBG | NG |  |  | N | N |  | 10M | [23 empty] | Y | Y | N
58824 | City of Santa Rosa | 58960 | Laguna Water Reclamation Facility | CA | Sonoma | S203 | Other Waste Biomass | IC |  | S | X | X |  |  | 1.1 | 0.8 | 1.1 | 1.1 | 0.7 | N |  |  | OP | X | 3 | 2013 |  |  | Y | Commercial CHP | 5 | T | OBG | NG |  |  |  |  | OBG | NG |  |  | N | N |  | 10M | [23 empty] | Y | Y | N
60947 | Tesla Inc. | 58963 | Las Virgenes Municipal Water District | CA | Los Angeles | PV | Solar Photovoltaic | PV |  | W | X | X |  |  | 1 |  | 1 | 1 |  | N |  |  | OP | X | 2 | 2014 |  |  | N | IPP Non-CHP | 2 | X | SUN
56769 | Consolidated Edison Development Inc. | 58973 | White River Solar 2 | CA | Tulare | W2CA | Solar Photovoltaic | PV |  | S | X | X |  |  | 19.8 |  | 19.8 | 19.8 |  | N |  |  | OP | X | 9 | 2014 |  |  | N | IPP Non-CHP | 2 | X | SUN | [9 empty] | N
17650 | Southern Power Co | 58975 | Henrietta Solar Project | CA | Kings | PV1 | Solar Photovoltaic | PV |  | W | X | X |  |  | 102 |  | 100 | 100 |  | N |  |  | OP | X | 8 | 2016 |  |  | N | IPP Non-CHP | 2 | X | SUN | [36 empty] | N
58839 | Central Valley Ag Power LLC | 58978 | Central Valley Ag Power | CA | Stanislaus | CVAP | Other Waste Biomass | IC |  | S | X | X |  |  | 1.5 | 0.8 | 1.5 | 1.5 | 0.2 | N |  |  | OP | X | 3 | 2014 |  |  | N | IPP Non-CHP | 2 | X | OBG | [12 empty] | 1H | [23 empty] | N | N | N
58468 | Dominion Renewable Energy | 58983 | RE Camelot LLC | CA | Kern | 1 | Solar Photovoltaic | PV |  | J | X | X |  |  | 45 |  | 45 | 45 |  | N |  |  | OP | X | 12 | 2014 |  |  | N | IPP Non-CHP | 2 | X | SUN | [9 empty] | N | N
58468 | Dominion Renewable Energy | 58984 | RE Adams East, LLC | CA | Fresno | 1 | Solar Photovoltaic | PV |  | J | X | X |  |  | 19 |  | 19 | 19 |  | N |  |  | OP | X | 12 | 2014 |  |  | N | IPP Non-CHP | 2 | X | SUN | [9 empty] | N | N
58468 | Dominion Renewable Energy | 58985 | RE Kansas Solar, LLC | CA | Kings | 1 | Solar Photovoltaic | PV |  | J | X | X |  |  | 20 |  | 20 | 20 |  | N |  |  | OP | X | 12 | 2014 |  |  | N | IPP Non-CHP | 2 | X | SUN | [9 empty] | N | N
58468 | Dominion Renewable Energy | 58986 | RE Old River One, LLC | CA | Kern | 1 | Solar Photovoltaic | PV |  | J | X | X |  |  | 20 |  | 20 | 20 |  | N |  |  | OP | X | 12 | 2014 |  |  | N | IPP Non-CHP | 2 | X | SUN | [9 empty] | N | N
58468 | Dominion Renewable Energy | 58990 | RE Columbia Two, LLC | CA | Kern | 1 | Solar Photovoltaic | PV |  | J | X | X |  |  | 15 |  | 15 | 15 |  | N |  |  | OP | X | 12 | 2014 |  |  | N | IPP Non-CHP | 2 | X | SUN | [9 empty] | N | N
58468 | Dominion Renewable Energy | 58991 | RE Kent South, LLC | CA | Kings | 1 | Solar Photovoltaic | PV |  | J | X | X |  |  | 20 |  | 20 | 20 |  | N |  |  | OP | X | 12 | 2014 |  |  | N | IPP Non-CHP | 2 | X | SUN | [9 empty] | N | N
58847 | NRG California Peaker Operations LLC | 59002 | Carlsbad Energy Center | CA | San Diego | CEC 6 | Natural Gas Fired Combustion Turbine | GT |  | W | X | X | CARLS1_2_CARCT1 | CARLS1_2_CARCT1 | 131.8 | 0.85 | 105.5 | 105.5 | 24 | N |  |  | OP | X | 12 | 2018 |  |  | N | IPP Non-CHP | 2 | X | NG | [5 empty] | NG |  |  |  | N | N | 0 | 10M | [23 empty] | N | N | N
58847 | NRG California Peaker Operations LLC | 59002 | Carlsbad Energy Center | CA | San Diego | CEC 7 | Natural Gas Fired Combustion Turbine | GT |  | W | X | X | CARLS1_2_CARCT1 | CARLS1_2_CARCT1 | 131.8 | 0.85 | 105.5 | 105.5 | 24 | N |  |  | OP | X | 12 | 2018 |  |  | N | IPP Non-CHP | 2 | X | NG | [5 empty] | NG |  |  |  | N |  |  | 10M | [23 empty] | N | N | N
58847 | NRG California Peaker Operations LLC | 59002 | Carlsbad Energy Center | CA | San Diego | CEC 8 | Natural Gas Fired Combustion Turbine | GT |  | W | X | X | CARLS1_2_CARCT1 | CARLS1_2_CARCT1 | 131.8 | 0.85 | 105.5 | 105.5 | 24 | N |  |  | OP | X | 12 | 2018 |  |  | N | IPP Non-CHP | 2 | X | NG | [5 empty] | NG |  |  |  | N | N |  | 10M | [23 empty] | N | N | N
58847 | NRG California Peaker Operations LLC | 59002 | Carlsbad Energy Center | CA | San Diego | CEC 9 | Natural Gas Fired Combustion Turbine | GT |  | W | X | X | CARLS1_2_CARCT1 | CARLS1_2_CARCT1 | 131.8 | 0.85 | 105.5 | 105.5 | 24 | N |  |  | OP | X | 12 | 2018 |  |  | N | IPP Non-CHP | 2 | X | NG | [5 empty] | NG |  |  |  | N | N |  | 10M | [23 empty] | N | N | N
58847 | NRG California Peaker Operations LLC | 59002 | Carlsbad Energy Center | CA | San Diego | CEC10 | Natural Gas Fired Combustion Turbine | GT |  | W | X | X | CARLS2_1_CARCT1 | CARLS2_1_CARCT1 | 131.8 | 0.85 | 105.5 | 105.5 | 24 | N |  |  | OP | X | 12 | 2018 |  |  | N | IPP Non-CHP | 2 | X | NG | [5 empty] | NG |  |  |  | N | N | 0 | 10M | [23 empty] | N | N | N
58661 | Sustainable Power Group, LLC | 59008 | Woodmere Solar Farm | CA | Kern | PV1 | Solar Photovoltaic | PV |  | S | X | X |  |  | 15 |  | 15 | 14 |  | N |  |  | OP | X | 12 | 2015 |  |  | N | IPP Non-CHP | 2 | X | SUN | [9 empty] | N | N
58661 | Sustainable Power Group, LLC | 59009 | Hayworth Solar | CA | Kern | PV1 | Solar Photovoltaic | PV |  | S | X | X |  |  | 27 |  | 26 | 25 |  | N |  |  | OP | X | 12 | 2015 |  |  | N | IPP Non-CHP | 2 | X | SUN | [9 empty] | N | N
57130 | Janssen Pharmaceutical Co | 59058 | Vacaville | CA | Solano | GEN 1 | Solar Photovoltaic | PV |  | S | X | X |  |  | 1 |  | 1 | 1 |  | N |  |  | OP | X | 9 | 2007 |  |  | N | IPP Non-CHP | 2 | X | SUN | [36 empty] | N
58893 | Xeres Ventures LLC | 59074 | SC 1 Data Center, Phase 2 | CA | Santa Clara | 17A | Petroleum Liquids | IC |  | S | X | X |  |  | 2.3 | 0.97 | 2.3 | 2.3 | 0 | N |  |  | SB | N | 11 | 2017 |  |  | N | Commercial Non-CHP | 4 | X | DFO | [9 empty] | N | N |  | 10M | [23 empty] | N
58893 | Xeres Ventures LLC | 59074 | SC 1 Data Center, Phase 2 | CA | Santa Clara | 17B | Petroleum Liquids | IC |  | S | X | X |  |  | 2.3 | 0.97 | 2.3 | 2.3 | 0 | N |  |  | SB | N | 11 | 2017 |  |  | N | Commercial Non-CHP | 4 | X | DFO | [9 empty] | N | N |  | 10M | [23 empty] | N
58893 | Xeres Ventures LLC | 59074 | SC 1 Data Center, Phase 2 | CA | Santa Clara | 18A | Petroleum Liquids | IC |  | S | X | X |  |  | 2.3 | 0.97 | 2.3 | 2.3 | 0 | N |  |  | SB | N | 11 | 2017 |  |  | N | Commercial Non-CHP | 4 | X | DFO | [9 empty] | N | N |  | 10M | [23 empty] | N
58893 | Xeres Ventures LLC | 59074 | SC 1 Data Center, Phase 2 | CA | Santa Clara | 18B | Petroleum Liquids | IC |  | S | X | X |  |  | 2.3 | 0.97 | 2.3 | 2.3 | 0 | N |  |  | SB | N | 11 | 2017 |  |  | N | Commercial Non-CHP | 4 | X | DFO | [9 empty] | N | N |  | 10M | [23 empty] | N
58893 | Xeres Ventures LLC | 59074 | SC 1 Data Center, Phase 2 | CA | Santa Clara | 19A | Petroleum Liquids | IC |  | S | X | X |  |  | 2.3 | 0.97 | 2.3 | 2.3 | 0 | N |  |  | SB | N | 11 | 2017 |  |  | N | Commercial Non-CHP | 4 | X | DFO | [9 empty] | N | N |  | 10M | [23 empty] | N
58893 | Xeres Ventures LLC | 59074 | SC 1 Data Center, Phase 2 | CA | Santa Clara | 19B | Petroleum Liquids | IC |  | S | X | X |  |  | 2.3 | 0.97 | 2.3 | 2.3 | 0 | N |  |  | SB | N | 11 | 2017 |  |  | N | Commercial Non-CHP | 4 | X | DFO | [9 empty] | N | N |  | 10M | [23 empty] | N
58893 | Xeres Ventures LLC | 59074 | SC 1 Data Center, Phase 2 | CA | Santa Clara | 20A | Petroleum Liquids | IC |  | S | X | X |  |  | 2.3 | 0.97 | 2.3 | 2.3 | 0 | N |  |  | SB | N | 11 | 2017 |  |  | N | Commercial Non-CHP | 4 | X | DFO | [9 empty] | N | N |  | 10M | [23 empty] | N
58893 | Xeres Ventures LLC | 59074 | SC 1 Data Center, Phase 2 | CA | Santa Clara | 20B | Petroleum Liquids | IC |  | S | X | X |  |  | 2.3 | 0.97 | 2.3 | 2.3 | 0 | N |  |  | SB | N | 11 | 2017 |  |  | N | Commercial Non-CHP | 4 | X | DFO | [9 empty] | N | N |  | 10M | [23 empty] | N
58893 | Xeres Ventures LLC | 59074 | SC 1 Data Center, Phase 2 | CA | Santa Clara | 21A | Petroleum Liquids | IC |  | S | X | X |  |  | 2.3 | 0.97 | 2.3 | 2.3 | 0 | N |  |  | SB | N | 11 | 2017 |  |  | N | Commercial Non-CHP | 4 | X | DFO | [9 empty] | N | N |  | 10M | [23 empty] | N
58893 | Xeres Ventures LLC | 59074 | SC 1 Data Center, Phase 2 | CA | Santa Clara | 21B | Petroleum Liquids | IC |  | S | X | X |  |  | 2.3 | 0.97 | 2.3 | 2.3 | 0 | N |  |  | SB | N | 11 | 2017 |  |  | N | Commercial Non-CHP | 4 | X | DFO | [9 empty] | N | N |  | 10M | [23 empty] | N
58893 | Xeres Ventures LLC | 59074 | SC 1 Data Center, Phase 2 | CA | Santa Clara | 22A | Petroleum Liquids | IC |  | S | X | X |  |  | 2.3 | 0.97 | 2.3 | 2.3 | 0 | N |  |  | SB | N | 11 | 2017 |  |  | N | Commercial Non-CHP | 4 | X | DFO | [9 empty] | N | N |  | 10M | [23 empty] | N
58893 | Xeres Ventures LLC | 59074 | SC 1 Data Center, Phase 2 | CA | Santa Clara | 22B | Petroleum Liquids | IC |  | S | X | X |  |  | 2.3 | 0.97 | 2.3 | 2.3 | 0 | N |  |  | SB | N | 11 | 2017 |  |  | N | Commercial Non-CHP | 4 | X | DFO | [10 empty] | N |  | 10M | [23 empty] | N
58893 | Xeres Ventures LLC | 59074 | SC 1 Data Center, Phase 2 | CA | Santa Clara | EG10B | Petroleum Liquids | IC |  | S | X | X |  |  | 2.3 | 0.97 | 2.3 | 2.3 | 0 | N |  |  | SB | N | 6 | 2014 |  |  | N | Commercial Non-CHP | 4 | X | DFO | [9 empty] | N | N |  | 10M | [23 empty] | N | N | N
58893 | Xeres Ventures LLC | 59074 | SC 1 Data Center, Phase 2 | CA | Santa Clara | EG11A | Petroleum Liquids | IC |  | S | X | X |  |  | 2.3 | 0.97 | 2.3 | 2.3 | 0 | N |  |  | SB | N | 6 | 2014 |  |  | N | Commercial Non-CHP | 4 | X | DFO | [9 empty] | N | N |  | 10M | [23 empty] | N | N | N
58893 | Xeres Ventures LLC | 59074 | SC 1 Data Center, Phase 2 | CA | Santa Clara | EG11B | Petroleum Liquids | IC |  | S | X | X |  |  | 2.3 | 0.97 | 2.3 | 2.3 | 0 | N |  |  | SB | N | 6 | 2014 |  |  | N | Commercial Non-CHP | 4 | X | DFO | [12 empty] | 10M | [23 empty] | N | N | N
58893 | Xeres Ventures LLC | 59074 | SC 1 Data Center, Phase 2 | CA | Santa Clara | EG12A | Petroleum Liquids | IC |  | S | X | X |  |  | 2.3 | 0.97 | 2.3 | 2.3 | 0 | N |  |  | SB | N | 6 | 2014 |  |  | N | Commercial Non-CHP | 4 | X | DFO | [9 empty] | N | N |  | 10M | [23 empty] | N | N | N
58893 | Xeres Ventures LLC | 59074 | SC 1 Data Center, Phase 2 | CA | Santa Clara | EG12B | Petroleum Liquids | IC |  | S | X | X |  |  | 2.3 | 0.97 | 2.3 | 2.3 | 0 | N |  |  | SB | N | 6 | 2014 |  |  | N | Commercial Non-CHP | 4 | X | DFO | [9 empty] | N | N |  | 10M | [23 empty] | N | N | N
58893 | Xeres Ventures LLC | 59074 | SC 1 Data Center, Phase 2 | CA | Santa Clara | EG13A | Petroleum Liquids | IC |  | S | X | X |  |  | 2.3 | 0.97 | 2.3 | 2.3 | 0 | N |  |  | SB | N | 6 | 2014 |  |  | N | Commercial Non-CHP | 4 | X | DFO | [9 empty] | N | N |  | 10M | [23 empty] | N | N | N
58893 | Xeres Ventures LLC | 59074 | SC 1 Data Center, Phase 2 | CA | Santa Clara | EG14A | Petroleum Liquids | IC |  | S | X | X |  |  | 2.3 | 0.97 | 2.3 | 2.3 | 0 | N |  |  | SB | N | 6 | 2014 |  |  | N | Commercial Non-CHP | 4 | X | DFO | [9 empty] | N | N |  | 10M | [23 empty] | N | N
58893 | Xeres Ventures LLC | 59074 | SC 1 Data Center, Phase 2 | CA | Santa Clara | EG15A | Petroleum Liquids | IC |  | S | X | X |  |  | 2.3 | 0.97 | 2.3 | 2.3 | 0 | N |  |  | SB | N | 3 | 2015 |  |  | N | Commercial Non-CHP | 4 | X | DFO | [10 empty] | N |  | 10M | [23 empty] | N | N | N
58893 | Xeres Ventures LLC | 59074 | SC 1 Data Center, Phase 2 | CA | Santa Clara | EG15B | Petroleum Liquids | IC |  | S | X | X |  |  | 2.3 | 0.97 | 2.3 | 2.3 | 0 | N |  |  | SB | N | 3 | 2015 |  |  | N | Commercial Non-CHP | 4 | X | DFO | [9 empty] | N | N |  | 10M | [23 empty] | N | N | N
58893 | Xeres Ventures LLC | 59074 | SC 1 Data Center, Phase 2 | CA | Santa Clara | EG16A | Petroleum Liquids | IC |  | S | X | X |  |  | 2.3 | 0.97 | 2.3 | 2.3 | 0 | N |  |  | SB | N | 3 | 2015 |  |  | N | Commercial Non-CHP | 4 | X | DFO | [9 empty] | N | N |  | 10M | [23 empty] | N | N | N
58893 | Xeres Ventures LLC | 59074 | SC 1 Data Center, Phase 2 | CA | Santa Clara | EG16B | Petroleum Liquids | IC |  | S | X | X |  |  | 2.3 | 0.97 | 2.3 | 2.3 | 0 | N |  |  | SB | N | 3 | 2015 |  |  | N | Commercial Non-CHP | 4 | X | DFO | [10 empty] | N |  | 10M | [23 empty] | N | N | N
58893 | Xeres Ventures LLC | 59074 | SC 1 Data Center, Phase 2 | CA | Santa Clara | EG1A | Petroleum Liquids | IC |  | S | X | X |  |  | 2.2 | 0.97 | 2.2 | 2.2 | 0 | N |  |  | SB | N | 9 | 2011 |  |  | N | Commercial Non-CHP | 4 | X | DFO | [9 empty] | N | N |  | 10M | [23 empty] | N | N | N
58893 | Xeres Ventures LLC | 59074 | SC 1 Data Center, Phase 2 | CA | Santa Clara | EG1B | Petroleum Liquids | IC |  | S | X | X |  |  | 2.2 | 0.97 | 2.2 | 2.2 | 0 | N |  |  | SB | N | 9 | 2011 |  |  | N | Commercial Non-CHP | 4 | X | DFO | [9 empty] | N | N |  | 10M | [23 empty] | N | N | N
58893 | Xeres Ventures LLC | 59074 | SC 1 Data Center, Phase 2 | CA | Santa Clara | EG2A | Petroleum Liquids | IC |  | S | X | X |  |  | 2.2 | 0.97 | 2.2 | 2.2 | 0 | N |  |  | SB | N | 9 | 2011 |  |  | N | Commercial Non-CHP | 4 | X | DFO | [9 empty] | N | N |  | 10M | [23 empty] | N | N | N
58893 | Xeres Ventures LLC | 59074 | SC 1 Data Center, Phase 2 | CA | Santa Clara | EG2B | Petroleum Liquids | IC |  | S | X | X |  |  | 2.2 | 0.97 | 2.2 | 2.2 | 0 | N |  |  | SB | N | 9 | 2011 |  |  | N | Commercial Non-CHP | 4 | X | DFO | [9 empty] | N | N |  | 10M | [23 empty] | N | N | N
58893 | Xeres Ventures LLC | 59074 | SC 1 Data Center, Phase 2 | CA | Santa Clara | EG3A | Petroleum Liquids | IC |  | S | X | X |  |  | 2.2 | 0.97 | 2.2 | 2.2 | 0 | N |  |  | SB | N | 9 | 2011 |  |  | N | Commercial Non-CHP | 4 | X | DFO | [9 empty] | N | N |  | 10M | [23 empty] | N | N | N
58893 | Xeres Ventures LLC | 59074 | SC 1 Data Center, Phase 2 | CA | Santa Clara | EG3B | Petroleum Liquids | IC |  | S | X | X |  |  | 2.2 | 0.97 | 2.2 | 2.2 | 0 | N |  |  | SB | N | 9 | 2011 |  |  | N | Commercial Non-CHP | 4 | X | DFO | [9 empty] | N | N |  | 10M | [23 empty] | N | N | N
58893 | Xeres Ventures LLC | 59074 | SC 1 Data Center, Phase 2 | CA | Santa Clara | EG4A | Petroleum Liquids | IC |  | S | X | X |  |  | 2.2 | 0.97 | 2.2 | 2.2 | 0 | N |  |  | SB | N | 9 | 2011 |  |  | N | Commercial Non-CHP | 4 | X | DFO | [9 empty] | N | N |  | 10M | [23 empty] | N | N | N
58893 | Xeres Ventures LLC | 59074 | SC 1 Data Center, Phase 2 | CA | Santa Clara | EG4B | Petroleum Liquids | IC |  | S | X | X |  |  | 2.2 | 0.97 | 2.2 | 2.2 | 0 | N |  |  | SB | N | 9 | 2011 |  |  | N | Commercial Non-CHP | 4 | X | DFO | [9 empty] | N | N |  | 10M | [23 empty] | N | N | N
58893 | Xeres Ventures LLC | 59074 | SC 1 Data Center, Phase 2 | CA | Santa Clara | EG5A | Petroleum Liquids | IC |  | S | X | X |  |  | 2.2 | 0.97 | 2.2 | 2.2 | 0 | N |  |  | SB | N | 9 | 2011 |  |  | N | Commercial Non-CHP | 4 | X | DFO | [9 empty] | N | N |  | 10M | [23 empty] | N | N | N
58893 | Xeres Ventures LLC | 59074 | SC 1 Data Center, Phase 2 | CA | Santa Clara | EG5B | Petroleum Liquids | IC |  | S | X | X |  |  | 2.2 | 0.97 | 2.2 | 2.2 | 0 | N |  |  | SB | N | 9 | 2011 |  |  | N | Commercial Non-CHP | 4 | X | DFO | [9 empty] | N | N |  | 10M | [23 empty] | N | N | N
58893 | Xeres Ventures LLC | 59074 | SC 1 Data Center, Phase 2 | CA | Santa Clara | EG6A | Petroleum Liquids | IC |  | S | X | X |  |  | 2.2 | 0.97 | 2.2 | 2.2 | 0 | N |  |  | SB | N | 9 | 2011 |  |  | N | Commercial Non-CHP | 4 | X | DFO | [9 empty] | N | N |  | 10M | [23 empty] | N | N | N
58893 | Xeres Ventures LLC | 59074 | SC 1 Data Center, Phase 2 | CA | Santa Clara | EG6B | Petroleum Liquids | IC |  | S | X | X |  |  | 2.2 | 0.97 | 2.2 | 2.2 | 0 | N |  |  | SB | N | 9 | 2011 |  |  | N | Commercial Non-CHP | 4 | X | DFO | [9 empty] | N | N |  | 10M | [23 empty] | N | N | N
58893 | Xeres Ventures LLC | 59074 | SC 1 Data Center, Phase 2 | CA | Santa Clara | EG7A | Petroleum Liquids | IC |  | S | X | X |  |  | 2.2 | 0.97 | 2.2 | 2.2 | 0 | N |  |  | SB | N | 9 | 2011 |  |  | N | Commercial Non-CHP | 4 | X | DFO | [9 empty] | N | N |  | 10M | [23 empty] | N | N | N
58893 | Xeres Ventures LLC | 59074 | SC 1 Data Center, Phase 2 | CA | Santa Clara | EG7B | Petroleum Liquids | IC |  | S | X | X |  |  | 2.2 | 0.97 | 2.2 | 2.2 | 0 | N |  |  | SB | N | 9 | 2011 |  |  | N | Commercial Non-CHP | 4 | X | DFO | [9 empty] | N | N |  | 10M | [23 empty] | N | N | N
58893 | Xeres Ventures LLC | 59074 | SC 1 Data Center, Phase 2 | CA | Santa Clara | EG8B | Petroleum Liquids | IC |  | S | X | X |  |  | 2.2 | 0.97 | 2.2 | 2.2 | 0 | N |  |  | SB | N | 9 | 2011 |  |  | N | Commercial Non-CHP | 4 | X | DFO | [9 empty] | N | N |  | 10M | [23 empty] | N | N | N
58893 | Xeres Ventures LLC | 59074 | SC 1 Data Center, Phase 2 | CA | Santa Clara | EG9A | Petroleum Liquids | IC |  | S | X | X |  |  | 2.3 | 0.97 | 2.3 | 2.3 | 0 | N |  |  | SB | N | 3 | 2015 |  |  | N | Commercial Non-CHP | 4 | X | DFO | [10 empty] | N |  | 10M | [23 empty] | N | N | N
58893 | Xeres Ventures LLC | 59074 | SC 1 Data Center, Phase 2 | CA | Santa Clara | EG9B | Petroleum Liquids | IC |  | S | X | X |  |  | 2.3 | 0.97 | 2.3 | 2.3 | 0 | N |  |  | SB | N | 6 | 2014 |  |  | N | Commercial Non-CHP | 4 | X | DFO | [9 empty] | N | N |  | 10M | [23 empty] | N | N | N
58893 | Xeres Ventures LLC | 59074 | SC 1 Data Center, Phase 2 | CA | Santa Clara | GEN8A | Petroleum Liquids | IC |  | S | X | X |  |  | 2.2 | 0.97 | 2.2 | 2.2 | 0 | N |  |  | SB | N | 4 | 2020 |  |  | N | Commercial Non-CHP | 4 | X | DFO | [12 empty] | 10M | [23 empty] | N
58468 | Dominion Renewable Energy | 59086 | Cottonwood Solar, LLC (Goose Lake) | CA | Kern | GEN1 | Solar Photovoltaic | PV |  | J | X | X |  |  | 12 |  | 12 | 12 |  | N |  |  | OP | X | 5 | 2015 |  |  | N | IPP Non-CHP | 2 | X | SUN
58468 | Dominion Renewable Energy | 59087 | Cottonwood Solar, LLC (City of Corcoran) | CA | Kings | GEN 1 | Solar Photovoltaic | PV |  | J | X | X |  |  | 12 |  | 12 | 12 |  | N |  |  | OP | X | 5 | 2015 |  |  | N | IPP Non-CHP | 2 | X | SUN
17650 | Southern Power Co | 59088 | Calipatria Solar Farm | CA | Imperial | GEN 1 | Solar Photovoltaic | PV |  | W | X | X |  |  | 20 |  | 20 | 20 |  | N |  |  | OP | X | 2 | 2016 |  |  | N | IPP Non-CHP | 2 | X | SUN | [36 empty] | N
60947 | Tesla Inc. | 59094 | Division 1 | CA | Los Angeles | GEN 1 | Solar Photovoltaic | PV |  | W | X | X |  |  | 1.5 |  | 1.5 | 1.5 |  | N |  |  | OP | X | 6 | 2014 |  |  | N | IPP Non-CHP | 2 | X | SUN
60947 | Tesla Inc. | 59095 | Division 2 | CA | Los Angeles | GEN 1 | Solar Photovoltaic | PV |  | W | X | X |  |  | 1 |  | 1 | 1 |  | N |  |  | OP | X | 6 | 2014 |  |  | N | IPP Non-CHP | 2 | X | SUN
60947 | Tesla Inc. | 59096 | Division 3 | CA | Los Angeles | GEN1 | Solar Photovoltaic | PV |  | W | X | X |  |  | 1 |  | 1 | 1 |  | N |  |  | OP | X | 6 | 2014 |  |  | N | IPP Non-CHP | 2 | X | SUN
60947 | Tesla Inc. | 59098 | Kettering Solar 1 | CA | Los Angeles | PV1 | Solar Photovoltaic | PV |  | W | X | X |  |  | 1 |  | 1 | 1 |  | N |  |  | OP | X | 6 | 2014 |  |  | N | IPP Non-CHP | 2 | X | SUN
60947 | Tesla Inc. | 59099 | Kettering Solar 2 | CA | Los Angeles | PV1 | Solar Photovoltaic | PV |  | W | X | X |  |  | 1 |  | 1 | 1 |  | N |  |  | OP | X | 6 | 2014 |  |  | N | IPP Non-CHP | 2 | X | SUN
58944 | Enerparc CA 1, LLC | 59122 | Enerparc CA1 LLC | CA | San Benito | ECA11 | Solar Photovoltaic | PV |  | W | X | X |  |  | 1.5 |  | 1.5 | 1.5 |  | N |  |  | OP | X | 6 | 2014 |  |  | N | IPP Non-CHP | 2 | X | SUN | [9 empty] | N | N | [25 empty] | N
59622 | Ahana Renewables, LLC | 59129 | CSD 2- Freedom High | CA | Contra Costa | 57449 | Solar Photovoltaic | PV |  | W | X | X |  |  | 1.1 |  | 1.1 | 1.1 |  | N |  |  | OP | X | 8 | 2013 |  |  | N | IPP Non-CHP | 2 | X | SUN | [9 empty] | N | N
59622 | Ahana Renewables, LLC | 59130 | CSD 2 - Heritage High | CA | Contra Costa | 57449 | Solar Photovoltaic | PV |  | W | X | X |  |  | 1.3 |  | 1.3 | 1.3 |  | N |  |  | OP | X | 9 | 2013 |  |  | N | IPP Non-CHP | 2 | X | SUN | [9 empty] | N | N
59622 | Ahana Renewables, LLC | 59132 | EAFB - North Base | CA | Kern | 57449 | Solar Photovoltaic | PV |  | W | X | X |  |  | 1.1 |  | 1.1 | 1.1 |  | N |  |  | OP | X | 2 | 2012 |  |  | N | IPP Non-CHP | 2 | X | SUN | [9 empty] | N | N
59622 | Ahana Renewables, LLC | 59133 | EAFB - South Base | CA | Kern | 57449 | Solar Photovoltaic | PV |  | W | X | X |  |  | 1.1 |  | 1.1 | 1.1 |  | N |  |  | OP | X | 2 | 2012 |  |  | N | IPP Non-CHP | 2 | X | SUN
59622 | Ahana Renewables, LLC | 59138 | SDCCD - Miramar | CA | San Diego | 57449 | Solar Photovoltaic | PV |  | W | X | X |  |  | 1.1 |  | 1.1 | 1.1 |  | N |  |  | OP | X | 2 | 2011 |  |  | N | IPP Non-CHP | 2 | X | SUN | [9 empty] | N | N
59622 | Ahana Renewables, LLC | 59139 | SDCWA - Twin Oaks | CA | San Diego | 57449 | Solar Photovoltaic | PV |  | W | X | X |  |  | 1.1 |  | 1.1 | 1.1 |  | N |  |  | OP | X | 5 | 2011 |  |  | N | IPP Non-CHP | 2 | X | SUN | [9 empty] | N | N
61944 | Goldman Sachs Renewable Power Group | 59150 | RE Mustang LLC | CA | Kings | PV1 | Solar Photovoltaic | PV |  | S | X | X |  |  | 100 |  | 100 | 100 |  | N |  |  | OP | X | 8 | 2016 |  |  | N | IPP Non-CHP | 2 | X | SUN
58976 | PsomasFMG Lancaster Solar Crest, LLC | 59167 | Lancaster Solar 1 | CA | Los Angeles | LS1 | Solar Photovoltaic | PV |  | S | X | X |  |  | 1.5 |  | 1.5 | 1.5 |  | N |  |  | OP | X | 11 | 2014 |  |  | N | IPP Non-CHP | 2 | X | SUN | [36 empty] | N
58976 | PsomasFMG Lancaster Solar Crest, LLC | 59169 | Lancaster Solar 2 | CA | Los Angeles | LS2 | Solar Photovoltaic | PV |  | S | X | X |  |  | 1.5 |  | 1.5 | 1.5 |  | N |  |  | OP | X | 11 | 2014 |  |  | N | IPP Non-CHP | 2 | X | SUN | [9 empty] | N | N | [25 empty] | N
59139 | SunEdison LLC | 59182 | Hesperia | CA | San Bernardino | 10-94 | Solar Photovoltaic | PV |  | W | X | X |  |  | 1.5 |  | 1.5 | 1.5 |  | N |  |  | OP | X | 8 | 2014 |  |  | N | IPP Non-CHP | 2 | X | SUN | [9 empty] | N
58468 | Dominion Renewable Energy | 59183 | CID Solar, LLC | CA | Kings | PV1 | Solar Photovoltaic | PV |  | J | X | X |  |  | 20 |  | 20 | 20 |  | N |  |  | OP | X | 12 | 2014 |  |  | N | IPP Non-CHP | 2 | X | SUN
61230 | CD Arevon USA, Inc. | 59203 | Farmersville | CA | Tulare | PV1 | Solar Photovoltaic | PV |  | S | X | X |  |  | 1.5 |  | 1.5 | 1.5 |  | N |  |  | OP | X | 7 | 2014 |  |  | N | IPP Non-CHP | 2 | X | SUN | [36 empty] | N
61230 | CD Arevon USA, Inc. | 59203 | Farmersville | CA | Tulare | PV2 | Solar Photovoltaic | PV |  | S | X | X |  |  | 1.5 |  | 1.5 | 1.5 |  | N |  |  | OP | X | 7 | 2014 |  |  | N | IPP Non-CHP | 2 | X | SUN | [36 empty] | N
61230 | CD Arevon USA, Inc. | 59203 | Farmersville | CA | Tulare | PV3 | Solar Photovoltaic | PV |  | S | X | X |  |  | 1.5 |  | 1.5 | 1.5 |  | N |  |  | OP | X | 7 | 2014 |  |  | N | IPP Non-CHP | 2 | X | SUN | [36 empty] | N
61230 | CD Arevon USA, Inc. | 59219 | Porterville 6 and 7 | CA | Tulare | PV1 | Solar Photovoltaic | PV |  | S | X | X |  |  | 1.5 |  | 1.5 | 1.5 |  | N |  |  | OP | X | 7 | 2014 |  |  | N | IPP Non-CHP | 2 | X | SUN | [36 empty] | N
61230 | CD Arevon USA, Inc. | 59219 | Porterville 6 and 7 | CA | Tulare | PV2 | Solar Photovoltaic | PV |  | S | X | X |  |  | 1.5 |  | 1.5 | 1.5 |  | N |  |  | OP | X | 7 | 2014 |  |  | N | IPP Non-CHP | 2 | X | SUN | [36 empty] | N
59040 | Rising Tree Wind Farm II LLC | 59235 | Rising Tree Wind Farm II | CA | Kern | GEN1 | Onshore Wind Turbine | WT |  | S | X | X | RTO/ISO LMP | RTO/ISO LMP | 19.8 |  | 19.8 | 19.8 | 1 | N |  |  | OP | X | 1 | 2015 |  |  | N | IPP Non-CHP | 2 | X | WND | [9 empty] | N | N | 6
59042 | Rising Tree Wind Farm III LLC | 59236 | Rising Tree Wind Farm III | CA | Kern | GEN1 | Onshore Wind Turbine | WT |  | S | X | X | POD_RTREE_2_WIND3-APND | POD_RTREE_2_WIND3-APND | 99 |  | 99 | 99 | 1 | N |  |  | OP | X | 6 | 2015 |  |  | N | IPP Non-CHP | 2 | X | WND | [11 empty] | 30
59041 | Lone Valley Solar Park II LLC | 59237 | Lone Valley Solar Park II LLC | CA | San Bernardino | CPII | Solar Photovoltaic | PV |  | S | X | X | Victor_7_ N007 | Victor_7_N007 | 20 |  | 20 | 20 |  | N |  |  | OP | X | 12 | 2014 |  |  | N | IPP Non-CHP | 2 | X | SUN | [10 empty] | N | [25 empty] | N
60605 | Rio Bravo Solar I, LLC | 59249 | Rio Bravo Solar 1 LLC | CA | Kern | PV1 | Solar Photovoltaic | PV |  | W | X | X |  |  | 20 |  | 19.5 | 14.1 |  | N |  |  | OP | X | 12 | 2016 |  |  | N | IPP Non-CHP | 2 | X | SUN | [36 empty] | N
60606 | Rio Bravo Solar II, LLC | 59250 | Rio Bravo Solar II LLC | CA | Kern | PV1 | Solar Photovoltaic | PV |  | W | X | X |  |  | 20 |  | 19.5 | 14.1 |  | N |  |  | OP | X | 12 | 2016 |  |  | N | IPP Non-CHP | 2 | X | SUN | [36 empty] | N
60607 | Wildwood Solar II, LLC | 59253 | Wildwood Solar II | CA | Kern | PV1 | Solar Photovoltaic | PV |  | W | X | X |  |  | 15 |  | 14.7 | 11.2 |  | N |  |  | OP | X | 1 | 2017 |  |  | N | IPP Non-CHP | 2 | X | SUN
14328 | Pacific Gas & Electric Co. | 59256 | Vaca Dixon Battery Storage System | CA | Solano | BAT1 | Batteries | BA |  | S | X | X | VACA-DIXON BATTERY PNode: VACADIX_1_N085 | VACA-DIXON BATTERY PNode: VACADIX_1_N085 | 2 |  | 2 | 2 | 0 | N |  |  | OP | X | 1 | 2013 |  |  | N | Electric Utility | 1 | X | MWH | [12 empty] | 10M | [23 empty] | N
14328 | Pacific Gas & Electric Co. | 59257 | Yerba Buena | CA | Santa Clara | YB1 | Batteries | BA |  | S | X | X | YERBA BUENA BATTERY PNode: SWIFT_1_GN001 | YERBA BUENA BATTERY PNode: SWIFT_1_GN001 | 4 |  | 4 | 4 | 0 | N |  |  | OP | X | 11 | 2013 |  |  | N | Electric Utility | 1 | X | MWH | [12 empty] | 10M | [23 empty] | N
57128 | Bloom Energy | 59261 | Verizon-Torrance | CA | Los Angeles | VZ300 | Other Natural Gas | FC |  | W | X | X |  |  | 1 |  | 1 | 1 | 0 | N |  |  | OP | X | 12 | 2013 |  |  | N | IPP Non-CHP | 2 | X | NG | [10 empty] | N |  | OVER
58661 | Sustainable Power Group, LLC | 59262 | Lancaster Little Rock | CA | Los Angeles | LLRC | Solar Photovoltaic | PV |  | S | X | X |  |  | 5 |  | 5 | 5 |  | N |  |  | OP | X | 12 | 2014 |  |  | N | IPP Non-CHP | 2 | X | SUN | [9 empty] | N | N | [25 empty] | N
59089 | Merced Solar LLC | 59265 | Merced Solar LLC | CA | Merced | PV8 | Solar Photovoltaic | PV |  | S | X | X |  |  | 1.5 |  | 1.5 | 1.5 |  | N |  |  | OP | X | 12 | 2014 |  |  | N | IPP Non-CHP | 2 | X | SUN
59090 | Mission Solar LLC | 59267 | Mission Solar LLC | CA | Merced | PV9 | Solar Photovoltaic | PV |  | S | X | X |  |  | 1.5 |  | 1.5 | 1.5 |  | N |  |  | OP | X | 12 | 2014 |  |  | N | IPP Non-CHP | 2 | X | SUN
59091 | Hollister Solar LLC | 59268 | Hollister Solar LLC | CA | San Benito | PV10 | Solar Photovoltaic | PV |  | S | X | X |  |  | 1.5 |  | 1.5 | 1.5 |  | N |  |  | OP | X | 12 | 2014 |  |  | N | IPP Non-CHP | 2 | X | SUN
58661 | Sustainable Power Group, LLC | 59269 | Victor Mesa Linda B2 | CA | San Bernardino | VMLB2 | Solar Photovoltaic | PV |  | S | X | X |  |  | 1.5 |  | 1.6 | 1.5 |  | N |  |  | OP | X | 11 | 2014 |  |  | N | IPP Non-CHP | 2 | X | SUN | [9 empty] | N | N
58661 | Sustainable Power Group, LLC | 59270 | Victor Mesa Linda C2 | CA | San Bernardino | VMLC2 | Solar Photovoltaic | PV |  | S | X | X |  |  | 1.5 |  | 1.6 | 1.5 |  | N |  |  | OP | X | 11 | 2014 |  |  | N | IPP Non-CHP | 2 | X | SUN | [9 empty] | N | N
58661 | Sustainable Power Group, LLC | 59271 | Victor Mesa Linda D2 | CA | San Bernardino | VMLD2 | Solar Photovoltaic | PV |  | S | X | X |  |  | 1.5 |  | 1.6 | 1.5 |  | N |  |  | OP | X | 11 | 2014 |  |  | N | IPP Non-CHP | 2 | X | SUN | [10 empty] | N
58661 | Sustainable Power Group, LLC | 59272 | Victor Mesa Linda E2 | CA | San Bernardino | VMLE2 | Solar Photovoltaic | PV |  | S | X | X |  |  | 1.5 |  | 1.6 | 1.5 |  | N |  |  | OP | X | 11 | 2014 |  |  | N | IPP Non-CHP | 2 | X | SUN | [10 empty] | N
58661 | Sustainable Power Group, LLC | 59273 | SEPV Palmdale East | CA | Los Angeles | PALME | Solar Photovoltaic | PV |  | S | X | X |  |  | 10 |  | 9 | 9 |  | N |  |  | OP | X | 8 | 2015 |  |  | N | IPP Non-CHP | 2 | X | SUN | [9 empty] | N | N
57128 | Bloom Energy | 59279 | Life Technologies - Pleasanton | CA | Alameda | LFT01 | Other Natural Gas | FC |  | W | X | X |  |  | 1.1 |  | 1 | 1 | 0 | N |  |  | OP | X | 3 | 2013 |  |  | N | IPP Non-CHP | 2 | X | NG | [10 empty] | N |  | OVER
57128 | Bloom Energy | 59280 | Kellogg's - San Jose | CA | Santa Clara | KLG00 | Other Natural Gas | FC |  | W | X | X |  |  | 1.1 |  | 1 | 1 | 0 | N |  |  | OP | X | 9 | 2013 |  |  | N | IPP Non-CHP | 2 | X | NG | [10 empty] | N |  | OVER
58540 | California PV Energy LLC | 59283 | California PV Energy at ISD WWTP | CA | Contra Costa | W4236 | Solar Photovoltaic | PV |  | S | X | X |  |  | 1 |  | 1 | 1 |  | N |  |  | OP | X | 8 | 2014 |  |  | N | IPP Non-CHP | 2 | X | SUN | [14 empty] | N | [21 empty] | N
54842 | WM Renewable Energy LLC | 59299 | Waste Mangement Redwood LFGTE | CA | Marin | RED1 | Landfill Gas | IC |  | S | X | X |  |  | 2 | 0.8 | 2 | 2 | 0.8 | N |  |  | OP | X | 5 | 2017 |  |  | N | IPP Non-CHP | 2 | X | LFG | [9 empty] | N | N |  | 1H | [23 empty] | N | N | N
54842 | WM Renewable Energy LLC | 59299 | Waste Mangement Redwood LFGTE | CA | Marin | RED2 | Landfill Gas | IC |  | S | X | X |  |  | 2 | 0.8 | 2 | 2 | 0.8 | N |  |  | OP | X | 5 | 2017 |  |  | N | IPP Non-CHP | 2 | X | LFG | [9 empty] | N | N |  | 1H | [23 empty] | N | N | N
61230 | CD Arevon USA, Inc. | 59300 | Hanford 1 and 2 | CA | Kings | HAN1 | Solar Photovoltaic | PV |  | S | X | X |  |  | 1.5 |  | 1.5 | 1.5 |  | N |  |  | OP | X | 8 | 2014 |  |  | N | IPP Non-CHP | 2 | X | SUN | [36 empty] | N
61230 | CD Arevon USA, Inc. | 59300 | Hanford 1 and 2 | CA | Kings | HAN2 | Solar Photovoltaic | PV |  | S | X | X |  |  | 1.5 |  | 1.5 | 1.5 |  | N |  |  | OP | X | 8 | 2014 |  |  | N | IPP Non-CHP | 2 | X | SUN | [36 empty] | N
60865 | CD Global Solar Holdings, LLC | 59308 | Beacon Solar Plant Site 5 | CA | Kern | BEAC5 | Solar Photovoltaic | PV |  | S | X | X |  |  | 37.8 |  | 37.8 | 37.8 |  | N |  |  | OP | X | 12 | 2017 |  |  | N | IPP Non-CHP | 2 | X | SUN
60865 | CD Global Solar Holdings, LLC | 59309 | Beacon Solar Plant Site 2 | CA | Kern | BEAC2 | Solar Photovoltaic | PV |  | S | X | X |  |  | 47.3 |  | 47.3 | 47.3 |  | N |  |  | OP | X | 12 | 2017 |  |  | N | IPP Non-CHP | 2 | X | SUN
58661 | Sustainable Power Group, LLC | 59315 | Hecate Energy Beacon Solar 1 | CA | Kern | BEAC1 | Solar Photovoltaic | PV |  | S | X | X |  |  | 56 |  | 51 | 50 |  | N |  |  | OP | X | 4 | 2017 |  |  | N | IPP Non-CHP | 2 | X | SUN | [9 empty] | N | N | [25 empty] | N
58661 | Sustainable Power Group, LLC | 59316 | Hecate Energy Beacon Solar 3 | CA | Kern | BEAC3 | Solar Photovoltaic | PV |  | S | X | X |  |  | 56 |  | 51 | 50 |  | N |  |  | OP | X | 12 | 2016 |  |  | N | IPP Non-CHP | 2 | X | SUN | [9 empty] | N | N | [25 empty] | N
58661 | Sustainable Power Group, LLC | 59317 | Hecate Energy Beacon Solar 4 | CA | Kern | BEAC4 | Solar Photovoltaic | PV |  | S | X | X |  |  | 50 |  | 47 | 45 |  | N |  |  | OP | X | 12 | 2016 |  |  | N | IPP Non-CHP | 2 | X | SUN | [9 empty] | N | N | [25 empty] | N
59121 | Pumpjack Solar I, LLC | 59322 | Pumpjack Solar I | CA | Kern | GEN1 | Solar Photovoltaic | PV |  | S | X | X |  |  | 20 |  | 20 | 20 |  | N |  |  | OP | X | 1 | 2015 |  |  | N | IPP Non-CHP | 2 | X | SUN | [36 empty] | N
63249 | Terraform Arcadia | 59323 | Sacramento (SMUD) | CA | Sacramento | SMUPV | Solar Photovoltaic | PV |  | S | X | X |  |  | 1.5 |  | 1.5 | 1.5 |  | N |  |  | OP | X | 8 | 2014 |  |  | N | IPP Non-CHP | 2 | X | SUN | [9 empty] | N | N
59129 | Foundation CA Fund VII Manager, LLC | 59328 | Golden Acorn Casino | CA | San Diego | GAC1 | Onshore Wind Turbine | WT |  | W | X | X |  |  | 1 |  | 1 | 1 | 0.1 | N |  |  | OP | X | 7 | 2014 |  |  | N | Commercial Non-CHP | 4 | X | WND | [11 empty] | 1 | [24 empty] | N
59129 | Foundation CA Fund VII Manager, LLC | 59329 | City of Soledad Water Reclamation | CA | Monterey | SOL1 | Onshore Wind Turbine | WT |  | W | X | X |  |  | 1 |  | 1 | 1 | 0.1 | N |  |  | OP | X | 11 | 2014 |  |  | N | IPP Non-CHP | 2 | X | WND | [11 empty] | 1 | [24 empty] | N
59129 | Foundation CA Fund VII Manager, LLC | 59330 | Taylor Farms | CA | Monterey | TAY1 | Onshore Wind Turbine | WT |  | W | X | X |  |  | 1 |  | 1 | 1 | 0.1 | N |  |  | OP | X | 11 | 2014 |  |  | N | IPP Non-CHP | 2 | X | WND | [11 empty] | 1 | [24 empty] | N
59129 | Foundation CA Fund VII Manager, LLC | 59331 | Anheuser-Busch #2 | CA | Solano | ANB2 | Onshore Wind Turbine | WT |  | W | X | X |  |  | 1.6 |  | 1.6 | 1.6 | 0.1 | N |  |  | OP | X | 11 | 2014 |  |  | N | Industrial Non-CHP | 6 | X | WND | [11 empty] | 1 | [24 empty] | N
58468 | Dominion Renewable Energy | 59334 | Catalina Solar 2, LLC | CA | Kern | INV-1 | Solar Photovoltaic | PV |  | J | X | X | CAISO |  | 18 |  | 18 | 18 |  | N |  |  | OP | X | 8 | 2015 |  |  | N | IPP Non-CHP | 2 | X | SUN
61230 | CD Arevon USA, Inc. | 59339 | Quinto Solar PV Project | CA | Merced | SSC13 | Solar Photovoltaic | PV |  | S | X | X |  |  | 108 |  | 105.1 | 76.8 |  | N |  |  | OP | X | 11 | 2015 |  |  | N | IPP Non-CHP | 2 | X | SUN | [36 empty] | N
59139 | SunEdison LLC | 59359 | SCE-Snowline-Duncan Road (North) | CA | San Bernardino | 10400 | Solar Photovoltaic | PV |  | W | X | X |  |  | 1.5 |  | 1.5 | 1.5 |  | N |  |  | OP | X | 10 | 2014 |  |  | N | IPP Non-CHP | 2 | X | SUN
59139 | SunEdison LLC | 59360 | SCE-Snowline-Duncan Road (South) | CA | San Bernardino | 11113 | Solar Photovoltaic | PV |  | W | X | X |  |  | 1 |  | 1 | 1 |  | N |  |  | OP | X | 10 | 2014 |  |  | N | IPP Non-CHP | 2 | X | SUN
59158 | Wildwood Solar I, LLC | 59380 | Wildwood Solar I, LLC | CA | Kern | WLD1 | Solar Photovoltaic | PV |  | S | X | X |  |  | 19.5 |  | 19.5 | 19.5 |  | N |  |  | OP | X | 2 | 2015 |  |  | N | IPP Non-CHP | 2 | X | SUN | [36 empty] | N
59173 | City of Tulare Water Pollution Control | 59395 | City of Tulare Water Facility | CA | Tulare | SC500 | Solar Photovoltaic | PV |  | S | X | X |  |  | 1 |  | 1 | 0.8 |  | N |  |  | OP | X | 2 | 2011 |  |  | N | Commercial Non-CHP | 4 | X | SUN | [9 empty] | N | N | [25 empty] | N
59176 | Diamond Valley Solar LLC | 59405 | Diamond Valley Solar Project | CA | Riverside | PV11 | Solar Photovoltaic | PV |  | S | X | X |  |  | 1.3 |  | 1.3 | 1.3 |  | N |  |  | OP | X | 1 | 2015 |  |  | N | IPP Non-CHP | 2 | X | SUN | [9 empty] | N | N
59183 | Shafter Solar LLC | 59408 | Shafter Solar LLC | CA | Kern | 1 | Solar Photovoltaic | PV |  | S | X | X |  |  | 20 |  | 20 | 20 |  | N |  |  | OP | X | 5 | 2015 |  |  | N | IPP Non-CHP | 2 | X | SUN | [9 empty] | N | N | 0 | [24 empty] | N
59185 | CD US Solar PO 3, LLC | 59409 | Madelyn Solar, LLC | CA | San Bernardino | SNL17 | Solar Photovoltaic | PV |  | S | X | X |  |  | 1 |  | 1 | 1 |  | N |  |  | OP | X | 12 | 2014 |  |  | N | IPP Non-CHP | 2 | X | SUN
59185 | CD US Solar PO 3, LLC | 59410 | Rudy Solar, LLC | CA | San Bernardino | SNL19 | Solar Photovoltaic | PV |  | S | X | X |  |  | 1.5 |  | 1.5 | 1.5 |  | N |  |  | OP | X | 12 | 2014 |  |  | N | IPP Non-CHP | 2 | X | SUN
59185 | CD US Solar PO 3, LLC | 59411 | Mitchell Solar, LLC | CA | San Bernardino | SNL18 | Solar Photovoltaic | PV |  | S | X | X |  |  | 1.5 |  | 1.5 | 1.5 |  | N |  |  | OP | X | 12 | 2014 |  |  | N | IPP Non-CHP | 2 | X | SUN
59050 | Algonquin Power Co | 59412 | Algonquin SKIC20 Solar LLC | CA | Kern | SKI20 | Solar Photovoltaic | PV |  | S | X | X |  |  | 20 |  | 20 | 20 |  | N |  |  | OP | X | 5 | 2015 |  |  | N | IPP Non-CHP | 2 | X | SUN
56769 | Consolidated Edison Development Inc. | 59413 | Corcoran Solar 2 | CA | Kings | C2CA | Solar Photovoltaic | PV |  | S | X | X |  |  | 19.8 |  | 19.8 | 19.8 |  | N |  |  | OP | X | 5 | 2015 |  |  | N | IPP Non-CHP | 2 | X | SUN | [9 empty] | N | N
56769 | Consolidated Edison Development Inc. | 59414 | Atwell Island West Solar | CA | Tulare | AWCA | Solar Photovoltaic | PV |  | S | X | X |  |  | 20 |  | 20 | 20 |  | N |  |  | OP | X | 5 | 2015 |  |  | N | IPP Non-CHP | 2 | X | SUN | [9 empty] | N | N
59187 | Anaheim Public Utilities | 59416 | Anaheim Solar Energy Plant | CA | Orange | PV1 | Solar Photovoltaic | PV |  | S | X | X |  |  | 2.1 |  | 2 | 1.2 |  | N |  |  | OP | X | 8 | 2014 |  |  | N | Electric Utility | 1 | X | SUN | [9 empty] | N | N | [25 empty] | N
59139 | SunEdison LLC | 59421 | SCE-Snowline-White Road (South) | CA | San Bernardino | 11111 | Solar Photovoltaic | PV |  | W | X | X |  |  | 1.5 |  | 1.5 | 1.5 |  | N |  |  | OP | X | 11 | 2014 |  |  | N | IPP Non-CHP | 2 | X | SUN | [9 empty] | N | N
59139 | SunEdison LLC | 59422 | SCE-Snowline-White Road (North) | CA | San Bernardino | 10401 | Solar Photovoltaic | PV |  | W | X | X |  |  | 1.5 |  | 1.5 | 1.5 |  | N |  |  | OP | X | 11 | 2014 |  |  | N | IPP Non-CHP | 2 | X | SUN | [9 empty] | N | N
59139 | SunEdison LLC | 59423 | SCE-Snowline-White Rd (Central) | CA | San Bernardino | 10402 | Solar Photovoltaic | PV |  | W | X | X |  |  | 1.5 |  | 1.5 | 1.5 |  | N |  |  | OP | X | 11 | 2014 |  |  | N | IPP Non-CHP | 2 | X | SUN | [9 empty] | N | N
59205 | Baker Station Associates, LP | 59428 | Baker Creek Hydroelectric | CA | Humboldt | GENE1 | Conventional Hydroelectric | HY |  | S | X | X |  |  | 1.4 | 1 |  | 1.4 |  | N |  |  | OP | X | 11 | 2014 |  |  | N | IPP Non-CHP | 2 | X | WAT
59205 | Baker Station Associates, LP | 59428 | Baker Creek Hydroelectric | CA | Humboldt | GENE2 | Conventional Hydroelectric | HY |  | S | X | X |  |  | 0.1 | 1 |  | 0.1 |  | N |  |  | OP | X | 11 | 2014 |  |  | N | IPP Non-CHP | 2 | X | WAT
58661 | Sustainable Power Group, LLC | 59431 | Sierra Solar Greenworks | CA | Los Angeles | SSG1 | Solar Photovoltaic | PV |  | S | X | X |  |  | 20 |  | 18 | 18 |  | N |  |  | OP | X | 11 | 2015 |  |  | N | IPP Non-CHP | 2 | X | SUN | [9 empty] | N | N
59212 | Adelanto Solar II, LLC | 59440 | Adelanto Solar II, LLC | CA | San Bernardino | SAS | Solar Photovoltaic | PV |  | S | X | X | VICTOR_7_N011 |  | 7 |  | 7 | 7 |  | N |  |  | OP | X | 7 | 2015 |  |  | N | IPP Non-CHP | 2 | X | SUN | [9 empty] | N | N | 0 | [24 empty] | N
59211 | Adelanto Solar, LLC | 59441 | Adelanto Solar, LLC | CA | San Bernardino | SAS | Solar Photovoltaic | PV |  | S | X | X |  |  | 20 |  | 20 | 20 |  | N |  |  | OP | X | 9 | 2015 |  |  | N | IPP Non-CHP | 2 | X | SUN | [9 empty] | N | N | 0 | [24 empty] | N
58468 | Dominion Renewable Energy | 59443 | TA-Acacia, LLC | CA | Los Angeles | WAS1 | Solar Photovoltaic | PV |  | J | X | X |  |  | 20 |  | 20 | 20 |  | N |  |  | OP | X | 11 | 2014 |  |  | N | IPP Non-CHP | 2 | X | SUN | [9 empty] | N | N
59222 | Qualcomm Incorporated | 59456 | P Plant | CA | San Diego | P-TG4 | Natural Gas Fired Combustion Turbine | GT |  | S | X | X |  |  | 4.6 | 0.8 | 4 | 4 | 3.8 | N |  |  | OP | X | 3 | 2007 |  |  | Y | Commercial CHP | 5 | T | NG | [9 empty] | N | N |  | 1H | [20 empty] | N |  |  | N | N | N
59222 | Qualcomm Incorporated | 59456 | P Plant | CA | San Diego | P-TG5 | Natural Gas Fired Combustion Turbine | GT |  | S | X | X |  |  | 4.6 | 0.8 | 4 | 4 | 3.8 | N |  |  | OP | X | 11 | 2015 |  |  | Y | Commercial CHP | 5 | T | NG | [9 empty] | N | N |  | 1H | [20 empty] | N |  |  | N | N | N
59222 | Qualcomm Incorporated | 59457 | Q Plant | CA | San Diego | Q-TG1 | Natural Gas Fired Combustion Turbine | GT |  | S | X | X |  |  | 4.6 | 0.8 | 4 | 4 | 3.8 | N |  |  | OP | X | 7 | 2013 |  |  | Y | Commercial CHP | 5 | T | NG | [9 empty] | N | N |  | 1H | [20 empty] | N |  |  | N | N | N
59222 | Qualcomm Incorporated | 59458 | W Plant | CA | San Diego | W-TG1 | Natural Gas Fired Combustion Turbine | GT |  | S | X | X |  |  | 4.6 | 0.8 | 4 | 4 | 3.8 | N |  |  | OP | X | 7 | 2005 |  |  | Y | Commercial CHP | 5 | T | NG | [9 empty] | N | N |  | 1H | [20 empty] | N |  |  | N | N | N
59228 | Bowerman Power LFG, LLC | 59461 | Bowerman Power LFG, LLC | CA | Orange | GEN01 | Landfill Gas | IC |  | S | X | X |  |  | 3.4 | 0.8 | 3.4 | 3.4 | 0.5 | N |  |  | OP | X | 4 | 2016 |  |  | N | IPP Non-CHP | 2 | X | LFG | [9 empty] | N | N |  | 1H | [23 empty] | N | N | N
59228 | Bowerman Power LFG, LLC | 59461 | Bowerman Power LFG, LLC | CA | Orange | GEN02 | Landfill Gas | IC |  | S | X | X |  |  | 3.4 | 0.8 | 3.4 | 3.4 | 0.5 | N |  |  | OP | X | 4 | 2016 |  |  | N | IPP Non-CHP | 2 | X | LFG | [9 empty] | N | N |  | 1H | [23 empty] | N | N | N
59228 | Bowerman Power LFG, LLC | 59461 | Bowerman Power LFG, LLC | CA | Orange | GEN03 | Landfill Gas | IC |  | S | X | X |  |  | 3.4 | 0.8 | 3.4 | 3.4 | 0.5 | N |  |  | OP | X | 4 | 2016 |  |  | N | IPP Non-CHP | 2 | X | LFG | [9 empty] | N | N |  | 1H | [23 empty] | N | N | N
59228 | Bowerman Power LFG, LLC | 59461 | Bowerman Power LFG, LLC | CA | Orange | GEN04 | Landfill Gas | IC |  | S | X | X |  |  | 3.4 | 0.8 | 3.4 | 3.4 | 0.5 | N |  |  | OP | X | 4 | 2016 |  |  | N | IPP Non-CHP | 2 | X | LFG | [9 empty] | N | N |  | 1H | [23 empty] | N | N | N
59228 | Bowerman Power LFG, LLC | 59461 | Bowerman Power LFG, LLC | CA | Orange | GEN05 | Landfill Gas | IC |  | S | X | X |  |  | 3.4 | 0.8 | 3.4 | 3.4 | 0.5 | N |  |  | OP | X | 4 | 2016 |  |  | N | IPP Non-CHP | 2 | X | LFG | [9 empty] | N | N |  | 1H | [23 empty] | N | N | N
59228 | Bowerman Power LFG, LLC | 59461 | Bowerman Power LFG, LLC | CA | Orange | GEN06 | Landfill Gas | IC |  | S | X | X |  |  | 3.4 | 0.8 | 3.4 | 3.4 | 0.5 | N |  |  | OP | X | 4 | 2016 |  |  | N | IPP Non-CHP | 2 | X | LFG | [9 empty] | N | N |  | 1H | [23 empty] | N | N | N
59228 | Bowerman Power LFG, LLC | 59461 | Bowerman Power LFG, LLC | CA | Orange | GEN07 | Landfill Gas | IC |  | S | X | X |  |  | 3.4 | 0.8 | 3.4 | 3.4 | 0.5 | N |  |  | OP | X | 4 | 2016 |  |  | N | IPP Non-CHP | 2 | X | LFG | [9 empty] | N | N |  | 1H | [23 empty] | N | N | N
58468 | Dominion Renewable Energy | 59469 | Alamo Solar | CA | San Bernardino | ALAMO | Solar Photovoltaic | PV |  | J | X | X |  |  | 20 |  | 20 | 20 |  | N |  |  | OP | X | 5 | 2015 |  |  | N | IPP Non-CHP | 2 | X | SUN
57369 | Apple, Inc | 59473 | Apple Campus 2 PV | CA | Santa Clara | AC2PV | Solar Photovoltaic | PV |  | S | X | X |  |  | 14.4 |  | 14.4 | 7 |  | N |  |  | OP | X | 6 | 2017 |  |  | N | Industrial Non-CHP | 6 | X | SUN
59257 | Giffen Solar Park, LLC | 59522 | Giffen Solar Park | CA | Fresno | FRGSP | Solar Photovoltaic | PV |  | S | X | X | GIFFGEN_7_N002 | GIFFGEN_7_N002 | 20 |  | 20 | 18 |  | N |  |  | OP | X | 6 | 2017 |  |  | N | IPP Non-CHP | 2 | X | SUN | [36 empty] | N
59258 | Five Points Solar Park, LLC | 59523 | Five Points Solar Park | CA | Fresno | FRFSP | Solar Photovoltaic | PV |  | S | X | X | SCHLNDLR_7__N003 | SCHLNDLR_7__N003 | 60 |  | 60 | 50 |  | N |  |  | OP | X | 9 | 2016 |  |  | N | IPP Non-CHP | 2 | X | SUN | [9 empty] | N | [26 empty] | N
56769 | Consolidated Edison Development Inc. | 59524 | Blackwell Solar Park | CA | Kern | FRBSP | Solar Photovoltaic | PV |  | S | X | X |  |  | 20 |  | 20 | 20 |  | N |  |  | OP | X | 1 | 2019 |  |  | N | IPP Non-CHP | 2 | X | SUN
59260 | Wright Solar Park LLC | 59525 | Wright Solar Park | CA | Merced | FRWSP | Solar Photovoltaic | PV |  | S | X | X | WRGTSRGN_7_N001 | WRGTSRGN_7_N001 | 200 |  | 200 | 180 | 1 | N |  |  | OP | X | 12 | 2019 |  |  | N | IPP Non-CHP | 2 | X | SUN | [9 empty] | N | N | 0 | 10M | [23 empty] | N
59262 | NRG Solar Oasis, LLC | 59528 | Solar Oasis LLC | CA | Los Angeles | OASIS | Solar Photovoltaic | PV |  | S | X | X |  |  | 20 |  | 20 | 20 |  | N |  |  | OP | X | 1 | 2016 |  |  | N | IPP Non-CHP | 2 | X | SUN
59272 | 41MB 8me, LLC | 59531 | Borden Solar Farm | CA | Madera | BRDN | Solar Photovoltaic | PV |  | S | X | X |  |  | 50 |  | 50 | 50 |  | N |  |  | OP | X | 6 | 2020 |  |  | N | IPP Non-CHP | 2 | X | SUN | [9 empty] | N | N |  | 10M | [23 empty] | N
59273 | 62SK 8me, LLC | 59532 | Springbok Solar Farm 1 | CA | Kern | SB1 | Solar Photovoltaic | PV |  | S | X | X |  |  | 105 |  | 105 | 105 |  | N |  |  | OP | X | 7 | 2016 |  |  | N | IPP Non-CHP | 2 | X | SUN | [9 empty] | N | N | [25 empty] | N
59275 | CF SBC Master Tenant One LLC | 59536 | Coronus Adelanto West 1 | CA | San Bernardino | AWI | Solar Photovoltaic | PV |  | S | X | X | ROADWAY_1_N013 | RDWAY_1_CREST | 1.5 |  | 1.5 | 1.5 |  | N |  |  | OP | X | 1 | 2015 |  |  | N | IPP Non-CHP | 2 | X | SUN
59275 | CF SBC Master Tenant One LLC | 59537 | Coronus Adelanto West 2 | CA | San Bernardino | AW2 | Solar Photovoltaic | PV |  | S | X | X | ROADWAY 1 NO13 | RDWAY 1 CREST | 1.5 |  | 1.5 | 1.5 |  | N |  |  | OP | X | 1 | 2015 |  |  | N | IPP Non-CHP | 2 | X | SUN
59284 | Kona Solar, LLC | 59539 | Park Meridian #1 | CA | Riverside | 1 | Solar Photovoltaic | PV |  | S | X | X |  |  | 1.5 |  | 1.5 | 1.5 |  | N |  |  | OP | X | 3 | 2015 |  |  | N | IPP Non-CHP | 2 | X | SUN | [9 empty] | N | N | [25 empty] | N
59284 | Kona Solar, LLC | 59540 | Rancho Cucamonga Dist #1 | CA | San Bernardino | 2 | Solar Photovoltaic | PV |  | S | X | X |  |  | 1.8 |  | 1.8 | 1.8 |  | N |  |  | OP | X | 4 | 2015 |  |  | N | IPP Non-CHP | 2 | X | SUN | [9 empty] | N | N | [25 empty] | N
59284 | Kona Solar, LLC | 59541 | Terra Francesco | CA | San Bernardino | 3 | Solar Photovoltaic | PV |  | S | X | X |  |  | 1.5 |  | 1.5 | 1.5 |  | N |  |  | OP | X | 3 | 2015 |  |  | N | IPP Non-CHP | 2 | X | SUN | [9 empty] | N | N | [25 empty] | N
59290 | Solvida Energy Group/Blue Oak Energy | 59550 | Putah Creek Solar Farm | CA | Yolo | PCSF | Solar Photovoltaic | PV |  | W | X | X |  |  | 2 |  | 2 | 2 | 0.5 | N |  |  | OP | X | 12 | 2014 |  |  | N | IPP Non-CHP | 2 | X | SUN | [9 empty] | N | N | [22 empty] | N |  |  | N
59298 | Vega Solar, LLC | 59555 | Vega Solar | CA | Merced | VEGA1 | Solar Photovoltaic | PV |  | S | X | X |  |  | 20 |  | 20 | 20 |  | N |  |  | OP | X | 3 | 2015 |  |  | N | IPP Non-CHP | 2 | X | SUN | [11 empty] | 0 | [24 empty] | N
57369 | Apple, Inc | 59557 | Apple Campus 2 Fuel Cell | CA | Santa Clara | AC2FC | Landfill Gas | FC |  | S | X | X |  |  | 4 |  | 4 | 4 | 2 | N |  |  | OP | X | 6 | 2017 |  |  | N | Industrial Non-CHP | 6 | X | LFG | OBG | [11 empty] | 12H
59345 | Colton Solar One, LLC | 59597 | Colton Solar One, LLC | CA | San Bernardino | CS001 | Solar Photovoltaic | PV |  | S | X | X |  |  | 2.5 |  | 2.5 | 2.5 |  | N |  |  | OP | X | 6 | 2015 |  |  | N | IPP Non-CHP | 2 | X | SUN | [9 empty] | N | N | [25 empty] | N
59346 | Colton Solar Two, LLC | 59598 | Colton Solar Two, LLC | CA | San Bernardino | CS002 | Solar Photovoltaic | PV |  | S | X | X |  |  | 1 |  | 1 | 1 |  | N |  |  | OP | X | 4 | 2015 |  |  | N | IPP Non-CHP | 2 | X | SUN | [9 empty] | N | N
61230 | CD Arevon USA, Inc. | 59599 | Tropico Solar PV Plant | CA | Tulare | GEN1 | Solar Photovoltaic | PV |  | S | X | X |  |  | 14 |  | 13 | 11 |  | N |  |  | OP | X | 9 | 2016 |  |  | N | IPP Non-CHP | 2 | X | SUN | [9 empty] | N | N | 0 | [24 empty] | N
61230 | CD Arevon USA, Inc. | 59600 | Nicolis Solar PV Plant | CA | Tulare | GEN1 | Solar Photovoltaic | PV |  | S | X | X |  |  | 20 |  | 19 | 16 |  | N |  |  | OP | X | 9 | 2016 |  |  | N | IPP Non-CHP | 2 | X | SUN | [9 empty] | N | N | [25 empty] | N
58468 | Dominion Renewable Energy | 59607 | Maricopa West Solar PV, LLC | CA | Kern | MWS | Solar Photovoltaic | PV |  | J | X | X |  |  | 20 |  | 20 | 20 |  | N |  |  | OP | X | 12 | 2015 |  |  | N | IPP Non-CHP | 2 | X | SUN
59353 | AP North Lake I, LP | 59610 | AP North Lake I, LP | CA | Riverside | APNLI | Solar Photovoltaic | PV |  | S | X | X |  |  | 20 |  | 20 | 20 |  | N |  |  | OP | X | 8 | 2015 |  |  | N | IPP Non-CHP | 2 | X | SUN
59381 | EE Kettleman California LLC | 59633 | Kettleman Solar -Centaurus | CA | Kings | KS | Solar Photovoltaic | PV |  | J | X | X | TLRELKE_006_N001 | TLRELKE_006_N001 | 20 |  | 20 | 18 |  | N |  |  | OP | X | 7 | 2015 |  |  | N | IPP Non-CHP | 2 | X | SUN | [9 empty] | N | N | [25 empty] | N
61230 | CD Arevon USA, Inc. | 59638 | Coronal Lost Hills | CA | Kern | CLH | Solar Photovoltaic | PV |  | S | X | X |  |  | 20 |  | 20 | 20 |  | N |  |  | OP | X | 5 | 2015 |  |  | N | IPP Non-CHP | 2 | X | SUN | [36 empty] | N
11208 | Los Angeles Department of Water & Power | 59651 | Forever 21 Retail, Inc. | CA | Los Angeles | W4161 | Solar Photovoltaic | PV |  | W | X | X |  |  | 1.6 |  | 1.3 | 1 |  | N |  |  | OP | X | 2 | 2015 |  |  | N | IPP Non-CHP | 2 | X | SUN | [9 empty] | N | N | [22 empty] | N |  |  | N
11208 | Los Angeles Department of Water & Power | 59652 | Nordhoff Place | CA | Los Angeles | W4162 | Solar Photovoltaic | PV |  | W | X | X |  |  | 1.2 |  | 1 | 0.6 |  | N |  |  | OP | X | 9 | 2014 |  |  | N | IPP Non-CHP | 2 | X | SUN | [9 empty] | N | N | [22 empty] | N |  |  | N
58468 | Dominion Renewable Energy | 59657 | Imperial Valley Solar Co (IVSC) 2, LLC | CA | Imperial | IVSC2 | Solar Photovoltaic | PV |  | J | X | X |  |  | 20 |  | 20 | 20 |  | N |  |  | OP | X | 6 | 2015 |  |  | N | IPP Non-CHP | 2 | X | SUN
17164 | Sierra Pacific Industries Inc | 59658 | SPI Anderson 2 | CA | Shasta | GEN1 | Wood/Wood Waste Biomass | ST |  | S | X | X | Q643G_7_N001 | Q643G_7_N001 | 30.2 | 0.95 | 27.2 | 27.2 | 5 | N |  |  | OP | X | 8 | 2015 |  |  | Y | Industrial CHP | 7 | T | WDS | [5 empty] | NG |  |  |  | N | N |  | 12H |  |  | N | [20 empty] | N | N | N
17609 | Southern California Edison Co | 59661 | Tehachapi Energy Storage Project | CA | Kern | TSP1 | Batteries | BA |  | S | X | X | MONOLITH_6_N102 | MONOLITH_6_N102 | 8 | 1 | 8 | 8 | 0 | N |  |  | OP | X | 4 | 2016 |  |  | N | Electric Utility | 1 | X | MWH | [9 empty] | N | N | 0 | 10M | [20 empty] | N |  |  | N | N | N
60281 | Altus Power America Management, LLC | 59687 | Sun Harvest Solar NDP1 | CA | Merced | NDP1 | Solar Photovoltaic | PV |  | S | X | X |  |  | 1.5 |  | 1.5 | 1.5 |  | N |  |  | OP | X | 5 | 2015 |  |  | N | IPP Non-CHP | 2 | X | SUN
58468 | Dominion Renewable Energy | 59703 | Cottonwood Solar, LLC Cottonwood Carport | CA | Marin | 1 | Solar Photovoltaic | PV |  | J | X | X |  |  | 1 |  | 1 | 1 |  | N |  |  | OP | X | 5 | 2016 |  |  | N | IPP Non-CHP | 2 | X | SUN
59491 | Seville Solar One LLC | 59722 | Seville 1 | CA | Imperial | SEV1 | Solar Photovoltaic | PV |  | S | X | X | Imperial Valley 230 bus | Imperial Valley 230 bus | 20 |  | 20 | 20 |  | N |  |  | OP | X | 12 | 2015 |  |  | N | IPP Non-CHP | 2 | X | SUN | [36 empty] | N
59492 | Seville Solar Two LLC | 59723 | Seville 2 | CA | Imperial | SEV2 | Solar Photovoltaic | PV |  | S | X | X | Imperial Valley 230 bus | Imperial Valley 230 bus | 30 |  | 30 | 30 |  | N |  |  | OP | X | 12 | 2015 |  |  | N | IPP Non-CHP | 2 | X | SUN | [36 empty] | N
58661 | Sustainable Power Group, LLC | 59730 | SEPV 18 | CA | Los Angeles | SPV18 | Solar Photovoltaic | PV |  | S | X | X |  |  | 2 |  | 2 | 2 |  | N |  |  | OP | X | 1 | 2016 |  |  | N | IPP Non-CHP | 2 | X | SUN | [9 empty] | N | N | [25 empty] | N
58661 | Sustainable Power Group, LLC | 59737 | Aspiration G | CA | Fresno | ASPRG | Solar Photovoltaic | PV |  | S | X | X |  |  | 9 |  | 9 | 9 |  | N |  |  | OP | X | 9 | 2017 |  |  | N | IPP Non-CHP | 2 | X | SUN | [9 empty] | N | N | [25 empty] | N
58661 | Sustainable Power Group, LLC | 59738 | Citizen B | CA | Fresno | CSB | Solar Photovoltaic | PV |  | S | X | X | SOLBGEN_7_N001 | SOLBGEN_7_N001 | 5 |  | 5 | 5 |  | N |  |  | OP | X | 12 | 2015 |  |  | N | IPP Non-CHP | 2 | X | SUN | [9 empty] | N | N | [25 empty] | N
58661 | Sustainable Power Group, LLC | 59739 | Lancaster WAD B | CA | Los Angeles | LWADB | Solar Photovoltaic | PV |  | S | X | X |  |  | 3 |  | 3 | 3 |  | N |  |  | OP | X | 4 | 2017 |  |  | N | IPP Non-CHP | 2 | X | SUN | [9 empty] | N | N | [25 empty] | N
58661 | Sustainable Power Group, LLC | 59740 | SEPV Mojave West | CA | Kern | SPVMW | Solar Photovoltaic | PV |  | S | X | X | SUNSPTA_7_N002 | SUNSPTA_7_N002 | 20 |  | 20 | 20 |  | N |  |  | OP | X | 6 | 2016 |  |  | N | IPP Non-CHP | 2 | X | SUN | [9 empty] | N | N | [25 empty] | N
59512 | Team-Solar, Inc. | 59746 | DSH (CA) - Coalinga State Hospital | CA | Fresno | 1 | Solar Photovoltaic | PV |  | W | X | X |  |  | 2 |  | 2.6 | 2.6 |  | N |  |  | OP | X | 7 | 2014 |  |  | N | IPP Non-CHP | 2 | X | SUN | [9 empty] | N | N
59512 | Team-Solar, Inc. | 59748 | CDCR (CA) - Pleasant Valley State Prison | CA | Fresno | 1 | Solar Photovoltaic | PV |  | W | X | X |  |  | 1.2 |  | 1.2 | 1.2 |  | N |  |  | OP | X | 7 | 2014 |  |  | N | IPP Non-CHP | 2 | X | SUN | [9 empty] | N | N
11208 | Los Angeles Department of Water & Power | 59798 | Colon PV | CA | Los Angeles | W4172 | Solar Photovoltaic | PV |  | W | X | X |  |  | 1.3 | 1 | 0.9 | 1.4 |  | N |  |  | OP | X | 12 | 2015 |  |  | N | IPP Non-CHP | 2 | X | SUN | [9 empty] | N | N | [22 empty] | N |  |  | N
57128 | Bloom Energy | 59800 | Amazon San Bernardino | CA | San Bernardino | AMZ00 | Other Natural Gas | FC |  | W | X | X |  |  | 1.1 |  | 1 | 1 | 0 | N |  |  | OP | X | 11 | 2014 |  |  | N | IPP Non-CHP | 2 | X | NG | [9 empty] | N | N |  | OVER
57128 | Bloom Energy | 59802 | Maxim | CA | Santa Clara | MXM00 | Other Natural Gas | FC |  | W | X | X |  |  | 1.1 |  | 1 | 1 | 0 | N |  |  | OP | X | 8 | 2014 |  |  | N | IPP Non-CHP | 2 | X | NG | [9 empty] | N | N |  | OVER
57128 | Bloom Energy | 59803 | Pixar - Emeryville | CA | Alameda | PXR00 | Other Natural Gas | FC |  | W | X | X |  |  | 1.1 |  | 1 | 1 | 0 | N |  |  | OP | X | 1 | 2014 |  |  | N | IPP Non-CHP | 2 | X | NG | [9 empty] | N | N |  | OVER
57128 | Bloom Energy | 59804 | Starbucks - Evolution Fresh | CA | San Bernardino | SBK00 | Other Natural Gas | FC |  | W | X | X |  |  | 1.1 |  | 1 | 1 | 0 | N |  |  | OP | X | 6 | 2014 |  |  | N | IPP Non-CHP | 2 | X | NG | [9 empty] | N | N |  | OVER
57128 | Bloom Energy | 59805 | Yahoo! - HQ | CA | Santa Clara | YAH00 | Other Natural Gas | FC |  | W | X | X |  |  | 1.1 |  | 1 | 1 | 0 | N |  |  | OP | X | 7 | 2014 |  |  | N | IPP Non-CHP | 2 | X | NG | [9 empty] | N | N |  | OVER
59616 | 63SU 8me, LLC | 59840 | Springbok Solar Farm 2 | CA | Kern | SB2 | Solar Photovoltaic | PV |  | S | X | X |  |  | 155 |  | 155 | 155 |  | N |  |  | OP | X | 9 | 2016 |  |  | N | IPP Non-CHP | 2 | X | SUN | [9 empty] | N | N | [25 empty] | N
61230 | CD Arevon USA, Inc. | 59868 | Kingbird A Solar LLC | CA | Kern | GEN01 | Solar Photovoltaic | PV |  | J | X | X |  |  | 20 |  | 20 | 20 |  | N |  |  | OP | X | 4 | 2016 |  |  | N | IPP Non-CHP | 2 | X | SUN
61219 | Longroad Energy Services LLC | 59870 | Little Bear Solar 1, LLC | CA | Fresno | GEN01 | Solar Photovoltaic | PV |  | S | X | X |  |  | 40 |  | 40 | 40 |  | N |  |  | OP | X | 12 | 2020 |  |  | N | IPP Non-CHP | 2 | X | SUN | [9 empty] | N | N
59660 | Solar Star California XXXII, LLC | 59872 | UC Davis South Campus | CA | Yolo | UCD1 | Solar Photovoltaic | PV |  | W | X | X |  |  | 13 |  | 13 | 13 |  | N |  |  | OP | X | 3 | 2015 |  |  | N | Commercial Non-CHP | 4 | X | SUN | [9 empty] | N | N
59662 | Riverside Fuel Cell, LLC | 59877 | Riverside RWQCP Fuel Cell | CA | Riverside | MB20 | Other Waste Biomass | FC |  | S | X | X | MLAP_RVSD-APND |  | 1.4 |  | 1.4 | 1.4 | 0.6 | N |  |  | OP | X | 8 | 2016 |  |  | Y | Commercial CHP | 5 | T | OBG | NG | [8 empty] | N | N |  | OVER | [23 empty] | N
61785 | EDP Renewables North America LLC | 59878 | Windhub Solar A LLC | CA | Kern | GEN01 | Solar Photovoltaic | PV |  | S | X | X |  |  | 20 |  | 20 | 20 |  | N |  |  | OP | X | 12 | 2019 |  |  | N | IPP Non-CHP | 2 | X | SUN | [9 empty] | N | N
61943 | North Rosamond Solar, LLC | 59879 | North Rosamond Solar LLC | CA | Kern | GEN01 | Solar Photovoltaic | PV |  | S | X | X |  |  | 151.1 |  | 151.1 | 151.1 |  | N |  |  | OP | X | 6 | 2019 |  |  | N | IPP Non-CHP | 2 | X | SUN | [9 empty] | N | N
56769 | Consolidated Edison Development Inc. | 59900 | Corcoran Solar 3 | CA | Kings | C3CA | Solar Photovoltaic | PV |  | S | X | X |  |  | 20 |  | 20 | 20 |  | N |  |  | OP | X | 2 | 2016 |  |  | N | IPP Non-CHP | 2 | X | SUN
56769 | Consolidated Edison Development Inc. | 59915 | Oro Loma | CA | Fresno | ORCA | Solar Photovoltaic | PV |  | S | X | X |  |  | 20 |  | 20 | 20 |  | N |  |  | OP | X | 1 | 2017 |  |  | N | IPP Non-CHP | 2 | X | SUN
59139 | SunEdison LLC | 59916 | SunE- E Philadelphia Ontario | CA | San Bernardino | 12307 | Solar Photovoltaic | PV |  | W | X | X |  |  | 1 |  | 1 | 1 |  | N |  |  | OP | X | 3 | 2016 |  |  | N | IPP Non-CHP | 2 | X | SUN
17650 | Southern Power Co | 59939 | RE Tranquillity | CA | Fresno | TQ | Solar Photovoltaic | PV |  | W | X | X |  |  | 205.3 |  | 200 | 200 |  | N |  |  | OP | X | 7 | 2016 |  |  | N | IPP Non-CHP | 2 | X | SUN | [36 empty] | N
56769 | Consolidated Edison Development Inc. | 59940 | Great Valley Solar Portfolio Holdings, LLC | CA | Fresno | GVS2 | Solar Photovoltaic | PV |  | S | X | X |  |  | 60 |  | 60 | 60 |  | N |  |  | OP | X | 12 | 2017 |  |  | N | IPP Non-CHP | 2 | X | SUN
56769 | Consolidated Edison Development Inc. | 59940 | Great Valley Solar Portfolio Holdings, LLC | CA | Fresno | GVS3 | Solar Photovoltaic | PV |  | S | X | X |  |  | 20 |  | 20 | 20 |  | N |  |  | OP | X | 12 | 2017 |  |  | N | IPP Non-CHP | 2 | X | SUN
56769 | Consolidated Edison Development Inc. | 59940 | Great Valley Solar Portfolio Holdings, LLC | CA | Fresno | GVS4 | Solar Photovoltaic | PV |  | S | X | X |  |  | 20 |  | 20 | 20 |  | N |  |  | OP | X | 12 | 2017 |  |  | N | IPP Non-CHP | 2 | X | SUN
56769 | Consolidated Edison Development Inc. | 59940 | Great Valley Solar Portfolio Holdings, LLC | CA | Fresno | TQ8 | Solar Photovoltaic | PV |  | S | X | X |  |  | 102.5 |  | 102.5 | 102.5 |  | N |  |  | OP | X | 4 | 2018 |  |  | N | IPP Non-CHP | 2 | X | SUN
63249 | Terraform Arcadia | 59942 | Morgan Lancaster 1 | CA | Los Angeles | ML1 | Solar Photovoltaic | PV |  | S | X | X |  |  | 1.5 |  | 1.5 | 1.5 |  | N |  |  | OP | X | 9 | 2015 |  |  | N | IPP Non-CHP | 2 | X | SUN
59711 | Bakersfield 111 LLC | 59948 | Bakersfield 111 | CA | Kern | BF111 | Solar Photovoltaic | PV |  | S | X | X | ZP26 | ZP26 | 1.4 |  | 1.4 | 1.4 |  | N |  |  | OP | X | 7 | 2015 |  |  | N | IPP Non-CHP | 2 | X | SUN | [33 empty] | N
59713 | Potrero Hills Energy Producers, LLC | 59952 | Potrero Hills Energy Producers | CA | Solano | 1 | Landfill Gas | IC |  | S | X | X |  |  | 1.6 | 0.8 | 1.6 | 1.6 | 1.1 | N |  |  | OP | X | 4 | 2016 |  |  | N | IPP Non-CHP | 2 | X | LFG | [9 empty] | N | N |  | 1H |  |  |  |  | N | [15 empty] | N |  |  | N | N | N
59713 | Potrero Hills Energy Producers, LLC | 59952 | Potrero Hills Energy Producers | CA | Solano | 2 | Landfill Gas | IC |  | S | X | X |  |  | 1.6 | 0.8 | 1.6 | 1.6 | 1.1 | N |  |  | OP | X | 4 | 2016 |  |  | N | IPP Non-CHP | 2 | X | LFG | [9 empty] | N | N |  | 1H |  |  |  |  | N | [15 empty] | N |  |  | N | N | N
59713 | Potrero Hills Energy Producers, LLC | 59952 | Potrero Hills Energy Producers | CA | Solano | 3 | Landfill Gas | IC |  | S | X | X |  |  | 1.6 | 0.8 | 1.6 | 1.6 | 1.1 | N |  |  | OP | X | 4 | 2016 |  |  | N | IPP Non-CHP | 2 | X | LFG | [9 empty] | N | N |  | 1H |  |  |  |  | N | [15 empty] | N |  |  | N | N | N
59713 | Potrero Hills Energy Producers, LLC | 59952 | Potrero Hills Energy Producers | CA | Solano | 4 | Landfill Gas | IC |  | S | X | X |  |  | 1.6 | 0.8 | 1.6 | 1.6 | 1.1 | N |  |  | OP | X | 4 | 2016 |  |  | N | IPP Non-CHP | 2 | X | LFG | [9 empty] | N | N |  | 1H |  |  |  |  | N | [15 empty] | N |  |  | N | N | N
59713 | Potrero Hills Energy Producers, LLC | 59952 | Potrero Hills Energy Producers | CA | Solano | 5 | Landfill Gas | IC |  | S | X | X |  |  | 1.6 | 0.8 | 1.6 | 1.6 | 1.1 | N |  |  | OP | X | 4 | 2016 |  |  | N | IPP Non-CHP | 2 | X | LFG | [9 empty] | N | N |  | 1H |  |  |  |  | N | [15 empty] | N |  |  | N | N | N
58661 | Sustainable Power Group, LLC | 59961 | Western Antelope Blue Sky B | CA | Los Angeles | WABSB | Solar Photovoltaic | PV |  | W | X | X |  |  | 20 |  | 19 | 19 |  | N |  |  | OP | X | 12 | 2016 |  |  | N | IPP Non-CHP | 2 | X | SUN | [9 empty] | N | N
58661 | Sustainable Power Group, LLC | 59962 | North Lancaster Ranch | CA | Los Angeles | NLR | Solar Photovoltaic | PV |  | W | X | X |  |  | 20 |  | 18 | 17 |  | N |  |  | OP | X | 12 | 2016 |  |  | N | IPP Non-CHP | 2 | X | SUN | [9 empty] | N | N
58661 | Sustainable Power Group, LLC | 59963 | Central Antelope Dry Ranch C | CA | Los Angeles | CADRC | Solar Photovoltaic | PV |  | W | X | X |  |  | 20 |  | 17 | 16 |  | N |  |  | OP | X | 5 | 2016 |  |  | N | IPP Non-CHP | 2 | X | SUN | [9 empty] | N | N
58661 | Sustainable Power Group, LLC | 59964 | Elevation Solar C | CA | Los Angeles | ELVSC | Solar Photovoltaic | PV |  | W | X | X |  |  | 40 |  | 39 | 37 |  | N |  |  | OP | X | 12 | 2016 |  |  | N | IPP Non-CHP | 2 | X | SUN | [9 empty] | N | N
59727 | RE Astoria LLC | 59976 | RE Astoria | CA | Kern | ASTR1 | Solar Photovoltaic | PV |  | S | X | X |  |  | 100 |  | 100 | 100 |  | N |  |  | OP | X | 12 | 2016 |  |  | N | IPP Non-CHP | 2 | X | SUN
59728 | RE Astoria 2 LLC | 59977 | RE Astoria 2 | CA | Kern | ASTR2 | Solar Photovoltaic | PV |  | S | X | X |  |  | 75 |  | 75 | 75 |  | N |  |  | OP | X | 12 | 2016 |  |  | N | IPP Non-CHP | 2 | X | SUN
60496 | Adapture Renewables, Inc. | 59978 | Enerparc CA2, LLC | CA | Glenn | ECA22 | Solar Photovoltaic | PV |  | S | X | X |  |  | 1.5 |  | 1.5 | 1.5 |  | N |  |  | OP | X | 3 | 2016 |  |  | N | IPP Non-CHP | 2 | X | SUN
59736 | Columbia Solar Energy LLC | 59979 | Columbia Solar Energy, LLC | CA | Contra Costa | GEN1 | Solar Photovoltaic | PV |  | S | X | X |  |  | 19.2 |  | 19.2 | 19.2 |  | N |  |  | OP | X | 10 | 2015 |  |  | N | IPP Non-CHP | 2 | X | SUN
17650 | Southern Power Co | 60007 | Morelos del Sol | CA | Kern | MORLS | Solar Photovoltaic | PV |  | W | X | X |  |  | 15 |  | 15 | 15 |  | N |  |  | OP | X | 11 | 2015 |  |  | N | IPP Non-CHP | 2 | X | SUN | [36 empty] | N
63249 | Terraform Arcadia | 60026 | Little Rock Pham Solar | CA | Los Angeles | PV1 | Solar Photovoltaic | PV |  | S | X | X |  |  | 3 |  | 3 | 3 |  | N |  |  | OP | X | 12 | 2015 |  |  | N | IPP Non-CHP | 2 | X | SUN | [9 empty] | N | N
58661 | Sustainable Power Group, LLC | 60027 | Adera Solar | CA | Madera | ADERA | Solar Photovoltaic | PV |  | S | X | X | ADERAG1_7_N001 | ADERAG1_7_N001 | 20 |  | 19 | 19 |  | N |  |  | OP | X | 12 | 2015 |  |  | N | IPP Non-CHP | 2 | X | SUN | [9 empty] | N | N | [25 empty] | N
59773 | SunE Solar XVI Lessor, LLC | 60032 | SunE Rochester | CA | San Bernardino | RCHTR | Solar Photovoltaic | PV |  | S | X | X |  |  | 1 |  | 1 | 1 |  | N |  |  | OP | X | 8 | 2016 |  |  | N | IPP Non-CHP | 2 | X | SUN
61423 | California Flats Solar 130, LLC | 60033 | CA Flats Solar 130, LLC | CA | San Luis Obispo | GEN01 | Solar Photovoltaic | PV |  | S | X | X |  |  | 130 |  | 130 | 130 | 0 | N |  |  | OP | X | 11 | 2017 |  |  | N | IPP Non-CHP | 2 | X | SUN | [12 empty] | 10M | [20 empty] | N |  |  | N
61230 | CD Arevon USA, Inc. | 60034 | CA Flats Solar 150, LLC | CA | San Luis Obispo | GEN01 | Solar Photovoltaic | PV |  | S | X | X |  |  | 150 |  | 150 | 150 |  | N |  |  | OP | X | 2 | 2019 |  |  | N | IPP Non-CHP | 2 | X | SUN
59775 | Solar Star California XXXI, LLC | 60035 | Tequesquite Landfill Solar PV Project | CA | Riverside | RPU1 | Solar Photovoltaic | PV |  | W | X | X |  |  | 7.3 |  | 7.3 | 7.3 | 0 | N |  |  | OP | X | 10 | 2015 |  |  | N | IPP Non-CHP | 2 | X | SUN | [9 empty] | N | N |  | 10M | [23 empty] | N | N | N
59776 | Frontier Solar, LLC | 60039 | Frontier Solar LLC | CA | Stanislaus | FTRS | Solar Photovoltaic | PV |  | S | X | X |  |  | 20 |  | 20 | 18 |  | N |  |  | OP | X | 6 | 2016 |  |  | N | IPP Non-CHP | 2 | X | SUN | [36 empty] | N
61112 | Cuyama Solar, LLC | 60043 | Cuyama Solar, LLC | CA | Santa Barbara | GEN01 | Solar Photovoltaic | PV |  | S | X | X |  |  | 40 |  | 40 | 40 |  | N |  |  | OP | X | 11 | 2017 |  |  | N | IPP Non-CHP | 2 | X | SUN | [9 empty] | N | N
59780 | Golden Hills Wind, LLC | 60049 | Golden Hills Wind | CA | Alameda | GE | Onshore Wind Turbine | WT |  | S | X | X |  |  | 85.9 |  | 85.9 | 85.9 | 0.5 | N |  |  | OP | X | 12 | 2015 |  |  | N | IPP Non-CHP | 2 | X | WND | [9 empty] | N | N | 48 |  |  |  |  | N
59791 | Lindberg Field Solar I LLC | 60060 | Lindberg FIeld Solar | CA | San Diego | SDIA2 | Solar Photovoltaic | PV |  | S | X | X |  |  | 2.1 |  | 1.7 | 1.7 |  | N |  |  | OP | X | 2 | 2016 |  |  | N | IPP Non-CHP | 2 | X | SUN
59791 | Lindberg Field Solar I LLC | 60060 | Lindberg FIeld Solar | CA | San Diego | SDIAA | Solar Photovoltaic | PV |  | S | X | X |  |  | 0.6 |  | 0.5 | 0.5 |  | N |  |  | OP | X | 9 | 2015 |  |  | N | IPP Non-CHP | 2 | X | SUN
59791 | Lindberg Field Solar I LLC | 60060 | Lindberg FIeld Solar | CA | San Diego | SDIAB | Solar Photovoltaic | PV |  | S | X | X |  |  | 0.5 |  | 0.5 | 0.5 |  | N |  |  | OP | X | 12 | 2015 |  |  | N | IPP Non-CHP | 2 | X | SUN
56769 | Consolidated Edison Development Inc. | 60077 | CED Avenal | CA | Kings | AVCA | Solar Photovoltaic | PV |  | S | X | X |  |  | 15.8 |  | 15.8 | 15.8 |  | N |  |  | OP | X | 1 | 2017 |  |  | N | IPP Non-CHP | 2 | X | SUN
56769 | Consolidated Edison Development Inc. | 60078 | CED Ducor 1 | CA | Tulare | DU1CA | Solar Photovoltaic | PV |  | S | X | X |  |  | 20 |  | 20 | 20 |  | N |  |  | OP | X | 12 | 2016 |  |  | N | IPP Non-CHP | 2 | X | SUN
56769 | Consolidated Edison Development Inc. | 60079 | CED Ducor 2 | CA | Tulare | DU2CA | Solar Photovoltaic | PV |  | S | X | X |  |  | 20 |  | 20 | 20 |  | N |  |  | OP | X | 12 | 2016 |  |  | N | IPP Non-CHP | 2 | X | SUN
56769 | Consolidated Edison Development Inc. | 60080 | CED Ducor 3 | CA | Tulare | DU3CA | Solar Photovoltaic | PV |  | S | X | X |  |  | 15 |  | 15 | 15 |  | N |  |  | OP | X | 12 | 2016 |  |  | N | IPP Non-CHP | 2 | X | SUN
56769 | Consolidated Edison Development Inc. | 60081 | CED Ducor 4 | CA | Tulare | DU4CA | Solar Photovoltaic | PV |  | S | X | X |  |  | 20 |  | 20 | 20 |  | N |  |  | OP | X | 12 | 2016 |  |  | N | IPP Non-CHP | 2 | X | SUN
20323 | Wellhead Services, Inc | 60083 | Fresno Solar | CA | Fresno | PV-S | Solar Photovoltaic | PV |  | S | X | X |  |  | 1.5 |  | 1.5 | 1.5 |  | N |  |  | OP | X | 10 | 2015 |  |  | N | IPP Non-CHP | 2 | X | SUN | [9 empty] | N | [26 empty] | N
20323 | Wellhead Services, Inc | 60083 | Fresno Solar | CA | Fresno | PV-W | Solar Photovoltaic | PV |  | S | X | X |  |  | 1.5 |  | 1.5 | 1.5 |  | N |  |  | OP | X | 10 | 2015 |  |  | N | IPP Non-CHP | 2 | X | SUN | [9 empty] | N | [26 empty] | N
60947 | Tesla Inc. | 60085 | AVS Lancaster 1 | CA | Los Angeles | PV1 | Solar Photovoltaic | PV |  | W | X | X |  |  | 3.7 |  | 3.7 | 3.7 |  | N |  |  | OP | X | 12 | 2016 |  |  | N | IPP Non-CHP | 2 | X | SUN
60947 | Tesla Inc. | 60086 | US-TOPCO (Soccer Center) | CA | Los Angeles | PV1 | Solar Photovoltaic | PV |  | W | X | X |  |  | 3 |  | 3 | 3 |  | N |  |  | OP | X | 12 | 2016 |  |  | N | IPP Non-CHP | 2 | X | SUN
61230 | CD Arevon USA, Inc. | 60091 | Kingbird B Solar, LLC | CA | Kern | GEN01 | Solar Photovoltaic | PV |  | J | X | X |  |  | 20 |  | 20 | 20 |  | N |  |  | OP | X | 4 | 2016 |  |  | N | IPP Non-CHP | 2 | X | SUN
59843 | Blythe Solar II, LLC | 60092 | Blythe Solar II, LLC | CA | Riverside | BLCK4 | Solar Photovoltaic | PV |  | S | X | X |  |  | 33.2 |  | 33.2 | 33.2 |  | N |  |  | OP | X | 7 | 2016 |  |  | N | IPP Non-CHP | 2 | X | SUN | [9 empty] | N | N | 0 | [24 empty] | N
59843 | Blythe Solar II, LLC | 60092 | Blythe Solar II, LLC | CA | Riverside | BLCK5 | Solar Photovoltaic | PV |  | S | X | X |  |  | 33.9 |  | 33.9 | 33.9 |  | N |  |  | OP | X | 8 | 2016 |  |  | N | IPP Non-CHP | 2 | X | SUN | [9 empty] | N | N | [25 empty] | N
59843 | Blythe Solar II, LLC | 60092 | Blythe Solar II, LLC | CA | Riverside | BLCK6 | Solar Photovoltaic | PV |  | S | X | X |  |  | 32 |  | 32 | 32 |  | N |  |  | OP | X | 9 | 2016 |  |  | N | IPP Non-CHP | 2 | X | SUN | [9 empty] | N | N | [25 empty] | N
59843 | Blythe Solar II, LLC | 60092 | Blythe Solar II, LLC | CA | Riverside | BLCK7 | Solar Photovoltaic | PV |  | S | X | X |  |  | 32.1 |  | 32.1 | 32.1 |  | N |  |  | OP | X | 10 | 2016 |  |  | N | IPP Non-CHP | 2 | X | SUN | [9 empty] | N | N | [25 empty] | N
59842 | Blythe Solar 110, LLC | 60093 | Blythe Solar 110, LLC | CA | Riverside | BLCK1 | Solar Photovoltaic | PV |  | S | X | X |  |  | 38.7 |  | 38.7 | 38.7 |  | N |  |  | OP | X | 3 | 2016 |  |  | N | IPP Non-CHP | 2 | X | SUN | [9 empty] | N | N | 0 | [24 empty] | N
59842 | Blythe Solar 110, LLC | 60093 | Blythe Solar 110, LLC | CA | Riverside | BLCK2 | Solar Photovoltaic | PV |  | S | X | X |  |  | 36.3 |  | 36.3 | 36.3 |  | N |  |  | OP | X | 4 | 2016 |  |  | N | IPP Non-CHP | 2 | X | SUN | [9 empty] | N | N | [25 empty] | N
59842 | Blythe Solar 110, LLC | 60093 | Blythe Solar 110, LLC | CA | Riverside | BLCK3 | Solar Photovoltaic | PV |  | S | X | X |  |  | 34.8 |  | 34.8 | 34.8 |  | N |  |  | OP | X | 4 | 2016 |  |  | N | IPP Non-CHP | 2 | X | SUN | [9 empty] | N | N | [25 empty] | N
59844 | Blythe Solar III, LLC | 60094 | Blythe Solar III, LLC Hybrid | CA | Riverside | BLSL3 | Solar Photovoltaic | PV |  | S | X | X |  |  | 136.8 |  | 136.8 | 136.8 |  | N |  |  | OP | X | 5 | 2020 |  |  | N | IPP Non-CHP | 2 | X | SUN | [9 empty] | N
59845 | Blythe Solar IV, LLC | 60095 | Blythe Solar IV, LLC | CA | Riverside | BLS4A | Solar Photovoltaic | PV |  | S | X | X |  |  | 68.7 |  | 68.7 | 68.7 |  | N |  |  | OP | X | 11 | 2020 |  |  | N | IPP Non-CHP | 2 | X | SUN | [9 empty] | N
59845 | Blythe Solar IV, LLC | 60095 | Blythe Solar IV, LLC | CA | Riverside | BLS4B | Solar Photovoltaic | PV |  | S | X | X |  |  | 68.7 |  | 68.7 | 68.7 |  | N |  |  | OP | X | 11 | 2020 |  |  | N | IPP Non-CHP | 2 | X | SUN | [9 empty] | N
59849 | Dinuba Energy | 60100 | Dinuba Energy | CA | Tulare | G-1 | Wood/Wood Waste Biomass | ST |  | S | X | X |  | DINUBAE_7_B2 | 11.5 | 0.85 | 11.5 | 11.5 | 5 | N |  |  | SB | Y | 10 | 1985 |  |  | N | IPP Non-CHP | 2 | X | WDS | AB |  |  |  |  | NG |  |  |  | N | N |  | OVER | [23 empty] | Y | Y | N
59892 | UCI Fuel Cell, LLC | 60120 | UCI Fuel Cell | CA | Orange | MB-16 | Other Natural Gas | FC |  | S | X | X | VILLAPK_2_NO29 |  | 1.4 |  | 1.4 | 1.4 | 0.6 | N |  |  | OP | X | 12 | 2015 |  |  | Y | IPP CHP | 3 | T | NG | [9 empty] | N | N |  | OVER | [23 empty] | N
61012 | AES Distributed Energy | 60142 | Lemoore 1 | CA | Kings | LEPV1 | Solar Photovoltaic | PV |  | S | X | X |  |  | 1.5 |  | 1.5 | 1.5 |  | N |  |  | OP | X | 2 | 2016 |  |  | N | IPP Non-CHP | 2 | X | SUN
57104 | Golden Springs Development Company LLC | 60151 | Building F | CA | Los Angeles | BLDGF | Solar Photovoltaic | PV |  | S | X | X |  |  | 1.3 |  | 1.3 | 1.3 |  | N |  |  | OP | X | 11 | 2016 |  |  | N | IPP Non-CHP | 2 | X | SUN
57104 | Golden Springs Development Company LLC | 60153 | Building G | CA | Los Angeles | BLDGG | Solar Photovoltaic | PV |  | S | X | X |  |  | 1.2 |  | 1.2 | 1.2 |  | N |  |  | OP | X | 9 | 2016 |  |  | N | IPP Non-CHP | 2 | X | SUN
57104 | Golden Springs Development Company LLC | 60154 | Buidling L | CA | Los Angeles | BLDG1 | Solar Photovoltaic | PV |  | S | X | X |  |  | 1 |  | 1 | 1 |  | N |  |  | OP | X | 11 | 2016 |  |  | N | IPP Non-CHP | 2 | X | SUN
57104 | Golden Springs Development Company LLC | 60182 | Dulles | CA | Riverside | DULLE | Solar Photovoltaic | PV |  | S | X | X |  |  | 2 |  | 2 | 2 |  | N |  |  | OP | X | 9 | 2016 |  |  | N | IPP Non-CHP | 2 | X | SUN
57104 | Golden Springs Development Company LLC | 60183 | Freeway Springs | CA | Los Angeles | FSPRI | Solar Photovoltaic | PV |  | S | X | X |  |  | 2 |  | 2 | 2 |  | N |  |  | OP | X | 10 | 2016 |  |  | N | IPP Non-CHP | 2 | X | SUN
58661 | Sustainable Power Group, LLC | 60185 | Solverde 1 | CA | Los Angeles | SOLV1 | Solar Photovoltaic | PV |  | S | X | X |  |  | 85 |  | 81 | 78 |  | N |  |  | OP | X | 12 | 2016 |  |  | N | IPP Non-CHP | 2 | X | SUN | [9 empty] | N | N
58661 | Sustainable Power Group, LLC | 60186 | Antelope DSR 1 | CA | Los Angeles | DSR1 | Solar Photovoltaic | PV |  | S | X | X |  |  | 50 |  | 48 | 46 |  | N |  |  | OP | X | 12 | 2016 |  |  | N | IPP Non-CHP | 2 | X | SUN | [9 empty] | N | N
58661 | Sustainable Power Group, LLC | 60187 | Antelope DSR 2 | CA | Los Angeles | DSR2 | Solar Photovoltaic | PV |  | S | X | X |  |  | 5 |  | 5 | 5 |  | N |  |  | OP | X | 12 | 2016 |  |  | N | IPP Non-CHP | 2 | X | SUN | [9 empty] | N | N
59969 | Whitethorn Solar LLC | 60193 | Whitethorn Solar LLC | CA | Alameda | GEN1 | Solar Photovoltaic | PV |  | S | X | X |  |  | 3.3 |  | 3.3 | 3.3 |  | N |  |  | OP | X | 2 | 2016 |  |  | N | IPP Non-CHP | 2 | X | SUN | [36 empty] | N
60004 | Strata Roof 1, LLC | 60219 | Strata Roof 1 | CA | Sacramento | UNIT1 | Solar Photovoltaic | PV |  | S | X | X |  |  | 1 |  | 1 | 0.6 |  | N |  |  | OP | X | 5 | 2013 |  |  | N | IPP Non-CHP | 2 | X | SUN
60003 | Zero Waste Energy Development Company LLC | 60220 | Zero Waste Energy Development Co LLC | CA | Santa Clara | ZWED1 | Other Waste Biomass | IC | 1 | S | X | X | np15 | np15 | 0.8 | 1 | 0.8 | 0.8 | 0.5 | N |  |  | OP | X | 2 | 2015 |  |  | Y | IPP CHP | 3 | T | OBG | [9 empty] | N | N |  | 10M | [20 empty] | N |  |  | N | N | N
60003 | Zero Waste Energy Development Company LLC | 60220 | Zero Waste Energy Development Co LLC | CA | Santa Clara | ZWED2 | Other Waste Biomass | IC | 1 | S | X | X | np15 | np15 | 0.8 | 1 | 0.8 | 0.8 | 0.8 | N |  |  | OP | X | 2 | 2015 |  |  | N | IPP CHP | 3 | X | OBG | [9 empty] | N | N |  | 10M | [20 empty] | N |  |  | N | N | N
57128 | Bloom Energy | 60223 | Equinix San Jose | CA | Santa Clara | EQXOO | Other Natural Gas | FC |  | W | X | X |  |  | 1.1 |  | 1 | 1 | 0.1 | N |  |  | OP | X | 11 | 2015 |  |  | N | IPP Non-CHP | 2 | X | NG | [9 empty] | N | N |  | OVER
57128 | Bloom Energy | 60224 | Intel Santa Clara | CA | Santa Clara | NTL00 | Other Natural Gas | FC |  | W | X | X |  |  | 1.1 |  | 1 | 1 | 0.1 | N |  |  | OP | X | 1 | 2015 |  |  | N | IPP Non-CHP | 2 | X | NG | [9 empty] | N | N |  | OVER
60413 | Rancho Seco Solar, LLC | 60226 | Rancho Seco Solar, LLC | CA | Sacramento | GEN01 | Solar Photovoltaic | PV |  | S | X | X |  |  | 10.8 |  | 10.8 | 10.8 |  | N |  |  | OP | X | 8 | 2016 |  |  | N | IPP Non-CHP | 2 | X | SUN | [9 empty] | N | N | [25 empty] | N
60947 | Tesla Inc. | 60231 | Genentech-Oceanside Hybrid | CA | San Diego | BA1 | Batteries | BA |  | W | X | X |  |  | 2 |  | 2 | 2 | 1 | N |  |  | OP | X | 4 | 2016 |  |  | N | IPP Non-CHP | 2 | X | MWH | [12 empty] | 10M
60947 | Tesla Inc. | 60231 | Genentech-Oceanside Hybrid | CA | San Diego | PV1 | Solar Photovoltaic | PV |  | W | X | X |  |  | 4.5 |  | 4.5 | 4.5 |  | N |  |  | OP | X | 4 | 2016 |  |  | N | IPP Non-CHP | 2 | X | SUN
17650 | Southern Power Co | 60233 | RE Garland | CA | Kern | PV2 | Solar Photovoltaic | PV |  | W | X | X |  |  | 185.1 |  | 180 | 180 |  | N |  |  | OP | X | 11 | 2016 |  |  | N | IPP Non-CHP | 2 | X | SUN | [36 empty] | N
58468 | Dominion Renewable Energy | 60237 | Midway Solar Farm II | CA | Imperial | MSF2 | Solar Photovoltaic | PV |  | S | X | X |  |  | 30 |  | 30 | 30 |  | N |  |  | OP | X | 5 | 2017 |  |  | N | IPP Non-CHP | 2 | X | SUN
59050 | Algonquin Power Co | 60242 | Algonquin SKIC 10 Solar, LLC | CA | Kern | SKI10 | Solar Photovoltaic | PV |  | S | X | X |  |  | 10 |  | 10 | 10 |  | N |  |  | OP | X | 1 | 2017 |  |  | N | IPP Non-CHP | 2 | X | SUN
60038 | Silicon Valley Clean Water | 60249 | Silicon Valley Clean Water | CA | San Mateo | BES | Batteries | BA |  | S | X | X |  |  | 1 |  | 1 | 1 | 0.1 | N |  |  | OP | X | 11 | 2020 |  |  | N | IPP CHP | 3 | X | MWH | [9 empty] | N |  |  | 10M | [23 empty] | N
60038 | Silicon Valley Clean Water | 60249 | Silicon Valley Clean Water | CA | San Mateo | CGN | Other Waste Biomass | IC |  | S | X | X |  |  | 1.2 | 0.9 | 1.2 | 1.2 | 0.6 | N |  |  | OP | X | 3 | 2015 |  |  | Y | IPP CHP | 3 | T | OBG | NG | [8 empty] | N | N |  | 1H | [23 empty] | Y | Y | N
12397 | Metropolitan Water District of S CA | 60255 | Weymouth Solar Plant | CA | Los Angeles | 1 | Solar Photovoltaic | PV |  | S | X | X |  |  | 2 |  | 2 | 2 |  | N |  |  | OP | X | 6 | 2016 |  |  | N | Electric Utility | 1 | X | SUN
12397 | Metropolitan Water District of S CA | 60255 | Weymouth Solar Plant | CA | Los Angeles | 2 | Solar Photovoltaic | PV |  | S | X | X |  |  | 1 |  | 1 | 1 |  | N |  |  | OP | X | 6 | 2016 |  |  | N | Electric Utility | 1 | X | SUN
60067 | Westside Assets LLC | 60275 | Westside Solar Power PV1 | CA | Kings | WSPV1 | Solar Photovoltaic | PV |  | S | X | X |  |  | 2 |  | 2 | 2 |  | N |  |  | OP | X | 5 | 2016 |  |  | N | IPP Non-CHP | 2 | X | SUN
60059 | ZGlobal Inc | 60277 | Castor Solar | CA | Kern | CASTR | Solar Photovoltaic | PV |  | W | X | X |  |  | 1.5 |  | 1.5 | 1.5 |  | N |  |  | OP | X | 4 | 2016 |  |  | N | IPP Non-CHP | 2 | X | SUN | [9 empty] | N | N
58661 | Sustainable Power Group, LLC | 60279 | Antelope Big Sky Ranch | CA | Los Angeles | ABSR | Solar Photovoltaic | PV |  | S | X | X |  |  | 20 |  | 19 | 19 |  | N |  |  | OP | X | 8 | 2016 |  |  | N | IPP Non-CHP | 2 | X | SUN | [9 empty] | N | N
58661 | Sustainable Power Group, LLC | 60280 | Summer Solar LLC | CA | Los Angeles | SUMSL | Solar Photovoltaic | PV |  | S | X | X |  |  | 20 |  | 19 | 19 |  | N |  |  | OP | X | 7 | 2016 |  |  | N | IPP Non-CHP | 2 | X | SUN | [9 empty] | N | N
63250 | Central Antelope Dry Ranch B LLC | 60281 | Central Antelope Dry Ranch B LLC | CA | Los Angeles | CADRB | Solar Photovoltaic | PV |  | S | X | X |  |  | 3 |  | 3 | 3 |  | N |  |  | OP | X | 9 | 2017 |  |  | N | IPP Non-CHP | 2 | X | SUN
60412 | Portal Ridge Solar, LLC | 60310 | Portal Ridge Solar B, LLC | CA | Los Angeles | GEN01 | Solar Photovoltaic | PV |  | S | X | X |  |  | 20 |  | 20 | 20 |  | N |  |  | OP | X | 2 | 2017 |  |  | N | IPP Non-CHP | 2 | X | SUN | [36 empty] | N
60412 | Portal Ridge Solar, LLC | 60311 | Portal Ridge Solar C, LLC | CA | Los Angeles | GEN01 | Solar Photovoltaic | PV |  | S | X | X |  |  | 11.4 |  | 11.4 | 11.4 |  | N |  |  | OP | X | 2 | 2017 |  |  | N | IPP Non-CHP | 2 | X | SUN | [36 empty] | N
60025 | Greenbacker Renewable Energy Corporation | 60315 | Midway Solar Farm III | CA | Imperial | MSF3 | Solar Photovoltaic | PV |  | S | X | X |  |  | 20 |  | 20 | 20 |  | N |  |  | OP | X | 9 | 2018 |  |  | N | IPP Non-CHP | 2 | X | SUN
61672 | Willow Spring Solar LLC | 60324 | Willow Spring Solar, LLC | CA | Kern | GEN01 | Solar Photovoltaic | PV |  | S | X | X |  |  | 107.9 | 1 | 107.9 | 107.9 |  | N |  |  | OP | X | 1 | 2019 |  |  | N | IPP Non-CHP | 2 | X | SUN
60118 | 83WI 8ME, LLC | 60336 | Midway Solar Farm 1 | CA | Imperial | MSF1 | Solar Photovoltaic | PV |  | S | X | X |  |  | 50 |  | 50 | 50 |  | N |  |  | OP | X | 1 | 2018 |  |  | N | IPP Non-CHP | 2 | X | SUN | [9 empty] | N | [26 empty] | N
60182 | SRJFC, LLC | 60385 | Santa Rita Jail Fuel Cell | CA | Alameda | MB-18 | Other Natural Gas | FC |  | S | X | X | TESSUB_2_N001 |  | 1.4 |  | 1.4 | 1.4 | 0.6 | N |  |  | OP | X | 12 | 2016 |  |  | Y | IPP CHP | 3 | T | NG | [9 empty] | N | N |  | OVER | [23 empty] | N
17650 | Southern Power Co | 60386 | RE Garland A | CA | Kern | PV1 | Solar Photovoltaic | PV |  | W | X | X |  |  | 20.2 |  | 20 | 20 |  | N |  |  | OP | X | 9 | 2016 |  |  | N | IPP Non-CHP | 2 | X | SUN | [36 empty] | N
60191 | RE Barren Ridge 1, LLC | 60389 | RE Barren Ridge 1 | CA | Kern | REBR1 | Solar Photovoltaic | PV |  | S | X | X |  |  | 60 |  | 60 | 60 |  | N |  |  | OP | X | 8 | 2016 |  |  | N | IPP Non-CHP | 2 | X | SUN
58135 | Ecos Energy LLC | 60412 | Munro Valley Solar | CA | Inyo | MUN | Solar Photovoltaic | PV |  | S | X | X |  |  | 4 |  | 4 | 4 |  | N |  |  | OP | X | 10 | 2016 |  |  | N | IPP Non-CHP | 2 | X | SUN
60206 | Solar Star California XL, LLC | 60426 | RCWD PV Project | CA | Riverside | RCWD | Solar Photovoltaic | PV |  | W | X | X |  |  | 5 |  | 4.1 | 2.7 |  | N |  |  | OP | X | 6 | 2016 |  |  | N | IPP Non-CHP | 2 | X | SUN
58540 | California PV Energy LLC | 60428 | CA Dept of Public Health at Richmond | CA | Contra Costa | PV1 | Solar Photovoltaic | PV |  | S | X | X |  |  | 2.2 |  | 2.2 | 2.2 |  | N |  |  | OP | X | 1 | 2017 |  |  | N | IPP Non-CHP | 2 | X | SUN | [36 empty] | N
63249 | Terraform Arcadia | 60446 | E&B Resources | CA | Kern | PVEB | Solar Photovoltaic | PV |  | S | X | X |  |  | 1 |  | 1 | 1 |  | N |  |  | OP | X | 12 | 2013 |  |  | N | IPP Non-CHP | 2 | X | SUN | [9 empty] | N | N
63249 | Terraform Arcadia | 60450 | Corcoran | CA | Kings | PVCR | Solar Photovoltaic | PV |  | S | X | X |  |  | 1.1 |  | 1.1 | 1.1 |  | N |  |  | OP | X | 1 | 2014 |  |  | N | IPP Non-CHP | 2 | X | SUN
58661 | Sustainable Power Group, LLC | 60474 | Bayshore Solar B, LLC | CA | Los Angeles | BSHRB | Solar Photovoltaic | PV |  | W | X | X |  |  | 20 |  | 20 | 20 |  | N |  |  | OP | X | 12 | 2017 |  |  | N | IPP Non-CHP | 2 | X | SUN | [9 empty] | N | N | [25 empty] | N
58661 | Sustainable Power Group, LLC | 60475 | Bayshore Solar C, LLC | CA | Los Angeles | BSHRC | Solar Photovoltaic | PV |  | W | X | X |  |  | 20 |  | 20 | 20 |  | N |  |  | OP | X | 12 | 2017 |  |  | N | IPP Non-CHP | 2 | X | SUN | [9 empty] | N | N | [25 empty] | N
58661 | Sustainable Power Group, LLC | 60481 | Bayshore Solar A, LLC | CA | Los Angeles | BSHRA | Solar Photovoltaic | PV |  | W | X | X |  |  | 20 |  | 20 | 20 |  | N |  |  | OP | X | 12 | 2017 |  |  | N | IPP Non-CHP | 2 | X | SUN | [9 empty] | N | N | [25 empty] | N
60271 | Longboat Solar, LLC | 60485 | Longboat Solar, LLC | CA | San Bernardino | PV1 | Solar Photovoltaic | PV |  | S | X | X |  |  | 20 |  | 20 | 20 |  | N |  |  | OP | X | 12 | 2016 |  |  | N | IPP Non-CHP | 2 | X | SUN | [36 empty] | N
60277 | 54 KR 8me LLC | 60490 | Redwood 4 Solar Farm | CA | Kern | RW4SF | Solar Photovoltaic | PV |  | S | X | X |  |  | 20 |  | 20 | 20 |  | N |  |  | OP | X | 12 | 2017 |  |  | N | IPP Non-CHP | 2 | X | SUN | [9 empty] | N | N |  | 10M | [23 empty] | N
60278 | 64KT 8me LLC | 60491 | Springbok 3 Solar Farm Hybrid | CA | Kern | SB3BS | Batteries | BA |  | S | X | X |  |  | 1.5 |  | 1.5 | 1.5 | 0.1 | N |  |  | OP | X | 7 | 2019 |  |  | N | IPP Non-CHP | 2 | X | MWH | [12 empty] | 10M
60278 | 64KT 8me LLC | 60491 | Springbok 3 Solar Farm Hybrid | CA | Kern | SB3SF | Solar Photovoltaic | PV |  | S | X | X |  |  | 90 |  | 90 | 90 | 1 | N |  |  | OP | X | 7 | 2019 |  |  | N | IPP Non-CHP | 2 | X | SUN | [9 empty] | N | N |  | 10M | [23 empty] | N
59462 | Heelstone Energy Holdings, LLC | 60509 | Valley Center | CA | San Diego | PV1 | Solar Photovoltaic | PV |  | S | X | X |  |  | 3 |  | 2.3 | 2.3 |  | N |  |  | OP | X | 12 | 2016 |  |  | N | IPP Non-CHP | 2 | X | SUN | [9 empty] | N | N | [25 empty] | N
59462 | Heelstone Energy Holdings, LLC | 60516 | Granger | CA | San Diego | PV1 | Solar Photovoltaic | PV |  | S | X | X |  |  | 3 |  | 3 | 3 |  | N |  |  | OP | X | 9 | 2016 |  |  | N | IPP Non-CHP | 2 | X | SUN | [9 empty] | N | N | [25 empty] | N
60307 | NRG Solar Blythe II LLC | 60558 | Solar Blythe 2 | CA | Riverside | PV1 | Solar Photovoltaic | PV |  | W | X | X |  |  | 20 |  | 20 | 20 |  | N |  |  | OP | X | 4 | 2017 |  |  | N | IPP Non-CHP | 2 | X | SUN
60336 | SDGE Batteries | 60565 | Borrego Springs Energy Storage | CA | San Diego | SES1 | Batteries | BA |  | S | X | X |  |  | 0.5 |  | 0.5 | 0.5 | 0.1 | N |  |  | OP | X | 12 | 2012 |  |  | N | Electric Utility | 1 | X | MWH | [12 empty] | 1H
60336 | SDGE Batteries | 60565 | Borrego Springs Energy Storage | CA | San Diego | SES2 | Batteries | BA |  | S | X | X |  |  | 1 |  | 1 | 1 | 0.1 | N |  |  | OP | X | 2 | 2014 |  |  | N | Electric Utility | 1 | X | MWH | [12 empty] | 1H
60336 | SDGE Batteries | 60566 | Pala Energy Storage Yard | CA | San Diego | SES1 | Batteries | BA |  | S | X | X |  |  | 0.5 |  | 0.5 | 0.5 | 0.1 | N |  |  | OP | X | 12 | 2012 |  |  | N | Electric Utility | 1 | X | MWH | [9 empty] | N | N |  | 1H | [20 empty] | N |  |  | N | N | N
60336 | SDGE Batteries | 60566 | Pala Energy Storage Yard | CA | San Diego | SES2 | Batteries | BA |  | S | X | X |  |  | 1 |  | 1 | 1 | 0.1 | N |  |  | OP | X | 8 | 2015 |  |  | N | Electric Utility | 1 | X | MWH | [9 empty] | N | N |  | 1H | [20 empty] | N |  |  | N | N | N
60336 | SDGE Batteries | 60567 | Ortega Highway Energy Storage | CA | Orange | SES1 | Batteries | BA |  | S | X | X |  |  | 1 |  | 1 | 1 | 0.1 | N |  |  | OP | X | 5 | 2015 |  |  | N | Electric Utility | 1 | X | MWH | [12 empty] | 1H | [20 empty] | N |  |  | N | N | N
60336 | SDGE Batteries | 60567 | Ortega Highway Energy Storage | CA | Orange | SES2 | Batteries | BA |  | S | X | X |  |  | 1 |  | 1 | 1 | 0.1 | N |  |  | OP | X | 10 | 2015 |  |  | N | Electric Utility | 1 | X | MWH | [12 empty] | 1H | [20 empty] | N |  |  | N | N | N
60336 | SDGE Batteries | 60568 | Canyon Crest Academy | CA | San Diego | SES | Batteries | BA |  | S | X | X |  |  | 1 |  | 1 | 1 | 0.1 | N |  |  | OP | X | 10 | 2014 |  |  | N | Electric Utility | 1 | X | MWH | [12 empty] | 1H
16609 | San Diego Gas & Electric Co | 60569 | El Cajon Energy Storage | CA | San Diego | SES | Batteries | BA |  | S | X | X |  |  | 7.5 |  | 7.5 | 7.5 | 1 | N |  |  | OP | X | 2 | 2017 |  |  |  | Electric Utility | 1 | X | MWH | [12 empty] | 10M | [23 empty] | N
16609 | San Diego Gas & Electric Co | 60570 | Escondido Energy Storage | CA | San Diego | SES | Batteries | BA |  | S | X | X |  |  | 30 |  | 30 | 30 | 1 | N |  |  | OP | X | 3 | 2017 |  |  |  | Electric Utility | 1 | X | MWH | [12 empty] | 1H
16764 | City of San Diego | 60571 | North City - Landfill Gas Engine North | CA | San Diego | NCEP | Landfill Gas | IC |  | S | X | X |  |  | 1.6 | 0.8 | 1.4 | 1.5 | 1.2 | N |  |  | OP | X | 11 | 2013 |  |  | N | Commercial Non-CHP | 4 | X | LFG | [9 empty] | N | N |  | 10M | [23 empty] | N | N | N
60352 | Golden Fields Solar I, LLC | 60590 | Golden Fields Solar I, LLC | CA | Kern | RS1 | Solar Photovoltaic | PV |  | S | X | X |  |  | 54 |  | 54 | 54 |  | N |  |  | OP | X | 12 | 2016 |  |  | N | IPP Non-CHP | 2 | X | SUN | [9 empty] | N | N | [25 empty] | N
60353 | Solar Star California, XLI, LLC | 60591 | Solar Star California, XLI, LLC | CA | Kern | RS1 | Solar Photovoltaic | PV |  | S | X | X |  |  | 54 |  | 54 | 54 |  | N |  |  | OP | X | 12 | 2016 |  |  | N | IPP Non-CHP | 2 | X | SUN | [9 empty] | N | N | [25 empty] | N
2770 | Terra-Gen Operating Co-Wind | 60594 | Voyager Wind I | CA | Kern | VYGR1 | Onshore Wind Turbine | WT |  | S | X | X |  |  | 131.1 |  | 131.1 | 131.1 | 0 | N |  |  | OP | X | 12 | 2019 |  |  | N | IPP Non-CHP | 2 | X | WND | [9 empty] | N | N | 38
17609 | Southern California Edison Co | 60661 | Mira Loma Energy Storage Facility | CA | San Bernardino | 013A | Batteries | BA |  | S | X | X |  |  | 10 |  | 10 | 10 | 0 | N |  |  | OP | X | 12 | 2016 |  |  | N | Electric Utility | 1 | X | MWH | [12 empty] | 10M | [23 empty] | N | N
17609 | Southern California Edison Co | 60661 | Mira Loma Energy Storage Facility | CA | San Bernardino | 013B | Batteries | BA |  | S | X | X |  |  | 10 |  | 10 | 10 | 0 | N |  |  | OP | X | 12 | 2016 |  |  | N | Electric Utility | 1 | X | MWH | [12 empty] | 10M | [23 empty] | N | N
60399 | GASNA 6P, LLC | 60678 | San Joaquin Solar | CA | Fresno | SJ1A | Solar Photovoltaic | PV |  | S | X | X |  |  | 19.8 |  | 18.5 | 18.5 |  | N |  |  | OP | X | 10 | 2018 |  |  | N | IPP Non-CHP | 2 | X | SUN
60399 | GASNA 6P, LLC | 60678 | San Joaquin Solar | CA | Fresno | SJ1B | Solar Photovoltaic | PV |  | S | X | X |  |  | 1.5 |  | 1.5 | 1.5 |  | N |  |  | OP | X | 7 | 2019 |  |  | N | IPP Non-CHP | 2 | X | SUN
20323 | Wellhead Services, Inc | 60698 | Stanton Energy Reliability Center Hybrid | CA | Orange | BESS1 | Batteries | BA |  | S | X | X |  |  | 10 |  | 10 | 10 | 0 | N |  |  | OP | X | 8 | 2020 |  |  | N | IPP Non-CHP | 2 | X | MWH | [12 empty] | 10M
20323 | Wellhead Services, Inc | 60698 | Stanton Energy Reliability Center Hybrid | CA | Orange | BESS2 | Batteries | BA |  | S | X | X |  |  | 10 |  | 10 | 10 | 0 | N |  |  | OP | X | 8 | 2020 |  |  | N | IPP Non-CHP | 2 | X | MWH | [12 empty] | 10M
20323 | Wellhead Services, Inc | 60698 | Stanton Energy Reliability Center Hybrid | CA | Orange | GT1 | Natural Gas Fired Combustion Turbine | GT |  | J | X | X |  |  | 70.5 | 0.85 | 70.5 | 70.5 | 0 | N |  |  | OP | X | 7 | 2020 |  |  | N | IPP Non-CHP | 2 | X | NG | [12 empty] | 10M | [23 empty] | N
20323 | Wellhead Services, Inc | 60698 | Stanton Energy Reliability Center Hybrid | CA | Orange | GT2 | Natural Gas Fired Combustion Turbine | GT |  | J | X | X |  |  | 70.5 | 0.85 | 70.5 | 70.5 | 0 | N |  |  | OP | X | 7 | 2020 |  |  | N | IPP Non-CHP | 2 | X | NG | [12 empty] | 10M | [23 empty] | N
61012 | AES Distributed Energy | 60744 | SEPV Imperial Dixieland West | CA | Imperial | SESI2 | Solar Photovoltaic | PV |  | S | X | X |  |  | 3 |  | 2.9 | 2.4 |  | N |  |  | OP | X | 12 | 2016 |  |  | N | IPP Non-CHP | 2 | X | SUN | [36 empty] | N
61012 | AES Distributed Energy | 60745 | SEPV Imperial Dixieland East | CA | Imperial | SESI1 | Solar Photovoltaic | PV |  | S | X | X |  |  | 2 |  | 1.9 | 1.6 |  | N |  |  | OP | X | 12 | 2016 |  |  | N | IPP Non-CHP | 2 | X | SUN | [9 empty] | N | N | [25 empty] | N
61198 | esVolta LP | 60760 | Millikan BESS | CA | Orange | PE101 | Batteries | BA |  | S | X | X | SANTIAGO_6_N026 | SANTIAGO_6_N026 | 2 |  | 2 | 2 | 0 | N |  |  | OP | X | 12 | 2016 |  |  | N | IPP Non-CHP | 2 | X | MWH | [9 empty] | N | N |  | 10M | [23 empty] | N
61944 | Goldman Sachs Renewable Power Group | 60777 | American Kings Solar, LLC | CA | Kings | GEN01 | Solar Photovoltaic | PV |  | S | X | X |  |  | 128 |  | 128 | 128 |  | N |  |  | OP | X | 12 | 2020 |  |  | N | IPP Non-CHP | 2 | X | SUN
60455 | PVN Milliken, LLC | 60790 | PVN Milliken, LLC | CA | San Bernardino | PV | Solar Photovoltaic | PV |  | S | X | X |  |  | 3 |  | 3 | 3 |  | N |  |  | OP | X | 6 | 2017 | 7 | 2047 | N | IPP Non-CHP | 2 | X | SUN
796 | Arizona Electric Pwr Coop Inc | 60791 | SunAnza | CA | Riverside | ANZA1 | Solar Photovoltaic | PV |  | W | X | X |  |  | 2 |  | 2 | 2 |  | N |  |  | OP | X | 9 | 2017 |  |  | N | Electric Utility | 1 | X | SUN
796 | Arizona Electric Pwr Coop Inc | 60791 | SunAnza | CA | Riverside | ANZA2 | Solar Photovoltaic | PV |  | W | X | X |  |  | 1.4 |  | 1.4 | 1.4 |  | N |  |  | OP | X | 12 | 2020 |  |  | N | Electric Utility | 1 | X | SUN
60496 | Adapture Renewables, Inc. | 60813 | Cloverdale Solar Center | CA | Sonoma | ECA02 | Solar Photovoltaic | PV |  | S | X | X |  |  | 1 |  | 1 | 1 |  | N |  |  | OP | X | 5 | 2019 |  |  | N | IPP Non-CHP | 2 | X | SUN
60947 | Tesla Inc. | 60824 | Valley Sanitary District WTP Solar | CA | Riverside | PV1 | Solar Photovoltaic | PV |  | W | X | X |  |  | 1 |  | 1 | 1 |  | N |  |  | OP | X | 12 | 2016 |  |  | N | IPP Non-CHP | 2 | X | SUN
60495 | Sunpin Holdings, LLC | 60825 | Colgreen North Shore Solar Farm | CA | Riverside | CNS1 | Solar Photovoltaic | PV |  | S | X | X |  |  | 74.8 |  | 74.8 | 74.8 |  | N |  |  | OP | X | 12 | 2018 |  |  | N | IPP Non-CHP | 2 | X | SUN | [9 empty] | N | N | [25 empty] | N
60947 | Tesla Inc. | 60844 | Genentech Vacaville Meter #1 | CA | Solano | PV1 | Solar Photovoltaic | PV |  | W | X | X |  |  | 3.8 |  | 3.8 | 3.8 |  | N |  |  | OP | X | 5 | 2017 |  |  | N | IPP Non-CHP | 2 | X | SUN
60947 | Tesla Inc. | 60844 | Genentech Vacaville Meter #1 | CA | Solano | PV2 | Solar Photovoltaic | PV |  | W | X | X |  |  | 2.3 |  | 2.3 | 2.3 |  | N |  |  | OP | X | 5 | 2017 |  |  | N | IPP Non-CHP | 2 | X | SUN
60947 | Tesla Inc. | 60846 | US GSA - Sacramento | CA | Sacramento | PV1 | Solar Photovoltaic | PV |  | W | X | X |  |  | 1.1 |  | 1.1 | 1.1 |  | N |  |  | OP | X | 3 | 2018 |  |  | N | IPP Non-CHP | 2 | X | SUN
60518 | California PV Energy 2, LLC | 60861 | Dept of General Services -FTB | CA | Sacramento | PV1 | Solar Photovoltaic | PV |  | S | X | X |  |  | 2.7 |  | 2.7 | 2.7 |  | N |  |  | OP | X | 7 | 2017 |  |  | N | IPP Non-CHP | 2 | X | SUN
60525 | Solar Star California, XLIV, LLC | 60869 | Solar Star California, XLIV, LLC | CA | Los Angeles | PB1 | Solar Photovoltaic | PV |  | S | X | X |  |  | 9.5 |  | 9.5 | 9.5 |  | N |  |  | OP | X | 12 | 2016 |  |  | N | IPP Non-CHP | 2 | X | SUN | [9 empty] | N | N | [25 empty] | N
60991 | Westmont Solar, LLC | 60914 | Westmont 300B | CA | Los Angeles | W5328 | Solar Photovoltaic | PV |  | S | X | X |  |  | 3 |  | 2.3 | 1.5 |  | N |  |  | OP | X | 12 | 2016 |  |  | N | IPP Non-CHP | 2 | X | SUN | [9 empty] | N | [26 empty] | N
60572 | AlsoEnergy | 60918 | Verwey-Hanford Dairy Digester #1 | CA | Kings | 00003 | Other Waste Biomass | IC |  | S | X | X |  |  | 1 | 1 | 1 | 1 | 0.1 | N |  |  | OP | X | 10 | 2016 |  |  | N | IPP Non-CHP | 2 | X | OBG | [10 empty] | N |  | 10M | [23 empty] | N | N
60639 | AEP Renewables | 60947 | Jacumba Solar Farm | CA | San Diego | Q644A | Solar Photovoltaic | PV |  | S | X | X |  |  | 20 |  | 20 | 20 |  | N |  |  | OP | X | 7 | 2017 |  |  | N | IPP Non-CHP | 2 | X | SUN | [9 empty] | N | N
11208 | Los Angeles Department of Water & Power | 60953 | Owens Valley Solar Project 11 | CA | Inyo | W5381 | Solar Photovoltaic | PV |  | W | X | X |  |  | 1 |  | 1 | 1 |  | N |  |  | OP | X | 12 | 2016 |  |  | N | IPP Non-CHP | 2 | X | SUN | [9 empty] | N | N | [22 empty] | N |  |  | N
60396 | Constellation New Energy Inc. | 60960 | Hyperion Treatment Plant CHP Plant | CA | Los Angeles | CTG1 | Other Waste Biomass | GT |  | W | X | X |  |  | 11 | 0.9 | 10 | 10 | 8.8 | N |  |  | OP | X | 4 | 2017 |  |  | N | IPP Non-CHP | 2 | X | OBG | DFO |  |  |  |  | NG | [6 empty] | 12H | [23 empty] | Y | Y | N
60396 | Constellation New Energy Inc. | 60960 | Hyperion Treatment Plant CHP Plant | CA | Los Angeles | CTG2 | Other Waste Biomass | GT |  | W | X | X |  |  | 11 | 0.9 | 10 | 10 | 8.8 | N |  |  | OP | X | 4 | 2017 |  |  | N | IPP Non-CHP | 2 | X | OBG | NG |  |  |  |  | NG | [6 empty] | 12H | [23 empty] | Y | Y | N
60396 | Constellation New Energy Inc. | 60960 | Hyperion Treatment Plant CHP Plant | CA | Los Angeles | STG1 | Other Waste Biomass | GT |  | W | X | X |  |  | 11 | 0.9 | 2 | 2 | 1 | N |  |  | OP | X | 4 | 2017 |  |  | N | IPP Non-CHP | 2 | X | OBG | NG |  |  |  |  | NG | [6 empty] | 12H | [23 empty] | Y | Y | N
7294 | City of Glendale - (CA) | 60974 | Glendale Battery Energy Storage System | CA | Los Angeles | 2BESS | Batteries | BA |  | S | X | X | N/A | N/A | 2 |  | 2 | 2 |  | N |  |  | OP | X | 10 | 2017 |  |  | N | Electric Utility | 1 | X | MWH | [9 empty] | N | N |  | 10M | [23 empty] | N
60619 | Whitney Point Solar, LLC | 60975 | Whitney Point Solar | CA | Fresno | WS532 | Solar Photovoltaic | PV |  | S | X | X |  |  | 20 |  | 20 | 20 |  | N |  |  | OP | X | 3 | 2017 |  |  | N | IPP Non-CHP | 2 | X | SUN | [9 empty] | N | N | 0 | [24 empty] | N
60630 | Solar Star California XLVIII, LLC | 60978 | CSUF State College | CA | Orange | PV1 | Solar Photovoltaic | PV |  | W | X | X |  |  | 1 |  | 1 | 1 |  | N |  |  | OP | X | 12 | 2016 |  |  | N | IPP Non-CHP | 2 | X | SUN
60630 | Solar Star California XLVIII, LLC | 60979 | CSUF Nutwood Solar | CA | Orange | PV1 | Solar Photovoltaic | PV |  | W | X | X |  |  | 1.9 |  | 1.9 | 1.9 |  | N |  |  | OP | X | 12 | 2016 |  |  | N | IPP Non-CHP | 2 | X | SUN
60614 | Westside Solar, LLC | 60981 | NextEra Westside PV | CA | Fresno | WS526 | Solar Photovoltaic | PV |  | S | X | X |  |  | 20 |  | 20 | 20 |  | N |  |  | OP | X | 3 | 2017 |  |  | N | IPP Non-CHP | 2 | X | SUN | [9 empty] | N | N | 0 | [24 empty] | N
60618 | Lindberg Field Solar 2, LLC | 60984 | Lindberg Field Solar 2 | CA | San Diego | PV1 | Solar Photovoltaic | PV |  | S | X | X |  |  | 1.9 |  | 1.9 | 1.9 |  | N |  |  | OP | X | 2 | 2017 |  |  | N | IPP Non-CHP | 2 | X | SUN
16609 | San Diego Gas & Electric Co | 60995 | Ramona Solar Energy | CA | San Diego | 1 | Solar Photovoltaic | PV |  | S | X | X |  |  | 4.3 |  | 3.7 | 3.6 |  | N |  |  | OP | X | 4 | 2017 |  |  | N | Electric Utility | 1 | X | SUN | [9 empty] | N | N | [25 empty] | N
60648 | SCDA Solar 1, LLC | 61006 | SCDA Solar 1 | CA | Sacramento | SCAIR | Solar Photovoltaic | PV |  | S | X | X |  |  | 7 |  | 7 | 7 |  | N |  |  | OP | X | 10 | 2017 |  |  | N | IPP Non-CHP | 2 | X | SUN
58661 | Sustainable Power Group, LLC | 61013 | Marin Clean Energy Solar One | CA | Contra Costa | MCES1 | Solar Photovoltaic | PV |  | S | X | X |  |  | 10.5 |  | 10.5 | 10.5 |  | N |  |  | OP | X | 12 | 2017 |  |  | N | IPP Non-CHP | 2 | X | SUN | [9 empty] | N | N | [25 empty] | N
60690 | Foundation CA Fund VIII Manager, LLC | 61066 | Foundation CDCR LAC | CA | Los Angeles | WTG1 | Onshore Wind Turbine | WT |  | S | X | X |  |  | 1.9 |  | 1.9 | 1.9 | 0.1 | N |  |  | OP | X | 12 | 2017 |  |  | N | IPP Non-CHP | 2 | X | WND | [11 empty] | 1 | [24 empty] | N
60690 | Foundation CA Fund VIII Manager, LLC | 61067 | Foundation Scheid Vineyards | CA | Monterey | WTG1 | Onshore Wind Turbine | WT |  | S | X | X |  |  | 1.9 |  | 1.9 | 1.9 | 0.1 | N |  |  | OP | X | 9 | 2017 |  |  | N | IPP Non-CHP | 2 | X | WND | [11 empty] | 1 | [24 empty] | N
60723 | VRF Battery Plant | 61107 | Vanadium Redox Flow Battery Plant | CA | San Diego | VRF | Batteries | BA |  | W | X | X |  |  | 2 |  | 2 | 2 | 0.1 | N |  |  | OP | X | 6 | 2017 |  |  | N | Electric Utility | 1 | X | MWH | [9 empty] | N | N |  | 10M | [20 empty] | N |  |  | N | N | N
61012 | AES Distributed Energy | 61115 | Manteca Land PV | CA | San Joaquin | MANT1 | Solar Photovoltaic | PV |  | S | X | X |  |  | 1 |  | 1 | 1 |  | N |  |  | OP | X | 12 | 2017 |  |  | N | IPP Non-CHP | 2 | X | SUN | [36 empty] | N
61012 | AES Distributed Energy | 61116 | Delano Land 1 | CA | Kern | DELA1 | Solar Photovoltaic | PV |  | S | X | X |  |  | 1 |  | 1 | 1 |  | N |  |  | OP | X | 12 | 2017 |  |  | N | IPP Non-CHP | 2 | X | SUN | [36 empty] | N
61012 | AES Distributed Energy | 61117 | Bakersfield PV 1 | CA | Kern | BAKE1 | Solar Photovoltaic | PV |  | S | X | X |  |  | 5.3 |  | 5.3 | 5.3 |  | N |  |  | OP | X | 12 | 2017 |  |  | N | IPP Non-CHP | 2 | X | SUN | [36 empty] | N
61012 | AES Distributed Energy | 61118 | Bakersfield Industrial PV 1 | CA | Kern | BIND1 | Solar Photovoltaic | PV |  | S | X | X |  |  | 1 |  | 1 | 1 |  | N |  |  | OP | X | 12 | 2017 |  |  | N | IPP Non-CHP | 2 | X | SUN | [36 empty] | N
60947 | Tesla Inc. | 61152 | Intel Folsom Phase 3 | CA | Sacramento | PV1 | Solar Photovoltaic | PV |  | W | X | X |  |  | 5.2 |  | 5.2 | 5.2 |  | N |  |  | OP | X | 4 | 2016 |  |  | N | IPP Non-CHP | 2 | X | SUN
57128 | Bloom Energy | 61153 | AT&T Holger | CA | Santa Clara | AT057 | Other Natural Gas | FC |  | W | X | X |  |  | 1.3 |  | 1.3 | 1.3 | 0 | N |  |  | OP | X | 6 | 2016 |  |  | N | IPP Non-CHP | 2 | X | NG | [9 empty] | N |  |  | OVER
57128 | Bloom Energy | 61154 | AT&T Anaheim | CA | Orange | AT058 | Other Natural Gas | FC |  | W | X | X |  |  | 1.3 |  | 1.3 | 1.3 | 0 | N |  |  | OP | X | 9 | 2016 |  |  | N | IPP Non-CHP | 2 | X | NG | [12 empty] | OVER
63447 | Imperial Valley Solar 3, LLC | 61202 | Mount Signal Solar Farm V | CA | Imperial | MTSG3 | Solar Photovoltaic | PV |  | S | X | X |  |  | 252.3 |  | 252.3 | 252.3 |  | N |  |  | OP | X | 11 | 2018 |  |  | N | IPP Non-CHP | 2 | X | SUN
60947 | Tesla Inc. | 61209 | Sacramento Regional County Sanitation PV | CA | Sacramento | PV1 | Solar Photovoltaic | PV |  | S | X | X |  |  | 3.5 |  | 3.5 | 3.5 |  | N |  |  | OP | X | 12 | 2017 |  |  | N | IPP Non-CHP | 2 | X | SUN
58661 | Sustainable Power Group, LLC | 61215 | Green Beanworks C PV | CA | Los Angeles | GBWXC | Solar Photovoltaic | PV |  | S | X | X |  |  | 3 |  | 3 | 3 |  | N |  |  | OP | X | 8 | 2018 |  |  | N | IPP Non-CHP | 2 | X | SUN | [36 empty] | N
58661 | Sustainable Power Group, LLC | 61216 | Green Beanworks D PV | CA | Los Angeles | GBWXD | Solar Photovoltaic | PV |  | S | X | X |  |  | 3 |  | 3 | 3 |  | N |  |  | OP | X | 8 | 2018 |  |  | N | IPP Non-CHP | 2 | X | SUN
60811 | Golden Hills Interconnection Wind, LLC | 61222 | Golden Hills North Wind Energy Center | CA | Alameda | 1 | Onshore Wind Turbine | WT |  | S | X | X |  |  | 46 |  | 46 | 46 | 0 | N |  |  | OP | X | 11 | 2017 |  |  | N | IPP Non-CHP | 2 | X | WND | [11 empty] | 20
60991 | Westmont Solar, LLC | 61249 | Westmont 300A | CA | Los Angeles | W5531 | Solar Photovoltaic | PV |  | S | X | X |  |  | 2.9 |  | 2.9 | 2.9 |  | N |  |  | OP | X | 3 | 2017 |  |  | N | IPP Non-CHP | 2 | X | SUN | [9 empty] | N
60950 | USPS LA Solar FiT A & B | 61250 | USPS PV | CA | Los Angeles | USPS1 | Solar Photovoltaic | PV |  | S | X | X |  |  | 7.4 |  | 7.4 | 7.4 |  | N |  |  | OP | X | 7 | 2017 |  |  | N | Electric Utility | 1 | X | SUN | [36 empty] | N
58661 | Sustainable Power Group, LLC | 61264 | Antelope Expansion 2 | CA | Los Angeles | ANTX2 | Solar Photovoltaic | PV |  | S | X | X |  |  | 105 |  | 105 | 105 |  | N |  |  | OP | X | 12 | 2018 |  |  | N | IPP Non-CHP | 2 | X | SUN
58661 | Sustainable Power Group, LLC | 61265 | Antelope DSR 3 | CA | Los Angeles | ADSR3 | Solar Photovoltaic | PV |  | S | X | X |  |  | 20 |  | 20 | 20 |  | N |  |  | OP | X | 9 | 2019 |  |  | N | IPP Non-CHP | 2 | X | SUN | [36 empty] | N
11208 | Los Angeles Department of Water & Power | 61319 | Port of LA Solar FiT Project | CA | Los Angeles | W4885 | Solar Photovoltaic | PV |  | W | X | X |  |  | 1.1 |  | 1.1 | 1.1 |  | N |  |  | OP | X | 10 | 2015 |  |  | N | IPP Non-CHP | 2 | X | SUN | [9 empty] | N | N | [22 empty] | N |  |  | N
58661 | Sustainable Power Group, LLC | 61339 | Green Beanworks B PV | CA | Los Angeles | GBWXB | Solar Photovoltaic | PV |  | S | X | X |  |  | 3 |  | 3 | 3 |  | N |  |  | OP | X | 12 | 2018 |  |  | N | IPP Non-CHP | 2 | X | SUN
60991 | Westmont Solar, LLC | 61348 | Westmont 400A | CA | Los Angeles | W5691 | Solar Photovoltaic | PV |  | W | X | X |  |  | 2.3 |  | 2.3 | 2.3 |  | N |  |  | OP | X | 7 | 2017 |  |  | N | IPP Non-CHP | 2 | X | SUN | [9 empty] | N | [26 empty] | N
60991 | Westmont Solar, LLC | 61349 | Westmont 400B | CA | Los Angeles | W5694 | Solar Photovoltaic | PV |  | S | X | X |  |  | 2.2 |  | 2.2 | 2.2 |  | N |  |  | OP | X | 7 | 2017 |  |  | N | IPP Non-CHP | 2 | X | SUN | [36 empty] | N
60986 | Imperial Valley Solar 2, LLC | 61353 | Mount Signal Solar Farm II | CA | Imperial | IVS2 | Solar Photovoltaic | PV |  | S | X | X |  |  | 153.5 |  | 153.5 | 153.5 |  | N |  |  | OP | X | 1 | 2020 |  |  | N | IPP Non-CHP | 2 | X | SUN
61012 | AES Distributed Energy | 61377 | Amazon - Patterson PV | CA | Stanislaus | PATT1 | Solar Photovoltaic | PV |  | S | X | X |  |  | 2.5 |  | 2.5 | 2.5 |  | N |  |  | OP | X | 5 | 2017 |  |  | N | IPP Non-CHP | 2 | X | SUN | [9 empty] | N | N
60059 | ZGlobal Inc | 61418 | Valencia 1 Solar CA | CA | Imperial | VAL1 | Solar Photovoltaic | PV |  | W | X | X |  |  | 3 |  | 3 | 3 |  | N |  |  | OP | X | 9 | 2017 |  |  | N | IPP Non-CHP | 2 | X | SUN | [9 empty] | N | N
61058 | One Ten Partners, LLC | 61419 | One Ten Partners PV | CA | Los Angeles | OTP | Solar Photovoltaic | PV |  | S | X | X |  |  | 2 |  | 2 | 2 |  | N |  |  | OP | X | 9 | 2017 |  |  | N | IPP Non-CHP | 2 | X | SUN | [9 empty] | N | N
60059 | ZGlobal Inc | 61420 | Merced 1 PV | CA | Merced | MRCD1 | Solar Photovoltaic | PV |  | W | X | X |  |  | 3 |  | 3 | 3 |  | N |  |  | OP | X | 4 | 2018 |  |  | N | IPP Non-CHP | 2 | X | SUN
60059 | ZGlobal Inc | 61421 | Madera 1 PV | CA | Madera | MDRA1 | Solar Photovoltaic | PV |  | W | X | X |  |  | 1.5 |  | 1.5 | 1.5 |  | N |  |  | OP | X | 12 | 2017 |  |  | N | IPP Non-CHP | 2 | X | SUN
11208 | Los Angeles Department of Water & Power | 61431 | Beacon BESS 1 | CA | Kern | BCNB1 | Batteries | BA |  | S | X | X |  |  | 20 |  | 20 | 20 | 0.1 | N |  |  | OP | X | 10 | 2018 |  |  | N | Electric Utility | 1 | X | MWH | [9 empty] | N | N |  | 10M | [20 empty] | N |  |  | N | N | N
61070 | Foundation CA Fund IX Manager, LLC | 61442 | Foundation California Training Facility | CA | Monterey | WTG1 | Onshore Wind Turbine | WT |  | S | X | X |  |  | 1.8 |  | 1.8 | 1.8 | 0.1 | N |  |  | OP | X | 8 | 2018 |  |  | N | IPP Non-CHP | 2 | X | WND | [11 empty] | 1 | [24 empty] | N
61070 | Foundation CA Fund IX Manager, LLC | 61443 | Foundation Mann Packing | CA | Monterey | WTG1 | Onshore Wind Turbine | WT |  | S | X | X |  |  | 1.8 |  | 1.8 | 1.8 | 0.1 | N |  |  | OP | X | 4 | 2019 |  |  | N | IPP Non-CHP | 2 | X | WND | [11 empty] | 1
61070 | Foundation CA Fund IX Manager, LLC | 61444 | Foundation SaIinas Valley State Prison | CA | Monterey | WTG1 | Onshore Wind Turbine | WT |  | S | X | X |  |  | 1.8 |  | 1.8 | 1.8 | 0.1 | N |  |  | OP | X | 8 | 2018 |  |  | N | IPP Non-CHP | 2 | X | WND | [11 empty] | 1 | [24 empty] | N
17650 | Southern Power Co | 61445 | Gaskell West 1 Solar Facility | CA | Kern | PV1 | Solar Photovoltaic | PV |  | W | X | X |  |  | 20 |  | 20 | 20 |  | N |  |  | OP | X | 3 | 2018 |  |  | N | IPP Non-CHP | 2 | X | SUN
61082 | Vandenberg Solar I, LLC | 61463 | Vandenberg Solar Project | CA | Santa Barbara | VBERG | Solar Photovoltaic | PV |  | S | X | X |  |  | 22.5 |  | 20.6 | 15.2 |  | N |  |  | OP | X | 12 | 2017 |  |  | N | IPP Non-CHP | 2 | X | SUN | [9 empty] | N | N | [25 empty] | N
61078 | CoreSite Real Estate 2972 Stender, L.P. | 61464 | CoreSite Real Estate 2972 Stender, L.P. | CA | Santa Clara | G-1 | Petroleum Liquids | IC |  | S | X | X |  |  | 2 | 1 | 2 | 2 | 0.5 | N |  |  | SB | N | 6 | 2011 |  |  | N | IPP Non-CHP | 2 | X | DFO | [9 empty] | N | N |  | 10M | [23 empty] | N
61078 | CoreSite Real Estate 2972 Stender, L.P. | 61464 | CoreSite Real Estate 2972 Stender, L.P. | CA | Santa Clara | G-2 | Petroleum Liquids | IC |  | S | X | X |  |  | 2 | 1 | 2 | 2 | 0.5 | N |  |  | SB | N | 6 | 2011 |  |  | N | IPP Non-CHP | 2 | X | DFO | [9 empty] | N | N |  | 10M | [23 empty] | N
61078 | CoreSite Real Estate 2972 Stender, L.P. | 61464 | CoreSite Real Estate 2972 Stender, L.P. | CA | Santa Clara | G-3 | Petroleum Liquids | IC |  | S | X | X |  |  | 2 | 1 | 2 | 2 | 0.5 | N |  |  | SB | N | 6 | 2011 |  |  | N | IPP Non-CHP | 2 | X | DFO | [9 empty] | N | N |  | 10M | [23 empty] | N
61078 | CoreSite Real Estate 2972 Stender, L.P. | 61464 | CoreSite Real Estate 2972 Stender, L.P. | CA | Santa Clara | G-4 | Petroleum Liquids | IC |  | S | X | X |  |  | 2 | 1 | 2 | 2 | 0.5 | N |  |  | SB | N | 6 | 2011 |  |  | N | IPP Non-CHP | 2 | X | DFO | [9 empty] | N | N |  | 10M | [23 empty] | N
61078 | CoreSite Real Estate 2972 Stender, L.P. | 61464 | CoreSite Real Estate 2972 Stender, L.P. | CA | Santa Clara | G-5 | Petroleum Liquids | IC |  | S | X | X |  |  | 2 | 1 | 2 | 2 | 0.5 | N |  |  | SB | N | 6 | 2011 |  |  | N | IPP Non-CHP | 2 | X | DFO | [9 empty] | N | N |  | 10M | [23 empty] | N
61078 | CoreSite Real Estate 2972 Stender, L.P. | 61464 | CoreSite Real Estate 2972 Stender, L.P. | CA | Santa Clara | G-6 | Petroleum Liquids | IC |  | S | X | X |  |  | 2 | 1 | 2 | 2 | 0.5 | N |  |  | SB | N | 6 | 2011 |  |  | N | IPP Non-CHP | 2 | X | DFO | [9 empty] | N | N |  | 10M | [23 empty] | N
61088 | CoreSite Real Estate 55 S. Market Street, LLC | 61474 | CoreSite Real Estate 55 S. Market Street | CA | Santa Clara | G-1 | Petroleum Liquids | IC |  | S | X | X |  |  | 2 | 1 | 2 | 2 | 0.5 | N |  |  | SB | N | 10 | 2007 |  |  | N | Commercial Non-CHP | 4 | X | DFO | [9 empty] | N | N |  | 10M | [23 empty] | N
61088 | CoreSite Real Estate 55 S. Market Street, LLC | 61474 | CoreSite Real Estate 55 S. Market Street | CA | Santa Clara | G-2 | Petroleum Liquids | IC |  | S | X | X |  |  | 2 | 1 | 2 | 2 | 0.5 | N |  |  | SB | N | 10 | 2007 |  |  | N | Commercial Non-CHP | 4 | X | DFO | [9 empty] | N | N |  | 10M | [23 empty] | N
61088 | CoreSite Real Estate 55 S. Market Street, LLC | 61474 | CoreSite Real Estate 55 S. Market Street | CA | Santa Clara | G-3 | Petroleum Liquids | IC |  | S | X | X |  |  | 2 | 1 | 2 | 2 | 0.5 | N |  |  | SB | N | 10 | 2007 |  |  | N | Commercial Non-CHP | 4 | X | DFO | [9 empty] | N | N |  | 10M | [23 empty] | N
61088 | CoreSite Real Estate 55 S. Market Street, LLC | 61474 | CoreSite Real Estate 55 S. Market Street | CA | Santa Clara | G-4 | Petroleum Liquids | IC |  | S | X | X |  |  | 2 | 1 | 2 | 2 | 0.5 | N |  |  | SB | N | 10 | 2007 |  |  | N | Commercial Non-CHP | 4 | X | DFO | [9 empty] | N | N |  | 10M | [23 empty] | N
61089 | CoreSite Real Estate 1656 McCarthy, L.P. | 61475 | CoreSite Real Estate 1656 McCarthy, L.P. | CA | Santa Clara | G-1 | Petroleum Liquids | IC |  | S | X | X |  |  | 1 | 1 | 1 | 1 | 0.5 | N |  |  | SB | N | 1 | 2000 |  |  | N | Commercial Non-CHP | 4 | X | DFO | [9 empty] | N | N |  | 10M | [23 empty] | N
61089 | CoreSite Real Estate 1656 McCarthy, L.P. | 61475 | CoreSite Real Estate 1656 McCarthy, L.P. | CA | Santa Clara | G-2 | Petroleum Liquids | IC |  | S | X | X |  |  | 1 | 1 | 1 | 1 | 0.5 | N |  |  | SB | N | 1 | 2000 |  |  | N | Commercial Non-CHP | 4 | X | DFO | [9 empty] | N | N |  | 10M | [23 empty] | N
61089 | CoreSite Real Estate 1656 McCarthy, L.P. | 61475 | CoreSite Real Estate 1656 McCarthy, L.P. | CA | Santa Clara | G-3 | Petroleum Liquids | IC |  | S | X | X |  |  | 1 | 1 | 1 | 1 | 0.5 | N |  |  | SB | N | 1 | 2000 |  |  | N | Commercial Non-CHP | 4 | X | DFO | [9 empty] | N | N |  | 10M | [23 empty] | N
61089 | CoreSite Real Estate 1656 McCarthy, L.P. | 61475 | CoreSite Real Estate 1656 McCarthy, L.P. | CA | Santa Clara | G-4 | Petroleum Liquids | IC |  | S | X | X |  |  | 1 | 1 | 1 | 1 | 0.5 | N |  |  | SB | N | 1 | 2000 |  |  | N | Commercial Non-CHP | 4 | X | DFO | [9 empty] | N | N |  | 10M | [23 empty] | N
61089 | CoreSite Real Estate 1656 McCarthy, L.P. | 61475 | CoreSite Real Estate 1656 McCarthy, L.P. | CA | Santa Clara | G-5 | Petroleum Liquids | IC |  | S | X | X |  |  | 1 | 1 | 1 | 1 | 0.5 | N |  |  | SB | N | 1 | 2000 |  |  | N | Commercial Non-CHP | 4 | X | DFO | [9 empty] | N | N |  | 10M | [23 empty] | N
61086 | CoreSite Real Estate 2901 Coronado, L.P. | 61476 | CoreSite Real Estate 2901 Coronado, L.P. | CA | Santa Clara | G-1 | Petroleum Liquids | IC |  | S | X | X |  |  | 2 | 1 | 2 | 2 | 0.5 | N |  |  | SB | N | 5 | 2010 |  |  | N | Commercial Non-CHP | 4 | X | DFO | [9 empty] | N | N |  | 10M | [23 empty] | N
61086 | CoreSite Real Estate 2901 Coronado, L.P. | 61476 | CoreSite Real Estate 2901 Coronado, L.P. | CA | Santa Clara | G-2 | Petroleum Liquids | IC |  | S | X | X |  |  | 2 | 1 | 2 | 2 | 0.5 | N |  |  | SB | N | 5 | 2010 |  |  | N | Commercial Non-CHP | 4 | X | DFO | [9 empty] | N | N |  | 10M | [23 empty] | N | N
61086 | CoreSite Real Estate 2901 Coronado, L.P. | 61476 | CoreSite Real Estate 2901 Coronado, L.P. | CA | Santa Clara | G-3 | Petroleum Liquids | IC |  | S | X | X |  |  | 2 | 1 | 2 | 2 | 0.5 | N |  |  | SB | N | 5 | 2010 |  |  | N | Commercial Non-CHP | 4 | X | DFO | [9 empty] | N | N |  | 10M | [23 empty] | N | N
61086 | CoreSite Real Estate 2901 Coronado, L.P. | 61476 | CoreSite Real Estate 2901 Coronado, L.P. | CA | Santa Clara | G-4 | Petroleum Liquids | IC |  | S | X | X |  |  | 2 | 1 | 2 | 2 | 0.5 | N |  |  | SB | N | 5 | 2010 |  |  | N | Commercial Non-CHP | 4 | X | DFO | [9 empty] | N | N |  | 10M | [23 empty] | N | N
61086 | CoreSite Real Estate 2901 Coronado, L.P. | 61476 | CoreSite Real Estate 2901 Coronado, L.P. | CA | Santa Clara | G-5 | Petroleum Liquids | IC |  | S | X | X |  |  | 2 | 1 | 2 | 2 | 0.5 | N |  |  | SB | N | 5 | 2010 |  |  | N | Commercial Non-CHP | 4 | X | DFO | [9 empty] | N | N |  | 10M | [23 empty] | N | N
61087 | CoreSite Real Estate 3032 Coronado, L.P. | 61482 | CoreSite Real Estate 3032 Coronado, L.P. | CA | Santa Clara | G-1 | Petroleum Liquids | IC |  | S | X | X |  |  | 3 | 1 | 3 | 3 | 0.5 | N |  |  | SB | N | 8 | 2015 |  |  | N | Commercial Non-CHP | 4 | X | DFO | [9 empty] | N | N |  | 10M | [23 empty] | N
61087 | CoreSite Real Estate 3032 Coronado, L.P. | 61482 | CoreSite Real Estate 3032 Coronado, L.P. | CA | Santa Clara | G-10 | Petroleum Liquids | IC |  | S | X | X |  |  | 3 | 1 | 3 | 3 | 0.5 | N |  |  | SB | N | 8 | 2015 |  |  | N | Commercial Non-CHP | 4 | X | DFO | [9 empty] | N | N |  | 10M | [23 empty] | N
61087 | CoreSite Real Estate 3032 Coronado, L.P. | 61482 | CoreSite Real Estate 3032 Coronado, L.P. | CA | Santa Clara | G-2 | Petroleum Liquids | IC |  | S | X | X |  |  | 3 | 1 | 3 | 3 | 0.5 | N |  |  | SB | N | 8 | 2015 |  |  | N | Commercial Non-CHP | 4 | X | DFO | [9 empty] | N | N |  | 10M | [23 empty] | N
61087 | CoreSite Real Estate 3032 Coronado, L.P. | 61482 | CoreSite Real Estate 3032 Coronado, L.P. | CA | Santa Clara | G-3 | Petroleum Liquids | IC |  | S | X | X |  |  | 3 | 1 | 3 | 3 | 0.5 | N |  |  | SB | N | 8 | 2015 |  |  | N | Commercial Non-CHP | 4 | X | DFO | [9 empty] | N | N |  | 10M | [23 empty] | N
61087 | CoreSite Real Estate 3032 Coronado, L.P. | 61482 | CoreSite Real Estate 3032 Coronado, L.P. | CA | Santa Clara | G-4 | Petroleum Liquids | IC |  | S | X | X |  |  | 3 | 1 | 3 | 3 | 0.5 | N |  |  | SB | N | 8 | 2015 |  |  | N | Commercial Non-CHP | 4 | X | DFO | [9 empty] | N | N |  | 10M | [23 empty] | N
61087 | CoreSite Real Estate 3032 Coronado, L.P. | 61482 | CoreSite Real Estate 3032 Coronado, L.P. | CA | Santa Clara | G-5 | Petroleum Liquids | IC |  | S | X | X |  |  | 3 | 1 | 3 | 3 | 0.5 | N |  |  | SB | N | 8 | 2015 |  |  | N | Commercial Non-CHP | 4 | X | DFO | [9 empty] | N | N |  | 10M | [23 empty] | N
61087 | CoreSite Real Estate 3032 Coronado, L.P. | 61482 | CoreSite Real Estate 3032 Coronado, L.P. | CA | Santa Clara | G-6 | Petroleum Liquids | IC |  | S | X | X |  |  | 3 | 1 | 3 | 3 | 0.5 | N |  |  | SB | N | 8 | 2015 |  |  | N | Commercial Non-CHP | 4 | X | DFO | [9 empty] | N | N |  | 10M | [23 empty] | N
61087 | CoreSite Real Estate 3032 Coronado, L.P. | 61482 | CoreSite Real Estate 3032 Coronado, L.P. | CA | Santa Clara | G-7 | Petroleum Liquids | IC |  | S | X | X |  |  | 3 | 1 | 3 | 3 | 0.5 | N |  |  | SB | N | 8 | 2015 |  |  | N | Commercial Non-CHP | 4 | X | DFO | [9 empty] | N | N |  | 10M | [23 empty] | N
61087 | CoreSite Real Estate 3032 Coronado, L.P. | 61482 | CoreSite Real Estate 3032 Coronado, L.P. | CA | Santa Clara | G-8 | Petroleum Liquids | IC |  | S | X | X |  |  | 3 | 1 | 3 | 3 | 0.5 | N |  |  | SB | N | 8 | 2015 |  |  | N | Commercial Non-CHP | 4 | X | DFO | [9 empty] | N | N |  | 10M | [23 empty] | N
61087 | CoreSite Real Estate 3032 Coronado, L.P. | 61482 | CoreSite Real Estate 3032 Coronado, L.P. | CA | Santa Clara | G-9 | Petroleum Liquids | IC |  | S | X | X |  |  | 3 | 1 | 3 | 3 | 0.5 | N |  |  | SB | N | 8 | 2015 |  |  | N | Commercial Non-CHP | 4 | X | DFO | [9 empty] | N | N |  | 10M | [23 empty] | N
61105 | ABEC #2 LLC | 61501 | ABEC #2 dba West-Star Dairy | CA | Kern | GEN1 | Other Waste Biomass | IC |  | S | X | X |  |  | 1 | 0.9 | 1 | 1 | 0.8 | N |  |  | OP | X | 2 | 2018 |  |  | N | IPP Non-CHP | 2 | X | OBG | [5 empty] | OBG |  |  |  | N | N |  | 1H | [23 empty] | N
61106 | ABEC #3 LLC | 61502 | ABEC #3 dba Lakeview Dairy | CA | Kern | GEN1 | Other Waste Biomass | IC |  | S | X | X |  |  | 1 | 0.9 | 1 | 1 | 0.9 | N |  |  | OP | X | 2 | 2018 |  |  | N | IPP Non-CHP | 2 | X | OBG | [5 empty] | OBG |  |  |  | N | N |  | 1H | [23 empty] | N | N | N
61107 | ABEC #4 LLC | 61503 | ABEC #4 dba CE&S Dairy | CA | Kern | GEN1 | Other Waste Biomass | IC |  | S | X | X |  |  | 1 | 0.9 | 1 | 1 | 0.9 | N |  |  | OP | X | 2 | 2018 |  |  | N | IPP Non-CHP | 2 | X | OBG | [5 empty] | OBG |  |  |  | N | N |  | 1H | [23 empty] | N | N | N
2770 | Terra-Gen Operating Co-Wind | 61582 | Voyager Wind II | CA | Kern | VYGR2 | Onshore Wind Turbine | WT |  | S | X | X |  |  | 128.7 |  | 128.7 | 128.7 | 0 | N |  |  | OP | X | 12 | 2018 |  |  | N | IPP Non-CHP | 2 | X | WND | [9 empty] | N | N | 36
2770 | Terra-Gen Operating Co-Wind | 61583 | Voyager Wind III | CA | Kern | VYGR3 | Onshore Wind Turbine | WT |  | S | X | X |  |  | 43.2 |  | 43.2 | 43.2 | 0 | N |  |  | OP | X | 12 | 2018 |  |  | N | IPP Non-CHP | 2 | X | WND | [9 empty] | N | N | 12
2770 | Terra-Gen Operating Co-Wind | 61584 | Voyager Wind IV | CA | Kern | VYGR4 | Onshore Wind Turbine | WT |  | S | X | X |  |  | 21.6 |  | 21.6 | 21.6 | 0 | N |  |  | OP | X | 12 | 2018 |  |  | N | IPP Non-CHP | 2 | X | WND | [9 empty] | N | N | 6
60991 | Westmont Solar, LLC | 61593 | Westmont 301 | CA | Los Angeles | W5791 | Solar Photovoltaic | PV |  | S | X | X |  |  | 1.8 |  | 1.8 | 0.8 |  | N |  |  | OP | X | 11 | 2017 |  |  | N | Commercial Non-CHP | 4 | X | SUN | [36 empty] | N
60991 | Westmont Solar, LLC | 61594 | Westmont 401 | CA | Los Angeles | W5792 | Solar Photovoltaic | PV |  | W | X | X |  |  | 2.9 |  | 2 | 1.3 |  | N |  |  | OP | X | 11 | 2017 |  |  | N | Commercial Non-CHP | 4 | X | SUN | [36 empty] | N
61210 | Stenner Creek Solar LLC | 61607 | Stenner Creek Solar | CA | San Luis Obispo | CPOLY | Solar Photovoltaic | PV |  | S | X | X |  |  | 4.5 |  | 4.5 | 4.5 |  | N |  |  | OP | X | 5 | 2018 |  |  | N | Commercial Non-CHP | 4 | X | SUN
61224 | SunE Solano SP Owner, LLC | 61619 | CDCR (CA) - Solano State Prison | CA | Solano | SOLSP | Solar Photovoltaic | PV |  | S | X | X |  |  | 1.1 |  | 1.1 | 1.1 |  | N |  |  | OP | X | 12 | 2013 |  |  | N | IPP Non-CHP | 2 | X | SUN | [36 empty] | N
61225 | SunE Corcoran SP Owner, LLC | 61620 | CDCR (CA) - Corcoran State Prison | CA | Kings | CORSP | Solar Photovoltaic | PV |  | S | X | X |  |  | 5 |  | 5 | 5 |  | N |  |  | OP | X | 12 | 2013 |  |  | N | IPP Non-CHP | 2 | X | SUN | [36 empty] | N
61226 | SunE Wasco SP Owner, LLC | 61621 | CDCR (CA) - Wasco State Prison | CA | Kern | WASCO | Solar Photovoltaic | PV |  | S | X | X |  |  | 1.5 |  | 1.5 | 1.5 |  | N |  |  | OP | X | 12 | 2013 |  |  | N | IPP Non-CHP | 2 | X | SUN | [9 empty] | N | [26 empty] | N
61227 | Nautilus Solar Solutions | 61628 | Kilroy Solar | CA | San Diego | KILRO | Solar Photovoltaic | PV |  | W | X | X |  |  | 1.1 |  | 1.1 | 0.9 |  | N |  |  | OP | X | 1 | 2018 |  |  | N | IPP Non-CHP | 2 | X | SUN
61277 | Vista Energy Storage, LLC | 61661 | Vista Energy Storage System | CA | San Diego | VISTA | Batteries | BA |  | S | X | X |  |  | 40 |  | 40 | 40 | 0 | N |  |  | OP | X | 6 | 2018 |  |  | N | IPP Non-CHP | 2 | X | MWH | [9 empty] | N | N |  | 10M | [23 empty] | N
60059 | ZGlobal Inc | 61682 | USG 1 | CA | Imperial | USG1 | Solar Photovoltaic | PV |  | W | X | X |  |  | 1 |  | 1 | 1 |  | N |  |  | OP | X | 4 | 2014 |  |  | N | IPP Non-CHP | 2 | X | SUN | [9 empty] | N | N | [25 empty] | N
60059 | ZGlobal Inc | 61683 | USG 2 | CA | Imperial | USG2 | Solar Photovoltaic | PV |  | W | X | X |  |  | 1 |  | 1 | 1 |  | N |  |  | OP | X | 12 | 2015 |  |  | N | IPP Non-CHP | 2 | X | SUN | [9 empty] | N | N | [25 empty] | N
60059 | ZGlobal Inc | 61692 | IVC Solar | CA | Imperial | IVCS | Solar Photovoltaic | PV |  | W | X | X |  |  | 3 |  | 3 | 3 |  | N |  |  | OP | X | 12 | 2016 |  |  | N | IPP Non-CHP | 2 | X | SUN | [10 empty] | N | [25 empty] | N
58970 | Ecoplexus, Inc | 61698 | Folsom SP and CSP Sacramento | CA | Sacramento | FOLSM | Solar Photovoltaic | PV |  | S | X | X |  |  | 1.3 |  | 1.3 | 1.3 |  | N |  |  | OP | X | 5 | 2019 |  |  | N | IPP Non-CHP | 2 | X | SUN
61348 | PCS Energy, LLC | 61718 | Aerolease | CA | Los Angeles | APLEX | Solar Photovoltaic | PV |  | S | X | X |  |  | 1.5 | 1 | 1.1 | 0.9 |  | N |  |  | OP | X | 8 | 2018 |  |  | N | Industrial Non-CHP | 6 | X | SUN
61344 | Advanced Microgrid Solutions | 61721 | HEBT WLA 1 | CA | Orange | WLA01 | Batteries | BA |  | J | X | X |  |  | 1 |  | 1 | 1 | 0 | N |  |  | OP | X | 8 | 2019 |  |  | N | Commercial Non-CHP | 4 | X | MWH | [12 empty] | 10M | [23 empty] | N | N | N
61344 | Advanced Microgrid Solutions | 61722 | HEBT Irvine 1 | CA | Orange | IRV01 | Batteries | BA |  | W | X | X |  |  | 1 |  | 1 | 1 | 0 | N |  |  | OP | X | 5 | 2018 |  |  | N | IPP Non-CHP | 2 | X | MWH | [12 empty] | 10M
61344 | Advanced Microgrid Solutions | 61722 | HEBT Irvine 1 | CA | Orange | IRV1W | Batteries | BA |  | W | X | X |  |  | 4.5 |  | 4.5 | 4.5 | 0 | N |  |  | OP | X | 5 | 2018 |  |  | N | IPP Non-CHP | 2 | X | MWH | [12 empty] | 10M | [23 empty] | N | N | N
61344 | Advanced Microgrid Solutions | 61723 | HEBT Irvine 2 | CA | Orange | IRV06 | Batteries | BA |  | W | X | X |  |  | 2.5 | 1 | 2.5 | 2.5 | 0 | N |  |  | OP | X | 8 | 2018 |  |  | N | IPP Non-CHP | 2 | X | MWH | [12 empty] | 10M
61344 | Advanced Microgrid Solutions | 61723 | HEBT Irvine 2 | CA | Orange | IRV2W | Batteries | BA |  | W | X | X |  |  | 3.3 | 1 | 3.3 | 3.3 | 0 | N |  |  | OP | X | 2 | 2018 |  |  | N | IPP Non-CHP | 2 | X | MWH | [12 empty] | 10M | [24 empty] | N | N
56769 | Consolidated Edison Development Inc. | 61750 | Wistaria Ranch Solar | CA | Imperial | WICA | Solar Photovoltaic | PV |  | S | X | X |  |  | 106.7 |  | 100 | 100 |  | N |  |  | OP | X | 12 | 2018 |  |  | N | IPP Non-CHP | 2 | X | SUN
63182 | SunSelect Produce (California) Inc | 61754 | SunSelect1 | CA | Kern | 1 | Natural Gas Internal Combustion Engine | IC |  | S | X | X | SCE | SCE | 3.3 | 0.9 | 3.3 | 3.3 | 1.6 | N |  |  | OP | X | 6 | 2018 |  |  | Y | Industrial CHP | 7 | T | NG | [9 empty] | N | N | 0 | 10M | [23 empty] | N | N | N
63182 | SunSelect Produce (California) Inc | 61754 | SunSelect1 | CA | Kern | 2 | Natural Gas Internal Combustion Engine | IC |  | S | X | X | SCE | SCE | 3.3 | 0.9 | 3.3 | 3.3 | 1.6 | N |  |  | OP | X | 6 | 2018 |  |  | Y | Industrial CHP | 7 | T | NG | [9 empty] | N | N |  | 10M | [23 empty] | N | N | N
61418 | Stage Gulch Solar, LLC | 61791 | Stage Gulch Solar | CA | Sonoma | 5001 | Solar Photovoltaic | PV |  | S | X | X |  |  | 1 | 1 | 0.8 | 0.7 |  | N |  |  | OP | X | 4 | 2018 |  |  | N | IPP Non-CHP | 2 | X | SUN
61417 | Lavio Solar, LLC | 61792 | Lavio Solar | CA | Sonoma | 5002 | Solar Photovoltaic | PV |  | S | X | X |  |  | 1 | 1 | 1 | 0.5 |  | N |  |  | OP | X | 4 | 2018 |  |  |  | IPP Non-CHP | 2 |  | SUN
61420 | ENGIE Storage Services NA LLC | 61795 | Pacific Union College BESS | CA | Napa | 12649 | Batteries | BA |  | S | X | X |  |  | 1 |  | 1 | 1 | 0 | N |  |  | OP | X | 6 | 2020 |  |  | N | Commercial Non-CHP | 4 | X | MWH | [12 empty] | 10M | [23 empty] | N
61443 | Good Fellow Solar 1 PH1, LLC | 61824 | Target Shafter | CA | San Bernardino | RPU2 | Solar Photovoltaic | PV |  | W | X | X |  |  | 3 |  | 3 | 3 |  | N |  |  | OP | X | 6 | 2018 |  |  | N | IPP Non-CHP | 2 | X | SUN | [9 empty] | N | N
61453 | Soboba Band of Luiseno Indians | 61834 | Soboba Community Solar Project | CA | Riverside | SCSP1 | Solar Photovoltaic | PV |  | S | X | X |  |  | 1 |  | 0.9 | 0.8 |  | N |  |  | OP | X | 8 | 2016 |  |  | N | Electric Utility | 1 | X | SUN | [9 empty] | N | N | [25 empty] | N
61453 | Soboba Band of Luiseno Indians | 61834 | Soboba Community Solar Project | CA | Riverside | SCSP2 | Solar Photovoltaic | PV |  | S | X | X |  |  | 1 |  | 0.8 | 0.8 |  | N |  |  | OP | X | 6 | 2017 |  |  | N | Electric Utility | 1 | X | SUN
60584 | Onyx Asset Services Group | 61843 | SeaWorld Aquatica | CA | San Diego | 10276 | Solar Photovoltaic | PV |  | W | X | X |  |  | 1 |  | 1 | 1 |  | N |  |  | OP | X | 5 | 2018 |  |  | N | IPP Non-CHP | 2 | X | SUN | [9 empty] | N | N
61467 | Central CA Fuel Cell 2, LLC | 61846 | Tulare BioMAT Fuel Cell | CA | Tulare | MM27 | Other Waste Biomass | FC |  | S | X | X | T0304_7_N003 | T0304_7_N003 | 2.8 | 1 | 2.8 | 2.8 | 2.2 | N |  |  | OP | X | 12 | 2019 |  |  | Y | IPP CHP | 3 | T | OBG | NG | [8 empty] | N | N |  | OVER | [23 empty] | N
61510 | National Raisin | 61894 | National Raisin | CA | Fresno | CR1 | Solar Photovoltaic | PV |  | S | X | X |  |  | 1 |  | 0.9 | 0.6 |  | N |  |  | OP | X | 10 | 2015 |  |  | N | Industrial Non-CHP | 6 | X | SUN
61510 | National Raisin | 61894 | National Raisin | CA | Fresno | CR2 | Solar Photovoltaic | PV |  | S | X | X |  |  | 1 |  | 0.8 | 0.4 |  | N |  |  | OP | X | 6 | 2015 |  |  | N | Industrial Non-CHP | 6 | X | SUN
61510 | National Raisin | 61894 | National Raisin | CA | Fresno | CR3 | Solar Photovoltaic | PV |  | S | X | X |  |  | 0.6 |  | 0.5 | 0.3 |  | N |  |  | OP | X | 10 | 2015 |  |  | N | Industrial Non-CHP | 6 | X | SUN
61510 | National Raisin | 61894 | National Raisin | CA | Fresno | CR4 | Solar Photovoltaic | PV |  | S | X | X |  |  | 0.3 |  | 0.3 | 0.1 |  | N |  |  | OP | X | 6 | 2015 |  |  | N | Industrial Non-CHP | 6 | X | SUN
61575 | Pacific Ethanol Madera | 61989 | Pacific Ethanol Madera Solar Array | CA | Madera | PV | Solar Photovoltaic | PV |  | S | X | X |  |  | 4.3 |  | 3.9 | 2.4 |  | N |  |  | OP | X | 8 | 2018 |  |  | N | Industrial Non-CHP | 6 | X | SUN | [9 empty] | N | N | [22 empty] | N |  |  | N
61872 | Gavilan District College Solar Project | 61993 | Gavilan District College Solar Project | CA | Santa Clara | GDCBA | Batteries | BA |  | W | X | X |  |  | 0.5 |  | 0.5 | 0.5 | 0.5 | N |  |  | OP | X | 6 | 2019 |  |  | N | IPP Non-CHP | 2 | X | MWH | [9 empty] | N |  |  | 10M
61872 | Gavilan District College Solar Project | 61993 | Gavilan District College Solar Project | CA | Santa Clara | GDCPV | Solar Photovoltaic | PV |  | S | X | X |  |  | 1.4 |  | 1.2 | 0.4 |  | N |  |  | OP | X | 12 | 2018 |  |  | N | IPP Non-CHP | 2 | X | SUN | [9 empty] | N | N |  | 10M
61591 | Solar University, LLC | 61995 | UC Merced Solar Hybrid | CA | Merced | UCMBA | Batteries | BA |  | S | X | X |  |  | 0.5 |  | 0.5 | 0.5 | 0.5 | N |  |  | OP | X | 12 | 2018 |  |  | N | IPP Non-CHP | 2 | X | MWH | [12 empty] | 10M | [23 empty] | N | N
61591 | Solar University, LLC | 61995 | UC Merced Solar Hybrid | CA | Merced | UCMPV | Solar Photovoltaic | PV |  | S | X | X |  |  | 4.5 |  | 4.3 | 1.8 |  | N |  |  | OP | X | 12 | 2018 |  |  | N | IPP Non-CHP | 2 | X | SUN | [36 empty] | N
58661 | Sustainable Power Group, LLC | 62004 | San Pablo Raceway | CA | Los Angeles | SPRWY | Solar Photovoltaic | PV |  | S | X | X |  |  | 100 |  | 100 | 100 |  | N |  |  | OP | X | 8 | 2019 |  |  | N | IPP Non-CHP | 2 | X | SUN
61589 | RE Mustang Two LLC | 62015 | Mustang Two | CA | Kings | M2BAR | Solar Photovoltaic | PV |  | W | X | X |  |  | 50 |  | 50 | 50 |  | N |  |  | OP | X | 11 | 2020 |  |  | N | IPP Non-CHP | 2 | X | SUN
61589 | RE Mustang Two LLC | 62015 | Mustang Two | CA | Kings | M2WHI | Solar Photovoltaic | PV |  | S | X | X |  |  | 100 |  | 100 | 100 |  | N |  |  | OP | X | 11 | 2020 |  |  | N | IPP Non-CHP | 2 | X | SUN
61944 | Goldman Sachs Renewable Power Group | 62016 | UC Riverside Lots 30 & 32 | CA | Riverside | UCRIV | Solar Photovoltaic | PV |  | S | X | X |  |  | 4 |  | 3.5 | 2 |  | N |  |  | OP | X | 12 | 2017 |  |  | N | IPP Non-CHP | 2 | X | SUN | [36 empty] | N
61602 | Solar Star California XLII, LLC | 62020 | Stanford Campus Solar | CA | Santa Clara | STANF | Solar Photovoltaic | PV |  | S | X | X |  |  | 3.4 |  | 3.3 | 1.6 |  | N |  |  | OP | X | 3 | 2017 |  |  | N | IPP Non-CHP | 2 | X | SUN | [36 empty] | N
61601 | Solar Star California XLVII, LLC | 62028 | CSU Long Beach Lots 7 & 14 | CA | Los Angeles | CSULB | Solar Photovoltaic | PV |  | S | X | X |  |  | 4.5 |  | 3.3 | 1.8 |  | N |  |  | OP | X | 12 | 2017 |  |  | N | IPP Non-CHP | 2 | X | SUN | [36 empty] | N
61987 | Sonoma County Junior College District | 62039 | Santa Rosa Junior College Petaluma Solar | CA | Sonoma | SRJCP | Solar Photovoltaic | PV |  | S | X | X |  |  | 1.2 |  | 1.1 | 0.6 |  | N |  |  | OP | X | 7 | 2018 |  |  | N | IPP Non-CHP | 2 | X | SUN | [9 empty] | N | N | [25 empty] | N
58871 | Citizens Enterprises Corporation | 62052 | Citizens Imperial Solar | CA | Imperial | CIS1 | Solar Photovoltaic | PV |  | W | X | X |  |  | 30 |  | 30 | 30 |  | N |  |  | OP | X | 8 | 2019 |  |  | N | IPP Non-CHP | 2 | X | SUN
61633 | AVS Phase 2 LLC | 62056 | Lancaster | CA | Los Angeles | LANC | Solar Photovoltaic | PV |  | S | X | X |  |  | 3 |  | 3 | 3 |  | N |  |  | OP | X | 11 | 2018 |  |  | N | IPP Non-CHP | 2 | X | SUN
60947 | Tesla Inc. | 62077 | Blue Shld Of Cal- El Dorado Hlls Mtr B | CA | El Dorado | PV1 | Solar Photovoltaic | PV |  | W | X | X |  |  | 1.5 |  | 2.1 | 2.1 |  | N |  |  | OP | X | 7 | 2019 |  |  | N | IPP Non-CHP | 2 | X | SUN
61674 | Greenskies | 62114 | Roseville Solar | CA | Placer | ROSE | Solar Photovoltaic | PV |  | S | X | X |  |  | 1 |  | 1 | 1 |  | N |  |  | OP | X | 12 | 2018 |  |  | N | IPP Non-CHP | 2 | X | SUN
61669 | AES Alamitos Energy, LLC | 62115 | AES Alamitos Energy Center | CA | Los Angeles | 1A | Natural Gas Fired Combined Cycle | CT | CCT1 | S | N | N | ALMIT CTG1A B1 | ALMIT CTG1A B1 | 231 | 0.85 | 194 | 231 |  | N |  |  | OP | X | 2 | 2020 |  |  | N | IPP Non-CHP | 2 | X | NG | [9 empty] | N | N |  | 12H |  |  |  |  | N | [18 empty] | N | N | N
61669 | AES Alamitos Energy, LLC | 62115 | AES Alamitos Energy Center | CA | Los Angeles | 1B | Natural Gas Fired Combined Cycle | CT | CCT1 | S | N | N | ALMIT CTG1B B1 | ALMIT CTG1B B1 | 231 | 0.85 | 194 | 231 |  | N |  |  | OP | X | 2 | 2020 |  |  | N | IPP Non-CHP | 2 | X | NG | [10 empty] | N |  | 12H | [23 empty] | N | N | N
61669 | AES Alamitos Energy, LLC | 62115 | AES Alamitos Energy Center | CA | Los Angeles | 1S | Natural Gas Fired Combined Cycle | CA | CCT1 | S | N | X | ALMIT STG1S B1 | ALMIT STG1S B1 | 216 | 0.85 | 215 | 216 |  | N |  |  | OP | X | 2 | 2020 |  |  | N | IPP Non-CHP | 2 | X | NG | [9 empty] | N | N |  | 12H | [23 empty] | N | N | N
61670 | AES Huntington Beach Energy, LLC | 62116 | AES Huntington Beach Energy Project | CA | Orange | 1A | Natural Gas Fired Combined Cycle | CT | CCT1 | J | N | N | HUNT_CTG 1A | HUNT_CTG 1A | 231 | 0.85 | 194 | 227 | 85 | N |  |  | OP | X | 2 | 2020 |  |  | N | IPP Non-CHP | 2 | X | NG | [9 empty] | N | N |  | 12H | [23 empty] | N | N | N
61670 | AES Huntington Beach Energy, LLC | 62116 | AES Huntington Beach Energy Project | CA | Orange | 1B | Natural Gas Fired Combined Cycle | CT | CCT1 | J | N | N | HUNT CTG 1B | HUNT CTG 1B | 231 | 0.85 | 194 | 227 | 85 | N |  |  | OP | X | 2 | 2020 |  |  | N | IPP Non-CHP | 2 | X | NG | [9 empty] | N | N |  | 12H | [23 empty] | N | N | N
61670 | AES Huntington Beach Energy, LLC | 62116 | AES Huntington Beach Energy Project | CA | Orange | 1S | Natural Gas Fired Combined Cycle | CA | CCT1 | J | N | X | HUNT STG 1S | HUNT STG 1S | 237.2 | 0.85 | 215 | 236 | 60 | N |  |  | OP | X | 2 | 2020 |  |  | N | IPP Non-CHP | 2 | X | NG | [9 empty] | N | N |  | 12H | [23 empty] | N | N | N
61686 | Chaffey Community College District | 62150 | Chaffey College Rancho Cucamonga Campus | CA | San Bernardino | SOLAR | Solar Photovoltaic | PV |  | S | X | X |  |  | 4 |  | 4 | 4 |  | N |  |  | OP | X | 2 | 2017 |  |  | N | Commercial Non-CHP | 4 | X | SUN | [9 empty] | N | N | [25 empty] | N
1569 | Berry Petroleum Co | 62176 | Berry NMW Cogens | CA | Kern | 21Z | Natural Gas Fired Combustion Turbine | GT |  | S | X | X |  |  | 4.8 | 0.8 | 5.7 | 5 | 2.5 | N |  |  | OP | X | 11 | 2017 |  |  | N | Industrial Non-CHP | 6 | X | NG | [9 empty] | N | N |  | 10M | [23 empty] | N | N | N
1569 | Berry Petroleum Co | 62176 | Berry NMW Cogens | CA | Kern | PF | Natural Gas Fired Combustion Turbine | GT |  | S | X | X |  |  | 4.8 | 0.8 | 5.7 | 5 | 2.5 | N |  |  | OP | X | 11 | 2017 |  |  | N | Industrial Non-CHP | 6 | X | NG | [9 empty] | N | N |  | 10M | [23 empty] | N | N | N
61709 | Desert Harvest, LLC | 62177 | Desert Harvest, LLC | CA | Riverside | DH001 | Solar Photovoltaic | PV |  | S | X | X |  |  | 80 |  | 80 | 80 |  | N |  |  | OP | X | 12 | 2020 |  |  | N | IPP Non-CHP | 2 | X | SUN
61710 | Maverick Solar, LLC | 62178 | Maverick Solar, LLC | CA | Riverside | MAV01 | Solar Photovoltaic | PV |  | S | X | X |  |  | 125 |  | 125 | 125 |  | N |  |  | OP | X | 12 | 2020 |  |  | N | IPP Non-CHP | 2 | X | SUN
61766 | Solar Star California LXIII, LLC | 62242 | County of San Diego SBRC | CA | San Diego | SBRC | Solar Photovoltaic | PV |  | S | X | X |  |  | 1.3 |  | 1.3 | 1.3 |  | N |  |  | OP | X | 12 | 2018 |  |  | N | IPP Non-CHP | 2 | X | SUN
61443 | Good Fellow Solar 1 PH1, LLC | 62246 | Target Woodland Solar Project | CA | Yolo | TWSP | Solar Photovoltaic | PV |  | W | X | X |  |  | 2.3 |  | 1.8 | 2 |  | N |  |  | OP | X | 12 | 2018 |  |  | N | IPP Non-CHP | 2 | X | SUN
61798 | Kern Highschool District Solar,LLC | 62274 | Liberty HS Solar Project | CA | Kern | LHSSP | Solar Photovoltaic | PV |  | W | X | X |  |  | 1.5 |  | 1.2 | 0.2 |  | N |  |  | OP | X | 12 | 2018 |  |  | N | Commercial Non-CHP | 4 | X | SUN
61798 | Kern Highschool District Solar,LLC | 62275 | Frontier HS Solar Project | CA | Kern | FHSSP | Solar Photovoltaic | PV |  | W | X | X |  |  | 1.4 |  | 1.4 | 1.4 |  | N |  |  | OP | X | 12 | 2018 |  |  | N | Commercial Non-CHP | 4 | X | SUN
61012 | AES Distributed Energy | 62286 | Xebec 1 | CA | Los Angeles | W7188 | Solar Photovoltaic | PV |  | S | X | X |  |  | 1.9 |  | 1.9 | 1.9 |  | N |  |  | OP | X | 12 | 2018 |  |  | N | Commercial Non-CHP | 4 | X | SUN
61012 | AES Distributed Energy | 62287 | Francisco St. Solar | CA | Los Angeles | W7190 | Solar Photovoltaic | PV |  | S | X | X |  |  | 1.2 |  | 1 | 1 |  | N |  |  | OP | X | 12 | 2018 |  |  | N | Commercial Non-CHP | 4 | X | SUN
57170 | EDF Renewable Asset Holdings, Inc. | 62288 | Valentine Solar, LLC | CA | Kern | VAL01 | Solar Photovoltaic | PV |  | W | X | X |  |  | 111.2 |  | 111.2 | 111.2 |  | N |  |  | OP | X | 11 | 2019 |  |  | N | IPP Non-CHP | 2 | X | SUN
61980 | Valta Energy | 62378 | CFW Solar X LLC - Vaughn | CA | Los Angeles | VSCFW | Solar Photovoltaic | PV |  | W | X | X |  |  | 1.6 |  | 1.6 | 1.6 |  | N |  |  | OP | X | 12 | 2018 |  |  | N | IPP Non-CHP | 2 | X | SUN
61952 | Hanford Renewable Energy LLC | 62418 | Verwey-Hanford Dairy Digester #2 | CA | Kings | 4 | Other Waste Biomass | IC |  | S | X | X |  |  | 1 | 1 | 1 | 1 | 0.6 | N |  |  | OP | X | 7 | 2019 |  |  | N | IPP Non-CHP | 2 | X | OBG | [9 empty] | N | N |  | 1H | [23 empty] | N |  | N
61952 | Hanford Renewable Energy LLC | 62419 | Verwey-Hanford Dairy Digester #3 | CA | Kings | 4 | Other Waste Biomass | IC |  | S | X | X |  |  | 1 | 1 | 1 | 1 | 0.6 | N |  |  | OP | X | 7 | 2019 |  |  | N | IPP Non-CHP | 2 | X | OBG | [9 empty] | N |  |  | 1H | [23 empty] | N
61957 | Kearny Mesa Storage LLC | 62441 | Kearny Mesa Storage LLC | CA | San Diego | U1 | Batteries | BA |  | S | X | X |  |  | 1 |  | 1 | 1 | 1 | N |  |  | OP | X | 2 | 2020 |  |  | N | IPP Non-CHP | 2 | X | MWH | [12 empty] | 10M
57128 | Bloom Energy | 62458 | Ratkovich Alhambra | CA | Los Angeles | RAT00 | Other Natural Gas | FC |  | W | X | X |  |  | 1 |  | 1 | 1 | 0.1 | N |  |  | OP | X | 12 | 2018 |  |  | N | IPP Non-CHP | 2 | X | NG | [12 empty] | OVER
57128 | Bloom Energy | 62459 | Micro Santa Clara | CA | Santa Clara | SMC01 | Other Natural Gas | FC |  | W | X | X |  |  | 2 |  | 2 | 2 | 0.1 | N |  |  | OP | X | 7 | 2018 |  |  | N | IPP Non-CHP | 2 | X | NG | [12 empty] | OVER
61219 | Longroad Energy Services LLC | 62463 | Little Bear 3 | CA | Fresno | GEN01 | Solar Photovoltaic | PV |  | S | X | X |  |  | 20 |  | 20 | 20 |  | N |  |  | OP | X | 12 | 2020 |  |  | N | IPP Non-CHP | 2 | X | SUN
61219 | Longroad Energy Services LLC | 62464 | Little Bear 4 | CA | Fresno | GEN01 | Solar Photovoltaic | PV |  | S | X | X |  |  | 50 |  | 50 | 50 |  | N |  |  | OP | X | 12 | 2020 |  |  | N | IPP Non-CHP | 2 | X | SUN
61219 | Longroad Energy Services LLC | 62465 | Little Bear 5 | CA | Fresno | GEN01 | Solar Photovoltaic | PV |  | S | X | X |  |  | 50 |  | 50 | 50 |  | N |  |  | OP | X | 12 | 2020 |  |  | N | IPP Non-CHP | 2 | X | SUN
60025 | Greenbacker Renewable Energy Corporation | 62545 | Renew Solar ABC Sacramento LLC | CA | Sacramento | SACRA | Solar Photovoltaic | PV |  | S | X | X |  |  | 1.7 |  | 1.7 | 1.7 |  | N |  |  | OP | X | 11 | 2020 |  |  | N | IPP Non-CHP | 2 | X | SUN
57128 | Bloom Energy | 62571 | Disney Prospect | CA | Los Angeles | DSY01 | Other Natural Gas | FC |  | W | X | X |  |  | 1 |  | 1 | 1 | 0 | N |  |  | OP | X | 3 | 2017 |  |  | N | IPP Non-CHP | 2 | X | NG | [12 empty] | 12H
57128 | Bloom Energy | 62573 | ATT Kelvin | CA | Orange | ATT56 | Other Natural Gas | FC |  | W | X | X |  |  | 1 |  | 1 | 1 | 0 | N |  |  | OP | X | 4 | 2017 |  |  | N | IPP Non-CHP | 2 | X | NG | [12 empty] | 12H
57128 | Bloom Energy | 62574 | ATT Van Nyus | CA | Los Angeles | ATT93 | Other Natural Gas | FC |  | W | X | X |  |  | 1 |  | 1 | 1 | 0 | N |  |  | OP | X | 7 | 2017 |  |  | N | IPP Non-CHP | 2 | X | NG | [12 empty] | 12H
57128 | Bloom Energy | 62575 | FLEX Gibraltar | CA | Santa Clara | FLX01 | Other Natural Gas | FC |  | W | X | X |  |  | 1 |  | 1 | 1 | 0 | N |  |  | OP | X | 2 | 2017 |  |  | N | IPP Non-CHP | 2 | X | NG | [12 empty] | 12H
57128 | Bloom Energy | 62577 | APP Prune A-D | CA | Santa Clara | AP11A | Other Natural Gas | FC |  | W | X | X |  |  | 1 |  | 1 | 1 | 0 | N |  |  | OP | X | 5 | 2017 |  |  | N | IPP Non-CHP | 2 | X | NG | [12 empty] | 12H
57128 | Bloom Energy | 62577 | APP Prune A-D | CA | Santa Clara | AP11B | Other Natural Gas | FC |  | W | X | X |  |  | 1 |  | 1 | 1 | 0 | N |  |  | OP | X | 6 | 2017 |  |  | N | IPP Non-CHP | 2 | X | NG | [12 empty] | 12H
57128 | Bloom Energy | 62577 | APP Prune A-D | CA | Santa Clara | AP11C | Other Natural Gas | FC |  | W | X | X |  |  | 1 |  | 1 | 1 | 0 | N |  |  | OP | X | 6 | 2017 |  |  | N | IPP Non-CHP | 2 | X | NG | [12 empty] | 12H
57128 | Bloom Energy | 62577 | APP Prune A-D | CA | Santa Clara | AP11D | Other Natural Gas | FC |  | W | X | X |  |  | 1 |  | 1 | 1 | 0 | N |  |  | OP | X | 6 | 2017 |  |  | N | IPP Non-CHP | 2 | X | NG | [12 empty] | 12H
62067 | EnterSolar | 62578 | Preferred Freezer San Leandro | CA | Alameda | SLPV1 | Solar Photovoltaic | PV |  | S | X | X |  |  | 2 |  | 2 | 2 |  | N |  |  | OP | X | 7 | 2017 |  |  | N | Commercial Non-CHP | 4 | X | SUN
62028 | PFMG Solar Grossmont Helix LLC | 62611 | PFMG Solar Grossmont Helix LLC | CA | San Diego | HELIX | Solar Photovoltaic | PV |  | S | X | X |  |  | 1.2 |  | 1.2 | 1.2 |  | N |  |  | OP | X | 5 | 2018 |  |  | N | IPP Non-CHP | 2 | X | SUN
58661 | Sustainable Power Group, LLC | 62649 | SFDK Solar | CA | Solano | SFDK | Solar Photovoltaic | PV |  | S | X | X |  |  | 6.3 |  | 6.3 | 6.3 |  | N |  |  | OP | X | 12 | 2019 |  |  | N | IPP Non-CHP | 2 | X | SUN | [9 empty] | N | N
62131 | HL Solar LLC | 62655 | HL Solar | CA | Lassen | HLS | Solar Photovoltaic | PV |  | S | X | X |  |  | 7.6 |  | 7.6 | 7.6 |  | N |  |  | OP | X | 6 | 2019 |  |  | N | IPP Non-CHP | 2 | X | SUN
62150 | 2016 ESA Project Company, LLC | 62671 | Equinix Caspian Dr. Fuel Cell | CA | Santa Clara | EQX1A | Other Natural Gas | FC |  | S | X | X |  |  | 2 | 0.99 | 2 | 2 | 2 | N |  |  | OP | X | 12 | 2017 |  |  | N | IPP Non-CHP | 2 | X | NG | [9 empty] | N | N | 0 | 12H | [23 empty] | N
62150 | 2016 ESA Project Company, LLC | 62671 | Equinix Caspian Dr. Fuel Cell | CA | Santa Clara | EQX1B | Other Natural Gas | FC |  | S | X | X |  |  | 2.8 | 0.99 | 2.8 | 2.8 | 2.8 | N |  |  | OP | X | 12 | 2017 |  |  | N | IPP Non-CHP | 2 | X | NG | [9 empty] | N | N | 0 | 12H | [23 empty] | N
62162 | RP Napa Solar 1, LLC | 62687 | American Canyon Solar | CA | Napa | RPNPA | Solar Photovoltaic | PV |  | S | X | X |  |  | 1 |  | 1 | 1 |  | N |  |  | OP | X | 9 | 2019 |  |  | N | IPP Non-CHP | 2 | X | SUN | [9 empty] | N | N
62162 | RP Napa Solar 1, LLC | 62687 | American Canyon Solar | CA | Napa | RPNPB | Solar Photovoltaic | PV |  | S | X | X |  |  | 1 |  | 1 | 1 |  | N |  |  | OP | X | 9 | 2019 |  |  | N | IPP Non-CHP | 2 | X | SUN | [9 empty] | N | N
62162 | RP Napa Solar 1, LLC | 62687 | American Canyon Solar | CA | Napa | RPNPC | Solar Photovoltaic | PV |  | S | X | X |  |  | 1 |  | 1 | 1 |  | N |  |  | OP | X | 9 | 2019 |  |  | N | IPP Non-CHP | 2 | X | SUN | [9 empty] | N | N
62628 | County of Santa Clara (CA) | 62688 | Malech Solar Farm | CA | Santa Clara | MFARM | Solar Photovoltaic | PV |  | S | X | X |  |  | 3.1 |  | 3.1 | 2 |  | N |  |  | OP | X | 10 | 2017 |  |  | N | IPP Non-CHP | 2 | X | SUN | [9 empty] | N | N |  | 10M | [23 empty] | N
62628 | County of Santa Clara (CA) | 62689 | Hellyer Solar Farm | CA | Santa Clara | HFARM | Solar Photovoltaic | PV |  | S | X | X |  |  | 2.2 |  | 2.2 | 1.5 |  | N |  |  | OP | X | 8 | 2017 |  |  | N | IPP Non-CHP | 2 | X | SUN | [9 empty] | N | N |  | 10M | [23 empty] | N
62628 | County of Santa Clara (CA) | 62690 | Guadalupe Solar Farm | CA | Santa Clara | GFARM | Solar Photovoltaic | PV |  | S | X | X |  |  | 1.7 |  | 1.7 | 1.1 |  | N |  |  | OP | X | 9 | 2018 |  |  | N | IPP Non-CHP | 2 | X | SUN | [9 empty] | N | N |  | 10M | [23 empty] | N
62150 | 2016 ESA Project Company, LLC | 62697 | Mission College Blvd. Fuel Cell | CA | Santa Clara | NTL3A | Other Natural Gas | FC |  | S | X | X |  |  | 2.4 | 0.99 | 2.4 | 2.4 | 2.4 | N |  |  | OP | X | 12 | 2017 |  |  | N | IPP Non-CHP | 2 | X | NG | [9 empty] | N | N |  | 12H | [23 empty] | N
62150 | 2016 ESA Project Company, LLC | 62697 | Mission College Blvd. Fuel Cell | CA | Santa Clara | NTL3B | Other Natural Gas | FC |  | S | X | X |  |  | 2.6 | 0.99 | 2.6 | 2.6 | 2.6 | N |  |  | OP | X | 12 | 2017 |  |  | N | IPP Non-CHP | 2 | X | NG | [9 empty] | N | N | 0 | 12H | [23 empty] | N
62150 | 2016 ESA Project Company, LLC | 62698 | Kaiser East La Palma Ave. Fuel Cell | CA | Orange | KR059 | Other Natural Gas | FC |  | S | X | X |  |  | 2.2 | 0.99 | 2.2 | 2.2 | 1.5 | N |  |  | OP | X | 9 | 2017 |  |  | N | IPP Non-CHP | 2 | X | NG | [9 empty] | N | N | 0 | 12H | [23 empty] | N
62150 | 2016 ESA Project Company, LLC | 62699 | Kaiser Deer Valley Rd. Fuel Cell | CA | Contra Costa | KSR24 | Other Natural Gas | FC |  | S | X | X |  |  | 1.4 | 0.99 | 1.4 | 1.4 | 1.4 | N |  |  | OP | X | 4 | 2017 |  |  | N | IPP Non-CHP | 2 | X | NG | [9 empty] | N | N | 0 | 12H | [23 empty] | N
62150 | 2016 ESA Project Company, LLC | 62700 | Kaiser Owens Dr. Fuel Cell | CA | Alameda | KSR23 | Other Natural Gas | FC |  | S | X | X |  |  | 1 | 0.99 | 1 | 1 | 1 | N |  |  | OP | X | 9 | 2017 |  |  | N | IPP Non-CHP | 2 | X | NG | [9 empty] | N | N | 0 | 12H | [23 empty] | N
62150 | 2016 ESA Project Company, LLC | 62701 | Kaiser Napa Valley Corporate Dr Fuel Cell | CA | Napa | KS18A | Other Natural Gas | FC |  | S | X | X |  |  | 2.5 | 0.99 | 2.5 | 2.5 | 2.5 | N |  |  | OP | X | 6 | 2017 |  |  | N | IPP Non-CHP | 2 | X | NG | [9 empty] | N | N | 0 | 12H | [23 empty] | N
62150 | 2016 ESA Project Company, LLC | 62701 | Kaiser Napa Valley Corporate Dr Fuel Cell | CA | Napa | KS18B | Other Natural Gas | FC |  | S | X | X |  |  | 2.3 | 0.99 | 2.3 | 2.3 | 2.3 | N |  |  | OP | X | 6 | 2017 |  |  | N | IPP Non-CHP | 2 | X | NG | [9 empty] | N | N | 0 | 12H | [23 empty] | N
62150 | 2016 ESA Project Company, LLC | 62702 | Equinix Great Oaks Blvd. Fuel Cell | CA | Santa Clara | EQ14A | Other Natural Gas | FC |  | S | X | X |  |  | 2.4 | 0.99 | 2.4 | 2.4 | 2.4 | N |  |  | OP | X | 12 | 2017 |  |  | N | IPP Non-CHP | 2 | X | NG | [9 empty] | N | N | 0 | 12H | [23 empty] | N
62150 | 2016 ESA Project Company, LLC | 62702 | Equinix Great Oaks Blvd. Fuel Cell | CA | Santa Clara | EQ14B | Other Natural Gas | FC |  | S | X | X |  |  | 2.1 | 0.99 | 2.1 | 2.1 | 2.1 | N |  |  | OP | X | 12 | 2017 |  |  | N | IPP Non-CHP | 2 | X | NG | [9 empty] | N | N | 0 | 12H | [23 empty] | N
62150 | 2016 ESA Project Company, LLC | 62703 | Equinix Lundy Ave. Fuel Cell | CA | Santa Clara | EQ13A | Other Natural Gas | FC |  | S | X | X |  |  | 1.8 | 0.99 | 1.8 | 1.8 | 1.8 | N |  |  | OP | X | 9 | 2017 |  |  | N | IPP Non-CHP | 2 | X | NG | [9 empty] | N | N | 0 | 12H | [23 empty] | N
62150 | 2016 ESA Project Company, LLC | 62703 | Equinix Lundy Ave. Fuel Cell | CA | Santa Clara | EQ13B | Other Natural Gas | FC |  | S | X | X |  |  | 2 | 0.99 | 2 | 2 | 2 | N |  |  | OP | X | 9 | 2017 |  |  | N | IPP Non-CHP | 2 | X | NG | [9 empty] | N | N | 0 | 12H | [23 empty] | N
62150 | 2016 ESA Project Company, LLC | 62704 | Equinix Douglas St. Fuel Cell | CA | Los Angeles | EQX09 | Other Natural Gas | FC |  | S | X | X |  |  | 1.5 | 0.99 | 1.5 | 1.5 | 1.5 | N |  |  | OP | X | 10 | 2017 |  |  | N | IPP Non-CHP | 2 | X | NG | [9 empty] | N | N | 0 | 12H | [23 empty] | N
62150 | 2016 ESA Project Company, LLC | 62705 | Equinix Maple Ave. Fuel Cell | CA | Los Angeles | EQX08 | Other Natural Gas | FC |  | S | X | X |  |  | 2 | 0.99 | 2 | 2 | 2 | N |  |  | OP | X | 9 | 2017 |  |  | N | IPP Non-CHP | 2 | X | NG | [9 empty] | N | N | 0 | 12H | [23 empty] | N
62648 | DG 1 Acquisition Co., LLC | 62732 | Solar Star Palo Alto I, LLC | CA | Santa Clara | SSPAI | Solar Photovoltaic | PV |  | S | X | X |  |  | 1.3 |  | 1.3 | 1.3 |  | N |  |  | OP | X | 8 | 2019 |  |  | N | IPP Non-CHP | 2 | X | SUN
62701 | Vista Solar, Inc. | 62806 | Shelter Creek Condominiums Solar | CA | San Mateo | SCC01 | Solar Photovoltaic | PV |  | W | X | X |  |  | 2.5 |  | 2.4 | 1.1 |  | N |  |  | OP | X | 2 | 2020 |  |  | N | IPP Non-CHP | 2 | X | SUN
62772 | CA ODEVI LLC | 62902 | Windsor Floating Solar | CA | Sonoma | WUS15 | Solar Photovoltaic | PV |  | S | X | X |  |  | 1.5 |  | 1.5 | 1.5 |  | N |  |  | OP | X | 11 | 2020 |  |  | N | IPP Non-CHP | 2 | X | SUN
62854 | Solar Star California LXXVIII, LLC | 62987 | Grossmont HS Solar Project | CA | San Diego | GHSP | Solar Photovoltaic | PV |  | S | X | X |  |  | 1.4 |  | 1.3 | 0.8 |  | N |  |  | OP | X | 12 | 2018 |  |  | N | Commercial Non-CHP | 4 | X | SUN
62842 | Lightsource Renewable Energy Asset Management, LLC | 62988 | Wildflower Solar 1 | CA | Sacramento | CAWF1 | Solar Photovoltaic | PV |  | W | X | X | NP-15 | NP-15 | 13 | 0.95 | 13 | 13 |  | N |  |  | OP | X | 12 | 2020 |  |  | N | IPP Non-CHP | 2 | X | SUN | [16 empty] | N | [19 empty] | N
62856 | Forefront Power, LLC | 63021 | SCCCD - Clovis Community College | CA | Fresno | 232 | Solar Photovoltaic | PV |  | S | X | X |  |  | 1.3 |  | 1.3 | 1.3 |  | N |  |  | OP | X | 12 | 2018 |  |  | N | IPP Non-CHP | 2 | X | SUN
62885 | CalCity Solar 1 , LLC | 63054 | CalCity Solar 1 | CA | Kern | CALTR | Solar Photovoltaic | PV |  | S | X | X |  |  | 3 |  | 3 | 3 |  | N |  |  | OP | X | 11 | 2019 |  |  | N | IPP Non-CHP | 2 | X | SUN
62856 | Forefront Power, LLC | 63068 | SCCCD - Fresno Community College | CA | Fresno | 231 | Solar Photovoltaic | PV |  | S | X | X |  |  | 2.2 |  | 2.2 | 2.2 |  | N |  |  | OP | X | 10 | 2018 |  |  | N | IPP Non-CHP | 2 | X | SUN
62856 | Forefront Power, LLC | 63074 | Reedley Community College Solar | CA | Fresno | 234 | Solar Photovoltaic | PV |  | S | X | X |  |  | 2.6 |  | 2.6 | 2.6 |  | N |  |  | OP | X | 12 | 2018 |  |  | N | IPP Non-CHP | 2 | X | SUN
60059 | ZGlobal Inc | 63078 | Eagle Creek | CA | Kern | EGCRK | Solar Photovoltaic | PV |  | W | X | X |  |  | 3 | 1 | 3 | 3 |  | N |  |  | OP | X | 12 | 2019 |  |  | N | IPP Non-CHP | 2 | X | SUN | [9 empty] | N | N
62988 | DG California Solar LLC | 63204 | CID Solar (CA) | CA | Kings | HLS | Solar Photovoltaic | PV |  | S | X | X |  |  | 2 |  | 2 | 2 |  | N |  |  | OP | X | 9 | 2019 |  |  | N | IPP Non-CHP | 2 | X | SUN
63067 | Valero Wilmington | 63285 | Valero Wilmington Cogeneration Plant | CA | Los Angeles | 79G1 | Natural Gas Fired Combustion Turbine | GT |  | S | X | X |  |  | 33.5 | 0.85 | 32.2 | 32.2 | 10 | N |  |  | OP | X | 11 | 2017 |  |  | Y | Industrial CHP | 7 | T | NG | [9 empty] | N | N |  | 1H | [23 empty] | N | N | N
63091 | Solar Star California LXIV, LLC | 63303 | Alticor Inc - Solar Project | CA | Orange | AISP | Solar Photovoltaic | PV |  | W | X | X |  |  | 1.2 |  | 1.1 | 0.7 |  | N |  |  | OP | X | 12 | 2017 |  |  | N | IPP Non-CHP | 2 | X | SUN
62067 | EnterSolar | 63361 | Medline Ind. Phase 2 Tracy | CA | San Joaquin | MIP2T | Solar Photovoltaic | PV |  | W | X | X |  |  | 1 |  | 1 | 1 |  | N |  |  | OP | X | 4 | 2018 |  |  | N | IPP Non-CHP | 2 | X | SUN | [9 empty] | N | N
62067 | EnterSolar | 63363 | Niagara Bottling Stockton | CA | San Joaquin | NBS | Solar Photovoltaic | PV |  | W | X | X |  |  | 1 |  | 1 | 1 |  | N |  |  | OP | X | 1 | 2018 |  |  | N | IPP Non-CHP | 2 | X | SUN
63125 | Phelan Pinon Hills Community Services District | 63376 | Phelan Pinon Hills CSD Solar | CA | San Bernardino | PPHS | Solar Photovoltaic | PV |  | S | X | X |  |  | 1.2 |  | 1.1 | 0.8 |  | N |  |  | OP | X | 11 | 2015 |  |  | N | IPP Non-CHP | 2 | X | SUN
61944 | Goldman Sachs Renewable Power Group | 63385 | Castaic Lake Phase II | CA | Los Angeles | CA135 | Solar Photovoltaic | PV |  | S | X | X |  |  | 3.5 |  | 3.5 | 3.5 |  | N |  |  | OP | X | 12 | 2014 |  |  | N | IPP Non-CHP | 2 | X | SUN
63246 | EDF Renewables Distributed Solutions, Inc | 63412 | San Diego Zoo | CA | San Diego | SDZOO | Batteries | BA |  | S | X | X |  |  | 1 |  | 1 | 1 | 0 | N |  |  | OP | X | 10 | 2019 |  |  | N | IPP Non-CHP | 2 | X | MWH | [9 empty] | N | N |  | 10M | [23 empty] | N | N | N
61620 | IOS II LLC | 63414 | IOS II-LAX9 | CA | San Bernardino | IOSII | Solar Photovoltaic | PV |  | S | X | X |  |  | 4 | 1 | 3.7 | 3.3 |  | N |  |  | OP | X | 2 | 2020 |  |  | N | IPP Non-CHP | 2 | X | SUN
17164 | Sierra Pacific Industries Inc | 63416 | Sierra Pacific Industries (2042-RD) | CA | Tehama | GEN1 | Solar Photovoltaic | PV |  | S | X | X |  |  | 8.4 |  | 8.4 | 8.4 |  | N |  |  | OP | X | 5 | 2020 |  |  | N | Industrial Non-CHP | 6 | X | SUN
62856 | Forefront Power, LLC | 63418 | DGS Wasco State Prison | CA | Kern | 1122 | Solar Photovoltaic | PV |  | S | X | X |  |  | 2.3 |  | 2.3 | 2.3 |  | N |  |  | OP | X | 7 | 2020 |  |  | N | IPP Non-CHP | 2 | X | SUN
62856 | Forefront Power, LLC | 63419 | DGS Central California Womens Facility | CA | Madera | 1122 | Solar Photovoltaic | PV |  | S | X | X |  |  | 2 |  | 2 | 2 |  | N |  |  | OP | X | 12 | 2020 |  |  | N | IPP Non-CHP | 2 | X | SUN
62856 | Forefront Power, LLC | 63420 | Fresno Bullard High School Hybrid | CA | Fresno | 903 | Solar Photovoltaic | PV |  | S | X | X |  |  | 1.2 |  | 1.2 | 1.2 |  | N |  |  | OP | X | 3 | 2020 |  |  | N | IPP Non-CHP | 2 | X | SUN | [12 empty] | 10M
62856 | Forefront Power, LLC | 63420 | Fresno Bullard High School Hybrid | CA | Fresno | BA903 | Batteries | BA |  | S | X | X |  |  | 0.4 |  | 0.4 | 0.4 | 0 | N |  |  | OP | X | 3 | 2020 |  |  | N | IPP Non-CHP | 2 | X | MWH | [12 empty] | 10M
62856 | Forefront Power, LLC | 63421 | Fresno Hoover High School Hybrid | CA | Fresno | 291 | Solar Photovoltaic | PV |  | S | X | X |  |  | 1.2 |  | 1.2 | 1.2 |  | N |  |  | OP | X | 3 | 2020 |  |  | N | IPP Non-CHP | 2 | X | SUN | [12 empty] | 10M
62856 | Forefront Power, LLC | 63421 | Fresno Hoover High School Hybrid | CA | Fresno | BA291 | Batteries | BA |  | S | X | X |  |  | 0.2 |  | 0.2 | 0.2 | 0 | N |  |  | OP | X | 3 | 2020 |  |  | N | IPP Non-CHP | 2 | X | MWH | [12 empty] | 10M
62856 | Forefront Power, LLC | 63422 | Fresno Sunnyside High School Hybrid | CA | Fresno | 1122 | Solar Photovoltaic | PV |  | S | X | X |  |  | 1.6 |  | 1.6 | 1.6 |  | N |  |  | OP | X | 12 | 2020 |  |  | N | IPP Non-CHP | 2 | X | SUN | [12 empty] | 10M
62856 | Forefront Power, LLC | 63422 | Fresno Sunnyside High School Hybrid | CA | Fresno | BA112 | Batteries | BA |  | S | X | X |  |  | 0.3 |  | 0.3 | 0.3 | 0 | N |  |  | OP | X | 12 | 2020 |  |  | N | IPP Non-CHP | 2 | X | MWH | [12 empty] | 10M
61939 | Clearway Energy, Inc | 63439 | Central CA Fuel Cell 1 | CA | Tulare | CCFC1 | Other Natural Gas | FC |  | S | X | X |  |  | 2.8 | 1 | 2.8 | 2.8 | 0.2 | N |  |  | OP | X | 5 | 2018 |  |  | Y | IPP CHP | 3 | T | NG | [9 empty] | N | N |  | OVER
63198 | RE-VFO LLC | 63455 | RE-VFO LLC | CA | Tulare | INV1 | Solar Photovoltaic | PV |  | S | X | X |  |  | 0.5 |  | 0.5 | 0.5 |  | N |  |  | OP | X | 5 | 2009 |  |  | N | IPP Non-CHP | 2 | X | SUN | [9 empty] | N | N |  | 10M | [20 empty] | N |  |  | N
63198 | RE-VFO LLC | 63455 | RE-VFO LLC | CA | Tulare | INV2 | Solar Photovoltaic | PV |  | S | X | X |  |  | 0.5 |  | 0.5 | 0.5 |  | N |  |  | OP | X | 5 | 2009 |  |  | N | IPP Non-CHP | 2 | X | SUN | [9 empty] | N | N |  | 10M | [20 empty] | N |  |  | N
63226 | CalCom Energy | 63486 | D'Arrigo Brothers - Phase 4 | CA | Monterey | DA04 | Solar Photovoltaic | PV |  | W | X | X |  |  | 1.7 | 1 | 1.7 | 1.2 |  | N |  |  | OP | X | 3 | 2019 |  |  | N | IPP Non-CHP | 2 | X | SUN
57353 | Plumas Sierra Rural Electric Coop | 63493 | PSREC/SIAD Solar | CA | Lassen | SIAD | Solar Photovoltaic | PV |  | S | X | X |  |  | 2.5 | 0.8 | 2.4 | 1.6 |  | N |  |  | OP | X | 9 | 2018 |  |  | N | Electric Utility | 1 | X | SUN | [10 empty] | N | 0
60947 | Tesla Inc. | 63510 | Walnut Unified School District Walnut HS Hybrid | CA | Los Angeles | PV1 | Solar Photovoltaic | PV |  | W | X | X |  |  | 1.8 |  | 1.8 | 1.8 |  | N |  |  | OP | X | 2 | 2020 |  |  | N | IPP Non-CHP | 2 | X | SUN | [12 empty] | 10M
60947 | Tesla Inc. | 63510 | Walnut Unified School District Walnut HS Hybrid | CA | Los Angeles | ST1 | Batteries | BA |  | W | X | X |  |  | 0.5 |  | 0.5 | 0.5 | 0 | N |  |  | OP | X | 2 | 2020 |  |  | N | IPP Non-CHP | 2 | X | MWH | [12 empty] | 10M
63226 | CalCom Energy | 63514 | Moonlight Packing - Phase 2 | CA | Fresno | MLO2 | Solar Photovoltaic | PV |  | W | X | X |  |  | 1.4 |  | 1.4 | 1 |  | N |  |  | OP | X | 6 | 2019 |  |  | N | IPP Non-CHP | 2 | X | SUN
61944 | Goldman Sachs Renewable Power Group | 63516 | California City | CA | Kern | CACTY | Solar Photovoltaic | PV |  | S | X | X |  |  | 1.9 |  | 1.9 | 1.9 |  | N |  |  | OP | X | 7 | 2018 |  |  | N | IPP Non-CHP | 2 | X | SUN
61944 | Goldman Sachs Renewable Power Group | 63527 | Lafayette 2 - Internal Services Dept | CA | Los Angeles | GEN1 | Solar Photovoltaic | PV |  | W | X | X |  |  | 1.9 | 1 | 1.9 | 1.9 |  | N |  |  | OP | X | 8 | 2020 |  |  | N | IPP Non-CHP | 2 | X | SUN
61944 | Goldman Sachs Renewable Power Group | 63545 | Chevron - Lost Hills Hybrid | CA | Kern | GEN1 | Solar Photovoltaic | PV |  | S | X | X |  |  | 30 |  | 30 | 30 |  | N |  |  | OP | X | 4 | 2020 |  |  | N | IPP Non-CHP | 2 | X | SUN
57128 | Bloom Energy | 63603 | Illumina Way SD | CA | San Diego | ILM01 | Other Natural Gas | FC |  | W | X | X |  |  | 3.5 |  | 3.5 | 3.5 | 0.1 | N |  |  | OP | X | 9 | 2019 |  |  | N | Industrial Non-CHP | 6 | X | NG | [9 empty] | N | N |  | 12H
57128 | Bloom Energy | 63604 | Extreme San Ignacio | CA | Santa Clara | EXN02 | Other Natural Gas | FC |  | W | X | X |  |  | 1 |  | 1 | 1 | 0.1 | N |  |  | OP | X | 5 | 2019 |  |  | N | Commercial Non-CHP | 4 | X | NG | [9 empty] | N | N |  | 12H
57128 | Bloom Energy | 63605 | ATT North Watney | CA | Solano | ATT35 | Other Natural Gas | FC |  | W | X | X |  |  | 2 |  | 2 | 2 | 0.1 | N |  |  | OP | X | 12 | 2019 |  |  | N | Commercial Non-CHP | 4 | X | NG | [9 empty] | N | N |  | 12H
57128 | Bloom Energy | 63606 | ATT Ventura Blvd | CA | Los Angeles | ATT27 | Other Natural Gas | FC |  | W | X | X |  |  | 1 |  | 1 | 1 | 0.1 | N |  |  | OP | X | 11 | 2019 |  |  | N | Commercial Non-CHP | 4 | X | NG | [9 empty] | N | N |  | 12H
57128 | Bloom Energy | 63607 | Extreme Via Del Oro | CA | Santa Clara | EXN01 | Other Natural Gas | FC |  | W | X | X |  |  | 1.2 |  | 1.2 | 1.2 | 0.1 | N |  |  | OP | X | 3 | 2019 |  |  | N | Commercial Non-CHP | 4 | X | NG | [9 empty] | N | N | 0 | 12H
63785 | Hybrid-Electric Building Technologies West Los Angeles 1, LLC | 63609 | Allergan | CA | Orange | ALRGN | Batteries | BA |  | J | X | X |  |  | 1.5 |  | 1.5 | 1.5 | 0 | N |  |  | OP | X | 7 | 2019 |  |  | N | Commercial Non-CHP | 4 | X | MWH | [12 empty] | 10M
63785 | Hybrid-Electric Building Technologies West Los Angeles 1, LLC | 63610 | Baker | CA | Orange | BAKER | Batteries | BA |  | J | X | X |  |  | 1.2 |  | 1.2 | 1.2 | 0 | N |  |  | OP | X | 4 | 2019 |  |  | N | Commercial Non-CHP | 4 | X | MWH | [12 empty] | 10M
63785 | Hybrid-Electric Building Technologies West Los Angeles 1, LLC | 63611 | CSU Long Beach | CA | Los Angeles | CSULB | Batteries | BA |  | J | X | X |  |  | 2.5 |  | 2.5 | 2.5 | 0 | N |  |  | OP | X | 3 | 2017 |  |  | N | Commercial Non-CHP | 4 | X | MWH | [12 empty] | 10M
63785 | Hybrid-Electric Building Technologies West Los Angeles 1, LLC | 63612 | DATS | CA | Orange | DATS0 | Batteries | BA |  | J | X | X |  |  | 1 |  | 1 | 1 | 0 | N |  |  | OP | X | 4 | 2017 |  |  | N | Commercial Non-CHP | 4 | X | MWH | [12 empty] | 10M
63785 | Hybrid-Electric Building Technologies West Los Angeles 1, LLC | 63613 | Downey | CA | Los Angeles | DOWNY | Batteries | BA |  | J | X | X |  |  | 2 |  | 2 | 2 | 0 | N |  |  | OP | X | 12 | 2019 |  |  | N | Commercial Non-CHP | 4 | X | MWH | [12 empty] | 10M
63785 | Hybrid-Electric Building Technologies West Los Angeles 1, LLC | 63614 | LAWRP | CA | Orange | LAWRP | Batteries | BA |  | J | X | X |  |  | 1 |  | 1 | 1 | 0 | N |  |  | OP | X | 4 | 2019 |  |  | N | Commercial Non-CHP | 4 | X | MWH | [12 empty] | 10M
63785 | Hybrid-Electric Building Technologies West Los Angeles 1, LLC | 63615 | Long Beach Convention Center | CA | Los Angeles | LBCON | Batteries | BA |  | J | X | X |  |  | 1.5 |  | 1.5 | 1.5 | 0 | N |  |  | OP | X | 4 | 2019 |  |  | N | Commercial Non-CHP | 4 | X | MWH | [12 empty] | 10M
63785 | Hybrid-Electric Building Technologies West Los Angeles 1, LLC | 63616 | OCSD | CA | Orange | OCSD1 | Batteries | BA |  | J | X | X |  |  | 4.9 |  | 4.9 | 4.9 | 0 | N |  |  | OP | X | 8 | 2019 |  |  | N | Commercial Non-CHP | 4 | X | MWH | [12 empty] | 10M
63785 | Hybrid-Electric Building Technologies West Los Angeles 1, LLC | 63617 | SOCCD | CA | Orange | SOCCD | Batteries | BA |  | J | X | X |  |  | 1.3 |  | 1.3 | 1.3 | 0 | N |  |  | OP | X | 6 | 2019 |  |  | N | Commercial Non-CHP | 4 | X | MWH | [12 empty] | 10M
61944 | Goldman Sachs Renewable Power Group | 63623 | Lafayette 2 - MLK Jr. Hospital (MLK) | CA | Los Angeles | GEN1 | Solar Photovoltaic | PV |  | W | X | X |  |  | 1.7 | 1 | 1.7 | 1.7 |  | N |  |  | OP | X | 8 | 2020 |  |  | N | IPP Non-CHP | 2 | X | SUN
62715 | Westbound Solar LLC | 63630 | Pleasanton - Amador Valley High School | CA | Alameda | AVHS | Solar Photovoltaic | PV |  | S | X | X |  |  | 1.1 |  | 1.1 | 1.1 |  | N |  |  | OP | X | 11 | 2019 |  |  | N | Commercial Non-CHP | 4 | X | SUN
58622 | Costco Wholesale | 63638 | Tracy 210 | CA | San Joaquin | CTC13 | Other Natural Gas | FC |  | S | X | X |  |  | 2.6 |  | 2.6 | 2.6 | 0.1 | N |  |  | OP | X | 3 | 2019 |  |  | N | Industrial Non-CHP | 6 | X | NG | [9 empty] | N | N |  | 12H
63344 | SunE P11L Holdings, LLC | 63651 | North Kern State Prison Phase II | CA | Kern | 5812 | Solar Photovoltaic | PV |  | S | X | X |  |  | 4 |  | 4 | 4 |  | N |  |  | OP | X | 9 | 2012 |  |  | N | IPP Non-CHP | 2 | X | SUN
63393 | VS Dedeaux LLC | 63674 | Dedeaux | CA | Los Angeles | DEDEA | Solar Photovoltaic | PV |  | S | X | X |  |  | 0.9 | 1 | 0.9 | 0.9 |  | N |  |  | OP | X | 12 | 2019 |  |  | N | IPP Non-CHP | 2 | X | SUN
62150 | 2016 ESA Project Company, LLC | 63699 | AGT000 Stevens Creek Fuel Cell | CA | Santa Clara | AGT0A | Other Natural Gas | FC |  | S | X | X |  |  | 1.2 | 0.99 | 1.2 | 1.2 | 1.2 | N |  |  | OP | X | 9 | 2018 |  |  | N | IPP Non-CHP | 2 | X | NG | [9 empty] | N | N |  | 12H | [23 empty] | N
62150 | 2016 ESA Project Company, LLC | 63699 | AGT000 Stevens Creek Fuel Cell | CA | Santa Clara | AGT0B | Other Natural Gas | FC |  | S | X | X |  |  | 1 | 0.99 | 1 | 1 | 1 | N |  |  | OP | X | 9 | 2018 |  |  | N | IPP Non-CHP | 2 | X | NG | [10 empty] | N |  | 12H | [23 empty] | N
62150 | 2016 ESA Project Company, LLC | 63701 | CST001 McCarthy Fuel Cell | CA | Santa Clara | CST1A | Other Natural Gas | FC |  | S | X | X |  |  | 0.9 | 0.9 | 0.9 | 0.9 | 0.9 | N |  |  | OP | X | 1 | 2019 |  |  | N | IPP Non-CHP | 2 | X | NG | [9 empty] | N | N |  | 12H | [23 empty] | N
62150 | 2016 ESA Project Company, LLC | 63701 | CST001 McCarthy Fuel Cell | CA | Santa Clara | CST1B | Other Natural Gas | FC |  | S | X | X |  |  | 0.3 | 0.9 | 0.3 | 0.3 | 0.3 | N |  |  | OP | X | 1 | 2019 |  |  | N | IPP Non-CHP | 2 | X | NG | [9 empty] | N | N |  | 12H | [23 empty] | N
62150 | 2016 ESA Project Company, LLC | 63704 | EQX010 Great Oaks Fuel Cell | CA | Santa Clara | EQ10A | Other Natural Gas | FC |  | S | X | X |  |  | 1.2 | 0.99 | 1.2 | 1.2 | 1.2 | N |  |  | OP | X | 9 | 2019 |  |  | N | IPP Non-CHP | 2 | X | NG | [10 empty] | N |  | 12H | [23 empty] | N
62150 | 2016 ESA Project Company, LLC | 63704 | EQX010 Great Oaks Fuel Cell | CA | Santa Clara | EQ10B | Other Natural Gas | FC |  | S | X | X |  |  | 1.2 | 0.99 | 1.2 | 1.2 | 1.2 | N |  |  | OP | X | 9 | 2019 |  |  | N | IPP Non-CHP | 2 | X | NG | [10 empty] | N |  | 12H | [23 empty] | N
62150 | 2016 ESA Project Company, LLC | 63705 | EQX011 Duane Fuel Cell | CA | Santa Clara | EQ11A | Other Natural Gas | FC |  | S | X | X |  |  | 2 | 0.99 | 2 | 2 | 2 | N |  |  | OP | X | 11 | 2018 |  |  | N | IPP Non-CHP | 2 | X | NG | [12 empty] | 12H | [23 empty] | N
62150 | 2016 ESA Project Company, LLC | 63705 | EQX011 Duane Fuel Cell | CA | Santa Clara | EQ11B | Other Natural Gas | FC |  | S | X | X |  |  | 1.4 | 0.99 | 1.4 | 1.4 | 1.4 | N |  |  | OP | X | 9 | 2018 |  |  | N | IPP Non-CHP | 2 | X | NG | [12 empty] | 12H | [23 empty] | N
62150 | 2016 ESA Project Company, LLC | 63705 | EQX011 Duane Fuel Cell | CA | Santa Clara | EQ11C | Other Natural Gas | FC |  | S | X | X |  |  | 1.8 | 0.99 | 1.8 | 1.8 | 1.8 | N |  |  | OP | X | 9 | 2018 |  |  | N | IPP Non-CHP | 2 | X | NG | [12 empty] | 12H | [23 empty] | N
62150 | 2016 ESA Project Company, LLC | 63708 | EQX015 Great Oaks Fuel Cell | CA | Santa Clara | EQ15A | Other Natural Gas | FC |  | S | X | X |  |  | 2 | 0.99 | 2 | 2 | 2 | N |  |  | OP | X | 1 | 2018 |  |  | N | IPP Non-CHP | 2 | X | NG | [9 empty] | N | N |  | 12H | [23 empty] | N
62150 | 2016 ESA Project Company, LLC | 63708 | EQX015 Great Oaks Fuel Cell | CA | Santa Clara | EQ15B | Other Natural Gas | FC |  | S | X | X |  |  | 2 | 0.99 | 2 | 2 | 2 | N |  |  | OP | X | 1 | 2018 |  |  | N | IPP Non-CHP | 2 | X | NG | [9 empty] | N | N |  | 12H | [23 empty] | N
62150 | 2016 ESA Project Company, LLC | 63711 | JSR000 N Mathilda Fuel Cell | CA | Santa Clara | JSR00 | Other Natural Gas | FC |  | S | X | X |  |  | 1.1 | 0.99 | 1.1 | 1.1 | 1.1 | N |  |  | OP | X | 6 | 2019 |  |  | N | IPP Non-CHP | 2 | X | NG | [10 empty] | N |  | 12H | [23 empty] | N
62150 | 2016 ESA Project Company, LLC | 63712 | KSR028 Merced Fuel Cell | CA | Alameda | KSR28 | Other Natural Gas | FC |  | S | X | X |  |  | 2 | 0.99 | 2 | 2 | 2 | N |  |  | OP | X | 4 | 2018 |  |  | N | IPP Non-CHP | 2 | X | NG | [9 empty] | N | N |  | 12H | [23 empty] | N
62150 | 2016 ESA Project Company, LLC | 63714 | GEN005 Antibody Fuel Cell | CA | San Diego | GEN05 | Other Natural Gas | FC |  | S | X | X |  |  | 2.5 | 0.9 | 2.5 | 2.5 | 2.5 | N |  |  | OP | X | 4 | 2019 |  |  | N | IPP Non-CHP | 2 | X | NG | [10 empty] | N |  | 12H | [23 empty] | N
62150 | 2016 ESA Project Company, LLC | 63715 | SCU000 El Camino Real Fuel Cell | CA | Santa Clara | SCU00 | Other Natural Gas | FC |  | S | X | X |  |  | 1.5 | 0.99 | 1.5 | 1.5 | 1.5 | N |  |  | OP | X | 12 | 2018 |  |  | N | IPP Non-CHP | 2 | X | NG | [9 empty] | N | N |  | 12H | [23 empty] | N
62150 | 2016 ESA Project Company, LLC | 63716 | KSR053 Cantara Fuel Cell | CA | Los Angeles | KSR53 | Other Natural Gas | FC |  | S | X | X |  |  | 1.6 | 0.99 | 1.6 | 1.6 | 1.6 | N |  |  | OP | X | 5 | 2018 |  |  | N | IPP Non-CHP | 2 | X | NG | [9 empty] | N | N |  | 12H | [23 empty] | N
62150 | 2016 ESA Project Company, LLC | 63717 | TLR000 Hansen Fuel Cell | CA | Monterey | TLR0A | Other Natural Gas | FC |  | S | X | X |  |  | 1 | 0.99 | 1 | 1 | 1 | N |  |  | OP | X | 9 | 2018 |  |  | N | IPP Non-CHP | 2 | X | NG | [9 empty] | N | N |  | 12H | [23 empty] | N
62150 | 2016 ESA Project Company, LLC | 63717 | TLR000 Hansen Fuel Cell | CA | Monterey | TLR0B | Other Natural Gas | FC |  | S | X | X |  |  | 1.5 | 0.99 | 1.5 | 1.5 | 1.5 | N |  |  | OP | X | 9 | 2019 |  |  | N | IPP Non-CHP | 2 | X | NG | [9 empty] | N | N |  | 12H | [23 empty] | N
62150 | 2016 ESA Project Company, LLC | 63717 | TLR000 Hansen Fuel Cell | CA | Monterey | TLR0C | Other Natural Gas | FC |  | S | X | X |  |  | 0.5 | 0.99 | 0.5 | 0.5 | 0.5 | N |  |  | OP | X | 9 | 2019 |  |  | N | IPP Non-CHP | 2 | X | NG | [9 empty] | N | N |  | 12H | [23 empty] | N
63452 | Ralph's Grocery Company | 63758 | Kroger La Habra | CA | Orange | KROLH | Solar Photovoltaic | PV |  | S | X | X |  |  | 1.2 | 1 | 1.2 | 1.2 |  | N |  |  | OP | X | 4 | 2020 |  |  | N | Industrial Non-CHP | 6 | X | SUN
63675 | Soscol Ferry Solar | 63761 | Soscol Ferry Solar | CA | Napa | SSCLC | Solar Photovoltaic | PV |  | W | X | X |  |  | 1 |  | 1 | 1 |  | N |  |  | OP | X | 12 | 2020 |  |  | N | IPP Non-CHP | 2 | X | SUN
63675 | Soscol Ferry Solar | 63761 | Soscol Ferry Solar | CA | Napa | SSCLD | Solar Photovoltaic | PV |  | W | X | X |  |  | 1 |  | 1 | 1 |  | N |  |  | OP | X | 12 | 2020 |  |  | N | IPP Non-CHP | 2 | X | SUN
63512 | Gateway Energy Storage, LLC | 63834 | Gateway Energy Storage System | CA | San Diego | GTWAY | Batteries | BA |  | S | X | X |  |  | 250 |  | 250 | 250 | 250 | N |  |  | OP | X | 7 | 2020 |  |  | N | IPP Non-CHP | 2 | X | MWH | [12 empty] | 10M
63545 | Golden Field Solar III, LLC | 63859 | Golden Field Solar III, LLC | CA | Kern | RCTR | Solar Photovoltaic | PV |  | S | X | X |  |  | 192 |  | 192 | 192 |  | N |  |  | OP | X | 12 | 2020 |  |  | N | IPP Non-CHP | 2 | X | SUN
56476 | Ameresco | 63928 | Vacaville Hospital | CA | Solano | 6701 | Solar Photovoltaic | PV |  | W | X | X |  |  | 1.5 | 0.99 | 1.4 | 0.7 |  | N |  |  | OP | X | 12 | 2019 |  |  | N | Commercial Non-CHP | 4 | X | SUN | [12 empty] | 10M
63602 | Titan Solar 1, LLC | 63932 | Titan Solar 1 (CA) | CA | Imperial | TITN1 | Solar Photovoltaic | PV |  | S | X | X |  |  | 70 |  | 70 | 70 |  | N |  |  | OP | X | 12 | 2020 |  |  | N | IPP Non-CHP | 2 | X | SUN
60584 | Onyx Asset Services Group | 63986 | Rialto - High School | CA | San Bernardino | 10136 | Solar Photovoltaic | PV |  | W | X | X |  |  | 0.9 | 1 | 0.9 | 0.9 |  | N |  |  | OP | X | 11 | 2017 |  |  | N | IPP Non-CHP | 2 | X | SUN
63648 | Family Tree Farms | 63993 | FTF-PackingShed | CA | Tulare | FTF02 | Solar Photovoltaic | PV |  | S | X | X |  |  | 1 |  | 1 | 0.7 |  | N |  |  | OP | X | 6 | 2013 |  |  | N | IPP Non-CHP | 2 | X | SUN
63649 | Mike Woolf Farming | 63994 | Firebaugh-CCS-PV-1 | CA | Fresno | MWF01 | Solar Photovoltaic | PV |  | S | X | X |  |  | 1 |  | 1 | 0.6 |  | N |  |  | OP | X | 3 | 2015 |  |  | N | Industrial Non-CHP | 6 | X | SUN
63689 | Wonderful Renewable Energy, LLC. | 64055 | Wonderful Orchards - New Columbia | CA | Madera | WOC | Solar Photovoltaic | PV |  | W | X | X |  |  | 5 | 0.99 | 5 | 4.2 |  | N |  |  | OP | X | 9 | 2020 |  |  | N | Industrial Non-CHP | 6 | X | SUN
63731 | Desert Harvest II LLC | 64103 | Desert Harvest II LLC | CA | Riverside | DH002 | Solar Photovoltaic | PV |  | S | X | X |  |  | 70 |  | 70 | 70 |  | N |  |  | OP | X | 12 | 2020 |  |  | N | IPP Non-CHP | 2 | X | SUN
63732 | Maverick Solar 4, LLC | 64104 | Maverick Solar 4, LLC | CA | Riverside | MAV02 | Solar Photovoltaic | PV |  | S | X | X |  |  | 100 |  | 100 | 100 |  | N |  |  | OP | X | 12 | 2020 |  |  | N | IPP Non-CHP | 2 | X | SUN
63763 | Still Water Power LLC | 64141 | Still Water Power | CA | Kings | 4 | Other Waste Biomass | IC |  | S | X | X |  |  | 1 | 1 | 1 | 1 | 0.1 | N |  |  | OP | X | 5 | 2020 |  |  | N | IPP Non-CHP | 2 | X | OBG | [9 empty] | N |  |  | 1H | [20 empty] | N |  |  | N | N
60025 | Greenbacker Renewable Energy Corporation | 64267 | Valencia 2 | CA | Imperial | 265 | Solar Photovoltaic | PV |  | S | X | X |  |  | 3 |  | 3 | 3 |  | N |  |  | OP | X | 12 | 2020 |  |  | N | IPP Non-CHP | 2 | X | SUN
63248 | Palmetto Power Management LLC | 64308 | Dissigno Healdsburg FPV, LLC | CA | Sonoma | HLDBG | Solar Photovoltaic | PV |  | W | X | X |  |  | 3 |  | 3 | 3 |  | N |  |  | OP | X | 12 | 2020 |  |  | N | IPP Non-CHP | 2 | X | SUN
63992 | Tranquillity Solar 1, LLC | 64376 | Tranquillity ID | CA | Fresno | TRANQ | Solar Photovoltaic | PV |  | S | X | X |  |  | 1.3 |  | 1.3 | 1.3 |  | N |  |  | OP | X | 3 | 2018 |  |  | N | IPP Non-CHP | 2 | X | SUN
63432 | SkyHigh 2 Solar | 64391 | Firestone Walker Brewery - Phase 1 | CA | San Luis Obispo | FWBP1 | Solar Photovoltaic | PV |  | S | X | X |  |  | 1.6 |  | 1.6 | 1.6 |  | N |  |  | OP | X | 11 | 2020 |  |  | N | Industrial Non-CHP | 6 | X | SUN
64034 | Los Palos Street Operating, LLC | 64418 | Big Bear | CA | Los Angeles | BB000 | Solar Photovoltaic | PV |  | S | X | X |  |  | 5.5 | 1 | 5.5 | 5.5 |  | N |  |  | OP | X | 12 | 2020 |  |  | N | IPP Non-CHP | 2 | X | SUN
58970 | Ecoplexus, Inc | 64517 | Department of Justice | CA | Sacramento | DOJ | Solar Photovoltaic | PV |  | S | X | X |  |  | 2.4 |  | 2.4 | 2.4 |  | N |  |  | OP | X | 4 | 2020 |  |  | N | IPP Non-CHP | 2 | X | SUN | [9 empty] | N | N
58970 | Ecoplexus, Inc | 64518 | CA Institute for Women | CA | San Bernardino | CIW | Solar Photovoltaic | PV |  | S | X | X |  |  | 1 |  | 1 | 1 |  | N |  |  | OP | X | 2 | 2020 |  |  | N | IPP Non-CHP | 2 | X | SUN | [9 empty] | N | N
58970 | Ecoplexus, Inc | 64519 | Centinela State Prison | CA | Imperial | CENSP | Solar Photovoltaic | PV |  | S | X | X |  |  | 6 |  | 6 | 6 |  | N |  |  | OP | X | 12 | 2019 |  |  | N | IPP Non-CHP | 2 | X | SUN | [9 empty] | N | N
58970 | Ecoplexus, Inc | 64521 | Calipatria State Prison | CA | Imperial | CALSP | Solar Photovoltaic | PV |  | S | X | X |  |  | 6 |  | 6 | 6 |  | N |  |  | OP | X | 12 | 2019 |  |  | N | IPP Non-CHP | 2 | X | SUN | [9 empty] | N | N
58970 | Ecoplexus, Inc | 64523 | Atascadero State Hospital | CA | San Luis Obispo | ATASC | Solar Photovoltaic | PV |  | S | X | X |  |  | 1.1 |  | 1.1 | 1.1 |  | N |  |  | OP | X | 8 | 2020 |  |  | N | IPP Non-CHP | 2 | X | SUN | [9 empty] | N | N
61944 | Goldman Sachs Renewable Power Group | 64579 | Broadway 2 - UC Riverside | CA | Riverside | GEN1 | Solar Photovoltaic | PV |  | W | X | X |  |  | 3 | 1 | 3 | 3 |  | N |  |  | OP | X | 9 | 2014 |  |  | N | IPP Non-CHP | 2 | X | SUN
62067 | EnterSolar | 64600 | Prologis L.P | CA | San Joaquin | PLDPL | Solar Photovoltaic | PV |  | S | X | X |  |  | 3 |  | 3 | 3 |  | N |  |  | OP | X | 8 | 2018 |  |  | N | IPP Non-CHP | 2 | X | SUN
62854 | Solar Star California LXXVIII, LLC | 64601 | County of San Diego COC Hybrid | CA | San Diego | ESS | Batteries | BA |  | W | X | X |  |  | 0.4 |  | 0.5 | 0.5 | 0.4 | N |  |  | OP | X | 7 | 2020 |  |  | N | IPP Non-CHP | 2 | X | MWH
62854 | Solar Star California LXXVIII, LLC | 64601 | County of San Diego COC Hybrid | CA | San Diego | PV | Solar Photovoltaic | PV |  | W | X | X |  |  | 1.7 |  | 1.7 | 1.1 |  | N |  |  | OP | X | 7 | 2020 |  |  | N | IPP Non-CHP | 2 | X | SUN
64229 | SEPV Sierra, LLC | 64611 | SEPV Sierra | CA | Los Angeles | 1 | Batteries | BA |  | S | X | X |  |  | 8.5 |  | 8.5 | 8.5 |  | N |  |  | OP | X | 4 | 2020 |  |  | N | IPP Non-CHP | 2 | X | MWH

## CHP
Calculate CHP capacity factors
2019
923
| NAICS-22 Non-Cogen | 96824414.774
| Electric Utility | 68034816.175
| Commercial NAICS Non-Cogen | 630612.905
| NAICS-22 Cogen | 12092905.016
| Commercial NAICS Cogen | 1830726.654
| Industrial NAICS Cogen | 12633584.288
| Industrial NAICS Non-Cogen | 1124878.73
193171938.542
860
| IPP Non-CHP | 43181.4
| Electric Utility | 28426
| Commercial Non-CHP | 357.9
| IPP CHP | 3415
| Commercial CHP | 392.1
| Industrial CHP | 2037.1
| Industrial Non-CHP | 229.4
78038.9
|  | 8760 | hours per year
2019 Estimated CF
| IPP Non-CHP | 378269064
| Electric Utility | 249011760
| Commercial Non-CHP | 3135204
| IPP CHP | 29915400
| Commercial CHP | 3434796
| Industrial CHP | 17844996
| Industrial Non-CHP | 2009544
| Total CHP potential | 51195192
| Actual generation | 26557215.958
| CF | 51.87%

## Other CFS
8760
|  | WAT | HY
2020 Hydro CF
|  | 860 | 923
| Conventional Hydroelectric | 10267.7 | 21523455.739
| X hours per year | 89945052
| Capacity factor |  | 0.2393
|  | SUN | PV
| Solar PV | 860 | 923
| Solar Photovoltaic | 13051.9 | 27766164.763
| X hours per year | 114334644
| Capacity factor |  | 0.24285

## 2020_923
193171938.542
Plant Id | Combined Heat And Power Plant | Nuclear Unit Id | Plant Name | Operator Name | Operator Id | Plant State | Census Region | NERC Region | Reserved | NAICS Code | EIA Sector Number | Sector Name | Reported Prime Mover | Reported Fuel Type Code | AER Fuel Type Code | Reserved | Reserved | Physical Unit Label | Quantity January | Quantity February | Quantity March | Quantity April | Quantity May | Quantity June | Quantity July | Quantity August | Quantity September | Quantity October | Quantity November | Quantity December | Elec_Quantity January | Elec_Quantity February | Elec_Quantity March | Elec_Quantity April | Elec_Quantity May | Elec_Quantity June | Elec_Quantity July | Elec_Quantity August | Elec_Quantity September | Elec_Quantity October | Elec_Quantity November | Elec_Quantity December | MMBtuPer_Unit January | MMBtuPer_Unit February | MMBtuPer_Unit March | MMBtuPer_Unit April | MMBtuPer_Unit May | MMBtuPer_Unit June | MMBtuPer_Unit July | MMBtuPer_Unit August | MMBtuPer_Unit September | MMBtuPer_Unit October | MMBtuPer_Unit November | MMBtuPer_Unit December | Tot_MMBtu January | Tot_MMBtu February | Tot_MMBtu March | Tot_MMBtu April | Tot_MMBtu May | Tot_MMBtu June | Tot_MMBtu July | Tot_MMBtu August | Tot_MMBtu September | Tot_MMBtu October | Tot_MMBtu November | Tot_MMBtu December | Elec_MMBtu January | Elec_MMBtu February | Elec_MMBtu March | Elec_MMBtu April | Elec_MMBtu May | Elec_MMBtu June | Elec_MMBtu July | Elec_MMBtu August | Elec_MMBtu September | Elec_MMBtu October | Elec_MMBtu November | Elec_MMBtu December | Netgen January | Netgen February | Netgen March | Netgen April | Netgen May | Netgen June | Netgen July | Netgen August | Netgen September | Netgen October | Netgen November | Netgen December | Total Fuel Consumption Quantity | Electric Fuel Consumption Quantity | Total Fuel Consumption MMBtu | Elec Fuel Consumption MMBtu | Net Generation (Megawatthours) | YEAR
34 | N | . | Rollins | Nevada Irrigation District | 13402 | CA | PACC | WECC |  | 22 | 2 | NAICS-22 Non-Cogen | HY | WAT | HYC |  |  |  | 0 | 0 | 0 | 0 | 0 | 0 | 0 | 0 | 0 | 0 | 0 | 0 | 0 | 0 | 0 | 0 | 0 | 0 | 0 | 0 | 0 | 0 | 0 | 0 | 0 | 0 | 0 | 0 | 0 | 0 | 0 | 0 | 0 | 0 | 0 | 0 | 31727 | 23670 | 25059 | 36784 | 50380 | 47073 | 49770 | 50151 | 34928 | 28724 | 21725 | 17896 | 31727 | 23670 | 25059 | 36784 | 50380 | 47073 | 49770 | 50151 | 34928 | 28724 | 21725 | 17896 | 3621.773 | 2702.048 | 2860.614 | 4199.095 | 5751.155 | 5373.674 | 5681.497 | 5724.985 | 3987.239 | 3279.044 | 2479.999 | 2042.877 | 0 | 0 | 417887 | 417887 | 47704 | 2020
72 | N | . | Venice Hydro | Metropolitan Water District of S CA | 12397 | CA | PACC | WECC |  | 22 | 1 | Electric Utility | HY | WAT | HYC |  |  |  | 0 | 0 | 0 | 0 | 0 | 0 | 0 | 0 | 0 | 0 | 0 | 0 | 0 | 0 | 0 | 0 | 0 | 0 | 0 | 0 | 0 | 0 | 0 | 0 | 0 | 0 | 0 | 0 | 0 | 0 | 0 | 0 | 0 | 0 | 0 | 0 | 0 | 0 | 0 | 0 | 0 | 0 | 0 | 0 | 0 | 0 | 0 | 0 | 0 | 0 | 0 | 0 | 0 | 0 | 0 | 0 | 0 | 0 | 0 | 0 | 0 | 0 | 0 | 0 | 0 | 0 | 0 | 0 | 0 | 0 | 0 | 0 | 0 | 0 | 0 | 0 | 0 | 2020
104 | N | . | J S Eastwood | Southern California Edison Co | 17609 | CA | PACC | WECC |  | 22 | 1 | Electric Utility | PS | WAT | HPS |  |  | megawatthours | 155 | 139 | 191 | 163 | 138 | 129 | 6170 | 16118 | 3837 | 18 | 1079 | 408 | 155 | 139 | 191 | 163 | 138 | 129 | 6170 | 16118 | 3837 | 18 | 1079 | 408 | 0 | 0 | 0 | 0 | 0 | 0 | 0 | 0 | 0 | 0 | 0 | 0 | 0 | 0 | 0 | 0 | 0 | 0 | 0 | 0 | 0 | 0 | 0 | 0 | 0 | 0 | 0 | 0 | 0 | 0 | 0 | 0 | 0 | 0 | 0 | 0 | 6513 | 5648 | 2478 | 5885 | 29346 | 35546 | 22276 | 24501 | 1144 | -18 | -1079 | -408 | 28545 | 28545 | 0 | 0 | 131832 | 2020
151 | N | . | McClure | Modesto Irrigation District | 12745 | CA | PACC | WECC |  | 22 | 1 | Electric Utility | GT | DFO | DFO |  |  | barrels | 166 | 161 | 156 | 123 | 180 | 155 | 217 | 208 | 180 | 195 | 193 | 156 | 166 | 161 | 156 | 123 | 180 | 155 | 217 | 208 | 180 | 195 | 193 | 156 | 5.8 | 5.8 | 5.8 | 5.8 | 5.8 | 5.8 | 5.8 | 5.8 | 5.8 | 5.8 | 5.8 | 5.8 | 963 | 934 | 905 | 713 | 1044 | 899 | 1259 | 1206 | 1044 | 1131 | 1119 | 905 | 963 | 934 | 905 | 713 | 1044 | 899 | 1259 | 1206 | 1044 | 1131 | 1119 | 905 | 47.049 | 45.33 | 43.925 | 34.813 | 50.677 | 43.827 | 61.312 | 58.65 | 50.729 | 55.025 | 54.373 | 44.01 | 2090 | 2090 | 12122 | 12122 | 589.72 | 2020
151 | N | . | McClure | Modesto Irrigation District | 12745 | CA | PACC | WECC |  | 22 | 1 | Electric Utility | GT | NG | NG |  |  | mcf | 1849 | 1638 | 1819 | 1286 | 1209 | 1701 | 2379 | 2956 | 2576 | 2676 | 2138 | 2370 | 1849 | 1638 | 1819 | 1286 | 1209 | 1701 | 2379 | 2956 | 2576 | 2676 | 2138 | 2370 | 1.039 | 1.039 | 1.039 | 1.039 | 1.039 | 1.039 | 1.039 | 1.039 | 1.039 | 1.039 | 1.039 | 1.039 | 1921 | 1702 | 1890 | 1336 | 1256 | 1767 | 2472 | 3071 | 2676 | 2780 | 2221 | 2462 | 1921 | 1702 | 1890 | 1336 | 1256 | 1767 | 2472 | 3071 | 2676 | 2780 | 2221 | 2462 | 93.569 | 82.777 | 91.93 | 64.983 | 61.098 | 85.957 | 120.246 | 149.437 | 130.191 | 135.241 | 108.056 | 119.795 | 24597 | 24597 | 25554 | 25554 | 1243.28 | 2020
161 | N | . | Turlock Lake | Turlock Irrigation District | 19281 | CA | PACC | WECC |  | 22 | 1 | Electric Utility | HY | WAT | HYC |  |  |  | 0 | 0 | 0 | 0 | 0 | 0 | 0 | 0 | 0 | 0 | 0 | 0 | 0 | 0 | 0 | 0 | 0 | 0 | 0 | 0 | 0 | 0 | 0 | 0 | 0 | 0 | 0 | 0 | 0 | 0 | 0 | 0 | 0 | 0 | 0 | 0 | 73 | 55 | 58 | 85 | 116 | 109 | 115 | 116 | 81 | 66 | 50 | 41 | 73 | 55 | 58 | 85 | 116 | 109 | 115 | 116 | 81 | 66 | 50 | 41 | 8.35 | 6.231 | 6.596 | 9.683 | 13.262 | 12.391 | 13.101 | 13.201 | 9.194 | 7.561 | 5.719 | 4.711 | 0 | 0 | 965 | 965 | 110 | 2020
162 | N | . | Hickman | Turlock Irrigation District | 19281 | CA | PACC | WECC |  | 22 | 1 | Electric Utility | HY | WAT | HYC |  |  |  | 0 | 0 | 0 | 0 | 0 | 0 | 0 | 0 | 0 | 0 | 0 | 0 | 0 | 0 | 0 | 0 | 0 | 0 | 0 | 0 | 0 | 0 | 0 | 0 | 0 | 0 | 0 | 0 | 0 | 0 | 0 | 0 | 0 | 0 | 0 | 0 | 2426 | 1810 | 1916 | 2812 | 3852 | 3599 | 3805 | 3834 | 2670 | 2196 | 1661 | 1368 | 2426 | 1810 | 1916 | 2812 | 3852 | 3599 | 3805 | 3834 | 2670 | 2196 | 1661 | 1368 | 276.887 | 206.573 | 218.696 | 321.023 | 439.679 | 410.821 | 434.354 | 437.679 | 304.827 | 250.685 | 189.597 | 156.179 | 0 | 0 | 31949 | 31949 | 3647 | 2020
180 | N | . | Volta 2 | Pacific Gas & Electric Co. | 14328 | CA | PACC | WECC |  | 22 | 1 | Electric Utility | HY | WAT | HYC |  |  |  | 0 | 0 | 0 | 0 | 0 | 0 | 0 | 0 | 0 | 0 | 0 | 0 | 0 | 0 | 0 | 0 | 0 | 0 | 0 | 0 | 0 | 0 | 0 | 0 | 0 | 0 | 0 | 0 | 0 | 0 | 0 | 0 | 0 | 0 | 0 | 0 | 948 | 707 | 749 | 1099 | 1505 | 1406 | 1487 | 1498 | 1043 | 858 | 649 | 535 | 948 | 707 | 749 | 1099 | 1505 | 1406 | 1487 | 1498 | 1043 | 858 | 649 | 535 | 108.188 | 80.715 | 85.451 | 125.434 | 171.797 | 160.521 | 169.716 | 171.015 | 119.106 | 97.951 | 74.082 | 61.024 | 0 | 0 | 12484 | 12484 | 1425 | 2020
214 | N | . | Alta Powerhouse | Pacific Gas & Electric Co. | 14328 | CA | PACC | WECC |  | 22 | 1 | Electric Utility | HY | WAT | HYC |  |  |  | 0 | 0 | 0 | 0 | 0 | 0 | 0 | 0 | 0 | 0 | 0 | 0 | 0 | 0 | 0 | 0 | 0 | 0 | 0 | 0 | 0 | 0 | 0 | 0 | 0 | 0 | 0 | 0 | 0 | 0 | 0 | 0 | 0 | 0 | 0 | 0 | 1620 | 1209 | 1280 | 1878 | 2573 | 2404 | 2541 | 2561 | 1784 | 1467 | 1109 | 914 | 1620 | 1209 | 1280 | 1878 | 2573 | 2404 | 2541 | 2561 | 1784 | 1467 | 1109 | 914 | 184.946 | 137.98 | 146.077 | 214.426 | 293.682 | 274.406 | 290.125 | 292.346 | 203.608 | 167.444 | 126.641 | 104.319 | 0 | 0 | 21340 | 21340 | 2436 | 2020
215 | N | . | Angels | Utica Water & Power Authority | 19586 | CA | PACC | WECC |  | 22 | 2 | NAICS-22 Non-Cogen | HY | WAT | HYC |  |  |  | 0 | 0 | 0 | 0 | 0 | 0 | 0 | 0 | 0 | 0 | 0 | 0 | 0 | 0 | 0 | 0 | 0 | 0 | 0 | 0 | 0 | 0 | 0 | 0 | 0 | 0 | 0 | 0 | 0 | 0 | 0 | 0 | 0 | 0 | 0 | 0 | 3605 | 2690 | 2848 | 4180 | 5725 | 5349 | 5656 | 5699 | 3969 | 3264 | 2469 | 2034 | 3605 | 2690 | 2848 | 4180 | 5725 | 5349 | 5656 | 5699 | 3969 | 3264 | 2469 | 2034 | 411.573 | 307.056 | 325.075 | 477.178 | 653.551 | 610.655 | 645.635 | 650.577 | 453.103 | 372.625 | 281.823 | 232.149 | 0 | 0 | 47488 | 47488 | 5421 | 2020
217 | N | . | Balch 1 | Pacific Gas & Electric Co. | 14328 | CA | PACC | WECC |  | 22 | 1 | Electric Utility | HY | WAT | HYC |  |  |  | 0 | 0 | 0 | 0 | 0 | 0 | 0 | 0 | 0 | 0 | 0 | 0 | 0 | 0 | 0 | 0 | 0 | 0 | 0 | 0 | 0 | 0 | 0 | 0 | 0 | 0 | 0 | 0 | 0 | 0 | 0 | 0 | 0 | 0 | 0 | 0 | 30409 | 22687 | 24018 | 35257 | 48288 | 45119 | 47703 | 48068 | 33478 | 27532 | 20823 | 17152 | 30409 | 22687 | 24018 | 35257 | 48288 | 45119 | 47703 | 48068 | 33478 | 27532 | 20823 | 17152 | 3471.372 | 2589.841 | 2741.821 | 4024.72 | 5512.327 | 5150.522 | 5445.561 | 5487.244 | 3821.661 | 3142.876 | 2377.012 | 1958.043 | 0 | 0 | 400534 | 400534 | 45723 | 2020
218 | N | . | Balch 2 | Pacific Gas & Electric Co. | 14328 | CA | PACC | WECC |  | 22 | 1 | Electric Utility | HY | WAT | HYC |  |  |  | 0 | 0 | 0 | 0 | 0 | 0 | 0 | 0 | 0 | 0 | 0 | 0 | 0 | 0 | 0 | 0 | 0 | 0 | 0 | 0 | 0 | 0 | 0 | 0 | 0 | 0 | 0 | 0 | 0 | 0 | 0 | 0 | 0 | 0 | 0 | 0 | 167451 | 124928 | 132259 | 194143 | 265902 | 248450 | 262682 | 264692 | 184348 | 151605 | 114662 | 94452 | 167451 | 124928 | 132259 | 194143 | 265902 | 248450 | 262682 | 264692 | 184348 | 151605 | 114662 | 94452 | 19115.431 | 14261.2 | 15098.096 | 22162.499 | 30354.149 | 28361.834 | 29986.497 | 30216.027 | 21044.337 | 17306.541 | 13089.241 | 10782.148 | 0 | 0 | 2205574 | 2205574 | 251778 | 2020
219 | N | . | Belden | Pacific Gas & Electric Co. | 14328 | CA | PACC | WECC |  | 22 | 1 | Electric Utility | HY | WAT | HYC |  |  |  | 0 | 0 | 0 | 0 | 0 | 0 | 0 | 0 | 0 | 0 | 0 | 0 | 0 | 0 | 0 | 0 | 0 | 0 | 0 | 0 | 0 | 0 | 0 | 0 | 0 | 0 | 0 | 0 | 0 | 0 | 0 | 0 | 0 | 0 | 0 | 0 | 458463 | 79812 | 8821 | 3951 | 16381 | 114870 | 242722 | 378423 | 415347 | 351802 | 69738 | 26893 | 458463 | 79812 | 8821 | 3951 | 16381 | 114870 | 242722 | 378423 | 415347 | 351802 | 69738 | 26893 | 52336 | 9111 | 1007 | 451 | 1870 | 13113 | 27708 | 43199 | 47414 | 40160 | 7961 | 3070 | 0 | 0 | 2167223 | 2167223 | 247400 | 2020
220 | N | . | Bucks Creek | Pacific Gas & Electric Co. | 14328 | CA | PACC | WECC |  | 22 | 1 | Electric Utility | HY | WAT | HYC |  |  |  | 0 | 0 | 0 | 0 | 0 | 0 | 0 | 0 | 0 | 0 | 0 | 0 | 0 | 0 | 0 | 0 | 0 | 0 | 0 | 0 | 0 | 0 | 0 | 0 | 0 | 0 | 0 | 0 | 0 | 0 | 0 | 0 | 0 | 0 | 0 | 0 | 24597 | 18351 | 19428 | 28518 | 39059 | 36495 | 38586 | 38881 | 27079 | 22269 | 16843 | 13874 | 24597 | 18351 | 19428 | 28518 | 39059 | 36495 | 38586 | 38881 | 27079 | 22269 | 16843 | 13874 | 2807.89 | 2094.846 | 2217.779 | 3255.479 | 4458.761 | 4166.107 | 4404.756 | 4438.472 | 3091.23 | 2542.18 | 1922.696 | 1583.804 | 0 | 0 | 323980 | 323980 | 36984 | 2020
221 | N | . | Butt Valley | Pacific Gas & Electric Co. | 14328 | CA | PACC | WECC |  | 22 | 1 | Electric Utility | HY | WAT | HYC |  |  |  | 0 | 0 | 0 | 0 | 0 | 0 | 0 | 0 | 0 | 0 | 0 | 0 | 0 | 0 | 0 | 0 | 0 | 0 | 0 | 0 | 0 | 0 | 0 | 0 | 0 | 0 | 0 | 0 | 0 | 0 | 0 | 0 | 0 | 0 | 0 | 0 | 72277 | 53923 | 57087 | 83798 | 114771 | 107238 | 113381 | 114249 | 79570 | 65437 | 49491 | 40768 | 72277 | 53923 | 57087 | 83798 | 114771 | 107238 | 113381 | 114249 | 79570 | 65437 | 49491 | 40768 | 8250.8 | 6155.565 | 6516.795 | 9566.005 | 13101.769 | 12241.825 | 12943.079 | 13042.151 | 9083.372 | 7470.026 | 5649.712 | 4653.901 | 0 | 0 | 951990 | 951990 | 108675 | 2020
222 | N | . | Caribou 1 | Pacific Gas & Electric Co. | 14328 | CA | PACC | WECC |  | 22 | 1 | Electric Utility | HY | WAT | HYC |  |  |  | 0 | 0 | 0 | 0 | 0 | 0 | 0 | 0 | 0 | 0 | 0 | 0 | 0 | 0 | 0 | 0 | 0 | 0 | 0 | 0 | 0 | 0 | 0 | 0 | 0 | 0 | 0 | 0 | 0 | 0 | 0 | 0 | 0 | 0 | 0 | 0 | 64762 | 48316 | 51151 | 75085 | 102838 | 96088 | 101592 | 102370 | 71297 | 58633 | 44345 | 36529 | 64762 | 48316 | 51151 | 75085 | 102838 | 96088 | 101592 | 102370 | 71297 | 58633 | 44345 | 36529 | 7392.883 | 5515.511 | 5839.18 | 8571.334 | 11739.45 | 10968.923 | 11597.261 | 11686.031 | 8138.885 | 6693.295 | 5062.257 | 4169.99 | 0 | 0 | 853006 | 853006 | 97375 | 2020
223 | N | . | Caribou 2 | Pacific Gas & Electric Co. | 14328 | CA | PACC | WECC |  | 22 | 1 | Electric Utility | HY | WAT | HYC |  |  |  | 0 | 0 | 0 | 0 | 0 | 0 | 0 | 0 | 0 | 0 | 0 | 0 | 0 | 0 | 0 | 0 | 0 | 0 | 0 | 0 | 0 | 0 | 0 | 0 | 0 | 0 | 0 | 0 | 0 | 0 | 0 | 0 | 0 | 0 | 0 | 0 | 528386 | 157829 | 35259 | 41014 | 146660 | 183443 | 325364 | 502763 | 483342 | 385931 | 150584 | 75967 | 528386 | 157829 | 35259 | 41014 | 146660 | 183443 | 325364 | 502763 | 483342 | 385931 | 150584 | 75967 | 60318 | 18017 | 4025 | 4682 | 16742 | 20941 | 37142 | 57393 | 55176 | 44056 | 17190 | 8672 | 0 | 0 | 3016542 | 3016542 | 344354 | 2020
225 | N | . | Chili Bar | Pacific Gas & Electric Co. | 14328 | CA | PACC | WECC |  | 22 | 1 | Electric Utility | HY | WAT | HYC |  |  |  | 0 | 0 | 0 | 0 | 0 | 0 | 0 | 0 | 0 | 0 | 0 | 0 | 0 | 0 | 0 | 0 | 0 | 0 | 0 | 0 | 0 | 0 | 0 | 0 | 0 | 0 | 0 | 0 | 0 | 0 | 0 | 0 | 0 | 0 | 0 | 0 | 13541 | 10102 | 10695 | 15699 | 21502 | 20091 | 21242 | 21404 | 14907 | 12260 | 9272 | 7638 | 13541 | 10102 | 10695 | 15699 | 21502 | 20091 | 21242 | 21404 | 14907 | 12260 | 9272 | 7638 | 1545.766 | 1153.23 | 1220.906 | 1792.168 | 2454.585 | 2293.477 | 2424.855 | 2443.416 | 1701.748 | 1399.492 | 1058.46 | 871.897 | 0 | 0 | 178353 | 178353 | 20360 | 2020
227 | N | . | Coleman PH | Pacific Gas & Electric Co. | 14328 | CA | PACC | WECC |  | 22 | 1 | Electric Utility | HY | WAT | HYC |  |  |  | 0 | 0 | 0 | 0 | 0 | 0 | 0 | 0 | 0 | 0 | 0 | 0 | 0 | 0 | 0 | 0 | 0 | 0 | 0 | 0 | 0 | 0 | 0 | 0 | 0 | 0 | 0 | 0 | 0 | 0 | 0 | 0 | 0 | 0 | 0 | 0 | 19286 | 14389 | 15233 | 22361 | 30626 | 28616 | 30255 | 30486 | 21233 | 17461 | 13206 | 10879 | 19286 | 14389 | 15233 | 22361 | 30626 | 28616 | 30255 | 30486 | 21233 | 17461 | 13206 | 10879 | 2201.655 | 1642.56 | 1738.951 | 2552.607 | 3496.096 | 3266.627 | 3453.751 | 3480.187 | 2423.821 | 1993.313 | 1507.578 | 1241.854 | 0 | 0 | 254031 | 254031 | 28999 | 2020
229 | N | . | Cow Creek | Pacific Gas & Electric Co. | 14328 | CA | PACC | WECC |  | 22 | 1 | Electric Utility | HY | WAT | HYC |  |  |  | 0 | 0 | 0 | 0 | 0 | 0 | 0 | 0 | 0 | 0 | 0 | 0 | 0 | 0 | 0 | 0 | 0 | 0 | 0 | 0 | 0 | 0 | 0 | 0 | 0 | 0 | 0 | 0 | 0 | 0 | 0 | 0 | 0 | 0 | 0 | 0 | 2815 | 2100 | 2223 | 3263 | 4469 | 4176 | 4415 | 4449 | 3099 | 2548 | 1927 | 1588 | 2815 | 2100 | 2223 | 3263 | 4469 | 4176 | 4415 | 4449 | 3099 | 2548 | 1927 | 1588 | 321.301 | 239.709 | 253.776 | 372.517 | 510.206 | 476.719 | 504.027 | 507.885 | 353.723 | 290.896 | 220.01 | 181.231 | 0 | 0 | 37072 | 37072 | 4232 | 2020
231 | N | . | Cresta | Pacific Gas & Electric Co. | 14328 | CA | PACC | WECC |  | 22 | 1 | Electric Utility | HY | WAT | HYC |  |  |  | 0 | 0 | 0 | 0 | 0 | 0 | 0 | 0 | 0 | 0 | 0 | 0 | 0 | 0 | 0 | 0 | 0 | 0 | 0 | 0 | 0 | 0 | 0 | 0 | 0 | 0 | 0 | 0 | 0 | 0 | 0 | 0 | 0 | 0 | 0 | 0 | 108321 | 80813 | 85556 | 125587 | 172007 | 160717 | 169923 | 171224 | 119251 | 98070 | 74172 | 61099 | 108321 | 80813 | 85556 | 125587 | 172007 | 160717 | 169923 | 171224 | 119251 | 98070 | 74172 | 61099 | 12365.379 | 9225.277 | 9766.647 | 14336.464 | 19635.473 | 18346.686 | 19397.647 | 19546.125 | 13613.148 | 11195.245 | 8467.16 | 6974.749 | 0 | 0 | 1426740 | 1426740 | 162870 | 2020
232 | N | . | De Sabla | Pacific Gas & Electric Co. | 14328 | CA | PACC | WECC |  | 22 | 1 | Electric Utility | HY | WAT | HYC |  |  |  | 0 | 0 | 0 | 0 | 0 | 0 | 0 | 0 | 0 | 0 | 0 | 0 | 0 | 0 | 0 | 0 | 0 | 0 | 0 | 0 | 0 | 0 | 0 | 0 | 0 | 0 | 0 | 0 | 0 | 0 | 0 | 0 | 0 | 0 | 0 | 0 | 22512 | 16795 | 17781 | 26101 | 35748 | 33402 | 35315 | 35585 | 24784 | 20382 | 15415 | 12698 | 22512 | 16795 | 17781 | 26101 | 35748 | 33402 | 35315 | 35585 | 24784 | 20382 | 15415 | 12698 | 2569.874 | 1917.274 | 2029.786 | 2979.523 | 4080.808 | 3812.961 | 4031.381 | 4062.239 | 2829.198 | 2326.689 | 1759.716 | 1449.551 | 0 | 0 | 296518 | 296518 | 33849 | 2020
233 | N | . | Deer Creek PH | Pacific Gas & Electric Co. | 14328 | CA | PACC | WECC |  | 22 | 1 | Electric Utility | HY | WAT | HYC |  |  |  | 0 | 0 | 0 | 0 | 0 | 0 | 0 | 0 | 0 | 0 | 0 | 0 | 0 | 0 | 0 | 0 | 0 | 0 | 0 | 0 | 0 | 0 | 0 | 0 | 0 | 0 | 0 | 0 | 0 | 0 | 0 | 0 | 0 | 0 | 0 | 0 | 12034 | 8978 | 9505 | 13952 | 19109 | 17855 | 18878 | 19022 | 13248 | 10895 | 8240 | 6788 | 12034 | 8978 | 9505 | 13952 | 19109 | 17855 | 18878 | 19022 | 13248 | 10895 | 8240 | 6788 | 1373.728 | 1024.88 | 1085.023 | 1592.706 | 2181.398 | 2038.22 | 2154.976 | 2171.472 | 1512.349 | 1243.733 | 940.657 | 774.858 | 0 | 0 | 158504 | 158504 | 18094 | 2020
235 | N | . | Drum 1 | Pacific Gas & Electric Co. | 14328 | CA | PACC | WECC |  | 22 | 1 | Electric Utility | HY | WAT | HYC |  |  |  | 0 | 0 | 0 | 0 | 0 | 0 | 0 | 0 | 0 | 0 | 0 | 0 | 0 | 0 | 0 | 0 | 0 | 0 | 0 | 0 | 0 | 0 | 0 | 0 | 0 | 0 | 0 | 0 | 0 | 0 | 0 | 0 | 0 | 0 | 0 | 0 | 10814 | 8068 | 8541 | 12538 | 17172 | 16045 | 16964 | 17094 | 11905 | 9791 | 7405 | 6100 | 10814 | 8068 | 8541 | 12538 | 17172 | 16045 | 16964 | 17094 | 11905 | 9791 | 7405 | 6100 | 1234.488 | 920.998 | 975.046 | 1431.27 | 1960.292 | 1831.627 | 1936.549 | 1951.372 | 1359.058 | 1117.669 | 845.312 | 696.319 | 0 | 0 | 142437 | 142437 | 16260 | 2020
236 | N | . | Drum 2 | Pacific Gas & Electric Co. | 14328 | CA | PACC | WECC |  | 22 | 1 | Electric Utility | HY | WAT | HYC |  |  |  | 0 | 0 | 0 | 0 | 0 | 0 | 0 | 0 | 0 | 0 | 0 | 0 | 0 | 0 | 0 | 0 | 0 | 0 | 0 | 0 | 0 | 0 | 0 | 0 | 0 | 0 | 0 | 0 | 0 | 0 | 0 | 0 | 0 | 0 | 0 | 0 | 143673 | 107189 | 113479 | 166575 | 228145 | 213170 | 225381 | 227107 | 158171 | 130078 | 98380 | 81040 | 143673 | 107189 | 113479 | 166575 | 228145 | 213170 | 225381 | 227107 | 158171 | 130078 | 98380 | 81040 | 16401.076 | 12236.137 | 12954.195 | 19015.466 | 26043.917 | 24334.507 | 25728.471 | 25925.408 | 18056.081 | 14849.045 | 11230.593 | 9251.104 | 0 | 0 | 1892388 | 1892388 | 216026 | 2020
237 | N | . | Dutch Flat | Pacific Gas & Electric Co. | 14328 | CA | PACC | WECC |  | 22 | 1 | Electric Utility | HY | WAT | HYC |  |  |  | 0 | 0 | 0 | 0 | 0 | 0 | 0 | 0 | 0 | 0 | 0 | 0 | 0 | 0 | 0 | 0 | 0 | 0 | 0 | 0 | 0 | 0 | 0 | 0 | 0 | 0 | 0 | 0 | 0 | 0 | 0 | 0 | 0 | 0 | 0 | 0 | 61367 | 45783 | 48470 | 71149 | 97447 | 91051 | 96267 | 97004 | 67560 | 55560 | 42021 | 34614 | 61367 | 45783 | 48470 | 71149 | 97447 | 91051 | 96267 | 97004 | 67560 | 55560 | 42021 | 34614 | 7005.377 | 5226.411 | 5533.114 | 8122.06 | 11124.116 | 10393.977 | 10989.38 | 11073.497 | 7712.278 | 6342.46 | 4796.914 | 3951.416 | 0 | 0 | 808293 | 808293 | 92271 | 2020
238 | N | . | El Dorado | El Dorado Irrigation District | 25915 | CA | PACC | WECC |  | 22 | 1 | Electric Utility | HY | WAT | HYC |  |  |  | 0 | 0 | 0 | 0 | 0 | 0 | 0 | 0 | 0 | 0 | 0 | 0 | 0 | 0 | 0 | 0 | 0 | 0 | 0 | 0 | 0 | 0 | 0 | 0 | 0 | 0 | 0 | 0 | 0 | 0 | 0 | 0 | 0 | 0 | 0 | 0 | 42580 | 31767 | 33631 | 49367 | 67615 | 63177 | 66796 | 67307 | 46877 | 38551 | 29157 | 24017 | 42580 | 31767 | 33631 | 49367 | 67615 | 63177 | 66796 | 67307 | 46877 | 38551 | 29157 | 24017 | 4860.742 | 3626.388 | 3839.197 | 5635.559 | 7718.56 | 7211.947 | 7625.072 | 7683.438 | 5351.228 | 4400.768 | 3328.378 | 2741.723 | 0 | 0 | 560842 | 560842 | 64023 | 2020
239 | N | . | Electra | Pacific Gas & Electric Co. | 14328 | CA | PACC | WECC |  | 22 | 1 | Electric Utility | HY | WAT | HYC |  |  |  | 0 | 0 | 0 | 0 | 0 | 0 | 0 | 0 | 0 | 0 | 0 | 0 | 0 | 0 | 0 | 0 | 0 | 0 | 0 | 0 | 0 | 0 | 0 | 0 | 0 | 0 | 0 | 0 | 0 | 0 | 0 | 0 | 0 | 0 | 0 | 0 | 245271 | 105067 | 102877 | 253961 | 269668 | 288519 | 198379 | 254496 | 214769 | 235837 | 61609 | 276299 | 245271 | 105067 | 102877 | 253961 | 269668 | 288519 | 198379 | 254496 | 214769 | 235837 | 61609 | 276299 | 27999 | 11994 | 11744 | 28991 | 30784 | 32936 | 22646 | 29052 | 24517 | 26922 | 7033 | 31541 | 0 | 0 | 2506752 | 2506752 | 286159 | 2020
240 | N | . | Haas | Pacific Gas & Electric Co. | 14328 | CA | PACC | WECC |  | 22 | 1 | Electric Utility | HY | WAT | HYC |  |  |  | 0 | 0 | 0 | 0 | 0 | 0 | 0 | 0 | 0 | 0 | 0 | 0 | 0 | 0 | 0 | 0 | 0 | 0 | 0 | 0 | 0 | 0 | 0 | 0 | 0 | 0 | 0 | 0 | 0 | 0 | 0 | 0 | 0 | 0 | 0 | 0 | 220340 | 62844 | 16469 | 13955 | 68705 | 147405 | 391178 | 365599 | 280758 | 130244 | 10363 | 83316 | 220340 | 62844 | 16469 | 13955 | 68705 | 147405 | 391178 | 365599 | 280758 | 130244 | 10363 | 83316 | 25153 | 7174 | 1880 | 1593 | 7843 | 16827 | 44655 | 41735 | 32050 | 14868 | 1183 | 9511 | 0 | 0 | 1791176 | 1791176 | 204472 | 2020
241 | N | . | Halsey | Pacific Gas & Electric Co. | 14328 | CA | PACC | WECC |  | 22 | 1 | Electric Utility | HY | WAT | HYC |  |  |  | 0 | 0 | 0 | 0 | 0 | 0 | 0 | 0 | 0 | 0 | 0 | 0 | 0 | 0 | 0 | 0 | 0 | 0 | 0 | 0 | 0 | 0 | 0 | 0 | 0 | 0 | 0 | 0 | 0 | 0 | 0 | 0 | 0 | 0 | 0 | 0 | 22751 | 16973 | 17970 | 26377 | 36127 | 33756 | 35689 | 35963 | 25047 | 20598 | 15579 | 12833 | 22751 | 16973 | 17970 | 26377 | 36127 | 33756 | 35689 | 35963 | 25047 | 20598 | 15579 | 12833 | 2597.133 | 1937.608 | 2051.314 | 3011.124 | 4124.088 | 3853.401 | 4074.137 | 4105.322 | 2859.204 | 2351.366 | 1778.379 | 1464.924 | 0 | 0 | 299663 | 299663 | 34208 | 2020
243 | N | . | Hat Creek 1 | Pacific Gas & Electric Co. | 14328 | CA | PACC | WECC |  | 22 | 1 | Electric Utility | HY | WAT | HYC |  |  |  | 0 | 0 | 0 | 0 | 0 | 0 | 0 | 0 | 0 | 0 | 0 | 0 | 0 | 0 | 0 | 0 | 0 | 0 | 0 | 0 | 0 | 0 | 0 | 0 | 0 | 0 | 0 | 0 | 0 | 0 | 0 | 0 | 0 | 0 | 0 | 0 | 21511 | 16048 | 16990 | 24939 | 34157 | 31915 | 33744 | 34002 | 23681 | 19475 | 14729 | 12133 | 21511 | 16048 | 16990 | 24939 | 34157 | 31915 | 33744 | 34002 | 23681 | 19475 | 14729 | 12133 | 2455.537 | 1831.971 | 1939.477 | 2846.959 | 3899.246 | 3643.316 | 3852.017 | 3881.503 | 2703.322 | 2223.171 | 1681.423 | 1385.058 | 0 | 0 | 283324 | 283324 | 32343 | 2020
244 | N | . | Hat Creek 2 | Pacific Gas & Electric Co. | 14328 | CA | PACC | WECC |  | 22 | 1 | Electric Utility | HY | WAT | HYC |  |  |  | 0 | 0 | 0 | 0 | 0 | 0 | 0 | 0 | 0 | 0 | 0 | 0 | 0 | 0 | 0 | 0 | 0 | 0 | 0 | 0 | 0 | 0 | 0 | 0 | 0 | 0 | 0 | 0 | 0 | 0 | 0 | 0 | 0 | 0 | 0 | 0 | 22334 | 16662 | 17640 | 25894 | 35465 | 33137 | 35035 | 35303 | 24588 | 20220 | 15293 | 12598 | 22334 | 16662 | 17640 | 25894 | 35465 | 33137 | 35035 | 35303 | 24588 | 20220 | 15293 | 12598 | 2549.528 | 1902.094 | 2013.715 | 2955.933 | 4048.498 | 3782.772 | 3999.462 | 4030.076 | 2806.798 | 2308.267 | 1745.783 | 1438.074 | 0 | 0 | 294169 | 294169 | 33581 | 2020
246 | N | . | Humboldt Bay | Pacific Gas & Electric Co. | 14328 | CA | PACC | WECC |  | 22 | 1 | Electric Utility | IC | DFO | DFO |  |  | barrels | 186 | 124 | 516 | 259 | 253 | 264 | 1629 | 635 | 341 | 791 | 295 | 217 | 186 | 124 | 516 | 259 | 253 | 264 | 1629 | 635 | 341 | 791 | 295 | 217 | 5.778 | 5.742 | 5.742 | 5.705 | 5.705 | 5.462 | 5.462 | 5.697 | 5.75 | 5.75 | 5.75 | 5.806 | 1075 | 712 | 2963 | 1478 | 1443 | 1442 | 8898 | 3618 | 1961 | 4548 | 1696 | 1260 | 1075 | 712 | 2963 | 1478 | 1443 | 1442 | 8898 | 3618 | 1961 | 4548 | 1696 | 1260 | 121.965 | 80.859 | 337.628 | 167.671 | 163.443 | 163.299 | 1011.372 | 411.472 | 219.791 | 516.711 | 193.284 | 143.408 | 5510 | 5510 | 31094 | 31094 | 3530.903 | 2020
246 | N | . | Humboldt Bay | Pacific Gas & Electric Co. | 14328 | CA | PACC | WECC |  | 22 | 1 | Electric Utility | IC | NG | NG |  |  | mcf | 281364 | 164360 | 199569 | 306116 | 291656 | 395097 | 391492 | 438546 | 447774 | 425265 | 406160 | 321997 | 281364 | 164360 | 199569 | 306116 | 291656 | 395097 | 391492 | 438546 | 447774 | 425265 | 406160 | 321997 | 1.044 | 1.043 | 1.043 | 1.047 | 1.041 | 1.035 | 1.033 | 1.038 | 1.04 | 1.046 | 1.049 | 1.042 | 293744 | 171427 | 208150 | 320503 | 303614 | 408925 | 404411 | 455211 | 465685 | 444827 | 426062 | 335521 | 293744 | 171427 | 208150 | 320503 | 303614 | 408925 | 404411 | 455211 | 465685 | 444827 | 426062 | 335521 | 33336.035 | 19468.141 | 23719.372 | 36369.329 | 34380.557 | 46309.701 | 45968.628 | 51776.528 | 52201.209 | 50535.289 | 48548.716 | 38190.592 | 4069396 | 4069396 | 4238080 | 4238080 | 480804.1 | 2020
246 | N | . | Humboldt Bay | Pacific Gas & Electric Co. | 14328 | CA | PACC | WECC |  | 22 | 1 | Electric Utility | IC | OBG | ORW |  |  | Mcf | 0 | 0 | 0 | 0 | 0 | 0 | 0 | 0 | 0 | 0 | 0 | 0 | 0 | 0 | 0 | 0 | 0 | 0 | 0 | 0 | 0 | 0 | 0 | 0 | 0 | 0 | 0 | 0 | 0 | 0 | 0 | 0 | 0 | 0 | 0 | 0 | 0 | 0 | 0 | 0 | 0 | 0 | 0 | 0 | 0 | 0 | 0 | 0 | 0 | 0 | 0 | 0 | 0 | 0 | 0 | 0 | 0 | 0 | 0 | 0 | 0 | 0 | 0 | 0 | 0 | 0 | 0 | 0 | 0 | 0 | 0 | 0 | 0 | 0 | 0 | 0 | 0 | 2020
249 | N | . | James B Black | Pacific Gas & Electric Co. | 14328 | CA | PACC | WECC |  | 22 | 1 | Electric Utility | HY | WAT | HYC |  |  |  | 0 | 0 | 0 | 0 | 0 | 0 | 0 | 0 | 0 | 0 | 0 | 0 | 0 | 0 | 0 | 0 | 0 | 0 | 0 | 0 | 0 | 0 | 0 | 0 | 0 | 0 | 0 | 0 | 0 | 0 | 0 | 0 | 0 | 0 | 0 | 0 | 390363 | 357049 | 343480 | 300792 | 341877 | 321720 | 311970 | 300503 | 273330 | 375094 | 357005 | 265410 | 390363 | 357049 | 343480 | 300792 | 341877 | 321720 | 311970 | 300503 | 273330 | 375094 | 357005 | 265410 | 44562 | 40759 | 39210 | 34337 | 39027 | 36726 | 35613 | 34304 | 31202 | 42819 | 40754 | 30298 | 0 | 0 | 3938593 | 3938593 | 449611 | 2020
254 | N | . | Kings River PH | Pacific Gas & Electric Co. | 14328 | CA | PACC | WECC |  | 22 | 1 | Electric Utility | HY | WAT | HYC |  |  |  | 0 | 0 | 0 | 0 | 0 | 0 | 0 | 0 | 0 | 0 | 0 | 0 | 0 | 0 | 0 | 0 | 0 | 0 | 0 | 0 | 0 | 0 | 0 | 0 | 0 | 0 | 0 | 0 | 0 | 0 | 0 | 0 | 0 | 0 | 0 | 0 | 47055 | 35106 | 37166 | 54556 | 74721 | 69817 | 73816 | 74381 | 51804 | 42603 | 32221 | 26542 | 47055 | 35106 | 37166 | 54556 | 74721 | 69817 | 73816 | 74381 | 51804 | 42603 | 32221 | 26542 | 5371.616 | 4007.532 | 4242.708 | 6227.872 | 8529.803 | 7969.944 | 8426.489 | 8490.989 | 5913.658 | 4863.302 | 3678.201 | 3029.886 | 0 | 0 | 619788 | 619788 | 70752 | 2020
258 | N | . | Merced Falls | Merced Irrigation District | 12312 | CA | PACC | WECC |  | 22 | 2 | NAICS-22 Non-Cogen | HY | WAT | HYC |  |  |  | 0 | 0 | 0 | 0 | 0 | 0 | 0 | 0 | 0 | 0 | 0 | 0 | 0 | 0 | 0 | 0 | 0 | 0 | 0 | 0 | 0 | 0 | 0 | 0 | 0 | 0 | 0 | 0 | 0 | 0 | 0 | 0 | 0 | 0 | 0 | 0 | 4733 | 3531 | 3738 | 5487 | 7515 | 7022 | 7424 | 7481 | 5210 | 4285 | 3241 | 2669 | 4733 | 3531 | 3738 | 5487 | 7515 | 7022 | 7424 | 7481 | 5210 | 4285 | 3241 | 2669 | 540.26 | 403.064 | 426.717 | 626.379 | 857.899 | 801.59 | 847.508 | 853.995 | 594.776 | 489.135 | 369.941 | 304.736 | 0 | 0 | 62336 | 62336 | 7116 | 2020
260 | N | . | Dynegy Moss Landing Power Plant Hybrid | Dynegy -Moss Landing LLC | 54802 | CA | PACC | WECC |  | 22 | 2 | NAICS-22 Non-Cogen | CA | NG | NG |  |  | mcf | 0 | 0 | 0 | 0 | 0 | 0 | 0 | 0 | 0 | 0 | 0 | 0 | 0 | 0 | 0 | 0 | 0 | 0 | 0 | 0 | 0 | 0 | 0 | 0 | 0 | 0 | 0 | 0 | 0 | 0 | 0 | 0 | 0 | 0 | 0 | 0 | 0 | 0 | 0 | 0 | 0 | 0 | 0 | 0 | 0 | 0 | 0 | 0 | 0 | 0 | 0 | 0 | 0 | 0 | 0 | 0 | 0 | 0 | 0 | 0 | 167996 | 165195 | 178081 | 112499 | 96170 | 105519 | 136205 | 178654 | 143917 | 167045 | 158862 | 213289 | 0 | 0 | 0 | 0 | 1823432 | 2020
260 | N | . | Dynegy Moss Landing Power Plant Hybrid | Dynegy -Moss Landing LLC | 54802 | CA | PACC | WECC |  | 22 | 2 | NAICS-22 Non-Cogen | CT | NG | NG |  |  | mcf | 3277195 | 3239472 | 3495368 | 2187797 | 1856791 | 2056262 | 2652162 | 3538887 | 2782012 | 3270269 | 3231631 | 4172707 | 3277195 | 3239472 | 3495368 | 2187797 | 1856791 | 2056262 | 2652162 | 3538887 | 2782012 | 3270269 | 3231631 | 4172707 | 1.034 | 1.034 | 1.026 | 1.032 | 1.029 | 1.025 | 1.028 | 1.032 | 1.027 | 1.03 | 1.036 | 1.036 | 3388620 | 3349614 | 3586248 | 2257807 | 1910638 | 2107669 | 2726423 | 3652131 | 2857126 | 3368377 | 3347970 | 4322924 | 3388620 | 3349614 | 3586248 | 2257807 | 1910638 | 2107669 | 2726423 | 3652131 | 2857126 | 3368377 | 3347970 | 4322924 | 310409 | 313383 | 335805 | 204248 | 169150 | 194252 | 251963 | 325391 | 264049 | 315967 | 303323 | 411660 | 35760553 | 35760553 | 36875547 | 36875547 | 3399600 | 2020
261 | N | . | Murphys | Utica Water & Power Authority | 19586 | CA | PACC | WECC |  | 22 | 2 | NAICS-22 Non-Cogen | HY | WAT | HYC |  |  |  | 0 | 0 | 0 | 0 | 0 | 0 | 0 | 0 | 0 | 0 | 0 | 0 | 0 | 0 | 0 | 0 | 0 | 0 | 0 | 0 | 0 | 0 | 0 | 0 | 0 | 0 | 0 | 0 | 0 | 0 | 0 | 0 | 0 | 0 | 0 | 0 | 9154 | 6829 | 7230 | 10613 | 14536 | 13582 | 14360 | 14470 | 10078 | 8288 | 6268 | 5163 | 9154 | 6829 | 7230 | 10613 | 14536 | 13582 | 14360 | 14470 | 10078 | 8288 | 6268 | 5163 | 1044.987 | 779.62 | 825.371 | 1211.562 | 1659.377 | 1550.462 | 1639.278 | 1651.826 | 1150.435 | 946.1 | 715.552 | 589.43 | 0 | 0 | 120571 | 120571 | 13764 | 2020
262 | N | . | Narrows PH | Yuba County Water Agency | 21140 | CA | PACC | WECC |  | 22 | 1 | Electric Utility | HY | WAT | HYC |  |  |  | 0 | 0 | 0 | 0 | 0 | 0 | 0 | 0 | 0 | 0 | 0 | 0 | 0 | 0 | 0 | 0 | 0 | 0 | 0 | 0 | 0 | 0 | 0 | 0 | 0 | 0 | 0 | 0 | 0 | 0 | 0 | 0 | 0 | 0 | 0 | 0 | 16333 | 12185 | 12900 | 18936 | 25936 | 24233 | 25622 | 25818 | 17981 | 14787 | 11184 | 9213 | 16333 | 12185 | 12900 | 18936 | 25936 | 24233 | 25622 | 25818 | 17981 | 14787 | 11184 | 9213 | 1864.488 | 1391.013 | 1472.643 | 2161.693 | 2960.692 | 2766.365 | 2924.832 | 2947.22 | 2052.629 | 1688.051 | 1276.702 | 1051.672 | 0 | 0 | 215128 | 215128 | 24558 | 2020
264 | N | . | Phoenix | Pacific Gas & Electric Co. | 14328 | CA | PACC | WECC |  | 22 | 1 | Electric Utility | HY | WAT | HYC |  |  |  | 0 | 0 | 0 | 0 | 0 | 0 | 0 | 0 | 0 | 0 | 0 | 0 | 0 | 0 | 0 | 0 | 0 | 0 | 0 | 0 | 0 | 0 | 0 | 0 | 0 | 0 | 0 | 0 | 0 | 0 | 0 | 0 | 0 | 0 | 0 | 0 | 4033 | 3009 | 3185 | 4676 | 6404 | 5984 | 6327 | 6375 | 4440 | 3651 | 2762 | 2275 | 4033 | 3009 | 3185 | 4676 | 6404 | 5984 | 6327 | 6375 | 4440 | 3651 | 2762 | 2275 | 460.389 | 343.477 | 363.633 | 533.777 | 731.071 | 683.087 | 722.216 | 727.744 | 506.847 | 416.823 | 315.251 | 259.685 | 0 | 0 | 53121 | 53121 | 6064 | 2020
265 | N | . | Pit 1 | Pacific Gas & Electric Co. | 14328 | CA | PACC | WECC |  | 22 | 1 | Electric Utility | HY | WAT | HYC |  |  |  | 0 | 0 | 0 | 0 | 0 | 0 | 0 | 0 | 0 | 0 | 0 | 0 | 0 | 0 | 0 | 0 | 0 | 0 | 0 | 0 | 0 | 0 | 0 | 0 | 0 | 0 | 0 | 0 | 0 | 0 | 0 | 0 | 0 | 0 | 0 | 0 | 132128 | 98575 | 104360 | 153190 | 209812 | 196041 | 207271 | 208857 | 145461 | 119625 | 90475 | 74528 | 132128 | 98575 | 104360 | 153190 | 209812 | 196041 | 207271 | 208857 | 145461 | 119625 | 90475 | 74528 | 15083.152 | 11252.889 | 11913.246 | 17487.458 | 23951.13 | 22379.082 | 23661.032 | 23842.144 | 16605.165 | 13655.834 | 10328.147 | 8507.721 | 0 | 0 | 1740323 | 1740323 | 198667 | 2020
266 | N | . | Pit 3 | Pacific Gas & Electric Co. | 14328 | CA | PACC | WECC |  | 22 | 1 | Electric Utility | HY | WAT | HYC |  |  |  | 0 | 0 | 0 | 0 | 0 | 0 | 0 | 0 | 0 | 0 | 0 | 0 | 0 | 0 | 0 | 0 | 0 | 0 | 0 | 0 | 0 | 0 | 0 | 0 | 0 | 0 | 0 | 0 | 0 | 0 | 0 | 0 | 0 | 0 | 0 | 0 | 173481 | 129427 | 137022 | 201135 | 275478 | 257397 | 272141 | 274224 | 190987 | 157065 | 118791 | 97853 | 173481 | 129427 | 137022 | 201135 | 275478 | 257397 | 272141 | 274224 | 190987 | 157065 | 118791 | 97853 | 19803.815 | 14774.773 | 15641.806 | 22960.612 | 31447.259 | 29383.197 | 31066.367 | 31304.163 | 21802.183 | 17929.782 | 13560.609 | 11170.434 | 0 | 0 | 2285001 | 2285001 | 260845 | 2020
267 | N | . | Pit 4 | Pacific Gas & Electric Co. | 14328 | CA | PACC | WECC |  | 22 | 1 | Electric Utility | HY | WAT | HYC |  |  |  | 0 | 0 | 0 | 0 | 0 | 0 | 0 | 0 | 0 | 0 | 0 | 0 | 0 | 0 | 0 | 0 | 0 | 0 | 0 | 0 | 0 | 0 | 0 | 0 | 0 | 0 | 0 | 0 | 0 | 0 | 0 | 0 | 0 | 0 | 0 | 0 | 347264 | 250536 | 281608 | 289562 | 235775 | 204765 | 206245 | 197047 | 214243 | 177337 | 241539 | 253068 | 347264 | 250536 | 281608 | 289562 | 235775 | 204765 | 206245 | 197047 | 214243 | 177337 | 241539 | 253068 | 39642 | 28600 | 32147 | 33055 | 26915 | 23375 | 23544 | 22494 | 24457 | 20244 | 27573 | 28889 | 0 | 0 | 2898989 | 2898989 | 330935 | 2020
268 | N | . | Pit 5 | Pacific Gas & Electric Co. | 14328 | CA | PACC | WECC |  | 22 | 1 | Electric Utility | HY | WAT | HYC |  |  |  | 0 | 0 | 0 | 0 | 0 | 0 | 0 | 0 | 0 | 0 | 0 | 0 | 0 | 0 | 0 | 0 | 0 | 0 | 0 | 0 | 0 | 0 | 0 | 0 | 0 | 0 | 0 | 0 | 0 | 0 | 0 | 0 | 0 | 0 | 0 | 0 | 554815 | 483368 | 463343 | 478278 | 389303 | 331864 | 322736 | 302238 | 330436 | 356453 | 390039 | 390968 | 554815 | 483368 | 463343 | 478278 | 389303 | 331864 | 322736 | 302238 | 330436 | 356453 | 390039 | 390968 | 63335 | 55179 | 52893 | 54598 | 44441 | 37884 | 36842 | 34502 | 37721 | 40691 | 44525 | 44631 | 0 | 0 | 4793841 | 4793841 | 547242 | 2020
269 | N | . | Pit 6 | Pacific Gas & Electric Co. | 14328 | CA | PACC | WECC |  | 22 | 1 | Electric Utility | HY | WAT | HYC |  |  |  | 0 | 0 | 0 | 0 | 0 | 0 | 0 | 0 | 0 | 0 | 0 | 0 | 0 | 0 | 0 | 0 | 0 | 0 | 0 | 0 | 0 | 0 | 0 | 0 | 0 | 0 | 0 | 0 | 0 | 0 | 0 | 0 | 0 | 0 | 0 | 0 | 129781 | 96824 | 102506 | 150468 | 206084 | 192557 | 203588 | 205146 | 142877 | 117500 | 88867 | 73203 | 129781 | 96824 | 102506 | 150468 | 206084 | 192557 | 203588 | 205146 | 142877 | 117500 | 88867 | 73203 | 14815.148 | 11052.943 | 11701.567 | 17176.733 | 23525.556 | 21981.441 | 23240.613 | 23418.507 | 16310.117 | 13413.191 | 10144.632 | 8356.552 | 0 | 0 | 1709401 | 1709401 | 195137 | 2020
270 | N | . | Pit 7 | Pacific Gas & Electric Co. | 14328 | CA | PACC | WECC |  | 22 | 1 | Electric Utility | HY | WAT | HYC |  |  |  | 0 | 0 | 0 | 0 | 0 | 0 | 0 | 0 | 0 | 0 | 0 | 0 | 0 | 0 | 0 | 0 | 0 | 0 | 0 | 0 | 0 | 0 | 0 | 0 | 0 | 0 | 0 | 0 | 0 | 0 | 0 | 0 | 0 | 0 | 0 | 0 | 319451 | 284612 | 127931 | 305242 | 263711 | 233533 | 220699 | 196986 | 178222 | 197556 | 215846 | 211668 | 319451 | 284612 | 127931 | 305242 | 263711 | 233533 | 220699 | 196986 | 178222 | 197556 | 215846 | 211668 | 36467 | 32490 | 14604 | 34845 | 30104 | 26659 | 25194 | 22487 | 20345 | 22552 | 24640 | 24163 | 0 | 0 | 2755457 | 2755457 | 314550 | 2020
272 | N | . | Poe | Pacific Gas & Electric Co. | 14328 | CA | PACC | WECC |  | 22 | 1 | Electric Utility | HY | WAT | HYC |  |  |  | 0 | 0 | 0 | 0 | 0 | 0 | 0 | 0 | 0 | 0 | 0 | 0 | 0 | 0 | 0 | 0 | 0 | 0 | 0 | 0 | 0 | 0 | 0 | 0 | 0 | 0 | 0 | 0 | 0 | 0 | 0 | 0 | 0 | 0 | 0 | 0 | 0 | 111086 | 139109 | 413235 | 278261 | 136227 | 155840 | 218238 | 236546 | 220752 | 94170 | 65945 | 0 | 111086 | 139109 | 413235 | 278261 | 136227 | 155840 | 218238 | 236546 | 220752 | 94170 | 65945 | 0 | 12681 | 15880 | 47173 | 31765 | 15551 | 17790 | 24913 | 27003 | 25200 | 10750 | 7528 | 0 | 0 | 2069409 | 2069409 | 236234 | 2020
274 | N | . | Potter Valley | Pacific Gas & Electric Co. | 14328 | CA | PACC | WECC |  | 22 | 1 | Electric Utility | HY | WAT | HYC |  |  |  | 0 | 0 | 0 | 0 | 0 | 0 | 0 | 0 | 0 | 0 | 0 | 0 | 0 | 0 | 0 | 0 | 0 | 0 | 0 | 0 | 0 | 0 | 0 | 0 | 0 | 0 | 0 | 0 | 0 | 0 | 0 | 0 | 0 | 0 | 0 | 0 | 8751 | 6529 | 6912 | 10146 | 13896 | 12984 | 13728 | 13833 | 9634 | 7923 | 5992 | 4936 | 8751 | 6529 | 6912 | 10146 | 13896 | 12984 | 13728 | 13833 | 9634 | 7923 | 5992 | 4936 | 998.979 | 745.295 | 789.031 | 1158.219 | 1586.318 | 1482.199 | 1567.104 | 1579.099 | 1099.784 | 904.445 | 684.048 | 563.479 | 0 | 0 | 115264 | 115264 | 13158 | 2020
275 | N | . | Rock Creek | Pacific Gas & Electric Co. | 14328 | CA | PACC | WECC |  | 22 | 1 | Electric Utility | HY | WAT | HYC |  |  |  | 0 | 0 | 0 | 0 | 0 | 0 | 0 | 0 | 0 | 0 | 0 | 0 | 0 | 0 | 0 | 0 | 0 | 0 | 0 | 0 | 0 | 0 | 0 | 0 | 0 | 0 | 0 | 0 | 0 | 0 | 0 | 0 | 0 | 0 | 0 | 0 | 372134 | 81477 | 125180 | 375970 | 258814 | 176742 | 218343 | 296070 | 288949 | 244886 | 115395 | 91717 | 372134 | 81477 | 125180 | 375970 | 258814 | 176742 | 218343 | 296070 | 288949 | 244886 | 115395 | 91717 | 42481 | 9301 | 14290 | 42919 | 29545 | 20176 | 24925 | 33798 | 32985 | 27955 | 13173 | 10470 | 0 | 0 | 2645677 | 2645677 | 302018 | 2020
279 | N | . | Salt Springs | Pacific Gas & Electric Co. | 14328 | CA | PACC | WECC |  | 22 | 1 | Electric Utility | HY | WAT | HYC |  |  |  | 0 | 0 | 0 | 0 | 0 | 0 | 0 | 0 | 0 | 0 | 0 | 0 | 0 | 0 | 0 | 0 | 0 | 0 | 0 | 0 | 0 | 0 | 0 | 0 | 0 | 0 | 0 | 0 | 0 | 0 | 0 | 0 | 0 | 0 | 0 | 0 | 72561 | 54135 | 57311 | 84127 | 115222 | 107660 | 113827 | 114698 | 79883 | 65695 | 49686 | 40928 | 72561 | 54135 | 57311 | 84127 | 115222 | 107660 | 113827 | 114698 | 79883 | 65695 | 49686 | 40928 | 8283.217 | 6179.752 | 6542.4 | 9603.591 | 13153.248 | 12289.925 | 12993.934 | 13093.396 | 9119.062 | 7499.377 | 5671.911 | 4672.187 | 0 | 0 | 955733 | 955733 | 109102 | 2020
280 | N | . | South | Pacific Gas & Electric Co. | 14328 | CA | PACC | WECC |  | 22 | 1 | Electric Utility | HY | WAT | HYC |  |  |  | 0 | 0 | 0 | 0 | 0 | 0 | 0 | 0 | 0 | 0 | 0 | 0 | 0 | 0 | 0 | 0 | 0 | 0 | 0 | 0 | 0 | 0 | 0 | 0 | 0 | 0 | 0 | 0 | 0 | 0 | 0 | 0 | 0 | 0 | 0 | 0 | 7475 | 5577 | 5904 | 8667 | 11871 | 11091 | 11727 | 11817 | 8230 | 6768 | 5119 | 4217 | 7475 | 5577 | 5904 | 8667 | 11871 | 11091 | 11727 | 11817 | 8230 | 6768 | 5119 | 4217 | 853.362 | 636.656 | 674.017 | 989.389 | 1355.085 | 1266.143 | 1338.672 | 1348.919 | 939.472 | 772.607 | 584.336 | 481.342 | 0 | 0 | 98463 | 98463 | 11240 | 2020
281 | N | . | Spaulding 1 | Pacific Gas & Electric Co. | 14328 | CA | PACC | WECC |  | 22 | 1 | Electric Utility | HY | WAT | HYC |  |  |  | 0 | 0 | 0 | 0 | 0 | 0 | 0 | 0 | 0 | 0 | 0 | 0 | 0 | 0 | 0 | 0 | 0 | 0 | 0 | 0 | 0 | 0 | 0 | 0 | 0 | 0 | 0 | 0 | 0 | 0 | 0 | 0 | 0 | 0 | 0 | 0 | 9417 | 7026 | 7438 | 10919 | 14954 | 13973 | 14773 | 14886 | 10368 | 8526 | 6449 | 5312 | 9417 | 7026 | 7438 | 10919 | 14954 | 13973 | 14773 | 14886 | 10368 | 8526 | 6449 | 5312 | 1075.054 | 802.05 | 849.117 | 1246.419 | 1707.118 | 1595.07 | 1686.441 | 1699.35 | 1183.534 | 973.32 | 736.139 | 606.388 | 0 | 0 | 124041 | 124041 | 14160 | 2020
282 | N | . | Spaulding 2 | Pacific Gas & Electric Co. | 14328 | CA | PACC | WECC |  | 22 | 1 | Electric Utility | HY | WAT | HYC |  |  |  | 0 | 0 | 0 | 0 | 0 | 0 | 0 | 0 | 0 | 0 | 0 | 0 | 0 | 0 | 0 | 0 | 0 | 0 | 0 | 0 | 0 | 0 | 0 | 0 | 0 | 0 | 0 | 0 | 0 | 0 | 0 | 0 | 0 | 0 | 0 | 0 | 3029 | 2260 | 2392 | 3512 | 4809 | 4494 | 4751 | 4788 | 3334 | 2742 | 2074 | 1708 | 3029 | 2260 | 2392 | 3512 | 4809 | 4494 | 4751 | 4788 | 3334 | 2742 | 2074 | 1708 | 345.745 | 257.948 | 273.085 | 400.861 | 549.027 | 512.991 | 542.377 | 546.528 | 380.637 | 313.03 | 236.75 | 195.021 | 0 | 0 | 39893 | 39893 | 4554 | 2020
283 | N | . | Spaulding 3 | Pacific Gas & Electric Co. | 14328 | CA | PACC | WECC |  | 22 | 1 | Electric Utility | HY | WAT | HYC |  |  |  | 0 | 0 | 0 | 0 | 0 | 0 | 0 | 0 | 0 | 0 | 0 | 0 | 0 | 0 | 0 | 0 | 0 | 0 | 0 | 0 | 0 | 0 | 0 | 0 | 0 | 0 | 0 | 0 | 0 | 0 | 0 | 0 | 0 | 0 | 0 | 0 | 14156 | 10561 | 11181 | 16413 | 22479 | 21004 | 22207 | 22377 | 15585 | 12817 | 9693 | 7985 | 14156 | 10561 | 11181 | 16413 | 22479 | 21004 | 22207 | 22377 | 15585 | 12817 | 9693 | 7985 | 1615.997 | 1205.624 | 1276.374 | 1873.59 | 2566.102 | 2397.674 | 2535.021 | 2554.425 | 1779.062 | 1463.074 | 1106.548 | 911.509 | 0 | 0 | 186458 | 186458 | 21285 | 2020
284 | N | . | Spring Gap | Pacific Gas & Electric Co. | 14328 | CA | PACC | WECC |  | 22 | 1 | Electric Utility | HY | WAT | HYC |  |  |  | 0 | 0 | 0 | 0 | 0 | 0 | 0 | 0 | 0 | 0 | 0 | 0 | 0 | 0 | 0 | 0 | 0 | 0 | 0 | 0 | 0 | 0 | 0 | 0 | 0 | 0 | 0 | 0 | 0 | 0 | 0 | 0 | 0 | 0 | 0 | 0 | 13412 | 10006 | 10593 | 15550 | 21297 | 19899 | 21039 | 21200 | 14765 | 12143 | 9184 | 7565 | 13412 | 10006 | 10593 | 15550 | 21297 | 19899 | 21039 | 21200 | 14765 | 12143 | 9184 | 7565 | 1531.04 | 1142.242 | 1209.272 | 1775.091 | 2431.196 | 2271.623 | 2401.75 | 2420.134 | 1685.533 | 1386.156 | 1048.374 | 863.589 | 0 | 0 | 176653 | 176653 | 20166 | 2020
285 | N | . | Stanislaus | Pacific Gas & Electric Co. | 14328 | CA | PACC | WECC |  | 22 | 1 | Electric Utility | HY | WAT | HYC |  |  |  | 0 | 0 | 0 | 0 | 0 | 0 | 0 | 0 | 0 | 0 | 0 | 0 | 0 | 0 | 0 | 0 | 0 | 0 | 0 | 0 | 0 | 0 | 0 | 0 | 0 | 0 | 0 | 0 | 0 | 0 | 0 | 0 | 0 | 0 | 0 | 0 | 160100 | 119444 | 126453 | 185621 | 254229 | 237543 | 251150 | 253072 | 176256 | 144950 | 109628 | 90305 | 160100 | 119444 | 126453 | 185621 | 254229 | 237543 | 251150 | 253072 | 176256 | 144950 | 109628 | 90305 | 18276.27 | 13635.137 | 14435.292 | 21189.57 | 29021.608 | 27116.755 | 28670.096 | 28889.55 | 20120.495 | 16546.787 | 12514.626 | 10308.814 | 0 | 0 | 2108751 | 2108751 | 240725 | 2020
286 | N | . | Geysers Unit 5-20 | Geysers Power Co LLC | 7160 | CA | PACC | WECC |  | 22 | 2 | NAICS-22 Non-Cogen | ST | GEO | GEO |  |  |  | 0 | 0 | 0 | 0 | 0 | 0 | 0 | 0 | 0 | 0 | 0 | 0 | 0 | 0 | 0 | 0 | 0 | 0 | 0 | 0 | 0 | 0 | 0 | 0 | 0 | 0 | 0 | 0 | 0 | 0 | 0 | 0 | 0 | 0 | 0 | 0 | 2672869 | 2711737 | 3776489 | 3464308 | 3428208 | 3291684 | 3583103 | 3624932 | 3473007 | 3284036 | 3622418 | 3449697 | 2672869 | 2711737 | 3776489 | 3464308 | 3428208 | 3291684 | 3583103 | 3624932 | 3473007 | 3284036 | 3622418 | 3449697 | 305122 | 309559 | 431106 | 395469 | 391348 | 375763 | 409030 | 413805 | 396462 | 374890 | 413518 | 393801 | 0 | 0 | 40382488 | 40382488 | 4609873 | 2020
287 | N | . | Tiger Creek | Pacific Gas & Electric Co. | 14328 | CA | PACC | WECC |  | 22 | 1 | Electric Utility | HY | WAT | HYC |  |  |  | 0 | 0 | 0 | 0 | 0 | 0 | 0 | 0 | 0 | 0 | 0 | 0 | 0 | 0 | 0 | 0 | 0 | 0 | 0 | 0 | 0 | 0 | 0 | 0 | 0 | 0 | 0 | 0 | 0 | 0 | 0 | 0 | 0 | 0 | 0 | 0 | 156450 | 116721 | 123570 | 181389 | 248433 | 232127 | 245424 | 247303 | 172237 | 141645 | 107129 | 88246 | 156450 | 116721 | 123570 | 181389 | 248433 | 232127 | 245424 | 247303 | 172237 | 141645 | 107129 | 88246 | 17859.608 | 13324.286 | 14106.2 | 20706.495 | 28359.98 | 26498.553 | 28016.481 | 28230.932 | 19661.792 | 16169.557 | 12229.32 | 10073.796 | 0 | 0 | 2060674 | 2060674 | 235237 | 2020
290 | N | . | Volta 1 | Pacific Gas & Electric Co. | 14328 | CA | PACC | WECC |  | 22 | 1 | Electric Utility | HY | WAT | HYC |  |  |  | 0 | 0 | 0 | 0 | 0 | 0 | 0 | 0 | 0 | 0 | 0 | 0 | 0 | 0 | 0 | 0 | 0 | 0 | 0 | 0 | 0 | 0 | 0 | 0 | 0 | 0 | 0 | 0 | 0 | 0 | 0 | 0 | 0 | 0 | 0 | 0 | 11671 | 8707 | 9218 | 13531 | 18532 | 17316 | 18308 | 18448 | 12848 | 10566 | 7992 | 6583 | 11671 | 8707 | 9218 | 13531 | 18532 | 17316 | 18308 | 18448 | 12848 | 10566 | 7992 | 6583 | 1332.276 | 993.953 | 1052.282 | 1544.645 | 2115.572 | 1976.715 | 2089.948 | 2105.946 | 1466.713 | 1206.202 | 912.272 | 751.476 | 0 | 0 | 153720 | 153720 | 17548 | 2020
291 | N | . | West Point PH | Pacific Gas & Electric Co. | 14328 | CA | PACC | WECC |  | 22 | 1 | Electric Utility | HY | WAT | HYC |  |  |  | 0 | 0 | 0 | 0 | 0 | 0 | 0 | 0 | 0 | 0 | 0 | 0 | 0 | 0 | 0 | 0 | 0 | 0 | 0 | 0 | 0 | 0 | 0 | 0 | 0 | 0 | 0 | 0 | 0 | 0 | 0 | 0 | 0 | 0 | 0 | 0 | 44913 | 33508 | 35474 | 52072 | 71319 | 66638 | 70456 | 70995 | 49445 | 40663 | 30754 | 25333 | 44913 | 33508 | 35474 | 52072 | 71319 | 66638 | 70456 | 70995 | 49445 | 40663 | 30754 | 25333 | 5127.074 | 3825.088 | 4049.558 | 5944.347 | 8141.482 | 7607.11 | 8042.871 | 8104.435 | 5644.437 | 4641.899 | 3510.75 | 2891.949 | 0 | 0 | 591570 | 591570 | 67531 | 2020
292 | N | . | Wise | Pacific Gas & Electric Co. | 14328 | CA | PACC | WECC |  | 22 | 1 | Electric Utility | HY | WAT | HYC |  |  |  | 0 | 0 | 0 | 0 | 0 | 0 | 0 | 0 | 0 | 0 | 0 | 0 | 0 | 0 | 0 | 0 | 0 | 0 | 0 | 0 | 0 | 0 | 0 | 0 | 0 | 0 | 0 | 0 | 0 | 0 | 0 | 0 | 0 | 0 | 0 | 0 | 38560 | 28768 | 30456 | 44706 | 61230 | 57212 | 60489 | 60952 | 42451 | 34911 | 26404 | 21750 | 38560 | 28768 | 30456 | 44706 | 61230 | 57212 | 60489 | 60952 | 42451 | 34911 | 26404 | 21750 | 4401.792 | 3283.988 | 3476.703 | 5103.454 | 6989.78 | 6531.001 | 6905.119 | 6957.974 | 4845.97 | 3985.251 | 3014.116 | 2482.852 | 0 | 0 | 507889 | 507889 | 57978 | 2020
293 | N | . | A G Wishon | Pacific Gas & Electric Co. | 14328 | CA | PACC | WECC |  | 22 | 1 | Electric Utility | HY | WAT | HYC |  |  |  | 0 | 0 | 0 | 0 | 0 | 0 | 0 | 0 | 0 | 0 | 0 | 0 | 0 | 0 | 0 | 0 | 0 | 0 | 0 | 0 | 0 | 0 | 0 | 0 | 0 | 0 | 0 | 0 | 0 | 0 | 0 | 0 | 0 | 0 | 0 | 0 | 21041 | 15698 | 16619 | 24395 | 33412 | 31219 | 33007 | 33260 | 23164 | 19050 | 14408 | 11868 | 21041 | 15698 | 16619 | 24395 | 33412 | 31219 | 33007 | 33260 | 23164 | 19050 | 14408 | 11868 | 2401.937 | 1791.982 | 1897.141 | 2784.814 | 3814.131 | 3563.788 | 3767.934 | 3796.775 | 2644.312 | 2174.642 | 1644.72 | 1354.824 | 0 | 0 | 277141 | 277141 | 31637 | 2020
294 | N | . | Copco 1 | PacifiCorp | 14354 | CA | PACC | WECC |  | 22 | 1 | Electric Utility | HY | WAT | HYC |  |  |  | 0 | 0 | 0 | 0 | 0 | 0 | 0 | 0 | 0 | 0 | 0 | 0 | 0 | 0 | 0 | 0 | 0 | 0 | 0 | 0 | 0 | 0 | 0 | 0 | 0 | 0 | 0 | 0 | 0 | 0 | 0 | 0 | 0 | 0 | 0 | 0 | 46702 | 34842 | 36887 | 54146 | 74159 | 69292 | 73261 | 73822 | 51414 | 42282 | 31979 | 26342 | 46702 | 34842 | 36887 | 54146 | 74159 | 69292 | 73261 | 73822 | 51414 | 42282 | 31979 | 26342 | 5331.226 | 3977.399 | 4210.806 | 6181.043 | 8465.666 | 7910.016 | 8363.129 | 8427.144 | 5869.192 | 4826.733 | 3650.543 | 3007.103 | 0 | 0 | 615128 | 615128 | 70220 | 2020
295 | N | . | Copco 2 | PacifiCorp | 14354 | CA | PACC | WECC |  | 22 | 1 | Electric Utility | HY | WAT | HYC |  |  |  | 0 | 0 | 0 | 0 | 0 | 0 | 0 | 0 | 0 | 0 | 0 | 0 | 0 | 0 | 0 | 0 | 0 | 0 | 0 | 0 | 0 | 0 | 0 | 0 | 0 | 0 | 0 | 0 | 0 | 0 | 0 | 0 | 0 | 0 | 0 | 0 | 57595 | 42969 | 45491 | 66776 | 91458 | 85455 | 90350 | 91042 | 63407 | 52145 | 39438 | 32487 | 57595 | 42969 | 45491 | 66776 | 91458 | 85455 | 90350 | 91042 | 63407 | 52145 | 39438 | 32487 | 6574.827 | 4905.194 | 5193.047 | 7622.876 | 10440.425 | 9755.16 | 10313.969 | 10392.917 | 7238.28 | 5952.65 | 4502.094 | 3708.561 | 0 | 0 | 758613 | 758613 | 86600 | 2020
296 | N | . | Fall Creek | PacifiCorp | 14354 | CA | PACC | WECC |  | 22 | 1 | Electric Utility | HY | WAT | HYC |  |  |  | 0 | 0 | 0 | 0 | 0 | 0 | 0 | 0 | 0 | 0 | 0 | 0 | 0 | 0 | 0 | 0 | 0 | 0 | 0 | 0 | 0 | 0 | 0 | 0 | 0 | 0 | 0 | 0 | 0 | 0 | 0 | 0 | 0 | 0 | 0 | 0 | 5531 | 4126 | 4368 | 6412 | 8783 | 8206 | 8676 | 8743 | 6089 | 5007 | 3787 | 3120 | 5531 | 4126 | 4368 | 6412 | 8783 | 8206 | 8676 | 8743 | 6089 | 5007 | 3787 | 3120 | 631.366 | 471.035 | 498.676 | 732.007 | 1002.57 | 936.766 | 990.427 | 998.008 | 695.075 | 571.619 | 432.326 | 356.125 | 0 | 0 | 72848 | 72848 | 8316 | 2020
297 | N | . | Iron Gate | PacifiCorp | 14354 | CA | PACC | WECC |  | 22 | 1 | Electric Utility | HY | WAT | HYC |  |  |  | 0 | 0 | 0 | 0 | 0 | 0 | 0 | 0 | 0 | 0 | 0 | 0 | 0 | 0 | 0 | 0 | 0 | 0 | 0 | 0 | 0 | 0 | 0 | 0 | 0 | 0 | 0 | 0 | 0 | 0 | 0 | 0 | 0 | 0 | 0 | 0 | 54784 | 40872 | 43271 | 63517 | 86994 | 81284 | 85940 | 86598 | 60312 | 49600 | 37513 | 30901 | 54784 | 40872 | 43271 | 63517 | 86994 | 81284 | 85940 | 86598 | 60312 | 49600 | 37513 | 30901 | 6253.906 | 4665.768 | 4939.571 | 7250.798 | 9930.821 | 9279.005 | 9810.538 | 9885.632 | 6884.975 | 5662.098 | 4282.344 | 3527.544 | 0 | 0 | 721586 | 721586 | 82373 | 2020
314 | N | . | Drop 5 | Imperial Irrigation District | 9216 | CA | PACC | WECC |  | 22 | 1 | Electric Utility | HY | WAT | HYC |  |  |  | 0 | 0 | 0 | 0 | 0 | 0 | 0 | 0 | 0 | 0 | 0 | 0 | 0 | 0 | 0 | 0 | 0 | 0 | 0 | 0 | 0 | 0 | 0 | 0 | 0 | 0 | 0 | 0 | 0 | 0 | 0 | 0 | 0 | 0 | 0 | 0 | 7755 | 5785 | 6125 | 8991 | 12314 | 11506 | 12165 | 12258 | 8537 | 7021 | 5310 | 4374 | 7755 | 5785 | 6125 | 8991 | 12314 | 11506 | 12165 | 12258 | 8537 | 7021 | 5310 | 4374 | 885.249 | 660.445 | 699.202 | 1026.359 | 1405.72 | 1313.455 | 1388.694 | 1399.323 | 974.577 | 801.477 | 606.171 | 499.328 | 0 | 0 | 102141 | 102141 | 11660 | 2020
315 | N | . | AES Alamitos LLC | AES Alamitos LLC | 22148 | CA | PACC | WECC |  | 22 | 2 | NAICS-22 Non-Cogen | ST | NG | NG |  |  | mcf | 177950 | 83610 | 193420 | 186670 | 270560 | 289690 | 584120 | 2234930 | 1247740 | 1257030 | 172130 | 229820 | 177950 | 83610 | 193420 | 186670 | 270560 | 289690 | 584120 | 2234930 | 1247740 | 1257030 | 172130 | 229820 | 1.033 | 1.033 | 1.033 | 1.032 | 1.026 | 1.025 | 1.02 | 1.019 | 1.024 | 1.021 | 1.026 | 1.041 | 183822 | 86369 | 199803 | 192643 | 277595 | 296932 | 595802 | 2277394 | 1277686 | 1283428 | 176605 | 239243 | 183822 | 86369 | 199803 | 192643 | 277595 | 296932 | 595802 | 2277394 | 1277686 | 1283428 | 176605 | 239243 | 10362 | 5116 | 8935 | 9849 | 21016 | 21766 | 45066 | 196743 | 99480 | 100704 | 9963 | 15278 | 6927670 | 6927670 | 7087322 | 7087322 | 544278 | 2020
316 | N | . | Sepulveda Canyon | Metropolitan Water District of S CA | 12397 | CA | PACC | WECC |  | 22 | 1 | Electric Utility | HY | WAT | HYC |  |  |  | 0 | 0 | 0 | 0 | 0 | 0 | 0 | 0 | 0 | 0 | 0 | 0 | 0 | 0 | 0 | 0 | 0 | 0 | 0 | 0 | 0 | 0 | 0 | 0 | 0 | 0 | 0 | 0 | 0 | 0 | 0 | 0 | 0 | 0 | 0 | 0 | 0 | 0 | 0 | 0 | 0 | 0 | 0 | 0 | 0 | 0 | 0 | 0 | 0 | 0 | 0 | 0 | 0 | 0 | 0 | 0 | 0 | 0 | 0 | 0 | 0 | 0 | 0 | 0 | 0 | 0 | 0 | 0 | 0 | 0 | 0 | 0 | 0 | 0 | 0 | 0 | 0 | 2020
317 | N | . | Big Creek 1 | Southern California Edison Co | 17609 | CA | PACC | WECC |  | 22 | 1 | Electric Utility | HY | WAT | HYC |  |  |  | 0 | 0 | 0 | 0 | 0 | 0 | 0 | 0 | 0 | 0 | 0 | 0 | 0 | 0 | 0 | 0 | 0 | 0 | 0 | 0 | 0 | 0 | 0 | 0 | 0 | 0 | 0 | 0 | 0 | 0 | 0 | 0 | 0 | 0 | 0 | 0 | 109367 | 81594 | 86382 | 126800 | 173668 | 162269 | 171565 | 172878 | 120403 | 99018 | 74889 | 61689 | 109367 | 81594 | 86382 | 126800 | 173668 | 162269 | 171565 | 172878 | 120403 | 99018 | 74889 | 61689 | 12484.805 | 9314.374 | 9860.973 | 14474.926 | 19825.113 | 18523.878 | 19584.989 | 19734.902 | 13744.624 | 11303.368 | 8548.936 | 7042.112 | 0 | 0 | 1440522 | 1440522 | 164443 | 2020
318 | N | . | Big Creek 2 | Southern California Edison Co | 17609 | CA | PACC | WECC |  | 22 | 1 | Electric Utility | HY | WAT | HYC |  |  |  | 0 | 0 | 0 | 0 | 0 | 0 | 0 | 0 | 0 | 0 | 0 | 0 | 0 | 0 | 0 | 0 | 0 | 0 | 0 | 0 | 0 | 0 | 0 | 0 | 0 | 0 | 0 | 0 | 0 | 0 | 0 | 0 | 0 | 0 | 0 | 0 | 78058 | 58236 | 61653 | 90501 | 123951 | 115815 | 122450 | 123387 | 85935 | 70671 | 53450 | 44029 | 78058 | 58236 | 61653 | 90501 | 123951 | 115815 | 122450 | 123387 | 85935 | 70671 | 53450 | 44029 | 8910.712 | 6647.897 | 7038.018 | 10331.109 | 14149.669 | 13220.946 | 13978.287 | 14085.283 | 9809.875 | 8067.491 | 6101.585 | 5026.128 | 0 | 0 | 1028136 | 1028136 | 117367 | 2020
319 | N | . | Big Creek 3 | Southern California Edison Co | 17609 | CA | PACC | WECC |  | 22 | 1 | Electric Utility | HY | WAT | HYC |  |  |  | 0 | 0 | 0 | 0 | 0 | 0 | 0 | 0 | 0 | 0 | 0 | 0 | 0 | 0 | 0 | 0 | 0 | 0 | 0 | 0 | 0 | 0 | 0 | 0 | 0 | 0 | 0 | 0 | 0 | 0 | 0 | 0 | 0 | 0 | 0 | 0 | 441040 | 173755 | 49415 | 429354 | 937846 | 530768 | 322824 | 495089 | 38150 | 0 | 15102 | 114423 | 441040 | 173755 | 49415 | 429354 | 937846 | 530768 | 322824 | 495089 | 38150 | 0 | 15102 | 114423 | 50347 | 19835 | 5641 | 49013 | 107060 | 60590 | 36852 | 56517 | 4355 | -82 | 1724 | 13062 | 0 | 0 | 3547766 | 3547766 | 404914 | 2020
320 | N | . | Big Creek 4 | Southern California Edison Co | 17609 | CA | PACC | WECC |  | 22 | 1 | Electric Utility | HY | WAT | HYC |  |  |  | 0 | 0 | 0 | 0 | 0 | 0 | 0 | 0 | 0 | 0 | 0 | 0 | 0 | 0 | 0 | 0 | 0 | 0 | 0 | 0 | 0 | 0 | 0 | 0 | 0 | 0 | 0 | 0 | 0 | 0 | 0 | 0 | 0 | 0 | 0 | 0 | 186273 | 80977 | 10328 | 204502 | 518662 | 267040 | 154947 | 244772 | 20954 | 76449 | 88590 | 34628 | 186273 | 80977 | 10328 | 204502 | 518662 | 267040 | 154947 | 244772 | 20954 | 76449 | 88590 | 34628 | 21264 | 9244 | 1179 | 23345 | 59208 | 30484 | 17688 | 27942 | 2392 | 8727 | 10113 | 3953 | 0 | 0 | 1888122 | 1888122 | 215539 | 2020
321 | N | . | Big Creek 8 | Southern California Edison Co | 17609 | CA | PACC | WECC |  | 22 | 1 | Electric Utility | HY | WAT | HYC |  |  |  | 0 | 0 | 0 | 0 | 0 | 0 | 0 | 0 | 0 | 0 | 0 | 0 | 0 | 0 | 0 | 0 | 0 | 0 | 0 | 0 | 0 | 0 | 0 | 0 | 0 | 0 | 0 | 0 | 0 | 0 | 0 | 0 | 0 | 0 | 0 | 0 | 62940 | 46957 | 49712 | 72973 | 99945 | 93385 | 98734 | 99490 | 69291 | 56984 | 43098 | 35502 | 62940 | 46957 | 49712 | 72973 | 99945 | 93385 | 98734 | 99490 | 69291 | 56984 | 43098 | 35502 | 7184.934 | 5360.369 | 5674.933 | 8330.236 | 11409.238 | 10660.385 | 11271.049 | 11357.322 | 7909.952 | 6505.023 | 4919.864 | 4052.695 | 0 | 0 | 829011 | 829011 | 94636 | 2020
322 | N | . | Big Creek 2A | Southern California Edison Co | 17609 | CA | PACC | WECC |  | 22 | 1 | Electric Utility | HY | WAT | HYC |  |  |  | 0 | 0 | 0 | 0 | 0 | 0 | 0 | 0 | 0 | 0 | 0 | 0 | 0 | 0 | 0 | 0 | 0 | 0 | 0 | 0 | 0 | 0 | 0 | 0 | 0 | 0 | 0 | 0 | 0 | 0 | 0 | 0 | 0 | 0 | 0 | 0 | 196347 | 83833 | 29959 | 242258 | 245832 | 155140 | 297139 | 569952 | 64228 | 0 | 0 | 0 | 196347 | 83833 | 29959 | 242258 | 245832 | 155140 | 297139 | 569952 | 64228 | 0 | 0 | 0 | 22414 | 9570 | 3420 | 27655 | 28063 | 17710 | 33920 | 65063 | 7332 | 0 | 0 | -20 | 0 | 0 | 1884688 | 1884688 | 215127 | 2020
323 | N | . | Bishop Creek 2 | Southern California Edison Co | 17609 | CA | PACC | WECC |  | 22 | 1 | Electric Utility | HY | WAT | HYC |  |  |  | 0 | 0 | 0 | 0 | 0 | 0 | 0 | 0 | 0 | 0 | 0 | 0 | 0 | 0 | 0 | 0 | 0 | 0 | 0 | 0 | 0 | 0 | 0 | 0 | 0 | 0 | 0 | 0 | 0 | 0 | 0 | 0 | 0 | 0 | 0 | 0 | 19072 | 14229 | 15064 | 22112 | 30285 | 28297 | 29918 | 30147 | 20996 | 17267 | 13059 | 10757 | 19072 | 14229 | 15064 | 22112 | 30285 | 28297 | 29918 | 30147 | 20996 | 17267 | 13059 | 10757 | 2177.133 | 1624.265 | 1719.582 | 2524.175 | 3457.155 | 3230.242 | 3415.282 | 3441.424 | 2396.823 | 1971.111 | 1490.786 | 1228.022 | 0 | 0 | 251203 | 251203 | 28676 | 2020
324 | N | . | Bishop Creek 3 | Southern California Edison Co | 17609 | CA | PACC | WECC |  | 22 | 1 | Electric Utility | HY | WAT | HYC |  |  |  | 0 | 0 | 0 | 0 | 0 | 0 | 0 | 0 | 0 | 0 | 0 | 0 | 0 | 0 | 0 | 0 | 0 | 0 | 0 | 0 | 0 | 0 | 0 | 0 | 0 | 0 | 0 | 0 | 0 | 0 | 0 | 0 | 0 | 0 | 0 | 0 | 18659 | 13921 | 14738 | 21634 | 29630 | 27685 | 29271 | 29495 | 20542 | 16894 | 12777 | 10525 | 18659 | 13921 | 14738 | 21634 | 29630 | 27685 | 29271 | 29495 | 20542 | 16894 | 12777 | 10525 | 2130.061 | 1589.147 | 1682.403 | 2469.601 | 3382.408 | 3160.402 | 3341.44 | 3367.017 | 2345.002 | 1928.494 | 1458.554 | 1201.471 | 0 | 0 | 245771 | 245771 | 28056 | 2020
325 | N | . | Bishop Creek 4 | Southern California Edison Co | 17609 | CA | PACC | WECC |  | 22 | 1 | Electric Utility | HY | WAT | HYC |  |  |  | 0 | 0 | 0 | 0 | 0 | 0 | 0 | 0 | 0 | 0 | 0 | 0 | 0 | 0 | 0 | 0 | 0 | 0 | 0 | 0 | 0 | 0 | 0 | 0 | 0 | 0 | 0 | 0 | 0 | 0 | 0 | 0 | 0 | 0 | 0 | 0 | 28573 | 21317 | 22568 | 33128 | 45372 | 42394 | 44823 | 45166 | 31456 | 25869 | 19565 | 16117 | 28573 | 21317 | 22568 | 33128 | 45372 | 42394 | 44823 | 45166 | 31456 | 25869 | 19565 | 16117 | 3261.752 | 2433.452 | 2576.255 | 3781.686 | 5179.463 | 4839.506 | 5116.729 | 5155.895 | 3590.889 | 2953.092 | 2233.475 | 1839.806 | 0 | 0 | 376348 | 376348 | 42962 | 2020
326 | N | . | Bishop Creek 5 | Southern California Edison Co | 17609 | CA | PACC | WECC |  | 22 | 1 | Electric Utility | HY | WAT | HYC |  |  |  | 0 | 0 | 0 | 0 | 0 | 0 | 0 | 0 | 0 | 0 | 0 | 0 | 0 | 0 | 0 | 0 | 0 | 0 | 0 | 0 | 0 | 0 | 0 | 0 | 0 | 0 | 0 | 0 | 0 | 0 | 0 | 0 | 0 | 0 | 0 | 0 | 9106 | 6793 | 7192 | 10557 | 14459 | 13510 | 14284 | 14393 | 10024 | 8244 | 6235 | 5136 | 9106 | 6793 | 7192 | 10557 | 14459 | 13510 | 14284 | 14393 | 10024 | 8244 | 6235 | 5136 | 1039.445 | 775.485 | 820.993 | 1205.136 | 1650.576 | 1542.239 | 1630.584 | 1643.065 | 1144.334 | 941.082 | 711.757 | 586.304 | 0 | 0 | 119933 | 119933 | 13691 | 2020
327 | N | . | Bishop Creek 6 | Southern California Edison Co | 17609 | CA | PACC | WECC |  | 22 | 1 | Electric Utility | HY | WAT | HYC |  |  |  | 0 | 0 | 0 | 0 | 0 | 0 | 0 | 0 | 0 | 0 | 0 | 0 | 0 | 0 | 0 | 0 | 0 | 0 | 0 | 0 | 0 | 0 | 0 | 0 | 0 | 0 | 0 | 0 | 0 | 0 | 0 | 0 | 0 | 0 | 0 | 0 | 6931 | 5171 | 5474 | 8036 | 11006 | 10283 | 10872 | 10956 | 7630 | 6275 | 4746 | 3909 | 6931 | 5171 | 5474 | 8036 | 11006 | 10283 | 10872 | 10956 | 7630 | 6275 | 4746 | 3909 | 791.182 | 590.266 | 624.905 | 917.298 | 1256.347 | 1173.886 | 1241.13 | 1250.63 | 871.017 | 716.311 | 541.759 | 446.269 | 0 | 0 | 91289 | 91289 | 10421 | 2020
328 | N | . | Borel | Southern California Edison Co | 17609 | CA | PACC | WECC |  | 22 | 1 | Electric Utility | HY | WAT | HYC |  |  |  | 0 | 0 | 0 | 0 | 0 | 0 | 0 | 0 | 0 | 0 | 0 | 0 | 0 | 0 | 0 | 0 | 0 | 0 | 0 | 0 | 0 | 0 | 0 | 0 | 0 | 0 | 0 | 0 | 0 | 0 | 0 | 0 | 0 | 0 | 0 | 0 | 0 | 0 | 0 | 0 | 0 | 0 | 0 | 0 | 0 | 0 | 0 | 0 | 0 | 0 | 0 | 0 | 0 | 0 | 0 | 0 | 0 | 0 | 0 | 0 | -15.489 | -11.555 | -12.233 | -17.957 | -24.594 | -22.98 | -24.296 | -24.482 | -17.051 | -14.022 | -10.605 | -8.736 | 0 | 0 | 0 | 0 | -204 | 2020
332 | N | . | Fontana | Southern California Edison Co | 17609 | CA | PACC | WECC |  | 22 | 1 | Electric Utility | HY | WAT | HYC |  |  |  | 0 | 0 | 0 | 0 | 0 | 0 | 0 | 0 | 0 | 0 | 0 | 0 | 0 | 0 | 0 | 0 | 0 | 0 | 0 | 0 | 0 | 0 | 0 | 0 | 0 | 0 | 0 | 0 | 0 | 0 | 0 | 0 | 0 | 0 | 0 | 0 | 3988 | 2976 | 3150 | 4624 | 6333 | 5918 | 6257 | 6305 | 4391 | 3611 | 2731 | 2250 | 3988 | 2976 | 3150 | 4624 | 6333 | 5918 | 6257 | 6305 | 4391 | 3611 | 2731 | 2250 | 455.302 | 339.682 | 359.616 | 527.88 | 722.993 | 675.539 | 714.236 | 719.704 | 501.247 | 412.218 | 311.767 | 256.816 | 0 | 0 | 52534 | 52534 | 5997 | 2020
335 | N | . | AES Huntington Beach LLC | AES Huntington Beach LLC | 23693 | CA | PACC | WECC |  | 22 | 2 | NAICS-22 Non-Cogen | ST | NG | NG |  |  | mcf | 63560 | 0 | 203080 | 45590 | 125540 | 47270 | 185050 | 251410 | 175420 | 192360 | 0 | 0 | 63560 | 0 | 203080 | 45590 | 125540 | 47270 | 185050 | 251410 | 175420 | 192360 | 0 | 0 | 1.032 | 0 | 1.039 | 1.044 | 1.034 | 1.028 | 1.025 | 1.029 | 1.036 | 1.033 | 0 | 0 | 65594 | 0 | 211000 | 47596 | 129808 | 48594 | 189676 | 258701 | 181735 | 198708 | 0 | 0 | 65594 | 0 | 211000 | 47596 | 129808 | 48594 | 189676 | 258701 | 181735 | 198708 | 0 | 0 | 5638 | 0 | 15607 | 3443 | 10474 | 3744 | 15891 | 22000 | 14611 | 16011 | 0 | 0 | 1289280 | 1289280 | 1331412 | 1331412 | 107419 | 2020
336 | N | . | Kaweah 2 | Southern California Edison Co | 17609 | CA | PACC | WECC |  | 22 | 1 | Electric Utility | HY | WAT | HYC |  |  |  | 0 | 0 | 0 | 0 | 0 | 0 | 0 | 0 | 0 | 0 | 0 | 0 | 0 | 0 | 0 | 0 | 0 | 0 | 0 | 0 | 0 | 0 | 0 | 0 | 0 | 0 | 0 | 0 | 0 | 0 | 0 | 0 | 0 | 0 | 0 | 0 | 1663 | 1241 | 1314 | 1928 | 2641 | 2468 | 2609 | 2629 | 1831 | 1506 | 1139 | 938 | 1663 | 1241 | 1314 | 1928 | 2641 | 2468 | 2609 | 2629 | 1831 | 1506 | 1139 | 938 | 189.88 | 141.662 | 149.975 | 220.148 | 301.519 | 281.728 | 297.866 | 300.146 | 209.041 | 171.912 | 130.02 | 107.103 | 0 | 0 | 21907 | 21907 | 2501 | 2020
337 | N | . | Kaweah 1 | Southern California Edison Co | 17609 | CA | PACC | WECC |  | 22 | 1 | Electric Utility | HY | WAT | HYC |  |  |  | 0 | 0 | 0 | 0 | 0 | 0 | 0 | 0 | 0 | 0 | 0 | 0 | 0 | 0 | 0 | 0 | 0 | 0 | 0 | 0 | 0 | 0 | 0 | 0 | 0 | 0 | 0 | 0 | 0 | 0 | 0 | 0 | 0 | 0 | 0 | 0 | 0 | 0 | 0 | 0 | 0 | 0 | 0 | 0 | 0 | 0 | 0 | 0 | 0 | 0 | 0 | 0 | 0 | 0 | 0 | 0 | 0 | 0 | 0 | 0 | -5.237 | -3.908 | -4.138 | -6.074 | -8.319 | -7.773 | -8.218 | -8.281 | -5.767 | -4.743 | -3.587 | -2.955 | 0 | 0 | 0 | 0 | -69 | 2020
338 | N | . | Kaweah 3 | Southern California Edison Co | 17609 | CA | PACC | WECC |  | 22 | 1 | Electric Utility | HY | WAT | HYC |  |  |  | 0 | 0 | 0 | 0 | 0 | 0 | 0 | 0 | 0 | 0 | 0 | 0 | 0 | 0 | 0 | 0 | 0 | 0 | 0 | 0 | 0 | 0 | 0 | 0 | 0 | 0 | 0 | 0 | 0 | 0 | 0 | 0 | 0 | 0 | 0 | 0 | 8711 | 6499 | 6880 | 10100 | 13833 | 12925 | 13665 | 13770 | 9590 | 7887 | 5965 | 4914 | 8711 | 6499 | 6880 | 10100 | 13833 | 12925 | 13665 | 13770 | 9590 | 7887 | 5965 | 4914 | 994.424 | 741.896 | 785.433 | 1152.938 | 1579.084 | 1475.44 | 1559.958 | 1571.899 | 1094.769 | 900.321 | 680.929 | 560.909 | 0 | 0 | 114739 | 114739 | 13098 | 2020
339 | N | . | Kern River 3 | Southern California Edison Co | 17609 | CA | PACC | WECC |  | 22 | 1 | Electric Utility | HY | WAT | HYC |  |  |  | 0 | 0 | 0 | 0 | 0 | 0 | 0 | 0 | 0 | 0 | 0 | 0 | 0 | 0 | 0 | 0 | 0 | 0 | 0 | 0 | 0 | 0 | 0 | 0 | 0 | 0 | 0 | 0 | 0 | 0 | 0 | 0 | 0 | 0 | 0 | 0 | 67115 | 50071 | 53010 | 77813 | 106574 | 99579 | 105283 | 106089 | 73887 | 60764 | 45957 | 37856 | 67115 | 50071 | 53010 | 77813 | 106574 | 99579 | 105283 | 106089 | 73887 | 60764 | 45957 | 37856 | 7661.495 | 5715.91 | 6051.339 | 8882.763 | 12165.988 | 11367.465 | 12018.633 | 12110.629 | 8434.602 | 6936.488 | 5246.187 | 4321.501 | 0 | 0 | 883998 | 883998 | 100913 | 2020
340 | N | . | Kern River 1 | Southern California Edison Co | 17609 | CA | PACC | WECC |  | 22 | 1 | Electric Utility | HY | WAT | HYC |  |  |  | 0 | 0 | 0 | 0 | 0 | 0 | 0 | 0 | 0 | 0 | 0 | 0 | 0 | 0 | 0 | 0 | 0 | 0 | 0 | 0 | 0 | 0 | 0 | 0 | 0 | 0 | 0 | 0 | 0 | 0 | 0 | 0 | 0 | 0 | 0 | 0 | 104278 | 77797 | 82363 | 120900 | 165587 | 154718 | 163581 | 164833 | 114800 | 94410 | 71404 | 58818 | 104278 | 77797 | 82363 | 120900 | 165587 | 154718 | 163581 | 164833 | 114800 | 94410 | 71404 | 58818 | 11903.851 | 8880.95 | 9402.114 | 13801.366 | 18902.594 | 17661.91 | 18673.644 | 18816.581 | 13105.047 | 10777.391 | 8151.13 | 6714.422 | 0 | 0 | 1373489 | 1373489 | 156791 | 2020
341 | N | . | Long Beach Generation LLC | NRG El Segundo Operations Inc | 13584 | CA | PACC | WECC |  | 22 | 2 | NAICS-22 Non-Cogen | GT | NG | NG |  |  | mcf | 42518 | 37614 | 41772 | 29528 | 27763 | 39059 | 54639 | 67903 | 59158 | 61453 | 49100 | 54434 | 42518 | 37614 | 41772 | 29528 | 27763 | 39059 | 54639 | 67903 | 59158 | 61453 | 49100 | 54434 | 1.03 | 1.03 | 1.03 | 1.03 | 1.03 | 1.03 | 1.03 | 1.03 | 1.03 | 1.03 | 1.03 | 1.03 | 43794 | 38742 | 43025 | 30414 | 28596 | 40231 | 56278 | 69940 | 60933 | 63297 | 50573 | 56067 | 43794 | 38742 | 43025 | 30414 | 28596 | 40231 | 56278 | 69940 | 60933 | 63297 | 50573 | 56067 | 2568.112 | 2271.906 | 2523.1 | 1783.508 | 1676.902 | 2359.178 | 3300.258 | 4101.439 | 3573.209 | 3711.809 | 2965.688 | 3287.891 | 564941 | 564941 | 581890 | 581890 | 34123 | 2020
342 | N | . | Lundy | Southern California Edison Co | 17609 | CA | PACC | WECC |  | 22 | 1 | Electric Utility | HY | WAT | HYC |  |  |  | 0 | 0 | 0 | 0 | 0 | 0 | 0 | 0 | 0 | 0 | 0 | 0 | 0 | 0 | 0 | 0 | 0 | 0 | 0 | 0 | 0 | 0 | 0 | 0 | 0 | 0 | 0 | 0 | 0 | 0 | 0 | 0 | 0 | 0 | 0 | 0 | 3015 | 2249 | 2381 | 3495 | 4787 | 4473 | 4729 | 4766 | 3319 | 2729 | 2064 | 1700 | 3015 | 2249 | 2381 | 3495 | 4787 | 4473 | 4729 | 4766 | 3319 | 2729 | 2064 | 1700 | 344.154 | 256.758 | 271.825 | 399.013 | 546.495 | 510.625 | 539.876 | 544.008 | 378.881 | 311.586 | 235.658 | 194.121 | 0 | 0 | 39707 | 39707 | 4533 | 2020
344 | N | . | Mammoth Pool | Southern California Edison Co | 17609 | CA | PACC | WECC |  | 22 | 1 | Electric Utility | HY | WAT | HYC |  |  |  | 0 | 0 | 0 | 0 | 0 | 0 | 0 | 0 | 0 | 0 | 0 | 0 | 0 | 0 | 0 | 0 | 0 | 0 | 0 | 0 | 0 | 0 | 0 | 0 | 0 | 0 | 0 | 0 | 0 | 0 | 0 | 0 | 0 | 0 | 0 | 0 | 377959 | 126223 | 4573 | 347106 | 889858 | 553308 | 204415 | 295230 | 10153 | 0 | 0 | 0 | 377959 | 126223 | 4573 | 347106 | 889858 | 553308 | 204415 | 295230 | 10153 | 0 | 0 | 0 | 43146 | 14409 | 522 | 39624 | 101582 | 63163 | 23335 | 33702 | 1159 | 0 | 0 | 0 | 0 | 0 | 2808825 | 2808825 | 320642 | 2020
350 | N | . | Ormond Beach | Ormond Beach Power, LLC | 63843 | CA | PACC | WECC |  | 22 | 2 | NAICS-22 Non-Cogen | ST | NG | NG |  |  | mcf | 8714 | 21130 | 0 | 0 | 234772 | 155376 | 680025 | 2957218 | 1488204 | 2259521 | 143367 | 114068 | 8714 | 21130 | 0 | 0 | 234772 | 155376 | 680025 | 2957218 | 1488204 | 2259521 | 143367 | 114068 | 1.047 | 1.048 | 0 | 0 | 1.034 | 1.029 | 1.025 | 1.025 | 1.033 | 1.031 | 1.031 | 1.049 | 9124 | 22144 | 0 | 0 | 242754 | 159882 | 697026 | 3031148 | 1537315 | 2329566 | 147811 | 119657 | 9124 | 22144 | 0 | 0 | 242754 | 159882 | 697026 | 3031148 | 1537315 | 2329566 | 147811 | 119657 | 120 | 300 | 0 | 0 | 17696 | 9129 | 55536 | 286580 | 135167 | 201604 | 10390 | 10169 | 8062395 | 8062395 | 8296427 | 8296427 | 726691 | 2020
353 | N | . | Poole | Southern California Edison Co | 17609 | CA | PACC | WECC |  | 22 | 1 | Electric Utility | HY | WAT | HYC |  |  |  | 0 | 0 | 0 | 0 | 0 | 0 | 0 | 0 | 0 | 0 | 0 | 0 | 0 | 0 | 0 | 0 | 0 | 0 | 0 | 0 | 0 | 0 | 0 | 0 | 0 | 0 | 0 | 0 | 0 | 0 | 0 | 0 | 0 | 0 | 0 | 0 | 9262 | 6910 | 7316 | 10739 | 14708 | 13743 | 14530 | 14641 | 10197 | 8386 | 6342 | 5225 | 9262 | 6910 | 7316 | 10739 | 14708 | 13743 | 14530 | 14641 | 10197 | 8386 | 6342 | 5225 | 1057.362 | 788.853 | 835.145 | 1225.91 | 1679.028 | 1568.824 | 1658.691 | 1671.388 | 1164.059 | 957.304 | 724.026 | 596.41 | 0 | 0 | 121999 | 121999 | 13927 | 2020
354 | N | . | Portal | Southern California Edison Co | 17609 | CA | PACC | WECC |  | 22 | 1 | Electric Utility | HY | WAT | HYC |  |  |  | 0 | 0 | 0 | 0 | 0 | 0 | 0 | 0 | 0 | 0 | 0 | 0 | 0 | 0 | 0 | 0 | 0 | 0 | 0 | 0 | 0 | 0 | 0 | 0 | 0 | 0 | 0 | 0 | 0 | 0 | 0 | 0 | 0 | 0 | 0 | 0 | 10775 | 8039 | 8510 | 12492 | 17110 | 15987 | 16903 | 17032 | 11862 | 9755 | 7378 | 6078 | 10775 | 8039 | 8510 | 12492 | 17110 | 15987 | 16903 | 17032 | 11862 | 9755 | 7378 | 6078 | 1230.009 | 917.656 | 971.508 | 1426.076 | 1953.179 | 1824.981 | 1929.522 | 1944.292 | 1354.127 | 1113.613 | 842.245 | 693.792 | 0 | 0 | 141921 | 141921 | 16201 | 2020
356 | N | . | AES Redondo Beach LLC | AES Redondo Beach LLC | 22484 | CA | PACC | WECC |  | 22 | 2 | NAICS-22 Non-Cogen | ST | NG | NG |  |  | mcf | 43410 | 39430 | 144730 | 47910 | 241370 | 64710 | 733250 | 1632020 | 711800 | 681260 | 42790 | 30450 | 43410 | 39430 | 144730 | 47910 | 241370 | 64710 | 733250 | 1632020 | 711800 | 681260 | 42790 | 30450 | 1.04 | 1.042 | 1.04 | 1.038 | 1.033 | 1.03 | 1.033 | 1.032 | 1.033 | 1.033 | 1.041 | 1.041 | 45146 | 41086 | 150519 | 49731 | 249335 | 66651 | 757447 | 1684245 | 735289 | 703742 | 44544 | 31698 | 45146 | 41086 | 150519 | 49731 | 249335 | 66651 | 757447 | 1684245 | 735289 | 703742 | 44544 | 31698 | 1699 | 1156 | 4537 | 1665 | 12502 | 1869 | 38990 | 138403 | 52739 | 50569 | 2049 | 903 | 4413130 | 4413130 | 4559433 | 4559433 | 307081 | 2020
357 | N | . | Rush Creek | Southern California Edison Co | 17609 | CA | PACC | WECC |  | 22 | 1 | Electric Utility | HY | WAT | HYC |  |  |  | 0 | 0 | 0 | 0 | 0 | 0 | 0 | 0 | 0 | 0 | 0 | 0 | 0 | 0 | 0 | 0 | 0 | 0 | 0 | 0 | 0 | 0 | 0 | 0 | 0 | 0 | 0 | 0 | 0 | 0 | 0 | 0 | 0 | 0 | 0 | 0 | 23550 | 17569 | 18600 | 27304 | 37395 | 34941 | 36942 | 37225 | 25926 | 21321 | 16126 | 13283 | 23550 | 17569 | 18600 | 27304 | 37395 | 34941 | 36942 | 37225 | 25926 | 21321 | 16126 | 13283 | 2688.314 | 2005.635 | 2123.333 | 3116.841 | 4268.88 | 3988.689 | 4217.175 | 4249.455 | 2959.587 | 2433.919 | 1840.816 | 1516.356 | 0 | 0 | 310182 | 310182 | 35409 | 2020
358 | N | . | Mountainview Generating Station | Southern California Edison Co | 17609 | CA | PACC | WECC |  | 22 | 1 | Electric Utility | CA | NG | NG |  |  | mcf | 12384 | 52812 | 38895 | 18016 | 6790 | 29931 | 70852 | 87595 | 61733 | 116440 | 45424 | 26285 | 12384 | 52812 | 38895 | 18016 | 6790 | 29931 | 70852 | 87595 | 61733 | 116440 | 45424 | 26285 | 1.05 | 1.05 | 1.05 | 1.05 | 1.05 | 1.05 | 1.05 | 1.05 | 1.05 | 1.05 | 1.05 | 1.05 | 13003 | 55453 | 40840 | 18917 | 7130 | 31428 | 74395 | 91975 | 64820 | 122262 | 47695 | 27599 | 13003 | 55453 | 40840 | 18917 | 7130 | 31428 | 74395 | 91975 | 64820 | 122262 | 47695 | 27599 | 60637.61 | 110106.64 | 97275.48 | 35654.29 | 19761.81 | 59008.01 | 138025.18 | 156202.98 | 114057.45 | 177227.73 | 76198.35 | 67973.72 | 567157 | 567157 | 595517 | 595517 | 1112129.3 | 2020
358 | N | . | Mountainview Generating Station | Southern California Edison Co | 17609 | CA | PACC | WECC |  | 22 | 1 | Electric Utility | CT | NG | NG |  |  | mcf | 1246523 | 2077535 | 1889642 | 703126 | 403686 | 1141940 | 2553860 | 2852544 | 2110880 | 3277731 | 1422096 | 1338200 | 1246523 | 2077535 | 1889642 | 703126 | 403686 | 1141940 | 2553860 | 2852544 | 2110880 | 3277731 | 1422096 | 1338200 | 1.05 | 1.05 | 1.05 | 1.05 | 1.05 | 1.05 | 1.05 | 1.05 | 1.05 | 1.05 | 1.05 | 1.05 | 1308849 | 2181412 | 1984124 | 738282 | 423870 | 1199037 | 2681553 | 2995171 | 2216424 | 3441618 | 1493201 | 1405110 | 1308849 | 2181412 | 1984124 | 738282 | 423870 | 1199037 | 2681553 | 2995171 | 2216424 | 3441618 | 1493201 | 1405110 | 99009.84 | 172202.16 | 163332.48 | 59244.69 | 32381.51 | 93128.73 | 211876.13 | 232013.33 | 183033.18 | 280635.55 | 121681.65 | 106231.49 | 21017763 | 21017763 | 22068651 | 22068651 | 1754770.7 | 2020
361 | N | . | Santa Ana 1 | Southern California Edison Co | 17609 | CA | PACC | WECC |  | 22 | 1 | Electric Utility | HY | WAT | HYC |  |  |  | 0 | 0 | 0 | 0 | 0 | 0 | 0 | 0 | 0 | 0 | 0 | 0 | 0 | 0 | 0 | 0 | 0 | 0 | 0 | 0 | 0 | 0 | 0 | 0 | 0 | 0 | 0 | 0 | 0 | 0 | 0 | 0 | 0 | 0 | 0 | 0 | 311 | 232 | 245 | 360 | 493 | 461 | 487 | 491 | 342 | 281 | 213 | 175 | 311 | 232 | 245 | 360 | 493 | 461 | 487 | 491 | 342 | 281 | 213 | 175 | 35.456 | 26.452 | 28.004 | 41.107 | 56.301 | 52.606 | 55.619 | 56.045 | 39.033 | 32.1 | 24.278 | 19.999 | 0 | 0 | 4091 | 4091 | 467 | 2020
363 | N | . | Santa Ana 3 | Southern California Edison Co | 17609 | CA | PACC | WECC |  | 22 | 1 | Electric Utility | HY | WAT | HYC |  |  |  | 0 | 0 | 0 | 0 | 0 | 0 | 0 | 0 | 0 | 0 | 0 | 0 | 0 | 0 | 0 | 0 | 0 | 0 | 0 | 0 | 0 | 0 | 0 | 0 | 0 | 0 | 0 | 0 | 0 | 0 | 0 | 0 | 0 | 0 | 0 | 0 | 1245 | 929 | 983 | 1443 | 1977 | 1847 | 1953 | 1968 | 1371 | 1127 | 853 | 702 | 1245 | 929 | 983 | 1443 | 1977 | 1847 | 1953 | 1968 | 1371 | 1127 | 853 | 702 | 142.125 | 106.034 | 112.256 | 164.781 | 225.687 | 210.874 | 222.953 | 224.66 | 156.467 | 128.676 | 97.32 | 80.167 | 0 | 0 | 16398 | 16398 | 1872 | 2020
365 | N | . | Lower Tule River | Southern California Edison Co | 17609 | CA | PACC | WECC |  | 22 | 1 | Electric Utility | HY | WAT | HYC |  |  |  | 0 | 0 | 0 | 0 | 0 | 0 | 0 | 0 | 0 | 0 | 0 | 0 | 0 | 0 | 0 | 0 | 0 | 0 | 0 | 0 | 0 | 0 | 0 | 0 | 0 | 0 | 0 | 0 | 0 | 0 | 0 | 0 | 0 | 0 | 0 | 0 | 0 | 0 | 0 | 0 | 0 | 0 | 0 | 0 | 0 | 0 | 0 | 0 | 0 | 0 | 0 | 0 | 0 | 0 | 0 | 0 | 0 | 0 | 0 | 0 | -7.669 | -5.721 | -6.057 | -8.89 | -12.176 | -11.377 | -12.029 | -12.121 | -8.442 | -6.942 | -5.251 | -4.325 | 0 | 0 | 0 | 0 | -101 | 2020
377 | N | . | Grayson | City of Glendale - (CA) | 7294 | CA | PACC | WECC |  | 22 | 1 | Electric Utility | CA | NG | NG |  |  | mcf | 0 | 0 | 0 | 0 | 0 | 0 | 0 | 0 | 0 | 0 | 0 | 0 | 0 | 0 | 0 | 0 | 0 | 0 | 0 | 0 | 0 | 0 | 0 | 0 | 0 | 0 | 0 | 0 | 0 | 0 | 0 | 0 | 0 | 0 | 0 | 0 | 0 | 0 | 0 | 0 | 0 | 0 | 0 | 0 | 0 | 0 | 0 | 0 | 0 | 0 | 0 | 0 | 0 | 0 | 0 | 0 | 0 | 0 | 0 | 0 | 0 | 0 | 0 | 0 | 59 | 170 | 92 | 115 | 51 | 1150 | 0 | 0 | 0 | 0 | 0 | 0 | 1637 | 2020
377 | N | . | Grayson | City of Glendale - (CA) | 7294 | CA | PACC | WECC |  | 22 | 1 | Electric Utility | CT | NG | NG |  |  | mcf | 0 | 0 | 0 | 0 | 2642 | 6749 | 3266 | 4150 | 2306 | 43585 | 10 | 0 | 0 | 0 | 0 | 0 | 2642 | 6749 | 3266 | 4150 | 2306 | 43585 | 10 | 0 | 0 | 0 | 0 | 0 | 1.035 | 1.029 | 1.025 | 1.026 | 1.031 | 1.023 | 1.031 | 0 | 0 | 0 | 0 | 0 | 2734 | 6945 | 3348 | 4258 | 2377 | 44587 | 10 | 0 | 0 | 0 | 0 | 0 | 2734 | 6945 | 3348 | 4258 | 2377 | 44587 | 10 | 0 | 0 | 0 | 0 | 0 | 156 | 411 | 185 | 233 | 118 | 2591 | 0 | 0 | 62708 | 62708 | 64259 | 64259 | 3694 | 2020
377 | N | . | Grayson | City of Glendale - (CA) | 7294 | CA | PACC | WECC |  | 22 | 1 | Electric Utility | GT | NG | NG |  |  | mcf | 10664 | 46973 | 11924 | 13393 | 7748 | 3044 | 5804 | 47676 | 26313 | 12284 | 4782 | 2811 | 10664 | 46973 | 11924 | 13393 | 7748 | 3044 | 5804 | 47676 | 26313 | 12284 | 4782 | 2811 | 1.042 | 1.045 | 1.046 | 1.041 | 1.041 | 1.025 | 1.026 | 1.026 | 1.033 | 1.034 | 1.039 | 1.045 | 11112 | 49087 | 12473 | 13942 | 8066 | 3120 | 5955 | 48916 | 27181 | 12702 | 4968 | 2937 | 11112 | 49087 | 12473 | 13942 | 8066 | 3120 | 5955 | 48916 | 27181 | 12702 | 4968 | 2937 | 1066 | 4303 | 1139 | 1340 | 748 | 306 | 581 | 4954 | 2717 | 1261 | 456 | 248 | 193416 | 193416 | 200459 | 200459 | 19119 | 2020
377 | N | . | Grayson | City of Glendale - (CA) | 7294 | CA | PACC | WECC |  | 22 | 1 | Electric Utility | ST | LFG | MLG |  |  | mcf | 0 | 0 | 0 | 0 | 0 | 0 | 0 | 0 | 0 | 0 | 0 | 0 | 0 | 0 | 0 | 0 | 0 | 0 | 0 | 0 | 0 | 0 | 0 | 0 | 0 | 0 | 0 | 0 | 0 | 0 | 0 | 0 | 0 | 0 | 0 | 0 | 0 | 0 | 0 | 0 | 0 | 0 | 0 | 0 | 0 | 0 | 0 | 0 | 0 | 0 | 0 | 0 | 0 | 0 | 0 | 0 | 0 | 0 | 0 | 0 | 0 | 0 | 0 | 0 | 0 | 0 | 0 | 0 | 0 | 0 | 0 | 0 | 0 | 0 | 0 | 0 | 0 | 2020
377 | N | . | Grayson | City of Glendale - (CA) | 7294 | CA | PACC | WECC |  | 22 | 1 | Electric Utility | ST | NG | NG |  |  | mcf | 0 | 0 | 0 | 2216 | 145510 | 166566 | 202077 | 208182 | 200416 | 162040 | 102458 | 32486 | 0 | 0 | 0 | 2216 | 145510 | 166566 | 202077 | 208182 | 200416 | 162040 | 102458 | 32486 | 0 | 0 | 0 | 1.044 | 1.036 | 1.026 | 1.024 | 1.026 | 1.033 | 1.03 | 1.038 | 1.046 | 0 | 0 | 0 | 2314 | 150748 | 170897 | 206927 | 213595 | 207030 | 166901 | 106351 | 33980 | 0 | 0 | 0 | 2314 | 150748 | 170897 | 206927 | 213595 | 207030 | 166901 | 106351 | 33980 | 0 | 0 | 0 | 157 | 10850 | 12274 | 15598 | 15916 | 15421 | 12436 | 8021 | 947 | 1221951 | 1221951 | 1258743 | 1258743 | 91620 | 2020
380 | N | . | Dion R Holm | City & County of San Francisco | 16612 | CA | PACC | WECC |  | 22 | 1 | Electric Utility | HY | WAT | HYC |  |  |  | 0 | 0 | 0 | 0 | 0 | 0 | 0 | 0 | 0 | 0 | 0 | 0 | 0 | 0 | 0 | 0 | 0 | 0 | 0 | 0 | 0 | 0 | 0 | 0 | 0 | 0 | 0 | 0 | 0 | 0 | 0 | 0 | 0 | 0 | 0 | 0 | 158302 | 293548 | 432122 | 619490 | 930128 | 318111 | 220901 | 479479 | 311681 | 189672 | 198300 | 52043 | 158302 | 293548 | 432122 | 619490 | 930128 | 318111 | 220901 | 479479 | 311681 | 189672 | 198300 | 52043 | 18071 | 33510 | 49329 | 70718 | 106179 | 36314 | 25217 | 54735 | 35580 | 21652 | 22637 | 5941 | 0 | 0 | 4203777 | 4203777 | 479883 | 2020
381 | N | . | Moccasin | City & County of San Francisco | 16612 | CA | PACC | WECC |  | 22 | 1 | Electric Utility | HY | WAT | HYC |  |  |  | 0 | 0 | 0 | 0 | 0 | 0 | 0 | 0 | 0 | 0 | 0 | 0 | 0 | 0 | 0 | 0 | 0 | 0 | 0 | 0 | 0 | 0 | 0 | 0 | 0 | 0 | 0 | 0 | 0 | 0 | 0 | 0 | 0 | 0 | 0 | 0 | 52875 | 162025 | 249756 | 328395 | 358757 | 249459 | 247890 | 249879 | 208952 | 202557 | 185843 | 167763 | 52875 | 162025 | 249756 | 328395 | 358757 | 249459 | 247890 | 249879 | 208952 | 202557 | 185843 | 167763 | 6036 | 18496 | 28511 | 37488 | 40954 | 28477 | 28298 | 28525 | 23853 | 23123 | 21215 | 19151 | 0 | 0 | 2664151 | 2664151 | 304127 | 2020
382 | N | . | R C Kirkwood | City & County of San Francisco | 16612 | CA | PACC | WECC |  | 22 | 1 | Electric Utility | HY | WAT | HYC |  |  |  | 0 | 0 | 0 | 0 | 0 | 0 | 0 | 0 | 0 | 0 | 0 | 0 | 0 | 0 | 0 | 0 | 0 | 0 | 0 | 0 | 0 | 0 | 0 | 0 | 0 | 0 | 0 | 0 | 0 | 0 | 0 | 0 | 0 | 0 | 0 | 0 | 65551 | 179825 | 268582 | 451306 | 683946 | 303306 | 275607 | 266427 | 222390 | 217090 | 194936 | 180149 | 65551 | 179825 | 268582 | 451306 | 683946 | 303306 | 275607 | 266427 | 222390 | 217090 | 194936 | 180149 | 7483 | 20528 | 30660 | 51519 | 78076 | 34624 | 31462 | 30414 | 25387 | 24782 | 22253 | 20565 | 0 | 0 | 3309115 | 3309115 | 377753 | 2020
385 | N | . | Drop 2 (CA) | Imperial Irrigation District | 9216 | CA | PACC | WECC |  | 22 | 1 | Electric Utility | HY | WAT | HYC |  |  |  | 0 | 0 | 0 | 0 | 0 | 0 | 0 | 0 | 0 | 0 | 0 | 0 | 0 | 0 | 0 | 0 | 0 | 0 | 0 | 0 | 0 | 0 | 0 | 0 | 0 | 0 | 0 | 0 | 0 | 0 | 0 | 0 | 0 | 0 | 0 | 0 | 27687 | 20656 | 21868 | 32100 | 43965 | 41080 | 43433 | 43765 | 30481 | 25067 | 18959 | 15617 | 27687 | 20656 | 21868 | 32100 | 43965 | 41080 | 43433 | 43765 | 30481 | 25067 | 18959 | 15617 | 3160.624 | 2358.005 | 2496.381 | 3664.438 | 5018.879 | 4689.461 | 4958.089 | 4996.041 | 3479.556 | 2861.534 | 2164.228 | 1782.764 | 0 | 0 | 364678 | 364678 | 41630 | 2020
386 | N | . | Drop 3 (CA) | Imperial Irrigation District | 9216 | CA | PACC | WECC |  | 22 | 1 | Electric Utility | HY | WAT | HYC |  |  |  | 0 | 0 | 0 | 0 | 0 | 0 | 0 | 0 | 0 | 0 | 0 | 0 | 0 | 0 | 0 | 0 | 0 | 0 | 0 | 0 | 0 | 0 | 0 | 0 | 0 | 0 | 0 | 0 | 0 | 0 | 0 | 0 | 0 | 0 | 0 | 0 | 26720 | 19935 | 21105 | 30979 | 42430 | 39645 | 41916 | 42237 | 29416 | 24192 | 18296 | 15072 | 26720 | 19935 | 21105 | 30979 | 42430 | 39645 | 41916 | 42237 | 29416 | 24192 | 18296 | 15072 | 3050.231 | 2275.648 | 2409.19 | 3536.451 | 4843.586 | 4525.674 | 4784.92 | 4821.546 | 3358.027 | 2761.59 | 2088.639 | 1720.498 | 0 | 0 | 351943 | 351943 | 40176 | 2020
387 | N | . | Drop 4 | Imperial Irrigation District | 9216 | CA | PACC | WECC |  | 22 | 1 | Electric Utility | HY | WAT | HYC |  |  |  | 0 | 0 | 0 | 0 | 0 | 0 | 0 | 0 | 0 | 0 | 0 | 0 | 0 | 0 | 0 | 0 | 0 | 0 | 0 | 0 | 0 | 0 | 0 | 0 | 0 | 0 | 0 | 0 | 0 | 0 | 0 | 0 | 0 | 0 | 0 | 0 | 52735 | 39343 | 41652 | 61141 | 83740 | 78244 | 82726 | 83359 | 58057 | 47745 | 36110 | 29745 | 52735 | 39343 | 41652 | 61141 | 83740 | 78244 | 82726 | 83359 | 58057 | 47745 | 36110 | 29745 | 6019.989 | 4491.255 | 4754.817 | 6979.597 | 9559.378 | 8931.942 | 9443.594 | 9515.88 | 6627.456 | 5450.318 | 4122.171 | 3395.603 | 0 | 0 | 694597 | 694597 | 79292 | 2020
388 | N | . | Pilot Knob | Imperial Irrigation District | 9216 | CA | PACC | WECC |  | 22 | 1 | Electric Utility | HY | WAT | HYC |  |  |  | 0 | 0 | 0 | 0 | 0 | 0 | 0 | 0 | 0 | 0 | 0 | 0 | 0 | 0 | 0 | 0 | 0 | 0 | 0 | 0 | 0 | 0 | 0 | 0 | 0 | 0 | 0 | 0 | 0 | 0 | 0 | 0 | 0 | 0 | 0 | 0 | 11903 | 8880 | 9401 | 13800 | 18901 | 17660 | 18672 | 18815 | 13104 | 10776 | 8150 | 6714 | 11903 | 8880 | 9401 | 13800 | 18901 | 17660 | 18672 | 18815 | 13104 | 10776 | 8150 | 6714 | 1358.771 | 1013.721 | 1073.21 | 1575.365 | 2157.648 | 2016.029 | 2131.514 | 2147.83 | 1495.883 | 1230.192 | 930.415 | 766.422 | 0 | 0 | 156776 | 156776 | 17897 | 2020
389 | N | . | El Centro Hybrid | Imperial Irrigation District | 9216 | CA | PACC | WECC |  | 22 | 1 | Electric Utility | BA | MWH | OTH |  |  | megawatthours | 778 | 967 | 918 | 761 | 583 | 444 | 617 | 598 | 619 | 669 | 610 | 680 | 778 | 967 | 918 | 761 | 583 | 444 | 617 | 598 | 619 | 669 | 610 | 680 | 0 | 0 | 0 | 0 | 0 | 0 | 0 | 0 | 0 | 0 | 0 | 0 | 0 | 0 | 0 | 0 | 0 | 0 | 0 | 0 | 0 | 0 | 0 | 0 | 0 | 0 | 0 | 0 | 0 | 0 | 0 | 0 | 0 | 0 | 0 | 0 | -318 | -314 | -332 | -309 | -184 | -166 | -318 | -321 | -302 | -298 | -275 | -268 | 8244 | 8244 | 0 | 0 | -3405 | 2020
389 | N | . | El Centro Hybrid | Imperial Irrigation District | 9216 | CA | PACC | WECC |  | 22 | 1 | Electric Utility | CA | DFO | DFO |  |  | barrels | 0 | 0 | 0 | 0 | 0 | 0 | 0 | 0 | 0 | 0 | 0 | 0 | 0 | 0 | 0 | 0 | 0 | 0 | 0 | 0 | 0 | 0 | 0 | 0 | 0 | 0 | 0 | 0 | 0 | 0 | 0 | 0 | 0 | 0 | 0 | 0 | 0 | 0 | 0 | 0 | 0 | 0 | 0 | 0 | 0 | 0 | 0 | 0 | 0 | 0 | 0 | 0 | 0 | 0 | 0 | 0 | 0 | 0 | 0 | 0 | 0 | 0 | 0 | 0 | 0 | 0 | 0 | 0 | 0 | 0 | 0 | 0 | 0 | 0 | 0 | 0 | 0 | 2020
389 | N | . | El Centro Hybrid | Imperial Irrigation District | 9216 | CA | PACC | WECC |  | 22 | 1 | Electric Utility | CA | NG | NG |  |  | mcf | 0 | 0 | 0 | 0 | 0 | 0 | 0 | 0 | 0 | 189238 | 0 | 0 | 0 | 0 | 0 | 0 | 0 | 0 | 0 | 0 | 0 | 189238 | 0 | 0 | 0 | 0 | 0 | 0 | 0 | 0 | 0 | 0 | 0 | 1.023 | 0 | 0 | 0 | 0 | 0 | 0 | 0 | 0 | 0 | 0 | 0 | 193590 | 0 | 0 | 0 | 0 | 0 | 0 | 0 | 0 | 0 | 0 | 0 | 193590 | 0 | 0 | 8414 | 9941 | 535 | 2824 | 9291 | 22786 | 33565 | 42160 | 27753 | 19355 | 12321 | 165 | 189238 | 189238 | 193590 | 193590 | 189110 | 2020
389 | N | . | El Centro Hybrid | Imperial Irrigation District | 9216 | CA | PACC | WECC |  | 22 | 1 | Electric Utility | CT | DFO | DFO |  |  | barrels | 0 | 0 | 0 | 0 | 0 | 0 | 0 | 0 | 0 | 0 | 0 | 0 | 0 | 0 | 0 | 0 | 0 | 0 | 0 | 0 | 0 | 0 | 0 | 0 | 0 | 0 | 0 | 0 | 0 | 0 | 0 | 0 | 0 | 0 | 0 | 0 | 0 | 0 | 0 | 0 | 0 | 0 | 0 | 0 | 0 | 0 | 0 | 0 | 0 | 0 | 0 | 0 | 0 | 0 | 0 | 0 | 0 | 0 | 0 | 0 | 0 | 0 | 0 | 0 | 0 | 0 | 0 | 0 | 0 | 0 | 0 | 0 | 0 | 0 | 0 | 0 | 0 | 2020
389 | N | . | El Centro Hybrid | Imperial Irrigation District | 9216 | CA | PACC | WECC |  | 22 | 1 | Electric Utility | CT | NG | NG |  |  | mcf | 206781 | 247841 | 16360 | 81195 | 252372 | 546937 | 873969 | 1090147 | 666069 | 259056 | 302791 | 8512 | 206781 | 247841 | 16360 | 81195 | 252372 | 546937 | 873969 | 1090147 | 666069 | 259056 | 302791 | 8512 | 1.032 | 1.031 | 1.025 | 1.035 | 0.995 | 1.028 | 1.017 | 1.017 | 1.02 | 1.015 | 1.017 | 1.016 | 213398 | 255524 | 16769 | 84037 | 251110 | 562251 | 888826 | 1108679 | 679390 | 262942 | 307938 | 8648 | 213398 | 255524 | 16769 | 84037 | 251110 | 562251 | 888826 | 1108679 | 679390 | 262942 | 307938 | 8648 | 17459 | 21065 | 1249 | 7185 | 23063 | 47501 | 73811 | 92706 | 56300 | 39536 | 26716 | 497 | 4552030 | 4552030 | 4639512 | 4639512 | 407088 | 2020
389 | N | . | El Centro Hybrid | Imperial Irrigation District | 9216 | CA | PACC | WECC |  | 22 | 1 | Electric Utility | ST | NG | NG |  |  | mcf | 0 | 0 | 57583 | 0 | 31368 | 34626 | 64324 | 188159 | 52101 | 85435 | 0 | 0 | 0 | 0 | 57583 | 0 | 31368 | 34626 | 64324 | 188159 | 52101 | 85435 | 0 | 0 | 0 | 0 | 1.033 | 0 | 1.029 | 1.024 | 1.016 | 1.018 | 1.016 | 1.015 | 0 | 0 | 0 | 0 | 59483 | 0 | 32278 | 35457 | 65353 | 191546 | 52935 | 86717 | 0 | 0 | 0 | 0 | 59483 | 0 | 32278 | 35457 | 65353 | 191546 | 52935 | 86717 | 0 | 0 | -66 | -63 | 4807 | -77 | 2440 | 2811 | 5095 | 14957 | 4057 | 6764 | -69 | -59 | 513596 | 513596 | 523769 | 523769 | 40597 | 2020
389 | N | . | El Centro Hybrid | Imperial Irrigation District | 9216 | CA | PACC | WECC |  | 22 | 1 | Electric Utility | ST | RFO | RFO |  |  | barrels | 0 | 0 | 0 | 0 | 0 | 0 | 0 | 0 | 0 | 0 | 0 | 0 | 0 | 0 | 0 | 0 | 0 | 0 | 0 | 0 | 0 | 0 | 0 | 0 | 0 | 0 | 0 | 0 | 0 | 0 | 0 | 0 | 0 | 0 | 0 | 0 | 0 | 0 | 0 | 0 | 0 | 0 | 0 | 0 | 0 | 0 | 0 | 0 | 0 | 0 | 0 | 0 | 0 | 0 | 0 | 0 | 0 | 0 | 0 | 0 | 0 | 0 | 0 | 0 | 0 | 0 | 0 | 0 | 0 | 0 | 0 | 0 | 0 | 0 | 0 | 0 | 0 | 2020
391 | N | . | Big Pine Creek | Los Angeles Department of Water & Power | 11208 | CA | PACC | WECC |  | 22 | 1 | Electric Utility | HY | WAT | HYC |  |  |  | 0 | 0 | 0 | 0 | 0 | 0 | 0 | 0 | 0 | 0 | 0 | 0 | 0 | 0 | 0 | 0 | 0 | 0 | 0 | 0 | 0 | 0 | 0 | 0 | 0 | 0 | 0 | 0 | 0 | 0 | 0 | 0 | 0 | 0 | 0 | 0 | 6137 | 4579 | 4847 | 7116 | 9746 | 9106 | 9628 | 9701 | 6757 | 5557 | 4203 | 3462 | 6137 | 4579 | 4847 | 7116 | 9746 | 9106 | 9628 | 9701 | 6757 | 5557 | 4203 | 3462 | 700.607 | 522.692 | 553.365 | 812.285 | 1112.52 | 1039.499 | 1099.045 | 1107.458 | 771.303 | 634.308 | 479.738 | 395.18 | 0 | 0 | 80839 | 80839 | 9228 | 2020
392 | N | . | Castaic | Los Angeles Department of Water & Power | 11208 | CA | PACC | WECC |  | 22 | 1 | Electric Utility | HY | WAT | HYC |  |  |  | 0 | 0 | 0 | 0 | 0 | 0 | 0 | 0 | 0 | 0 | 0 | 0 | 0 | 0 | 0 | 0 | 0 | 0 | 0 | 0 | 0 | 0 | 0 | 0 | 0 | 0 | 0 | 0 | 0 | 0 | 0 | 0 | 0 | 0 | 0 | 0 | 0 | 0 | 0 | 0 | 0 | 0 | 0 | 0 | 0 | 0 | 0 | 0 | 0 | 0 | 0 | 0 | 0 | 0 | 0 | 0 | 0 | 0 | 0 | 0 | 0 | 0 | 0 | 0 | 0 | 0 | 0 | 0 | 0 | 0 | 0 | 0 | 0 | 0 | 0 | 0 | 0 | 2020
392 | N | . | Castaic | Los Angeles Department of Water & Power | 11208 | CA | PACC | WECC |  | 22 | 1 | Electric Utility | PS | WAT | HPS |  |  | megawatthours | 5735 | 13735 | 28385 | 26242 | 41969 | 14007 | 10748 | 25866 | 23027 | 11295 | 26783 | 10820 | 5735 | 13735 | 28385 | 26242 | 41969 | 14007 | 10748 | 25866 | 23027 | 11295 | 26783 | 10820 | 0 | 0 | 0 | 0 | 0 | 0 | 0 | 0 | 0 | 0 | 0 | 0 | 0 | 0 | 0 | 0 | 0 | 0 | 0 | 0 | 0 | 0 | 0 | 0 | 0 | 0 | 0 | 0 | 0 | 0 | 0 | 0 | 0 | 0 | 0 | 0 | 12820 | 26763 | 36273 | 15107 | 28703 | 30113 | 25449 | 17141 | 19821 | 14758 | 7298 | 40027 | 238612 | 238612 | 0 | 0 | 274273 | 2020
393 | N | . | Control Gorge | Los Angeles Department of Water & Power | 11208 | CA | PACC | WECC |  | 22 | 1 | Electric Utility | HY | WAT | HYC |  |  |  | 0 | 0 | 0 | 0 | 0 | 0 | 0 | 0 | 0 | 0 | 0 | 0 | 0 | 0 | 0 | 0 | 0 | 0 | 0 | 0 | 0 | 0 | 0 | 0 | 0 | 0 | 0 | 0 | 0 | 0 | 0 | 0 | 0 | 0 | 0 | 0 | 30982 | 23114 | 24471 | 35920 | 49197 | 45968 | 48601 | 48973 | 34108 | 28050 | 21215 | 17475 | 30982 | 23114 | 24471 | 35920 | 49197 | 45968 | 48601 | 48973 | 34108 | 28050 | 21215 | 17475 | 3536.739 | 2638.609 | 2793.452 | 4100.509 | 5616.129 | 5247.51 | 5548.106 | 5590.573 | 3893.626 | 3202.059 | 2421.773 | 1994.915 | 0 | 0 | 408074 | 408074 | 46584 | 2020
394 | N | . | Cottonwood | Los Angeles Department of Water & Power | 11208 | CA | PACC | WECC |  | 22 | 1 | Electric Utility | HY | WAT | HYC |  |  |  | 0 | 0 | 0 | 0 | 0 | 0 | 0 | 0 | 0 | 0 | 0 | 0 | 0 | 0 | 0 | 0 | 0 | 0 | 0 | 0 | 0 | 0 | 0 | 0 | 0 | 0 | 0 | 0 | 0 | 0 | 0 | 0 | 0 | 0 | 0 | 0 | 130 | 97 | 102 | 150 | 206 | 192 | 203 | 205 | 143 | 117 | 89 | 73 | 130 | 97 | 102 | 150 | 206 | 192 | 203 | 205 | 143 | 117 | 89 | 73 | 14.804 | 11.045 | 11.693 | 17.165 | 23.509 | 21.966 | 23.224 | 23.402 | 16.299 | 13.404 | 10.138 | 8.351 | 0 | 0 | 1707 | 1707 | 195 | 2020
396 | N | . | Foothill | Los Angeles Department of Water & Power | 11208 | CA | PACC | WECC |  | 22 | 1 | Electric Utility | HY | WAT | HYC |  |  |  | 0 | 0 | 0 | 0 | 0 | 0 | 0 | 0 | 0 | 0 | 0 | 0 | 0 | 0 | 0 | 0 | 0 | 0 | 0 | 0 | 0 | 0 | 0 | 0 | 0 | 0 | 0 | 0 | 0 | 0 | 0 | 0 | 0 | 0 | 0 | 0 | 11 | 8 | 8 | 12 | 17 | 16 | 17 | 17 | 12 | 10 | 7 | 6 | 11 | 8 | 8 | 12 | 17 | 16 | 17 | 17 | 12 | 10 | 7 | 6 | 1.216 | 0.906 | 0.959 | 1.408 | 1.929 | 1.802 | 1.906 | 1.92 | 1.337 | 1.1 | 0.832 | 0.685 | 0 | 0 | 141 | 141 | 16 | 2020
397 | N | . | Franklin (CA) | Los Angeles Department of Water & Power | 11208 | CA | PACC | WECC |  | 22 | 1 | Electric Utility | HY | WAT | HYC |  |  |  | 0 | 0 | 0 | 0 | 0 | 0 | 0 | 0 | 0 | 0 | 0 | 0 | 0 | 0 | 0 | 0 | 0 | 0 | 0 | 0 | 0 | 0 | 0 | 0 | 0 | 0 | 0 | 0 | 0 | 0 | 0 | 0 | 0 | 0 | 0 | 0 | 0 | 0 | 0 | 0 | 0 | 0 | 0 | 0 | 0 | 0 | 0 | 0 | 0 | 0 | 0 | 0 | 0 | 0 | 0 | 0 | 0 | 0 | 0 | 0 | 0 | 0 | 0 | 0 | 0 | 0 | 0 | 0 | 0 | 0 | 0 | 0 | 0 | 0 | 0 | 0 | 0 | 2020
398 | N | . | Haiwee | Los Angeles Department of Water & Power | 11208 | CA | PACC | WECC |  | 22 | 1 | Electric Utility | HY | WAT | HYC |  |  |  | 0 | 0 | 0 | 0 | 0 | 0 | 0 | 0 | 0 | 0 | 0 | 0 | 0 | 0 | 0 | 0 | 0 | 0 | 0 | 0 | 0 | 0 | 0 | 0 | 0 | 0 | 0 | 0 | 0 | 0 | 0 | 0 | 0 | 0 | 0 | 0 | 0 | 0 | 0 | 0 | 0 | 0 | 0 | 0 | 0 | 0 | 0 | 0 | 0 | 0 | 0 | 0 | 0 | 0 | 0 | 0 | 0 | 0 | 0 | 0 | 0 | 0 | 0 | 0 | 0 | 0 | 0 | 0 | 0 | 0 | 0 | 0 | 0 | 0 | 0 | 0 | 0 | 2020
399 | N | . | Harbor | Los Angeles Department of Water & Power | 11208 | CA | PACC | WECC |  | 22 | 1 | Electric Utility | CA | DFO | DFO |  |  | barrels | 0 | 0 | 0 | 0 | 0 | 0 | 0 | 0 | 0 | 0 | 0 | 0 | 0 | 0 | 0 | 0 | 0 | 0 | 0 | 0 | 0 | 0 | 0 | 0 | 0 | 0 | 0 | 0 | 0 | 0 | 0 | 0 | 0 | 0 | 0 | 0 | 0 | 0 | 0 | 0 | 0 | 0 | 0 | 0 | 0 | 0 | 0 | 0 | 0 | 0 | 0 | 0 | 0 | 0 | 0 | 0 | 0 | 0 | 0 | 0 | 0 | 0 | 0 | 0 | 0 | 0 | 0 | 0 | 0 | 0 | 0 | 0 | 0 | 0 | 0 | 0 | 0 | 2020
399 | N | . | Harbor | Los Angeles Department of Water & Power | 11208 | CA | PACC | WECC |  | 22 | 1 | Electric Utility | CA | NG | NG |  |  | mcf | 0 | 0 | 0 | 0 | 0 | 0 | 0 | 0 | 0 | 0 | 0 | 0 | 0 | 0 | 0 | 0 | 0 | 0 | 0 | 0 | 0 | 0 | 0 | 0 | 0 | 0 | 0 | 0 | 0 | 0 | 0 | 0 | 0 | 0 | 0 | 0 | 0 | 0 | 0 | 0 | 0 | 0 | 0 | 0 | 0 | 0 | 0 | 0 | 0 | 0 | 0 | 0 | 0 | 0 | 0 | 0 | 0 | 0 | 0 | 0 | 251 | -175 | 193 | -188 | 276 | 254 | 123 | 1892 | 1205 | 212 | -76 | -202 | 0 | 0 | 0 | 0 | 3765 | 2020
399 | N | . | Harbor | Los Angeles Department of Water & Power | 11208 | CA | PACC | WECC |  | 22 | 1 | Electric Utility | CA | OBG | ORW |  |  | Mcf | 0 | 0 | 0 | 0 | 0 | 0 | 0 | 0 | 0 | 0 | 0 | 0 | 0 | 0 | 0 | 0 | 0 | 0 | 0 | 0 | 0 | 0 | 0 | 0 | 0 | 0 | 0 | 0 | 0 | 0 | 0 | 0 | 0 | 0 | 0 | 0 | 0 | 0 | 0 | 0 | 0 | 0 | 0 | 0 | 0 | 0 | 0 | 0 | 0 | 0 | 0 | 0 | 0 | 0 | 0 | 0 | 0 | 0 | 0 | 0 | 0 | 0 | 0 | 0 | 0 | 0 | 0 | 0 | 0 | 0 | 0 | 0 | 0 | 0 | 0 | 0 | 0 | 2020
399 | N | . | Harbor | Los Angeles Department of Water & Power | 11208 | CA | PACC | WECC |  | 22 | 1 | Electric Utility | CT | DFO | DFO |  |  | barrels | 0 | 0 | 0 | 0 | 0 | 0 | 0 | 0 | 0 | 0 | 0 | 0 | 0 | 0 | 0 | 0 | 0 | 0 | 0 | 0 | 0 | 0 | 0 | 0 | 0 | 0 | 0 | 0 | 0 | 0 | 0 | 0 | 0 | 0 | 0 | 0 | 0 | 0 | 0 | 0 | 0 | 0 | 0 | 0 | 0 | 0 | 0 | 0 | 0 | 0 | 0 | 0 | 0 | 0 | 0 | 0 | 0 | 0 | 0 | 0 | 0 | 0 | 0 | 0 | 0 | 0 | 0 | 0 | 0 | 0 | 0 | 0 | 0 | 0 | 0 | 0 | 0 | 2020
399 | N | . | Harbor | Los Angeles Department of Water & Power | 11208 | CA | PACC | WECC |  | 22 | 1 | Electric Utility | CT | NG | NG |  |  | mcf | 15830 | 3189 | 15669 | 1280 | 19019 | 18582 | 16508 | 85949 | 58703 | 17266 | 3432 | 1699 | 15830 | 3189 | 15669 | 1280 | 19019 | 18582 | 16508 | 85949 | 58703 | 17266 | 3432 | 1699 | 1.039 | 1.041 | 1.04 | 1.039 | 1.032 | 1.025 | 1.021 | 1.022 | 1.026 | 1.022 | 1.029 | 1.035 | 16447 | 3320 | 16296 | 1330 | 19628 | 19047 | 16855 | 87840 | 60229 | 17646 | 3532 | 1758 | 16447 | 3320 | 16296 | 1330 | 19628 | 19047 | 16855 | 87840 | 60229 | 17646 | 3532 | 1758 | 184 | -826 | 178 | -1000 | 414 | 486 | 268 | 5858 | 3700 | 700 | -420 | -978 | 257126 | 257126 | 263928 | 263928 | 8564 | 2020
399 | N | . | Harbor | Los Angeles Department of Water & Power | 11208 | CA | PACC | WECC |  | 22 | 1 | Electric Utility | CT | OBG | ORW |  |  | Mcf | 0 | 0 | 0 | 0 | 0 | 0 | 0 | 0 | 0 | 0 | 0 | 0 | 0 | 0 | 0 | 0 | 0 | 0 | 0 | 0 | 0 | 0 | 0 | 0 | 0 | 0 | 0 | 0 | 0 | 0 | 0 | 0 | 0 | 0 | 0 | 0 | 0 | 0 | 0 | 0 | 0 | 0 | 0 | 0 | 0 | 0 | 0 | 0 | 0 | 0 | 0 | 0 | 0 | 0 | 0 | 0 | 0 | 0 | 0 | 0 | 0 | 0 | 0 | 0 | 0 | 0 | 0 | 0 | 0 | 0 | 0 | 0 | 0 | 0 | 0 | 0 | 0 | 2020
399 | N | . | Harbor | Los Angeles Department of Water & Power | 11208 | CA | PACC | WECC |  | 22 | 1 | Electric Utility | GT | DFO | DFO |  |  | barrels | 0 | 0 | 0 | 0 | 0 | 0 | 0 | 0 | 0 | 0 | 0 | 0 | 0 | 0 | 0 | 0 | 0 | 0 | 0 | 0 | 0 | 0 | 0 | 0 | 0 | 0 | 0 | 0 | 0 | 0 | 0 | 0 | 0 | 0 | 0 | 0 | 0 | 0 | 0 | 0 | 0 | 0 | 0 | 0 | 0 | 0 | 0 | 0 | 0 | 0 | 0 | 0 | 0 | 0 | 0 | 0 | 0 | 0 | 0 | 0 | 0 | 0 | 0 | 0 | 0 | 0 | 0 | 0 | 0 | 0 | 0 | 0 | 0 | 0 | 0 | 0 | 0 | 2020
399 | N | . | Harbor | Los Angeles Department of Water & Power | 11208 | CA | PACC | WECC |  | 22 | 1 | Electric Utility | GT | NG | NG |  |  | mcf | 8146 | 67590 | 25261 | 4031 | 22607 | 34844 | 55255 | 114131 | 87327 | 40982 | 16077 | 2256 | 8146 | 67590 | 25261 | 4031 | 22607 | 34844 | 55255 | 114131 | 87327 | 40982 | 16077 | 2256 | 1.039 | 1.041 | 1.04 | 1.039 | 1.032 | 1.025 | 1.021 | 1.022 | 1.026 | 1.022 | 1.029 | 1.035 | 8464 | 70361 | 26271 | 4188 | 23330 | 35715 | 56415 | 116642 | 89598 | 41884 | 16543 | 2335 | 8464 | 70361 | 26271 | 4188 | 23330 | 35715 | 56415 | 116642 | 89598 | 41884 | 16543 | 2335 | 609 | 6946 | 2432 | 223 | 2218 | 3265 | 5406 | 11162 | 8791 | 3733 | 1394 | 19 | 478507 | 478507 | 491746 | 491746 | 46198 | 2020
399 | N | . | Harbor | Los Angeles Department of Water & Power | 11208 | CA | PACC | WECC |  | 22 | 1 | Electric Utility | GT | OBG | ORW |  |  | Mcf | 0 | 0 | 0 | 0 | 0 | 0 | 0 | 0 | 0 | 0 | 0 | 0 | 0 | 0 | 0 | 0 | 0 | 0 | 0 | 0 | 0 | 0 | 0 | 0 | 0 | 0 | 0 | 0 | 0 | 0 | 0 | 0 | 0 | 0 | 0 | 0 | 0 | 0 | 0 | 0 | 0 | 0 | 0 | 0 | 0 | 0 | 0 | 0 | 0 | 0 | 0 | 0 | 0 | 0 | 0 | 0 | 0 | 0 | 0 | 0 | 0 | 0 | 0 | 0 | 0 | 0 | 0 | 0 | 0 | 0 | 0 | 0 | 0 | 0 | 0 | 0 | 0 | 2020
400 | N | . | Haynes | Los Angeles Department of Water & Power | 11208 | CA | PACC | WECC |  | 22 | 1 | Electric Utility | CA | DFO | DFO |  |  | barrels | 0 | 0 | 0 | 0 | 0 | 0 | 0 | 0 | 0 | 0 | 0 | 0 | 0 | 0 | 0 | 0 | 0 | 0 | 0 | 0 | 0 | 0 | 0 | 0 | 0 | 0 | 0 | 0 | 0 | 0 | 0 | 0 | 0 | 0 | 0 | 0 | 0 | 0 | 0 | 0 | 0 | 0 | 0 | 0 | 0 | 0 | 0 | 0 | 0 | 0 | 0 | 0 | 0 | 0 | 0 | 0 | 0 | 0 | 0 | 0 | 0 | 0 | 0 | 0 | 0 | 0 | 0 | 0 | 0 | 0 | 0 | 0 | 0 | 0 | 0 | 0 | 0 | 2020
400 | N | . | Haynes | Los Angeles Department of Water & Power | 11208 | CA | PACC | WECC |  | 22 | 1 | Electric Utility | CA | NG | NG |  |  | mcf | 0 | 0 | 0 | 0 | 0 | 0 | 0 | 0 | 0 | 0 | 0 | 0 | 0 | 0 | 0 | 0 | 0 | 0 | 0 | 0 | 0 | 0 | 0 | 0 | 0 | 0 | 0 | 0 | 0 | 0 | 0 | 0 | 0 | 0 | 0 | 0 | 0 | 0 | 0 | 0 | 0 | 0 | 0 | 0 | 0 | 0 | 0 | 0 | 0 | 0 | 0 | 0 | 0 | 0 | 0 | 0 | 0 | 0 | 0 | 0 | 118220 | 115496 | 76009 | 56282 | 75123 | 68504 | 104149 | 118020 | 101632 | 111341 | 102684 | 88137 | 0 | 0 | 0 | 0 | 1135597 | 2020
400 | N | . | Haynes | Los Angeles Department of Water & Power | 11208 | CA | PACC | WECC |  | 22 | 1 | Electric Utility | CA | OBG | ORW |  |  | Mcf | 0 | 0 | 0 | 0 | 0 | 0 | 0 | 0 | 0 | 0 | 0 | 0 | 0 | 0 | 0 | 0 | 0 | 0 | 0 | 0 | 0 | 0 | 0 | 0 | 0 | 0 | 0 | 0 | 0 | 0 | 0 | 0 | 0 | 0 | 0 | 0 | 0 | 0 | 0 | 0 | 0 | 0 | 0 | 0 | 0 | 0 | 0 | 0 | 0 | 0 | 0 | 0 | 0 | 0 | 0 | 0 | 0 | 0 | 0 | 0 | 0 | 0 | 0 | 0 | 0 | 0 | 0 | 0 | 0 | 0 | 0 | 0 | 0 | 0 | 0 | 0 | 0 | 2020
400 | N | . | Haynes | Los Angeles Department of Water & Power | 11208 | CA | PACC | WECC |  | 22 | 1 | Electric Utility | CT | DFO | DFO |  |  | barrels | 0 | 0 | 0 | 0 | 0 | 0 | 0 | 0 | 0 | 0 | 0 | 0 | 0 | 0 | 0 | 0 | 0 | 0 | 0 | 0 | 0 | 0 | 0 | 0 | 0 | 0 | 0 | 0 | 0 | 0 | 0 | 0 | 0 | 0 | 0 | 0 | 0 | 0 | 0 | 0 | 0 | 0 | 0 | 0 | 0 | 0 | 0 | 0 | 0 | 0 | 0 | 0 | 0 | 0 | 0 | 0 | 0 | 0 | 0 | 0 | 0 | 0 | 0 | 0 | 0 | 0 | 0 | 0 | 0 | 0 | 0 | 0 | 0 | 0 | 0 | 0 | 0 | 2020
400 | N | . | Haynes | Los Angeles Department of Water & Power | 11208 | CA | PACC | WECC |  | 22 | 1 | Electric Utility | CT | NG | NG |  |  | mcf | 2213899 | 2136436 | 1459088 | 1091355 | 1412057 | 1304449 | 1931202 | 2195059 | 1896732 | 2090302 | 1956087 | 1670510 | 2213899 | 2136436 | 1459088 | 1091355 | 1412057 | 1304449 | 1931202 | 2195059 | 1896732 | 2090302 | 1956087 | 1670510 | 1.039 | 1.037 | 1.034 | 1.036 | 1.033 | 1.02 | 1.019 | 1.02 | 1.023 | 1.019 | 1.024 | 1.042 | 2300241 | 2215484 | 1508697 | 1130644 | 1458655 | 1330538 | 1967895 | 2238960 | 1940357 | 2130018 | 2003033 | 1740671 | 2300241 | 2215484 | 1508697 | 1130644 | 1458655 | 1330538 | 1967895 | 2238960 | 1940357 | 2130018 | 2003033 | 1740671 | 208218 | 198216 | 128293 | 99651 | 127194 | 117933 | 171533 | 196553 | 173310 | 191475 | 181410 | 154959 | 21357176 | 21357176 | 21965193 | 21965193 | 1948745 | 2020
400 | N | . | Haynes | Los Angeles Department of Water & Power | 11208 | CA | PACC | WECC |  | 22 | 1 | Electric Utility | CT | OBG | ORW |  |  | Mcf | 0 | 0 | 0 | 0 | 0 | 0 | 0 | 0 | 0 | 0 | 0 | 0 | 0 | 0 | 0 | 0 | 0 | 0 | 0 | 0 | 0 | 0 | 0 | 0 | 0 | 0 | 0 | 0 | 0 | 0 | 0 | 0 | 0 | 0 | 0 | 0 | 0 | 0 | 0 | 0 | 0 | 0 | 0 | 0 | 0 | 0 | 0 | 0 | 0 | 0 | 0 | 0 | 0 | 0 | 0 | 0 | 0 | 0 | 0 | 0 | 0 | 0 | 0 | 0 | 0 | 0 | 0 | 0 | 0 | 0 | 0 | 0 | 0 | 0 | 0 | 0 | 0 | 2020
400 | N | . | Haynes | Los Angeles Department of Water & Power | 11208 | CA | PACC | WECC |  | 22 | 1 | Electric Utility | GT | NG | NG |  |  | mcf | 637868 | 528731 | 245755 | 134245 | 265141 | 303889 | 362361 | 440117 | 321814 | 326536 | 98434 | 23268 | 637868 | 528731 | 245755 | 134245 | 265141 | 303889 | 362361 | 440117 | 321814 | 326536 | 98434 | 23268 | 1.039 | 1.037 | 1.034 | 1.036 | 1.033 | 1.02 | 1.019 | 1.02 | 1.023 | 1.019 | 1.024 | 1.042 | 662745 | 548294 | 254111 | 139078 | 273891 | 309967 | 369246 | 448919 | 329216 | 332740 | 100796 | 24245 | 662745 | 548294 | 254111 | 139078 | 273891 | 309967 | 369246 | 448919 | 329216 | 332740 | 100796 | 24245 | 71802 | 59360 | 26595 | 14163 | 28515 | 32747 | 38908 | 47452 | 34616 | 36055 | 9636 | 1237 | 3688159 | 3688159 | 3793248 | 3793248 | 401086 | 2020
400 | N | . | Haynes | Los Angeles Department of Water & Power | 11208 | CA | PACC | WECC |  | 22 | 1 | Electric Utility | GT | OBG | ORW |  |  | Mcf | 0 | 0 | 0 | 0 | 0 | 0 | 0 | 0 | 0 | 0 | 0 | 0 | 0 | 0 | 0 | 0 | 0 | 0 | 0 | 0 | 0 | 0 | 0 | 0 | 0 | 0 | 0 | 0 | 0 | 0 | 0 | 0 | 0 | 0 | 0 | 0 | 0 | 0 | 0 | 0 | 0 | 0 | 0 | 0 | 0 | 0 | 0 | 0 | 0 | 0 | 0 | 0 | 0 | 0 | 0 | 0 | 0 | 0 | 0 | 0 | 0 | 0 | 0 | 0 | 0 | 0 | 0 | 0 | 0 | 0 | 0 | 0 | 0 | 0 | 0 | 0 | 0 | 2020
400 | N | . | Haynes | Los Angeles Department of Water & Power | 11208 | CA | PACC | WECC |  | 22 | 1 | Electric Utility | ST | NG | NG |  |  | mcf | 57454 | 0 | 0 | 465050 | 27354 | 43556 | 125923 | 316828 | 903685 | 235995 | 47010 | 15689 | 57454 | 0 | 0 | 465050 | 27354 | 43556 | 125923 | 316828 | 903685 | 235995 | 47010 | 15689 | 1.039 | 0 | 0 | 1.036 | 1.033 | 1.02 | 1.019 | 1.02 | 1.023 | 1.019 | 1.024 | 1.042 | 59695 | 0 | 0 | 481792 | 28257 | 44427 | 128316 | 323165 | 924470 | 240479 | 48138 | 16348 | 59695 | 0 | 0 | 481792 | 28257 | 44427 | 128316 | 323165 | 924470 | 240479 | 48138 | 16348 | 5354 | 0 | 0 | 39864 | 2293 | 4003 | 10370 | 25654 | 80620 | 21475 | 3925 | 1136 | 2238544 | 2238544 | 2295087 | 2295087 | 194694 | 2020
400 | N | . | Haynes | Los Angeles Department of Water & Power | 11208 | CA | PACC | WECC |  | 22 | 1 | Electric Utility | ST | OBG | ORW |  |  | Mcf | 0 | 0 | 0 | 0 | 0 | 0 | 0 | 0 | 0 | 0 | 0 | 0 | 0 | 0 | 0 | 0 | 0 | 0 | 0 | 0 | 0 | 0 | 0 | 0 | 0 | 0 | 0 | 0 | 0 | 0 | 0 | 0 | 0 | 0 | 0 | 0 | 0 | 0 | 0 | 0 | 0 | 0 | 0 | 0 | 0 | 0 | 0 | 0 | 0 | 0 | 0 | 0 | 0 | 0 | 0 | 0 | 0 | 0 | 0 | 0 | 0 | 0 | 0 | 0 | 0 | 0 | 0 | 0 | 0 | 0 | 0 | 0 | 0 | 0 | 0 | 0 | 0 | 2020
400 | N | . | Haynes | Los Angeles Department of Water & Power | 11208 | CA | PACC | WECC |  | 22 | 1 | Electric Utility | ST | RFO | RFO |  |  | barrels | 0 | 0 | 0 | 0 | 0 | 0 | 0 | 0 | 0 | 0 | 0 | 0 | 0 | 0 | 0 | 0 | 0 | 0 | 0 | 0 | 0 | 0 | 0 | 0 | 0 | 0 | 0 | 0 | 0 | 0 | 0 | 0 | 0 | 0 | 0 | 0 | 0 | 0 | 0 | 0 | 0 | 0 | 0 | 0 | 0 | 0 | 0 | 0 | 0 | 0 | 0 | 0 | 0 | 0 | 0 | 0 | 0 | 0 | 0 | 0 | 0 | 0 | 0 | 0 | 0 | 0 | 0 | 0 | 0 | 0 | 0 | 0 | 0 | 0 | 0 | 0 | 0 | 2020
401 | N | . | Middle Gorge | Los Angeles Department of Water & Power | 11208 | CA | PACC | WECC |  | 22 | 1 | Electric Utility | HY | WAT | HYC |  |  |  | 0 | 0 | 0 | 0 | 0 | 0 | 0 | 0 | 0 | 0 | 0 | 0 | 0 | 0 | 0 | 0 | 0 | 0 | 0 | 0 | 0 | 0 | 0 | 0 | 0 | 0 | 0 | 0 | 0 | 0 | 0 | 0 | 0 | 0 | 0 | 0 | 28590 | 21329 | 22581 | 33147 | 45398 | 42419 | 44849 | 45192 | 31474 | 25884 | 19577 | 16126 | 28590 | 21329 | 22581 | 33147 | 45398 | 42419 | 44849 | 45192 | 31474 | 25884 | 19577 | 16126 | 3263.651 | 2434.868 | 2577.754 | 3783.886 | 5182.477 | 4842.322 | 5119.707 | 5158.895 | 3592.978 | 2954.81 | 2234.775 | 1840.877 | 0 | 0 | 376566 | 376566 | 42987 | 2020
402 | N | . | Pleasant Valley Hydro | Los Angeles Department of Water & Power | 11208 | CA | PACC | WECC |  | 22 | 1 | Electric Utility | HY | WAT | HYC |  |  |  | 0 | 0 | 0 | 0 | 0 | 0 | 0 | 0 | 0 | 0 | 0 | 0 | 0 | 0 | 0 | 0 | 0 | 0 | 0 | 0 | 0 | 0 | 0 | 0 | 0 | 0 | 0 | 0 | 0 | 0 | 0 | 0 | 0 | 0 | 0 | 0 | 2914 | 2174 | 2301 | 3378 | 4627 | 4323 | 4571 | 4606 | 3208 | 2638 | 1995 | 1643 | 2914 | 2174 | 2301 | 3378 | 4627 | 4323 | 4571 | 4606 | 3208 | 2638 | 1995 | 1643 | 332.613 | 248.148 | 262.711 | 385.633 | 528.17 | 493.503 | 521.773 | 525.766 | 366.177 | 301.138 | 227.756 | 187.612 | 0 | 0 | 38378 | 38378 | 4381 | 2020
403 | N | . | San Fernando | Los Angeles Department of Water & Power | 11208 | CA | PACC | WECC |  | 22 | 1 | Electric Utility | HY | WAT | HYC |  |  |  | 0 | 0 | 0 | 0 | 0 | 0 | 0 | 0 | 0 | 0 | 0 | 0 | 0 | 0 | 0 | 0 | 0 | 0 | 0 | 0 | 0 | 0 | 0 | 0 | 0 | 0 | 0 | 0 | 0 | 0 | 0 | 0 | 0 | 0 | 0 | 0 | 1 | 0 | 1 | 1 | 1 | 1 | 1 | 1 | 1 | 1 | 0 | 0 | 1 | 0 | 1 | 1 | 1 | 1 | 1 | 1 | 1 | 1 | 0 | 0 | 0.074 | 0.057 | 0.06 | 0.088 | 0.121 | 0.113 | 0.119 | 0.12 | 0.084 | 0.069 | 0.052 | 0.043 | 0 | 0 | 9 | 9 | 1 | 2020
404 | N | . | Scattergood | Los Angeles Department of Water & Power | 11208 | CA | PACC | WECC |  | 22 | 1 | Electric Utility | CA | NG | NG |  |  | mcf | 0 | 0 | 0 | 0 | 0 | 0 | 0 | 0 | 0 | 0 | 0 | 0 | 0 | 0 | 0 | 0 | 0 | 0 | 0 | 0 | 0 | 0 | 0 | 0 | 0 | 0 | 0 | 0 | 0 | 0 | 0 | 0 | 0 | 0 | 0 | 0 | 0 | 0 | 0 | 0 | 0 | 0 | 0 | 0 | 0 | 0 | 0 | 0 | 0 | 0 | 0 | 0 | 0 | 0 | 0 | 0 | 0 | 0 | 0 | 0 | -3 | 19407 | 33612 | 38410 | 23401 | 19568 | 23460 | 61162 | 58352 | 55825 | 64332 | 68106 | 0 | 0 | 0 | 0 | 465632 | 2020
404 | N | . | Scattergood | Los Angeles Department of Water & Power | 11208 | CA | PACC | WECC |  | 22 | 1 | Electric Utility | CA | OG | OOG |  |  | mcf | 0 | 0 | 0 | 0 | 0 | 0 | 0 | 0 | 0 | 0 | 0 | 0 | 0 | 0 | 0 | 0 | 0 | 0 | 0 | 0 | 0 | 0 | 0 | 0 | 0 | 0 | 0 | 0 | 0 | 0 | 0 | 0 | 0 | 0 | 0 | 0 | 0 | 0 | 0 | 0 | 0 | 0 | 0 | 0 | 0 | 0 | 0 | 0 | 0 | 0 | 0 | 0 | 0 | 0 | 0 | 0 | 0 | 0 | 0 | 0 | 0 | 0 | 0 | 0 | 0 | 0 | 0 | 0 | 0 | 0 | 0 | 0 | 0 | 0 | 0 | 0 | 0 | 2020
404 | N | . | Scattergood | Los Angeles Department of Water & Power | 11208 | CA | PACC | WECC |  | 22 | 1 | Electric Utility | CT | NG | NG |  |  | mcf | 0 | 419601 | 711877 | 817961 | 497717 | 406652 | 483557 | 1224133 | 1201966 | 1153278 | 1322891 | 1395181 | 0 | 419601 | 711877 | 817961 | 497717 | 406652 | 483557 | 1224133 | 1201966 | 1153278 | 1322891 | 1395181 | 0 | 1.04 | 1.042 | 1.04 | 1.031 | 1.025 | 1.022 | 1.024 | 1.029 | 1.03 | 1.041 | 1.042 | 0 | 436385 | 741776 | 850679 | 513146 | 416818 | 494195 | 1253512 | 1236823 | 1187876 | 1377130 | 1453779 | 0 | 436385 | 741776 | 850679 | 513146 | 416818 | 494195 | 1253512 | 1236823 | 1187876 | 1377130 | 1453779 | 0 | 39172 | 67642 | 78167 | 46395 | 38059 | 44999 | 113185 | 103185 | 109660 | 128076 | 135202 | 9634814 | 9634814 | 9962119 | 9962119 | 903742 | 2020
404 | N | . | Scattergood | Los Angeles Department of Water & Power | 11208 | CA | PACC | WECC |  | 22 | 1 | Electric Utility | CT | OG | OOG |  |  | mcf | 0 | 0 | 0 | 0 | 0 | 0 | 0 | 0 | 0 | 0 | 0 | 0 | 0 | 0 | 0 | 0 | 0 | 0 | 0 | 0 | 0 | 0 | 0 | 0 | 0 | 0 | 0 | 0 | 0 | 0 | 0 | 0 | 0 | 0 | 0 | 0 | 0 | 0 | 0 | 0 | 0 | 0 | 0 | 0 | 0 | 0 | 0 | 0 | 0 | 0 | 0 | 0 | 0 | 0 | 0 | 0 | 0 | 0 | 0 | 0 | 0 | 0 | 0 | 0 | 0 | 0 | 0 | 0 | 0 | 0 | 0 | 0 | 0 | 0 | 0 | 0 | 0 | 2020
404 | N | . | Scattergood | Los Angeles Department of Water & Power | 11208 | CA | PACC | WECC |  | 22 | 1 | Electric Utility | GT | NG | NG |  |  | mcf | 158421 | 95735 | 62720 | 14897 | 83866 | 42457 | 151652 | 210372 | 197743 | 125902 | 42696 | 45031 | 158421 | 95735 | 62720 | 14897 | 83866 | 42457 | 151652 | 210372 | 197743 | 125902 | 42696 | 45031 | 1.044 | 1.04 | 1.042 | 1.04 | 1.031 | 1.025 | 1.022 | 1.024 | 1.029 | 1.03 | 1.041 | 1.042 | 165392 | 99564 | 65354 | 15493 | 86466 | 43518 | 154988 | 215421 | 203478 | 129679 | 44447 | 46922 | 165392 | 99564 | 65354 | 15493 | 86466 | 43518 | 154988 | 215421 | 203478 | 129679 | 44447 | 46922 | 17618 | 10638 | 6743 | -438 | 8754 | 4096 | 16436 | 22940 | 21651 | 13554 | 4255 | 4456 | 1231492 | 1231492 | 1270722 | 1270722 | 130703 | 2020
404 | N | . | Scattergood | Los Angeles Department of Water & Power | 11208 | CA | PACC | WECC |  | 22 | 1 | Electric Utility | GT | OBG | ORW |  |  | Mcf | 0 | 0 | 0 | 0 | 0 | 0 | 0 | 0 | 0 | 0 | 0 | 0 | 0 | 0 | 0 | 0 | 0 | 0 | 0 | 0 | 0 | 0 | 0 | 0 | 0 | 0 | 0 | 0 | 0 | 0 | 0 | 0 | 0 | 0 | 0 | 0 | 0 | 0 | 0 | 0 | 0 | 0 | 0 | 0 | 0 | 0 | 0 | 0 | 0 | 0 | 0 | 0 | 0 | 0 | 0 | 0 | 0 | 0 | 0 | 0 | 0 | 0 | 0 | 0 | 0 | 0 | 0 | 0 | 0 | 0 | 0 | 0 | 0 | 0 | 0 | 0 | 0 | 2020
404 | N | . | Scattergood | Los Angeles Department of Water & Power | 11208 | CA | PACC | WECC |  | 22 | 1 | Electric Utility | ST | NG | NG |  |  | mcf | 26241 | 24188 | 30584 | 24143 | 0 | 242164 | 112911 | 278595 | 398983 | 425381 | 414534 | 340947 | 26241 | 24188 | 30584 | 24143 | 0 | 242164 | 112911 | 278595 | 398983 | 425381 | 414534 | 340947 | 1.044 | 1.04 | 1.042 | 1.04 | 0 | 1.025 | 1.022 | 1.024 | 1.029 | 1.03 | 1.041 | 1.042 | 27396 | 25156 | 31869 | 25109 | 0 | 248218 | 115395 | 285281 | 410554 | 438142 | 431530 | 355267 | 27396 | 25156 | 31869 | 25109 | 0 | 248218 | 115395 | 285281 | 410554 | 438142 | 431530 | 355267 | 2288 | 2126 | 2730 | 1872 | 0 | 21113 | 9492 | 24708 | 36022 | 36327 | 35621 | 29309 | 2318671 | 2318671 | 2393917 | 2393917 | 201608 | 2020
404 | N | . | Scattergood | Los Angeles Department of Water & Power | 11208 | CA | PACC | WECC |  | 22 | 1 | Electric Utility | ST | OBG | ORW |  |  | Mcf | 0 | 0 | 0 | 0 | 0 | 0 | 0 | 0 | 0 | 0 | 0 | 0 | 0 | 0 | 0 | 0 | 0 | 0 | 0 | 0 | 0 | 0 | 0 | 0 | 0 | 0 | 0 | 0 | 0 | 0 | 0 | 0 | 0 | 0 | 0 | 0 | 0 | 0 | 0 | 0 | 0 | 0 | 0 | 0 | 0 | 0 | 0 | 0 | 0 | 0 | 0 | 0 | 0 | 0 | 0 | 0 | 0 | 0 | 0 | 0 | 0 | 0 | 0 | 0 | 0 | 0 | 0 | 0 | 0 | 0 | 0 | 0 | 0 | 0 | 0 | 0 | 0 | 2020
407 | N | . | Upper Gorge | Los Angeles Department of Water & Power | 11208 | CA | PACC | WECC |  | 22 | 1 | Electric Utility | HY | WAT | HYC |  |  |  | 0 | 0 | 0 | 0 | 0 | 0 | 0 | 0 | 0 | 0 | 0 | 0 | 0 | 0 | 0 | 0 | 0 | 0 | 0 | 0 | 0 | 0 | 0 | 0 | 0 | 0 | 0 | 0 | 0 | 0 | 0 | 0 | 0 | 0 | 0 | 0 | 33359 | 24888 | 26348 | 38676 | 52972 | 49495 | 52330 | 52731 | 36725 | 30202 | 22842 | 18816 | 33359 | 24888 | 26348 | 38676 | 52972 | 49495 | 52330 | 52731 | 36725 | 30202 | 22842 | 18816 | 3808.084 | 2841.048 | 3007.77 | 4415.106 | 6047.007 | 5650.108 | 5973.765 | 6019.491 | 4192.351 | 3447.726 | 2607.576 | 2147.968 | 0 | 0 | 439384 | 439384 | 50158 | 2020
408 | N | . | Valley (CA) | Los Angeles Department of Water & Power | 11208 | CA | PACC | WECC |  | 22 | 1 | Electric Utility | CA | DFO | DFO |  |  | barrels | 0 | 0 | 0 | 0 | 0 | 0 | 0 | 0 | 0 | 0 | 0 | 0 | 0 | 0 | 0 | 0 | 0 | 0 | 0 | 0 | 0 | 0 | 0 | 0 | 0 | 0 | 0 | 0 | 0 | 0 | 0 | 0 | 0 | 0 | 0 | 0 | 0 | 0 | 0 | 0 | 0 | 0 | 0 | 0 | 0 | 0 | 0 | 0 | 0 | 0 | 0 | 0 | 0 | 0 | 0 | 0 | 0 | 0 | 0 | 0 | 0 | 0 | 0 | 0 | 0 | 0 | 0 | 0 | 0 | 0 | 0 | 0 | 0 | 0 | 0 | 0 | 0 | 2020
408 | N | . | Valley (CA) | Los Angeles Department of Water & Power | 11208 | CA | PACC | WECC |  | 22 | 1 | Electric Utility | CA | NG | NG |  |  | mcf | 0 | 0 | 0 | 0 | 0 | 0 | 0 | 0 | 0 | 0 | 0 | 0 | 0 | 0 | 0 | 0 | 0 | 0 | 0 | 0 | 0 | 0 | 0 | 0 | 0 | 0 | 0 | 0 | 0 | 0 | 0 | 0 | 0 | 0 | 0 | 0 | 0 | 0 | 0 | 0 | 0 | 0 | 0 | 0 | 0 | 0 | 0 | 0 | 0 | 0 | 0 | 0 | 0 | 0 | 0 | 0 | 0 | 0 | 0 | 0 | 37235 | 2596 | 14903 | 21160 | 23922 | 27139 | 64757 | 63730 | 33069 | 21890 | 6566 | 2752 | 0 | 0 | 0 | 0 | 319719 | 2020
408 | N | . | Valley (CA) | Los Angeles Department of Water & Power | 11208 | CA | PACC | WECC |  | 22 | 1 | Electric Utility | CA | OBG | ORW |  |  | Mcf | 0 | 0 | 0 | 0 | 0 | 0 | 0 | 0 | 0 | 0 | 0 | 0 | 0 | 0 | 0 | 0 | 0 | 0 | 0 | 0 | 0 | 0 | 0 | 0 | 0 | 0 | 0 | 0 | 0 | 0 | 0 | 0 | 0 | 0 | 0 | 0 | 0 | 0 | 0 | 0 | 0 | 0 | 0 | 0 | 0 | 0 | 0 | 0 | 0 | 0 | 0 | 0 | 0 | 0 | 0 | 0 | 0 | 0 | 0 | 0 | 0 | 0 | 0 | 0 | 0 | 0 | 0 | 0 | 0 | 0 | 0 | 0 | 0 | 0 | 0 | 0 | 0 | 2020
408 | N | . | Valley (CA) | Los Angeles Department of Water & Power | 11208 | CA | PACC | WECC |  | 22 | 1 | Electric Utility | CT | DFO | DFO |  |  | barrels | 0 | 0 | 0 | 0 | 0 | 0 | 0 | 0 | 0 | 0 | 0 | 0 | 0 | 0 | 0 | 0 | 0 | 0 | 0 | 0 | 0 | 0 | 0 | 0 | 0 | 0 | 0 | 0 | 0 | 0 | 0 | 0 | 0 | 0 | 0 | 0 | 0 | 0 | 0 | 0 | 0 | 0 | 0 | 0 | 0 | 0 | 0 | 0 | 0 | 0 | 0 | 0 | 0 | 0 | 0 | 0 | 0 | 0 | 0 | 0 | 0 | 0 | 0 | 0 | 0 | 0 | 0 | 0 | 0 | 0 | 0 | 0 | 0 | 0 | 0 | 0 | 0 | 2020
408 | N | . | Valley (CA) | Los Angeles Department of Water & Power | 11208 | CA | PACC | WECC |  | 22 | 1 | Electric Utility | CT | NG | NG |  |  | mcf | 699887 | 56266 | 275182 | 330845 | 436601 | 521329 | 1240425 | 1308167 | 633692 | 442491 | 127422 | 59900 | 699887 | 56266 | 275182 | 330845 | 436601 | 521329 | 1240425 | 1308167 | 633692 | 442491 | 127422 | 59900 | 1.04 | 1.045 | 1.049 | 1.043 | 1.038 | 1.027 | 1.024 | 1.026 | 1.032 | 1.03 | 1.039 | 1.045 | 727882 | 58798 | 288666 | 345071 | 453192 | 535405 | 1270195 | 1342179 | 653970 | 455766 | 132391 | 62596 | 727882 | 58798 | 288666 | 345071 | 453192 | 535405 | 1270195 | 1342179 | 653970 | 455766 | 132391 | 62596 | 55839 | 4030 | 24001 | 28293 | 37761 | 44320 | 105263 | 102314 | 56484 | 36886 | 11089 | 4441 | 6132207 | 6132207 | 6326111 | 6326111 | 510721 | 2020
408 | N | . | Valley (CA) | Los Angeles Department of Water & Power | 11208 | CA | PACC | WECC |  | 22 | 1 | Electric Utility | CT | OBG | ORW |  |  | Mcf | 0 | 0 | 0 | 0 | 0 | 0 | 0 | 0 | 0 | 0 | 0 | 0 | 0 | 0 | 0 | 0 | 0 | 0 | 0 | 0 | 0 | 0 | 0 | 0 | 0 | 0 | 0 | 0 | 0 | 0 | 0 | 0 | 0 | 0 | 0 | 0 | 0 | 0 | 0 | 0 | 0 | 0 | 0 | 0 | 0 | 0 | 0 | 0 | 0 | 0 | 0 | 0 | 0 | 0 | 0 | 0 | 0 | 0 | 0 | 0 | 0 | 0 | 0 | 0 | 0 | 0 | 0 | 0 | 0 | 0 | 0 | 0 | 0 | 0 | 0 | 0 | 0 | 2020
408 | N | . | Valley (CA) | Los Angeles Department of Water & Power | 11208 | CA | PACC | WECC |  | 22 | 1 | Electric Utility | GT | DFO | DFO |  |  | barrels | 0 | 0 | 0 | 0 | 0 | 0 | 0 | 0 | 0 | 0 | 0 | 0 | 0 | 0 | 0 | 0 | 0 | 0 | 0 | 0 | 0 | 0 | 0 | 0 | 0 | 0 | 0 | 0 | 0 | 0 | 0 | 0 | 0 | 0 | 0 | 0 | 0 | 0 | 0 | 0 | 0 | 0 | 0 | 0 | 0 | 0 | 0 | 0 | 0 | 0 | 0 | 0 | 0 | 0 | 0 | 0 | 0 | 0 | 0 | 0 | 0 | 0 | 0 | 0 | 0 | 0 | 0 | 0 | 0 | 0 | 0 | 0 | 0 | 0 | 0 | 0 | 0 | 2020
408 | N | . | Valley (CA) | Los Angeles Department of Water & Power | 11208 | CA | PACC | WECC |  | 22 | 1 | Electric Utility | GT | NG | NG |  |  | mcf | 3192 | 13070 | 9066 | 712 | 11198 | 20127 | 12957 | 21648 | 22312 | 20376 | 4831 | 0 | 3192 | 13070 | 9066 | 712 | 11198 | 20127 | 12957 | 21648 | 22312 | 20376 | 4831 | 0 | 1.04 | 1.045 | 1.049 | 1.043 | 1.038 | 1.027 | 1.024 | 1.026 | 1.032 | 1.03 | 1.039 | 0 | 3320 | 13658 | 9510 | 743 | 11624 | 20670 | 13268 | 22211 | 23026 | 20987 | 5019 | 0 | 3320 | 13658 | 9510 | 743 | 11624 | 20670 | 13268 | 22211 | 23026 | 20987 | 5019 | 0 | 274 | 1266 | 760 | 9 | 1054 | 1909 | 1163 | 2055 | 2144 | 1958 | 434 | -48 | 139489 | 139489 | 144036 | 144036 | 12978 | 2020
408 | N | . | Valley (CA) | Los Angeles Department of Water & Power | 11208 | CA | PACC | WECC |  | 22 | 1 | Electric Utility | GT | OBG | ORW |  |  | Mcf | 0 | 0 | 0 | 0 | 0 | 0 | 0 | 0 | 0 | 0 | 0 | 0 | 0 | 0 | 0 | 0 | 0 | 0 | 0 | 0 | 0 | 0 | 0 | 0 | 0 | 0 | 0 | 0 | 0 | 0 | 0 | 0 | 0 | 0 | 0 | 0 | 0 | 0 | 0 | 0 | 0 | 0 | 0 | 0 | 0 | 0 | 0 | 0 | 0 | 0 | 0 | 0 | 0 | 0 | 0 | 0 | 0 | 0 | 0 | 0 | 0 | 0 | 0 | 0 | 0 | 0 | 0 | 0 | 0 | 0 | 0 | 0 | 0 | 0 | 0 | 0 | 0 | 2020
409 | N | . | Exchequer | Merced Irrigation District | 12312 | CA | PACC | WECC |  | 22 | 2 | NAICS-22 Non-Cogen | HY | WAT | HYC |  |  |  | 0 | 0 | 0 | 0 | 0 | 0 | 0 | 0 | 0 | 0 | 0 | 0 | 0 | 0 | 0 | 0 | 0 | 0 | 0 | 0 | 0 | 0 | 0 | 0 | 0 | 0 | 0 | 0 | 0 | 0 | 0 | 0 | 0 | 0 | 0 | 0 | 136382 | 101749 | 107720 | 158122 | 216567 | 202352 | 213944 | 215581 | 150144 | 123476 | 93387 | 76927 | 136382 | 101749 | 107720 | 158122 | 216567 | 202352 | 213944 | 215581 | 150144 | 123476 | 93387 | 76927 | 15568.747 | 11615.171 | 12296.788 | 18050.459 | 24722.227 | 23099.567 | 24422.789 | 24609.732 | 17139.761 | 14095.478 | 10660.657 | 8781.624 | 0 | 0 | 1796351 | 1796351 | 205063 | 2020
410 | N | . | McSwain | Merced Irrigation District | 12312 | CA | PACC | WECC |  | 22 | 2 | NAICS-22 Non-Cogen | HY | WAT | HYC |  |  |  | 0 | 0 | 0 | 0 | 0 | 0 | 0 | 0 | 0 | 0 | 0 | 0 | 0 | 0 | 0 | 0 | 0 | 0 | 0 | 0 | 0 | 0 | 0 | 0 | 0 | 0 | 0 | 0 | 0 | 0 | 0 | 0 | 0 | 0 | 0 | 0 | 15869 | 11839 | 12534 | 18398 | 25199 | 23545 | 24893 | 25084 | 17470 | 14367 | 10866 | 8951 | 15869 | 11839 | 12534 | 18398 | 25199 | 23545 | 24893 | 25084 | 17470 | 14367 | 10866 | 8951 | 1811.495 | 1351.477 | 1430.786 | 2100.252 | 2876.542 | 2687.738 | 2841.701 | 2863.453 | 1994.288 | 1640.072 | 1240.415 | 1021.781 | 0 | 0 | 209015 | 209015 | 23860 | 2020
412 | N | . | Chicago Park | Nevada Irrigation District | 13402 | CA | PACC | WECC |  | 22 | 2 | NAICS-22 Non-Cogen | HY | WAT | HYC |  |  |  | 0 | 0 | 0 | 0 | 0 | 0 | 0 | 0 | 0 | 0 | 0 | 0 | 0 | 0 | 0 | 0 | 0 | 0 | 0 | 0 | 0 | 0 | 0 | 0 | 0 | 0 | 0 | 0 | 0 | 0 | 0 | 0 | 0 | 0 | 0 | 0 | 50681 | 37811 | 40030 | 58760 | 80479 | 75197 | 79504 | 80113 | 55796 | 45885 | 34704 | 28587 | 50681 | 37811 | 40030 | 58760 | 80479 | 75197 | 79504 | 80113 | 55796 | 45885 | 34704 | 28587 | 5785.542 | 4316.344 | 4569.642 | 6707.779 | 9187.092 | 8584.091 | 9075.817 | 9145.287 | 6369.352 | 5238.057 | 3961.635 | 3263.362 | 0 | 0 | 667547 | 667547 | 76204 | 2020
413 | N | . | Dutch Flat 2 | Nevada Irrigation District | 13402 | CA | PACC | WECC |  | 22 | 2 | NAICS-22 Non-Cogen | HY | WAT | HYC |  |  |  | 0 | 0 | 0 | 0 | 0 | 0 | 0 | 0 | 0 | 0 | 0 | 0 | 0 | 0 | 0 | 0 | 0 | 0 | 0 | 0 | 0 | 0 | 0 | 0 | 0 | 0 | 0 | 0 | 0 | 0 | 0 | 0 | 0 | 0 | 0 | 0 | 7791 | 5813 | 6154 | 9033 | 12372 | 11560 | 12222 | 12316 | 8578 | 7054 | 5335 | 4395 | 7791 | 5813 | 6154 | 9033 | 12372 | 11560 | 12222 | 12316 | 8578 | 7054 | 5335 | 4395 | 889.423 | 663.561 | 702.501 | 1031.201 | 1412.351 | 1319.65 | 1395.244 | 1405.924 | 979.174 | 805.258 | 609.03 | 501.683 | 0 | 0 | 102623 | 102623 | 11715 | 2020
414 | N | . | Beardsley | Oakdale&South San Joaquin Irrigation D. | 13935 | CA | PACC | WECC |  | 22 | 2 | NAICS-22 Non-Cogen | HY | WAT | HYC |  |  |  | 0 | 0 | 0 | 0 | 0 | 0 | 0 | 0 | 0 | 0 | 0 | 0 | 0 | 0 | 0 | 0 | 0 | 0 | 0 | 0 | 0 | 0 | 0 | 0 | 0 | 0 | 0 | 0 | 0 | 0 | 0 | 0 | 0 | 0 | 0 | 0 | 24293 | 18124 | 19188 | 28166 | 38576 | 36044 | 38109 | 38401 | 26745 | 21994 | 16635 | 13703 | 24293 | 18124 | 19188 | 28166 | 38576 | 36044 | 38109 | 38401 | 26745 | 21994 | 16635 | 13703 | 2773.193 | 2068.961 | 2190.375 | 3215.252 | 4403.665 | 4114.628 | 4350.328 | 4383.627 | 3053.033 | 2510.767 | 1898.938 | 1564.233 | 0 | 0 | 319978 | 319978 | 36527 | 2020
415 | N | . | Donnells | Oakdale&South San Joaquin Irrigation D. | 13935 | CA | PACC | WECC |  | 22 | 2 | NAICS-22 Non-Cogen | HY | WAT | HYC |  |  |  | 0 | 0 | 0 | 0 | 0 | 0 | 0 | 0 | 0 | 0 | 0 | 0 | 0 | 0 | 0 | 0 | 0 | 0 | 0 | 0 | 0 | 0 | 0 | 0 | 0 | 0 | 0 | 0 | 0 | 0 | 0 | 0 | 0 | 0 | 0 | 0 | 130971 | 97712 | 103446 | 151848 | 207974 | 194324 | 205455 | 207028 | 144187 | 118577 | 89682 | 73875 | 130971 | 97712 | 103446 | 151848 | 207974 | 194324 | 205455 | 207028 | 144187 | 118577 | 89682 | 73875 | 14951.048 | 11154.332 | 11808.906 | 17334.296 | 23741.357 | 22183.077 | 23453.8 | 23633.326 | 16459.731 | 13536.231 | 10237.689 | 8433.207 | 0 | 0 | 1725079 | 1725079 | 196927 | 2020
416 | N | . | Tulloch | Oakdale&South San Joaquin Irrigation D. | 13935 | CA | PACC | WECC |  | 22 | 2 | NAICS-22 Non-Cogen | HY | WAT | HYC |  |  |  | 0 | 0 | 0 | 0 | 0 | 0 | 0 | 0 | 0 | 0 | 0 | 0 | 0 | 0 | 0 | 0 | 0 | 0 | 0 | 0 | 0 | 0 | 0 | 0 | 0 | 0 | 0 | 0 | 0 | 0 | 0 | 0 | 0 | 0 | 0 | 0 | 76698 | 57221 | 60579 | 88924 | 121792 | 113799 | 120317 | 121238 | 84438 | 69440 | 52519 | 43262 | 76698 | 57221 | 60579 | 88924 | 121792 | 113799 | 120317 | 121238 | 84438 | 69440 | 52519 | 43262 | 8755.529 | 6532.121 | 6915.448 | 10151.188 | 13903.246 | 12990.697 | 13734.849 | 13839.981 | 9639.031 | 7926.992 | 5995.323 | 4938.595 | 0 | 0 | 1010227 | 1010227 | 115323 | 2020
417 | N | . | Forbestown | South Feather Water and Power Agency | 14191 | CA | PACC | WECC |  | 22 | 1 | Electric Utility | HY | WAT | HYC |  |  |  | 0 | 0 | 0 | 0 | 0 | 0 | 0 | 0 | 0 | 0 | 0 | 0 | 0 | 0 | 0 | 0 | 0 | 0 | 0 | 0 | 0 | 0 | 0 | 0 | 0 | 0 | 0 | 0 | 0 | 0 | 0 | 0 | 0 | 0 | 0 | 0 | 34285 | 25578 | 27079 | 39750 | 54442 | 50869 | 53782 | 54194 | 37744 | 31040 | 23476 | 19338 | 34285 | 25578 | 27079 | 39750 | 54442 | 50869 | 53782 | 54194 | 37744 | 31040 | 23476 | 19338 | 3913.767 | 2919.893 | 3091.242 | 4537.636 | 6214.826 | 5806.911 | 6139.551 | 6186.546 | 4308.699 | 3543.408 | 2679.942 | 2207.579 | 0 | 0 | 451577 | 451577 | 51550 | 2020
418 | N | . | Kelly Ridge | South Feather Water and Power Agency | 14191 | CA | PACC | WECC |  | 22 | 1 | Electric Utility | HY | WAT | HYC |  |  |  | 0 | 0 | 0 | 0 | 0 | 0 | 0 | 0 | 0 | 0 | 0 | 0 | 0 | 0 | 0 | 0 | 0 | 0 | 0 | 0 | 0 | 0 | 0 | 0 | 0 | 0 | 0 | 0 | 0 | 0 | 0 | 0 | 0 | 0 | 0 | 0 | 31978 | 23858 | 25258 | 37076 | 50779 | 47446 | 50164 | 50548 | 35205 | 28952 | 21897 | 18037 | 31978 | 23858 | 25258 | 37076 | 50779 | 47446 | 50164 | 50548 | 35205 | 28952 | 21897 | 18037 | 3650.471 | 2723.459 | 2883.281 | 4232.369 | 5796.726 | 5416.254 | 5726.516 | 5770.349 | 4018.833 | 3305.027 | 2499.65 | 2059.065 | 0 | 0 | 421198 | 421198 | 48082 | 2020
419 | N | . | Woodleaf | South Feather Water and Power Agency | 14191 | CA | PACC | WECC |  | 22 | 1 | Electric Utility | HY | WAT | HYC |  |  |  | 0 | 0 | 0 | 0 | 0 | 0 | 0 | 0 | 0 | 0 | 0 | 0 | 0 | 0 | 0 | 0 | 0 | 0 | 0 | 0 | 0 | 0 | 0 | 0 | 0 | 0 | 0 | 0 | 0 | 0 | 0 | 0 | 0 | 0 | 0 | 0 | 64111 | 47831 | 50637 | 74331 | 101805 | 95123 | 100572 | 101341 | 70581 | 58044 | 43900 | 36162 | 64111 | 47831 | 50637 | 74331 | 101805 | 95123 | 100572 | 101341 | 70581 | 58044 | 43900 | 36162 | 7318.632 | 5460.115 | 5780.533 | 8485.247 | 11621.543 | 10858.755 | 11480.782 | 11568.661 | 8057.141 | 6626.07 | 5011.413 | 4128.108 | 0 | 0 | 844438 | 844438 | 96397 | 2020
424 | N | . | French Meadows | Placer County Water Agency | 15127 | CA | PACC | WECC |  | 22 | 1 | Electric Utility | HY | WAT | HYC |  |  |  | 0 | 0 | 0 | 0 | 0 | 0 | 0 | 0 | 0 | 0 | 0 | 0 | 0 | 0 | 0 | 0 | 0 | 0 | 0 | 0 | 0 | 0 | 0 | 0 | 0 | 0 | 0 | 0 | 0 | 0 | 0 | 0 | 0 | 0 | 0 | 0 | 19311 | 14407 | 15253 | 22389 | 30665 | 28652 | 30293 | 30525 | 21260 | 17484 | 13223 | 10893 | 19311 | 14407 | 15253 | 22389 | 30665 | 28652 | 30293 | 30525 | 21260 | 17484 | 13223 | 10893 | 2204.466 | 1644.656 | 1741.17 | 2555.864 | 3500.556 | 3270.795 | 3458.157 | 3484.628 | 2426.913 | 1995.856 | 1509.501 | 1243.438 | 0 | 0 | 254355 | 254355 | 29036 | 2020
425 | N | . | Middle Fork | Placer County Water Agency | 15127 | CA | PACC | WECC |  | 22 | 1 | Electric Utility | HY | WAT | HYC |  |  |  | 0 | 0 | 0 | 0 | 0 | 0 | 0 | 0 | 0 | 0 | 0 | 0 | 0 | 0 | 0 | 0 | 0 | 0 | 0 | 0 | 0 | 0 | 0 | 0 | 0 | 0 | 0 | 0 | 0 | 0 | 0 | 0 | 0 | 0 | 0 | 0 | 107660 | 12588 | 7945 | 17783 | 130270 | 243099 | 415469 | 565458 | 436800 | 2558 | 290035 | 99706 | 107660 | 12588 | 7945 | 17783 | 130270 | 243099 | 415469 | 565458 | 436800 | 2558 | 290035 | 99706 | 12290 | 1437 | 907 | 2030 | 14871 | 27751 | 47428 | 64550 | 49863 | 292 | 33109 | 11382 | 0 | 0 | 2329371 | 2329371 | 265910 | 2020
426 | N | . | Oxbow (CA) | Placer County Water Agency | 15127 | CA | PACC | WECC |  | 22 | 1 | Electric Utility | HY | WAT | HYC |  |  |  | 0 | 0 | 0 | 0 | 0 | 0 | 0 | 0 | 0 | 0 | 0 | 0 | 0 | 0 | 0 | 0 | 0 | 0 | 0 | 0 | 0 | 0 | 0 | 0 | 0 | 0 | 0 | 0 | 0 | 0 | 0 | 0 | 0 | 0 | 0 | 0 | 11892 | 8872 | 9392 | 13787 | 18883 | 17644 | 18654 | 18797 | 13091 | 10766 | 8143 | 6707 | 11892 | 8872 | 9392 | 13787 | 18883 | 17644 | 18654 | 18797 | 13091 | 10766 | 8143 | 6707 | 1357.482 | 1012.758 | 1072.19 | 1573.869 | 2155.598 | 2014.114 | 2129.489 | 2145.789 | 1494.462 | 1229.023 | 929.532 | 765.694 | 0 | 0 | 156628 | 156628 | 17880 | 2020
427 | N | . | Ralston | Placer County Water Agency | 15127 | CA | PACC | WECC |  | 22 | 1 | Electric Utility | HY | WAT | HYC |  |  |  | 0 | 0 | 0 | 0 | 0 | 0 | 0 | 0 | 0 | 0 | 0 | 0 | 0 | 0 | 0 | 0 | 0 | 0 | 0 | 0 | 0 | 0 | 0 | 0 | 0 | 0 | 0 | 0 | 0 | 0 | 0 | 0 | 0 | 0 | 0 | 0 | 132549 | 98889 | 104693 | 153678 | 210480 | 196665 | 207931 | 209523 | 145925 | 120006 | 90763 | 74765 | 132549 | 98889 | 104693 | 153678 | 210480 | 196665 | 207931 | 209523 | 145925 | 120006 | 90763 | 74765 | 15131.209 | 11288.743 | 11951.205 | 17543.177 | 24027.444 | 22450.387 | 23736.422 | 23918.111 | 16658.073 | 13699.345 | 10361.055 | 8534.829 | 0 | 0 | 1745867 | 1745867 | 199300 | 2020
428 | N | . | Parker | Merced Irrigation District | 12312 | CA | PACC | WECC |  | 22 | 2 | NAICS-22 Non-Cogen | HY | WAT | HYC |  |  |  | 0 | 0 | 0 | 0 | 0 | 0 | 0 | 0 | 0 | 0 | 0 | 0 | 0 | 0 | 0 | 0 | 0 | 0 | 0 | 0 | 0 | 0 | 0 | 0 | 0 | 0 | 0 | 0 | 0 | 0 | 0 | 0 | 0 | 0 | 0 | 0 | 3448 | 2572 | 2723 | 3997 | 5475 | 5115 | 5409 | 5450 | 3796 | 3121 | 2361 | 1945 | 3448 | 2572 | 2723 | 3997 | 5475 | 5115 | 5409 | 5450 | 3796 | 3121 | 2361 | 1945 | 393.578 | 293.632 | 310.863 | 456.316 | 624.979 | 583.958 | 617.409 | 622.135 | 433.294 | 356.334 | 269.502 | 222 | 0 | 0 | 45412 | 45412 | 5184 | 2020
430 | N | . | Camino | Sacramento Municipal Util Dist | 16534 | CA | PACC | WECC |  | 22 | 1 | Electric Utility | HY | WAT | HYC |  |  |  | 0 | 0 | 0 | 0 | 0 | 0 | 0 | 0 | 0 | 0 | 0 | 0 | 0 | 0 | 0 | 0 | 0 | 0 | 0 | 0 | 0 | 0 | 0 | 0 | 0 | 0 | 0 | 0 | 0 | 0 | 0 | 0 | 0 | 0 | 0 | 0 | 33218 | 42293 | 52849 | 97753 | 49897 | 109649 | 210310 | 323700 | 132364 | 127765 | 96859 | 508 | 33218 | 42293 | 52849 | 97753 | 49897 | 109649 | 210310 | 323700 | 132364 | 127765 | 96859 | 508 | 3792 | 4828 | 6033 | 11159 | 5696 | 12517 | 24008 | 36952 | 15110 | 14585 | 11057 | 58 | 0 | 0 | 1277165 | 1277165 | 145795 | 2020
431 | N | . | Jaybird | Sacramento Municipal Util Dist | 16534 | CA | PACC | WECC |  | 22 | 1 | Electric Utility | HY | WAT | HYC |  |  |  | 0 | 0 | 0 | 0 | 0 | 0 | 0 | 0 | 0 | 0 | 0 | 0 | 0 | 0 | 0 | 0 | 0 | 0 | 0 | 0 | 0 | 0 | 0 | 0 | 0 | 0 | 0 | 0 | 0 | 0 | 0 | 0 | 0 | 0 | 0 | 0 | 52753 | 69616 | 84096 | 64439 | 74723 | 230125 | 358722 | 541123 | 267583 | 255433 | 217686 | 147913 | 52753 | 69616 | 84096 | 64439 | 74723 | 230125 | 358722 | 541123 | 267583 | 255433 | 217686 | 147913 | 6022 | 7947 | 9600 | 7356 | 8530 | 26270 | 40950 | 61772 | 30546 | 29159 | 24850 | 16885 | 0 | 0 | 2364212 | 2364212 | 269887 | 2020
432 | N | . | Loon Lake | Sacramento Municipal Util Dist | 16534 | CA | PACC | WECC |  | 22 | 1 | Electric Utility | HY | WAT | HYC |  |  |  | 0 | 0 | 0 | 0 | 0 | 0 | 0 | 0 | 0 | 0 | 0 | 0 | 0 | 0 | 0 | 0 | 0 | 0 | 0 | 0 | 0 | 0 | 0 | 0 | 0 | 0 | 0 | 0 | 0 | 0 | 0 | 0 | 0 | 0 | 0 | 0 | 29206 | 21789 | 23068 | 33862 | 46378 | 43333 | 45816 | 46166 | 32153 | 26442 | 19999 | 16474 | 29206 | 21789 | 23068 | 33862 | 46378 | 43333 | 45816 | 46166 | 32153 | 26442 | 19999 | 16474 | 3334.029 | 2487.375 | 2633.343 | 3865.485 | 5294.236 | 4946.745 | 5230.111 | 5270.145 | 3670.46 | 3018.53 | 2282.967 | 1880.574 | 0 | 0 | 384686 | 384686 | 43914 | 2020
433 | N | . | Robbs Peak | Sacramento Municipal Util Dist | 16534 | CA | PACC | WECC |  | 22 | 1 | Electric Utility | HY | WAT | HYC |  |  |  | 0 | 0 | 0 | 0 | 0 | 0 | 0 | 0 | 0 | 0 | 0 | 0 | 0 | 0 | 0 | 0 | 0 | 0 | 0 | 0 | 0 | 0 | 0 | 0 | 0 | 0 | 0 | 0 | 0 | 0 | 0 | 0 | 0 | 0 | 0 | 0 | 14127 | 10539 | 11158 | 16379 | 22433 | 20960 | 22161 | 22331 | 15552 | 12790 | 9673 | 7968 | 14127 | 10539 | 11158 | 16379 | 22433 | 20960 | 22161 | 22331 | 15552 | 12790 | 9673 | 7968 | 1612.654 | 1203.132 | 1273.736 | 1869.717 | 2560.798 | 2392.718 | 2529.781 | 2549.145 | 1775.384 | 1460.049 | 1104.261 | 909.625 | 0 | 0 | 186071 | 186071 | 21241 | 2020
435 | N | . | White Rock/Slab Creek | Sacramento Municipal Util Dist | 16534 | CA | PACC | WECC |  | 22 | 1 | Electric Utility | HY | WAT | HYC |  |  |  | 0 | 0 | 0 | 0 | 0 | 0 | 0 | 0 | 0 | 0 | 0 | 0 | 0 | 0 | 0 | 0 | 0 | 0 | 0 | 0 | 0 | 0 | 0 | 0 | 0 | 0 | 0 | 0 | 0 | 0 | 0 | 0 | 0 | 0 | 0 | 0 | 0 | 0 | 0 | 283228 | 354824 | 191581 | 169471 | 256160 | 127870 | 106224 | 59419 | 51631 | 0 | 0 | 0 | 283228 | 354824 | 191581 | 169471 | 256160 | 127870 | 106224 | 59419 | 51631 | 0 | 0 | 0 | 32332 | 40505 | 21870 | 19346 | 29242 | 14597 | 12126 | 6783 | 5894 | 0 | 0 | 1600408 | 1600408 | 182695 | 2020
436 | N | . | Devil Canyon | California Dept. of Water Resources | 3255 | CA | PACC | WECC |  | 22 | 1 | Electric Utility | HY | WAT | HYC |  |  |  | 0 | 0 | 0 | 0 | 0 | 0 | 0 | 0 | 0 | 0 | 0 | 0 | 0 | 0 | 0 | 0 | 0 | 0 | 0 | 0 | 0 | 0 | 0 | 0 | 0 | 0 | 0 | 0 | 0 | 0 | 0 | 0 | 0 | 0 | 0 | 0 | 376566 | 603748 | 356041 | 109342 | 162533 | 266348 | 258271 | 309132 | 252332 | 220866 | 295011 | 154272 | 376566 | 603748 | 356041 | 109342 | 162533 | 266348 | 258271 | 309132 | 252332 | 220866 | 295011 | 154272 | 42987 | 68921 | 40644 | 12482 | 18554 | 30405 | 29483 | 35289 | 28805 | 25213 | 33677 | 17611 | 0 | 0 | 3364462 | 3364462 | 384071 | 2020
437 | N | . | Edward C Hyatt | California Dept. of Water Resources | 3255 | CA | PACC | WECC |  | 22 | 1 | Electric Utility | HY | WAT | HYC |  |  |  | 0 | 0 | 0 | 0 | 0 | 0 | 0 | 0 | 0 | 0 | 0 | 0 | 0 | 0 | 0 | 0 | 0 | 0 | 0 | 0 | 0 | 0 | 0 | 0 | 0 | 0 | 0 | 0 | 0 | 0 | 0 | 0 | 0 | 0 | 0 | 0 | 654863 | 447636 | 457990 | 511645 | 1310759 | 1638996 | 1743757 | 1155716 | 705198 | 786306 | 491778 | 380788 | 654863 | 447636 | 457990 | 511645 | 1310759 | 1638996 | 1743757 | 1155716 | 705198 | 786306 | 491778 | 380788 | 74756 | 51100 | 52282 | 58407 | 149630 | 187100 | 199059 | 131931 | 80502 | 89761 | 56139 | 43469 | 0 | 0 | 10285432 | 10285432 | 1174136 | 2020
437 | N | . | Edward C Hyatt | California Dept. of Water Resources | 3255 | CA | PACC | WECC |  | 22 | 1 | Electric Utility | PS | WAT | HPS |  |  | megawatthours | 0 | 0 | 0 | 0 | 0 | 0 | 0 | 0 | 0 | 0 | 0 | 0 | 0 | 0 | 0 | 0 | 0 | 0 | 0 | 0 | 0 | 0 | 0 | 0 | 0 | 0 | 0 | 0 | 0 | 0 | 0 | 0 | 0 | 0 | 0 | 0 | 0 | 0 | 0 | 0 | 0 | 0 | 0 | 0 | 0 | 0 | 0 | 0 | 0 | 0 | 0 | 0 | 0 | 0 | 0 | 0 | 0 | 0 | 0 | 0 | 0 | 0 | 0 | 0 | 0 | 0 | 0 | 0 | 0 | 0 | 0 | 0 | 0 | 0 | 0 | 0 | 0 | 2020
438 | N | . | Thermalito | California Dept. of Water Resources | 3255 | CA | PACC | WECC |  | 22 | 1 | Electric Utility | HY | WAT | HYC |  |  |  | . | . | . | . | . | . | . | . | 0 | 0 | 0 | 0 | . | . | . | . | . | . | . | . | 0 | 0 | 0 | 0 | . | . | . | . | . | . | . | . | 0 | 0 | 0 | 0 | . | . | . | . | . | . | . | . | 85927 | 112838 | 153791 | 68705 | . | . | . | . | . | . | . | . | 85927 | 112838 | 153791 | 68705 | . | . | . | . | . | . | . | . | 9809 | 12881 | 17556 | 7843 | 0 | 0 | 421261 | 421261 | 48089 | 2020
438 | N | . | Thermalito | California Dept. of Water Resources | 3255 | CA | PACC | WECC |  | 22 | 1 | Electric Utility | PS | WAT | HPS |  |  | megawatthours | . | . | . | . | . | . | . | . | 0 | 0 | 0 | 0 | . | . | . | . | . | . | . | . | 0 | 0 | 0 | 0 | . | . | . | . | . | . | . | . | 0 | 0 | 0 | 0 | . | . | . | . | . | . | . | . | 0 | 0 | 0 | 0 | . | . | . | . | . | . | . | . | 0 | 0 | 0 | 0 | . | . | . | . | . | . | . | . | 0 | 0 | 0 | 0 | 0 | 0 | 0 | 0 | 0 | 2020
439 | N | . | Don Pedro | Turlock Irrigation District | 19281 | CA | PACC | WECC |  | 22 | 1 | Electric Utility | HY | WAT | HYC |  |  |  | 0 | 0 | 0 | 0 | 0 | 0 | 0 | 0 | 0 | 0 | 0 | 0 | 0 | 0 | 0 | 0 | 0 | 0 | 0 | 0 | 0 | 0 | 0 | 0 | 0 | 0 | 0 | 0 | 0 | 0 | 0 | 0 | 0 | 0 | 0 | 0 | 95913 | 59577 | 182576 | 265568 | 316035 | 311234 | 370609 | 309640 | 168621 | 0 | 8620 | 30117 | 95913 | 59577 | 182576 | 265568 | 316035 | 311234 | 370609 | 309640 | 168621 | 0 | 8620 | 30117 | 10949 | 6801 | 20842 | 30316 | 36077 | 35529 | 42307 | 35347 | 19249 | -117 | 984 | 3438 | 0 | 0 | 2118510 | 2118510 | 241722 | 2020
440 | N | . | La Grange | Turlock Irrigation District | 19281 | CA | PACC | WECC |  | 22 | 1 | Electric Utility | HY | WAT | HYC |  |  |  | 0 | 0 | 0 | 0 | 0 | 0 | 0 | 0 | 0 | 0 | 0 | 0 | 0 | 0 | 0 | 0 | 0 | 0 | 0 | 0 | 0 | 0 | 0 | 0 | 0 | 0 | 0 | 0 | 0 | 0 | 0 | 0 | 0 | 0 | 0 | 0 | 9074 | 6769 | 7167 | 10520 | 14408 | 13463 | 14234 | 14343 | 9989 | 8215 | 6213 | 5118 | 9074 | 6769 | 7167 | 10520 | 14408 | 13463 | 14234 | 14343 | 9989 | 8215 | 6213 | 5118 | 1035.801 | 772.766 | 818.115 | 1200.911 | 1644.789 | 1536.832 | 1624.867 | 1637.304 | 1140.322 | 937.783 | 709.262 | 584.248 | 0 | 0 | 119513 | 119513 | 13643 | 2020
441 | N | . | Folsom | U S Bureau of Reclamation | 2518 | CA | PACC | WECC |  | 22 | 1 | Electric Utility | HY | WAT | HYC |  |  |  | 0 | 0 | 0 | 0 | 0 | 0 | 0 | 0 | 0 | 0 | 0 | 0 | 0 | 0 | 0 | 0 | 0 | 0 | 0 | 0 | 0 | 0 | 0 | 0 | 0 | 0 | 0 | 0 | 0 | 0 | 0 | 0 | 0 | 0 | 0 | 0 | 286531 | 232429 | 220673 | 193412 | 217038 | 398501 | 551968 | 367421 | 253182 | 201900 | 92891 | 143559 | 286531 | 232429 | 220673 | 193412 | 217038 | 398501 | 551968 | 367421 | 253182 | 201900 | 92891 | 143559 | 32709 | 26533 | 25191 | 22079 | 24776 | 45491 | 63010 | 41943 | 28902 | 23048 | 10604 | 16388 | 0 | 0 | 3159505 | 3159505 | 360674 | 2020
442 | N | . | Judge F Carr | U S Bureau of Reclamation | 2518 | CA | PACC | WECC |  | 22 | 1 | Electric Utility | HY | WAT | HYC |  |  |  | 0 | 0 | 0 | 0 | 0 | 0 | 0 | 0 | 0 | 0 | 0 | 0 | 0 | 0 | 0 | 0 | 0 | 0 | 0 | 0 | 0 | 0 | 0 | 0 | 0 | 0 | 0 | 0 | 0 | 0 | 0 | 0 | 0 | 0 | 0 | 0 | 32622 | 14752 | 366098 | 537785 | 450404 | 480390 | 503280 | 512399 | 518723 | 150041 | 79208 | 88967 | 32622 | 14752 | 366098 | 537785 | 450404 | 480390 | 503280 | 512399 | 518723 | 150041 | 79208 | 88967 | 3724 | 1684 | 41792 | 61391 | 51416 | 54839 | 57452 | 58493 | 59215 | 17128 | 9042 | 10156 | 0 | 0 | 3734669 | 3734669 | 426332 | 2020
443 | N | . | Keswick | U S Bureau of Reclamation | 2518 | CA | PACC | WECC |  | 22 | 1 | Electric Utility | HY | WAT | HYC |  |  |  | 0 | 0 | 0 | 0 | 0 | 0 | 0 | 0 | 0 | 0 | 0 | 0 | 0 | 0 | 0 | 0 | 0 | 0 | 0 | 0 | 0 | 0 | 0 | 0 | 0 | 0 | 0 | 0 | 0 | 0 | 0 | 0 | 0 | 0 | 0 | 0 | 182366 | 135964 | 177793 | 236739 | 346651 | 354289 | 361464 | 363198 | 242652 | 197494 | 159222 | 114905 | 182366 | 135964 | 177793 | 236739 | 346651 | 354289 | 361464 | 363198 | 242652 | 197494 | 159222 | 114905 | 20818 | 15521 | 20296 | 27025 | 39572 | 40444 | 41263 | 41461 | 27700 | 22545 | 18176 | 13117 | 0 | 0 | 2872737 | 2872737 | 327938 | 2020
444 | N | . | Nimbus | U S Bureau of Reclamation | 2518 | CA | PACC | WECC |  | 22 | 1 | Electric Utility | HY | WAT | HYC |  |  |  | 0 | 0 | 0 | 0 | 0 | 0 | 0 | 0 | 0 | 0 | 0 | 0 | 0 | 0 | 0 | 0 | 0 | 0 | 0 | 0 | 0 | 0 | 0 | 0 | 0 | 0 | 0 | 0 | 0 | 0 | 0 | 0 | 0 | 0 | 0 | 0 | 31376 | 23408 | 24782 | 36377 | 49823 | 46552 | 49219 | 49596 | 34542 | 28406 | 21484 | 17698 | 31376 | 23408 | 24782 | 36377 | 49823 | 46552 | 49219 | 49596 | 34542 | 28406 | 21484 | 17698 | 3581.685 | 2672.141 | 2828.952 | 4152.619 | 5687.5 | 5314.197 | 5618.612 | 5661.62 | 3943.107 | 3242.751 | 2452.55 | 2020.266 | 0 | 0 | 413263 | 413263 | 47176 | 2020
445 | N | . | Shasta | U S Bureau of Reclamation | 2518 | CA | PACC | WECC |  | 22 | 1 | Electric Utility | HY | WAT | HYC |  |  |  | 0 | 0 | 0 | 0 | 0 | 0 | 0 | 0 | 0 | 0 | 0 | 0 | 0 | 0 | 0 | 0 | 0 | 0 | 0 | 0 | 0 | 0 | 0 | 0 | 0 | 0 | 0 | 0 | 0 | 0 | 0 | 0 | 0 | 0 | 0 | 0 | 1009327 | 838341 | 828670 | 1051910 | 1734296 | 2114217 | 2208930 | 1586445 | 989591 | 919704 | 782137 | 574095 | 1009327 | 838341 | 828670 | 1051910 | 1734296 | 2114217 | 2208930 | 1586445 | 989591 | 919704 | 782137 | 574095 | 115220 | 95701 | 94597 | 120081 | 197979 | 241349 | 252161 | 181101 | 112967 | 104989 | 89285 | 65536 | 0 | 0 | 14637663 | 14637663 | 1670966 | 2020
446 | N | . | ONeill | U S Bureau of Reclamation | 2518 | CA | PACC | WECC |  | 22 | 1 | Electric Utility | PS | WAT | HPS |  |  | megawatthours | 12633 | 2756 | 7033 | 4390 | 1 | 1146 | 3196 | 5313 | 5868 | 4319 | 1603 | 1684 | 12633 | 2756 | 7033 | 4390 | 1 | 1146 | 3196 | 5313 | 5868 | 4319 | 1603 | 1684 | 0 | 0 | 0 | 0 | 0 | 0 | 0 | 0 | 0 | 0 | 0 | 0 | 0 | 0 | 0 | 0 | 0 | 0 | 0 | 0 | 0 | 0 | 0 | 0 | 0 | 0 | 0 | 0 | 0 | 0 | 0 | 0 | 0 | 0 | 0 | 0 | -12633 | -1450 | -7022 | -4175 | 1466 | -565 | -3119 | -5115 | -5702 | -4316 | -1400 | -1621 | 49942 | 49942 | 0 | 0 | -45652 | 2020
447 | N | . | Parker Dam | U S Bureau of Reclamation | 2518 | CA | PACC | WECC |  | 22 | 1 | Electric Utility | HY | WAT | HYC |  |  |  | 0 | 0 | 0 | 0 | 0 | 0 | 0 | 0 | 0 | 0 | 0 | 0 | 0 | 0 | 0 | 0 | 0 | 0 | 0 | 0 | 0 | 0 | 0 | 0 | 0 | 0 | 0 | 0 | 0 | 0 | 0 | 0 | 0 | 0 | 0 | 0 | 190915 | 243694 | 261495 | 387849 | 452331 | 425937 | 423712 | 392606 | 328789 | 280250 | 207796 | 171495 | 190915 | 243694 | 261495 | 387849 | 452331 | 425937 | 423712 | 392606 | 328789 | 280250 | 207796 | 171495 | 21794 | 27819 | 29851 | 44275 | 51636 | 48623 | 48369 | 44818 | 37533 | 31992 | 23721 | 19577 | 0 | 0 | 3766869 | 3766869 | 430008 | 2020
448 | N | . | W R Gianelli | California Dept. of Water Resources | 3255 | CA | PACC | WECC |  | 22 | 1 | Electric Utility | PS | WAT | HPS |  |  | megawatthours | 77390 | 8390 | 42040 | 18740 | 0 | 0 | 3000 | 21580 | 12200 | 1490 | 8620 | 12850 | 77390 | 8390 | 42040 | 18740 | 0 | 0 | 3000 | 21580 | 12200 | 1490 | 8620 | 12850 | 0 | 0 | 0 | 0 | 0 | 0 | 0 | 0 | 0 | 0 | 0 | 0 | 0 | 0 | 0 | 0 | 0 | 0 | 0 | 0 | 0 | 0 | 0 | 0 | 0 | 0 | 0 | 0 | 0 | 0 | 0 | 0 | 0 | 0 | 0 | 0 | -77390 | 21290 | -37670 | -7520 | 45320 | 46380 | 16360 | -12610 | -6710 | 4820 | -5290 | -11360 | 206300 | 206300 | 0 | 0 | -24380 | 2020
450 | N | . | Spring Creek | U S Bureau of Reclamation | 2518 | CA | PACC | WECC |  | 22 | 1 | Electric Utility | HY | WAT | HYC |  |  |  | 0 | 0 | 0 | 0 | 0 | 0 | 0 | 0 | 0 | 0 | 0 | 0 | 0 | 0 | 0 | 0 | 0 | 0 | 0 | 0 | 0 | 0 | 0 | 0 | 0 | 0 | 0 | 0 | 0 | 0 | 0 | 0 | 0 | 0 | 0 | 0 | 37493 | 4617 | 286566 | 448678 | 407901 | 436774 | 453076 | 439980 | 449309 | 202417 | 27428 | 16644 | 37493 | 4617 | 286566 | 448678 | 407901 | 436774 | 453076 | 439980 | 449309 | 202417 | 27428 | 16644 | 4280 | 527 | 32713 | 51219 | 46564 | 49860 | 51721 | 50226 | 51291 | 23107 | 3131 | 1900 | 0 | 0 | 3210883 | 3210883 | 366539 | 2020
451 | N | . | Trinity | U S Bureau of Reclamation | 2518 | CA | PACC | WECC |  | 22 | 1 | Electric Utility | HY | WAT | HYC |  |  |  | 0 | 0 | 0 | 0 | 0 | 0 | 0 | 0 | 0 | 0 | 0 | 0 | 0 | 0 | 0 | 0 | 0 | 0 | 0 | 0 | 0 | 0 | 0 | 0 | 0 | 0 | 0 | 0 | 0 | 0 | 0 | 0 | 0 | 0 | 0 | 0 | 71779 | 56572 | 312198 | 566334 | 514186 | 472322 | 417808 | 418816 | 418562 | 161272 | 57159 | 112785 | 71779 | 56572 | 312198 | 566334 | 514186 | 472322 | 417808 | 418816 | 418562 | 161272 | 57159 | 112785 | 8194 | 6458 | 35639 | 64650 | 58697 | 53918 | 47695 | 47810 | 47781 | 18410 | 6525 | 12875 | 0 | 0 | 3579793 | 3579793 | 408652 | 2020
454 | N | . | Colgate | Yuba County Water Agency | 21140 | CA | PACC | WECC |  | 22 | 1 | Electric Utility | HY | WAT | HYC |  |  |  | 0 | 0 | 0 | 0 | 0 | 0 | 0 | 0 | 0 | 0 | 0 | 0 | 0 | 0 | 0 | 0 | 0 | 0 | 0 | 0 | 0 | 0 | 0 | 0 | 0 | 0 | 0 | 0 | 0 | 0 | 0 | 0 | 0 | 0 | 0 | 0 | 521089 | 351039 | 248898 | 241408 | 500494 | 718162 | 1015696 | 1040811 | 417029 | 591256 | 489255 | 412614 | 521089 | 351039 | 248898 | 241408 | 500494 | 718162 | 1015696 | 1040811 | 417029 | 591256 | 489255 | 412614 | 59485 | 40073 | 28413 | 27558 | 57134 | 81982 | 115947 | 118814 | 47606 | 67495 | 55851 | 47102 | 0 | 0 | 6547751 | 6547751 | 747460 | 2020
455 | N | . | Narrows 2 | Yuba County Water Agency | 21140 | CA | PACC | WECC |  | 22 | 1 | Electric Utility | HY | WAT | HYC |  |  |  | 0 | 0 | 0 | 0 | 0 | 0 | 0 | 0 | 0 | 0 | 0 | 0 | 0 | 0 | 0 | 0 | 0 | 0 | 0 | 0 | 0 | 0 | 0 | 0 | 0 | 0 | 0 | 0 | 0 | 0 | 0 | 0 | 0 | 0 | 0 | 0 | 77991 | 58185 | 61600 | 90423 | 123844 | 115716 | 122344 | 123281 | 85861 | 70610 | 53404 | 43991 | 77991 | 58185 | 61600 | 90423 | 123844 | 115716 | 122344 | 123281 | 85861 | 70610 | 53404 | 43991 | 8903.04 | 6642.177 | 7031.962 | 10322.219 | 14137.493 | 13209.569 | 13966.258 | 14073.162 | 9801.433 | 8060.549 | 6096.335 | 5021.803 | 0 | 0 | 1027250 | 1027250 | 117266 | 2020
457 | N | . | Bear Valley | City of Escondido - (CA) | 5969 | CA | PACC | WECC |  | 22 | 1 | Electric Utility | HY | WAT | HYC |  |  |  | 0 | 0 | 0 | 0 | 0 | 0 | 0 | 0 | 0 | 0 | 0 | 0 | 0 | 0 | 0 | 0 | 0 | 0 | 0 | 0 | 0 | 0 | 0 | 0 | 0 | 0 | 0 | 0 | 0 | 0 | 0 | 0 | 0 | 0 | 0 | 0 | 1005 | 750 | 794 | 1165 | 1596 | 1491 | 1576 | 1589 | 1106 | 910 | 688 | 567 | 1005 | 750 | 794 | 1165 | 1596 | 1491 | 1576 | 1589 | 1106 | 910 | 688 | 567 | 114.718 | 85.586 | 90.608 | 133.004 | 182.165 | 170.208 | 179.959 | 181.336 | 126.294 | 103.862 | 78.553 | 64.707 | 0 | 0 | 13237 | 13237 | 1511 | 2020
479 | N | . | Temescal | Metropolitan Water District of S CA | 12397 | CA | PACC | WECC |  | 22 | 1 | Electric Utility | HY | WAT | HYC |  |  |  | 0 | 0 | 0 | 0 | 0 | 0 | 0 | 0 | 0 | 0 | 0 | 0 | 0 | 0 | 0 | 0 | 0 | 0 | 0 | 0 | 0 | 0 | 0 | 0 | 0 | 0 | 0 | 0 | 0 | 0 | 0 | 0 | 0 | 0 | 0 | 0 | 5592 | 4172 | 4417 | 6483 | 8880 | 8297 | 8772 | 8839 | 6156 | 5063 | 3829 | 3154 | 5592 | 4172 | 4417 | 6483 | 8880 | 8297 | 8772 | 8839 | 6156 | 5063 | 3829 | 3154 | 638.35 | 476.246 | 504.193 | 740.106 | 1013.662 | 947.129 | 1001.384 | 1009.049 | 702.765 | 577.943 | 437.109 | 360.064 | 0 | 0 | 73654 | 73654 | 8408 | 2020
480 | N | . | Corona | Metropolitan Water District of S CA | 12397 | CA | PACC | WECC |  | 22 | 1 | Electric Utility | HY | WAT | HYC |  |  |  | 0 | 0 | 0 | 0 | 0 | 0 | 0 | 0 | 0 | 0 | 0 | 0 | 0 | 0 | 0 | 0 | 0 | 0 | 0 | 0 | 0 | 0 | 0 | 0 | 0 | 0 | 0 | 0 | 0 | 0 | 0 | 0 | 0 | 0 | 0 | 0 | 7505 | 5599 | 5927 | 8701 | 11917 | 11135 | 11773 | 11863 | 8262 | 6795 | 5139 | 4233 | 7505 | 5599 | 5927 | 8701 | 11917 | 11135 | 11773 | 11863 | 8262 | 6795 | 5139 | 4233 | 856.7 | 639.148 | 676.655 | 993.262 | 1360.39 | 1271.1 | 1343.913 | 1354.2 | 943.15 | 775.632 | 586.624 | 483.226 | 0 | 0 | 98849 | 98849 | 11284 | 2020
481 | N | . | Perris | Metropolitan Water District of S CA | 12397 | CA | PACC | WECC |  | 22 | 1 | Electric Utility | HY | WAT | HYC |  |  |  | 0 | 0 | 0 | 0 | 0 | 0 | 0 | 0 | 0 | 0 | 0 | 0 | 0 | 0 | 0 | 0 | 0 | 0 | 0 | 0 | 0 | 0 | 0 | 0 | 0 | 0 | 0 | 0 | 0 | 0 | 0 | 0 | 0 | 0 | 0 | 0 | 92 | 68 | 72 | 106 | 146 | 136 | 144 | 145 | 101 | 83 | 63 | 52 | 92 | 68 | 72 | 106 | 146 | 136 | 144 | 145 | 101 | 83 | 63 | 52 | 10.478 | 7.817 | 8.275 | 12.147 | 16.637 | 15.545 | 16.436 | 16.561 | 11.534 | 9.486 | 7.174 | 5.91 | 0 | 0 | 1208 | 1208 | 138 | 2020
482 | N | . | Rio Hondo | Metropolitan Water District of S CA | 12397 | CA | PACC | WECC |  | 22 | 1 | Electric Utility | HY | WAT | HYC |  |  |  | 0 | 0 | 0 | 0 | 0 | 0 | 0 | 0 | 0 | 0 | 0 | 0 | 0 | 0 | 0 | 0 | 0 | 0 | 0 | 0 | 0 | 0 | 0 | 0 | 0 | 0 | 0 | 0 | 0 | 0 | 0 | 0 | 0 | 0 | 0 | 0 | 0 | 0 | 0 | 0 | 0 | 0 | 0 | 0 | 0 | 0 | 0 | 0 | 0 | 0 | 0 | 0 | 0 | 0 | 0 | 0 | 0 | 0 | 0 | 0 | 0 | 0 | 0 | 0 | 0 | 0 | 0 | 0 | 0 | 0 | 0 | 0 | 0 | 0 | 0 | 0 | 0 | 2020
483 | N | . | Coyote Creek | Metropolitan Water District of S CA | 12397 | CA | PACC | WECC |  | 22 | 1 | Electric Utility | HY | WAT | HYC |  |  |  | 0 | 0 | 0 | 0 | 0 | 0 | 0 | 0 | 0 | 0 | 0 | 0 | 0 | 0 | 0 | 0 | 0 | 0 | 0 | 0 | 0 | 0 | 0 | 0 | 0 | 0 | 0 | 0 | 0 | 0 | 0 | 0 | 0 | 0 | 0 | 0 | 0 | 0 | 0 | 0 | 0 | 0 | 0 | 0 | 0 | 0 | 0 | 0 | 0 | 0 | 0 | 0 | 0 | 0 | 0 | 0 | 0 | 0 | 0 | 0 | 0 | 0 | 0 | 0 | 0 | 0 | 0 | 0 | 0 | 0 | 0 | 0 | 0 | 0 | 0 | 0 | 0 | 2020
484 | N | . | Red Mountain | Metropolitan Water District of S CA | 12397 | CA | PACC | WECC |  | 22 | 1 | Electric Utility | HY | WAT | HYC |  |  |  | 0 | 0 | 0 | 0 | 0 | 0 | 0 | 0 | 0 | 0 | 0 | 0 | 0 | 0 | 0 | 0 | 0 | 0 | 0 | 0 | 0 | 0 | 0 | 0 | 0 | 0 | 0 | 0 | 0 | 0 | 0 | 0 | 0 | 0 | 0 | 0 | 0 | 0 | 0 | 0 | 0 | 0 | 0 | 0 | 0 | 0 | 0 | 0 | 0 | 0 | 0 | 0 | 0 | 0 | 0 | 0 | 0 | 0 | 0 | 0 | 0 | 0 | 0 | 0 | 0 | 0 | 0 | 0 | 0 | 0 | 0 | 0 | 0 | 0 | 0 | 0 | 0 | 2020
487 | N | . | Valley View | Metropolitan Water District of S CA | 12397 | CA | PACC | WECC |  | 22 | 1 | Electric Utility | HY | WAT | HYC |  |  |  | 0 | 0 | 0 | 0 | 0 | 0 | 0 | 0 | 0 | 0 | 0 | 0 | 0 | 0 | 0 | 0 | 0 | 0 | 0 | 0 | 0 | 0 | 0 | 0 | 0 | 0 | 0 | 0 | 0 | 0 | 0 | 0 | 0 | 0 | 0 | 0 | 0 | 0 | 0 | 0 | 0 | 0 | 0 | 0 | 0 | 0 | 0 | 0 | 0 | 0 | 0 | 0 | 0 | 0 | 0 | 0 | 0 | 0 | 0 | 0 | 0 | 0 | 0 | 0 | 0 | 0 | 0 | 0 | 0 | 0 | 0 | 0 | 0 | 0 | 0 | 0 | 0 | 2020
489 | N | . | Upper Dawson | Turlock Irrigation District | 19281 | CA | PACC | WECC |  | 22 | 1 | Electric Utility | HY | WAT | HYC |  |  |  | 0 | 0 | 0 | 0 | 0 | 0 | 0 | 0 | 0 | 0 | 0 | 0 | 0 | 0 | 0 | 0 | 0 | 0 | 0 | 0 | 0 | 0 | 0 | 0 | 0 | 0 | 0 | 0 | 0 | 0 | 0 | 0 | 0 | 0 | 0 | 0 | 5513 | 4113 | 4355 | 6392 | 8755 | 8180 | 8649 | 8715 | 6070 | 4992 | 3775 | 3110 | 5513 | 4113 | 4355 | 6392 | 8755 | 8180 | 8649 | 8715 | 6070 | 4992 | 3775 | 3110 | 629.392 | 469.562 | 497.117 | 729.719 | 999.436 | 933.837 | 987.33 | 994.888 | 692.902 | 569.832 | 430.974 | 355.011 | 0 | 0 | 72619 | 72619 | 8290 | 2020
510 | N | . | Sonoma California Geothermal | Geysers Power Co LLC | 7160 | CA | PACC | WECC |  | 22 | 2 | NAICS-22 Non-Cogen | ST | GEO | GEO |  |  |  | 0 | 0 | 0 | 0 | 0 | 0 | 0 | 0 | 0 | 0 | 0 | 0 | 0 | 0 | 0 | 0 | 0 | 0 | 0 | 0 | 0 | 0 | 0 | 0 | 0 | 0 | 0 | 0 | 0 | 0 | 0 | 0 | 0 | 0 | 0 | 0 | 247752 | 271567 | 344557 | 331101 | 328029 | 305525 | 330206 | 331334 | 311002 | 298744 | 328728 | 321864 | 247752 | 271567 | 344557 | 331101 | 328029 | 305525 | 330206 | 331334 | 311002 | 298744 | 328728 | 321864 | 28282.175 | 31000.827 | 39333.026 | 37796.939 | 37446.237 | 34877.31 | 37694.783 | 37823.571 | 35502.501 | 34103.141 | 37526.018 | 36742.472 | 0 | 0 | 3750409 | 3750409 | 428129 | 2020
531 | N | . | Camp Far West | Sacramento Municipal Util Dist | 16534 | CA | PACC | WECC |  | 22 | 1 | Electric Utility | HY | WAT | HYC |  |  |  | 0 | 0 | 0 | 0 | 0 | 0 | 0 | 0 | 0 | 0 | 0 | 0 | 0 | 0 | 0 | 0 | 0 | 0 | 0 | 0 | 0 | 0 | 0 | 0 | 0 | 0 | 0 | 0 | 0 | 0 | 0 | 0 | 0 | 0 | 0 | 0 | 8587 | 6406 | 6782 | 9956 | 13635 | 12740 | 13470 | 13573 | 9453 | 7774 | 5880 | 4843 | 8587 | 6406 | 6782 | 9956 | 13635 | 12740 | 13470 | 13573 | 9453 | 7774 | 5880 | 4843 | 980.226 | 731.304 | 774.22 | 1136.477 | 1556.54 | 1454.375 | 1537.687 | 1549.457 | 1079.139 | 887.467 | 671.207 | 552.901 | 0 | 0 | 113099 | 113099 | 12911 | 2020
534 | N | . | Jones Fork | Sacramento Municipal Util Dist | 16534 | CA | PACC | WECC |  | 22 | 1 | Electric Utility | HY | WAT | HYC |  |  |  | 0 | 0 | 0 | 0 | 0 | 0 | 0 | 0 | 0 | 0 | 0 | 0 | 0 | 0 | 0 | 0 | 0 | 0 | 0 | 0 | 0 | 0 | 0 | 0 | 0 | 0 | 0 | 0 | 0 | 0 | 0 | 0 | 0 | 0 | 0 | 0 | 281 | 210 | 222 | 326 | 447 | 417 | 441 | 445 | 310 | 255 | 193 | 159 | 281 | 210 | 222 | 326 | 447 | 417 | 441 | 445 | 310 | 255 | 193 | 159 | 32.113 | 23.96 | 25.366 | 37.234 | 50.997 | 47.649 | 50.379 | 50.764 | 35.356 | 29.076 | 21.991 | 18.115 | 0 | 0 | 3706 | 3706 | 423 | 2020
535 | N | . | McClellan (CA) | Sacramento Municipal Util Dist | 16534 | CA | PACC | WECC |  | 22 | 1 | Electric Utility | GT | NG | NG |  |  | mcf | 1371 | 1213 | 1348 | 953 | 896 | 1260 | 1763 | 2190 | 1908 | 1982 | 1584 | 1756 | 1371 | 1213 | 1348 | 953 | 896 | 1260 | 1763 | 2190 | 1908 | 1982 | 1584 | 1756 | 1.02 | 1.02 | 1.02 | 1.02 | 1.02 | 1.02 | 1.02 | 1.02 | 1.02 | 1.02 | 1.02 | 1.02 | 1398 | 1237 | 1375 | 972 | 914 | 1285 | 1798 | 2234 | 1946 | 2022 | 1616 | 1791 | 1398 | 1237 | 1375 | 972 | 914 | 1285 | 1798 | 2234 | 1946 | 2022 | 1616 | 1791 | 111.084 | 98.272 | 109.137 | 77.146 | 72.535 | 102.047 | 142.754 | 177.409 | 154.56 | 160.555 | 128.282 | 142.219 | 18224 | 18224 | 18588 | 18588 | 1476 | 2020
585 | N | . | Drop 1 | Imperial Irrigation District | 9216 | CA | PACC | WECC |  | 22 | 1 | Electric Utility | HY | WAT | HYC |  |  |  | 0 | 0 | 0 | 0 | 0 | 0 | 0 | 0 | 0 | 0 | 0 | 0 | 0 | 0 | 0 | 0 | 0 | 0 | 0 | 0 | 0 | 0 | 0 | 0 | 0 | 0 | 0 | 0 | 0 | 0 | 0 | 0 | 0 | 0 | 0 | 0 | 8137 | 6071 | 6427 | 9434 | 12921 | 12073 | 12765 | 12863 | 8958 | 7367 | 5572 | 4590 | 8137 | 6071 | 6427 | 9434 | 12921 | 12073 | 12765 | 12863 | 8958 | 7367 | 5572 | 4590 | 928.902 | 693.014 | 733.683 | 1076.973 | 1475.042 | 1378.226 | 1457.176 | 1468.33 | 1022.637 | 841.001 | 636.064 | 523.952 | 0 | 0 | 107178 | 107178 | 12235 | 2020
586 | N | . | East Highline | Imperial Irrigation District | 9216 | CA | PACC | WECC |  | 22 | 1 | Electric Utility | HY | WAT | HYC |  |  |  | 0 | 0 | 0 | 0 | 0 | 0 | 0 | 0 | 0 | 0 | 0 | 0 | 0 | 0 | 0 | 0 | 0 | 0 | 0 | 0 | 0 | 0 | 0 | 0 | 0 | 0 | 0 | 0 | 0 | 0 | 0 | 0 | 0 | 0 | 0 | 0 | 1498 | 1118 | 1184 | 1737 | 2379 | 2223 | 2351 | 2369 | 1650 | 1357 | 1026 | 845 | 1498 | 1118 | 1184 | 1737 | 2379 | 2223 | 2351 | 2369 | 1650 | 1357 | 1026 | 845 | 171.052 | 127.614 | 135.103 | 198.318 | 271.62 | 253.792 | 268.33 | 270.384 | 188.312 | 154.865 | 117.127 | 96.483 | 0 | 0 | 19737 | 19737 | 2253 | 2020
626 | N | . | Oak Flat | Pacific Gas & Electric Co. | 14328 | CA | PACC | WECC |  | 22 | 1 | Electric Utility | HY | WAT | HYC |  |  |  | 0 | 0 | 0 | 0 | 0 | 0 | 0 | 0 | 0 | 0 | 0 | 0 | 0 | 0 | 0 | 0 | 0 | 0 | 0 | 0 | 0 | 0 | 0 | 0 | 0 | 0 | 0 | 0 | 0 | 0 | 0 | 0 | 0 | 0 | 0 | 0 | 4158 | 3102 | 3284 | 4821 | 6603 | 6169 | 6523 | 6573 | 4578 | 3765 | 2847 | 2345 | 4158 | 3102 | 3284 | 4821 | 6603 | 6169 | 6523 | 6573 | 4578 | 3765 | 2847 | 2345 | 474.662 | 354.126 | 374.907 | 550.326 | 753.736 | 704.264 | 744.607 | 750.306 | 522.56 | 429.746 | 325.024 | 267.736 | 0 | 0 | 54768 | 54768 | 6252 | 2020
632 | N | . | Newcastle | Pacific Gas & Electric Co. | 14328 | CA | PACC | WECC |  | 22 | 1 | Electric Utility | HY | WAT | HYC |  |  |  | 0 | 0 | 0 | 0 | 0 | 0 | 0 | 0 | 0 | 0 | 0 | 0 | 0 | 0 | 0 | 0 | 0 | 0 | 0 | 0 | 0 | 0 | 0 | 0 | 0 | 0 | 0 | 0 | 0 | 0 | 0 | 0 | 0 | 0 | 0 | 0 | 4903 | 3658 | 3873 | 5684 | 7786 | 7275 | 7691 | 7750 | 5398 | 4439 | 3357 | 2766 | 4903 | 3658 | 3873 | 5684 | 7786 | 7275 | 7691 | 7750 | 5398 | 4439 | 3357 | 2766 | 559.695 | 417.565 | 442.069 | 648.913 | 888.762 | 830.428 | 877.997 | 884.718 | 616.173 | 506.731 | 383.25 | 315.699 | 0 | 0 | 64580 | 64580 | 7372 | 2020
682 | N | . | Kerckhoff 2 | Pacific Gas & Electric Co. | 14328 | CA | PACC | WECC |  | 22 | 1 | Electric Utility | HY | WAT | HYC |  |  |  | 0 | 0 | 0 | 0 | 0 | 0 | 0 | 0 | 0 | 0 | 0 | 0 | 0 | 0 | 0 | 0 | 0 | 0 | 0 | 0 | 0 | 0 | 0 | 0 | 0 | 0 | 0 | 0 | 0 | 0 | 0 | 0 | 0 | 0 | 0 | 0 | 189102 | 82668 | 32272 | 248521 | 627759 | 252954 | 148351 | 243528 | 50028 | 161447 | 122290 | 52989 | 189102 | 82668 | 32272 | 248521 | 627759 | 252954 | 148351 | 243528 | 50028 | 161447 | 122290 | 52989 | 21587 | 9437 | 3684 | 28370 | 71662 | 28876 | 16935 | 27800 | 5711 | 18430 | 13960 | 6049 | 0 | 0 | 2211909 | 2211909 | 252501 | 2020
714 | N | . | Toadtown | Pacific Gas & Electric Co. | 14328 | CA | PACC | WECC |  | 22 | 1 | Electric Utility | HY | WAT | HYC |  |  |  | 0 | 0 | 0 | 0 | 0 | 0 | 0 | 0 | 0 | 0 | 0 | 0 | 0 | 0 | 0 | 0 | 0 | 0 | 0 | 0 | 0 | 0 | 0 | 0 | 0 | 0 | 0 | 0 | 0 | 0 | 0 | 0 | 0 | 0 | 0 | 0 | 1316 | 981 | 1039 | 1525 | 2089 | 1952 | 2064 | 2079 | 1448 | 1191 | 901 | 742 | 1316 | 981 | 1039 | 1525 | 2089 | 1952 | 2064 | 2079 | 1448 | 1191 | 901 | 742 | 150.173 | 112.038 | 118.613 | 174.111 | 238.466 | 222.814 | 235.578 | 237.381 | 165.327 | 135.962 | 102.831 | 84.706 | 0 | 0 | 17327 | 17327 | 1978 | 2020
745 | N | . | Etiwanda | Metropolitan Water District of S CA | 12397 | CA | PACC | WECC |  | 22 | 1 | Electric Utility | HY | WAT | HYC |  |  |  | 0 | 0 | 0 | 0 | 0 | 0 | 0 | 0 | 0 | 0 | 0 | 0 | 0 | 0 | 0 | 0 | 0 | 0 | 0 | 0 | 0 | 0 | 0 | 0 | 0 | 0 | 0 | 0 | 0 | 0 | 0 | 0 | 0 | 0 | 0 | 0 | 6016 | 4488 | 4751 | 6975 | 9552 | 8925 | 9437 | 9509 | 6623 | 5446 | 4119 | 3393 | 6016 | 4488 | 4751 | 6975 | 9552 | 8925 | 9437 | 9509 | 6623 | 5446 | 4119 | 3393 | 686.711 | 512.327 | 542.392 | 796.177 | 1090.458 | 1018.885 | 1077.25 | 1085.496 | 756.007 | 621.729 | 470.225 | 387.343 | 0 | 0 | 79234 | 79234 | 9045 | 2020
751 | N | . | Moccasin Low Head Hydro Project | City & County of San Francisco | 16612 | CA | PACC | WECC |  | 22 | 1 | Electric Utility | HY | WAT | HYC |  |  |  | 0 | 0 | 0 | 0 | 0 | 0 | 0 | 0 | 0 | 0 | 0 | 0 | 0 | 0 | 0 | 0 | 0 | 0 | 0 | 0 | 0 | 0 | 0 | 0 | 0 | 0 | 0 | 0 | 0 | 0 | 0 | 0 | 0 | 0 | 0 | 0 | 0 | 0 | 0 | 0 | 0 | 0 | 0 | 0 | 0 | 0 | 0 | 0 | 0 | 0 | 0 | 0 | 0 | 0 | 0 | 0 | 0 | 0 | 0 | 0 | 0 | 0 | 0 | 0 | 0 | 0 | 0 | 0 | 0 | 0 | 0 | 0 | 0 | 0 | 0 | 0 | 0 | 2020
776 | N | . | Sly Creek | South Feather Water and Power Agency | 14191 | CA | PACC | WECC |  | 22 | 1 | Electric Utility | HY | WAT | HYC |  |  |  | 0 | 0 | 0 | 0 | 0 | 0 | 0 | 0 | 0 | 0 | 0 | 0 | 0 | 0 | 0 | 0 | 0 | 0 | 0 | 0 | 0 | 0 | 0 | 0 | 0 | 0 | 0 | 0 | 0 | 0 | 0 | 0 | 0 | 0 | 0 | 0 | 8989 | 6706 | 7100 | 10422 | 14274 | 13337 | 14101 | 14209 | 9896 | 8139 | 6155 | 5070 | 8989 | 6706 | 7100 | 10422 | 14274 | 13337 | 14101 | 14209 | 9896 | 8139 | 6155 | 5070 | 1026.159 | 765.573 | 810.499 | 1189.732 | 1629.478 | 1522.526 | 1609.741 | 1622.063 | 1129.707 | 929.053 | 702.659 | 578.81 | 0 | 0 | 118398 | 118398 | 13516 | 2020
839 | N | . | Scott Flat | Nevada Irrigation District | 13402 | CA | PACC | WECC |  | 22 | 2 | NAICS-22 Non-Cogen | HY | WAT | HYC |  |  |  | 0 | 0 | 0 | 0 | 0 | 0 | 0 | 0 | 0 | 0 | 0 | 0 | 0 | 0 | 0 | 0 | 0 | 0 | 0 | 0 | 0 | 0 | 0 | 0 | 0 | 0 | 0 | 0 | 0 | 0 | 0 | 0 | 0 | 0 | 0 | 0 | 2392 | 1784 | 1889 | 2773 | 3798 | 3548 | 3752 | 3780 | 2633 | 2165 | 1638 | 1349 | 2392 | 1784 | 1889 | 2773 | 3798 | 3548 | 3752 | 3780 | 2633 | 2165 | 1638 | 1349 | 273.015 | 203.685 | 215.637 | 316.534 | 433.531 | 405.076 | 428.28 | 431.558 | 300.564 | 247.179 | 186.946 | 153.995 | 0 | 0 | 31501 | 31501 | 3596 | 2020
846 | N | . | Combie South | Nevada Irrigation District | 13402 | CA | PACC | WECC |  | 22 | 2 | NAICS-22 Non-Cogen | HY | WAT | HYC |  |  |  | 0 | 0 | 0 | 0 | 0 | 0 | 0 | 0 | 0 | 0 | 0 | 0 | 0 | 0 | 0 | 0 | 0 | 0 | 0 | 0 | 0 | 0 | 0 | 0 | 0 | 0 | 0 | 0 | 0 | 0 | 0 | 0 | 0 | 0 | 0 | 0 | 2286 | 1705 | 1805 | 2650 | 3630 | 3392 | 3586 | 3613 | 2517 | 2070 | 1565 | 1289 | 2286 | 1705 | 1805 | 2650 | 3630 | 3392 | 3586 | 3613 | 2517 | 2070 | 1565 | 1289 | 260.945 | 194.678 | 206.103 | 302.538 | 414.362 | 387.165 | 409.343 | 412.476 | 287.274 | 236.25 | 178.68 | 147.186 | 0 | 0 | 30108 | 30108 | 3437 | 2020
905 | N | . | Alamo | California Dept. of Water Resources | 3255 | CA | PACC | WECC |  | 22 | 1 | Electric Utility | HY | WAT | HYC |  |  |  | 0 | 0 | 0 | 0 | 0 | 0 | 0 | 0 | 0 | 0 | 0 | 0 | 0 | 0 | 0 | 0 | 0 | 0 | 0 | 0 | 0 | 0 | 0 | 0 | 0 | 0 | 0 | 0 | 0 | 0 | 0 | 0 | 0 | 0 | 0 | 0 | 27482 | 20503 | 21706 | 31862 | 43639 | 40775 | 43110 | 43440 | 30255 | 24881 | 18818 | 15501 | 27482 | 20503 | 21706 | 31862 | 43639 | 40775 | 43110 | 43440 | 30255 | 24881 | 18818 | 15501 | 3137.164 | 2340.503 | 2477.851 | 3637.238 | 4981.626 | 4654.653 | 4921.288 | 4958.958 | 3453.729 | 2840.294 | 2148.164 | 1769.532 | 0 | 0 | 361972 | 361972 | 41321 | 2020
4256 | N | . | Walnut | Turlock Irrigation District | 19281 | CA | PACC | WECC |  | 22 | 1 | Electric Utility | GT | DFO | DFO |  |  | barrels | 23 | 22 | 21 | 17 | 25 | 21 | 30 | 28 | 25 | 27 | 26 | 21 | 23 | 22 | 21 | 17 | 25 | 21 | 30 | 28 | 25 | 27 | 26 | 21 | 5.783 | 5.783 | 5.783 | 5.783 | 5.783 | 5.783 | 5.783 | 5.783 | 5.783 | 5.783 | 5.783 | 5.783 | 133 | 127 | 121 | 98 | 145 | 121 | 173 | 162 | 145 | 156 | 150 | 121 | 133 | 127 | 121 | 98 | 145 | 121 | 173 | 162 | 145 | 156 | 150 | 121 | -0.271 | -0.263 | -0.255 | -0.202 | -0.294 | -0.254 | -0.355 | -0.34 | -0.294 | -0.319 | -0.315 | -0.255 | 286 | 286 | 1652 | 1652 | -3.417 | 2020
4256 | N | . | Walnut | Turlock Irrigation District | 19281 | CA | PACC | WECC |  | 22 | 1 | Electric Utility | GT | NG | NG |  |  | mcf | 619 | 546 | 607 | 429 | 403 | 567 | 794 | 986 | 859 | 893 | 713 | 791 | 619 | 546 | 607 | 429 | 403 | 567 | 794 | 986 | 859 | 893 | 713 | 791 | 1.037 | 1.037 | 1.037 | 1.037 | 1.037 | 1.037 | 1.037 | 1.037 | 1.037 | 1.037 | 1.037 | 1.037 | 642 | 566 | 629 | 445 | 418 | 588 | 823 | 1022 | 891 | 926 | 739 | 820 | 642 | 566 | 629 | 445 | 418 | 588 | 823 | 1022 | 891 | 926 | 739 | 820 | -1.323 | -1.171 | -1.3 | -0.919 | -0.864 | -1.216 | -1.701 | -2.113 | -1.841 | -1.913 | -1.528 | -1.694 | 8207 | 8207 | 8509 | 8509 | -17.583 | 2020
6013 | N | . | Olive | City of Burbank Water and Power | 2507 | CA | PACC | WECC |  | 22 | 1 | Electric Utility | ST | NG | NG |  |  | mcf | 0 | 0 | 0 | 0 | 0 | 0 | 0 | 0 | 0 | 0 | 0 | 0 | 0 | 0 | 0 | 0 | 0 | 0 | 0 | 0 | 0 | 0 | 0 | 0 | 0 | 0 | 0 | 0 | 0 | 0 | 0 | 0 | 0 | 0 | 0 | 0 | 0 | 0 | 0 | 0 | 0 | 0 | 0 | 0 | 0 | 0 | 0 | 0 | 0 | 0 | 0 | 0 | 0 | 0 | 0 | 0 | 0 | 0 | 0 | 0 | 0 | 0 | 0 | 0 | 0 | 0 | 0 | 0 | 0 | 0 | 0 | 0 | 0 | 0 | 0 | 0 | 0 | 2020
6060 | N | . | Coachella | Imperial Irrigation District | 9216 | CA | PACC | WECC |  | 22 | 1 | Electric Utility | GT | DFO | DFO |  |  | barrels | 16 | 14 | 14 | 11 | 16 | 14 | 19 | 18 | 16 | 17 | 17 | 14 | 16 | 14 | 14 | 11 | 16 | 14 | 19 | 18 | 16 | 17 | 17 | 14 | 5.8 | 5.8 | 5.8 | 5.8 | 5.8 | 5.8 | 5.8 | 5.8 | 5.8 | 5.8 | 5.8 | 5.8 | 93 | 81 | 81 | 64 | 93 | 81 | 110 | 104 | 93 | 99 | 99 | 81 | 93 | 81 | 81 | 64 | 93 | 81 | 110 | 104 | 93 | 99 | 99 | 81 | 5.159 | 4.972 | 4.818 | 3.818 | 5.558 | 4.807 | 6.724 | 6.433 | 5.564 | 6.035 | 5.963 | 4.827 | 186 | 186 | 1079 | 1079 | 64.678 | 2020
6060 | N | . | Coachella | Imperial Irrigation District | 9216 | CA | PACC | WECC |  | 22 | 1 | Electric Utility | GT | NG | NG |  |  | mcf | 7379 | 6527 | 7249 | 5124 | 4818 | 6778 | 9482 | 11784 | 10266 | 10664 | 8521 | 9446 | 7379 | 6527 | 7249 | 5124 | 4818 | 6778 | 9482 | 11784 | 10266 | 10664 | 8521 | 9446 | 1.02 | 1.02 | 1.02 | 1.02 | 1.02 | 1.02 | 1.02 | 1.02 | 1.02 | 1.02 | 1.02 | 1.02 | 7527 | 6658 | 7394 | 5226 | 4914 | 6914 | 9672 | 12020 | 10471 | 10877 | 8691 | 9635 | 7527 | 6658 | 7394 | 5226 | 4914 | 6914 | 9672 | 12020 | 10471 | 10877 | 8691 | 9635 | 451.21 | 399.168 | 443.302 | 313.358 | 294.627 | 414.501 | 579.847 | 720.612 | 627.804 | 652.155 | 521.064 | 577.674 | 98038 | 98038 | 99999 | 99999 | 5995.322 | 2020
6099 | N | 1 | Diablo Canyon | Pacific Gas & Electric Co. | 14328 | CA | PACC | WECC |  | 22 | 1 | Electric Utility | ST | NUC | NUC |  |  |  | 0 | 0 | 0 | 0 | 0 | 0 | 0 | 0 | 0 | 0 | 0 | 0 | 0 | 0 | 0 | 0 | 0 | 0 | 0 | 0 | 0 | 0 | 0 | 0 | 0 | 0 | 0 | 0 | 0 | 0 | 0 | 0 | 0 | 0 | 0 | 0 | 0 | 0 | 0 | 0 | 0 | 0 | 0 | 0 | 0 | 0 | 0 | 0 | 0 | 0 | 0 | 0 | 0 | 0 | 0 | 0 | 0 | 0 | 0 | 0 | 849199 | 791014 | 838096 | 817018 | 756505 | 819722 | 831530 | 839972 | 789826 | 62199 | 696273 | 819221 | 0 | 0 | 0 | 0 | 8910575 | 2020
6099 | N | 2 | Diablo Canyon | Pacific Gas & Electric Co. | 14328 | CA | PACC | WECC |  | 22 | 1 | Electric Utility | ST | NUC | NUC |  |  |  | 0 | 0 | 0 | 0 | 0 | 0 | 0 | 0 | 0 | 0 | 0 | 0 | 0 | 0 | 0 | 0 | 0 | 0 | 0 | 0 | 0 | 0 | 0 | 0 | 0 | 0 | 0 | 0 | 0 | 0 | 0 | 0 | 0 | 0 | 0 | 0 | 0 | 0 | 0 | 0 | 0 | 0 | 0 | 0 | 0 | 0 | 0 | 0 | 0 | 0 | 0 | 0 | 0 | 0 | 0 | 0 | 0 | 0 | 0 | 0 | 840346 | 695045 | 832930 | 813627 | 841147 | 808346 | 447165 | 757829 | 810165 | 376398 | 87740 | 37385 | 0 | 0 | 0 | 0 | 7348123 | 2020
6100 | N | . | Helms Pumped Storage | Pacific Gas & Electric Co. | 14328 | CA | PACC | WECC |  | 22 | 1 | Electric Utility | PS | WAT | HPS |  |  | megawatthours | 50370 | 99733 | 99160 | 94862 | 134278 | 118163 | 77610 | 111429 | 94336 | 83752 | 14890 | 72 | 50370 | 99733 | 99160 | 94862 | 134278 | 118163 | 77610 | 111429 | 94336 | 83752 | 14890 | 72 | 0 | 0 | 0 | 0 | 0 | 0 | 0 | 0 | 0 | 0 | 0 | 0 | 0 | 0 | 0 | 0 | 0 | 0 | 0 | 0 | 0 | 0 | 0 | 0 | 0 | 0 | 0 | 0 | 0 | 0 | 0 | 0 | 0 | 0 | 0 | 0 | 9043 | -43611 | -45816 | -49741 | -102468 | -54855 | 8129 | -35061 | -9242 | -31917 | 1102 | -72 | 978655 | 978655 | 0 | 0 | -354509 | 2020
6158 | N | . | New Melones | U S Bureau of Reclamation | 2518 | CA | PACC | WECC |  | 22 | 1 | Electric Utility | HY | WAT | HYC |  |  |  | 0 | 0 | 0 | 0 | 0 | 0 | 0 | 0 | 0 | 0 | 0 | 0 | 0 | 0 | 0 | 0 | 0 | 0 | 0 | 0 | 0 | 0 | 0 | 0 | 0 | 0 | 0 | 0 | 0 | 0 | 0 | 0 | 0 | 0 | 0 | 0 | 210152 | 323367 | 339468 | 364109 | 617799 | 637001 | 440356 | 400884 | 276763 | 151636 | 14673 | 20166 | 210152 | 323367 | 339468 | 364109 | 617799 | 637001 | 440356 | 400884 | 276763 | 151636 | 14673 | 20166 | 23990 | 36914 | 38752 | 41565 | 70525 | 72717 | 50269 | 45763 | 31594 | 17310 | 1675 | 2302 | 0 | 0 | 3796374 | 3796374 | 433376 | 2020
6196 | N | . | W E Warne | California Dept. of Water Resources | 3255 | CA | PACC | WECC |  | 22 | 1 | Electric Utility | HY | WAT | HYC |  |  |  | 0 | 0 | 0 | 0 | 0 | 0 | 0 | 0 | 0 | 0 | 0 | 0 | 0 | 0 | 0 | 0 | 0 | 0 | 0 | 0 | 0 | 0 | 0 | 0 | 0 | 0 | 0 | 0 | 0 | 0 | 0 | 0 | 0 | 0 | 0 | 0 | 160984 | 120103 | 127151 | 186645 | 255633 | 238854 | 252537 | 254470 | 177229 | 145750 | 110233 | 90804 | 160984 | 120103 | 127151 | 186645 | 255633 | 238854 | 252537 | 254470 | 177229 | 145750 | 110233 | 90804 | 18377.17 | 13710.414 | 14514.987 | 21306.554 | 29181.831 | 27266.462 | 28828.378 | 29049.044 | 20231.577 | 16638.139 | 12583.717 | 10365.727 | 0 | 0 | 2120393 | 2120393 | 242054 | 2020
6211 | N | . | Dynegy Oakland Power Plant | Dynegy Oakland, LLC | 54803 | CA | PACC | WECC |  | 22 | 2 | NAICS-22 Non-Cogen | GT | DFO | DFO |  |  | barrels | 0 | 0 | 0 | 0 | 0 | 0 | 0 | 0 | 0 | 0 | 0 | 0 | 0 | 0 | 0 | 0 | 0 | 0 | 0 | 0 | 0 | 0 | 0 | 0 | 0 | 0 | 0 | 0 | 0 | 0 | 0 | 0 | 0 | 0 | 0 | 0 | 0 | 0 | 0 | 0 | 0 | 0 | 0 | 0 | 0 | 0 | 0 | 0 | 0 | 0 | 0 | 0 | 0 | 0 | 0 | 0 | 0 | 0 | 0 | 0 | 0 | 0 | 0 | 0 | 0 | 0 | 0 | 0 | 0 | 0 | 0 | 0 | 0 | 0 | 0 | 0 | 0 | 2020
6211 | N | . | Dynegy Oakland Power Plant | Dynegy Oakland, LLC | 54803 | CA | PACC | WECC |  | 22 | 2 | NAICS-22 Non-Cogen | GT | JF | WOO |  |  | barrels | 1755 | 0 | 1270 | 0 | 0 | 0 | 1494 | 6903 | 1319 | 915 | 0 | 11 | 1755 | 0 | 1270 | 0 | 0 | 0 | 1494 | 6903 | 1319 | 915 | 0 | 11 | 5.571 | 0 | 5.571 | 0 | 0 | 0 | 5.571 | 5.571 | 5.571 | 5.571 | 0 | 5.58 | 9777 | 0 | 7075 | 0 | 0 | 0 | 8323 | 38457 | 7348 | 5097 | 0 | 61 | 9777 | 0 | 7075 | 0 | 0 | 0 | 8323 | 38457 | 7348 | 5097 | 0 | 61 | 536 | 0 | 482 | 0 | 0 | 0 | 449 | 2678 | 402 | 314 | 0 | 0 | 13667 | 13667 | 76138 | 76138 | 4861 | 2020
6479 | N | . | San Francisquito 1 | Los Angeles Department of Water & Power | 11208 | CA | PACC | WECC |  | 22 | 1 | Electric Utility | HY | WAT | HYC |  |  |  | 0 | 0 | 0 | 0 | 0 | 0 | 0 | 0 | 0 | 0 | 0 | 0 | 0 | 0 | 0 | 0 | 0 | 0 | 0 | 0 | 0 | 0 | 0 | 0 | 0 | 0 | 0 | 0 | 0 | 0 | 0 | 0 | 0 | 0 | 0 | 0 | 96889 | 72285 | 76526 | 112333 | 153853 | 143755 | 151990 | 153153 | 106666 | 87720 | 66344 | 54651 | 96889 | 72285 | 76526 | 112333 | 153853 | 143755 | 151990 | 153153 | 106666 | 87720 | 66344 | 54651 | 11060.36 | 8251.658 | 8735.893 | 12823.42 | 17563.182 | 16410.41 | 17350.455 | 17483.263 | 12176.441 | 10013.719 | 7573.552 | 6238.647 | 0 | 0 | 1276165 | 1276165 | 145681 | 2020
6480 | N | . | San Francisquito 2 | Los Angeles Department of Water & Power | 11208 | CA | PACC | WECC |  | 22 | 1 | Electric Utility | HY | WAT | HYC |  |  |  | 0 | 0 | 0 | 0 | 0 | 0 | 0 | 0 | 0 | 0 | 0 | 0 | 0 | 0 | 0 | 0 | 0 | 0 | 0 | 0 | 0 | 0 | 0 | 0 | 0 | 0 | 0 | 0 | 0 | 0 | 0 | 0 | 0 | 0 | 0 | 0 | 3225 | 2406 | 2547 | 3739 | 5121 | 4785 | 5059 | 5098 | 3550 | 2920 | 2208 | 1819 | 3225 | 2406 | 2547 | 3739 | 5121 | 4785 | 5059 | 5098 | 3550 | 2920 | 2208 | 1819 | 368.145 | 274.657 | 290.775 | 426.828 | 584.591 | 546.221 | 577.511 | 581.931 | 405.294 | 333.307 | 252.086 | 207.654 | 0 | 0 | 42477 | 42477 | 4849 | 2020
6612 | N | . | Union Valley | Sacramento Municipal Util Dist | 16534 | CA | PACC | WECC |  | 22 | 1 | Electric Utility | HY | WAT | HYC |  |  |  | 0 | 0 | 0 | 0 | 0 | 0 | 0 | 0 | 0 | 0 | 0 | 0 | 0 | 0 | 0 | 0 | 0 | 0 | 0 | 0 | 0 | 0 | 0 | 0 | 0 | 0 | 0 | 0 | 0 | 0 | 0 | 0 | 0 | 0 | 0 | 0 | 33115 | 24705 | 26155 | 38393 | 52584 | 49133 | 51947 | 52345 | 36456 | 29981 | 22675 | 18679 | 33115 | 24705 | 26155 | 38393 | 52584 | 49133 | 51947 | 52345 | 36456 | 29981 | 22675 | 18679 | 3780.223 | 2820.26 | 2985.762 | 4382.801 | 6002.762 | 5608.767 | 5930.056 | 5975.447 | 4161.676 | 3422.499 | 2588.496 | 2132.251 | 0 | 0 | 436168 | 436168 | 49791 | 2020
6644 | N | . | Lake Mathews | Metropolitan Water District of S CA | 12397 | CA | PACC | WECC |  | 22 | 1 | Electric Utility | HY | WAT | HYC |  |  |  | 0 | 0 | 0 | 0 | 0 | 0 | 0 | 0 | 0 | 0 | 0 | 0 | 0 | 0 | 0 | 0 | 0 | 0 | 0 | 0 | 0 | 0 | 0 | 0 | 0 | 0 | 0 | 0 | 0 | 0 | 0 | 0 | 0 | 0 | 0 | 0 | 13856 | 10337 | 10944 | 16065 | 22003 | 20559 | 21736 | 21903 | 15254 | 12545 | 9488 | 7816 | 13856 | 10337 | 10944 | 16065 | 22003 | 20559 | 21736 | 21903 | 15254 | 12545 | 9488 | 7816 | 1581.753 | 1180.079 | 1249.33 | 1833.891 | 2511.73 | 2346.871 | 2481.308 | 2500.301 | 1741.366 | 1432.073 | 1083.102 | 892.196 | 0 | 0 | 182506 | 182506 | 20834 | 2020
6645 | N | . | Foothill Feeder | Metropolitan Water District of S CA | 12397 | CA | PACC | WECC |  | 22 | 1 | Electric Utility | HY | WAT | HYC |  |  |  | 0 | 0 | 0 | 0 | 0 | 0 | 0 | 0 | 0 | 0 | 0 | 0 | 0 | 0 | 0 | 0 | 0 | 0 | 0 | 0 | 0 | 0 | 0 | 0 | 0 | 0 | 0 | 0 | 0 | 0 | 0 | 0 | 0 | 0 | 0 | 0 | 33910 | 25299 | 26784 | 39316 | 53847 | 50313 | 53195 | 53602 | 37332 | 30701 | 23220 | 19127 | 33910 | 25299 | 26784 | 39316 | 53847 | 50313 | 53195 | 53602 | 37332 | 30701 | 23220 | 19127 | 3871.022 | 2888.004 | 3057.482 | 4488.078 | 6146.951 | 5743.492 | 6072.498 | 6118.98 | 4261.642 | 3504.709 | 2650.673 | 2183.469 | 0 | 0 | 446646 | 446646 | 50987 | 2020
6646 | N | . | San Dimas | Metropolitan Water District of S CA | 12397 | CA | PACC | WECC |  | 22 | 1 | Electric Utility | HY | WAT | HYC |  |  |  | 0 | 0 | 0 | 0 | 0 | 0 | 0 | 0 | 0 | 0 | 0 | 0 | 0 | 0 | 0 | 0 | 0 | 0 | 0 | 0 | 0 | 0 | 0 | 0 | 0 | 0 | 0 | 0 | 0 | 0 | 0 | 0 | 0 | 0 | 0 | 0 | 3375 | 2518 | 2665 | 3913 | 5359 | 5007 | 5294 | 5334 | 3715 | 3055 | 2311 | 1903 | 3375 | 2518 | 2665 | 3913 | 5359 | 5007 | 5294 | 5334 | 3715 | 3055 | 2311 | 1903 | 385.227 | 287.401 | 304.267 | 446.634 | 611.717 | 571.567 | 604.308 | 608.934 | 424.1 | 348.773 | 263.783 | 217.289 | 0 | 0 | 44449 | 44449 | 5074 | 2020
6647 | N | . | Yorba Linda | Metropolitan Water District of S CA | 12397 | CA | PACC | WECC |  | 22 | 1 | Electric Utility | HY | WAT | HYC |  |  |  | 0 | 0 | 0 | 0 | 0 | 0 | 0 | 0 | 0 | 0 | 0 | 0 | 0 | 0 | 0 | 0 | 0 | 0 | 0 | 0 | 0 | 0 | 0 | 0 | 0 | 0 | 0 | 0 | 0 | 0 | 0 | 0 | 0 | 0 | 0 | 0 | 10907 | 8137 | 8614 | 12645 | 17319 | 16182 | 17109 | 17240 | 12007 | 9874 | 7468 | 6152 | 10907 | 8137 | 8614 | 12645 | 17319 | 16182 | 17109 | 17240 | 12007 | 9874 | 7468 | 6152 | 1245.04 | 928.872 | 983.381 | 1443.505 | 1977.05 | 1847.285 | 1953.104 | 1968.054 | 1370.676 | 1127.223 | 852.539 | 702.271 | 0 | 0 | 143654 | 143654 | 16399 | 2020
6704 | N | . | Pebbly Beach Generating Station Hybrid | Southern California Edison Co | 17609 | CA | PACC | WECC |  | 22 | 1 | Electric Utility | BA | MWH | OTH |  |  | megawatthours | 0 | 0 | 0 | 0 | 0 | 0 | 0 | 0 | 0 | 0 | 0 | 0 | 0 | 0 | 0 | 0 | 0 | 0 | 0 | 0 | 0 | 0 | 0 | 0 | 0 | 0 | 0 | 0 | 0 | 0 | 0 | 0 | 0 | 0 | 0 | 0 | 0 | 0 | 0 | 0 | 0 | 0 | 0 | 0 | 0 | 0 | 0 | 0 | 0 | 0 | 0 | 0 | 0 | 0 | 0 | 0 | 0 | 0 | 0 | 0 | 0 | 0 | 0 | 0 | 0 | 0 | 0 | 0 | 0 | 0 | 0 | 0 | 0 | 0 | 0 | 0 | 0 | 2020
6704 | N | . | Pebbly Beach Generating Station Hybrid | Southern California Edison Co | 17609 | CA | PACC | WECC |  | 22 | 1 | Electric Utility | GT | PG | WOO |  |  | mcf | 1134 | 963 | 690 | 130 | 354 | 1388 | 182 | 783 | 490 | 74 | 76 | 404 | 1134 | 963 | 690 | 130 | 354 | 1388 | 182 | 783 | 490 | 74 | 76 | 404 | 2.514 | 2.514 | 2.514 | 2.514 | 2.514 | 2.514 | 2.514 | 2.514 | 2.514 | 2.514 | 2.514 | 2.514 | 2851 | 2421 | 1735 | 327 | 890 | 3489 | 458 | 1968 | 1232 | 186 | 191 | 1016 | 2851 | 2421 | 1735 | 327 | 890 | 3489 | 458 | 1968 | 1232 | 186 | 191 | 1016 | 183 | 152 | 139 | 23 | 44 | 141 | 21 | 81 | 56 | 14 | 11 | 62 | 6668 | 6668 | 16764 | 16764 | 927 | 2020
6704 | N | . | Pebbly Beach Generating Station Hybrid | Southern California Edison Co | 17609 | CA | PACC | WECC |  | 22 | 1 | Electric Utility | IC | DFO | DFO |  |  | barrels | 4192 | 3563 | 3514 | 3345 | 3233 | 3255 | 4703 | 3876 | 4268 | 3883 | 5821 | 3631 | 4192 | 3563 | 3514 | 3345 | 3233 | 3255 | 4703 | 3876 | 4268 | 3883 | 5821 | 3631 | 5.589 | 5.735 | 5.75 | 5.908 | 5.96 | 5.721 | 5.747 | 5.744 | 5.75 | 5.659 | 5.732 | 5.764 | 23429 | 20434 | 20206 | 19762 | 19269 | 18622 | 27028 | 22264 | 24541 | 21974 | 33366 | 20929 | 23429 | 20434 | 20206 | 19762 | 19269 | 18622 | 27028 | 22264 | 24541 | 21974 | 33366 | 20929 | 2313 | 2160 | 2081 | 1845 | 1875 | 1960 | 2406 | 2553 | 2418 | 2398 | 2296 | 2185 | 47284 | 47284 | 271824 | 271824 | 26490 | 2020
7066 | N | . | Stampede | U S Bureau of Reclamation | 2518 | CA | PACC | WECC |  | 22 | 1 | Electric Utility | HY | WAT | HYC |  |  |  | 0 | 0 | 0 | 0 | 0 | 0 | 0 | 0 | 0 | 0 | 0 | 0 | 0 | 0 | 0 | 0 | 0 | 0 | 0 | 0 | 0 | 0 | 0 | 0 | 0 | 0 | 0 | 0 | 0 | 0 | 0 | 0 | 0 | 0 | 0 | 0 | 10140 | 7565 | 8009 | 11757 | 16102 | 15045 | 15907 | 16029 | 11164 | 9181 | 6944 | 5720 | 10140 | 7565 | 8009 | 11757 | 16102 | 15045 | 15907 | 16029 | 11164 | 9181 | 6944 | 5720 | 1157.579 | 863.62 | 914.3 | 1342.101 | 1838.166 | 1717.517 | 1815.902 | 1829.801 | 1274.389 | 1048.038 | 792.649 | 652.938 | 0 | 0 | 133563 | 133563 | 15247 | 2020
7072 | N | . | Mojave Siphon | California Dept. of Water Resources | 3255 | CA | PACC | WECC |  | 22 | 1 | Electric Utility | HY | WAT | HYC |  |  |  | 0 | 0 | 0 | 0 | 0 | 0 | 0 | 0 | 0 | 0 | 0 | 0 | 0 | 0 | 0 | 0 | 0 | 0 | 0 | 0 | 0 | 0 | 0 | 0 | 0 | 0 | 0 | 0 | 0 | 0 | 0 | 0 | 0 | 0 | 0 | 0 | 14697 | 10965 | 11608 | 17040 | 23338 | 21806 | 23055 | 23231 | 16180 | 13306 | 10064 | 8290 | 14697 | 10965 | 11608 | 17040 | 23338 | 21806 | 23055 | 23231 | 16180 | 13306 | 10064 | 8290 | 1677.718 | 1251.674 | 1325.127 | 1945.154 | 2664.117 | 2489.256 | 2631.849 | 2651.994 | 1847.015 | 1518.957 | 1148.814 | 946.325 | 0 | 0 | 193580 | 193580 | 22098 | 2020
7129 | N | . | Thermalito Diverson Dam | California Dept. of Water Resources | 3255 | CA | PACC | WECC |  | 22 | 1 | Electric Utility | HY | WAT | HYC |  |  |  | 0 | 0 | 0 | 0 | 0 | 0 | 0 | 0 | 0 | 0 | 0 | 0 | 0 | 0 | 0 | 0 | 0 | 0 | 0 | 0 | 0 | 0 | 0 | 0 | 0 | 0 | 0 | 0 | 0 | 0 | 0 | 0 | 0 | 0 | 0 | 0 | 8810 | 6572 | 6958 | 10214 | 13989 | 13071 | 13820 | 13925 | 9699 | 7976 | 6032 | 4969 | 8810 | 6572 | 6958 | 10214 | 13989 | 13071 | 13820 | 13925 | 9699 | 7976 | 6032 | 4969 | 1005.661 | 750.279 | 794.308 | 1165.966 | 1596.927 | 1492.111 | 1577.585 | 1589.66 | 1107.139 | 910.494 | 688.623 | 567.247 | 0 | 0 | 116035 | 116035 | 13246 | 2020
7147 | N | . | Mill Creek 3 | Southern California Edison Co | 17609 | CA | PACC | WECC |  | 22 | 1 | Electric Utility | HY | WAT | HYC |  |  |  | 0 | 0 | 0 | 0 | 0 | 0 | 0 | 0 | 0 | 0 | 0 | 0 | 0 | 0 | 0 | 0 | 0 | 0 | 0 | 0 | 0 | 0 | 0 | 0 | 0 | 0 | 0 | 0 | 0 | 0 | 0 | 0 | 0 | 0 | 0 | 0 | 2938 | 2192 | 2321 | 3407 | 4666 | 4360 | 4609 | 4645 | 3235 | 2660 | 2012 | 1657 | 2938 | 2192 | 2321 | 3407 | 4666 | 4360 | 4609 | 4645 | 3235 | 2660 | 2012 | 1657 | 335.423 | 250.244 | 264.929 | 388.89 | 532.63 | 497.671 | 526.179 | 530.207 | 369.269 | 303.681 | 229.68 | 189.197 | 0 | 0 | 38702 | 38702 | 4418 | 2020
7151 | N | . | Stony Gorge | City of Santa Clara - (CA) | 16655 | CA | PACC | WECC |  | 22 | 1 | Electric Utility | HY | WAT | HYC |  |  |  | 0 | 0 | 0 | 0 | 0 | 0 | 0 | 0 | 0 | 0 | 0 | 0 | 0 | 0 | 0 | 0 | 0 | 0 | 0 | 0 | 0 | 0 | 0 | 0 | 0 | 0 | 0 | 0 | 0 | 0 | 0 | 0 | 0 | 0 | 0 | 0 | 3766 | 2810 | 2975 | 4367 | 5981 | 5588 | 5908 | 5953 | 4146 | 3410 | 2579 | 2124 | 3766 | 2810 | 2975 | 4367 | 5981 | 5588 | 5908 | 5953 | 4146 | 3410 | 2579 | 2124 | 429.946 | 320.763 | 339.587 | 498.48 | 682.727 | 637.915 | 674.457 | 679.62 | 473.33 | 389.259 | 294.404 | 242.512 | 0 | 0 | 49607 | 49607 | 5663 | 2020
7189 | N | . | Whiskeytown | City of Redding - (CA) | 15783 | CA | PACC | WECC |  | 22 | 1 | Electric Utility | HY | WAT | HYC |  |  |  | 0 | 0 | 0 | 0 | 0 | 0 | 0 | 0 | 0 | 0 | 0 | 0 | 0 | 0 | 0 | 0 | 0 | 0 | 0 | 0 | 0 | 0 | 0 | 0 | 0 | 0 | 0 | 0 | 0 | 0 | 0 | 0 | 0 | 0 | 0 | 0 | 17823 | 13297 | 14078 | 20664 | 28302 | 26445 | 27960 | 28174 | 19622 | 16137 | 12204 | 10053 | 17823 | 13297 | 14078 | 20664 | 28302 | 26445 | 27960 | 28174 | 19622 | 16137 | 12204 | 10053 | 2034.629 | 1517.948 | 1607.026 | 2358.954 | 3230.865 | 3018.805 | 3191.733 | 3216.164 | 2239.938 | 1842.091 | 1393.206 | 1147.641 | 0 | 0 | 234759 | 234759 | 26799 | 2020
7229 | N | . | Black Butte | City of Santa Clara - (CA) | 16655 | CA | PACC | WECC |  | 22 | 1 | Electric Utility | HY | WAT | HYC |  |  |  | 0 | 0 | 0 | 0 | 0 | 0 | 0 | 0 | 0 | 0 | 0 | 0 | 0 | 0 | 0 | 0 | 0 | 0 | 0 | 0 | 0 | 0 | 0 | 0 | 0 | 0 | 0 | 0 | 0 | 0 | 0 | 0 | 0 | 0 | 0 | 0 | 2979 | 2222 | 2353 | 3454 | 4730 | 4420 | 4673 | 4709 | 3279 | 2697 | 2040 | 1680 | 2979 | 2222 | 2353 | 3454 | 4730 | 4420 | 4673 | 4709 | 3279 | 2697 | 2040 | 1680 | 340.055 | 253.699 | 268.587 | 394.259 | 539.985 | 504.542 | 533.444 | 537.527 | 374.368 | 307.874 | 232.851 | 191.809 | 0 | 0 | 39236 | 39236 | 4479 | 2020
7231 | N | . | Gianera | City of Santa Clara - (CA) | 16655 | CA | PACC | WECC |  | 22 | 1 | Electric Utility | GT | DFO | DFO |  |  | barrels | 0 | 0 | 0 | 0 | 0 | 0 | 0 | 0 | 0 | 0 | 0 | 0 | 0 | 0 | 0 | 0 | 0 | 0 | 0 | 0 | 0 | 0 | 0 | 0 | 0 | 0 | 0 | 0 | 0 | 0 | 0 | 0 | 0 | 0 | 0 | 0 | 0 | 0 | 0 | 0 | 0 | 0 | 0 | 0 | 0 | 0 | 0 | 0 | 0 | 0 | 0 | 0 | 0 | 0 | 0 | 0 | 0 | 0 | 0 | 0 | 0 | 0 | 0 | 0 | 0 | 0 | 0 | 0 | 0 | 0 | 0 | 0 | 0 | 0 | 0 | 0 | 0 | 2020
7231 | N | . | Gianera | City of Santa Clara - (CA) | 16655 | CA | PACC | WECC |  | 22 | 1 | Electric Utility | GT | NG | NG |  |  | mcf | 7453 | 6594 | 7323 | 5176 | 4867 | 6847 | 9578 | 11903 | 10370 | 10772 | 8607 | 9542 | 7453 | 6594 | 7323 | 5176 | 4867 | 6847 | 9578 | 11903 | 10370 | 10772 | 8607 | 9542 | 1.034 | 1.034 | 1.034 | 1.034 | 1.034 | 1.034 | 1.034 | 1.034 | 1.034 | 1.034 | 1.034 | 1.034 | 7706 | 6818 | 7572 | 5352 | 5032 | 7080 | 9904 | 12308 | 10723 | 11138 | 8900 | 9866 | 7706 | 6818 | 7572 | 5352 | 5032 | 7080 | 9904 | 12308 | 10723 | 11138 | 8900 | 9866 | 503.719 | 445.619 | 494.889 | 349.823 | 328.913 | 462.737 | 647.324 | 804.47 | 700.861 | 728.047 | 581.7 | 644.898 | 99032 | 99032 | 102399 | 102399 | 6693 | 2020
7232 | Y | . | Santa Clara Cogen | City of Santa Clara - (CA) | 16655 | CA | PACC | WECC |  | 22 | 1 | Electric Utility | GT | DFO | DFO |  |  | barrels | 0 | 0 | 0 | 0 | 0 | 0 | 0 | 0 | 0 | 0 | 0 | 0 | 0 | 0 | 0 | 0 | 0 | 0 | 0 | 0 | 0 | 0 | 0 | 0 | 0 | 0 | 0 | 0 | 0 | 0 | 0 | 0 | 0 | 0 | 0 | 0 | 0 | 0 | 0 | 0 | 0 | 0 | 0 | 0 | 0 | 0 | 0 | 0 | 0 | 0 | 0 | 0 | 0 | 0 | 0 | 0 | 0 | 0 | 0 | 0 | 0 | 0 | 0 | 0 | 0 | 0 | 0 | 0 | 0 | 0 | 0 | 0 | 0 | 0 | 0 | 0 | 0 | 2020
7232 | Y | . | Santa Clara Cogen | City of Santa Clara - (CA) | 16655 | CA | PACC | WECC |  | 22 | 1 | Electric Utility | GT | NG | NG |  |  | mcf | 50969 | 45090 | 50076 | 35397 | 33281 | 46822 | 65500 | 81401 | 70917 | 73668 | 58860 | 65254 | 36842 | 32593 | 36196 | 25586 | 24057 | 33844 | 47345 | 58838 | 51261 | 53250 | 42545 | 47168 | 1.034 | 1.034 | 1.034 | 1.034 | 1.034 | 1.034 | 1.034 | 1.034 | 1.034 | 1.034 | 1.034 | 1.034 | 52702 | 46623 | 51779 | 36600 | 34413 | 48414 | 67727 | 84169 | 73328 | 76173 | 60861 | 67473 | 38095 | 33701 | 37427 | 26456 | 24875 | 34995 | 48955 | 60839 | 53004 | 55060 | 43992 | 48772 | 3250.047 | 2875.186 | 3193.082 | 2257.099 | 2122.185 | 2985.633 | 4176.606 | 5190.532 | 4522.037 | 4697.441 | 3753.196 | 4160.956 | 677235 | 489525 | 700262 | 506171 | 43184 | 2020
7266 | N | . | Woodland | Modesto Irrigation District | 12745 | CA | PACC | WECC |  | 22 | 1 | Electric Utility | CA | NG | NG |  |  | mcf | 0 | 0 | 0 | 0 | 0 | 0 | 0 | 0 | 0 | 0 | 0 | 0 | 0 | 0 | 0 | 0 | 0 | 0 | 0 | 0 | 0 | 0 | 0 | 0 | 0 | 0 | 0 | 0 | 0 | 0 | 0 | 0 | 0 | 0 | 0 | 0 | 0 | 0 | 0 | 0 | 0 | 0 | 0 | 0 | 0 | 0 | 0 | 0 | 0 | 0 | 0 | 0 | 0 | 0 | 0 | 0 | 0 | 0 | 0 | 0 | 7200 | 1 | 6 | 6 | 5 | 7 | 7 | 7296 | 7824 | 7536 | 6864 | 6 | 0 | 0 | 0 | 0 | 36758 | 2020
7266 | N | . | Woodland | Modesto Irrigation District | 12745 | CA | PACC | WECC |  | 22 | 1 | Electric Utility | CT | DFO | DFO |  |  | barrels | 0 | . | 0 | 0 | 0 | 0 | 0 | 0 | 0 | 0 | 0 | 0 | 0 | . | 0 | 0 | 0 | 0 | 0 | 0 | 0 | 0 | 0 | 0 | 0 | . | 0 | 0 | 0 | 0 | 0 | 0 | 0 | 0 | 0 | 0 | 0 | . | 0 | 0 | 0 | 0 | 0 | 0 | 0 | 0 | 0 | 0 | 0 | . | 0 | 0 | 0 | 0 | 0 | 0 | 0 | 0 | 0 | 0 | 0 | . | 0 | 0 | 0 | 0 | 0 | 0 | 0 | 0 | 0 | 0 | 0 | 0 | 0 | 0 | 0 | 2020
7266 | N | . | Woodland | Modesto Irrigation District | 12745 | CA | PACC | WECC |  | 22 | 1 | Electric Utility | CT | NG | NG |  |  | mcf | 258367 | 52536 | 231377 | 239223 | 223049 | 250980 | 265245 | 260578 | 273058 | 269602 | 243578 | 242442 | 258367 | 52536 | 231377 | 239223 | 223049 | 250980 | 265245 | 260578 | 273058 | 269602 | 243578 | 242442 | 1.043 | 1.043 | 1.043 | 1.047 | 1.04 | 1.034 | 1.033 | 1.037 | 1.039 | 1.047 | 1.047 | 1.042 | 269477 | 54795 | 241326 | 250466 | 231971 | 259513 | 273998 | 270219 | 283707 | 282273 | 255026 | 252625 | 269477 | 54795 | 241326 | 250466 | 231971 | 259513 | 273998 | 270219 | 283707 | 282273 | 255026 | 252625 | 24830 | 5707 | 28204 | 29005 | 25453 | 29724 | 31453 | 31196 | 33430 | 34334 | 30877 | 30254 | 2810035 | 2810035 | 2925396 | 2925396 | 334467 | 2020
7266 | N | . | Woodland | Modesto Irrigation District | 12745 | CA | PACC | WECC |  | 22 | 1 | Electric Utility | GT | DFO | DFO |  |  | barrels | . | 0 | . | . | . | . | . | . | . | . | . | . | . | 0 | . | . | . | . | . | . | . | . | . | . | . | 0 | . | . | . | . | . | . | . | . | . | . | . | 0 | . | . | . | . | . | . | . | . | . | . | . | 0 | . | . | . | . | . | . | . | . | . | . | . | 0 | . | . | . | . | . | . | . | . | . | . | 0 | 0 | 0 | 0 | 0 | 2020
7266 | N | . | Woodland | Modesto Irrigation District | 12745 | CA | PACC | WECC |  | 22 | 1 | Electric Utility | GT | NG | NG |  |  | mcf | 12351 | 189191 | 25983 | 0 | 39126 | 25204 | 3045 | 91875 | 40115 | 0 | 17683 | 29720 | 12351 | 189191 | 25983 | 0 | 39126 | 25204 | 3045 | 91875 | 40115 | 0 | 17683 | 29720 | 1.043 | 1.043 | 1.043 | 0 | 1.04 | 1.034 | 1.033 | 1.037 | 1.039 | 0 | 1.047 | 1.042 | 12882 | 197326 | 27100 | 0 | 40691 | 26061 | 3145 | 95274 | 41679 | 0 | 18514 | 30968 | 12882 | 197326 | 27100 | 0 | 40691 | 26061 | 3145 | 95274 | 41679 | 0 | 18514 | 30968 | 846 | 21316 | 2609 | -529 | 4166 | 2597 | 0 | 9864 | 4230 | 0 | 1431 | 2751 | 474293 | 474293 | 493640 | 493640 | 49281 | 2020
7266 | N | . | Woodland | Modesto Irrigation District | 12745 | CA | PACC | WECC |  | 22 | 1 | Electric Utility | IC | NG | NG |  |  | mcf | 28974 | 23809 | 28986 | 30027 | 18301 | 30499 | 34323 | 64789 | 57635 | 44916 | 26141 | 39302 | 28974 | 23809 | 28986 | 30027 | 18301 | 30499 | 34323 | 64789 | 57635 | 44916 | 26141 | 39302 | 1.043 | 1.043 | 1.043 | 1.047 | 1.04 | 1.034 | 1.033 | 1.037 | 1.039 | 1.047 | 1.047 | 1.042 | 30220 | 24833 | 30232 | 31438 | 19033 | 31536 | 35456 | 67186 | 59883 | 47027 | 27370 | 40953 | 30220 | 24833 | 30232 | 31438 | 19033 | 31536 | 35456 | 67186 | 59883 | 47027 | 27370 | 40953 | 2907 | 2406 | 3187 | 3373 | 1936 | 3339 | 3972 | 7081 | 6402 | 5001 | 2966 | 4486 | 427702 | 427702 | 445167 | 445167 | 47056 | 2020
7307 | N | . | Redding Power | City of Redding - (CA) | 15783 | CA | PACC | WECC |  | 22 | 1 | Electric Utility | CA | NG | NG |  |  | mcf | 0 | 0 | 0 | 0 | 0 | 0 | 0 | 0 | 0 | 0 | 0 | 0 | 0 | 0 | 0 | 0 | 0 | 0 | 0 | 0 | 0 | 0 | 0 | 0 | 0 | 0 | 0 | 0 | 0 | 0 | 0 | 0 | 0 | 0 | 0 | 0 | 0 | 0 | 0 | 0 | 0 | 0 | 0 | 0 | 0 | 0 | 0 | 0 | 0 | 0 | 0 | 0 | 0 | 0 | 0 | 0 | 0 | 0 | 0 | 0 | 13699 | 8970 | 0 | 0 | 0 | 2876 | 13069 | 17260 | 12351 | 9685 | 8916 | 7691 | 0 | 0 | 0 | 0 | 94517 | 2020
7307 | N | . | Redding Power | City of Redding - (CA) | 15783 | CA | PACC | WECC |  | 22 | 1 | Electric Utility | CT | NG | NG |  |  | mcf | 371303 | 246298 | 96 | 0 | 0 | 82182 | 356040 | 459898 | 338157 | 266935 | 247104 | 262031 | 371303 | 246298 | 96 | 0 | 0 | 82182 | 356040 | 459898 | 338157 | 266935 | 247104 | 262031 | 1.044 | 1.043 | 1.044 | 0 | 0 | 1.034 | 1.033 | 1.038 | 1.04 | 1.048 | 1.049 | 1.042 | 387640 | 256889 | 100 | 0 | 0 | 84976 | 367789 | 477374 | 351683 | 279748 | 259212 | 273036 | 387640 | 256889 | 100 | 0 | 0 | 84976 | 367789 | 477374 | 351683 | 279748 | 259212 | 273036 | 32616 | 22054 | 0 | 0 | 0 | 7435 | 32159 | 41254 | 30625 | 24916 | 22415 | 24382 | 2630044 | 2630044 | 2738447 | 2738447 | 237856 | 2020
7307 | N | . | Redding Power | City of Redding - (CA) | 15783 | CA | PACC | WECC |  | 22 | 1 | Electric Utility | GT | NG | NG |  |  | mcf | 609 | 2202 | 0 | 0 | 36 | 2083 | 4323 | 30010 | 9352 | 12742 | 4495 | 2572 | 609 | 2202 | 0 | 0 | 36 | 2083 | 4323 | 30010 | 9352 | 12742 | 4495 | 2572 | 1.044 | 1.043 | 0 | 0 | 1.041 | 1.034 | 1.033 | 1.038 | 1.04 | 1.048 | 1.049 | 1.042 | 636 | 2297 | 0 | 0 | 37 | 2154 | 4466 | 31150 | 9726 | 13354 | 4715 | 2680 | 636 | 2297 | 0 | 0 | 37 | 2154 | 4466 | 31150 | 9726 | 13354 | 4715 | 2680 | 39 | 133 | 0 | 0 | 0 | 139 | 288 | 2058 | 634 | 866 | 213 | 152 | 68424 | 68424 | 71215 | 71215 | 4522 | 2020
7315 | N | . | Almond Power Plant | Turlock Irrigation District | 19281 | CA | PACC | WECC |  | 22 | 1 | Electric Utility | GT | NG | NG |  |  | mcf | 87980 | 93056 | 22101 | 1935 | 221818 | 204086 | 187055 | 385794 | 241756 | 395550 | 232031 | 462468 | 87980 | 93056 | 22101 | 1935 | 221818 | 204086 | 187055 | 385794 | 241756 | 395550 | 232031 | 462468 | 1.043 | 1.042 | 1.044 | 1.046 | 1.04 | 1.033 | 1.032 | 1.037 | 1.039 | 1.048 | 1.048 | 1.042 | 91763 | 96964 | 23073 | 2024 | 230691 | 210821 | 193041 | 400068 | 251184 | 414536 | 243168 | 481892 | 91763 | 96964 | 23073 | 2024 | 230691 | 210821 | 193041 | 400068 | 251184 | 414536 | 243168 | 481892 | 8650 | 9003 | 1997 | -33 | 21508 | 20238 | 18374 | 37584 | 23183 | 39829 | 22613 | 45511 | 2535630 | 2535630 | 2639225 | 2639225 | 248457 | 2020
7368 | N | . | Geothermal 1 | Northern California Power Agny | 40613 | CA | PACC | WECC |  | 22 | 1 | Electric Utility | ST | GEO | GEO |  |  |  | 0 | 0 | 0 | 0 | 0 | 0 | 0 | 0 | 0 | 0 | 0 | 0 | 0 | 0 | 0 | 0 | 0 | 0 | 0 | 0 | 0 | 0 | 0 | 0 | 0 | 0 | 0 | 0 | 0 | 0 | 0 | 0 | 0 | 0 | 0 | 0 | 102431 | 307012 | 411326 | 455178 | 434873 | 335578 | 345932 | 331584 | 256721 | 281941 | 359992 | 359589 | 102431 | 307012 | 411326 | 455178 | 434873 | 335578 | 345932 | 331584 | 256721 | 281941 | 359992 | 359589 | 11693 | 35047 | 46955 | 51961 | 49643 | 38308 | 39490 | 37852 | 29306 | 32185 | 41095 | 41049 | 0 | 0 | 3982157 | 3982157 | 454584 | 2020
7369 | N | . | Geothermal 2 | Northern California Power Agny | 40613 | CA | PACC | WECC |  | 22 | 1 | Electric Utility | ST | GEO | GEO |  |  |  | 0 | 0 | 0 | 0 | 0 | 0 | 0 | 0 | 0 | 0 | 0 | 0 | 0 | 0 | 0 | 0 | 0 | 0 | 0 | 0 | 0 | 0 | 0 | 0 | 0 | 0 | 0 | 0 | 0 | 0 | 0 | 0 | 0 | 0 | 0 | 0 | 304874 | 155367 | 197301 | 0 | 144444 | 235232 | 250492 | 254075 | 258972 | 228470 | 214769 | 247102 | 304874 | 155367 | 197301 | 0 | 144444 | 235232 | 250492 | 254075 | 258972 | 228470 | 214769 | 247102 | 34803 | 17736 | 22523 | 0 | 16489 | 26853 | 28595 | 29004 | 29563 | 26081 | 24517 | 28208 | 0 | 0 | 2491098 | 2491098 | 284372 | 2020
7450 | N | . | Alameda | Northern California Power Agny | 40613 | CA | PACC | WECC |  | 22 | 1 | Electric Utility | GT | DFO | DFO |  |  | barrels | 0 | 0 | 0 | 0 | 0 | 0 | 0 | 0 | 0 | 0 | 0 | 0 | 0 | 0 | 0 | 0 | 0 | 0 | 0 | 0 | 0 | 0 | 0 | 0 | 0 | 0 | 0 | 0 | 0 | 0 | 0 | 0 | 0 | 0 | 0 | 0 | 0 | 0 | 0 | 0 | 0 | 0 | 0 | 0 | 0 | 0 | 0 | 0 | 0 | 0 | 0 | 0 | 0 | 0 | 0 | 0 | 0 | 0 | 0 | 0 | 0 | 0 | 0 | 0 | 0 | 0 | 0 | 0 | 0 | 0 | 0 | 0 | 0 | 0 | 0 | 0 | 0 | 2020
7450 | N | . | Alameda | Northern California Power Agny | 40613 | CA | PACC | WECC |  | 22 | 1 | Electric Utility | GT | NG | NG |  |  | mcf | 9347 | 8269 | 9184 | 6492 | 6104 | 8587 | 12012 | 14928 | 13006 | 13510 | 10794 | 11967 | 9347 | 8269 | 9184 | 6492 | 6104 | 8587 | 12012 | 14928 | 13006 | 13510 | 10794 | 11967 | 1.041 | 1.041 | 1.041 | 1.041 | 1.041 | 1.041 | 1.041 | 1.041 | 1.041 | 1.041 | 1.041 | 1.041 | 9730 | 8608 | 9561 | 6758 | 6354 | 8939 | 12504 | 15540 | 13539 | 14064 | 11237 | 12458 | 9730 | 8608 | 9561 | 6758 | 6354 | 8939 | 12504 | 15540 | 13539 | 14064 | 11237 | 12458 | 574.388 | 508.138 | 564.32 | 398.902 | 375.058 | 527.657 | 738.14 | 917.334 | 799.189 | 830.189 | 663.31 | 735.375 | 124200 | 124200 | 129292 | 129292 | 7632 | 2020
7451 | N | . | Lodi | Northern California Power Agny | 40613 | CA | PACC | WECC |  | 22 | 1 | Electric Utility | GT | DFO | DFO |  |  | barrels | 0 | 0 | 0 | 0 | 0 | 0 | 0 | 0 | 0 | 0 | 0 | 0 | 0 | 0 | 0 | 0 | 0 | 0 | 0 | 0 | 0 | 0 | 0 | 0 | 0 | 0 | 0 | 0 | 0 | 0 | 0 | 0 | 0 | 0 | 0 | 0 | 0 | 0 | 0 | 0 | 0 | 0 | 0 | 0 | 0 | 0 | 0 | 0 | 0 | 0 | 0 | 0 | 0 | 0 | 0 | 0 | 0 | 0 | 0 | 0 | 0 | 0 | 0 | 0 | 0 | 0 | 0 | 0 | 0 | 0 | 0 | 0 | 0 | 0 | 0 | 0 | 0 | 2020
7451 | N | . | Lodi | Northern California Power Agny | 40613 | CA | PACC | WECC |  | 22 | 1 | Electric Utility | GT | NG | NG |  |  | mcf | 3428 | 3033 | 3369 | 2381 | 2239 | 3150 | 4406 | 5476 | 4771 | 4956 | 3960 | 4390 | 3428 | 3033 | 3369 | 2381 | 2239 | 3150 | 4406 | 5476 | 4771 | 4956 | 3960 | 4390 | 1.042 | 1.042 | 1.042 | 1.042 | 1.042 | 1.042 | 1.042 | 1.042 | 1.042 | 1.042 | 1.042 | 1.042 | 3572 | 3160 | 3510 | 2481 | 2333 | 3282 | 4591 | 5706 | 4971 | 5164 | 4126 | 4574 | 3572 | 3160 | 3510 | 2481 | 2333 | 3282 | 4591 | 5706 | 4971 | 5164 | 4126 | 4574 | 217.956 | 192.815 | 214.134 | 151.365 | 142.318 | 200.222 | 280.091 | 348.087 | 303.256 | 315.019 | 251.696 | 279.041 | 45559 | 45559 | 47470 | 47470 | 2896 | 2020
7452 | N | . | Roseville Power Plant #2 | City of Roseville - (CA) | 16295 | CA | PACC | WECC |  | 22 | 1 | Electric Utility | GT | DFO | DFO |  |  | barrels | 0 | 0 | 0 | 0 | 0 | 0 | 0 | 0 | 0 | 0 | 0 | 5 | 0 | 0 | 0 | 0 | 0 | 0 | 0 | 0 | 0 | 0 | 0 | 5 | 0 | 0 | 0 | 0 | 0 | 0 | 0 | 0 | 0 | 0 | 0 | 5.77 | 0 | 0 | 0 | 0 | 0 | 0 | 0 | 0 | 0 | 0 | 0 | 29 | 0 | 0 | 0 | 0 | 0 | 0 | 0 | 0 | 0 | 0 | 0 | 29 | 0 | 0 | 0 | 0 | 0 | 0 | 0 | 0 | 0 | 0 | 0 | 1.733 | 5 | 5 | 29 | 29 | 1.733 | 2020
7452 | N | . | Roseville Power Plant #2 | City of Roseville - (CA) | 16295 | CA | PACC | WECC |  | 22 | 1 | Electric Utility | GT | NG | NG |  |  | mcf | 2780 | 2459 | 2731 | 1930 | 1815 | 2553 | 3572 | 4439 | 3867 | 4017 | 3210 | 3559 | 2780 | 2459 | 2731 | 1930 | 1815 | 2553 | 3572 | 4439 | 3867 | 4017 | 3210 | 3559 | 1.04 | 1.04 | 1.04 | 1.04 | 1.04 | 1.04 | 1.04 | 1.04 | 1.04 | 1.04 | 1.04 | 1.04 | 2891 | 2557 | 2840 | 2007 | 1888 | 2655 | 3715 | 4617 | 4022 | 4178 | 3338 | 3701 | 2891 | 2557 | 2840 | 2007 | 1888 | 2655 | 3715 | 4617 | 4022 | 4178 | 3338 | 3701 | 173.644 | 153.618 | 170.602 | 120.594 | 113.386 | 159.519 | 223.151 | 277.324 | 241.607 | 250.978 | 200.529 | 222.315 | 36932 | 36932 | 38409 | 38409 | 2307.267 | 2020
7489 | N | . | Lake Mendocino | City of Ukiah - (CA) | 19397 | CA | PACC | WECC |  | 22 | 1 | Electric Utility | HY | WAT | HYC |  |  |  | 0 | 0 | 0 | 0 | 0 | 0 | 0 | 0 | 0 | 0 | 0 | 0 | 0 | 0 | 0 | 0 | 0 | 0 | 0 | 0 | 0 | 0 | 0 | 0 | 0 | 0 | 0 | 0 | 0 | 0 | 0 | 0 | 0 | 0 | 0 | 0 | 4721 | 3522 | 3729 | 5473 | 7496 | 7004 | 7405 | 7462 | 5197 | 4274 | 3232 | 2663 | 4721 | 3522 | 3729 | 5473 | 7496 | 7004 | 7405 | 7462 | 5197 | 4274 | 3232 | 2663 | 538.894 | 402.045 | 425.638 | 624.794 | 855.729 | 799.563 | 845.364 | 851.835 | 593.271 | 487.897 | 369.005 | 303.965 | 0 | 0 | 62178 | 62178 | 7098 | 2020
7526 | N | . | Solano Wind | Sacramento Municipal Util Dist | 16534 | CA | PACC | WECC |  | 22 | 1 | Electric Utility | WT | WND | WND |  |  |  | 0 | 0 | 0 | 0 | 0 | 0 | 0 | 0 | 0 | 0 | 0 | 0 | 0 | 0 | 0 | 0 | 0 | 0 | 0 | 0 | 0 | 0 | 0 | 0 | 0 | 0 | 0 | 0 | 0 | 0 | 0 | 0 | 0 | 0 | 0 | 0 | 115317 | 305479 | 262178 | 437413 | 488431 | 671253 | 862466 | 632787 | 487836 | 279523 | 186439 | 139468 | 115317 | 305479 | 262178 | 437413 | 488431 | 671253 | 862466 | 632787 | 487836 | 279523 | 186439 | 139468 | 13164 | 34872 | 29929 | 49933 | 55757 | 76627 | 98455 | 72236 | 55689 | 31909 | 21283 | 15921 | 0 | 0 | 4868590 | 4868590 | 555775 | 2020
7527 | Y | . | Carson Ice-Gen Project | Sacramento Municipal Util Dist | 16534 | CA | PACC | WECC |  | 22 | 1 | Electric Utility | CA | NG | NG |  |  | mcf | 0 | 0 | 0 | 0 | 0 | 0 | 0 | 0 | 0 | 0 | 0 | 0 | 0 | 0 | 0 | 0 | 0 | 0 | 0 | 0 | 0 | 0 | 0 | 0 | 0 | 0 | 0 | 0 | 0 | 0 | 0 | 0 | 0 | 0 | 0 | 0 | 0 | 0 | 0 | 0 | 0 | 0 | 0 | 0 | 0 | 0 | 0 | 0 | 0 | 0 | 0 | 0 | 0 | 0 | 0 | 0 | 0 | 0 | 0 | 0 | 3400.916 | 542.047 | 3944.666 | 15568.998 | 8315.497 | 16305.544 | 21528.055 | 18337 | 12547 | 19548 | 11230 | 18114.736 | 0 | 0 | 0 | 0 | 149382.46 | 2020
7527 | Y | . | Carson Ice-Gen Project | Sacramento Municipal Util Dist | 16534 | CA | PACC | WECC |  | 22 | 1 | Electric Utility | CA | OBG | ORW |  |  | Mcf | 0 | 0 | 0 | 0 | 0 | 0 | 0 | 0 | 0 | 0 | 0 | 0 | 0 | 0 | 0 | 0 | 0 | 0 | 0 | 0 | 0 | 0 | 0 | 0 | 0 | 0 | 0 | 0 | 0 | 0 | 0 | 0 | 0 | 0 | 0 | 0 | 0 | 0 | 0 | 0 | 0 | 0 | 0 | 0 | 0 | 0 | 0 | 0 | 0 | 0 | 0 | 0 | 0 | 0 | 0 | 0 | 0 | 0 | 0 | 0 | 1.084 | 9.953 | 859.334 | 3083.002 | 449.503 | 0.456 | 103.945 | 0 | 0 | 0 | 0 | 60.264 | 0 | 0 | 0 | 0 | 4567.541 | 2020
7527 | Y | . | Carson Ice-Gen Project | Sacramento Municipal Util Dist | 16534 | CA | PACC | WECC |  | 22 | 1 | Electric Utility | CT | NG | NG |  |  | mcf | 200804 | 51627 | 165731 | 205195 | 108610 | 176856 | 228617 | 206038 | 142378 | 207000 | 131025 | 196983 | 163360 | 34100 | 130400 | 167609 | 83036 | 149942 | 196962 | 168538 | 117000 | 179289 | 105175 | 167538 | 1.02 | 1.02 | 1.02 | 1.02 | 1.02 | 1.02 | 1.02 | 1.02 | 1.02 | 1.02 | 1.02 | 1.02 | 204820 | 52660 | 169046 | 209299 | 110782 | 180393 | 233189 | 210159 | 145226 | 211140 | 133646 | 200923 | 166627 | 34782 | 133008 | 170961 | 84697 | 152941 | 200901 | 171909 | 119340 | 182875 | 107279 | 170889 | 17468.432 | 3286.649 | 12775.825 | 5963.998 | 1942.971 | 2755.923 | 3761.837 | 3164 | 2172 | 3388 | 1907 | 3182.413 | 2020864 | 1662949 | 2061283 | 1696209 | 61769.048 | 2020
7527 | Y | . | Carson Ice-Gen Project | Sacramento Municipal Util Dist | 16534 | CA | PACC | WECC |  | 22 | 1 | Electric Utility | CT | OBG | ORW |  |  | Mcf | 64 | 948 | 36104 | 64759 | 9213 | 8 | 1816 | 0 | 0 | 0 | 0 | 1061 | 52 | 625 | 28408 | 52897 | 7043 | 8 | 1565 | 0 | 0 | 0 | 0 | 903 | 1.02 | 1.02 | 1.02 | 0.64 | 0.65 | 0.63 | 0.62 | 0 | 0 | 0 | 0 | 0.63 | 65 | 967 | 36826 | 41446 | 5988 | 5 | 1126 | 0 | 0 | 0 | 0 | 668 | 53 | 638 | 28976 | 33854 | 4578 | 5 | 970 | 0 | 0 | 0 | 0 | 569 | 5.568 | 60.351 | 2783.175 | 1181.002 | 105.029 | 0.077 | 18.163 | 0 | 0 | 0 | 0 | 10.587 | 113973 | 91501 | 87091 | 69643 | 4163.952 | 2020
7527 | Y | . | Carson Ice-Gen Project | Sacramento Municipal Util Dist | 16534 | CA | PACC | WECC |  | 22 | 1 | Electric Utility | GT | NG | NG |  |  | mcf | 137 | 8984 | 6408 | 915 | 3851 | 3032 | 6248 | 28424 | 12861 | 2899 | 1738 | 1084 | 93 | 5189 | 4691 | 646 | 2513 | 2202 | 4605 | 19829 | 9009 | 2139 | 1190 | 785 | 1.02 | 1.02 | 1.02 | 1.02 | 1.02 | 1.02 | 1.02 | 1.02 | 1.02 | 1.02 | 1.02 | 1.02 | 140 | 9164 | 6536 | 933 | 3928 | 3093 | 6373 | 28992 | 13118 | 2957 | 1773 | 1106 | 95 | 5293 | 4785 | 659 | 2563 | 2246 | 4697 | 20226 | 9189 | 2182 | 1214 | 801 | 0 | 647 | 591 | 70 | 310 | 270 | 578 | 2537 | 1146 | 262 | 140 | 87 | 76581 | 52891 | 78113 | 53950 | 6638 | 2020
7551 | Y | . | SCA Cogen 2 | Sacramento Municipal Util Dist | 16534 | CA | PACC | WECC |  | 22 | 1 | Electric Utility | CA | NG | NG |  |  | mcf | 127 | 897 | 658 | 14 | 44 | 708 | 491 | 1242 | 405 | 388 | 52 | 595 | 127 | 897 | 658 | 14 | 44 | 708 | 491 | 1242 | 405 | 388 | 52 | 595 | 1.02 | 1.02 | 1.02 | 1.02 | 1.02 | 1.02 | 1.02 | 1.02 | 1.02 | 1.02 | 1.02 | 1.02 | 130 | 915 | 671 | 14 | 45 | 722 | 501 | 1267 | 413 | 396 | 53 | 607 | 130 | 915 | 671 | 14 | 45 | 722 | 501 | 1267 | 413 | 396 | 53 | 607 | 7194 | 9016 | 9678 | 5967 | 5417 | 8032 | 7937 | 9559 | 8647 | 8676 | 9037 | 10820 | 5621 | 5621 | 5734 | 5734 | 99980 | 2020
7551 | Y | . | SCA Cogen 2 | Sacramento Municipal Util Dist | 16534 | CA | PACC | WECC |  | 22 | 1 | Electric Utility | CT | NG | NG |  |  | mcf | 406188 | 466924 | 534950 | 357857 | 360145 | 458091 | 481483 | 527819 | 494275 | 466937 | 475441 | 539475 | 341202 | 394582 | 444745 | 302199 | 294598 | 370810 | 391438 | 432624 | 404018 | 392647 | 397052 | 453129 | 1.02 | 1.02 | 1.02 | 1.02 | 1.02 | 1.02 | 1.02 | 1.02 | 1.02 | 1.02 | 1.02 | 1.02 | 414312 | 476262 | 545649 | 365014 | 367348 | 467253 | 491113 | 538375 | 504161 | 476276 | 484950 | 550265 | 348026 | 402474 | 453640 | 308243 | 300490 | 378226 | 399267 | 441276 | 412098 | 400500 | 404993 | 462192 | 40667 | 46967 | 53396 | 36531 | 35674 | 44319 | 47270 | 51669 | 48433 | 46825 | 47227 | 53674 | 5569585 | 4619044 | 5680978 | 4711425 | 552652 | 2020
7551 | Y | . | SCA Cogen 2 | Sacramento Municipal Util Dist | 16534 | CA | PACC | WECC |  | 22 | 1 | Electric Utility | GT | NG | NG |  |  | mcf | 1617 | 17284 | 20175 | 0 | 5507 | 7005 | 16357 | 38795 | 23984 | 10920 | 2171 | 2604 | 1154 | 12281 | 14220 | 0 | 3912 | 7005 | 11401 | 26911 | 16650 | 7755 | 1523 | 1823 | 1.02 | 1.02 | 1.02 | 0 | 1.02 | 1.02 | 1.02 | 1.02 | 1.02 | 1.02 | 1.02 | 1.02 | 1649 | 17630 | 20579 | 0 | 5617 | 7145 | 16684 | 39571 | 24464 | 11138 | 2214 | 2656 | 1177 | 12527 | 14504 | 0 | 3990 | 7145 | 11629 | 27449 | 16983 | 7910 | 1553 | 1859 | 163 | 1737 | 2011 | 0 | 545 | 1304 | 1608 | 3797 | 2347 | 1092 | 215 | 259 | 146419 | 104635 | 149347 | 106726 | 15078 | 2020
7552 | Y | . | SPA Cogen 3 | Sacramento Municipal Util Dist | 16534 | CA | PACC | WECC |  | 22 | 1 | Electric Utility | CA | NG | NG |  |  | mcf | 38 | 0 | 370 | 0 | 1460 | 930 | 2020 | 6710 | 2780 | 810 | 210 | 2700 | 38 | 0 | 370 | 0 | 1460 | 930 | 2020 | 6710 | 2780 | 810 | 210 | 2700 | 1.02 | 0 | 1.02 | 0 | 1.02 | 1.02 | 1.02 | 1.02 | 1.02 | 1.02 | 1.02 | 1.02 | 39 | 0 | 377 | 0 | 1489 | 949 | 2060 | 6844 | 2836 | 826 | 214 | 2754 | 39 | 0 | 377 | 0 | 1489 | 949 | 2060 | 6844 | 2836 | 826 | 214 | 2754 | 29034 | 3333 | 16118 | 22625 | 5764 | 11453 | 9323 | 32145 | 17940 | 10752 | 12941 | 29134 | 18028 | 18028 | 18388 | 18388 | 200562 | 2020
7552 | Y | . | SPA Cogen 3 | Sacramento Municipal Util Dist | 16534 | CA | PACC | WECC |  | 22 | 1 | Electric Utility | CT | NG | NG |  |  | mcf | 626705 | 83071 | 362101 | 490220 | 128641 | 249420 | 203601 | 672432 | 380987 | 232840 | 296432 | 636251 | 616534 | 79575 | 355128 | 480963 | 121997 | 242912 | 195847 | 654095 | 370323 | 230453 | 282886 | 626031 | 1.02 | 1.02 | 1.02 | 1.02 | 1.02 | 1.02 | 1.02 | 1.02 | 1.02 | 1.02 | 1.02 | 1.02 | 639239 | 84732 | 369343 | 500024 | 131214 | 254408 | 207673 | 685881 | 388607 | 237497 | 302361 | 648976 | 628865 | 81166 | 362231 | 490582 | 124437 | 247770 | 199764 | 667177 | 377729 | 235062 | 288544 | 638552 | 50185 | 6461 | 29441 | 39063 | 9685 | 19571 | 15744 | 52799 | 29807 | 18622 | 23229 | 51634 | 4362701 | 4256744 | 4449955 | 4341879 | 346241 | 2020
7646 | N | . | Monticello Dam | Solano Irrigation District | 22776 | CA | PACC | WECC |  | 22 | 1 | Electric Utility | HY | WAT | HYC |  |  |  | 0 | 0 | 0 | 0 | 0 | 0 | 0 | 0 | 0 | 0 | 0 | 0 | 0 | 0 | 0 | 0 | 0 | 0 | 0 | 0 | 0 | 0 | 0 | 0 | 0 | 0 | 0 | 0 | 0 | 0 | 0 | 0 | 0 | 0 | 0 | 0 | 28031 | 20913 | 22140 | 32499 | 44511 | 41590 | 43972 | 44309 | 30859 | 25378 | 19194 | 15811 | 28031 | 20913 | 22140 | 32499 | 44511 | 41590 | 43972 | 44309 | 30859 | 25378 | 19194 | 15811 | 3199.875 | 2387.289 | 2527.383 | 3709.946 | 5081.208 | 4747.699 | 5019.664 | 5058.086 | 3522.769 | 2897.071 | 2191.106 | 1804.904 | 0 | 0 | 369207 | 369207 | 42147 | 2020
7824 | N | . | Rockwood | Imperial Irrigation District | 9216 | CA | PACC | WECC |  | 22 | 1 | Electric Utility | GT | DFO | DFO |  |  | barrels | 57 | 55 | 54 | 43 | 62 | 54 | 75 | 72 | 62 | 67 | 67 | 54 | 57 | 55 | 54 | 43 | 62 | 54 | 75 | 72 | 62 | 67 | 67 | 54 | 5.8 | 5.8 | 5.8 | 5.8 | 5.8 | 5.8 | 5.8 | 5.8 | 5.8 | 5.8 | 5.8 | 5.8 | 331 | 319 | 313 | 249 | 360 | 313 | 435 | 418 | 360 | 389 | 389 | 313 | 331 | 319 | 313 | 249 | 360 | 313 | 435 | 418 | 360 | 389 | 389 | 313 | 21.768 | 20.972 | 20.322 | 16.106 | 23.446 | 20.277 | 28.366 | 27.135 | 23.47 | 25.458 | 25.156 | 20.361 | 722 | 722 | 4189 | 4189 | 272.837 | 2020
7824 | N | . | Rockwood | Imperial Irrigation District | 9216 | CA | PACC | WECC |  | 22 | 1 | Electric Utility | GT | NG | NG |  |  | mcf | 778 | 688 | 765 | 540 | 508 | 715 | 1000 | 1243 | 1083 | 1125 | 899 | 996 | 778 | 688 | 765 | 540 | 508 | 715 | 1000 | 1243 | 1083 | 1125 | 899 | 996 | 1.02 | 1.02 | 1.02 | 1.02 | 1.02 | 1.02 | 1.02 | 1.02 | 1.02 | 1.02 | 1.02 | 1.02 | 794 | 702 | 780 | 551 | 518 | 729 | 1020 | 1268 | 1105 | 1148 | 917 | 1016 | 794 | 702 | 780 | 551 | 518 | 729 | 1020 | 1268 | 1105 | 1148 | 917 | 1016 | 51.715 | 45.751 | 50.81 | 35.916 | 33.769 | 47.509 | 66.46 | 82.594 | 71.957 | 74.748 | 59.723 | 66.211 | 10340 | 10340 | 10548 | 10548 | 687.163 | 2020
7907 | N | . | Pine Flat | Kings River Conservation Dist | 10325 | CA | PACC | WECC |  | 22 | 1 | Electric Utility | HY | WAT | HYC |  |  |  | 0 | 0 | 0 | 0 | 0 | 0 | 0 | 0 | 0 | 0 | 0 | 0 | 0 | 0 | 0 | 0 | 0 | 0 | 0 | 0 | 0 | 0 | 0 | 0 | 0 | 0 | 0 | 0 | 0 | 0 | 0 | 0 | 0 | 0 | 0 | 0 | 0 | 0 | 0 | 14691 | 338504 | 754534 | 784108 | 205790 | 6062 | 0 | 0 | 0 | 0 | 0 | 0 | 14691 | 338504 | 754534 | 784108 | 205790 | 6062 | 0 | 0 | 0 | 0 | 0 | 0 | 1677 | 38642 | 86134 | 89510 | 23492 | 692 | 0 | 0 | 0 | 0 | 0 | 2103689 | 2103689 | 240147 | 2020
7942 | N | . | Diamond Valley Lake | Metropolitan Water District of S CA | 12397 | CA | PACC | WECC |  | 22 | 1 | Electric Utility | HY | WAT | HYC |  |  |  | 0 | 0 | 0 | 0 | 0 | 0 | 0 | 0 | 0 | 0 | 0 | 0 | 0 | 0 | 0 | 0 | 0 | 0 | 0 | 0 | 0 | 0 | 0 | 0 | 0 | 0 | 0 | 0 | 0 | 0 | 0 | 0 | 0 | 0 | 0 | 0 | 13402 | 9999 | 10585 | 15538 | 21281 | 19885 | 21024 | 21185 | 14754 | 12134 | 9177 | 7559 | 13402 | 9999 | 10585 | 15538 | 21281 | 19885 | 21024 | 21185 | 14754 | 12134 | 9177 | 7559 | 1529.901 | 1141.392 | 1208.373 | 1773.771 | 2429.388 | 2269.933 | 2399.963 | 2418.333 | 1684.279 | 1385.125 | 1047.595 | 862.947 | 0 | 0 | 176523 | 176523 | 20151 | 2020
7987 | N | . | Lake One | City of Burbank Water and Power | 2507 | CA | PACC | WECC |  | 22 | 1 | Electric Utility | GT | NG | NG |  |  | mcf | 12253 | 10840 | 12039 | 8510 | 8001 | 11257 | 15747 | 19570 | 17049 | 17711 | 14151 | 15688 | 12253 | 10840 | 12039 | 8510 | 8001 | 11257 | 15747 | 19570 | 17049 | 17711 | 14151 | 15688 | 1.028 | 1.028 | 1.028 | 1.028 | 1.028 | 1.028 | 1.028 | 1.028 | 1.028 | 1.028 | 1.028 | 1.028 | 12596 | 11144 | 12376 | 8748 | 8225 | 11572 | 16188 | 20118 | 17526 | 18207 | 14547 | 16127 | 12596 | 11144 | 12376 | 8748 | 8225 | 11572 | 16188 | 20118 | 17526 | 18207 | 14547 | 16127 | 1185.727 | 1048.966 | 1164.946 | 823.467 | 774.246 | 1089.261 | 1523.769 | 1893.684 | 1649.794 | 1713.787 | 1369.294 | 1518.059 | 162816 | 162816 | 167374 | 167374 | 15755 | 2020
7987 | N | . | Lake One | City of Burbank Water and Power | 2507 | CA | PACC | WECC |  | 22 | 1 | Electric Utility | GT | OBG | ORW |  |  | Mcf | 0 | 0 | 0 | 0 | 0 | 0 | 0 | 0 | 0 | 0 | 0 | 0 | 0 | 0 | 0 | 0 | 0 | 0 | 0 | 0 | 0 | 0 | 0 | 0 | 0 | 0 | 0 | 0 | 0 | 0 | 0 | 0 | 0 | 0 | 0 | 0 | 0 | 0 | 0 | 0 | 0 | 0 | 0 | 0 | 0 | 0 | 0 | 0 | 0 | 0 | 0 | 0 | 0 | 0 | 0 | 0 | 0 | 0 | 0 | 0 | 0 | 0 | 0 | 0 | 0 | 0 | 0 | 0 | 0 | 0 | 0 | 0 | 0 | 0 | 0 | 0 | 0 | 2020
8076 | N | . | Ellwood | Ellwood Power, LLC | 63844 | CA | PACC | WECC |  | 22 | 2 | NAICS-22 Non-Cogen | GT | NG | NG |  |  | mcf | 4486 | 3967 | 4406 | 3115 | 2928 | 4120 | 5763 | 7162 | 6240 | 6482 | 5179 | 5742 | 4486 | 3967 | 4406 | 3115 | 2928 | 4120 | 5763 | 7162 | 6240 | 6482 | 5179 | 5742 | 1.045 | 1.045 | 1.045 | 1.045 | 1.045 | 1.045 | 1.045 | 1.045 | 1.045 | 1.045 | 1.045 | 1.045 | 4688 | 4146 | 4604 | 3255 | 3060 | 4305 | 6022 | 7484 | 6521 | 6774 | 5412 | 6000 | 4688 | 4146 | 4604 | 3255 | 3060 | 4305 | 6022 | 7484 | 6521 | 6774 | 5412 | 6000 | 323.619 | 286.294 | 317.948 | 224.748 | 211.314 | 297.291 | 415.881 | 516.842 | 450.277 | 467.743 | 373.72 | 414.323 | 59590 | 59590 | 62271 | 62271 | 4300 | 2020
10005 | N | . | Dinosaur Point | International Turbine Res Inc | 9397 | CA | PACC | WECC |  | 22 | 2 | NAICS-22 Non-Cogen | WT | WND | WND |  |  |  | 0 | 0 | 0 | 0 | 0 | 0 | 0 | 0 | 0 | 0 | 0 | 0 | 0 | 0 | 0 | 0 | 0 | 0 | 0 | 0 | 0 | 0 | 0 | 0 | 0 | 0 | 0 | 0 | 0 | 0 | 0 | 0 | 0 | 0 | 0 | 0 | 4681 | 4798 | 6956 | 9378 | 9570 | 10613 | 10420 | 8877 | 4915 | 5355 | 4098 | 4024 | 4681 | 4798 | 6956 | 9378 | 9570 | 10613 | 10420 | 8877 | 4915 | 5355 | 4098 | 4024 | 534.378 | 547.773 | 794.073 | 1070.585 | 1092.409 | 1211.483 | 1189.477 | 1013.41 | 561.027 | 611.255 | 467.772 | 459.358 | 0 | 0 | 83685 | 83685 | 9553 | 2020
10026 | N | . | Encina Water Pollution Control | Encina Joint Powers Authority | 5901 | CA | PACC | WECC |  | 22132 | 4 | Commercial NAICS Non-Cogen | IC | NG | NG |  |  | mcf | 699 | 1477 | 1899 | 1441 | 1230 | 1214 | 1227 | 1793 | 1303 | 1467 | 1349 | 1972 | 699 | 1477 | 1899 | 1441 | 1230 | 1214 | 1227 | 1793 | 1303 | 1467 | 1349 | 1972 | 1 | 1 | 1 | 1 | 1 | 1 | 1 | 1 | 1 | 1 | 1 | 1 | 699 | 1477 | 1899 | 1441 | 1230 | 1214 | 1227 | 1793 | 1303 | 1467 | 1349 | 1972 | 699 | 1477 | 1899 | 1441 | 1230 | 1214 | 1227 | 1793 | 1303 | 1467 | 1349 | 1972 | 69.82 | 143.136 | 184.89 | 141.298 | 123.403 | 117.889 | 115.648 | 173.023 | 122.685 | 136.93 | 127.569 | 183.876 | 17071 | 17071 | 17071 | 17071 | 1640.167 | 2020
10026 | N | . | Encina Water Pollution Control | Encina Joint Powers Authority | 5901 | CA | PACC | WECC |  | 22132 | 4 | Commercial NAICS Non-Cogen | IC | OBG | ORW |  |  | Mcf | 18958 | 17127 | 17531 | 17621 | 18217 | 18229 | 19599 | 19119 | 19353 | 19607 | 18901 | 20093 | 18958 | 17127 | 17531 | 17621 | 18217 | 18229 | 19599 | 19119 | 19353 | 19607 | 18901 | 20093 | 0.6 | 0.6 | 0.6 | 0.6 | 0.6 | 0.6 | 0.6 | 0.6 | 0.6 | 0.6 | 0.6 | 0.6 | 11375 | 10276 | 10519 | 10573 | 10930 | 10937 | 11759 | 11471 | 11612 | 11764 | 11341 | 12056 | 11375 | 10276 | 10519 | 10573 | 10930 | 10937 | 11759 | 11471 | 11612 | 11764 | 11341 | 12056 | 1136.18 | 995.864 | 1024.11 | 1036.702 | 1096.597 | 1062.111 | 1108.352 | 1106.977 | 1093.315 | 1098.07 | 1072.431 | 1124.124 | 224355 | 224355 | 134613 | 134613 | 12954.833 | 2020
10034 | Y | . | Gilroy Power Plant | Calpine Gilroy Cogen LP | 3028 | CA | PACC | WECC |  | 22 | 3 | NAICS-22 Cogen | CA | NG | NG |  |  | mcf | 0 | 0 | 0 | 0 | 0 | 0 | 0 | 0 | 0 | 0 | 0 | 0 | 0 | 0 | 0 | 0 | 0 | 0 | 0 | 0 | 0 | 0 | 0 | 0 | 0 | 0 | 0 | 0 | 0 | 0 | 0 | 0 | 0 | 0 | 0 | 0 | 0 | 0 | 0 | 0 | 0 | 0 | 0 | 0 | 0 | 0 | 0 | 0 | 0 | 0 | 0 | 0 | 0 | 0 | 0 | 0 | 0 | 0 | 0 | 0 | 485 | 866 | 791 | 0 | 1477 | 1839 | 1768 | 7688 | 6042 | 5862 | 1617 | 2833 | 0 | 0 | 0 | 0 | 31268 | 2020
10034 | Y | . | Gilroy Power Plant | Calpine Gilroy Cogen LP | 3028 | CA | PACC | WECC |  | 22 | 3 | NAICS-22 Cogen | CT | NG | NG |  |  | mcf | 12104 | 23087 | 21482 | 0 | 38467 | 47212 | 58857 | 234690 | 179277 | 179450 | 53105 | 91899 | 12104 | 23087 | 21482 | 0 | 38467 | 47212 | 46922 | 196212 | 151481 | 148981 | 42702 | 74680 | 1.04 | 1.037 | 1.03 | 0 | 1.03 | 1.028 | 1.034 | 1.033 | 1.03 | 1.032 | 1.041 | 1.039 | 12588 | 23941 | 22126 | 0 | 39621 | 48534 | 60858 | 242435 | 184655 | 185192 | 55282 | 95483 | 12588 | 23941 | 22126 | 0 | 39621 | 48534 | 48517 | 202687 | 156025 | 153748 | 44453 | 77593 | 1215 | 2292 | 2089 | 0 | 3737 | 4611 | 4359 | 18566 | 14314 | 13989 | 4014 | 7018 | 939630 | 803330 | 970715 | 829833 | 76204 | 2020
10042 | N | . | Kaweah Delta District Hospital | Kaweah Delta Hospital | 10077 | CA | PACC | WECC |  | 622 | 4 | Commercial NAICS Non-Cogen | GT | NG | NG |  |  | mcf | 24366 | 24299 | 23922 | 24574 | 27828 | 27273 | 29510 | 30046 | 26914 | 25367 | 24878 | 25268 | 24366 | 24299 | 23922 | 24574 | 27828 | 27273 | 29510 | 30046 | 26914 | 25367 | 24878 | 25268 | 1.1 | 1.1 | 1.1 | 1.1 | 1.1 | 1.1 | 1.1 | 1.1 | 1.1 | 1.1 | 1.1 | 1.1 | 26803 | 26729 | 26314 | 27031 | 30611 | 30000 | 32461 | 33051 | 29605 | 27904 | 27366 | 27795 | 26803 | 26729 | 26314 | 27031 | 30611 | 30000 | 32461 | 33051 | 29605 | 27904 | 27366 | 27795 | 1494.5 | 1511.16 | 1523.9 | 1586.62 | 1843.38 | 1851.22 | 2019.78 | 2068.78 | 1796.34 | 1684.62 | 1599.36 | 1583.68 | 314245 | 314245 | 345670 | 345670 | 20563.34 | 2020
10091 | Y | . | Total Energy Facilities | Los Angeles County Sanitation | 11217 | CA | PACC | WECC |  | 22132 | 5 | Commercial NAICS Cogen | CA | NG | NG |  |  | mcf | 0 | 0 | 0 | 0 | 0 | 0 | 0 | 0 | 0 | 0 | 0 | 0 | 0 | 0 | 0 | 0 | 0 | 0 | 0 | 0 | 0 | 0 | 0 | 0 | 0 | 0 | 0 | 0 | 0 | 0 | 0 | 0 | 0 | 0 | 0 | 0 | 0 | 0 | 0 | 0 | 0 | 0 | 0 | 0 | 0 | 0 | 0 | 0 | 0 | 0 | 0 | 0 | 0 | 0 | 0 | 0 | 0 | 0 | 0 | 0 | 0.459 | 0.322 | 3.294 | 5.136 | 9.102 | 30.187 | 135.331 | 28.881 | 73.7 | 85.623 | 459.082 | 2194.909 | 0 | 0 | 0 | 0 | 3026.026 | 2020
10091 | Y | . | Total Energy Facilities | Los Angeles County Sanitation | 11217 | CA | PACC | WECC |  | 22132 | 5 | Commercial NAICS Cogen | CA | OBG | ORW |  |  | Mcf | 0 | 0 | 0 | 0 | 0 | 0 | 0 | 0 | 0 | 0 | 0 | 0 | 0 | 0 | 0 | 0 | 0 | 0 | 0 | 0 | 0 | 0 | 0 | 0 | 0 | 0 | 0 | 0 | 0 | 0 | 0 | 0 | 0 | 0 | 0 | 0 | 0 | 0 | 0 | 0 | 0 | 0 | 0 | 0 | 0 | 0 | 0 | 0 | 0 | 0 | 0 | 0 | 0 | 0 | 0 | 0 | 0 | 0 | 0 | 0 | 2371.541 | 2324.678 | 2566.706 | 2345.864 | 2557.898 | 2001.813 | 2695.669 | 3079.119 | 2868.3 | 2761.377 | 1611.918 | 222.091 | 0 | 0 | 0 | 0 | 27406.974 | 2020
10091 | Y | . | Total Energy Facilities | Los Angeles County Sanitation | 11217 | CA | PACC | WECC |  | 22132 | 5 | Commercial NAICS Cogen | CT | NG | NG |  |  | mcf | 27 | 18 | 181 | 296 | 494 | 1950 | 6680 | 1296 | 3407 | 4225 | 30768 | 181277 | 27 | 18 | 181 | 296 | 494 | 1950 | 6680 | 1296 | 3407 | 4225 | 28995 | 131161 | 1 | 1 | 1 | 1 | 1 | 1 | 1 | 1 | 1 | 1 | 1 | 1 | 27 | 18 | 181 | 296 | 494 | 1950 | 6680 | 1296 | 3407 | 4225 | 30768 | 181277 | 27 | 18 | 181 | 296 | 494 | 1950 | 6680 | 1296 | 3407 | 4225 | 28995 | 131161 | 2.188 | 1.472 | 14.425 | 23.858 | 40.093 | 160.53 | 533.485 | 102.804 | 270.475 | 351.396 | 2422.647 | 10868.298 | 230619 | 178730 | 230619 | 178730 | 14791.671 | 2020
10091 | Y | . | Total Energy Facilities | Los Angeles County Sanitation | 11217 | CA | PACC | WECC |  | 22132 | 5 | Commercial NAICS Cogen | CT | OBG | ORW |  |  | Mcf | 218020 | 203303 | 220384 | 211264 | 216914 | 202052 | 207905 | 215890 | 207181 | 212902 | 168800 | 28660 | 218020 | 203303 | 220384 | 211264 | 216914 | 202052 | 207905 | 215890 | 207181 | 212902 | 159075 | 20736 | 0.64 | 0.64 | 0.64 | 0.64 | 0.64 | 0.64 | 0.64 | 0.64 | 0.64 | 0.64 | 0.64 | 0.64 | 139533 | 130114 | 141046 | 135209 | 138825 | 129313 | 133059 | 138170 | 132596 | 136257 | 108032 | 18342 | 139533 | 130114 | 141046 | 135209 | 138825 | 129313 | 133059 | 138170 | 132596 | 136257 | 101808 | 13271 | 11308.812 | 10640.528 | 11240.575 | 10898.142 | 11266.907 | 10645.47 | 10626.515 | 10960.196 | 10526.525 | 11332.604 | 8506.353 | 1099.702 | 2313275 | 2295626 | 1480496 | 1469201 | 119052.33 | 2020
10115 | Y | . | Grossmont Hospital | Sharp Grossmont Hospital | 7726 | CA | PACC | WECC |  | 622 | 5 | Commercial NAICS Cogen | GT | NG | NG |  |  | mcf | 26904 | 23801 | 26433 | 18685 | 17568 | 24715 | 34574 | 42968 | 37434 | 38886 | 31069 | 34445 | 12125 | 10726 | 11913 | 8420 | 7917 | 11138 | 15581 | 19363 | 16870 | 17524 | 14002 | 15523 | 1.04 | 1.04 | 1.04 | 1.04 | 1.04 | 1.04 | 1.04 | 1.04 | 1.04 | 1.04 | 1.04 | 1.04 | 27980 | 24753 | 27490 | 19432 | 18271 | 25704 | 35957 | 44687 | 38931 | 40441 | 32312 | 35823 | 12610 | 11155 | 12389 | 8757 | 8234 | 11584 | 16204 | 20138 | 17545 | 18225 | 14562 | 16144 | 2057.696 | 1820.361 | 2021.63 | 1429.033 | 1343.615 | 1890.288 | 2644.326 | 3286.271 | 2863.028 | 2974.081 | 2376.253 | 2634.418 | 357482 | 161102 | 371781 | 167547 | 27341 | 2020
10128 | N | . | Gosselin Hydro Plant | Humboldt Bay Mun Water Dist | 8787 | CA | PACC | WECC |  | 22131 | 4 | Commercial NAICS Non-Cogen | HY | WAT | HYC |  |  |  | 0 | 0 | 0 | 0 | 0 | 0 | 0 | 0 | 0 | 0 | 0 | 0 | 0 | 0 | 0 | 0 | 0 | 0 | 0 | 0 | 0 | 0 | 0 | 0 | 0 | 0 | 0 | 0 | 0 | 0 | 0 | 0 | 0 | 0 | 0 | 0 | 2114 | 1577 | 1669 | 2451 | 3356 | 3136 | 3316 | 3341 | 2327 | 1914 | 1447 | 1192 | 2114 | 1577 | 1669 | 2451 | 3356 | 3136 | 3316 | 3341 | 2327 | 1914 | 1447 | 1192 | 241.28 | 180.008 | 190.572 | 279.74 | 383.137 | 357.99 | 378.496 | 381.394 | 265.626 | 218.447 | 165.215 | 136.095 | 0 | 0 | 27840 | 27840 | 3178 | 2020
10139 | N | . | Isabella Hydro Project | Isabella Partners | 9439 | CA | PACC | WECC |  | 22 | 2 | NAICS-22 Non-Cogen | HY | WAT | HYC |  |  |  | 0 | 0 | 0 | 0 | 0 | 0 | 0 | 0 | 0 | 0 | 0 | 0 | 0 | 0 | 0 | 0 | 0 | 0 | 0 | 0 | 0 | 0 | 0 | 0 | 0 | 0 | 0 | 0 | 0 | 0 | 0 | 0 | 0 | 0 | 0 | 0 | 11670 | 8707 | 9217 | 13530 | 18531 | 17315 | 18307 | 18447 | 12848 | 10566 | 7991 | 6583 | 11670 | 8707 | 9217 | 13530 | 18531 | 17315 | 18307 | 18447 | 12848 | 10566 | 7991 | 6583 | 1332.199 | 993.897 | 1052.222 | 1544.557 | 2115.452 | 1976.603 | 2089.829 | 2105.826 | 1466.629 | 1206.133 | 912.22 | 751.433 | 0 | 0 | 153712 | 153712 | 17547 | 2020
10144 | Y | . | Sierra Pacific Lincoln Facility | Sierra Pacific Industries Inc | 17164 | CA | PACC | WECC |  | 321 | 7 | Industrial NAICS Cogen | ST | WDS | WWW |  |  | short tons | 11683 | 11380 | 11814 | 7094 | 11801 | 10890 | 11570 | 11986 | 11260 | 7970 | 4876 | 8960 | 2175 | 2143 | 2121 | 1301 | 2669 | 2374 | 2600 | 2715 | 2372 | 1170 | 0 | 858 | 18 | 18 | 18 | 18 | 18 | 18 | 18 | 18 | 18 | 18 | 18 | 18 | 210294 | 204840 | 212652 | 127692 | 212418 | 196020 | 208260 | 215748 | 202680 | 143460 | 87768 | 161280 | 39143 | 38582 | 38171 | 23413 | 48049 | 42732 | 46796 | 48865 | 42702 | 21051 | 0 | 15436 | 7798 | 7730 | 7560 | 4607 | 9772 | 8599 | 9474 | 9931 | 8656 | 3861 | 0 | 2509 | 121284 | 22498 | 2183112 | 404940 | 80497 | 2020
10156 | Y | . | Fresno Cogen Partners | Wellhead Services, Inc | 20323 | CA | PACC | WECC |  | 22 | 3 | NAICS-22 Cogen | CA | NG | NG |  |  | mcf | 0 | 0 | 0 | 0 | 0 | 0 | 0 | 0 | 0 | 0 | 0 | 0 | 0 | 0 | 0 | 0 | 0 | 0 | 0 | 0 | 0 | 0 | 0 | 0 | 0 | 0 | 0 | 0 | 0 | 0 | 0 | 0 | 0 | 0 | 0 | 0 | 0 | 0 | 0 | 0 | 0 | 0 | 0 | 0 | 0 | 0 | 0 | 0 | 0 | 0 | 0 | 0 | 0 | 0 | 0 | 0 | 0 | 0 | 0 | 0 | 0 | 0 | 0 | 0 | 31 | 0 | 0 | 116 | 38 | 8 | 115 | 0 | 0 | 0 | 0 | 0 | 308 | 2020
10156 | Y | . | Fresno Cogen Partners | Wellhead Services, Inc | 20323 | CA | PACC | WECC |  | 22 | 3 | NAICS-22 Cogen | CT | NG | NG |  |  | mcf | 19 | 0 | 0 | 9 | 2725 | 0 | 13 | 8941 | 2962 | 807 | 8088 | 0 | 0 | 0 | 0 | 0 | 2378 | 0 | 0 | 8865 | 2891 | 616 | 8088 | 0 | 1.03 | 0 | 0 | 1.033 | 1.028 | 0 | 1.03 | 1.035 | 1.039 | 1.031 | 1.013 | 0 | 20 | 0 | 0 | 9 | 2801 | 0 | 13 | 9254 | 3078 | 832 | 8193 | 0 | 0 | 0 | 0 | 0 | 2445 | 0 | 0 | 9175 | 3004 | 635 | 8193 | 0 | 0 | 0 | 0 | 0 | 216 | 0 | 0 | 811 | 265 | 56 | 806 | 0 | 23564 | 22838 | 24200 | 23452 | 2154 | 2020
10156 | Y | . | Fresno Cogen Partners | Wellhead Services, Inc | 20323 | CA | PACC | WECC |  | 22 | 3 | NAICS-22 Cogen | GT | NG | NG |  |  | mcf | 2007 | 1777 | 1973 | 1395 | 1311 | 1845 | 2581 | 3207 | 2794 | 2903 | 2319 | 2571 | 1300 | 1150 | 1277 | 903 | 849 | 1194 | 1671 | 2076 | 1809 | 1879 | 1501 | 1664 | 1.03 | 1.03 | 1.03 | 1.03 | 1.03 | 1.03 | 1.03 | 1.03 | 1.03 | 1.03 | 1.03 | 1.03 | 2067 | 1830 | 2032 | 1437 | 1350 | 1900 | 2658 | 3303 | 2878 | 2990 | 2389 | 2648 | 1339 | 1184 | 1315 | 930 | 874 | 1230 | 1721 | 2138 | 1863 | 1935 | 1546 | 1714 | 139.232 | 123.173 | 136.791 | 96.694 | 90.914 | 127.904 | 178.926 | 222.362 | 193.724 | 201.238 | 160.787 | 178.255 | 26683 | 17273 | 27482 | 17789 | 1850 | 2020
10162 | N | . | Whitewater Hydro Plant | Desert Water Agency | 5093 | CA | PACC | WECC |  | 22 | 2 | NAICS-22 Non-Cogen | HY | WAT | HYC |  |  |  | 0 | 0 | 0 | 0 | 0 | 0 | 0 | 0 | 0 | 0 | 0 | 0 | 0 | 0 | 0 | 0 | 0 | 0 | 0 | 0 | 0 | 0 | 0 | 0 | 0 | 0 | 0 | 0 | 0 | 0 | 0 | 0 | 0 | 0 | 0 | 0 | 1314 | 980 | 1037 | 1523 | 2086 | 1949 | 2061 | 2076 | 1446 | 1189 | 899 | 741 | 1314 | 980 | 1037 | 1523 | 2086 | 1949 | 2061 | 2076 | 1446 | 1189 | 899 | 741 | 149.947 | 111.868 | 118.433 | 173.847 | 238.104 | 222.476 | 235.22 | 237.021 | 165.076 | 135.756 | 102.675 | 84.577 | 0 | 0 | 17301 | 17301 | 1975 | 2020
10175 | Y | . | Childrens Hospital | DTE San Diego COGEN Inc. | 3476 | CA | PACC | WECC |  | 622 | 5 | Commercial NAICS Cogen | GT | NG | NG |  |  | mcf | 35877 | 33582 | 31526 | 35751 | 36754 | 36391 | 39843 | 40112 | 37933 | 34681 | 33373 | 14020 | 19909 | 18872 | 19228 | 20422 | 19561 | 21143 | 23859 | 24000 | 22451 | 19354 | 18311 | 7892 | 1.033 | 1.031 | 1.031 | 1.03 | 1.03 | 1.03 | 1.03 | 1.03 | 1.03 | 1.03 | 1.03 | 1.03 | 37061 | 34623 | 32503 | 36824 | 37857 | 37483 | 41038 | 41315 | 39071 | 35721 | 34374 | 14441 | 20566 | 19457 | 19824 | 21035 | 20148 | 21777 | 24575 | 24720 | 23125 | 19935 | 18860 | 8129 | 2298 | 2115 | 2195 | 2339 | 2198 | 2421 | 2689 | 2729 | 2598 | 2186 | 2096 | 803 | 409843 | 235002 | 422311 | 242151 | 26667 | 2020
10175 | Y | . | Childrens Hospital | DTE San Diego COGEN Inc. | 3476 | CA | PACC | WECC |  | 622 | 5 | Commercial NAICS Cogen | IC | DFO | DFO |  |  | barrels | 2 | 2 | 2 | 2 | 2 | 2 | 2 | 2 | 2 | 2 | 2 | 2 | 2 | 2 | 2 | 2 | 2 | 2 | 2 | 2 | 2 | 2 | 2 | 2 | 5.68 | 5.68 | 5.68 | 5.68 | 5.68 | 5.68 | 5.68 | 5.68 | 5.68 | 5.68 | 5.68 | 5.68 | 11 | 11 | 11 | 11 | 11 | 11 | 11 | 11 | 11 | 11 | 11 | 11 | 11 | 11 | 11 | 11 | 11 | 11 | 11 | 11 | 11 | 11 | 11 | 11 | 1 | 1 | 1 | 1 | 1 | 1 | 1 | 1 | 1 | 1 | 1 | 1 | 24 | 24 | 132 | 132 | 12 | 2020
10191 | N | . | Tehachapi Wind Resource I | CalWind Resources Inc | 2719 | CA | PACC | WECC |  | 22 | 2 | NAICS-22 Non-Cogen | WT | WND | WND |  |  |  | 0 | 0 | 0 | 0 | 0 | 0 | 0 | 0 | 0 | 0 | 0 | 0 | 0 | 0 | 0 | 0 | 0 | 0 | 0 | 0 | 0 | 0 | 0 | 0 | 0 | 0 | 0 | 0 | 0 | 0 | 0 | 0 | 0 | 0 | 0 | 0 | 6762 | 6932 | 10049 | 13548 | 13824 | 15331 | 15052 | 12824 | 7099 | 7735 | 5919 | 5813 | 6762 | 6932 | 10049 | 13548 | 13824 | 15331 | 15052 | 12824 | 7099 | 7735 | 5919 | 5813 | 771.945 | 791.298 | 1147.096 | 1546.537 | 1578.064 | 1750.074 | 1718.286 | 1463.944 | 810.445 | 883.003 | 675.731 | 663.577 | 0 | 0 | 120888 | 120888 | 13800 | 2020
10206 | Y | . | Loma Linda University Cogen | Loma Linda University | 11161 | CA | PACC | WECC |  | 611 | 5 | Commercial NAICS Cogen | GT | DFO | DFO |  |  | barrels | 0 | 0 | 0 | 0 | 0 | 0 | 0 | 0 | 0 | 0 | 0 | 0 | 0 | 0 | 0 | 0 | 0 | 0 | 0 | 0 | 0 | 0 | 0 | 0 | 0 | 0 | 0 | 0 | 0 | 0 | 0 | 0 | 0 | 0 | 0 | 0 | 0 | 0 | 0 | 0 | 0 | 0 | 0 | 0 | 0 | 0 | 0 | 0 | 0 | 0 | 0 | 0 | 0 | 0 | 0 | 0 | 0 | 0 | 0 | 0 | 0 | 0 | 0 | 0 | 0 | 0 | 0 | 0 | 0 | 0 | 0 | 0 | 0 | 0 | 0 | 0 | 0 | 2020
10206 | Y | . | Loma Linda University Cogen | Loma Linda University | 11161 | CA | PACC | WECC |  | 611 | 5 | Commercial NAICS Cogen | GT | NG | NG |  |  | mcf | 88342 | 81404 | 86202 | 85055 | 89721 | 86028 | 89978 | 95016 | 89556 | 46645 | 37610 | 67985 | 33502 | 31207 | 32890 | 34726 | 38703 | 37326 | 38550 | 40385 | 37326 | 23558 | 20040 | 28148 | 1.01 | 1.01 | 1.01 | 1.01 | 1.01 | 1.01 | 1.01 | 1.01 | 1.01 | 1.01 | 1.01 | 1.01 | 89225 | 82218 | 87064 | 85906 | 90618 | 86888 | 90878 | 95966 | 90452 | 47111 | 37986 | 68665 | 33837 | 31519 | 33219 | 35073 | 39090 | 37699 | 38935 | 40789 | 37699 | 23794 | 20240 | 28429 | 5116 | 4766 | 5023 | 5315 | 5933 | 5722 | 5908 | 6190 | 5701 | 3593 | 3058 | 4298 | 943542 | 396361 | 952977 | 400323 | 60623 | 2020
10206 | Y | . | Loma Linda University Cogen | Loma Linda University | 11161 | CA | PACC | WECC |  | 611 | 5 | Commercial NAICS Cogen | IC | DFO | DFO |  |  | barrels | 0 | 0 | 0 | 0 | 0 | 0 | 0 | 0 | 0 | 0 | 0 | 0 | 0 | 0 | 0 | 0 | 0 | 0 | 0 | 0 | 0 | 0 | 0 | 0 | 0 | 0 | 0 | 0 | 0 | 0 | 0 | 0 | 0 | 0 | 0 | 0 | 0 | 0 | 0 | 0 | 0 | 0 | 0 | 0 | 0 | 0 | 0 | 0 | 0 | 0 | 0 | 0 | 0 | 0 | 0 | 0 | 0 | 0 | 0 | 0 | 0 | 0 | 0 | 0 | 0 | 0 | 0 | 0 | 0 | 0 | 0 | 0 | 0 | 0 | 0 | 0 | 0 | 2020
10213 | Y | . | El Segundo Cogen | Chevron USA Inc-El Segundo | 3452 | CA | PACC | WECC |  | 32411 | 7 | Industrial NAICS Cogen | CA | NG | NG |  |  | mcf | 0 | 0 | 0 | 0 | 0 | 0 | 0 | 0 | 0 | 0 | 0 | 0 | 0 | 0 | 0 | 0 | 0 | 0 | 0 | 0 | 0 | 0 | 0 | 0 | 0 | 0 | 0 | 0 | 0 | 0 | 0 | 0 | 0 | 0 | 0 | 0 | 0 | 0 | 0 | 0 | 0 | 0 | 0 | 0 | 0 | 0 | 0 | 0 | 0 | 0 | 0 | 0 | 0 | 0 | 0 | 0 | 0 | 0 | 0 | 0 | 2699.542 | 2736.041 | 2915.87 | 2573.247 | 3033.677 | 2743.507 | 5599.112 | 7330.818 | 7977.321 | 6772.171 | 6257.407 | 4635.324 | 0 | 0 | 0 | 0 | 55274.037 | 2020
10213 | Y | . | El Segundo Cogen | Chevron USA Inc-El Segundo | 3452 | CA | PACC | WECC |  | 32411 | 7 | Industrial NAICS Cogen | CA | OG | OOG |  |  | mcf | 63180 | 75952 | 62461 | 103902 | 64169 | 72603 | 90040 | 120951 | 84927 | 80752 | 30354 | 20981 | 2287 | 2184 | 1495 | 2380 | 2003 | 2579 | 4616 | 7436 | 5939 | 5927 | 1696 | 1060 | 0.833 | 0.859 | 0.922 | 0.902 | 0.666 | 0.677 | 1.01 | 0.713 | 0.773 | 0.961 | 0.923 | 0.737 | 52629 | 65243 | 57589 | 93720 | 42737 | 49152 | 90940 | 86238 | 65649 | 77603 | 28017 | 15463 | 1905 | 1876 | 1378 | 2147 | 1334 | 1746 | 4662 | 5302 | 4591 | 5696 | 1565 | 781 | 167.458 | 164.959 | 121.13 | 188.753 | 117.323 | 153.493 | 409.888 | 466.182 | 403.679 | 500.829 | 137.593 | 68.676 | 870272 | 39602 | 724980 | 32983 | 2899.963 | 2020
10213 | Y | . | El Segundo Cogen | Chevron USA Inc-El Segundo | 3452 | CA | PACC | WECC |  | 32411 | 7 | Industrial NAICS Cogen | CT | NG | NG |  |  | mcf | 815782 | 1040508 | 1332976 | 1240453 | 1068726 | 858785 | 1229956 | 1323037 | 1271881 | 1028761 | 1225134 | 1001621 | 815782 | 999388 | 1275737 | 1180809 | 1020989 | 858785 | 1219617 | 1300730 | 1268487 | 1028162 | 1203829 | 977750 | 1.04 | 1.04 | 1.04 | 1.03 | 1.034 | 1.023 | 1.01 | 1.025 | 1.02 | 1.02 | 1.04 | 1.042 | 848413 | 1082128 | 1386295 | 1277667 | 1105063 | 878537 | 1242256 | 1356113 | 1297319 | 1049336 | 1274139 | 1043689 | 848413 | 1039364 | 1326766 | 1216233 | 1055703 | 878537 | 1231813 | 1333248 | 1293857 | 1048725 | 1251982 | 1018815 | 89602 | 88649 | 113740 | 104364 | 89789 | 82128 | 102708 | 109895 | 105785 | 85437 | 103823 | 84944 | 13437620 | 13150065 | 13840955 | 13543456 | 1160864 | 2020
10213 | Y | . | El Segundo Cogen | Chevron USA Inc-El Segundo | 3452 | CA | PACC | WECC |  | 32411 | 7 | Industrial NAICS Cogen | CT | OG | OOG |  |  | mcf | 0 | 0 | 0 | 0 | 0 | 0 | 0 | 0 | 0 | 0 | 0 | 0 | 0 | 0 | 0 | 0 | 0 | 0 | 0 | 0 | 0 | 0 | 0 | 0 | 0 | 0 | 0 | 0 | 0 | 0 | 0 | 0 | 0 | 0 | 0 | 0 | 0 | 0 | 0 | 0 | 0 | 0 | 0 | 0 | 0 | 0 | 0 | 0 | 0 | 0 | 0 | 0 | 0 | 0 | 0 | 0 | 0 | 0 | 0 | 0 | 0 | 0 | 0 | 0 | 0 | 0 | 0 | 0 | 0 | 0 | 0 | 0 | 0 | 0 | 0 | 0 | 0 | 2020
10222 | N | . | Tulare Success Power Project | Lower Tule River Irrgtn Dist | 11278 | CA | PACC | WECC |  | 22 | 2 | NAICS-22 Non-Cogen | HY | WAT | HYC |  |  |  | 0 | 0 | 0 | 0 | 0 | 0 | 0 | 0 | 0 | 0 | 0 | 0 | 0 | 0 | 0 | 0 | 0 | 0 | 0 | 0 | 0 | 0 | 0 | 0 | 0 | 0 | 0 | 0 | 0 | 0 | 0 | 0 | 0 | 0 | 0 | 0 | 293 | 218 | 231 | 339 | 465 | 434 | 459 | 463 | 322 | 265 | 200 | 165 | 293 | 218 | 231 | 339 | 465 | 434 | 459 | 463 | 322 | 265 | 200 | 165 | 33.406 | 24.922 | 26.385 | 38.731 | 53.046 | 49.564 | 52.404 | 52.805 | 36.776 | 30.244 | 22.874 | 18.843 | 0 | 0 | 3854 | 3854 | 440 | 2020
10253 | N | . | Haypress | EIF Haypress LLC | 56531 | CA | PACC | WECC |  | 22 | 2 | NAICS-22 Non-Cogen | HY | WAT | HYC |  |  |  | 0 | 0 | 0 | 0 | 0 | 0 | 0 | 0 | 0 | 0 | 0 | 0 | 0 | 0 | 0 | 0 | 0 | 0 | 0 | 0 | 0 | 0 | 0 | 0 | 0 | 0 | 0 | 0 | 0 | 0 | 0 | 0 | 0 | 0 | 0 | 0 | 3445 | 2570 | 2721 | 3994 | 5471 | 5112 | 5404 | 5446 | 3793 | 3119 | 2359 | 1943 | 3445 | 2570 | 2721 | 3994 | 5471 | 5112 | 5404 | 5446 | 3793 | 3119 | 2359 | 1943 | 393.276 | 293.405 | 310.623 | 455.964 | 624.497 | 583.507 | 616.933 | 621.655 | 432.959 | 356.059 | 269.294 | 221.828 | 0 | 0 | 45377 | 45377 | 5180 | 2020
10262 | Y | . | California Institute of Technology | California Institute-Technology | 2848 | CA | PACC | WECC |  | 611 | 5 | Commercial NAICS Cogen | CA | NG | NG |  |  | mcf | 17996 | 39240 | 28656 | 10965 | 11722 | 11625 | 9205 | 7240 | 19108 | 37416 | 15577 | 14941 | 4225 | 0 | 0 | 108 | 5102 | 4878 | 4958 | 4862 | 4418 | 3436 | 4409 | 4448 | 1.04 | 1.038 | 1.038 | 1.04 | 1.037 | 1.028 | 1.021 | 1.02 | 1.023 | 1.027 | 1.026 | 1.033 | 18716 | 40731 | 29745 | 11404 | 12156 | 11951 | 9398 | 7385 | 19547 | 38426 | 15982 | 15434 | 4394 | 0 | 0 | 112 | 5291 | 5015 | 5062 | 4959 | 4520 | 3529 | 4524 | 4595 | 940 | 0 | 0 | 24 | 1132 | 1073 | 1083 | 1061 | 967 | 755 | 968 | 983 | 223691 | 40844 | 230875 | 42001 | 8986 | 2020
10262 | Y | . | California Institute of Technology | California Institute-Technology | 2848 | CA | PACC | WECC |  | 611 | 5 | Commercial NAICS Cogen | CT | NG | NG |  |  | mcf | 73989 | 0 | 24223 | 82789 | 85677 | 80236 | 84775 | 84443 | 52342 | 7562 | 77883 | 87149 | 28125 | 0 | 8718 | 30614 | 31780 | 29249 | 31312 | 31343 | 19381 | 2335 | 29939 | 33066 | 1.04 | 0 | 1.038 | 1.04 | 1.037 | 1.028 | 1.021 | 1.02 | 1.023 | 1.027 | 1.026 | 1.033 | 76949 | 0 | 25143 | 86101 | 88847 | 82483 | 86555 | 86132 | 53546 | 7766 | 79908 | 90025 | 29250 | 0 | 9049 | 31839 | 32956 | 30068 | 31970 | 31970 | 19827 | 2398 | 30717 | 34157 | 5974 | 0 | 1842 | 6479 | 6728 | 6120 | 6509 | 6509 | 4035 | 488 | 6232 | 6980 | 741068 | 275862 | 763455 | 284201 | 57896 | 2020
10282 | N | . | Big Creek Water Works | Big Creek Water Works Ltd | 1678 | CA | PACC | WECC |  | 22131 | 4 | Commercial NAICS Non-Cogen | HY | WAT | HYC |  |  |  | 0 | 0 | 0 | 0 | 0 | 0 | 0 | 0 | 0 | 0 | 0 | 0 | 0 | 0 | 0 | 0 | 0 | 0 | 0 | 0 | 0 | 0 | 0 | 0 | 0 | 0 | 0 | 0 | 0 | 0 | 0 | 0 | 0 | 0 | 0 | 0 | 9 | 2856 | 4327 | 9399 | 7437 | 1962 | 0 | 0 | 0 | 0 | 0 | 9 | 9 | 2856 | 4327 | 9399 | 7437 | 1962 | 0 | 0 | 0 | 0 | 0 | 9 | 1 | 326 | 494 | 1073 | 849 | 224 | 0 | 0 | 0 | 0 | 0 | 1 | 0 | 0 | 25999 | 25999 | 2968 | 2020
10294 | Y | . | King City Power Plant | Calpine King City Cogen LLC | 2938 | CA | PACC | WECC |  | 22 | 3 | NAICS-22 Cogen | CA | NG | NG |  |  | mcf | 0 | 0 | 0 | 0 | 0 | 0 | 0 | 0 | 0 | 0 | 0 | 0 | 0 | 0 | 0 | 0 | 0 | 0 | 0 | 0 | 0 | 0 | 0 | 0 | 0 | 0 | 0 | 0 | 0 | 0 | 0 | 0 | 0 | 0 | 0 | 0 | 0 | 0 | 0 | 0 | 0 | 0 | 0 | 0 | 0 | 0 | 0 | 0 | 0 | 0 | 0 | 0 | 0 | 0 | 0 | 0 | 0 | 0 | 0 | 0 | 0 | 0 | 36 | 0 | 1150 | 968 | 1239 | 5984 | 5148 | 3662 | 755 | 334 | 0 | 0 | 0 | 0 | 19276 | 2020
10294 | Y | . | King City Power Plant | Calpine King City Cogen LLC | 2938 | CA | PACC | WECC |  | 22 | 3 | NAICS-22 Cogen | CT | NG | NG |  |  | mcf | 0 | 0 | 1874 | 0 | 34810 | 27624 | 36915 | 166991 | 133735 | 99802 | 21442 | 10070 | 0 | 0 | 883 | 0 | 29005 | 23676 | 30623 | 147919 | 119910 | 86673 | 18272 | 8355 | 0 | 0 | 1.031 | 0 | 1.031 | 1.028 | 1.034 | 1.034 | 1.03 | 1.03 | 1.042 | 1.04 | 0 | 0 | 1932 | 0 | 35889 | 28397 | 38170 | 172669 | 137747 | 102796 | 22343 | 10473 | 0 | 0 | 910 | 0 | 29904 | 24339 | 31664 | 152948 | 123507 | 89273 | 19039 | 8689 | 0 | 0 | 79 | 0 | 2684 | 2140 | 2823 | 13636 | 10675 | 7780 | 1679 | 780 | 533263 | 465316 | 550416 | 480273 | 42276 | 2020
10300 | N | . | Desert View Power | Desert View Power Inc | 3998 | CA | PACC | WECC |  | 22 | 2 | NAICS-22 Non-Cogen | ST | NG | NG |  |  | mcf | 2712 | 3334 | 1105 | 1204 | 3467 | 1020 | 2397 | 9940 | 2998 | 4628 | 2413 | 5078 | 2712 | 3334 | 1105 | 1204 | 3467 | 1020 | 2397 | 9940 | 2998 | 4628 | 2413 | 5078 | 1.01 | 1.01 | 1.01 | 1.01 | 1.01 | 1.01 | 1.01 | 1.01 | 1.01 | 1.01 | 1.01 | 1.01 | 2739 | 3367 | 1116 | 1216 | 3502 | 1030 | 2421 | 10039 | 3028 | 4674 | 2437 | 5129 | 2739 | 3367 | 1116 | 1216 | 3502 | 1030 | 2421 | 10039 | 3028 | 4674 | 2437 | 5129 | 172.125 | 211.086 | 70.343 | 76.629 | 218.886 | 64.935 | 154.865 | 629.026 | 185.852 | 285.942 | 148.426 | 313.613 | 40296 | 40296 | 40698 | 40698 | 2531.728 | 2020
10300 | N | . | Desert View Power | Desert View Power Inc | 3998 | CA | PACC | WECC |  | 22 | 2 | NAICS-22 Non-Cogen | ST | PC | PC |  |  | short tons | 0 | 0 | 0 | 0 | 0 | 0 | 0 | 0 | 0 | 0 | 0 | 0 | 0 | 0 | 0 | 0 | 0 | 0 | 0 | 0 | 0 | 0 | 0 | 0 | 0 | 0 | 0 | 0 | 0 | 0 | 0 | 0 | 0 | 0 | 0 | 0 | 0 | 0 | 0 | 0 | 0 | 0 | 0 | 0 | 0 | 0 | 0 | 0 | 0 | 0 | 0 | 0 | 0 | 0 | 0 | 0 | 0 | 0 | 0 | 0 | 0 | 0 | 0 | 0 | 0 | 0 | 0 | 0 | 0 | 0 | 0 | 0 | 0 | 0 | 0 | 0 | 0 | 2020
10300 | N | . | Desert View Power | Desert View Power Inc | 3998 | CA | PACC | WECC |  | 22 | 2 | NAICS-22 Non-Cogen | ST | TDF | OTH |  |  | short tons | 0 | 0 | 0 | 0 | 0 | 0 | 0 | 0 | 0 | 0 | 0 | 0 | 0 | 0 | 0 | 0 | 0 | 0 | 0 | 0 | 0 | 0 | 0 | 0 | 0 | 0 | 0 | 0 | 0 | 0 | 0 | 0 | 0 | 0 | 0 | 0 | 0 | 0 | 0 | 0 | 0 | 0 | 0 | 0 | 0 | 0 | 0 | 0 | 0 | 0 | 0 | 0 | 0 | 0 | 0 | 0 | 0 | 0 | 0 | 0 | 0 | 0 | 0 | 0 | 0 | 0 | 0 | 0 | 0 | 0 | 0 | 0 | 0 | 0 | 0 | 0 | 0 | 2020
10300 | N | . | Desert View Power | Desert View Power Inc | 3998 | CA | PACC | WECC |  | 22 | 2 | NAICS-22 Non-Cogen | ST | WDS | WWW |  |  | short tons | 32630 | 27822 | 28626 | 29153 | 21389 | 27176 | 28134 | 34473 | 30378 | 31165 | 15710 | 32803 | 32630 | 27822 | 28626 | 29153 | 21389 | 27176 | 28134 | 34473 | 30378 | 31165 | 15710 | 32803 | 15 | 15 | 15 | 15 | 15 | 15 | 15 | 15 | 15 | 15 | 15 | 15 | 489450 | 417330 | 429390 | 437295 | 320835 | 407640 | 422010 | 517095 | 455670 | 467475 | 235650 | 492045 | 489450 | 417330 | 429390 | 437295 | 320835 | 407640 | 422010 | 517095 | 455670 | 467475 | 235650 | 492045 | 30756.875 | 26160.914 | 27063.657 | 27556.371 | 20055.114 | 25694.065 | 26995.135 | 32398.974 | 27968.148 | 28597.058 | 14351.574 | 30087.387 | 339459 | 339459 | 5091885 | 5091885 | 317685.27 | 2020
10342 | Y | . | Foster Wheeler Martinez | Foster Wheeler Power Sys Inc | 6659 | CA | PACC | WECC |  | 22 | 3 | NAICS-22 Cogen | CA | NG | NG |  |  | mcf | 0 | 0 | 0 | 0 | 0 | 0 | 0 | 0 | 0 | 0 | 0 | 0 | 0 | 0 | 0 | 0 | 0 | 0 | 0 | 0 | 0 | 0 | 0 | 0 | 0 | 0 | 0 | 0 | 0 | 0 | 0 | 0 | 0 | 0 | 0 | 0 | 0 | 0 | 0 | 0 | 0 | 0 | 0 | 0 | 0 | 0 | 0 | 0 | 0 | 0 | 0 | 0 | 0 | 0 | 0 | 0 | 0 | 0 | 0 | 0 | 10122 | 8899 | 8877 | 10782 | 7933 | 2876 | 6138 | 13086 | 11762 | 11338 | 4856 | 5779 | 0 | 0 | 0 | 0 | 102448 | 2020
10342 | Y | . | Foster Wheeler Martinez | Foster Wheeler Power Sys Inc | 6659 | CA | PACC | WECC |  | 22 | 3 | NAICS-22 Cogen | CT | NG | NG |  |  | mcf | 630979 | 584232 | 621102 | 576768 | 486134 | 310572 | 357406 | 534111 | 576593 | 556731 | 278082 | 288989 | 368917 | 336443 | 356392 | 339189 | 282958 | 170074 | 211726 | 336454 | 345664 | 333734 | 162845 | 175719 | 1.044 | 1.042 | 1.043 | 1.045 | 1.04 | 1.034 | 1.034 | 1.038 | 1.038 | 1.047 | 1.046 | 1.039 | 658742 | 608770 | 647809 | 602723 | 505579 | 321131 | 369558 | 554407 | 598504 | 582897 | 290874 | 300260 | 385149 | 350574 | 371717 | 354453 | 294276 | 175856 | 218925 | 349239 | 358799 | 349419 | 170336 | 182572 | 52926 | 48438 | 51932 | 47163 | 40129 | 25817 | 29644 | 44127 | 46900 | 45750 | 22919 | 23661 | 5801699 | 3420115 | 6041254 | 3561315 | 479406 | 2020
10349 | Y | . | Greenleaf 2 Power Plant | Greenleaf Energy LLC | 59879 | CA | PACC | WECC |  | 22 | 3 | NAICS-22 Cogen | GT | NG | NG |  |  | mcf | 0 | 0 | 0 | 0 | 0 | 55709 | 95125 | 141628 | 53499 | 98577 | 142957 | 147709 | 0 | 0 | 0 | 0 | 0 | 45616 | 77701 | 112124 | 42833 | 79414 | 114028 | 119743 | 0 | 0 | 0 | 0 | 0 | 0.985 | 0.985 | 1.003 | 1.003 | 0.992 | 1.003 | 1.003 | 0 | 0 | 0 | 0 | 0 | 54873 | 93698 | 142053 | 53659 | 97788 | 143386 | 148152 | 0 | 0 | 0 | 0 | 0 | 44932 | 76535 | 112460 | 42961 | 78779 | 114370 | 120102 | 0 | 0 | 0 | 0 | 0 | 5760 | 10039 | 14332 | 5436 | 10188 | 14838 | 15624 | 735204 | 591459 | 733609 | 590139 | 76217 | 2020
10405 | Y | . | Kingsburg Cogen | KES Kingsburg LP | 10337 | CA | PACC | WECC |  | 22 | 3 | NAICS-22 Cogen | CA | NG | NG |  |  | mcf | 0 | 0 | 1044 | 0 | 406 | 858 | 0 | 3751 | 737 | 949 | 0 | 0 | 0 | 0 | 1044 | 0 | 406 | 858 | 0 | 3751 | 737 | 949 | 0 | 0 | 0 | 0 | 1.044 | 0 | 1.038 | 1.034 | 0 | 1.032 | 1.024 | 1.02 | 0 | 0 | 0 | 0 | 1090 | 0 | 421 | 887 | 0 | 3871 | 755 | 968 | 0 | 0 | 0 | 0 | 1090 | 0 | 421 | 887 | 0 | 3871 | 755 | 968 | 0 | 0 | 0 | 0 | 133 | 0 | 60 | 88 | 0 | 364 | 79 | 114 | 0 | 0 | 7745 | 7745 | 7992 | 7992 | 838 | 2020
10405 | Y | . | Kingsburg Cogen | KES Kingsburg LP | 10337 | CA | PACC | WECC |  | 22 | 3 | NAICS-22 Cogen | CT | NG | NG |  |  | mcf | 0 | 0 | 4381 | 0 | 1537 | 2754 | 0 | 11815 | 2647 | 3947 | 0 | 0 | 0 | 0 | 4156 | 0 | 1537 | 2481 | 0 | 10544 | 2389 | 3694 | 0 | 0 | 0 | 0 | 1.044 | 0 | 1.038 | 1.034 | 0 | 1.032 | 1.024 | 1.02 | 0 | 0 | 0 | 0 | 4574 | 0 | 1595 | 2848 | 0 | 12193 | 2711 | 4026 | 0 | 0 | 0 | 0 | 4339 | 0 | 1595 | 2565 | 0 | 10881 | 2446 | 3768 | 0 | 0 | 0 | 0 | 390 | 0 | 175 | 245 | 0 | 1063 | 229 | 342 | 0 | 0 | 27081 | 24801 | 27947 | 25594 | 2444 | 2020
10427 | N | . | New-Indy Ontario Mill | New-Indy Ontario LLC | 22091 | CA | PACC | WECC |  | 32213 | 6 | Industrial NAICS Non-Cogen | GT | NG | NG |  |  | mcf | 240807 | 218323 | 239306 | 232138 | 237252 | 231148 | 238467 | 229126 | 227070 | 226565 | 237508 | 244186 | 240807 | 218323 | 239306 | 232138 | 237252 | 231148 | 238467 | 229126 | 227070 | 226565 | 237508 | 244186 | 1.046 | 1.045 | 1.04 | 1.042 | 1.033 | 1.026 | 1.024 | 1.024 | 1.036 | 1.033 | 1.043 | 1.049 | 251884 | 228148 | 248878 | 241888 | 245081 | 237158 | 244190 | 234625 | 235245 | 234042 | 247721 | 256151 | 251884 | 228148 | 248878 | 241888 | 245081 | 237158 | 244190 | 234625 | 235245 | 234042 | 247721 | 256151 | 21777 | 19540 | 21365 | 20578 | 21063 | 20231 | 21335 | 20482 | 20380 | 20316 | 21779 | 22510 | 2801896 | 2801896 | 2905011 | 2905011 | 251356 | 2020
10437 | N | . | Sunray 2 | Sunray Energy 2, LLC | 60246 | CA | PACC | WECC |  | 22 | 2 | NAICS-22 Non-Cogen | PV | SUN | SUN |  |  |  | 0 | 0 | 0 | 0 | 0 | 0 | 0 | 0 | 0 | 0 | 0 | 0 | 0 | 0 | 0 | 0 | 0 | 0 | 0 | 0 | 0 | 0 | 0 | 0 | 0 | 0 | 0 | 0 | 0 | 0 | 0 | 0 | 0 | 0 | 0 | 0 | 26484 | 35901 | 35131 | 44275 | 57945 | 57702 | 63034 | 53996 | 42397 | 39189 | 30982 | 24530 | 26484 | 35901 | 35131 | 44275 | 57945 | 57702 | 63034 | 53996 | 42397 | 39189 | 30982 | 24530 | 3023.334 | 4098.276 | 4010.411 | 5054.247 | 6614.743 | 6586.964 | 7195.658 | 6163.905 | 4839.882 | 4473.634 | 3536.736 | 2800.21 | 0 | 0 | 511566 | 511566 | 58398 | 2020
10438 | N | . | Sunray 3 | Sunray Energy 3 LLC | 60247 | CA | PACC | WECC |  | 22 | 2 | NAICS-22 Non-Cogen | PV | SUN | SUN |  |  |  | 0 | 0 | 0 | 0 | 0 | 0 | 0 | 0 | 0 | 0 | 0 | 0 | 0 | 0 | 0 | 0 | 0 | 0 | 0 | 0 | 0 | 0 | 0 | 0 | 0 | 0 | 0 | 0 | 0 | 0 | 0 | 0 | 0 | 0 | 0 | 0 | 15324 | 20772 | 20327 | 25618 | 33527 | 33386 | 36471 | 31242 | 24531 | 22675 | 17926 | 14193 | 15324 | 20772 | 20327 | 25618 | 33527 | 33386 | 36471 | 31242 | 24531 | 22675 | 17926 | 14193 | 1749.297 | 2371.257 | 2320.418 | 2924.38 | 3827.281 | 3811.208 | 4163.397 | 3566.427 | 2800.349 | 2588.438 | 2046.351 | 1620.197 | 0 | 0 | 295992 | 295992 | 33789 | 2020
10439 | N | . | SEGS III | FPL Energy Operating Services Inc - SEGS | 55711 | CA | PACC | WECC |  | 22 | 2 | NAICS-22 Non-Cogen | ST | NG | NG |  |  | mcf | 0 | 0 | 0 | 0 | 0 | 0 | 0 | 0 | 0 | 0 | 0 | 0 | 0 | 0 | 0 | 0 | 0 | 0 | 0 | 0 | 0 | 0 | 0 | 0 | 0 | 0 | 0 | 0 | 0 | 0 | 0 | 0 | 0 | 0 | 0 | 0 | 0 | 0 | 0 | 0 | 0 | 0 | 0 | 0 | 0 | 0 | 0 | 0 | 0 | 0 | 0 | 0 | 0 | 0 | 0 | 0 | 0 | 0 | 0 | 0 | 0 | 0 | 0 | 0 | 0 | 0 | 0 | 0 | 0 | 0 | 0 | 0 | 0 | 0 | 0 | 0 | 0 | 2020
10439 | N | . | SEGS III | FPL Energy Operating Services Inc - SEGS | 55711 | CA | PACC | WECC |  | 22 | 2 | NAICS-22 Non-Cogen | ST | SUN | SUN |  |  |  | 0 | 0 | 0 | 0 | 0 | 0 | 0 | 0 | 0 | 0 | 0 | 0 | 0 | 0 | 0 | 0 | 0 | 0 | 0 | 0 | 0 | 0 | 0 | 0 | 0 | 0 | 0 | 0 | 0 | 0 | 0 | 0 | 0 | 0 | 0 | 0 | 0 | 0 | 0 | 0 | 0 | 0 | 0 | 0 | 0 | 0 | 0 | 0 | 0 | 0 | 0 | 0 | 0 | 0 | 0 | 0 | 0 | 0 | 0 | 0 | 0 | 0 | 0 | 0 | 0 | 0 | 0 | 0 | 0 | 0 | 0 | 0 | 0 | 0 | 0 | 0 | 0 | 2020
10440 | N | . | SEGS IV | FPL Energy Operating Services Inc - SEGS | 55711 | CA | PACC | WECC |  | 22 | 2 | NAICS-22 Non-Cogen | ST | NG | NG |  |  | mcf | 0 | 0 | 0 | 0 | 0 | 0 | 0 | 0 | 0 | 0 | 0 | 0 | 0 | 0 | 0 | 0 | 0 | 0 | 0 | 0 | 0 | 0 | 0 | 0 | 0 | 0 | 0 | 0 | 0 | 0 | 0 | 0 | 0 | 0 | 0 | 0 | 0 | 0 | 0 | 0 | 0 | 0 | 0 | 0 | 0 | 0 | 0 | 0 | 0 | 0 | 0 | 0 | 0 | 0 | 0 | 0 | 0 | 0 | 0 | 0 | 0 | 0 | 0 | 0 | 0 | 0 | 0 | 0 | 0 | 0 | 0 | 0 | 0 | 0 | 0 | 0 | 0 | 2020
10440 | N | . | SEGS IV | FPL Energy Operating Services Inc - SEGS | 55711 | CA | PACC | WECC |  | 22 | 2 | NAICS-22 Non-Cogen | ST | SUN | SUN |  |  |  | 0 | 0 | 0 | 0 | 0 | 0 | 0 | 0 | 0 | 0 | 0 | 0 | 0 | 0 | 0 | 0 | 0 | 0 | 0 | 0 | 0 | 0 | 0 | 0 | 0 | 0 | 0 | 0 | 0 | 0 | 0 | 0 | 0 | 0 | 0 | 0 | 0 | 0 | 0 | 0 | 0 | 0 | 0 | 0 | 0 | 0 | 0 | 0 | 0 | 0 | 0 | 0 | 0 | 0 | 0 | 0 | 0 | 0 | 0 | 0 | 0 | 0 | 0 | 0 | 0 | 0 | 0 | 0 | 0 | 0 | 0 | 0 | 0 | 0 | 0 | 0 | 0 | 2020
10441 | N | . | SEGS V | FPL Energy Operating Services Inc - SEGS | 55711 | CA | PACC | WECC |  | 22 | 2 | NAICS-22 Non-Cogen | ST | NG | NG |  |  | mcf | 0 | 0 | 0 | 0 | 0 | 0 | 0 | 0 | 0 | 0 | 0 | 0 | 0 | 0 | 0 | 0 | 0 | 0 | 0 | 0 | 0 | 0 | 0 | 0 | 0 | 0 | 0 | 0 | 0 | 0 | 0 | 0 | 0 | 0 | 0 | 0 | 0 | 0 | 0 | 0 | 0 | 0 | 0 | 0 | 0 | 0 | 0 | 0 | 0 | 0 | 0 | 0 | 0 | 0 | 0 | 0 | 0 | 0 | 0 | 0 | 0 | 0 | 0 | 0 | 0 | 0 | 0 | 0 | 0 | 0 | 0 | 0 | 0 | 0 | 0 | 0 | 0 | 2020
10441 | N | . | SEGS V | FPL Energy Operating Services Inc - SEGS | 55711 | CA | PACC | WECC |  | 22 | 2 | NAICS-22 Non-Cogen | ST | SUN | SUN |  |  |  | 0 | 0 | 0 | 0 | 0 | 0 | 0 | 0 | 0 | 0 | 0 | 0 | 0 | 0 | 0 | 0 | 0 | 0 | 0 | 0 | 0 | 0 | 0 | 0 | 0 | 0 | 0 | 0 | 0 | 0 | 0 | 0 | 0 | 0 | 0 | 0 | 0 | 0 | 0 | 0 | 0 | 0 | 0 | 0 | 0 | 0 | 0 | 0 | 0 | 0 | 0 | 0 | 0 | 0 | 0 | 0 | 0 | 0 | 0 | 0 | 0 | 0 | 0 | 0 | 0 | 0 | 0 | 0 | 0 | 0 | 0 | 0 | 0 | 0 | 0 | 0 | 0 | 2020
10442 | N | . | SEGS VI | FPL Energy Operating Services Inc - SEGS | 55711 | CA | PACC | WECC |  | 22 | 2 | NAICS-22 Non-Cogen | ST | NG | NG |  |  | mcf | 0 | 0 | 0 | 0 | 0 | 0 | 0 | 0 | 0 | 0 | 0 | 0 | 0 | 0 | 0 | 0 | 0 | 0 | 0 | 0 | 0 | 0 | 0 | 0 | 0 | 0 | 0 | 0 | 0 | 0 | 0 | 0 | 0 | 0 | 0 | 0 | 0 | 0 | 0 | 0 | 0 | 0 | 0 | 0 | 0 | 0 | 0 | 0 | 0 | 0 | 0 | 0 | 0 | 0 | 0 | 0 | 0 | 0 | 0 | 0 | 0 | 0 | 0 | 0 | 0 | 0 | 0 | 0 | 0 | 0 | 0 | 0 | 0 | 0 | 0 | 0 | 0 | 2020
10442 | N | . | SEGS VI | FPL Energy Operating Services Inc - SEGS | 55711 | CA | PACC | WECC |  | 22 | 2 | NAICS-22 Non-Cogen | ST | SUN | SUN |  |  |  | 0 | 0 | 0 | 0 | 0 | 0 | 0 | 0 | 0 | 0 | 0 | 0 | 0 | 0 | 0 | 0 | 0 | 0 | 0 | 0 | 0 | 0 | 0 | 0 | 0 | 0 | 0 | 0 | 0 | 0 | 0 | 0 | 0 | 0 | 0 | 0 | 0 | 0 | 0 | 0 | 0 | 0 | 0 | 0 | 0 | 0 | 0 | 0 | 0 | 0 | 0 | 0 | 0 | 0 | 0 | 0 | 0 | 0 | 0 | 0 | 0 | 0 | 0 | 0 | 0 | 0 | 0 | 0 | 0 | 0 | 0 | 0 | 0 | 0 | 0 | 0 | 0 | 2020
10443 | N | . | SEGS VII | FPL Energy Operating Services Inc - SEGS | 55711 | CA | PACC | WECC |  | 22 | 2 | NAICS-22 Non-Cogen | ST | NG | NG |  |  | mcf | 0 | 0 | 0 | 0 | 0 | 0 | 0 | 0 | 0 | 0 | 0 | 0 | 0 | 0 | 0 | 0 | 0 | 0 | 0 | 0 | 0 | 0 | 0 | 0 | 0 | 0 | 0 | 0 | 0 | 0 | 0 | 0 | 0 | 0 | 0 | 0 | 0 | 0 | 0 | 0 | 0 | 0 | 0 | 0 | 0 | 0 | 0 | 0 | 0 | 0 | 0 | 0 | 0 | 0 | 0 | 0 | 0 | 0 | 0 | 0 | 0 | 0 | 0 | 0 | 0 | 0 | 0 | 0 | 0 | 0 | 0 | 0 | 0 | 0 | 0 | 0 | 0 | 2020
10443 | N | . | SEGS VII | FPL Energy Operating Services Inc - SEGS | 55711 | CA | PACC | WECC |  | 22 | 2 | NAICS-22 Non-Cogen | ST | SUN | SUN |  |  |  | 0 | 0 | 0 | 0 | 0 | 0 | 0 | 0 | 0 | 0 | 0 | 0 | 0 | 0 | 0 | 0 | 0 | 0 | 0 | 0 | 0 | 0 | 0 | 0 | 0 | 0 | 0 | 0 | 0 | 0 | 0 | 0 | 0 | 0 | 0 | 0 | 0 | 0 | 0 | 0 | 0 | 0 | 0 | 0 | 0 | 0 | 0 | 0 | 0 | 0 | 0 | 0 | 0 | 0 | 0 | 0 | 0 | 0 | 0 | 0 | 0 | 0 | 0 | 0 | 0 | 0 | 0 | 0 | 0 | 0 | 0 | 0 | 0 | 0 | 0 | 0 | 0 | 2020
10444 | N | . | SEGS VIII | Terra-Gen Operating Co-Solar | 61950 | CA | PACC | WECC |  | 22 | 2 | NAICS-22 Non-Cogen | ST | NG | NG |  |  | mcf | 5548 | 0 | 0 | 0 | 0 | 0 | 0 | 0 | 0 | 0 | 0 | 0 | 5548 | 0 | 0 | 0 | 0 | 0 | 0 | 0 | 0 | 0 | 0 | 0 | 1.025 | 0 | 0 | 0 | 0 | 0 | 0 | 0 | 0 | 0 | 0 | 0 | 5687 | 0 | 0 | 0 | 0 | 0 | 0 | 0 | 0 | 0 | 0 | 0 | 5687 | 0 | 0 | 0 | 0 | 0 | 0 | 0 | 0 | 0 | 0 | 0 | 342 | 0 | 0 | 0 | 0 | 0 | 0 | 0 | 0 | 0 | 0 | 0 | 5548 | 5548 | 5687 | 5687 | 342 | 2020
10444 | N | . | SEGS VIII | Terra-Gen Operating Co-Solar | 61950 | CA | PACC | WECC |  | 22 | 2 | NAICS-22 Non-Cogen | ST | SUN | SUN |  |  |  | 0 | 0 | 0 | 0 | 0 | 0 | 0 | 0 | 0 | 0 | 0 | 0 | 0 | 0 | 0 | 0 | 0 | 0 | 0 | 0 | 0 | 0 | 0 | 0 | 0 | 0 | 0 | 0 | 0 | 0 | 0 | 0 | 0 | 0 | 0 | 0 | 2111 | 55582 | 60251 | 100924 | 149393 | 117515 | 188769 | 135500 | 76046 | 67032 | 32701 | 17695 | 2111 | 55582 | 60251 | 100924 | 149393 | 117515 | 188769 | 135500 | 76046 | 67032 | 32701 | 17695 | 241 | 6345 | 6878 | 11521 | 17054 | 13415 | 21549 | 15468 | 8681 | 7652 | 3733 | 2020 | 0 | 0 | 1003519 | 1003519 | 114557 | 2020
10446 | N | . | SEGS IX | Terra-Gen Operating Co-Solar | 61950 | CA | PACC | WECC |  | 22 | 2 | NAICS-22 Non-Cogen | ST | NG | NG |  |  | mcf | 5100 | 0 | 0 | 0 | 2036 | 63791 | 37956 | 92641 | 108572 | 0 | 0 | 0 | 5100 | 0 | 0 | 0 | 2036 | 63791 | 37956 | 92641 | 108572 | 0 | 0 | 0 | 1.025 | 0 | 0 | 0 | 1.03 | 1.019 | 1.019 | 1.016 | 1.019 | 0 | 0 | 0 | 5228 | 0 | 0 | 0 | 2097 | 65003 | 38677 | 94123 | 110635 | 0 | 0 | 0 | 5228 | 0 | 0 | 0 | 2097 | 65003 | 38677 | 94123 | 110635 | 0 | 0 | 0 | 321 | 0 | 0 | 0 | 136 | 4892 | 2984 | 6991 | 8105 | 0 | 0 | 0 | 310096 | 310096 | 315763 | 315763 | 23429 | 2020
10446 | N | . | SEGS IX | Terra-Gen Operating Co-Solar | 61950 | CA | PACC | WECC |  | 22 | 2 | NAICS-22 Non-Cogen | ST | SUN | SUN |  |  |  | 0 | 0 | 0 | 0 | 0 | 0 | 0 | 0 | 0 | 0 | 0 | 0 | 0 | 0 | 0 | 0 | 0 | 0 | 0 | 0 | 0 | 0 | 0 | 0 | 0 | 0 | 0 | 0 | 0 | 0 | 0 | 0 | 0 | 0 | 0 | 0 | 2129 | 51544 | 65998 | 105935 | 168148 | 150821 | 190854 | 130480 | 72866 | 72647 | 36494 | 21199 | 2129 | 51544 | 65998 | 105935 | 168148 | 150821 | 190854 | 130480 | 72866 | 72647 | 36494 | 21199 | 243 | 5884 | 7534 | 12093 | 19195 | 17217 | 21787 | 14895 | 8318 | 8293 | 4166 | 2420 | 0 | 0 | 1069115 | 1069115 | 122045 | 2020
10458 | N | . | Muck Valley Hydroelectric | Brookfield Renewable Trading and Marketing LP | 63235 | CA | PACC | WECC |  | 22 | 2 | NAICS-22 Non-Cogen | HY | WAT | HYC |  |  |  | 0 | 0 | 0 | 0 | 0 | 0 | 0 | 0 | 0 | 0 | 0 | 0 | 0 | 0 | 0 | 0 | 0 | 0 | 0 | 0 | 0 | 0 | 0 | 0 | 0 | 0 | 0 | 0 | 0 | 0 | 0 | 0 | 0 | 0 | 0 | 0 | 12082 | 9014 | 9543 | 14008 | 19186 | 17927 | 18954 | 19099 | 13302 | 10939 | 8273 | 6815 | 12082 | 9014 | 9543 | 14008 | 19186 | 17927 | 18954 | 19099 | 13302 | 10939 | 8273 | 6815 | 1379.27 | 1029.015 | 1089.401 | 1599.131 | 2190.199 | 2046.443 | 2163.671 | 2180.232 | 1518.451 | 1248.751 | 944.452 | 777.984 | 0 | 0 | 159142 | 159142 | 18167 | 2020
10472 | N | . | Puente Hills Energy Recovery | Los Angeles County Sanitation | 11217 | CA | PACC | WECC |  | 562212 | 4 | Commercial NAICS Non-Cogen | IC | LFG | MLG |  |  | mcf | 0 | 0 | 0 | 0 | 0 | 0 | 0 | 0 | 0 | 0 | 0 | 0 | 0 | 0 | 0 | 0 | 0 | 0 | 0 | 0 | 0 | 0 | 0 | 0 | 0 | 0 | 0 | 0 | 0 | 0 | 0 | 0 | 0 | 0 | 0 | 0 | 0 | 0 | 0 | 0 | 0 | 0 | 0 | 0 | 0 | 0 | 0 | 0 | 0 | 0 | 0 | 0 | 0 | 0 | 0 | 0 | 0 | 0 | 0 | 0 | 0 | 0 | 0 | 0 | 0 | 0 | 0 | 0 | 0 | 0 | 0 | 0 | 0 | 0 | 0 | 0 | 0 | 2020
10472 | N | . | Puente Hills Energy Recovery | Los Angeles County Sanitation | 11217 | CA | PACC | WECC |  | 562212 | 4 | Commercial NAICS Non-Cogen | ST | LFG | MLG |  |  | mcf | 649132 | 624736 | 683043 | 643954 | 701099 | 635060 | 698164 | 692590 | 674434 | 550000 | 667110 | 639660 | 649132 | 624736 | 683043 | 643954 | 701099 | 635060 | 698164 | 692590 | 674434 | 550000 | 667110 | 639660 | 0.334 | 0.339 | 0.332 | 0.33 | 0.319 | 0.328 | 0.32 | 0.315 | 0.315 | 0.304 | 0.312 | 0.311 | 216810 | 211786 | 226770 | 212505 | 223651 | 208300 | 223412 | 218166 | 212447 | 167200 | 208138 | 198934 | 216810 | 211786 | 226770 | 212505 | 223651 | 208300 | 223412 | 218166 | 212447 | 167200 | 208138 | 198934 | 18159 | 17645 | 18705 | 17488 | 18387 | 15933 | 18078 | 18060 | 17362 | 13402 | 16713 | 16092 | 7858982 | 7858982 | 2528119 | 2528119 | 206024 | 2020
10472 | N | . | Puente Hills Energy Recovery | Los Angeles County Sanitation | 11217 | CA | PACC | WECC |  | 562212 | 4 | Commercial NAICS Non-Cogen | ST | NG | NG |  |  | mcf | 0 | 0 | 0 | 0 | 0 | 0 | 0 | 0 | 0 | 0 | 0 | 0 | 0 | 0 | 0 | 0 | 0 | 0 | 0 | 0 | 0 | 0 | 0 | 0 | 0 | 0 | 0 | 0 | 0 | 0 | 0 | 0 | 0 | 0 | 0 | 0 | 0 | 0 | 0 | 0 | 0 | 0 | 0 | 0 | 0 | 0 | 0 | 0 | 0 | 0 | 0 | 0 | 0 | 0 | 0 | 0 | 0 | 0 | 0 | 0 | 0 | 0 | 0 | 0 | 0 | 0 | 0 | 0 | 0 | 0 | 0 | 0 | 0 | 0 | 0 | 0 | 0 | 2020
10479 | N | . | Mammoth G3 | Ormat Nevada Inc | 34691 | CA | PACC | WECC |  | 22 | 2 | NAICS-22 Non-Cogen | BT | GEO | GEO |  |  |  | 0 | 0 | 0 | 0 | 0 | 0 | 0 | 0 | 0 | 0 | 0 | 0 | 0 | 0 | 0 | 0 | 0 | 0 | 0 | 0 | 0 | 0 | 0 | 0 | 0 | 0 | 0 | 0 | 0 | 0 | 0 | 0 | 0 | 0 | 0 | 0 | 59819 | 65569 | 83192 | 79943 | 79201 | 73768 | 79727 | 79999 | 75090 | 72130 | 79370 | 77713 | 59819 | 65569 | 83192 | 79943 | 79201 | 73768 | 79727 | 79999 | 75090 | 72130 | 79370 | 77713 | 6828.615 | 7485.023 | 9496.799 | 9125.917 | 9041.241 | 8420.984 | 9101.252 | 9132.347 | 8571.934 | 8234.064 | 9060.504 | 8871.32 | 0 | 0 | 905521 | 905521 | 103370 | 2020
10480 | N | . | Mammoth G1 | Ormat Nevada Inc | 34691 | CA | PACC | WECC |  | 22 | 2 | NAICS-22 Non-Cogen | BT | GEO | GEO |  |  |  | 0 | 0 | 0 | 0 | 0 | 0 | 0 | 0 | 0 | 0 | 0 | 0 | 0 | 0 | 0 | 0 | 0 | 0 | 0 | 0 | 0 | 0 | 0 | 0 | 0 | 0 | 0 | 0 | 0 | 0 | 0 | 0 | 0 | 0 | 0 | 0 | 33833 | 37085 | 47053 | 45215 | 44795 | 41722 | 45093 | 45247 | 42470 | 40796 | 44891 | 43954 | 33833 | 37085 | 47053 | 45215 | 44795 | 41722 | 45093 | 45247 | 42470 | 40796 | 44891 | 43954 | 3862.195 | 4233.451 | 5371.291 | 5161.524 | 5113.632 | 4762.821 | 5147.573 | 5165.161 | 4848.197 | 4657.101 | 5124.527 | 5017.527 | 0 | 0 | 512154 | 512154 | 58465 | 2020
10481 | N | . | Mammoth G2 | Ormat Nevada Inc | 34691 | CA | PACC | WECC |  | 22 | 2 | NAICS-22 Non-Cogen | BT | GEO | GEO |  |  |  | 0 | 0 | 0 | 0 | 0 | 0 | 0 | 0 | 0 | 0 | 0 | 0 | 0 | 0 | 0 | 0 | 0 | 0 | 0 | 0 | 0 | 0 | 0 | 0 | 0 | 0 | 0 | 0 | 0 | 0 | 0 | 0 | 0 | 0 | 0 | 0 | 43370 | 47538 | 60316 | 57960 | 57422 | 53483 | 57803 | 58001 | 54442 | 52296 | 57545 | 56343 | 43370 | 47538 | 60316 | 57960 | 57422 | 53483 | 57803 | 58001 | 54442 | 52296 | 57545 | 56343 | 4950.863 | 5426.768 | 6885.34 | 6616.444 | 6555.053 | 6105.356 | 6598.561 | 6621.106 | 6214.797 | 5969.836 | 6569.019 | 6431.857 | 0 | 0 | 656519 | 656519 | 74945 | 2020
10496 | Y | . | Kern River Cogeneration | Kern River Cogeneration Co | 10203 | CA | PACC | WECC |  | 22 | 3 | NAICS-22 Cogen | GT | NG | NG |  |  | mcf | 383375 | 40938 | 255957 | 615890 | 686693 | 675944 | 809541 | 977706 | 775692 | 156856 | 47892 | 25246 | 188750 | 19858 | 122864 | 291933 | 328344 | 320576 | 383208 | 463573 | 370106 | 74225 | 22634 | 11846 | 1.03 | 1.03 | 1.03 | 1.03 | 1.03 | 1.03 | 1.03 | 1.03 | 1.03 | 1.03 | 1.03 | 1.03 | 394876 | 42166 | 263636 | 634367 | 707294 | 696222 | 833827 | 1007037 | 798963 | 161562 | 49329 | 26003 | 194413 | 20454 | 126550 | 300691 | 338194 | 330193 | 394704 | 477480 | 381209 | 76452 | 23313 | 12201 | 32677 | 3436 | 21290 | 50536 | 56770 | 55579 | 66374 | 79823 | 63761 | 12766 | 3886 | 2038 | 5451730 | 2597917 | 5615282 | 2675854 | 448936 | 2020
10501 | Y | . | Mid-Set Cogeneration | Mid Set Cogeneration Co | 12449 | CA | PACC | WECC |  | 22 | 3 | NAICS-22 Cogen | GT | NG | NG |  |  | mcf | 0 | 0 | 0 | 0 | 0 | 0 | 0 | 0 | 0 | 0 | 0 | 0 | 0 | 0 | 0 | 0 | 0 | 0 | 0 | 0 | 0 | 0 | 0 | 0 | 0 | 0 | 0 | 0 | 0 | 0 | 0 | 0 | 0 | 0 | 0 | 0 | 0 | 0 | 0 | 0 | 0 | 0 | 0 | 0 | 0 | 0 | 0 | 0 | 0 | 0 | 0 | 0 | 0 | 0 | 0 | 0 | 0 | 0 | 0 | 0 | 0 | 0 | 0 | 0 | 0 | 0 | 0 | 0 | 0 | 0 | 0 | 0 | 0 | 0 | 0 | 0 | 0 | 2020
10548 | Y | . | San Jose Cogeneration | San Jose State University Fclts Dev &Ops | 16732 | CA | PACC | WECC |  | 611 | 5 | Commercial NAICS Cogen | GT | DFO | DFO |  |  | barrels | 0 | 0 | 0 | 0 | 0 | 0 | 0 | 0 | 0 | 0 | 0 | 0 | 0 | 0 | 0 | 0 | 0 | 0 | 0 | 0 | 0 | 0 | 0 | 0 | 0 | 0 | 0 | 0 | 0 | 0 | 0 | 0 | 0 | 0 | 0 | 0 | 0 | 0 | 0 | 0 | 0 | 0 | 0 | 0 | 0 | 0 | 0 | 0 | 0 | 0 | 0 | 0 | 0 | 0 | 0 | 0 | 0 | 0 | 0 | 0 | 0 | 0 | 0 | 0 | 0 | 0 | 0 | 0 | 0 | 0 | 0 | 0 | 0 | 0 | 0 | 0 | 0 | 2020
10548 | Y | . | San Jose Cogeneration | San Jose State University Fclts Dev &Ops | 16732 | CA | PACC | WECC |  | 611 | 5 | Commercial NAICS Cogen | GT | KER | WOO |  |  | barrels | 0 | 0 | 0 | 0 | 0 | 0 | 0 | 0 | 0 | 0 | 0 | 0 | 0 | 0 | 0 | 0 | 0 | 0 | 0 | 0 | 0 | 0 | 0 | 0 | 0 | 0 | 0 | 0 | 0 | 0 | 0 | 0 | 0 | 0 | 0 | 0 | 0 | 0 | 0 | 0 | 0 | 0 | 0 | 0 | 0 | 0 | 0 | 0 | 0 | 0 | 0 | 0 | 0 | 0 | 0 | 0 | 0 | 0 | 0 | 0 | 0 | 0 | 0 | 0 | 0 | 0 | 0 | 0 | 0 | 0 | 0 | 0 | 0 | 0 | 0 | 0 | 0 | 2020
10548 | Y | . | San Jose Cogeneration | San Jose State University Fclts Dev &Ops | 16732 | CA | PACC | WECC |  | 611 | 5 | Commercial NAICS Cogen | GT | NG | NG |  |  | mcf | 45788 | 41239 | 45026 | 38172 | 35509 | 39153 | 38963 | 40966 | 39873 | 42733 | 42623 | 37063 | 21973 | 21078 | 24317 | 22792 | 22376 | 24966 | 26077 | 24787 | 21618 | 28210 | 23644 | 19594 | 1.036 | 1.036 | 1.034 | 1.036 | 1.033 | 1.025 | 1.03 | 1.037 | 1.034 | 1.029 | 1.039 | 1.039 | 47436 | 42724 | 46557 | 39546 | 36681 | 40132 | 40132 | 42482 | 41229 | 43972 | 44285 | 38508 | 22764 | 21837 | 25144 | 23613 | 23114 | 25590 | 26859 | 25704 | 22353 | 29028 | 24566 | 20358 | 2468 | 2373 | 2722 | 2563 | 2517 | 2797 | 2923 | 2799 | 2429 | 3169 | 2684 | 2212 | 487108 | 281432 | 503684 | 290930 | 31656 | 2020
10586 | N | . | Cameron Ridge LLC | Terra-Gen Operating Co-Wind | 2770 | CA | PACC | WECC |  | 22 | 2 | NAICS-22 Non-Cogen | WT | WND | WND |  |  |  | 0 | 0 | 0 | 0 | 0 | 0 | 0 | 0 | 0 | 0 | 0 | 0 | 0 | 0 | 0 | 0 | 0 | 0 | 0 | 0 | 0 | 0 | 0 | 0 | 0 | 0 | 0 | 0 | 0 | 0 | 0 | 0 | 0 | 0 | 0 | 0 | 72423 | 74239 | 107619 | 145095 | 148052 | 164190 | 161208 | 137346 | 76035 | 82842 | 63396 | 62256 | 72423 | 74239 | 107619 | 145095 | 148052 | 164190 | 161208 | 137346 | 76035 | 82842 | 63396 | 62256 | 8267.493 | 8474.744 | 12285.311 | 16563.302 | 16900.948 | 18743.169 | 18402.714 | 15678.737 | 8679.803 | 9456.895 | 7237.027 | 7106.857 | 0 | 0 | 1294701 | 1294701 | 147797 | 2020
10597 | N | . | Ridgetop Energy LLC | Terra-Gen Operating Co-Wind | 2770 | CA | PACC | WECC |  | 22 | 2 | NAICS-22 Non-Cogen | WT | WND | WND |  |  |  | 0 | 0 | 0 | 0 | 0 | 0 | 0 | 0 | 0 | 0 | 0 | 0 | 0 | 0 | 0 | 0 | 0 | 0 | 0 | 0 | 0 | 0 | 0 | 0 | 0 | 0 | 0 | 0 | 0 | 0 | 0 | 0 | 0 | 0 | 0 | 0 | 19335 | 19820 | 28732 | 38737 | 39526 | 43835 | 43038 | 36668 | 20299 | 22117 | 16925 | 16621 | 19335 | 19820 | 28732 | 38737 | 39526 | 43835 | 43038 | 36668 | 20299 | 22117 | 16925 | 16621 | 2207.208 | 2262.539 | 3279.862 | 4421.976 | 4512.119 | 5003.944 | 4913.052 | 4185.82 | 2317.284 | 2524.748 | 1932.1 | 1897.348 | 0 | 0 | 345653 | 345653 | 39458 | 2020
10601 | Y | . | Tesoro Wilmington Calciner | Tesoro Refining & Marketing Company LLC | 2674 | CA | PACC | WECC |  | 324 | 7 | Industrial NAICS Cogen | ST | NG | NG |  |  | mcf | 0 | 0 | 0 | 0 | 0 | 0 | 0 | 0 | 0 | 0 | 0 | 0 | 0 | 0 | 0 | 0 | 0 | 0 | 0 | 0 | 0 | 0 | 0 | 0 | 0 | 0 | 0 | 0 | 0 | 0 | 0 | 0 | 0 | 0 | 0 | 0 | 0 | 0 | 0 | 0 | 0 | 0 | 0 | 0 | 0 | 0 | 0 | 0 | 0 | 0 | 0 | 0 | 0 | 0 | 0 | 0 | 0 | 0 | 0 | 0 | 0 | 0 | 0 | 0 | 0 | 0 | 0 | 0 | 0 | 0 | 0 | 0 | 0 | 0 | 0 | 0 | 0 | 2020
10601 | Y | . | Tesoro Wilmington Calciner | Tesoro Refining & Marketing Company LLC | 2674 | CA | PACC | WECC |  | 324 | 7 | Industrial NAICS Cogen | ST | PC | PC |  |  | short tons | 0 | 0 | 0 | 0 | 0 | 0 | 0 | 0 | 0 | 0 | 0 | 0 | 0 | 0 | 0 | 0 | 0 | 0 | 0 | 0 | 0 | 0 | 0 | 0 | 0 | 0 | 0 | 0 | 0 | 0 | 0 | 0 | 0 | 0 | 0 | 0 | 0 | 0 | 0 | 0 | 0 | 0 | 0 | 0 | 0 | 0 | 0 | 0 | 0 | 0 | 0 | 0 | 0 | 0 | 0 | 0 | 0 | 0 | 0 | 0 | 0 | 0 | 0 | 0 | 0 | 0 | 0 | 0 | 0 | 0 | 0 | 0 | 0 | 0 | 0 | 0 | 0 | 2020
10601 | Y | . | Tesoro Wilmington Calciner | Tesoro Refining & Marketing Company LLC | 2674 | CA | PACC | WECC |  | 324 | 7 | Industrial NAICS Cogen | ST | WH | OTH |  |  |  | 0 | 0 | 0 | 0 | 0 | 0 | 0 | 0 | 0 | 0 | 0 | 0 | 0 | 0 | 0 | 0 | 0 | 0 | 0 | 0 | 0 | 0 | 0 | 0 | 0 | 0 | 0 | 0 | 0 | 0 | 0 | 0 | 0 | 0 | 0 | 0 | 177302 | 111708 | 0 | 151644 | 175288 | 128378 | 176996 | 168446 | 173588 | 179484 | 125741 | 161061 | 177302 | 111708 | 0 | 151644 | 175288 | 128378 | 176996 | 168446 | 173588 | 179484 | 125741 | 161061 | 20240 | 12752 | 0 | 17311 | 20010 | 14655 | 20205 | 19229 | 19816 | 20489 | 14354 | 18386 | 0 | 0 | 1729636 | 1729636 | 197447 | 2020
10623 | Y | . | Civic Center | Los Angeles County | 11216 | CA | PACC | WECC |  | 53 | 5 | Commercial NAICS Cogen | CA | NG | NG |  |  | mcf | 12733 | 28840 | 27433 | 35452 | 51066 | 50048 | 47406 | 38560 | 47904 | 47223 | 48541 | 51845 | 0 | 0 | 0 | 0 | 0 | 0 | 0 | 0 | 0 | 0 | 0 | 0 | 1.04 | 1.033 | 1.039 | 1.039 | 1.039 | 1.035 | 1.037 | 1.037 | 1.033 | 1.037 | 1.036 | 1.037 | 13242 | 29792 | 28503 | 36835 | 53058 | 51800 | 49160 | 39987 | 49485 | 48970 | 50288 | 53763 | 0 | 0 | 0 | 0 | 0 | 0 | 0 | 0 | 0 | 0 | 0 | 0 | 0 | 0 | 0 | 0 | 0 | 0 | 0 | 0 | 0 | 0 | 0 | 0 | 487051 | 0 | 504883 | 0 | 0 | 2020
10623 | Y | . | Civic Center | Los Angeles County | 11216 | CA | PACC | WECC |  | 53 | 5 | Commercial NAICS Cogen | CT | DFO | DFO |  |  | barrels | 0 | 0 | 0 | 0 | 0 | 0 | 0 | 0 | 0 | 0 | 0 | 0 | 0 | 0 | 0 | 0 | 0 | 0 | 0 | 0 | 0 | 0 | 0 | 0 | 0 | 0 | 0 | 0 | 0 | 0 | 0 | 0 | 0 | 0 | 0 | 0 | 0 | 0 | 0 | 0 | 0 | 0 | 0 | 0 | 0 | 0 | 0 | 0 | 0 | 0 | 0 | 0 | 0 | 0 | 0 | 0 | 0 | 0 | 0 | 0 | 0 | 0 | 0 | 0 | 0 | 0 | 0 | 0 | 0 | 0 | 0 | 0 | 0 | 0 | 0 | 0 | 0 | 2020
10623 | Y | . | Civic Center | Los Angeles County | 11216 | CA | PACC | WECC |  | 53 | 5 | Commercial NAICS Cogen | CT | NG | NG |  |  | mcf | 121417 | 43261 | 65438 | 0 | 0 | 0 | 0 | 0 | 0 | 0 | 0 | 0 | 46543 | 16493 | 14865 | 0 | 0 | 0 | 0 | 0 | 0 | 0 | 0 | 0 | 1.04 | 1.033 | 1.039 | 0 | 0 | 0 | 0 | 0 | 0 | 0 | 0 | 0 | 126274 | 44689 | 67990 | 0 | 0 | 0 | 0 | 0 | 0 | 0 | 0 | 0 | 48405 | 17037 | 15445 | 0 | 0 | 0 | 0 | 0 | 0 | 0 | 0 | 0 | 9770 | 3407 | 3077 | 0 | 0 | 0 | 0 | 0 | 0 | 0 | 0 | 0 | 230116 | 77901 | 238953 | 80887 | 16254 | 2020
10631 | N | . | CE Leathers | CalEnergy Operating Corporation | 49899 | CA | PACC | WECC |  | 22 | 2 | NAICS-22 Non-Cogen | ST | GEO | GEO |  |  |  | 0 | 0 | 0 | 0 | 0 | 0 | 0 | 0 | 0 | 0 | 0 | 0 | 0 | 0 | 0 | 0 | 0 | 0 | 0 | 0 | 0 | 0 | 0 | 0 | 0 | 0 | 0 | 0 | 0 | 0 | 0 | 0 | 0 | 0 | 0 | 0 | 189632 | 207861 | 263728 | 253429 | 251077 | 233853 | 252744 | 253607 | 238045 | 228662 | 251612 | 246359 | 189632 | 207861 | 263728 | 253429 | 251077 | 233853 | 252744 | 253607 | 238045 | 228662 | 251612 | 246359 | 21647.512 | 23728.399 | 30105.963 | 28930.224 | 28661.792 | 26695.506 | 28852.033 | 28950.609 | 27174.034 | 26102.947 | 28722.858 | 28123.123 | 0 | 0 | 2870609 | 2870609 | 327695 | 2020
10632 | N | . | Del Ranch Company | CalEnergy Operating Corporation | 49899 | CA | PACC | WECC |  | 22 | 2 | NAICS-22 Non-Cogen | ST | GEO | GEO |  |  |  | 0 | 0 | 0 | 0 | 0 | 0 | 0 | 0 | 0 | 0 | 0 | 0 | 0 | 0 | 0 | 0 | 0 | 0 | 0 | 0 | 0 | 0 | 0 | 0 | 0 | 0 | 0 | 0 | 0 | 0 | 0 | 0 | 0 | 0 | 0 | 0 | 197116 | 216064 | 274137 | 263431 | 260986 | 243082 | 262719 | 263616 | 247439 | 237686 | 261543 | 256081 | 197116 | 216064 | 274137 | 263431 | 260986 | 243082 | 262719 | 263616 | 247439 | 237686 | 261543 | 256081 | 22501.864 | 24664.878 | 31294.143 | 30072.001 | 29792.975 | 27749.086 | 29990.724 | 30093.19 | 28246.501 | 27133.141 | 29856.451 | 29233.046 | 0 | 0 | 2983900 | 2983900 | 340628 | 2020
10634 | N | . | Elmore Company | CalEnergy Operating Corporation | 49899 | CA | PACC | WECC |  | 22 | 2 | NAICS-22 Non-Cogen | ST | GEO | GEO |  |  |  | 0 | 0 | 0 | 0 | 0 | 0 | 0 | 0 | 0 | 0 | 0 | 0 | 0 | 0 | 0 | 0 | 0 | 0 | 0 | 0 | 0 | 0 | 0 | 0 | 0 | 0 | 0 | 0 | 0 | 0 | 0 | 0 | 0 | 0 | 0 | 0 | 194769 | 213492 | 270872 | 260294 | 257879 | 240188 | 259590 | 260477 | 244493 | 234856 | 258428 | 253032 | 194769 | 213492 | 270872 | 260294 | 257879 | 240188 | 259590 | 260477 | 244493 | 234856 | 258428 | 253032 | 22233.924 | 24371.183 | 30921.51 | 29713.922 | 29438.218 | 27418.666 | 29633.612 | 29734.858 | 27910.158 | 26810.056 | 29500.937 | 28884.956 | 0 | 0 | 2948370 | 2948370 | 336572 | 2020
10649 | Y | . | Bear Mountain Limited | WCAC Operating Company | 60662 | CA | PACC | WECC |  | 22 | 3 | NAICS-22 Cogen | GT | NG | NG |  |  | mcf | 588 | 22 | 10971 | 6557 | 5801 | 40577 | 91284 | 108176 | 51717 | 58288 | 11979 | 0 | 463 | 15 | 9447 | 5436 | 4683 | 34001 | 76814 | 86456 | 41472 | 47213 | 9663 | 0 | 1.04 | 1.04 | 1.04 | 1.04 | 1.04 | 1.04 | 1.04 | 1.04 | 1.04 | 1.04 | 1.04 | 0 | 612 | 23 | 11410 | 6819 | 6033 | 42200 | 94935 | 112503 | 53786 | 60620 | 12458 | 0 | 481 | 16 | 9825 | 5653 | 4870 | 35361 | 79887 | 89914 | 43131 | 49102 | 10050 | 0 | 61 | 1 | 1259 | 724 | 620 | 4506 | 10175 | 11504 | 5491 | 6254 | 1282 | 0 | 385960 | 315663 | 401399 | 328290 | 41877 | 2020
10650 | Y | . | Badger Creek Limited | WCAC Operating Company | 60662 | CA | PACC | WECC |  | 22 | 3 | NAICS-22 Cogen | GT | NG | NG |  |  | mcf | 517 | 6523 | 0 | 0 | 1746 | 15337 | 18211 | 59214 | 32087 | 37606 | 3362 | 0 | 378 | 5163 | 0 | 0 | 1348 | 12061 | 14314 | 46316 | 24292 | 28878 | 2504 | 0 | 1.04 | 1.04 | 0 | 0 | 1.04 | 1.04 | 1.04 | 1.04 | 1.04 | 1.04 | 1.04 | 0 | 538 | 6784 | 0 | 0 | 1816 | 15950 | 18939 | 61583 | 33370 | 39110 | 3496 | 0 | 393 | 5370 | 0 | 0 | 1402 | 12543 | 14887 | 48169 | 25264 | 30033 | 2604 | 0 | 52 | 709 | 0 | 0 | 184 | 1663 | 1972 | 6366 | 3340 | 3976 | 345 | 0 | 174603 | 135254 | 181586 | 140665 | 18607 | 2020
10684 | Y | . | Argus Cogen Plant | Searles Valley Minerals Operations Inc. | 49968 | CA | PACC | WECC |  | 325188 | 7 | Industrial NAICS Cogen | ST | BIT | COL |  |  | short tons | 0 | 260 | 666 | 3161 | 0 | 42 | 1483 | 146 | 0 | 833 | 658 | 55 | 0 | 25 | 65 | 308 | 0 | 4 | 143 | 14 | 0 | 79 | 64 | 6 | 0 | 23 | 22.8 | 23.19 | 0 | 22.87 | 22.624 | 22.898 | 0 | 22.936 | 23.074 | 22.904 | 0 | 5980 | 15185 | 73304 | 0 | 961 | 33551 | 3343 | 0 | 19106 | 15183 | 1260 | 0 | 574 | 1472 | 7140 | 0 | 95 | 3239 | 332 | 0 | 1802 | 1476 | 126 | 0 | 126.31 | 321.974 | 1563.487 | 0 | 20.49 | 706.498 | 72.78 | 0 | 395.16 | 329.305 | 28.14 | 7304 | 708 | 167873 | 16256 | 3564.144 | 2020
10684 | Y | . | Argus Cogen Plant | Searles Valley Minerals Operations Inc. | 49968 | CA | PACC | WECC |  | 325188 | 7 | Industrial NAICS Cogen | ST | NG | NG |  |  | mcf | 80211 | 61202 | 154496 | 163369 | 151699 | 113827 | 106925 | 121005 | 122935 | 77093 | 13388 | 46525 | 8007 | 5871 | 14972 | 15913 | 15111 | 11220 | 10323 | 12034 | 12734 | 7271 | 1302 | 4635 | 1.027 | 1.026 | 1.024 | 1.023 | 1.028 | 1.03 | 1.019 | 1.019 | 1.019 | 1.019 | 1.018 | 1.02 | 82377 | 62793 | 158204 | 167126 | 155947 | 117242 | 108957 | 123304 | 125271 | 78558 | 13629 | 47456 | 8223 | 6024 | 15331 | 16279 | 15534 | 11557 | 10519 | 12263 | 12976 | 7409 | 1325 | 4728 | 1793.131 | 1326.324 | 3354.511 | 3564.63 | 3422.385 | 2500.978 | 2294.318 | 2684.364 | 2800.035 | 1624.799 | 295.606 | 1060.067 | 1212675 | 119393 | 1240864 | 122168 | 26721.148 | 2020
10684 | Y | . | Argus Cogen Plant | Searles Valley Minerals Operations Inc. | 49968 | CA | PACC | WECC |  | 325188 | 7 | Industrial NAICS Cogen | ST | RC | COL |  |  | short tons | 47666 | 51799 | 46933 | 41363 | 48666 | 42618 | 49648 | 48622 | 42858 | 51193 | 54180 | 54828 | 4758 | 4969 | 4548 | 4029 | 4848 | 4201 | 4793 | 4836 | 4439 | 4828 | 5267 | 5462 | 22.862 | 23 | 22.8 | 23.19 | 22.9 | 22.87 | 22.624 | 22.898 | 23.072 | 22.936 | 23.074 | 22.904 | 1089740 | 1191377 | 1070072 | 959208 | 1114451 | 974674 | 1123236 | 1113347 | 988820 | 1174163 | 1250149 | 1255781 | 108782 | 114294 | 103698 | 93432 | 111009 | 96079 | 108441 | 110727 | 102426 | 110735 | 121526 | 125113 | 23720.869 | 25164.366 | 22689.515 | 20458.883 | 24457.615 | 20791.532 | 23652.184 | 24237.856 | 22101.965 | 24285.041 | 27115.089 | 28051.793 | 580374 | 56978 | 13305018 | 1306262 | 286726.71 | 2020
10706 | N | . | Burney Creek | Snow Mountain Hydro LLC | 17725 | CA | PACC | WECC |  | 22 | 2 | NAICS-22 Non-Cogen | HY | WAT | HYC |  |  |  | 0 | 0 | 0 | 0 | 0 | 0 | 0 | 0 | 0 | 0 | 0 | 0 | 0 | 0 | 0 | 0 | 0 | 0 | 0 | 0 | 0 | 0 | 0 | 0 | 0 | 0 | 0 | 0 | 0 | 0 | 0 | 0 | 0 | 0 | 0 | 0 | 1102 | 822 | 870 | 1278 | 1750 | 1635 | 1729 | 1742 | 1213 | 998 | 755 | 622 | 1102 | 822 | 870 | 1278 | 1750 | 1635 | 1729 | 1742 | 1213 | 998 | 755 | 622 | 125.8 | 93.856 | 99.364 | 145.856 | 199.767 | 186.655 | 197.347 | 198.858 | 138.497 | 113.898 | 86.143 | 70.959 | 0 | 0 | 14516 | 14516 | 1657 | 2020
10707 | N | . | Cove Hydroelectric | Snow Mountain Hydro LLC | 17725 | CA | PACC | WECC |  | 22 | 2 | NAICS-22 Non-Cogen | HY | WAT | HYC |  |  |  | 0 | 0 | 0 | 0 | 0 | 0 | 0 | 0 | 0 | 0 | 0 | 0 | 0 | 0 | 0 | 0 | 0 | 0 | 0 | 0 | 0 | 0 | 0 | 0 | 0 | 0 | 0 | 0 | 0 | 0 | 0 | 0 | 0 | 0 | 0 | 0 | 4706 | 3511 | 3717 | 5456 | 7473 | 6982 | 7382 | 7439 | 5181 | 4261 | 3222 | 2654 | 4706 | 3511 | 3717 | 5456 | 7473 | 6982 | 7382 | 7439 | 5181 | 4261 | 3222 | 2654 | 537.221 | 400.799 | 424.319 | 622.858 | 853.077 | 797.084 | 842.744 | 849.195 | 591.433 | 486.385 | 367.862 | 303.023 | 0 | 0 | 61984 | 61984 | 7076 | 2020
10708 | N | . | Lost Creek I | Snow Mountain Hydro LLC | 17725 | CA | PACC | WECC |  | 22 | 2 | NAICS-22 Non-Cogen | HY | WAT | HYC |  |  |  | 0 | 0 | 0 | 0 | 0 | 0 | 0 | 0 | 0 | 0 | 0 | 0 | 0 | 0 | 0 | 0 | 0 | 0 | 0 | 0 | 0 | 0 | 0 | 0 | 0 | 0 | 0 | 0 | 0 | 0 | 0 | 0 | 0 | 0 | 0 | 0 | 3935 | 2936 | 3108 | 4563 | 6249 | 5839 | 6173 | 6221 | 4332 | 3563 | 2695 | 2220 | 3935 | 2936 | 3108 | 4563 | 6249 | 5839 | 6173 | 6221 | 4332 | 3563 | 2695 | 2220 | 449.227 | 335.151 | 354.818 | 520.838 | 713.349 | 666.528 | 704.709 | 710.103 | 494.56 | 406.719 | 307.608 | 253.39 | 0 | 0 | 51834 | 51834 | 5917 | 2020
10709 | N | . | Ponderosa Bailey Creek | Snow Mountain Hydro LLC | 17725 | CA | PACC | WECC |  | 22 | 2 | NAICS-22 Non-Cogen | HY | WAT | HYC |  |  |  | 0 | 0 | 0 | 0 | 0 | 0 | 0 | 0 | 0 | 0 | 0 | 0 | 0 | 0 | 0 | 0 | 0 | 0 | 0 | 0 | 0 | 0 | 0 | 0 | 0 | 0 | 0 | 0 | 0 | 0 | 0 | 0 | 0 | 0 | 0 | 0 | 511 | 382 | 404 | 593 | 812 | 759 | 802 | 808 | 563 | 463 | 350 | 288 | 511 | 382 | 404 | 593 | 812 | 759 | 802 | 808 | 563 | 463 | 350 | 288 | 58.384 | 43.558 | 46.114 | 67.69 | 92.71 | 86.625 | 91.587 | 92.288 | 64.275 | 52.859 | 39.978 | 32.932 | 0 | 0 | 6735 | 6735 | 769 | 2020
10718 | N | . | Karen Avenue Wind Farm | San Gorgonio Farms Inc | 16630 | CA | PACC | WECC |  | 22 | 2 | NAICS-22 Non-Cogen | WT | WND | WND |  |  |  | 0 | 0 | 0 | 0 | 0 | 0 | 0 | 0 | 0 | 0 | 0 | 0 | 0 | 0 | 0 | 0 | 0 | 0 | 0 | 0 | 0 | 0 | 0 | 0 | 0 | 0 | 0 | 0 | 0 | 0 | 0 | 0 | 0 | 0 | 0 | 0 | 14371 | 14732 | 21355 | 28792 | 29379 | 32581 | 31989 | 27254 | 15088 | 16439 | 12580 | 12354 | 14371 | 14732 | 21355 | 28792 | 29379 | 32581 | 31989 | 27254 | 15088 | 16439 | 12580 | 12354 | 1640.555 | 1681.68 | 2437.828 | 3286.728 | 3353.728 | 3719.288 | 3651.73 | 3111.2 | 1722.371 | 1876.573 | 1436.075 | 1410.244 | 0 | 0 | 256914 | 256914 | 29328 | 2020
10720 | Y | . | Kyocera International Project | Kyocrea International, Ind | 9948 | CA | PACC | WECC |  | 334 | 7 | Industrial NAICS Cogen | IC | NG | NG |  |  | mcf | 11064 | 9789 | 10871 | 7684 | 7225 | 10165 | 14220 | 17672 | 15396 | 15993 | 12778 | 14166 | 10700 | 9465 | 10511 | 7430 | 6986 | 9828 | 13749 | 17087 | 14887 | 15464 | 12355 | 13698 | 1.025 | 1.025 | 1.025 | 1.025 | 1.025 | 1.025 | 1.025 | 1.025 | 1.025 | 1.025 | 1.025 | 1.025 | 11341 | 10034 | 11143 | 7876 | 7406 | 10419 | 14576 | 18114 | 15781 | 16393 | 13097 | 14520 | 10967 | 9702 | 10774 | 7616 | 7161 | 10074 | 14093 | 17514 | 15259 | 15851 | 12664 | 14040 | 900.341 | 796.495 | 884.56 | 625.27 | 587.896 | 827.092 | 1157.02 | 1437.902 | 1252.712 | 1301.303 | 1039.725 | 1152.684 | 147023 | 142160 | 150700 | 145715 | 11963 | 2020
10759 | N | . | Salton Sea Power Gen Co - Unit 3 | CalEnergy Operating Corporation | 49899 | CA | PACC | WECC |  | 22 | 2 | NAICS-22 Non-Cogen | ST | GEO | GEO |  |  |  | 0 | 0 | 0 | 0 | 0 | 0 | 0 | 0 | 0 | 0 | 0 | 0 | 0 | 0 | 0 | 0 | 0 | 0 | 0 | 0 | 0 | 0 | 0 | 0 | 0 | 0 | 0 | 0 | 0 | 0 | 0 | 0 | 0 | 0 | 0 | 0 | 191045 | 209410 | 265694 | 255317 | 252948 | 235595 | 254627 | 255497 | 239818 | 230366 | 253487 | 248194 | 191045 | 209410 | 265694 | 255317 | 252948 | 235595 | 254627 | 255497 | 239818 | 230366 | 253487 | 248194 | 21808.829 | 23905.225 | 30330.315 | 29145.814 | 28875.381 | 26894.442 | 29067.039 | 29166.35 | 27376.537 | 26297.468 | 28936.902 | 28332.698 | 0 | 0 | 2891998 | 2891998 | 330137 | 2020
10763 | N | . | Ormesa III | Ormat Nevada Inc | 34691 | CA | PACC | WECC |  | 22 | 2 | NAICS-22 Non-Cogen | BT | GEO | GEO |  |  |  | 0 | 0 | 0 | 0 | 0 | 0 | 0 | 0 | 0 | 0 | 0 | 0 | 0 | 0 | 0 | 0 | 0 | 0 | 0 | 0 | 0 | 0 | 0 | 0 | 0 | 0 | 0 | 0 | 0 | 0 | 0 | 0 | 0 | 0 | 0 | 0 | 10580 | 11597 | 14714 | 14139 | 14008 | 13047 | 14101 | 14149 | 13281 | 12758 | 14038 | 13745 | 10580 | 11597 | 14714 | 14139 | 14008 | 13047 | 14101 | 14149 | 13281 | 12758 | 14038 | 13745 | 1207.773 | 1323.872 | 1679.694 | 1614.096 | 1599.12 | 1489.415 | 1609.734 | 1615.234 | 1516.114 | 1456.355 | 1602.527 | 1569.066 | 0 | 0 | 160157 | 160157 | 18283 | 2020
10763 | N | . | Ormesa III | Ormat Nevada Inc | 34691 | CA | PACC | WECC |  | 22 | 2 | NAICS-22 Non-Cogen | ST | GEO | GEO |  |  |  | 0 | 0 | 0 | 0 | 0 | 0 | 0 | 0 | 0 | 0 | 0 | 0 | 0 | 0 | 0 | 0 | 0 | 0 | 0 | 0 | 0 | 0 | 0 | 0 | 0 | 0 | 0 | 0 | 0 | 0 | 0 | 0 | 0 | 0 | 0 | 0 | 27893 | 30574 | 38791 | 37276 | 36930 | 34397 | 37176 | 37303 | 35013 | 33633 | 37009 | 36236 | 27893 | 30574 | 38791 | 37276 | 36930 | 34397 | 37176 | 37303 | 35013 | 33633 | 37009 | 36236 | 3184.088 | 3490.163 | 4428.226 | 4255.289 | 4215.806 | 3926.588 | 4243.788 | 4258.287 | 3996.974 | 3839.43 | 4224.787 | 4136.574 | 0 | 0 | 422231 | 422231 | 48200 | 2020
10764 | N | . | Blue Lake Power LLC | Blue Lake Power LLC | 56120 | CA | PACC | WECC |  | 22 | 2 | NAICS-22 Non-Cogen | ST | PG | WOO |  |  | mcf | 0 | 0 | 0 | 0 | 0 | 0 | 0 | 0 | 0 | 0 | 0 | 0 | 0 | 0 | 0 | 0 | 0 | 0 | 0 | 0 | 0 | 0 | 0 | 0 | 0 | 0 | 0 | 0 | 0 | 0 | 0 | 0 | 0 | 0 | 0 | 0 | 0 | 0 | 0 | 0 | 0 | 0 | 0 | 0 | 0 | 0 | 0 | 0 | 0 | 0 | 0 | 0 | 0 | 0 | 0 | 0 | 0 | 0 | 0 | 0 | 0 | 0 | 0 | 0 | 0 | 0 | 0 | 0 | 0 | 0 | 0 | 0 | 0 | 0 | 0 | 0 | 0 | 2020
10764 | N | . | Blue Lake Power LLC | Blue Lake Power LLC | 56120 | CA | PACC | WECC |  | 22 | 2 | NAICS-22 Non-Cogen | ST | WDS | WWW |  |  | short tons | 0 | 0 | 0 | 0 | 0 | 0 | 0 | 0 | 0 | 0 | 0 | 0 | 0 | 0 | 0 | 0 | 0 | 0 | 0 | 0 | 0 | 0 | 0 | 0 | 0 | 0 | 0 | 0 | 0 | 0 | 0 | 0 | 0 | 0 | 0 | 0 | 0 | 0 | 0 | 0 | 0 | 0 | 0 | 0 | 0 | 0 | 0 | 0 | 0 | 0 | 0 | 0 | 0 | 0 | 0 | 0 | 0 | 0 | 0 | 0 | 0 | 0 | 0 | 0 | 0 | 0 | 0 | 0 | 0 | 0 | 0 | 0 | 0 | 0 | 0 | 0 | 0 | 2020
10767 | N | . | Rio Bravo Fresno | Rio Bravo Fresno | 15986 | CA | PACC | WECC |  | 22 | 2 | NAICS-22 Non-Cogen | ST | NG | NG |  |  | mcf | 3361 | 4170 | 4131 | 5262 | 2873 | 1590 | 3295 | 2383 | 2256 | 2753 | 2035 | 4865 | 3361 | 4170 | 4131 | 5262 | 2873 | 1590 | 3295 | 2383 | 2256 | 2753 | 2035 | 4865 | 1.035 | 1.031 | 1.022 | 1.026 | 1.028 | 1.027 | 1.031 | 1.038 | 1.033 | 1.023 | 1.03 | 1.041 | 3479 | 4299 | 4222 | 5399 | 2953 | 1633 | 3397 | 2474 | 2330 | 2816 | 2096 | 5064 | 3479 | 4299 | 4222 | 5399 | 2953 | 1633 | 3397 | 2474 | 2330 | 2816 | 2096 | 5064 | 241.206 | 294.028 | 319.747 | 340.619 | 212.321 | 99.932 | 229.024 | 142.09 | 149.098 | 172.995 | 139.629 | 351.49 | 38974 | 38974 | 40162 | 40162 | 2692.179 | 2020
10767 | N | . | Rio Bravo Fresno | Rio Bravo Fresno | 15986 | CA | PACC | WECC |  | 22 | 2 | NAICS-22 Non-Cogen | ST | WDS | WWW |  |  | short tons | 16602 | 16587 | 15237 | 10104 | 15196 | 16553 | 17304 | 18017 | 17979 | 11732 | 17094 | 16638 | 16602 | 16587 | 15237 | 10104 | 15196 | 16553 | 17304 | 18017 | 17979 | 11732 | 17094 | 16638 | 13.93 | 14.48 | 13.62 | 15.54 | 14.57 | 15.76 | 15.14 | 15.93 | 14.88 | 15.45 | 15.17 | 15.12 | 231266 | 240180 | 207528 | 157016 | 221406 | 260875 | 261983 | 287011 | 267528 | 181259 | 259316 | 251567 | 231266 | 240180 | 207528 | 157016 | 221406 | 260875 | 261983 | 287011 | 267528 | 181259 | 259316 | 251567 | 16035.794 | 16425.972 | 15717.253 | 9906.381 | 15916.679 | 15965.068 | 17661.976 | 16486.91 | 17115.902 | 11134.005 | 17274.371 | 17459.51 | 189043 | 189043 | 2826935 | 2826935 | 187099.82 | 2020
10772 | N | . | Rio Bravo Rocklin | Rio Bravo Rocklin | 16077 | CA | PACC | WECC |  | 22 | 2 | NAICS-22 Non-Cogen | ST | NG | NG |  |  | mcf | 3788 | 3979 | 358 | 6672 | 2368 | 4322 | 4123 | 1900 | 3898 | 2733 | 3421 | 2212 | 3788 | 3979 | 358 | 6672 | 2368 | 4322 | 4123 | 1900 | 3898 | 2733 | 3421 | 2212 | 1 | 1 | 1 | 1 | 1 | 1 | 1 | 1 | 1 | 1 | 1 | 1 | 3788 | 3979 | 358 | 6672 | 2368 | 4322 | 4123 | 1900 | 3898 | 2733 | 3421 | 2212 | 3788 | 3979 | 358 | 6672 | 2368 | 4322 | 4123 | 1900 | 3898 | 2733 | 3421 | 2212 | 255.039 | 255.266 | 19.702 | 477.584 | 155.219 | 293.44 | 270.66 | 112.75 | 243.962 | 182.667 | 197.371 | 137.455 | 39774 | 39774 | 39774 | 39774 | 2601.115 | 2020
10772 | N | . | Rio Bravo Rocklin | Rio Bravo Rocklin | 16077 | CA | PACC | WECC |  | 22 | 2 | NAICS-22 Non-Cogen | ST | WDS | WWW |  |  | short tons | 15279 | 12333 | 21337 | 14538 | 9493 | 17198 | 16180 | 19013 | 10753 | 17489 | 16046 | 16880 | 15279 | 12333 | 21337 | 14538 | 9493 | 17198 | 16180 | 19013 | 10753 | 17489 | 16046 | 16880 | 15.78 | 15.15 | 15.2 | 13.89 | 15 | 13.77 | 13.97 | 15.75 | 14.55 | 14.34 | 15.4 | 14.46 | 241103 | 186845 | 324322 | 201933 | 142395 | 236816 | 226035 | 299455 | 156456 | 250792 | 247108 | 244085 | 241103 | 186845 | 324322 | 201933 | 142395 | 236816 | 226035 | 299455 | 156456 | 250792 | 247108 | 244085 | 16232.961 | 11986.734 | 17848.298 | 14454.416 | 9333.781 | 16078.56 | 14838.34 | 17770.25 | 9792.038 | 16762.333 | 14256.629 | 15167.545 | 186539 | 186539 | 2757345 | 2757345 | 174521.89 | 2020
10776 | N | . | E F Oxnard Energy Facility | EF Oxnard, LLC | 5533 | CA | PACC | WECC |  | 22 | 2 | NAICS-22 Non-Cogen | GT | NG | NG |  |  | mcf | 122461 | 94994 | 96824 | 122549 | 5161 | 12538 | 16424 | 27080 | 16770 | 21691 | 8800 | 773 | 122461 | 94994 | 96824 | 122549 | 5161 | 12538 | 16424 | 27080 | 16770 | 21691 | 8800 | 773 | 1.045 | 1.046 | 1.047 | 1.043 | 1.032 | 1.027 | 1.024 | 1.024 | 1.031 | 1.031 | 1.041 | 1.046 | 127972 | 99364 | 101375 | 127819 | 5326 | 12877 | 16818 | 27730 | 17290 | 22363 | 9161 | 809 | 127972 | 99364 | 101375 | 127819 | 5326 | 12877 | 16818 | 27730 | 17290 | 22363 | 9161 | 809 | 13810 | 10719 | 10943 | 13843 | 580 | 1230 | 1708 | 2851 | 1743 | 2195 | 932 | 61 | 546065 | 546065 | 568904 | 568904 | 60615 | 2020
10777 | N | . | HL Power | HL Power Company | 56866 | CA | PACC | WECC |  | 22 | 2 | NAICS-22 Non-Cogen | ST | NG | NG |  |  | mcf | 0 | 0 | 525 | 430 | 49 | 0 | 412 | 0 | 7952 | 10810 | 585 | 0 | 0 | 0 | 525 | 430 | 49 | 0 | 412 | 0 | 7952 | 10810 | 585 | 0 | 0 | 0 | 1.01 | 1.01 | 1.01 | 0 | 1.01 | 0 | 1.01 | 1.01 | 1.01 | 0 | 0 | 0 | 530 | 434 | 49 | 0 | 416 | 0 | 8032 | 10918 | 591 | 0 | 0 | 0 | 530 | 434 | 49 | 0 | 416 | 0 | 8032 | 10918 | 591 | 0 | 0 | 0 | 37.093 | 28.748 | 3.477 | 0 | 27.355 | 0 | 555.302 | 734.114 | 42.171 | 0 | 20763 | 20763 | 20970 | 20970 | 1428.26 | 2020
10777 | N | . | HL Power | HL Power Company | 56866 | CA | PACC | WECC |  | 22 | 2 | NAICS-22 Non-Cogen | ST | WDS | WWW |  |  | short tons | 17646 | 16514 | 16033 | 7599 | 16646 | 15894 | 12667 | 16734 | 14723 | 14185 | 11170 | 16447 | 17646 | 16514 | 16033 | 7599 | 16646 | 15894 | 12667 | 16734 | 14723 | 14185 | 11170 | 16447 | 16.36 | 16.57 | 15.99 | 16.73 | 16.74 | 16.74 | 16.87 | 16.87 | 16.47 | 16.79 | 16.43 | 16.43 | 288689 | 273637 | 256368 | 127131 | 278654 | 266066 | 213692 | 282303 | 242488 | 238166 | 183523 | 270224 | 288689 | 273637 | 256368 | 127131 | 278654 | 266066 | 213692 | 282303 | 242488 | 238166 | 183523 | 270224 | 19620 | 18368 | 17933.907 | 8415.252 | 19579.523 | 18855 | 14047.645 | 19687 | 16765.698 | 16013.886 | 13098.829 | 19350 | 176258 | 176258 | 2920941 | 2920941 | 201734.74 | 2020
10836 | N | . | Woodland Biomass Power Ltd | DTE Energy Services-Woodland | 54806 | CA | PACC | WECC |  | 22 | 2 | NAICS-22 Non-Cogen | ST | NG | NG |  |  | mcf | 1155 | 1031 | 0 | 0 | 0 | 0 | 0 | 0 | 0 | 0 | 0 | 0 | 1155 | 1031 | 0 | 0 | 0 | 0 | 0 | 0 | 0 | 0 | 0 | 0 | 1 | 1 | 0 | 0 | 0 | 0 | 0 | 0 | 0 | 0 | 0 | 0 | 1155 | 1031 | 0 | 0 | 0 | 0 | 0 | 0 | 0 | 0 | 0 | 0 | 1155 | 1031 | 0 | 0 | 0 | 0 | 0 | 0 | 0 | 0 | 0 | 0 | 61.036 | 60.738 | 0 | 0 | 0 | 0 | 0 | 0 | 0 | 0 | 0 | 0 | 2186 | 2186 | 2186 | 2186 | 121.774 | 2020
10836 | N | . | Woodland Biomass Power Ltd | DTE Energy Services-Woodland | 54806 | CA | PACC | WECC |  | 22 | 2 | NAICS-22 Non-Cogen | ST | WDS | WWW |  |  | short tons | 19044 | 15811 | 0 | 0 | 0 | 0 | 0 | 0 | 0 | 0 | 0 | 0 | 19044 | 15811 | 0 | 0 | 0 | 0 | 0 | 0 | 0 | 0 | 0 | 0 | 16 | 16 | 0 | 0 | 0 | 0 | 0 | 0 | 0 | 0 | 0 | 0 | 304704 | 252976 | 0 | 0 | 0 | 0 | 0 | 0 | 0 | 0 | 0 | 0 | 304704 | 252976 | 0 | 0 | 0 | 0 | 0 | 0 | 0 | 0 | 0 | 0 | 16101.964 | 14903.262 | 0 | 0 | 0 | 0 | 0 | 0 | 0 | 0 | 0 | 0 | 34855 | 34855 | 557680 | 557680 | 31005.226 | 2020
10840 | N | . | Covanta Delano Energy | Covanta Delano Inc | 56099 | CA | PACC | WECC |  | 22 | 2 | NAICS-22 Non-Cogen | ST | NG | NG |  |  | mcf | 0 | 0 | 0 | 0 | 0 | 0 | 0 | 0 | 0 | 0 | 0 | 0 | 0 | 0 | 0 | 0 | 0 | 0 | 0 | 0 | 0 | 0 | 0 | 0 | 0 | 0 | 0 | 0 | 0 | 0 | 0 | 0 | 0 | 0 | 0 | 0 | 0 | 0 | 0 | 0 | 0 | 0 | 0 | 0 | 0 | 0 | 0 | 0 | 0 | 0 | 0 | 0 | 0 | 0 | 0 | 0 | 0 | 0 | 0 | 0 | 0 | 0 | 0 | 0 | 0 | 0 | 0 | 0 | 0 | 0 | 0 | 0 | 0 | 0 | 0 | 0 | 0 | 2020
10840 | N | . | Covanta Delano Energy | Covanta Delano Inc | 56099 | CA | PACC | WECC |  | 22 | 2 | NAICS-22 Non-Cogen | ST | WDS | WWW |  |  | short tons | 0 | 0 | 0 | 0 | 0 | 0 | 0 | 0 | 0 | 0 | 0 | 0 | 0 | 0 | 0 | 0 | 0 | 0 | 0 | 0 | 0 | 0 | 0 | 0 | 0 | 0 | 0 | 0 | 0 | 0 | 0 | 0 | 0 | 0 | 0 | 0 | 0 | 0 | 0 | 0 | 0 | 0 | 0 | 0 | 0 | 0 | 0 | 0 | 0 | 0 | 0 | 0 | 0 | 0 | 0 | 0 | 0 | 0 | 0 | 0 | 0 | 0 | 0 | 0 | 0 | 0 | 0 | 0 | 0 | 0 | 0 | 0 | 0 | 0 | 0 | 0 | 0 | 2020
10873 | N | . | Coso Finance Partners | Coso Operating Co LLC | 4397 | CA | PACC | WECC |  | 22 | 2 | NAICS-22 Non-Cogen | ST | GEO | GEO |  |  |  | 0 | 0 | 0 | 0 | 0 | 0 | 0 | 0 | 0 | 0 | 0 | 0 | 0 | 0 | 0 | 0 | 0 | 0 | 0 | 0 | 0 | 0 | 0 | 0 | 0 | 0 | 0 | 0 | 0 | 0 | 0 | 0 | 0 | 0 | 0 | 0 | 371625 | 309631 | 345091 | 344102 | 356348 | 334203 | 348341 | 338863 | 331960 | 343348 | 349550 | 363347 | 371625 | 309631 | 345091 | 344102 | 356348 | 334203 | 348341 | 338863 | 331960 | 343348 | 349550 | 363347 | 42423 | 35346 | 39394 | 39281 | 40679 | 38151 | 39765 | 38683 | 37895 | 39195 | 39903 | 41478 | 0 | 0 | 4136409 | 4136409 | 472193 | 2020
10874 | N | . | Coso Power Developers | Coso Operating Co LLC | 4397 | CA | PACC | WECC |  | 22 | 2 | NAICS-22 Non-Cogen | ST | GEO | GEO |  |  |  | 0 | 0 | 0 | 0 | 0 | 0 | 0 | 0 | 0 | 0 | 0 | 0 | 0 | 0 | 0 | 0 | 0 | 0 | 0 | 0 | 0 | 0 | 0 | 0 | 0 | 0 | 0 | 0 | 0 | 0 | 0 | 0 | 0 | 0 | 0 | 0 | 327063 | 300617 | 280110 | 307756 | 306153 | 284017 | 283990 | 268520 | 264298 | 291804 | 276746 | 284726 | 327063 | 300617 | 280110 | 307756 | 306153 | 284017 | 283990 | 268520 | 264298 | 291804 | 276746 | 284726 | 37336 | 34317 | 31976 | 35132 | 34949 | 32422 | 32419 | 30653 | 30171 | 33311 | 31592 | 32503 | 0 | 0 | 3475800 | 3475800 | 396781 | 2020
10875 | N | . | Coso Energy Developers | Coso Operating Co LLC | 4397 | CA | PACC | WECC |  | 22 | 2 | NAICS-22 Non-Cogen | ST | GEO | GEO |  |  |  | 0 | 0 | 0 | 0 | 0 | 0 | 0 | 0 | 0 | 0 | 0 | 0 | 0 | 0 | 0 | 0 | 0 | 0 | 0 | 0 | 0 | 0 | 0 | 0 | 0 | 0 | 0 | 0 | 0 | 0 | 0 | 0 | 0 | 0 | 0 | 0 | 154736 | 169611 | 215197 | 206793 | 204874 | 190819 | 206234 | 206939 | 194240 | 186584 | 205311 | 201024 | 154736 | 169611 | 215197 | 206793 | 204874 | 190819 | 206234 | 206939 | 194240 | 186584 | 205311 | 201024 | 17663.964 | 19361.931 | 24565.904 | 23606.523 | 23387.487 | 21783.034 | 23542.72 | 23623.156 | 22173.505 | 21299.518 | 23437.315 | 22947.943 | 0 | 0 | 2342362 | 2342362 | 267393 | 2020
10878 | N | . | Salton Sea Power Gen Co - Unit 1 | CalEnergy Operating Corporation | 49899 | CA | PACC | WECC |  | 22 | 2 | NAICS-22 Non-Cogen | ST | GEO | GEO |  |  |  | 0 | 0 | 0 | 0 | 0 | 0 | 0 | 0 | 0 | 0 | 0 | 0 | 0 | 0 | 0 | 0 | 0 | 0 | 0 | 0 | 0 | 0 | 0 | 0 | 0 | 0 | 0 | 0 | 0 | 0 | 0 | 0 | 0 | 0 | 0 | 0 | 40779 | 44699 | 56713 | 54498 | 53993 | 50289 | 54351 | 54537 | 51190 | 49172 | 54108 | 52978 | 40779 | 44699 | 56713 | 54498 | 53993 | 50289 | 54351 | 54537 | 51190 | 49172 | 54108 | 52978 | 4655.178 | 5102.661 | 6474.121 | 6221.285 | 6163.56 | 5740.721 | 6204.47 | 6225.669 | 5843.626 | 5613.295 | 6176.692 | 6047.722 | 0 | 0 | 617307 | 617307 | 70469 | 2020
10879 | N | . | Salton Sea Power Gen Co - Unit 2 | CalEnergy Operating Corporation | 49899 | CA | PACC | WECC |  | 22 | 2 | NAICS-22 Non-Cogen | ST | GEO | GEO |  |  |  | 0 | 0 | 0 | 0 | 0 | 0 | 0 | 0 | 0 | 0 | 0 | 0 | 0 | 0 | 0 | 0 | 0 | 0 | 0 | 0 | 0 | 0 | 0 | 0 | 0 | 0 | 0 | 0 | 0 | 0 | 0 | 0 | 0 | 0 | 0 | 0 | 55254 | 60565 | 76844 | 73843 | 73158 | 68139 | 73643 | 73895 | 69360 | 66626 | 73313 | 71783 | 55254 | 60565 | 76844 | 73843 | 73158 | 68139 | 73643 | 73895 | 69360 | 66626 | 73313 | 71783 | 6307.535 | 6913.853 | 8772.113 | 8429.533 | 8351.318 | 7778.392 | 8406.75 | 8435.472 | 7917.823 | 7605.736 | 8369.111 | 8194.364 | 0 | 0 | 836423 | 836423 | 95482 | 2020
10880 | N | . | Bidwell Ditch Project | Mega Renewables | 12239 | CA | PACC | WECC |  | 22 | 2 | NAICS-22 Non-Cogen | HY | WAT | HYC |  |  |  | 0 | 0 | 0 | 0 | 0 | 0 | 0 | 0 | 0 | 0 | 0 | 0 | 0 | 0 | 0 | 0 | 0 | 0 | 0 | 0 | 0 | 0 | 0 | 0 | 0 | 0 | 0 | 0 | 0 | 0 | 0 | 0 | 0 | 0 | 0 | 0 | 7853 | 5858 | 6202 | 9104 | 12469 | 11651 | 12318 | 12413 | 8645 | 7109 | 5377 | 4429 | 7853 | 5858 | 6202 | 9104 | 12469 | 11651 | 12318 | 12413 | 8645 | 7109 | 5377 | 4429 | 896.41 | 668.772 | 708.017 | 1039.299 | 1423.442 | 1330.014 | 1406.201 | 1416.965 | 986.863 | 811.581 | 613.813 | 505.623 | 0 | 0 | 103428 | 103428 | 11807 | 2020
10881 | N | . | Roaring Creek Water Power | Shasta Hydroelectric Inc | 16997 | CA | PACC | WECC |  | 22 | 2 | NAICS-22 Non-Cogen | HY | WAT | HYC |  |  |  | 0 | 0 | 0 | 0 | 0 | 0 | 0 | 0 | 0 | 0 | 0 | 0 | 0 | 0 | 0 | 0 | 0 | 0 | 0 | 0 | 0 | 0 | 0 | 0 | 0 | 0 | 0 | 0 | 0 | 0 | 0 | 0 | 0 | 0 | 0 | 0 | 2274 | 1696 | 1796 | 2636 | 3611 | 3374 | 3567 | 3594 | 2503 | 2059 | 1557 | 1283 | 2274 | 1696 | 1796 | 2636 | 3611 | 3374 | 3567 | 3594 | 2503 | 2059 | 1557 | 1283 | 259.578 | 193.659 | 205.023 | 300.954 | 412.192 | 385.137 | 407.199 | 410.316 | 285.77 | 235.013 | 177.744 | 146.415 | 0 | 0 | 29950 | 29950 | 3419 | 2020
10882 | N | . | Hatchet Creek Project | Mega Renewables | 12239 | CA | PACC | WECC |  | 22 | 2 | NAICS-22 Non-Cogen | HY | WAT | HYC |  |  |  | 0 | 0 | 0 | 0 | 0 | 0 | 0 | 0 | 0 | 0 | 0 | 0 | 0 | 0 | 0 | 0 | 0 | 0 | 0 | 0 | 0 | 0 | 0 | 0 | 0 | 0 | 0 | 0 | 0 | 0 | 0 | 0 | 0 | 0 | 0 | 0 | 6018 | 4489 | 4753 | 6977 | 9556 | 8928 | 9440 | 9512 | 6625 | 5448 | 4121 | 3394 | 6018 | 4489 | 4753 | 6977 | 9556 | 8928 | 9440 | 9512 | 6625 | 5448 | 4121 | 3394 | 686.941 | 512.496 | 542.572 | 796.441 | 1090.819 | 1019.223 | 1077.607 | 1085.856 | 756.258 | 621.935 | 470.38 | 387.472 | 0 | 0 | 79261 | 79261 | 9048 | 2020
10884 | Y | . | Olive View Medical Center | Los Angeles County | 11216 | CA | PACC | WECC |  | 622 | 5 | Commercial NAICS Cogen | GT | DFO | DFO |  |  | barrels | 0 | 0 | 0 | 0 | 0 | 0 | 0 | 0 | 0 | 0 | 0 | 0 | 0 | 0 | 0 | 0 | 0 | 0 | 0 | 0 | 0 | 0 | 0 | 0 | 0 | 0 | 0 | 0 | 0 | 0 | 0 | 0 | 0 | 0 | 0 | 0 | 0 | 0 | 0 | 0 | 0 | 0 | 0 | 0 | 0 | 0 | 0 | 0 | 0 | 0 | 0 | 0 | 0 | 0 | 0 | 0 | 0 | 0 | 0 | 0 | 0 | 0 | 0 | 0 | 0 | 0 | 0 | 0 | 0 | 0 | 0 | 0 | 0 | 0 | 0 | 0 | 0 | 2020
10884 | Y | . | Olive View Medical Center | Los Angeles County | 11216 | CA | PACC | WECC |  | 622 | 5 | Commercial NAICS Cogen | GT | NG | NG |  |  | mcf | 25781 | 24354 | 26171 | 24792 | 25684 | 22664 | 22278 | 22510 | 36044 | 25190 | 23461 | 24249 | 6786 | 6510 | 6896 | 6529 | 6775 | 5708 | 5659 | 5516 | 12169 | 6170 | 5751 | 5941 | 1.04 | 1.033 | 1.039 | 1.039 | 1.037 | 1.035 | 1.037 | 1.037 | 1.033 | 1.037 | 1.036 | 1.036 | 26812 | 25158 | 27192 | 25759 | 26634 | 23457 | 23102 | 23343 | 37233 | 26122 | 24306 | 25122 | 7057 | 6725 | 7165 | 6784 | 7026 | 5908 | 5868 | 5720 | 12571 | 6398 | 5958 | 6155 | 1540.56 | 1468.04 | 1564.08 | 1480.78 | 1533.7 | 1289.68 | 1280.86 | 1248.52 | 2744 | 1396.5 | 1300.46 | 1371 | 303178 | 80410 | 314240 | 83335 | 18218.18 | 2020
50003 | Y | . | Chalk Cliff Limited | WCAC Operating Company | 60662 | CA | PACC | WECC |  | 22 | 3 | NAICS-22 Cogen | GT | NG | NG |  |  | mcf | 0 | 651 | 0 | 0 | 2 | 6804 | 12633 | 44094 | 15405 | 37334 | 3048 | 0 | 0 | 496 | 0 | 0 | 0 | 5213 | 10097 | 33427 | 11672 | 29279 | 2347 | 0 | 0 | 1.04 | 0 | 0 | 1.04 | 1.04 | 1.04 | 1.04 | 1.04 | 1.04 | 1.04 | 0 | 0 | 677 | 0 | 0 | 2 | 7076 | 13138 | 45858 | 16021 | 38827 | 3170 | 0 | 0 | 516 | 0 | 0 | 0 | 5421 | 10501 | 34764 | 12139 | 30450 | 2441 | 0 | 0 | 67 | 0 | 0 | 0 | 709 | 1373 | 4541 | 1586 | 3976 | 317 | 0 | 119971 | 92531 | 124769 | 96232 | 12569 | 2020
50037 | N | . | Rio Bravo Hydro Project | Olcese Water District | 30347 | CA | PACC | WECC |  | 22 | 2 | NAICS-22 Non-Cogen | HY | WAT | HYC |  |  |  | 0 | 0 | 0 | 0 | 0 | 0 | 0 | 0 | 0 | 0 | 0 | 0 | 0 | 0 | 0 | 0 | 0 | 0 | 0 | 0 | 0 | 0 | 0 | 0 | 0 | 0 | 0 | 0 | 0 | 0 | 0 | 0 | 0 | 0 | 0 | 0 | 11900 | 8878 | 9399 | 13796 | 18896 | 17655 | 18667 | 18810 | 13100 | 10773 | 8148 | 6712 | 11900 | 8878 | 9399 | 13796 | 18896 | 17655 | 18667 | 18810 | 13100 | 10773 | 8148 | 6712 | 1358.391 | 1013.438 | 1072.91 | 1574.925 | 2157.045 | 2015.466 | 2130.918 | 2147.23 | 1495.465 | 1229.848 | 930.156 | 766.208 | 0 | 0 | 156734 | 156734 | 17892 | 2020
50049 | Y | . | Humboldt Sawmill Company | Mendocino Forest Products | 60153 | CA | PACC | WECC |  | 321 | 7 | Industrial NAICS Cogen | ST | DFO | DFO |  |  | barrels | 198 | 98 | 61 | 157 | 96 | 20 | 145 | 80 | 107 | 120 | 0 | 32 | 198 | 16 | 11 | 14 | 9 | 2 | 145 | 9 | 11 | 11 | 0 | 3 | 5.5 | 5.5 | 5.5 | 5.5 | 5.5 | 5.5 | 5.5 | 5.5 | 5.5 | 5.5 | 0 | 5.5 | 1089 | 539 | 336 | 864 | 528 | 110 | 798 | 440 | 589 | 660 | 0 | 176 | 1089 | 86 | 61 | 77 | 52 | 13 | 798 | 52 | 62 | 63 | 0 | 17 | 52.475 | 2.734 | 2.186 | 3.081 | 2.199 | 0.565 | 42.239 | 2.212 | 2.626 | 2.668 | 0 | 0.718 | 1114 | 429 | 6129 | 2370 | 113.703 | 2020
50049 | Y | . | Humboldt Sawmill Company | Mendocino Forest Products | 60153 | CA | PACC | WECC |  | 321 | 7 | Industrial NAICS Cogen | ST | WDS | WWW |  |  | short tons | 17320 | 105338 | 118757 | 32169 | 192905 | 174156 | 15050 | 196463 | 192838 | 228173 | 238452 | 249858 | 17320 | 16858 | 21555 | 2869 | 19077 | 20885 | 15050 | 23099 | 20274 | 21655 | 23247 | 23919 | 13.2 | 13.545 | 13.2 | 13.2 | 13.2 | 13.2 | 13.2 | 13.2 | 13.2 | 13.2 | 13.2 | 13.2 | 228624 | 1426803 | 1567592 | 424631 | 2546346 | 2298859 | 198660 | 2593312 | 2545462 | 3011884 | 3147566 | 3298126 | 228624 | 228337 | 284520 | 37876 | 251814 | 275676 | 198660 | 304901 | 267620 | 285843 | 306859 | 315734 | 11016.525 | 7237.266 | 10213.814 | 1514.919 | 10602.801 | 11798.435 | 10521.761 | 13038.788 | 11358.374 | 12176.332 | 13217 | 13456.282 | 1761479 | 225808 | 23287865 | 2986464 | 126152.3 | 2020
50061 | Y | . | San Diego State University | San Diego State University | 16625 | CA | PACC | WECC |  | 611 | 5 | Commercial NAICS Cogen | CA | NG | NG |  |  | mcf | 0 | 0 | 0 | 0 | 0 | 0 | 0 | 0 | 0 | 0 | 0 | 0 | 0 | 0 | 0 | 0 | 0 | 0 | 0 | 0 | 0 | 0 | 0 | 0 | 0 | 0 | 0 | 0 | 0 | 0 | 0 | 0 | 0 | 0 | 0 | 0 | 0 | 0 | 0 | 0 | 0 | 0 | 0 | 0 | 0 | 0 | 0 | 0 | 0 | 0 | 0 | 0 | 0 | 0 | 0 | 0 | 0 | 0 | 0 | 0 | 449 | 364 | 404 | 454 | 451 | 303 | 437 | 540 | 451 | 556 | 516 | 505 | 0 | 0 | 0 | 0 | 5430 | 2020
50061 | Y | . | San Diego State University | San Diego State University | 16625 | CA | PACC | WECC |  | 611 | 5 | Commercial NAICS Cogen | CT | NG | NG |  |  | mcf | 55578 | 52637 | 66327 | 71676 | 8515 | 41706 | 48877 | 50220 | 42937 | 48121 | 45962 | 46003 | 26747 | 24560 | 26252 | 26881 | 8515 | 23656 | 27416 | 25022 | 20419 | 34020 | 31598 | 27951 | 1 | 1 | 1 | 1 | 1 | 1 | 1 | 1 | 1 | 1 | 1 | 1 | 55578 | 52637 | 66327 | 71676 | 8515 | 41706 | 48877 | 50220 | 42937 | 48121 | 45962 | 46003 | 26747 | 24560 | 26252 | 26881 | 8515 | 23656 | 27416 | 25022 | 20419 | 34020 | 31598 | 27951 | 3345 | 3107 | 3332 | 3362 | 3465 | 3054 | 3453 | 3006 | 2330 | 3836 | 3999 | 3557 | 578559 | 303037 | 578559 | 303037 | 39846 | 2020
50061 | Y | . | San Diego State University | San Diego State University | 16625 | CA | PACC | WECC |  | 611 | 5 | Commercial NAICS Cogen | PV | SUN | SUN |  |  |  | 0 | 0 | 0 | 0 | 0 | 0 | 0 | 0 | 0 | 0 | 0 | 0 | 0 | 0 | 0 | 0 | 0 | 0 | 0 | 0 | 0 | 0 | 0 | 0 | 0 | 0 | 0 | 0 | 0 | 0 | 0 | 0 | 0 | 0 | 0 | 0 | 832 | 1016 | 1165 | 1270 | 858 | 753 | 894 | 990 | 701 | 546 | 762 | 648 | 832 | 1016 | 1165 | 1270 | 858 | 753 | 894 | 990 | 701 | 546 | 762 | 648 | 95 | 116 | 133 | 145 | 98 | 86 | 102 | 113 | 80 | 62.37 | 87 | 74 | 0 | 0 | 10435 | 10435 | 1191.37 | 2020
50066 | N | . | Calistoga Power Plant | Geysers Power Co LLC | 7160 | CA | PACC | WECC |  | 22 | 2 | NAICS-22 Non-Cogen | ST | GEO | GEO |  |  |  | 0 | 0 | 0 | 0 | 0 | 0 | 0 | 0 | 0 | 0 | 0 | 0 | 0 | 0 | 0 | 0 | 0 | 0 | 0 | 0 | 0 | 0 | 0 | 0 | 0 | 0 | 0 | 0 | 0 | 0 | 0 | 0 | 0 | 0 | 0 | 0 | 156909 | 420445 | 409355 | 369471 | 370031 | 317489 | 381989 | 372134 | 317235 | 289387 | 313906 | 389233 | 156909 | 420445 | 409355 | 369471 | 370031 | 317489 | 381989 | 372134 | 317235 | 289387 | 313906 | 389233 | 17912 | 47996 | 46730 | 42177 | 42241 | 36243 | 43606 | 42481 | 36214 | 33035 | 35834 | 44433 | 0 | 0 | 4107584 | 4107584 | 468902 | 2020
50076 | N | . | Santa Felicia Dam | United Water Conservation Dist | 19532 | CA | PACC | WECC |  | 22 | 2 | NAICS-22 Non-Cogen | HY | WAT | HYC |  |  |  | 0 | 0 | 0 | 0 | 0 | 0 | 0 | 0 | 0 | 0 | 0 | 0 | 0 | 0 | 0 | 0 | 0 | 0 | 0 | 0 | 0 | 0 | 0 | 0 | 0 | 0 | 0 | 0 | 0 | 0 | 0 | 0 | 0 | 0 | 0 | 0 | 1119 | 835 | 884 | 1298 | 1777 | 1661 | 1756 | 1769 | 1232 | 1013 | 766 | 631 | 1119 | 835 | 884 | 1298 | 1777 | 1661 | 1756 | 1769 | 1232 | 1013 | 766 | 631 | 127.775 | 95.328 | 100.923 | 148.144 | 202.901 | 189.584 | 200.444 | 201.978 | 140.67 | 115.685 | 87.495 | 72.073 | 0 | 0 | 14741 | 14741 | 1683 | 2020
50089 | Y | . | Univ of San Francisco Cogen | University of San Francisco | 24010 | CA | PACC | WECC |  | 611 | 5 | Commercial NAICS Cogen | IC | NG | NG |  |  | mcf | 6633 | 5867 | 6515 | 4606 | 4330 | 6092 | 8522 | 10591 | 9227 | 9585 | 7658 | 8490 | 4369 | 3866 | 4293 | 3034 | 2853 | 4014 | 5615 | 6978 | 6079 | 6315 | 5045 | 5594 | 1.034 | 1.034 | 1.034 | 1.034 | 1.034 | 1.034 | 1.034 | 1.034 | 1.034 | 1.034 | 1.034 | 1.034 | 6859 | 6066 | 6737 | 4763 | 4477 | 6299 | 8812 | 10951 | 9541 | 9911 | 7918 | 8779 | 4518 | 3997 | 4439 | 3137 | 2950 | 4150 | 5806 | 7215 | 6286 | 6530 | 5217 | 5784 | 537.133 | 475.181 | 527.719 | 373.03 | 350.733 | 493.434 | 690.266 | 857.837 | 747.355 | 776.344 | 620.289 | 687.679 | 88116 | 58055 | 91113 | 60029 | 7137 | 2020
50110 | Y | . | Sierra Pacific Burney Facility | Sierra Pacific Industries Inc | 17164 | CA | PACC | WECC |  | 321 | 7 | Industrial NAICS Cogen | ST | WDS | WWW |  |  | short tons | 11070 | 11733 | 13327 | 10905 | 12577 | 11762 | 13050 | 13774 | 12097 | 13230 | 6510 | 6645 | 2005 | 2175 | 2575 | 2107 | 2526 | 2331 | 2646 | 2900 | 2420 | 2611 | 992 | 671 | 18 | 18 | 18 | 18 | 18 | 18 | 18 | 18 | 18 | 18 | 18 | 18 | 199260 | 211194 | 239886 | 196290 | 226386 | 211716 | 234900 | 247932 | 217746 | 238140 | 117180 | 119610 | 36094 | 39156 | 46356 | 37925 | 45462 | 41950 | 47621 | 52208 | 43557 | 47004 | 17859 | 12080 | 7278 | 7995 | 9551 | 7841 | 9426 | 8664 | 9869 | 10865 | 8996 | 9677 | 3924 | 2475 | 136680 | 25959 | 2460240 | 467272 | 96561 | 2020
50112 | N | . | Sierra Pacific Quincy Facility | Sierra Pacific Industries Inc | 17164 | CA | PACC | WECC |  | 321 | 6 | Industrial NAICS Non-Cogen | ST | WDS | WWW |  |  | short tons | 22529 | 22198 | 23588 | 17365 | 22354 | 20613 | 19787 | 23310 | 19489 | 17825 | 16413 | 21170 | 22529 | 22198 | 23588 | 17365 | 22354 | 20613 | 19787 | 23310 | 19489 | 17825 | 16413 | 21170 | 18 | 18 | 18 | 18 | 18 | 18 | 18 | 18 | 18 | 18 | 18 | 18 | 405522 | 399564 | 424584 | 312570 | 402372 | 371034 | 356166 | 419580 | 350802 | 320850 | 295434 | 381060 | 405522 | 399564 | 424584 | 312570 | 402372 | 371034 | 356166 | 419580 | 350802 | 320850 | 295434 | 381060 | 15912 | 15400 | 15686 | 10047 | 15757 | 14247 | 12974 | 16677 | 13511 | 10442 | 9786 | 12777 | 246641 | 246641 | 4439538 | 4439538 | 163216 | 2020
50115 | Y | . | US Borax | U S Borax Inc | 22669 | CA | PACC | WECC |  | 2123 | 7 | Industrial NAICS Cogen | GT | NG | NG |  |  | mcf | 392414 | 345148 | 386305 | 211604 | 351796 | 377923 | 377693 | 375149 | 368123 | 350828 | 370698 | 392246 | 142360 | 124147 | 138223 | 75055 | 127659 | 135889 | 135338 | 134003 | 130318 | 124020 | 135175 | 140348 | 1.043 | 1.045 | 1.047 | 1.043 | 1.038 | 1.03 | 1.022 | 1.036 | 1.043 | 1.037 | 1.044 | 1.048 | 409288 | 360680 | 404461 | 220703 | 365164 | 389261 | 386002 | 388654 | 383952 | 363809 | 387009 | 411074 | 148482 | 129734 | 144720 | 78282 | 132510 | 139966 | 138315 | 138827 | 135922 | 128609 | 141123 | 147085 | 29226 | 25496 | 28430 | 15364 | 26066 | 27504 | 27113 | 27157 | 26626 | 25354 | 27772 | 28942 | 4299927 | 1542535 | 4470057 | 1603575 | 315050 | 2020
50119 | Y | . | Phillips 66 Rodeo Refinery | Phillips 66 Company | 4208 | CA | PACC | WECC |  | 32411 | 7 | Industrial NAICS Cogen | GT | NG | NG |  |  | mcf | 278457 | 168823 | 131830 | 135198 | 156897 | 248535 | 213012 | 175377 | 206354 | 176248 | 185400 | 279262 | 74162 | 41666 | 29489 | 34444 | 37684 | 57547 | 49183 | 41741 | 48869 | 38929 | 41756 | 64027 | 1.043 | 1.043 | 1.044 | 1.048 | 1.041 | 1.032 | 1.032 | 1.036 | 1.039 | 1.044 | 1.049 | 1.042 | 290431 | 176082 | 137631 | 141688 | 163330 | 256488 | 219828 | 181691 | 214402 | 184003 | 194485 | 290991 | 77351 | 43458 | 30787 | 36097 | 39229 | 59389 | 50757 | 43244 | 50775 | 40642 | 43802 | 66716 | 17030.738 | 9526.525 | 6692.231 | 7901.872 | 8580.074 | 13007.322 | 11103.3 | 9467.362 | 11121.085 | 8851.588 | 9533.511 | 14624.266 | 2355393 | 559497 | 2451050 | 582247 | 127439.87 | 2020
50119 | Y | . | Phillips 66 Rodeo Refinery | Phillips 66 Company | 4208 | CA | PACC | WECC |  | 32411 | 7 | Industrial NAICS Cogen | GT | OG | OOG |  |  | mcf | 255059 | 367722 | 325589 | 377364 | 403058 | 331418 | 376873 | 379672 | 332381 | 453173 | 370908 | 367025 | 67930 | 90756 | 72832 | 96139 | 96806 | 76738 | 87018 | 90365 | 78715 | 100096 | 83536 | 84149 | 1.191 | 1.126 | 1.219 | 1.212 | 1.204 | 1.169 | 1.176 | 1.18 | 1.192 | 1.054 | 1.021 | 1.023 | 303775 | 414055 | 396893 | 457365 | 485282 | 387428 | 443203 | 448013 | 396198 | 477644 | 378697 | 375467 | 80905 | 102191 | 88782 | 116520 | 116555 | 89707 | 102333 | 106631 | 93828 | 105501 | 85290 | 86084 | 17813.262 | 22401.475 | 19298.769 | 25507.128 | 25492.926 | 19647.678 | 22385.7 | 23344.638 | 20550.915 | 22977.412 | 18563.489 | 18869.734 | 4340242 | 1025080 | 4964020 | 1174327 | 256853.13 | 2020
50129 | N | . | Indian Valley Dam Hydro Project | Yolo County Flood Control WCD | 22079 | CA | PACC | WECC |  | 22 | 2 | NAICS-22 Non-Cogen | HY | WAT | HYC |  |  |  | 0 | 0 | 0 | 0 | 0 | 0 | 0 | 0 | 0 | 0 | 0 | 0 | 0 | 0 | 0 | 0 | 0 | 0 | 0 | 0 | 0 | 0 | 0 | 0 | 0 | 0 | 0 | 0 | 0 | 0 | 0 | 0 | 0 | 0 | 0 | 0 | 6397 | 4773 | 5053 | 7417 | 10159 | 9492 | 10036 | 10112 | 7043 | 5792 | 4381 | 3608 | 6397 | 4773 | 5053 | 7417 | 10159 | 9492 | 10036 | 10112 | 7043 | 5792 | 4381 | 3608 | 730.291 | 544.839 | 576.812 | 846.703 | 1159.659 | 1083.544 | 1145.613 | 1154.382 | 803.984 | 661.184 | 500.065 | 411.924 | 0 | 0 | 84263 | 84263 | 9619 | 2020
50131 | Y | . | Coalinga Cogeneration | Coalinga Cogeneration Co | 3852 | CA | PACC | WECC |  | 22 | 3 | NAICS-22 Cogen | GT | NG | NG |  |  | mcf | 0 | 0 | 0 | 0 | 0 | 0 | 0 | 0 | 0 | 0 | 0 | 0 | 0 | 0 | 0 | 0 | 0 | 0 | 0 | 0 | 0 | 0 | 0 | 0 | 0 | 0 | 0 | 0 | 0 | 0 | 0 | 0 | 0 | 0 | 0 | 0 | 0 | 0 | 0 | 0 | 0 | 0 | 0 | 0 | 0 | 0 | 0 | 0 | 0 | 0 | 0 | 0 | 0 | 0 | 0 | 0 | 0 | 0 | 0 | 0 | 0 | 0 | 0 | 0 | 0 | 0 | 0 | 0 | 0 | 0 | 0 | 0 | 0 | 0 | 0 | 0 | 0 | 2020
50134 | Y | . | Sycamore Cogeneration | Sycamore Cogeneration Co | 18390 | CA | PACC | WECC |  | 22 | 3 | NAICS-22 Cogen | GT | NG | NG |  |  | mcf | 690436 | 632137 | 482022 | 615165 | 659475 | 656277 | 669203 | 841301 | 759383 | 765831 | 701804 | 706506 | 362623 | 354445 | 261535 | 321578 | 377043 | 373031 | 372128 | 424557 | 394371 | 399448 | 372140 | 372213 | 1.03 | 1.03 | 1.03 | 1.03 | 1.03 | 1.03 | 1.03 | 1.03 | 1.03 | 1.03 | 1.03 | 1.03 | 711149 | 651101 | 496483 | 633620 | 679259 | 675965 | 689279 | 866540 | 782164 | 788806 | 722858 | 727701 | 373502 | 365078 | 269381 | 331225 | 388354 | 384222 | 383292 | 437294 | 406202 | 411431 | 383304 | 383379 | 59715 | 54928 | 43057 | 53032 | 57189 | 56778 | 57801 | 69951 | 65008 | 65869 | 61397 | 61376 | 8179540 | 4385112 | 8424925 | 4516664 | 706101 | 2020
50156 | N | . | Bear Creek | Central Rivers Power US, LLC | 64078 | CA | PACC | WECC |  | 22 | 2 | NAICS-22 Non-Cogen | HY | WAT | HYC |  |  |  | 0 | 0 | 0 | 0 | 0 | 0 | 0 | 0 | 0 | 0 | 0 | 0 | 0 | 0 | 0 | 0 | 0 | 0 | 0 | 0 | 0 | 0 | 0 | 0 | 0 | 0 | 0 | 0 | 0 | 0 | 0 | 0 | 0 | 0 | 0 | 0 | 1 | 1 | 1 | 2 | 2 | 2 | 2 | 2 | 1 | 1 | 1 | 1 | 1 | 1 | 1 | 2 | 2 | 2 | 2 | 2 | 1 | 1 | 1 | 1 | 0.153 | 0.113 | 0.12 | 0.176 | 0.241 | 0.225 | 0.238 | 0.24 | 0.167 | 0.137 | 0.104 | 0.086 | 0 | 0 | 17 | 17 | 2 | 2020
50170 | Y | . | Berry Cogen | Berry Petroleum Co | 1569 | CA | PACC | WECC |  | 211 | 7 | Industrial NAICS Cogen | GT | NG | NG |  |  | mcf | 330103 | 197629 | 322462 | 294619 | 327886 | 340018 | 316566 | 289564 | 243912 | 280655 | 315927 | 332393 | 126402 | 75111 | 123396 | 112270 | 124586 | 118239 | 118607 | 107523 | 93414 | 107216 | 125409 | 126751 | 1.046 | 1.045 | 1.047 | 1.044 | 1.037 | 1.037 | 1.037 | 1.036 | 1.036 | 1.044 | 1.019 | 1.018 | 345288 | 206522 | 337618 | 307582 | 340018 | 352599 | 328279 | 299988 | 252693 | 293004 | 321930 | 338376 | 132217 | 78491 | 129196 | 117210 | 129196 | 122614 | 122995 | 111394 | 96777 | 111933 | 127792 | 129033 | 26219 | 15543 | 25625 | 23233 | 25615 | 24296 | 24364 | 22053 | 19154 | 22151 | 25338 | 25578 | 3591734 | 1358924 | 3723897 | 1408848 | 279169 | 2020
50179 | N | . | Box Canyon Dam | Siskiyou Power Authority | 58896 | CA | PACC | WECC |  | 22 | 2 | NAICS-22 Non-Cogen | HY | WAT | HYC |  |  |  | 0 | 0 | 0 | 0 | 0 | 0 | 0 | 0 | 0 | 0 | 0 | 0 | 0 | 0 | 0 | 0 | 0 | 0 | 0 | 0 | 0 | 0 | 0 | 0 | 0 | 0 | 0 | 0 | 0 | 0 | 0 | 0 | 0 | 0 | 0 | 0 | 5170 | 3857 | 4084 | 5994 | 8210 | 7671 | 8111 | 8173 | 5692 | 4681 | 3540 | 2916 | 5170 | 3857 | 4084 | 5994 | 8210 | 7671 | 8111 | 8173 | 5692 | 4681 | 3540 | 2916 | 590.215 | 440.335 | 466.175 | 684.298 | 937.227 | 875.712 | 925.875 | 932.962 | 649.774 | 534.364 | 404.149 | 332.914 | 0 | 0 | 68099 | 68099 | 7774 | 2020
50180 | N | . | Olsen | Olsen Power Partners | 60821 | CA | PACC | WECC |  | 22 | 2 | NAICS-22 Non-Cogen | HY | WAT | HYC |  |  |  | 0 | 0 | 0 | 0 | 0 | 0 | 0 | 0 | 0 | 0 | 0 | 0 | 0 | 0 | 0 | 0 | 0 | 0 | 0 | 0 | 0 | 0 | 0 | 0 | 0 | 0 | 0 | 0 | 0 | 0 | 0 | 0 | 0 | 0 | 0 | 0 | 5923 | 4419 | 4678 | 6867 | 9405 | 8787 | 9291 | 9362 | 6520 | 5362 | 4055 | 3341 | 5923 | 4419 | 4678 | 6867 | 9405 | 8787 | 9291 | 9362 | 6520 | 5362 | 4055 | 3341 | 676.085 | 504.397 | 533.996 | 783.853 | 1073.579 | 1003.114 | 1060.576 | 1068.694 | 744.306 | 612.106 | 462.946 | 381.348 | 0 | 0 | 78010 | 78010 | 8905 | 2020
50200 | Y | . | B Braun Medical | B Braun Medical Inc | 1058 | CA | PACC | WECC |  | 339 | 7 | Industrial NAICS Cogen | GT | NG | NG |  |  | mcf | 42534 | 37629 | 41789 | 29540 | 27774 | 39074 | 54661 | 67931 | 59182 | 61477 | 49120 | 54456 | 13307 | 11772 | 13073 | 9241 | 8688 | 12224 | 17100 | 21251 | 18515 | 19232 | 15367 | 17036 | 1.03 | 1.03 | 1.03 | 1.03 | 1.03 | 1.03 | 1.03 | 1.03 | 1.03 | 1.03 | 1.03 | 1.03 | 43810 | 38758 | 43043 | 30426 | 28607 | 40246 | 56301 | 69969 | 60957 | 63321 | 50594 | 56090 | 13706 | 12125 | 13465 | 9518 | 8949 | 12591 | 17613 | 21889 | 19070 | 19809 | 15828 | 17547 | 2731.501 | 2416.451 | 2683.627 | 1896.979 | 1783.591 | 2509.276 | 3510.229 | 4362.384 | 3800.547 | 3947.965 | 3154.374 | 3497.076 | 565167 | 176806 | 582122 | 182110 | 36294 | 2020
50210 | N | . | Vulcan-BN Geothermal Power Company | CalEnergy Operating Corporation | 49899 | CA | PACC | WECC |  | 22 | 2 | NAICS-22 Non-Cogen | ST | GEO | GEO |  |  |  | 0 | 0 | 0 | 0 | 0 | 0 | 0 | 0 | 0 | 0 | 0 | 0 | 0 | 0 | 0 | 0 | 0 | 0 | 0 | 0 | 0 | 0 | 0 | 0 | 0 | 0 | 0 | 0 | 0 | 0 | 0 | 0 | 0 | 0 | 0 | 0 | 150659 | 165141 | 209527 | 201344 | 199476 | 185791 | 200800 | 201486 | 189122 | 181667 | 199901 | 195727 | 150659 | 165141 | 209527 | 201344 | 199476 | 185791 | 200800 | 201486 | 189122 | 181667 | 199901 | 195727 | 17198.505 | 18851.73 | 23918.575 | 22984.474 | 22771.21 | 21209.035 | 22922.352 | 23000.669 | 21589.217 | 20738.26 | 22819.725 | 22343.248 | 0 | 0 | 2280641 | 2280641 | 260347 | 2020
50216 | Y | . | Watson Cogeneration | ARCO Products Co-Watson | 867 | CA | PACC | WECC |  | 32411 | 7 | Industrial NAICS Cogen | CA | NG | NG |  |  | mcf | 115879 | 233230 | 28667 | 43824 | 261850 | 129381 | 126107 | 62630 | 102356 | 235113 | 158035 | 178815 | 67752 | 50824 | 28667 | 43824 | 52070 | 63511 | 67469 | 58439 | 79028 | 62846 | 57594 | 54186 | 1.038 | 1.039 | 1.035 | 1.037 | 1.037 | 1.036 | 1.021 | 1.021 | 1.027 | 1.023 | 1.03 | 1.035 | 120282 | 242326 | 29670 | 45445 | 271538 | 134039 | 128755 | 63945 | 105120 | 240521 | 162776 | 185074 | 70327 | 52806 | 29670 | 45445 | 53997 | 65797 | 68886 | 59666 | 81162 | 64291 | 59322 | 56082 | 12779.316 | 9595.384 | 9620.267 | 10240.937 | 9811.951 | 11956.065 | 12517.307 | 10841.95 | 14748.034 | 11682.446 | 10779.469 | 10190.839 | 1675887 | 686210 | 1729491 | 707451 | 134763.97 | 2020
50216 | Y | . | Watson Cogeneration | ARCO Products Co-Watson | 867 | CA | PACC | WECC |  | 32411 | 7 | Industrial NAICS Cogen | CA | OG | OOG |  |  | mcf | 101243 | 116373 | 222434 | 166095 | 115229 | 121087 | 220102 | 193737 | 121833 | 70563 | 31851 | 76888 | 7861 | 15983 | 16750 | 11231 | 13491 | 11347 | 25431 | 18516 | 11692 | 9035 | 4238 | 3024 | 1.003 | 1.187 | 1.11 | 1.043 | 0.999 | 0.974 | 0.927 | 0.995 | 1.039 | 1.046 | 1.061 | 1.01 | 101547 | 138135 | 246902 | 173237 | 115114 | 117939 | 204035 | 192768 | 126584 | 73809 | 33794 | 77657 | 7885 | 18972 | 18592 | 11714 | 13478 | 11052 | 23575 | 18423 | 12148 | 9451 | 4497 | 3054 | 1432.853 | 3447.356 | 3378.421 | 2128.593 | 2449.153 | 2008.299 | 4283.803 | 3347.638 | 2207.35 | 1717.341 | 817.165 | 554.891 | 1557435 | 148599 | 1601521 | 152841 | 27772.863 | 2020
50216 | Y | . | Watson Cogeneration | ARCO Products Co-Watson | 867 | CA | PACC | WECC |  | 32411 | 7 | Industrial NAICS Cogen | CA | WO | WOO |  |  | barrels | 0 | 0 | 0 | 0 | 0 | 0 | 0 | 0 | 0 | 0 | 0 | 0 | 0 | 0 | 0 | 0 | 0 | 0 | 0 | 0 | 0 | 0 | 0 | 0 | 0 | 0 | 0 | 0 | 0 | 0 | 0 | 0 | 0 | 0 | 0 | 0 | 0 | 0 | 0 | 0 | 0 | 0 | 0 | 0 | 0 | 0 | 0 | 0 | 0 | 0 | 0 | 0 | 0 | 0 | 0 | 0 | 0 | 0 | 0 | 0 | 19.831 | 19.26 | 4.312 | 3.47 | 47.896 | 15.636 | 19.89 | 27.412 | 24.616 | 20.213 | 22.366 | 12.27 | 0 | 0 | 0 | 0 | 237.172 | 2020
50216 | Y | . | Watson Cogeneration | ARCO Products Co-Watson | 867 | CA | PACC | WECC |  | 32411 | 7 | Industrial NAICS Cogen | CT | NG | NG |  |  | mcf | 2512699 | 1619482 | 2281352 | 2398703 | 1982397 | 2400809 | 2102369 | 2287994 | 2474442 | 2117626 | 2514122 | 2670010 | 1218672 | 761111 | 1104068 | 1139315 | 927974 | 1132671 | 997912 | 1067925 | 1150851 | 971104 | 1185850 | 1273500 | 1.038 | 1.039 | 1.035 | 1.037 | 1.037 | 1.036 | 1.021 | 1.021 | 1.027 | 1.023 | 1.03 | 1.035 | 2608182 | 1682642 | 2361199 | 2487455 | 2055746 | 2487238 | 2146519 | 2336042 | 2541252 | 2166331 | 2589546 | 2763460 | 1264982 | 790794 | 1142710 | 1181470 | 962309 | 1173447 | 1018868 | 1090351 | 1181924 | 993439 | 1221425 | 1318073 | 229861.94 | 143696.51 | 203414.7 | 212703.74 | 174862.7 | 213228.95 | 185140.23 | 198129.4 | 214769.39 | 180519.48 | 221947.1 | 239509.17 | 27362005 | 12930953 | 28225612 | 13339792 | 2417783.3 | 2020
50216 | Y | . | Watson Cogeneration | ARCO Products Co-Watson | 867 | CA | PACC | WECC |  | 32411 | 7 | Industrial NAICS Cogen | CT | OG | OOG |  |  | mcf | 203765 | 466262 | 533980 | 338667 | 466264 | 330971 | 619885 | 551024 | 259384 | 267689 | 164800 | 82070 | 98828 | 219130 | 253159 | 159371 | 218261 | 156148 | 294235 | 257191 | 120638 | 122757 | 77732 | 39145 | 1.003 | 1.187 | 1.11 | 1.043 | 0.999 | 0.974 | 0.927 | 0.995 | 1.039 | 1.046 | 1.061 | 1.01 | 204376 | 553453 | 592718 | 353230 | 465798 | 322366 | 574633 | 548269 | 269500 | 280003 | 174853 | 82891 | 99124 | 260107 | 281006 | 166224 | 218043 | 152088 | 272756 | 255905 | 125343 | 128404 | 82474 | 39536 | 18011.91 | 47264.525 | 51061.981 | 30204.878 | 39620.975 | 27636.16 | 49562.93 | 46500.957 | 22776.312 | 23332.506 | 14986.44 | 7184.139 | 4284761 | 2016595 | 4422090 | 2081010 | 378143.71 | 2020
50216 | Y | . | Watson Cogeneration | ARCO Products Co-Watson | 867 | CA | PACC | WECC |  | 32411 | 7 | Industrial NAICS Cogen | CT | WO | WOO |  |  | barrels | 972 | 887 | 246 | 197 | 2608 | 787 | 830 | 1393 | 1014 | 956 | 1311 | 815 | 497 | 441 | 122 | 97 | 1281 | 391 | 419 | 685 | 503 | 464 | 647 | 404 | 4.356 | 4.356 | 4.356 | 4.356 | 4.356 | 4.356 | 4.356 | 4.356 | 4.356 | 4.356 | 4.356 | 4.356 | 4234 | 3864 | 1072 | 858 | 11360 | 3428 | 3615 | 6068 | 4417 | 4164 | 5711 | 3550 | 2163 | 1922 | 532 | 423 | 5582 | 1703 | 1825 | 2983 | 2189 | 2021 | 2817 | 1761 | 373.15 | 329.964 | 92.315 | 73.379 | 966.325 | 293.894 | 311.84 | 514.644 | 373.294 | 347.012 | 489.459 | 307.691 | 12016 | 5951 | 52341 | 25921 | 4472.967 | 2020
50218 | N | . | Woodward Power Plant | Turlock Irrigation District | 19281 | CA | PACC | WECC |  | 22 | 2 | NAICS-22 Non-Cogen | HY | WAT | HYC |  |  |  | 0 | 0 | 0 | 0 | 0 | 0 | 0 | 0 | 0 | 0 | 0 | 0 | 0 | 0 | 0 | 0 | 0 | 0 | 0 | 0 | 0 | 0 | 0 | 0 | 0 | 0 | 0 | 0 | 0 | 0 | 0 | 0 | 0 | 0 | 0 | 0 | 1241 | 926 | 980 | 1439 | 1971 | 1841 | 1947 | 1962 | 1366 | 1124 | 850 | 700 | 1241 | 926 | 980 | 1439 | 1971 | 1841 | 1947 | 1962 | 1366 | 1124 | 850 | 700 | 141.669 | 105.694 | 111.896 | 164.253 | 224.963 | 210.198 | 222.239 | 223.94 | 155.966 | 128.264 | 97.008 | 79.91 | 0 | 0 | 16347 | 16347 | 1866 | 2020
50223 | N | . | Nelson Creek | Nelson Creek Power Inc | 13353 | CA | PACC | WECC |  | 22 | 2 | NAICS-22 Non-Cogen | HY | WAT | HYC |  |  |  | 0 | 0 | 0 | 0 | 0 | 0 | 0 | 0 | 0 | 0 | 0 | 0 | 0 | 0 | 0 | 0 | 0 | 0 | 0 | 0 | 0 | 0 | 0 | 0 | 0 | 0 | 0 | 0 | 0 | 0 | 0 | 0 | 0 | 0 | 0 | 0 | 720 | 537 | 568 | 834 | 1143 | 1068 | 1129 | 1137 | 792 | 652 | 493 | 406 | 720 | 537 | 568 | 834 | 1143 | 1068 | 1129 | 1137 | 792 | 652 | 493 | 406 | 82.147 | 61.287 | 64.883 | 95.242 | 130.445 | 121.883 | 128.865 | 129.851 | 90.437 | 74.374 | 56.25 | 46.336 | 0 | 0 | 9479 | 9479 | 1082 | 2020
50224 | Y | . | Oxnard Wastewater Treatment Plant | Oxnard City of | 22045 | CA | PACC | WECC |  | 22132 | 5 | Commercial NAICS Cogen | IC | NG | NG |  |  | mcf | 864 | 848 | 998 | 1037 | 402 | 1464 | 2155 | 2265 | 1710 | 1290 | 1309 | 1345 | 597 | 593 | 697 | 720 | 373 | 982 | 1472 | 1462 | 973 | 740 | 858 | 890 | 1 | 1 | 1 | 1 | 1 | 1 | 1 | 1 | 1 | 1 | 1 | 1 | 864 | 848 | 998 | 1037 | 402 | 1464 | 2155 | 2265 | 1710 | 1290 | 1309 | 1345 | 597 | 593 | 697 | 720 | 373 | 982 | 1472 | 1462 | 973 | 740 | 858 | 890 | 71.778 | 71.303 | 83.722 | 86.492 | 44.819 | 118.036 | 176.931 | 175.732 | 116.88 | 88.884 | 103.105 | 106.956 | 15687 | 10357 | 15687 | 10357 | 1244.638 | 2020
50224 | Y | . | Oxnard Wastewater Treatment Plant | Oxnard City of | 22045 | CA | PACC | WECC |  | 22132 | 5 | Commercial NAICS Cogen | IC | OBG | ORW |  |  | Mcf | 8952 | 8319 | 8767 | 8223 | 4024 | 8578 | 7898 | 8448 | 8391 | 7719 | 7975 | 7609 | 6188 | 5822 | 6120 | 5708 | 3733 | 5755 | 5397 | 5455 | 4773 | 4427 | 5228 | 5035 | 0.6 | 0.6 | 0.6 | 0.6 | 0.6 | 0.6 | 0.6 | 0.6 | 0.6 | 0.6 | 0.6 | 0.6 | 5371 | 4991 | 5260 | 4934 | 2414 | 5147 | 4739 | 5069 | 5035 | 4631 | 4785 | 4565 | 3713 | 3493 | 3672 | 3425 | 2240 | 3453 | 3238 | 3273 | 2864 | 2656 | 3137 | 3021 | 446.222 | 419.697 | 441.278 | 411.508 | 269.181 | 414.964 | 389.069 | 393.268 | 344.12 | 319.116 | 376.895 | 363.044 | 94903 | 63641 | 56941 | 38185 | 4588.362 | 2020
50224 | Y | . | Oxnard Wastewater Treatment Plant | Oxnard City of | 22045 | CA | PACC | WECC |  | 22132 | 5 | Commercial NAICS Cogen | IC | PG | WOO |  |  | mcf | 0 | 0 | 0 | 0 | 0 | 0 | 0 | 0 | 0 | 0 | 0 | 0 | 0 | 0 | 0 | 0 | 0 | 0 | 0 | 0 | 0 | 0 | 0 | 0 | 0 | 0 | 0 | 0 | 0 | 0 | 0 | 0 | 0 | 0 | 0 | 0 | 0 | 0 | 0 | 0 | 0 | 0 | 0 | 0 | 0 | 0 | 0 | 0 | 0 | 0 | 0 | 0 | 0 | 0 | 0 | 0 | 0 | 0 | 0 | 0 | 0 | 0 | 0 | 0 | 0 | 0 | 0 | 0 | 0 | 0 | 0 | 0 | 0 | 0 | 0 | 0 | 0 | 2020
50234 | Y | . | San Antonio Regional Hospital | San Antonio Regional Hospital | 16583 | CA | PACC | WECC |  | 622 | 5 | Commercial NAICS Cogen | IC | NG | NG |  |  | mcf | 8585 | 7596 | 8436 | 5963 | 5607 | 7888 | 11034 | 13713 | 11947 | 12410 | 9916 | 10993 | 8585 | 7596 | 8436 | 5963 | 5607 | 7888 | 11034 | 13713 | 11947 | 12410 | 9916 | 10993 | 1.2 | 1.2 | 1.2 | 1.2 | 1.2 | 1.2 | 1.2 | 1.2 | 1.2 | 1.2 | 1.2 | 1.2 | 10302 | 9115 | 10123 | 7156 | 6728 | 9466 | 13241 | 16456 | 14336 | 14892 | 11899 | 13192 | 10302 | 9115 | 10123 | 7156 | 6728 | 9466 | 13241 | 16456 | 14336 | 14892 | 11899 | 13192 | 962.062 | 851.099 | 945.201 | 668.136 | 628.199 | 883.793 | 1236.339 | 1536.476 | 1338.592 | 1390.514 | 1111.003 | 1231.706 | 114088 | 114088 | 136906 | 136906 | 12783.12 | 2020
50276 | N | . | Wintec Energy Ltd | Wintec Energy Ltd | 20707 | CA | PACC | WECC |  | 22 | 2 | NAICS-22 Non-Cogen | WT | WND | WND |  |  |  | 0 | 0 | 0 | 0 | 0 | 0 | 0 | 0 | 0 | 0 | 0 | 0 | 0 | 0 | 0 | 0 | 0 | 0 | 0 | 0 | 0 | 0 | 0 | 0 | 0 | 0 | 0 | 0 | 0 | 0 | 0 | 0 | 0 | 0 | 0 | 0 | 285 | 292 | 424 | 571 | 583 | 647 | 635 | 541 | 299 | 326 | 250 | 245 | 285 | 292 | 424 | 571 | 583 | 647 | 635 | 541 | 299 | 326 | 250 | 245 | 32.555 | 33.372 | 48.378 | 65.224 | 66.553 | 73.807 | 72.467 | 61.74 | 34.18 | 37.24 | 28.498 | 27.986 | 0 | 0 | 5098 | 5098 | 582 | 2020
50281 | N | . | San Gorgonio Farms Wind Farm | San Gorgonio Farms Inc | 16630 | CA | PACC | WECC |  | 22 | 2 | NAICS-22 Non-Cogen | WT | WND | WND |  |  |  | 0 | 0 | 0 | 0 | 0 | 0 | 0 | 0 | 0 | 0 | 0 | 0 | 0 | 0 | 0 | 0 | 0 | 0 | 0 | 0 | 0 | 0 | 0 | 0 | 0 | 0 | 0 | 0 | 0 | 0 | 0 | 0 | 0 | 0 | 0 | 0 | 42132 | 43188 | 62607 | 84408 | 86129 | 95517 | 93782 | 79900 | 44233 | 48193 | 36880 | 36217 | 42132 | 43188 | 62607 | 84408 | 86129 | 95517 | 93782 | 79900 | 44233 | 48193 | 36880 | 36217 | 4809.564 | 4930.13 | 7146.905 | 9635.599 | 9832.023 | 10903.724 | 10705.666 | 9121.009 | 5049.423 | 5501.491 | 4210.096 | 4134.37 | 0 | 0 | 753186 | 753186 | 85980 | 2020
50293 | N | . | Wadham Energy LP | Wadham Energy Ltd Partners | 19946 | CA | PACC | WECC |  | 22 | 2 | NAICS-22 Non-Cogen | ST | AB | ORW |  |  | short tons | 17566 | 16249 | 17311 | 11554 | 20584 | 18183 | 20562 | 14621 | 15993 | 1181 | 0 | 6264 | 17566 | 16249 | 17311 | 11554 | 20584 | 18183 | 20562 | 14621 | 15993 | 1181 | 0 | 6264 | 12 | 12 | 12 | 12 | 12 | 12 | 12 | 12 | 12 | 12 | 0 | 12 | 210792 | 194988 | 207732 | 138648 | 247008 | 218196 | 246744 | 175452 | 191916 | 14172 | 0 | 75168 | 210792 | 194988 | 207732 | 138648 | 247008 | 218196 | 246744 | 175452 | 191916 | 14172 | 0 | 75168 | 16233.989 | 15059.892 | 14879.795 | 10074.043 | 18472.639 | 17217.967 | 17881.954 | 14432.253 | 15387.603 | 1032.925 | 0 | 5447 | 160068 | 160068 | 1920816 | 1920816 | 146120.06 | 2020
50293 | N | . | Wadham Energy LP | Wadham Energy Ltd Partners | 19946 | CA | PACC | WECC |  | 22 | 2 | NAICS-22 Non-Cogen | ST | NG | NG |  |  | mcf | 924 | 809 | 411 | 925 | 122 | 408 | 162 | 1016 | 564 | 1 | 0 | 0 | 924 | 809 | 411 | 925 | 122 | 408 | 162 | 1016 | 564 | 1 | 0 | 0 | 1.026 | 1.026 | 1.026 | 1.026 | 1.026 | 1.026 | 1.026 | 1.026 | 1.026 | 1.026 | 0 | 0 | 948 | 830 | 422 | 949 | 125 | 419 | 166 | 1042 | 579 | 1 | 0 | 0 | 948 | 830 | 422 | 949 | 125 | 419 | 166 | 1042 | 579 | 1 | 0 | 0 | 73.011 | 64.108 | 30.205 | 68.957 | 9.361 | 33.033 | 12.046 | 85.747 | 46.397 | 0.075 | 0 | 0 | 5342 | 5342 | 5481 | 5481 | 422.94 | 2020
50299 | N | . | AltaGas Ripon Energy Inc. | AltaGas Ripon Energy Inc. | 60134 | CA | PACC | WECC |  | 22 | 2 | NAICS-22 Non-Cogen | GT | NG | NG |  |  | mcf | 837 | 1369 | 7095 | 857 | 7224 | 3038 | 2991 | 20220 | 8510 | 8393 | 3933 | 4078 | 837 | 1369 | 7095 | 857 | 7224 | 3038 | 2991 | 20220 | 8510 | 8393 | 3933 | 4078 | 1.043 | 1.043 | 1.043 | 1.047 | 1.04 | 1.034 | 1.033 | 1.037 | 1.039 | 1.047 | 1.047 | 1.042 | 873 | 1428 | 7400 | 897 | 7513 | 3141 | 3090 | 20968 | 8842 | 8787 | 4118 | 4249 | 873 | 1428 | 7400 | 897 | 7513 | 3141 | 3090 | 20968 | 8842 | 8787 | 4118 | 4249 | 74 | 130 | 752 | 77 | 739 | 284 | 292 | 2082 | 838 | 828 | 387 | 418 | 68545 | 68545 | 71306 | 71306 | 6901 | 2020
50300 | N | . | VESI Pomona | VESI Pomona Energy Storage, Inc. | 54736 | CA | PACC | WECC |  | 22 | 2 | NAICS-22 Non-Cogen | BA | MWH | OTH |  |  | megawatthours | 1537 | 1821 | 2232 | 1676 | 1617 | 1041 | 1243 | 1216 | 1383 | 1522 | 2289 | 2273 | 1537 | 1821 | 2232 | 1676 | 1617 | 1041 | 1243 | 1216 | 1383 | 1522 | 2289 | 2273 | 0 | 0 | 0 | 0 | 0 | 0 | 0 | 0 | 0 | 0 | 0 | 0 | 0 | 0 | 0 | 0 | 0 | 0 | 0 | 0 | 0 | 0 | 0 | 0 | 0 | 0 | 0 | 0 | 0 | 0 | 0 | 0 | 0 | 0 | 0 | 0 | -178 | -212 | -218 | -174 | -227 | -88 | -208 | -200 | -172 | -195 | -212 | -286 | 19850 | 19850 | 0 | 0 | -2370 | 2020
50300 | N | . | VESI Pomona | VESI Pomona Energy Storage, Inc. | 54736 | CA | PACC | WECC |  | 22 | 2 | NAICS-22 Non-Cogen | ST | NG | NG |  |  | mcf | 0 | 0 | 0 | 0 | 0 | 0 | 0 | 0 | 0 | 0 | 0 | 0 | 0 | 0 | 0 | 0 | 0 | 0 | 0 | 0 | 0 | 0 | 0 | 0 | 0 | 0 | 0 | 0 | 0 | 0 | 0 | 0 | 0 | 0 | 0 | 0 | 0 | 0 | 0 | 0 | 0 | 0 | 0 | 0 | 0 | 0 | 0 | 0 | 0 | 0 | 0 | 0 | 0 | 0 | 0 | 0 | 0 | 0 | 0 | 0 | 0 | 0 | 0 | 0 | 0 | 0 | 0 | 0 | 0 | 0 | 0 | 0 | 0 | 0 | 0 | 0 | 0 | 2020
50322 | N | . | Site 980 65 | Madera-Chowchilla Power Auth | 26287 | CA | PACC | WECC |  | 22 | 2 | NAICS-22 Non-Cogen | HY | WAT | HYC |  |  |  | 0 | 0 | 0 | 0 | 0 | 0 | 0 | 0 | 0 | 0 | 0 | 0 | 0 | 0 | 0 | 0 | 0 | 0 | 0 | 0 | 0 | 0 | 0 | 0 | 0 | 0 | 0 | 0 | 0 | 0 | 0 | 0 | 0 | 0 | 0 | 0 | 1387 | 1035 | 1095 | 1608 | 2202 | 2057 | 2175 | 2192 | 1527 | 1255 | 950 | 782 | 1387 | 1035 | 1095 | 1608 | 2202 | 2057 | 2175 | 2192 | 1527 | 1255 | 950 | 782 | 158.299 | 118.098 | 125.029 | 183.53 | 251.366 | 234.867 | 248.321 | 250.222 | 174.27 | 143.317 | 108.393 | 89.288 | 0 | 0 | 18265 | 18265 | 2085 | 2020
50350 | N | . | Forks of Butte Hydro Project | HYPOWER INC | 8530 | CA | PACC | WECC |  | 22 | 2 | NAICS-22 Non-Cogen | HY | WAT | HYC |  |  |  | 0 | 0 | 0 | 0 | 0 | 0 | 0 | 0 | 0 | 0 | 0 | 0 | 0 | 0 | 0 | 0 | 0 | 0 | 0 | 0 | 0 | 0 | 0 | 0 | 0 | 0 | 0 | 0 | 0 | 0 | 0 | 0 | 0 | 0 | 0 | 0 | 9936 | 7413 | 7848 | 11520 | 15778 | 14743 | 15587 | 15706 | 10939 | 8996 | 6804 | 5605 | 9936 | 7413 | 7848 | 11520 | 15778 | 14743 | 15587 | 15706 | 10939 | 8996 | 6804 | 5605 | 1134.272 | 846.231 | 895.891 | 1315.078 | 1801.154 | 1682.934 | 1779.338 | 1792.958 | 1248.729 | 1026.935 | 776.689 | 639.791 | 0 | 0 | 130875 | 130875 | 14940 | 2020
50375 | N | . | East Portal Generator | Calleguas Mun Water District | 30076 | CA | PACC | WECC |  | 22 | 2 | NAICS-22 Non-Cogen | HY | WAT | HYC |  |  |  | 0 | 0 | 0 | 0 | 0 | 0 | 0 | 0 | 0 | 0 | 0 | 0 | 0 | 0 | 0 | 0 | 0 | 0 | 0 | 0 | 0 | 0 | 0 | 0 | 0 | 0 | 0 | 0 | 0 | 0 | 0 | 0 | 0 | 0 | 0 | 0 | 4241 | 3164 | 3349 | 4916 | 6734 | 6292 | 6652 | 6703 | 4668 | 3839 | 2904 | 2392 | 4241 | 3164 | 3349 | 4916 | 6734 | 6292 | 6652 | 6703 | 4668 | 3839 | 2904 | 2392 | 484.076 | 361.149 | 382.343 | 561.241 | 768.685 | 718.232 | 759.375 | 765.188 | 532.925 | 438.269 | 331.471 | 273.046 | 0 | 0 | 55854 | 55854 | 6376 | 2020
50386 | N | . | Windland | Terra-Gen Operating Co-Wind | 2770 | CA | PACC | WECC |  | 22 | 2 | NAICS-22 Non-Cogen | WT | WND | WND |  |  |  | 0 | 0 | 0 | . | . | . | . | . | . | . | . | . | 0 | 0 | 0 | . | . | . | . | . | . | . | . | . | 0 | 0 | 0 | . | . | . | . | . | . | . | . | . | 13218 | 13550 | 19642 | . | . | . | . | . | . | . | . | . | 13218 | 13550 | 19642 | . | . | . | . | . | . | . | . | . | 1508.952 | 1546.779 | 2242.269 | . | . | . | . | . | . | . | . | . | 0 | 0 | 46410 | 46410 | 5298 | 2020
50388 | Y | . | Phillips 66 Carbon Plant | Phillips 66 Company | 4208 | CA | PACC | WECC |  | 324 | 7 | Industrial NAICS Cogen | ST | NG | NG |  |  | mcf | 0 | 0 | 0 | 0 | 0 | 0 | 0 | 0 | 0 | 0 | 0 | 0 | 0 | 0 | 0 | 0 | 0 | 0 | 0 | 0 | 0 | 0 | 0 | 0 | 0 | 0 | 0 | 0 | 0 | 0 | 0 | 0 | 0 | 0 | 0 | 0 | 0 | 0 | 0 | 0 | 0 | 0 | 0 | 0 | 0 | 0 | 0 | 0 | 0 | 0 | 0 | 0 | 0 | 0 | 0 | 0 | 0 | 0 | 0 | 0 | 0 | 0 | 0 | 0 | 0 | 0 | 0 | 0 | 0 | 0 | 0 | 0 | 0 | 0 | 0 | 0 | 0 | 2020
50388 | Y | . | Phillips 66 Carbon Plant | Phillips 66 Company | 4208 | CA | PACC | WECC |  | 324 | 7 | Industrial NAICS Cogen | ST | PC | PC |  |  | short tons | 0 | 0 | 0 | 0 | 0 | 0 | 0 | 0 | 0 | 0 | 0 | 0 | 0 | 0 | 0 | 0 | 0 | 0 | 0 | 0 | 0 | 0 | 0 | 0 | 0 | 0 | 0 | 0 | 0 | 0 | 0 | 0 | 0 | 0 | 0 | 0 | 0 | 0 | 0 | 0 | 0 | 0 | 0 | 0 | 0 | 0 | 0 | 0 | 0 | 0 | 0 | 0 | 0 | 0 | 0 | 0 | 0 | 0 | 0 | 0 | 0 | 0 | 0 | 0 | 0 | 0 | 0 | 0 | 0 | 0 | 0 | 0 | 0 | 0 | 0 | 0 | 0 | 2020
50388 | Y | . | Phillips 66 Carbon Plant | Phillips 66 Company | 4208 | CA | PACC | WECC |  | 324 | 7 | Industrial NAICS Cogen | ST | WH | OTH |  |  |  | 0 | 0 | 0 | 0 | 0 | 0 | 0 | 0 | 0 | 0 | 0 | 0 | 0 | 0 | 0 | 0 | 0 | 0 | 0 | 0 | 0 | 0 | 0 | 0 | 0 | 0 | 0 | 0 | 0 | 0 | 0 | 0 | 0 | 0 | 0 | 0 | 65866 | 61013 | 76589 | 58911 | 90613 | 90447 | 53051 | 63247 | 74259 | 79217 | 85296 | 48977 | 65866 | 61013 | 76589 | 58911 | 90613 | 90447 | 53051 | 63247 | 74259 | 79217 | 85296 | 48977 | 7519 | 6965 | 8743 | 6725 | 10344 | 10325 | 6056 | 7220 | 8477 | 9043 | 9737 | 5591 | 0 | 0 | 847486 | 847486 | 96745 | 2020
50393 | N | . | Friant Hydro Facility | Friant Power Authority | 25438 | CA | PACC | WECC |  | 22 | 2 | NAICS-22 Non-Cogen | HY | WAT | HYC |  |  |  | 0 | 0 | 0 | 0 | 0 | 0 | 0 | 0 | 0 | 0 | 0 | 0 | 0 | 0 | 0 | 0 | 0 | 0 | 0 | 0 | 0 | 0 | 0 | 0 | 0 | 0 | 0 | 0 | 0 | 0 | 0 | 0 | 0 | 0 | 0 | 0 | 47412 | 35372 | 37448 | 54969 | 75287 | 70346 | 74375 | 74945 | 52196 | 42925 | 32465 | 26743 | 47412 | 35372 | 37448 | 54969 | 75287 | 70346 | 74375 | 74945 | 52196 | 42925 | 32465 | 26743 | 5412.312 | 4037.892 | 4274.849 | 6275.053 | 8594.423 | 8030.322 | 8490.326 | 8555.315 | 5958.458 | 4900.145 | 3706.066 | 3052.839 | 0 | 0 | 624483 | 624483 | 71288 | 2020
50400 | N | . | Sand Bar Power Plant | Tri-Dam Power Authority | 19560 | CA | PACC | WECC |  | 22 | 2 | NAICS-22 Non-Cogen | HY | WAT | HYC |  |  |  | 0 | 0 | 0 | 0 | 0 | 0 | 0 | 0 | 0 | 0 | 0 | 0 | 0 | 0 | 0 | 0 | 0 | 0 | 0 | 0 | 0 | 0 | 0 | 0 | 0 | 0 | 0 | 0 | 0 | 0 | 0 | 0 | 0 | 0 | 0 | 0 | 29527 | 22029 | 23322 | 34234 | 46888 | 43810 | 46320 | 46674 | 32507 | 26733 | 20219 | 16655 | 29527 | 22029 | 23322 | 34234 | 46888 | 43810 | 46320 | 46674 | 32507 | 26733 | 20219 | 16655 | 3370.701 | 2514.733 | 2662.306 | 3908 | 5352.466 | 5001.153 | 5287.636 | 5328.11 | 3710.83 | 3051.73 | 2308.077 | 1901.258 | 0 | 0 | 388918 | 388918 | 44397 | 2020
50464 | Y | . | Oxnard | Procter&Gamble Paper Products Co-Oxnard | 15375 | CA | PACC | WECC |  | 322122 | 7 | Industrial NAICS Cogen | GT | NG | NG |  |  | mcf | 428166 | 379890 | 461651 | 447692 | 462000 | 454231 | 468177 | 456776 | 392471 | 448254 | 389483 | 442844 | 306289 | 270442 | 333459 | 324622 | 336682 | 326057 | 330416 | 322861 | 279160 | 316934 | 278986 | 317379 | 1.027 | 1.027 | 1.027 | 1.027 | 1.027 | 1.027 | 1.027 | 1.027 | 1.027 | 1.027 | 1.027 | 1.027 | 439726 | 390147 | 474116 | 459780 | 474474 | 466495 | 480818 | 469109 | 403068 | 460357 | 399999 | 454801 | 314559 | 277744 | 342462 | 333387 | 345772 | 334861 | 339337 | 331578 | 286697 | 325491 | 286519 | 325948 | 44585 | 39413 | 48994 | 48723 | 49649 | 47856 | 48405 | 48027 | 41514 | 47151 | 41484 | 47211 | 5231635 | 3743287 | 5372890 | 3844355 | 553012 | 2020
50492 | Y | . | Gas Utilization Facility | City of San Diego | 16764 | CA | PACC | WECC |  | 22132 | 5 | Commercial NAICS Cogen | HY | WAT | HYC |  |  |  | 0 | 0 | 0 | 0 | 0 | 0 | 0 | 0 | 0 | 0 | 0 | 0 | 0 | 0 | 0 | 0 | 0 | 0 | 0 | 0 | 0 | 0 | 0 | 0 | 0 | 0 | 0 | 0 | 0 | 0 | 0 | 0 | 0 | 0 | 0 | 0 | 0 | 0 | 0 | 0 | 0 | 0 | 0 | 0 | 0 | 0 | 0 | 0 | 0 | 0 | 0 | 0 | 0 | 0 | 0 | 0 | 0 | 0 | 0 | 0 | 0 | 0 | 0 | 0 | 0 | 0 | 0 | 0 | 0 | 0 | 0 | 0 | 0 | 0 | 0 | 0 | 0 | 2020
50492 | Y | . | Gas Utilization Facility | City of San Diego | 16764 | CA | PACC | WECC |  | 22132 | 5 | Commercial NAICS Cogen | IC | NG | NG |  |  | mcf | 0 | 0 | 0 | 0 | 0 | 0 | 0 | 0 | 0 | 0 | 0 | 0 | 0 | 0 | 0 | 0 | 0 | 0 | 0 | 0 | 0 | 0 | 0 | 0 | 0 | 0 | 0 | 0 | 0 | 0 | 0 | 0 | 0 | 0 | 0 | 0 | 0 | 0 | 0 | 0 | 0 | 0 | 0 | 0 | 0 | 0 | 0 | 0 | 0 | 0 | 0 | 0 | 0 | 0 | 0 | 0 | 0 | 0 | 0 | 0 | 0 | 0 | 0 | 0 | 0 | 0 | 0 | 0 | 0 | 0 | 0 | 0 | 0 | 0 | 0 | 0 | 0 | 2020
50492 | Y | . | Gas Utilization Facility | City of San Diego | 16764 | CA | PACC | WECC |  | 22132 | 5 | Commercial NAICS Cogen | IC | OBG | ORW |  |  | Mcf | 44269 | 31328 | 47654 | 45069 | 40411 | 40148 | 38758 | 43185 | 42135 | 42912 | 45246 | 45930 | 21505 | 7504 | 24399 | 23298 | 21318 | 19146 | 18304 | 21003 | 20668 | 20951 | 21478 | 21599 | 0.641 | 0.625 | 0.627 | 0.635 | 0.623 | 0.632 | 0.631 | 0.627 | 0.632 | 0.632 | 0.625 | 0.626 | 28376 | 19580 | 29879 | 28619 | 25176 | 25374 | 24456 | 27077 | 26629 | 27120 | 28279 | 28752 | 13785 | 4690 | 15298 | 14794 | 13281 | 12100 | 11550 | 13169 | 13062 | 13241 | 13424 | 13521 | 942 | 71 | 1352 | 1272 | 992 | 772 | 709 | 974 | 1114 | 1025 | 1143 | 1093 | 507045 | 241173 | 319317 | 151915 | 11459 | 2020
50530 | Y | . | Equilon Los Angeles Refining | Tesoro Refining and Marketing Company | 55985 | CA | PACC | WECC |  | 32411 | 7 | Industrial NAICS Cogen | GT | NG | NG |  |  | mcf | 40555 | 27916 | 98648 | . | 106297 | 115684 | 120389 | 95263 | 101423 | 110085 | 115288 | 98033 | 15852 | 9878 | 31832 | . | 37770 | 42654 | 44156 | 33881 | 35477 | 39318 | 41963 | 33300 | 1.041 | 1.042 | 1.043 | . | 1.033 | 1.025 | 1.023 | 1.025 | 1.032 | 1.028 | 1.036 | 1.039 | 42218 | 29088 | 102890 | . | 109805 | 118576 | 123158 | 97645 | 104669 | 113167 | 119438 | 101856 | 16502 | 10293 | 33201 | . | 39016 | 43720 | 45172 | 34728 | 36612 | 40419 | 43474 | 34599 | 2938.692 | 1832.919 | 5912.352 | . | 6947.846 | 7785.626 | 8044.176 | 6184.256 | 6519.686 | 7197.632 | 7741.811 | 6161.291 | 1029581 | 366081 | 1062510 | 377736 | 67266.287 | 2020
50530 | Y | . | Equilon Los Angeles Refining | Tesoro Refining and Marketing Company | 55985 | CA | PACC | WECC |  | 32411 | 7 | Industrial NAICS Cogen | GT | OG | OOG |  |  | mcf | 372119 | 261041 | 165879 | . | 255962 | 308157 | 314332 | 330407 | 308755 | 292323 | 284974 | 320279 | 145456 | 92368 | 53527 | . | 90949 | 113622 | 115292 | 117511 | 107998 | 104406 | 103727 | 108794 | 1.163 | 1.3 | 1.294 | . | 1.15 | 1.155 | 1.224 | 1.27 | 1.211 | 1.218 | 1.174 | 1.178 | 432774 | 339353 | 214647 | . | 294356 | 355921 | 384742 | 419617 | 373902 | 356049 | 334559 | 377289 | 169165 | 120079 | 69264 | . | 104591 | 131233 | 141117 | 149239 | 130786 | 127166 | 121776 | 128159 | 30124.548 | 21383.281 | 12334.268 | . | 18625.254 | 23369.554 | 25129.804 | 26576.164 | 23289.954 | 22645.328 | 21685.629 | 22822.209 | 3214228 | 1153650 | 3883209 | 1392575 | 247985.99 | 2020
50530 | Y | . | Equilon Los Angeles Refining | Tesoro Refining and Marketing Company | 55985 | CA | PACC | WECC |  | 32411 | 7 | Industrial NAICS Cogen | ST | NG | NG |  |  | mcf | 13440 | 9080 | 20138 | . | 32787 | 29065 | 20033 | 17145 | 16365 | 17845 | 19922 | 24589 | 0 | 0 | 3282 | . | 12979 | 11153 | 7182 | 7550 | 7049 | 1796 | 7032 | 5856 | 1.041 | 1.042 | 1.043 | . | 1.033 | 1.025 | 1.023 | 1.025 | 1.032 | 1.028 | 1.036 | 1.039 | 13991 | 9461 | 21004 | . | 33869 | 29792 | 20494 | 17574 | 16889 | 18345 | 20639 | 25548 | 0 | 0 | 3423 | . | 13407 | 11432 | 7347 | 7739 | 7275 | 1846 | 7285 | 6084 | 0 | 0 | 603.381 | . | 2363.096 | 2015.069 | 1295.005 | 1364.137 | 1282.372 | 325.322 | 1284.094 | 1072.304 | 220409 | 63879 | 227606 | 65838 | 11604.78 | 2020
50530 | Y | . | Equilon Los Angeles Refining | Tesoro Refining and Marketing Company | 55985 | CA | PACC | WECC |  | 32411 | 7 | Industrial NAICS Cogen | ST | OG | OOG |  |  | mcf | 56909 | 42554 | 52031 | . | 64868 | 55161 | 57388 | 55452 | 58156 | 48034 | 49816 | 56747 | 0 | 0 | 8480 | . | 25677 | 21168 | 20574 | 24420 | 25053 | 4833 | 17584 | 13513 | 1.163 | 1.3 | 1.294 | . | 1.15 | 1.155 | 1.224 | 1.27 | 1.211 | 1.218 | 1.174 | 1.178 | 66185 | 55320 | 67328 | . | 74598 | 63711 | 70243 | 70424 | 70427 | 58505 | 58484 | 66848 | 0 | 0 | 10973 | . | 29529 | 24449 | 25182 | 31014 | 30339 | 5886 | 20644 | 15918 | 0 | 0 | 1934.139 | . | 5204.844 | 4309.331 | 4438.665 | 5466.603 | 5347.578 | 1037.528 | 3638.656 | 2805.756 | 597116 | 161302 | 722073 | 193934 | 34183.1 | 2020
50532 | N | . | Victory Garden (Tehachapi) | Wind Stream Operations LLC | 56899 | CA | PACC | WECC |  | 22 | 2 | NAICS-22 Non-Cogen | WT | WND | WND |  |  |  | 0 | 0 | 0 | 0 | 0 | 0 | 0 | 0 | 0 | 0 | 0 | 0 | 0 | 0 | 0 | 0 | 0 | 0 | 0 | 0 | 0 | 0 | 0 | 0 | 0 | 0 | 0 | 0 | 0 | 0 | 0 | 0 | 0 | 0 | 0 | 0 | 10682 | 10950 | 15873 | 21400 | 21837 | 24217 | 23777 | 20258 | 11215 | 12219 | 9351 | 9182 | 10682 | 10950 | 15873 | 21400 | 21837 | 24217 | 23777 | 20258 | 11215 | 12219 | 9351 | 9182 | 1219.394 | 1249.964 | 1811.996 | 2442.969 | 2492.769 | 2764.483 | 2714.269 | 2312.502 | 1280.209 | 1394.824 | 1067.41 | 1048.211 | 0 | 0 | 190961 | 190961 | 21799 | 2020
50535 | N | . | Mesa Wind Power Corp | Brookfield Renewable Trading and Marketing LP | 63235 | CA | PACC | WECC |  | 22 | 2 | NAICS-22 Non-Cogen | WT | WND | WND |  |  |  | 0 | 0 | 0 | 0 | 0 | 0 | 0 | 0 | 0 | 0 | 0 | 0 | 0 | 0 | 0 | 0 | 0 | 0 | 0 | 0 | 0 | 0 | 0 | 0 | 0 | 0 | 0 | 0 | 0 | 0 | 0 | 0 | 0 | 0 | 0 | 0 | 398 | 408 | 591 | 797 | 813 | 902 | 886 | 755 | 418 | 455 | 348 | 342 | 398 | 408 | 591 | 797 | 813 | 902 | 886 | 755 | 418 | 455 | 348 | 342 | 45.424 | 46.56 | 67.496 | 90.999 | 92.854 | 102.975 | 101.105 | 86.139 | 47.687 | 51.956 | 39.76 | 39.045 | 0 | 0 | 7113 | 7113 | 812 | 2020
50536 | N | . | Sky River Wind Energy Center | Sky River Wind LLC | 64156 | CA | PACC | WECC |  | 22 | 2 | NAICS-22 Non-Cogen | WT | WND | WND |  |  |  | 0 | 0 | 0 | 0 | 0 | 0 | 0 | 0 | 0 | 0 | 0 | 0 | 0 | 0 | 0 | 0 | 0 | 0 | 0 | 0 | 0 | 0 | 0 | 0 | 0 | 0 | 0 | 0 | 0 | 0 | 0 | 0 | 0 | 0 | 0 | 0 | 18123 | 18577 | 26930 | 36308 | 37048 | 41086 | 40340 | 34369 | 19027 | 20730 | 15864 | 15579 | 18123 | 18577 | 26930 | 36308 | 37048 | 41086 | 40340 | 34369 | 19027 | 20730 | 15864 | 15579 | 2068.817 | 2120.679 | 3074.216 | 4144.72 | 4229.211 | 4690.199 | 4605.005 | 3923.371 | 2171.992 | 2366.447 | 1810.958 | 1778.385 | 0 | 0 | 323981 | 323981 | 36984 | 2020
50537 | Y | . | SRI International Cogen Project | IPT SRI Cogeneration Inc | 9297 | CA | PACC | WECC |  | 561 | 5 | Commercial NAICS Cogen | GT | DFO | DFO |  |  | barrels | 0 | 0 | 0 | 0 | 0 | 0 | 0 | 0 | 0 | 0 | 0 | 0 | 0 | 0 | 0 | 0 | 0 | 0 | 0 | 0 | 0 | 0 | 0 | 0 | 0 | 0 | 0 | 0 | 0 | 0 | 0 | 0 | 0 | 0 | 0 | 0 | 0 | 0 | 0 | 0 | 0 | 0 | 0 | 0 | 0 | 0 | 0 | 0 | 0 | 0 | 0 | 0 | 0 | 0 | 0 | 0 | 0 | 0 | 0 | 0 | 0 | 0 | 0 | 0 | 0 | 0 | 0 | 0 | 0 | 0 | 0 | 0 | 0 | 0 | 0 | 0 | 0 | 2020
50537 | Y | . | SRI International Cogen Project | IPT SRI Cogeneration Inc | 9297 | CA | PACC | WECC |  | 561 | 5 | Commercial NAICS Cogen | GT | NG | NG |  |  | mcf | 41204 | 37228 | 37116 | 34368 | 34456 | 36392 | 37346 | 37857 | 35254 | 36320 | 39033 | 41222 | 15244 | 14680 | 15226 | 13927 | 14203 | 15074 | 15096 | 13819 | 14331 | 14638 | 15270 | 15951 | 1.036 | 1.036 | 1.034 | 1.036 | 1.033 | 1.025 | 1.03 | 1.037 | 1.034 | 1.029 | 1.039 | 1.039 | 42687 | 38568 | 38378 | 35605 | 35593 | 37302 | 38466 | 39258 | 36453 | 37373 | 40555 | 42830 | 15793 | 15208 | 15744 | 14428 | 14672 | 15451 | 15549 | 14330 | 14818 | 15062 | 15866 | 16573 | 2426 | 2367 | 2454 | 2243 | 2287 | 2411 | 2338 | 2312 | 2225 | 2336 | 2472 | 2588 | 447796 | 177459 | 463068 | 183494 | 28459 | 2020
50540 | N | . | BP Carson Refinery | Tesoro Carson Refinery | 2696 | CA | PACC | WECC |  | 32411 | 6 | Industrial NAICS Non-Cogen | OT | NG | NG |  |  | mcf | 0 | 0 | 0 | 0 | 0 | 0 | 0 | 0 | 0 | 0 | 0 | 0 | 0 | 0 | 0 | 0 | 0 | 0 | 0 | 0 | 0 | 0 | 0 | 0 | 0 | 0 | 0 | 0 | 0 | 0 | 0 | 0 | 0 | 0 | 0 | 0 | 0 | 0 | 0 | 0 | 0 | 0 | 0 | 0 | 0 | 0 | 0 | 0 | 0 | 0 | 0 | 0 | 0 | 0 | 0 | 0 | 0 | 0 | 0 | 0 | 0 | 0 | 0 | 0 | 0 | 0 | 0 | 0 | 0 | 0 | 0 | 0 | 0 | 0 | 0 | 0 | 0 | 2020
50540 | N | . | BP Carson Refinery | Tesoro Carson Refinery | 2696 | CA | PACC | WECC |  | 32411 | 6 | Industrial NAICS Non-Cogen | OT | OG | OOG |  |  | mcf | 0 | 0 | 0 | 0 | 0 | 0 | 0 | 0 | 0 | 0 | 0 | 0 | 0 | 0 | 0 | 0 | 0 | 0 | 0 | 0 | 0 | 0 | 0 | 0 | 0 | 0 | 0 | 0 | 0 | 0 | 0 | 0 | 0 | 0 | 0 | 0 | 0 | 0 | 0 | 0 | 0 | 0 | 0 | 0 | 0 | 0 | 0 | 0 | 0 | 0 | 0 | 0 | 0 | 0 | 0 | 0 | 0 | 0 | 0 | 0 | 0 | 0 | 0 | 0 | 0 | 0 | 0 | 0 | 0 | 0 | 0 | 0 | 0 | 0 | 0 | 0 | 0 | 2020
50541 | N | . | Harbor Cogen | Harbor Cogeneration Co. | 8303 | CA | PACC | WECC |  | 22 | 2 | NAICS-22 Non-Cogen | CA | NG | NG |  |  | mcf | 0 | 0 | 0 | 0 | 0 | 0 | 0 | 0 | 0 | 0 | 0 | 0 | 0 | 0 | 0 | 0 | 0 | 0 | 0 | 0 | 0 | 0 | 0 | 0 | 0 | 0 | 0 | 0 | 0 | 0 | 0 | 0 | 0 | 0 | 0 | 0 | 0 | 0 | 0 | 0 | 0 | 0 | 0 | 0 | 0 | 0 | 0 | 0 | 0 | 0 | 0 | 0 | 0 | 0 | 0 | 0 | 0 | 0 | 0 | 0 | 0 | 0 | 0 | 0 | 0 | 0 | 0 | 0 | 0 | 0 | 0 | 0 | 0 | 0 | 0 | 0 | 0 | 2020
50541 | N | . | Harbor Cogen | Harbor Cogeneration Co. | 8303 | CA | PACC | WECC |  | 22 | 2 | NAICS-22 Non-Cogen | CT | NG | NG |  |  | mcf | 0 | 0 | 0 | 0 | 0 | 16474 | 30222 | 86981 | 48169 | 60493 | 0 | 0 | 0 | 0 | 0 | 0 | 0 | 16474 | 30222 | 86981 | 48169 | 60493 | 0 | 0 | 0 | 0 | 0 | 0 | 0 | 1.023 | 1.024 | 1.025 | 1.033 | 1.03 | 0 | 0 | 0 | 0 | 0 | 0 | 0 | 16853 | 30947 | 89156 | 49759 | 62308 | 0 | 0 | 0 | 0 | 0 | 0 | 0 | 16853 | 30947 | 89156 | 49759 | 62308 | 0 | 0 | 0 | 0 | 0 | 0 | 0 | 1259 | 2367 | 7206 | 3761 | 4584 | 0 | 0 | 242339 | 242339 | 249023 | 249023 | 19177 | 2020
50546 | N | . | Bowman | Nevada Irrigation District | 13402 | CA | PACC | WECC |  | 22 | 2 | NAICS-22 Non-Cogen | HY | WAT | HYC |  |  |  | 0 | 0 | 0 | 0 | 0 | 0 | 0 | 0 | 0 | 0 | 0 | 0 | 0 | 0 | 0 | 0 | 0 | 0 | 0 | 0 | 0 | 0 | 0 | 0 | 0 | 0 | 0 | 0 | 0 | 0 | 0 | 0 | 0 | 0 | 0 | 0 | 5917 | 4415 | 4674 | 6860 | 9396 | 8779 | 9282 | 9353 | 6514 | 5357 | 4052 | 3338 | 5917 | 4415 | 4674 | 6860 | 9396 | 8779 | 9282 | 9353 | 6514 | 5357 | 4052 | 3338 | 675.477 | 503.944 | 533.517 | 783.149 | 1072.615 | 1002.213 | 1059.623 | 1067.734 | 743.637 | 611.556 | 462.53 | 381.005 | 0 | 0 | 77937 | 77937 | 8897 | 2020
50552 | N | . | GPS Cabazon Wind LLC | GlidePath Power Operations LLC | 61728 | CA | PACC | WECC |  | 22 | 2 | NAICS-22 Non-Cogen | WT | WND | WND |  |  |  | 0 | 0 | 0 | 0 | 0 | 0 | 0 | 0 | 0 | 0 | 0 | 0 | 0 | 0 | 0 | 0 | 0 | 0 | 0 | 0 | 0 | 0 | 0 | 0 | 0 | 0 | 0 | 0 | 0 | 0 | 0 | 0 | 0 | 0 | 0 | 0 | 16619 | 17036 | 24696 | 33296 | 33975 | 37678 | 36993 | 31518 | 17448 | 19010 | 14548 | 14286 | 16619 | 17036 | 24696 | 33296 | 33975 | 37678 | 36993 | 31518 | 17448 | 19010 | 14548 | 14286 | 1897.199 | 1944.758 | 2819.195 | 3800.895 | 3878.377 | 4301.125 | 4222.998 | 3597.908 | 1991.815 | 2170.139 | 1660.731 | 1630.86 | 0 | 0 | 297103 | 297103 | 33916 | 2020
50553 | N | . | Edom Hills Project 1 LLC | Red Marlin Wind Ventures, LLC | 61208 | CA | PACC | WECC |  | 22 | 2 | NAICS-22 Non-Cogen | WT | WND | WND |  |  |  | 0 | 0 | 0 | 0 | 0 | 0 | 0 | 0 | 0 | 0 | 0 | 0 | 0 | 0 | 0 | 0 | 0 | 0 | 0 | 0 | 0 | 0 | 0 | 0 | 0 | 0 | 0 | 0 | 0 | 0 | 0 | 0 | 0 | 0 | 0 | 0 | 14524 | 14888 | 21583 | 29098 | 29691 | 32928 | 32329 | 27544 | 15248 | 16614 | 12714 | 12485 | 14524 | 14888 | 21583 | 29098 | 29691 | 32928 | 32329 | 27544 | 15248 | 16614 | 12714 | 12485 | 1658.008 | 1699.57 | 2463.762 | 3321.693 | 3389.406 | 3758.855 | 3690.579 | 3144.298 | 1740.694 | 1896.536 | 1451.352 | 1425.247 | 0 | 0 | 259646 | 259646 | 29640 | 2020
50560 | N | . | Pacific-Ultrapower Chinese Station | IHI Power Services Corp | 58650 | CA | PACC | WECC |  | 22 | 2 | NAICS-22 Non-Cogen | ST | PG | WOO |  |  | mcf | 0 | 0 | 0 | 0 | 0 | 0 | 0 | 0 | 0 | 0 | 0 | 0 | 0 | 0 | 0 | 0 | 0 | 0 | 0 | 0 | 0 | 0 | 0 | 0 | 0 | 0 | 0 | 0 | 0 | 0 | 0 | 0 | 0 | 0 | 0 | 0 | 0 | 0 | 0 | 0 | 0 | 0 | 0 | 0 | 0 | 0 | 0 | 0 | 0 | 0 | 0 | 0 | 0 | 0 | 0 | 0 | 0 | 0 | 0 | 0 | 0 | 0 | 0 | 0 | 0 | 0 | 0 | 0 | 0 | 0 | 0 | 0 | 0 | 0 | 0 | 0 | 0 | 2020
50560 | N | . | Pacific-Ultrapower Chinese Station | IHI Power Services Corp | 58650 | CA | PACC | WECC |  | 22 | 2 | NAICS-22 Non-Cogen | ST | WDS | WWW |  |  | short tons | 15581 | 15229 | 7373 | 16052 | 14628 | 10925 | 16248 | 16054 | 15526 | 8448 | 2208 | 14584 | 15581 | 15229 | 7373 | 16052 | 14628 | 10925 | 16248 | 16054 | 15526 | 8448 | 2208 | 14584 | 13.1 | 11.42 | 13.5 | 12.69 | 14.03 | 13.49 | 12.08 | 13.1 | 13.09 | 13.86 | 13.6 | 13.64 | 204111 | 173915 | 99536 | 203700 | 205231 | 147378 | 196276 | 210307 | 203235 | 117089 | 30029 | 198926 | 204111 | 173915 | 99536 | 203700 | 205231 | 147378 | 196276 | 210307 | 203235 | 117089 | 30029 | 198926 | 12528 | 12503 | 6383 | 12888 | 12453 | 9099 | 12521 | 13302 | 12869 | 7514 | 1932 | 13053 | 152856 | 152856 | 1989733 | 1989733 | 127045 | 2020
50571 | N | . | Altamont Gas Recovery | WM Renewable Energy LLC | 54842 | CA | PACC | WECC |  | 22 | 2 | NAICS-22 Non-Cogen | GT | LFG | MLG |  |  | mcf | 135131 | 121552 | 128080 | 119871 | 127337 | 117363 | 131813 | 125849 | 124828 | 120135 | 120945 | 108021 | 135131 | 121552 | 128080 | 119871 | 127337 | 117363 | 131813 | 125849 | 124828 | 120135 | 120945 | 108021 | 0.487 | 0.487 | 0.487 | 0.487 | 0.487 | 0.487 | 0.487 | 0.487 | 0.487 | 0.487 | 0.487 | 0.487 | 65809 | 59196 | 62375 | 58377 | 62013 | 57156 | 64193 | 61288 | 60791 | 58506 | 58900 | 52606 | 65809 | 59196 | 62375 | 58377 | 62013 | 57156 | 64193 | 61288 | 60791 | 58506 | 58900 | 52606 | 3474.602 | 3125.461 | 3293.321 | 3082.248 | 3274.209 | 3017.763 | 3389.305 | 3235.956 | 3209.697 | 3089.036 | 3109.857 | 2777.545 | 1480925 | 1480925 | 721210 | 721210 | 38079 | 2020
50571 | N | . | Altamont Gas Recovery | WM Renewable Energy LLC | 54842 | CA | PACC | WECC |  | 22 | 2 | NAICS-22 Non-Cogen | IC | LFG | MLG |  |  | mcf | 0 | 0 | 0 | 0 | 0 | 0 | 0 | 0 | 0 | 0 | 0 | 0 | 0 | 0 | 0 | 0 | 0 | 0 | 0 | 0 | 0 | 0 | 0 | 0 | 0 | 0 | 0 | 0 | 0 | 0 | 0 | 0 | 0 | 0 | 0 | 0 | 0 | 0 | 0 | 0 | 0 | 0 | 0 | 0 | 0 | 0 | 0 | 0 | 0 | 0 | 0 | 0 | 0 | 0 | 0 | 0 | 0 | 0 | 0 | 0 | 0 | 0 | 0 | 0 | 0 | 0 | 0 | 0 | 0 | 0 | 0 | 0 | 0 | 0 | 0 | 0 | 0 | 2020
50612 | Y | . | McKittrick Limited | WCAC Operating Company | 60662 | CA | PACC | WECC |  | 22 | 3 | NAICS-22 Cogen | GT | NG | NG |  |  | mcf | 0 | 472 | 6085 | 1 | 0 | 8448 | 13212 | 56846 | 25277 | 37086 | 3228 | 0 | 0 | 342 | 4681 | 0 | 0 | 6955 | 10899 | 44604 | 20181 | 29519 | 2522 | 0 | 0 | 1.04 | 1.04 | 1.04 | 0 | 1.04 | 1.04 | 1.04 | 1.04 | 1.04 | 1.04 | 0 | 0 | 491 | 6328 | 1 | 0 | 8786 | 13740 | 59120 | 26288 | 38569 | 3357 | 0 | 0 | 356 | 4868 | 0 | 0 | 7233 | 11335 | 46388 | 20988 | 30700 | 2623 | 0 | 0 | 46 | 635 | 0 | 0 | 939 | 1472 | 6013 | 2657 | 3993 | 341 | 0 | 150655 | 119703 | 156680 | 124491 | 16096 | 2020
50622 | Y | . | Berry Cogen Tanne Hills 18 | Berry Petroleum Co | 1569 | CA | PACC | WECC |  | 211 | 7 | Industrial NAICS Cogen | GT | NG | NG |  |  | mcf | 149208 | 143991 | 134315 | 145921 | 152727 | 180961 | 148941 | 140478 | 129813 | 123986 | 140844 | 109862 | 63623 | 61334 | 56313 | 61536 | 63607 | 57853 | 61523 | 55011 | 53838 | 61237 | 59712 | 54785 | 1.046 | 1.045 | 1.047 | 1.044 | 1.037 | 1.037 | 1.037 | 1.036 | 1.036 | 1.047 | 1.019 | 1.018 | 156072 | 150471 | 140628 | 152342 | 158378 | 187657 | 154452 | 145535 | 134486 | 129813 | 143520 | 111840 | 66550 | 64094 | 58960 | 64244 | 65960 | 59994 | 63799 | 56991 | 55776 | 64115 | 60847 | 55771 | 12726 | 12273 | 11286 | 12269 | 12461 | 11471 | 12178 | 10907 | 10683 | 12249 | 11664 | 10686 | 1701047 | 710372 | 1765194 | 737101 | 140853 | 2020
50623 | Y | . | Gaviota Oil Plant | Freeport McMoRan Oil & Gas | 15174 | CA | PACC | WECC |  | 324 | 7 | Industrial NAICS Cogen | GT | NG | NG |  |  | mcf | 0 | 0 | 0 | 0 | 0 | 0 | 0 | 0 | 0 | 0 | 0 | 0 | 0 | 0 | 0 | 0 | 0 | 0 | 0 | 0 | 0 | 0 | 0 | 0 | 0 | 0 | 0 | 0 | 0 | 0 | 0 | 0 | 0 | 0 | 0 | 0 | 0 | 0 | 0 | 0 | 0 | 0 | 0 | 0 | 0 | 0 | 0 | 0 | 0 | 0 | 0 | 0 | 0 | 0 | 0 | 0 | 0 | 0 | 0 | 0 | 0 | 0 | 0 | 0 | 0 | 0 | 0 | 0 | 0 | 0 | 0 | 0 | 0 | 0 | 0 | 0 | 0 | 2020
50624 | Y | . | Torrance Refining Company, LLC | Torrance Refining Company, LLC | 60657 | CA | PACC | WECC |  | 32411 | 7 | Industrial NAICS Cogen | GT | NG | NG |  |  | mcf | 0 | 0 | 0 | 0 | 0 | 0 | 0 | 0 | 0 | 0 | 185191 | 0 | 0 | 0 | 0 | 0 | 0 | 0 | 0 | 0 | 0 | 0 | 54199 | 0 | 0 | 0 | 0 | 0 | 0 | 0 | 0 | 0 | 0 | 0 | 1.056 | 0 | 0 | 0 | 0 | 0 | 0 | 0 | 0 | 0 | 0 | 0 | 195562 | 0 | 0 | 0 | 0 | 0 | 0 | 0 | 0 | 0 | 0 | 0 | 57234 | 0 | 0 | 0 | 0 | 0 | 0 | 0 | 0 | 0 | 0 | 0 | 11331 | 0 | 185191 | 54199 | 195562 | 57234 | 11331 | 2020
50624 | Y | . | Torrance Refining Company, LLC | Torrance Refining Company, LLC | 60657 | CA | PACC | WECC |  | 32411 | 7 | Industrial NAICS Cogen | GT | OG | OOG |  |  | mcf | 162281 | 183437 | 188330 | 152615 | 155013 | 188518 | 198149 | 195761 | 185588 | 183911 | 0 | 169713 | 51434 | 56899 | 57175 | 42807 | 42500 | 57270 | 59924 | 58529 | 55362 | 53097 | 0 | 46450 | 1.058 | 1.059 | 1.07 | 1.065 | 1.104 | 1.049 | 1.041 | 1.045 | 1.067 | 1.076 | 0 | 1.046 | 171693 | 194260 | 201513 | 162535 | 171134 | 197755 | 206273 | 204570 | 198022 | 197888 | 0 | 177520 | 54417 | 60256 | 61177 | 45589 | 46920 | 60076 | 62381 | 61163 | 59071 | 57132 | 0 | 48587 | 10773 | 11929 | 12112 | 9025 | 9289 | 11894 | 12350 | 12109 | 11694 | 11311 | 0 | 9619 | 1963316 | 581447 | 2083163 | 616769 | 122105 | 2020
50624 | Y | . | Torrance Refining Company, LLC | Torrance Refining Company, LLC | 60657 | CA | PACC | WECC |  | 32411 | 7 | Industrial NAICS Cogen | ST | WH | OTH |  |  |  | 0 | 0 | 0 | 0 | 0 | 0 | 0 | 0 | 0 | 0 | 0 | 0 | 0 | 0 | 0 | 0 | 0 | 0 | 0 | 0 | 0 | 0 | 0 | 0 | 0 | 0 | 0 | 0 | 0 | 0 | 0 | 0 | 0 | 0 | 0 | 0 | 57912 | 16583 | 1603 | 964 | 2584 | 17713 | 4730 | 0 | 0 | 718 | 1042 | 35 | 57912 | 16583 | 1603 | 964 | 2584 | 17713 | 4730 | 0 | 0 | 718 | 1042 | 35 | 6611 | 1893 | 183 | 110 | 295 | 2022 | 540 | 0 | 0 | 82 | 119 | 4 | 0 | 0 | 103884 | 103884 | 11859 | 2020
50632 | N | . | Covanta Stanislaus Energy | Covanta Stanislaus Inc | 4498 | CA | PACC | WECC |  | 22 | 2 | NAICS-22 Non-Cogen | ST | DFO | DFO |  |  | barrels | 321 | 646 | 622 | 231 | 346 | 881 | 250 | 474 | 346 | 413 | 1167 | 284 | 321 | 646 | 622 | 231 | 346 | 881 | 250 | 474 | 346 | 413 | 1167 | 284 | 6 | 6 | 6 | 6 | 6 | 6 | 6 | 6 | 6 | 6 | 6 | 6 | 1926 | 3876 | 3732 | 1386 | 2076 | 5286 | 1500 | 2844 | 2076 | 2478 | 7002 | 1704 | 1926 | 3876 | 3732 | 1386 | 2076 | 5286 | 1500 | 2844 | 2076 | 2478 | 7002 | 1704 | 95.174 | 196.479 | 177.781 | 68.422 | 97.016 | 235.681 | 74.702 | 140.553 | 100.933 | 120.032 | 324.558 | 81.78 | 5981 | 5981 | 35886 | 35886 | 1713.111 | 2020
50632 | N | . | Covanta Stanislaus Energy | Covanta Stanislaus Inc | 4498 | CA | PACC | WECC |  | 22 | 2 | NAICS-22 Non-Cogen | ST | MSB | MLG |  |  | short tons | 15250 | 13280 | 14932 | 15275 | 11997 | 10819 | 15959 | 15770 | 15277 | 14303 | 14160 | 14628 | 15250 | 13280 | 14932 | 15275 | 11997 | 10819 | 15959 | 15770 | 15277 | 14303 | 14160 | 14628 | 7.968 | 7.968 | 7.967 | 7.968 | 7.967 | 7.967 | 7.967 | 7.967 | 7.967 | 7.968 | 7.967 | 7.967 | 121512 | 105815 | 118963 | 121711 | 95580 | 86195 | 127145 | 125640 | 121712 | 113966 | 112813 | 116541 | 121512 | 105815 | 118963 | 121711 | 95580 | 86195 | 127145 | 125640 | 121712 | 113966 | 112813 | 116541 | 6004.548 | 5363.894 | 5667.043 | 6008.481 | 4466.658 | 3843.075 | 6332.039 | 6209.199 | 5917.481 | 5520.436 | 5229.115 | 5593.128 | 171650 | 171650 | 1367593 | 1367593 | 66155.097 | 2020
50632 | N | . | Covanta Stanislaus Energy | Covanta Stanislaus Inc | 4498 | CA | PACC | WECC |  | 22 | 2 | NAICS-22 Non-Cogen | ST | MSN | OTH |  |  | short tons | 9750 | 8492 | 9546 | 9766 | 7670 | 6917 | 10203 | 10083 | 9767 | 9145 | 9053 | 9352 | 9750 | 8492 | 9546 | 9766 | 7670 | 6917 | 10203 | 10083 | 9767 | 9145 | 9053 | 9352 | 15.231 | 15.229 | 15.231 | 15.231 | 15.231 | 15.231 | 15.231 | 15.23 | 15.231 | 15.23 | 15.231 | 15.231 | 148502 | 129325 | 145395 | 148746 | 116822 | 105353 | 155402 | 153564 | 148761 | 139278 | 137886 | 142440 | 148502 | 129325 | 145395 | 148746 | 116822 | 105353 | 155402 | 153564 | 148761 | 139278 | 137886 | 142440 | 7338.278 | 6555.627 | 6926.176 | 7343.097 | 5459.326 | 4697.244 | 7739.259 | 7589.248 | 7232.586 | 6746.532 | 6391.327 | 6836.092 | 109744 | 109744 | 1671474 | 1671474 | 80854.792 | 2020
50674 | N | . | Municipal Cogen Plant | Palm Springs City of | 14395 | CA | PACC | WECC |  | 92 | 4 | Commercial NAICS Non-Cogen | IC | NG | NG |  |  | mcf | 6766 | 6653 | 6745 | 5627 | 6744 | 6481 | 2181 | 6891 | 4725 | 7265 | 6057 | 5166 | 6766 | 6653 | 6745 | 5627 | 6744 | 6481 | 2181 | 6891 | 4725 | 7265 | 6057 | 5166 | 1.035 | 1.035 | 1.035 | 1.035 | 1.035 | 1.035 | 1.035 | 1.035 | 1.035 | 1.035 | 1.035 | 1.035 | 7003 | 6886 | 6981 | 5824 | 6980 | 6708 | 2257 | 7132 | 4890 | 7519 | 6269 | 5347 | 7003 | 6886 | 6981 | 5824 | 6980 | 6708 | 2257 | 7132 | 4890 | 7519 | 6269 | 5347 | 705 | 685 | 640 | 602 | 676 | 640 | 214 | 687 | 446 | 709 | 588 | 502 | 71301 | 71301 | 73796 | 73796 | 7094 | 2020
50690 | N | . | San Gorgonio Westwinds II LLC | Terra-Gen Operating Co-Wind | 2770 | CA | PACC | WECC |  | 22 | 2 | NAICS-22 Non-Cogen | WT | WND | WND |  |  |  | 0 | 0 | 0 | 0 | 0 | 0 | 0 | 0 | 0 | 0 | 0 | 0 | 0 | 0 | 0 | 0 | 0 | 0 | 0 | 0 | 0 | 0 | 0 | 0 | 0 | 0 | 0 | 0 | 0 | 0 | 0 | 0 | 0 | 0 | 0 | 0 | 59757 | 61255 | 88797 | 119718 | 122159 | 135474 | 133013 | 113325 | 62737 | 68354 | 52309 | 51368 | 59757 | 61255 | 88797 | 119718 | 122159 | 135474 | 133013 | 113325 | 62737 | 68354 | 52309 | 51368 | 6821.547 | 6992.551 | 10136.668 | 13666.458 | 13945.052 | 15465.077 | 15184.166 | 12936.6 | 7161.747 | 7802.928 | 5971.305 | 5863.901 | 0 | 0 | 1068266 | 1068266 | 121948 | 2020
50696 | Y | . | Plant No 1 Orange County | Orange County Sanitation Dist | 14155 | CA | PACC | WECC |  | 562212 | 5 | Commercial NAICS Cogen | IC | NG | NG |  |  | mcf | 3854 | 3409 | 3785 | 2676 | 2516 | 3539 | 4951 | 6153 | 5361 | 5569 | 4449 | 4933 | 3471 | 3071 | 3410 | 2411 | 2266 | 3188 | 4460 | 5543 | 4829 | 5017 | 4008 | 4444 | 1.03 | 1.03 | 1.03 | 1.03 | 1.03 | 1.03 | 1.03 | 1.03 | 1.03 | 1.03 | 1.03 | 1.03 | 3970 | 3511 | 3899 | 2756 | 2591 | 3645 | 5100 | 6338 | 5522 | 5736 | 4582 | 5081 | 3575 | 3163 | 3512 | 2483 | 2334 | 3284 | 4594 | 5709 | 4974 | 5167 | 4128 | 4577 | 336.592 | 297.768 | 330.691 | 233.756 | 219.784 | 309.207 | 432.55 | 537.557 | 468.324 | 486.49 | 388.699 | 430.929 | 51195 | 46118 | 52731 | 47500 | 4472.347 | 2020
50696 | Y | . | Plant No 1 Orange County | Orange County Sanitation Dist | 14155 | CA | PACC | WECC |  | 562212 | 5 | Commercial NAICS Cogen | IC | OBG | ORW |  |  | Mcf | 51522 | 46344 | 48833 | 45703 | 48550 | 44747 | 50256 | 47982 | 47593 | 45804 | 46113 | 41185 | 46411 | 41747 | 43989 | 41169 | 43734 | 40308 | 45271 | 43222 | 42872 | 41260 | 41539 | 37099 | 0.616 | 0.616 | 0.616 | 0.616 | 0.616 | 0.616 | 0.616 | 0.616 | 0.616 | 0.616 | 0.616 | 0.616 | 31738 | 28548 | 30081 | 28153 | 29907 | 27564 | 30958 | 29557 | 29317 | 28215 | 28406 | 25370 | 28589 | 25716 | 27097 | 25360 | 26940 | 24830 | 27887 | 26625 | 26409 | 25416 | 25588 | 22853 | 2691.76 | 2421.283 | 2551.323 | 2387.806 | 2536.517 | 2337.849 | 2625.681 | 2506.883 | 2486.54 | 2393.064 | 2409.194 | 2151.753 | 564632 | 508621 | 347814 | 313310 | 29499.653 | 2020
50748 | N | . | Agnews Power Plant | OLS Energy-Agnews Inc. | 2871 | CA | PACC | WECC |  | 22 | 2 | NAICS-22 Non-Cogen | CA | NG | NG |  |  | mcf | 0 | 0 | 0 | 0 | 0 | 0 | 0 | 0 | 0 | 0 | 0 | 0 | 0 | 0 | 0 | 0 | 0 | 0 | 0 | 0 | 0 | 0 | 0 | 0 | 0 | 0 | 0 | 0 | 0 | 0 | 0 | 0 | 0 | 0 | 0 | 0 | 0 | 0 | 0 | 0 | 0 | 0 | 0 | 0 | 0 | 0 | 0 | 0 | 0 | 0 | 0 | 0 | 0 | 0 | 0 | 0 | 0 | 0 | 0 | 0 | 224.727 | 198.808 | 220.789 | 156.069 | 146.741 | 206.445 | 288.796 | 358.904 | 312.681 | 324.809 | 259.518 | 287.713 | 0 | 0 | 0 | 0 | 2986 | 2020
50748 | N | . | Agnews Power Plant | OLS Energy-Agnews Inc. | 2871 | CA | PACC | WECC |  | 22 | 2 | NAICS-22 Non-Cogen | CT | NG | NG |  |  | mcf | 9000 | 7961 | 8841 | 6250 | 5876 | 8267 | 11565 | 14372 | 12521 | 13007 | 10392 | 11521 | 9000 | 7961 | 8841 | 6250 | 5876 | 8267 | 11565 | 14372 | 12521 | 13007 | 10392 | 11521 | 1.034 | 1.034 | 1.034 | 1.034 | 1.034 | 1.034 | 1.034 | 1.034 | 1.034 | 1.034 | 1.034 | 1.034 | 9306 | 8232 | 9142 | 6463 | 6076 | 8548 | 11958 | 14861 | 12947 | 13449 | 10745 | 11913 | 9306 | 8232 | 9142 | 6463 | 6076 | 8548 | 11958 | 14861 | 12947 | 13449 | 10745 | 11913 | 770.592 | 681.711 | 757.085 | 535.162 | 503.174 | 707.899 | 990.28 | 1230.684 | 1072.183 | 1113.771 | 889.889 | 986.57 | 119573 | 119573 | 123640 | 123640 | 10239 | 2020
50750 | Y | . | Coalinga Cogeneration Facility | Aera Energy LLC-Coalinga | 23005 | CA | PACC | WECC |  | 211 | 7 | Industrial NAICS Cogen | GT | NG | NG |  |  | mcf | 53972 | 47748 | 53027 | 37483 | 35243 | 49582 | 69360 | 86198 | 75097 | 78009 | 62329 | 69100 | 16345 | 14459 | 16058 | 11351 | 10673 | 15016 | 21005 | 26104 | 22742 | 23624 | 18876 | 20926 | 1.03 | 1.03 | 1.03 | 1.03 | 1.03 | 1.03 | 1.03 | 1.03 | 1.03 | 1.03 | 1.03 | 1.03 | 55591 | 49180 | 54618 | 38607 | 36300 | 51069 | 71441 | 88784 | 77350 | 80349 | 64199 | 71173 | 16835 | 14893 | 16540 | 11692 | 10993 | 15466 | 21635 | 26887 | 23424 | 24333 | 19442 | 21554 | 3582.773 | 3169.536 | 3519.977 | 2488.172 | 2339.445 | 3291.289 | 4604.19 | 5721.918 | 4984.985 | 5178.346 | 4137.432 | 4586.937 | 717148 | 217179 | 738661 | 223694 | 47605 | 2020
50751 | Y | . | Southeast Kern River Cogen | Chevron USA Inc | 54713 | CA | PACC | WECC |  | 211 | 7 | Industrial NAICS Cogen | GT | NG | NG |  |  | mcf | 132832 | 122248 | 127931 | 122613 | 120771 | 116375 | 124315 | 126196 | 117741 | 103302 | 94221 | 122160 | 57679 | 53240 | 54984 | 52375 | 51212 | 48666 | 51106 | 52488 | 51835 | 47388 | 37373 | 47182 | 1.046 | 1.045 | 1.048 | 1.045 | 1.037 | 1.043 | 1.025 | 1.029 | 1.035 | 1.033 | 1.044 | 1.049 | 138942 | 127749 | 134072 | 128131 | 125240 | 121379 | 127423 | 129856 | 121862 | 106711 | 98367 | 128146 | 60332 | 55636 | 57623 | 54732 | 53107 | 50759 | 52384 | 54010 | 53649 | 48952 | 39017 | 49494 | 11599 | 10682 | 11039 | 10477 | 10156 | 9701 | 10007 | 10326 | 10261 | 9324 | 7416 | 9438 | 1430705 | 605528 | 1487878 | 629695 | 120426 | 2020
50752 | Y | . | South Belridge Cogeneration Facility | AERA Energy LLC | 164 | CA | PACC | WECC |  | 211 | 7 | Industrial NAICS Cogen | GT | NG | NG |  |  | mcf | 438097 | 339848 | 349745 | 430388 | 481073 | 434831 | 450143 | 454543 | 407787 | 469858 | 444477 | 470004 | 229660 | 166619 | 183104 | 224994 | 250322 | 223209 | 234096 | 233843 | 205753 | 244814 | 230250 | 245982 | 1.03 | 1.03 | 1.03 | 1.03 | 1.03 | 1.03 | 1.03 | 1.03 | 1.03 | 1.03 | 1.03 | 1.03 | 451240 | 350043 | 360237 | 443300 | 495505 | 447876 | 463647 | 468179 | 420021 | 483954 | 457811 | 484104 | 236550 | 171618 | 188597 | 231744 | 257832 | 229905 | 241119 | 240858 | 211926 | 252158 | 237157 | 253361 | 39882 | 28935 | 31796 | 39071 | 43470 | 38761 | 40652 | 40608 | 35730 | 42513 | 39984 | 42715 | 5170794 | 2672646 | 5325917 | 2752825 | 464117 | 2020
50754 | N | . | Oak Creek Energy Systems I | Oak Creek Energy System Inc II | 13938 | CA | PACC | WECC |  | 22 | 2 | NAICS-22 Non-Cogen | WT | WND | WND |  |  |  | 0 | 0 | 0 | 0 | 0 | 0 | 0 | 0 | 0 | 0 | 0 | 0 | 0 | 0 | 0 | 0 | 0 | 0 | 0 | 0 | 0 | 0 | 0 | 0 | 0 | 0 | 0 | 0 | 0 | 0 | 0 | 0 | 0 | 0 | 0 | 0 | 30490 | 31255 | 45308 | 61085 | 62330 | 69125 | 67869 | 57823 | 32011 | 34877 | 26690 | 26210 | 30490 | 31255 | 45308 | 61085 | 62330 | 69125 | 67869 | 57823 | 32011 | 34877 | 26690 | 26210 | 3480.641 | 3567.894 | 5172.155 | 6973.202 | 7115.352 | 7890.933 | 7747.6 | 6600.797 | 3654.224 | 3981.382 | 3046.811 | 2992.009 | 0 | 0 | 545073 | 545073 | 62223 | 2020
50766 | N | . | Ormesa I | Ormat Nevada Inc | 34691 | CA | PACC | WECC |  | 22 | 2 | NAICS-22 Non-Cogen | BT | GEO | GEO |  |  |  | 0 | 0 | 0 | 0 | 0 | 0 | 0 | 0 | 0 | 0 | 0 | 0 | 0 | 0 | 0 | 0 | 0 | 0 | 0 | 0 | 0 | 0 | 0 | 0 | 0 | 0 | 0 | 0 | 0 | 0 | 0 | 0 | 0 | 0 | 0 | 0 | 0 | 0 | 0 | 0 | 0 | 0 | 0 | 0 | 0 | 0 | 0 | 0 | 0 | 0 | 0 | 0 | 0 | 0 | 0 | 0 | 0 | 0 | 0 | 0 | 0 | 0 | 0 | 0 | 0 | 0 | 0 | 0 | 0 | 0 | 0 | 0 | 0 | 0 | 0 | 0 | 0 | 2020
50766 | N | . | Ormesa I | Ormat Nevada Inc | 34691 | CA | PACC | WECC |  | 22 | 2 | NAICS-22 Non-Cogen | ST | GEO | GEO |  |  |  | 0 | 0 | 0 | 0 | 0 | 0 | 0 | 0 | 0 | 0 | 0 | 0 | 0 | 0 | 0 | 0 | 0 | 0 | 0 | 0 | 0 | 0 | 0 | 0 | 0 | 0 | 0 | 0 | 0 | 0 | 0 | 0 | 0 | 0 | 0 | 0 | 57088 | 62576 | 79395 | 76294 | 75586 | 70401 | 76088 | 76348 | 71663 | 68838 | 75747 | 74166 | 57088 | 62576 | 79395 | 76294 | 75586 | 70401 | 76088 | 76348 | 71663 | 68838 | 75747 | 74166 | 6516.945 | 7143.393 | 9063.347 | 8709.393 | 8628.582 | 8036.635 | 8685.853 | 8715.53 | 8180.695 | 7858.246 | 8646.965 | 8466.416 | 0 | 0 | 864190 | 864190 | 98652 | 2020
50820 | N | . | East Winds Project | Terra-Gen Operating Co-Wind | 2770 | CA | PACC | WECC |  | 22 | 2 | NAICS-22 Non-Cogen | WT | WND | WND |  |  |  | 0 | 0 | 0 | 0 | 0 | 0 | 0 | 0 | 0 | 0 | 0 | 0 | 0 | 0 | 0 | 0 | 0 | 0 | 0 | 0 | 0 | 0 | 0 | 0 | 0 | 0 | 0 | 0 | 0 | 0 | 0 | 0 | 0 | 0 | 0 | 0 | 3480 | 3567 | 5171 | 6972 | 7114 | 7890 | 7746 | 6600 | 3654 | 3981 | 3046 | 2992 | 3480 | 3567 | 5171 | 6972 | 7114 | 7890 | 7746 | 6600 | 3654 | 3981 | 3046 | 2992 | 397.274 | 407.232 | 590.339 | 795.906 | 812.131 | 900.654 | 884.294 | 753.401 | 417.085 | 454.426 | 347.757 | 341.501 | 0 | 0 | 62213 | 62213 | 7102 | 2020
50821 | N | . | Mojave 16/17/18 | Terra-Gen Operating Co-Wind | 2770 | CA | PACC | WECC |  | 22 | 2 | NAICS-22 Non-Cogen | WT | WND | WND |  |  |  | 0 | 0 | 0 | 0 | 0 | 0 | 0 | 0 | 0 | 0 | 0 | 0 | 0 | 0 | 0 | 0 | 0 | 0 | 0 | 0 | 0 | 0 | 0 | 0 | 0 | 0 | 0 | 0 | 0 | 0 | 0 | 0 | 0 | 0 | 0 | 0 | 48017 | 49221 | 71353 | 96199 | 98160 | 108860 | 106882 | 91062 | 50412 | 54925 | 42032 | 41276 | 48017 | 49221 | 71353 | 96199 | 98160 | 108860 | 106882 | 91062 | 50412 | 54925 | 42032 | 41276 | 5481.439 | 5618.846 | 8145.293 | 10981.647 | 11205.51 | 12426.922 | 12201.197 | 10395.171 | 5754.803 | 6270.023 | 4798.227 | 4711.922 | 0 | 0 | 858399 | 858399 | 97991 | 2020
50837 | Y | . | Southeast Resource Recovery | SERRF Joint Powers Authority | 16899 | CA | PACC | WECC |  | 22 | 3 | NAICS-22 Cogen | ST | MSB | MLG |  |  | short tons | 21865 | 16272 | 23193 | 20997 | 16926 | 12882 | 22652 | 20540 | 18933 | 20028 | 19858 | 18650 | 21170 | 15747 | 22684 | 20512 | 12204 | 3372 | 22409 | 18900 | 17441 | 16874 | 17039 | 15621 | 6.874 | 6.72 | 6.051 | 5.98 | 6.116 | 6.543 | 7.197 | 7.145 | 7.45 | 7.223 | 7.781 | 7.654 | 150300 | 109348 | 140341 | 125562 | 103519 | 84287 | 163026 | 146758 | 141051 | 144662 | 154515 | 142747 | 145522 | 105822 | 137261 | 122661 | 74642 | 22063 | 161280 | 135039 | 129937 | 121883 | 132584 | 119560 | 7852.328 | 5555.408 | 7127.592 | 6368.619 | 4065.846 | 1145.737 | 8534.998 | 7275.415 | 6662.45 | 5952.188 | 6864.12 | 6070.579 | 232796 | 203973 | 1606116 | 1408254 | 73475.28 | 2020
50837 | Y | . | Southeast Resource Recovery | SERRF Joint Powers Authority | 16899 | CA | PACC | WECC |  | 22 | 3 | NAICS-22 Cogen | ST | MSN | OTH |  |  | short tons | 13979 | 10402 | 14829 | 13425 | 10823 | 8236 | 14482 | 13132 | 12103 | 12804 | 12696 | 11924 | 13535 | 10067 | 14504 | 13115 | 7804 | 2156 | 14327 | 12083 | 11149 | 10788 | 10894 | 9987 | 13.141 | 12.848 | 11.567 | 11.431 | 11.69 | 12.509 | 13.759 | 13.66 | 14.245 | 13.81 | 14.876 | 14.633 | 183698 | 133645 | 171527 | 153461 | 126521 | 103024 | 199258 | 179383 | 172407 | 176823 | 188866 | 174484 | 177858 | 129336 | 167762 | 149916 | 91227 | 26967 | 197123 | 165059 | 158822 | 148979 | 162059 | 146142 | 9597.186 | 6789.819 | 8711.468 | 7783.687 | 4969.255 | 1400.438 | 10431.836 | 8892.762 | 8143.55 | 7275.465 | 8390.098 | 7420.243 | 148835 | 130409 | 1963097 | 1721250 | 89805.807 | 2020
50837 | Y | . | Southeast Resource Recovery | SERRF Joint Powers Authority | 16899 | CA | PACC | WECC |  | 22 | 3 | NAICS-22 Cogen | ST | NG | NG |  |  | mcf | 20070 | 21174 | 36141 | 52998 | 13242 | 10881 | 4062 | 2712 | 12243 | 11202 | 4887 | 12417 | 19432 | 20491 | 35348 | 51774 | 9548 | 2848 | 4018 | 2495 | 11279 | 9438 | 4193 | 10400 | 1.04 | 1.04 | 1.04 | 1.043 | 1.04 | 1.04 | 1.04 | 1.04 | 1.041 | 1.04 | 1.04 | 1.04 | 20873 | 22021 | 37587 | 55277 | 13772 | 11316 | 4224 | 2820 | 12745 | 11650 | 5082 | 12914 | 20209 | 21311 | 36762 | 54000 | 9930 | 2962 | 4179 | 2595 | 11741 | 9816 | 4361 | 10816 | 1090.486 | 1118.773 | 1908.94 | 2803.694 | 540.899 | 153.825 | 221.166 | 139.823 | 602 | 479.347 | 225.782 | 549.178 | 202029 | 181264 | 210281 | 188682 | 9833.913 | 2020
50849 | Y | . | PE Berkeley | Berkeley Cogeneration Facility | 61261 | CA | PACC | WECC |  | 611 | 5 | Commercial NAICS Cogen | CA | DFO | DFO |  |  | barrels | 0 | 0 | 0 | 0 | 0 | 0 | 0 | 0 | 0 | 0 | 0 | 0 | 0 | 0 | 0 | 0 | 0 | 0 | 0 | 0 | 0 | 0 | 0 | 0 | 0 | 0 | 0 | 0 | 0 | 0 | 0 | 0 | 0 | 0 | 0 | 0 | 0 | 0 | 0 | 0 | 0 | 0 | 0 | 0 | 0 | 0 | 0 | 0 | 0 | 0 | 0 | 0 | 0 | 0 | 0 | 0 | 0 | 0 | 0 | 0 | 0 | 0 | 0 | 0 | 0 | 0 | 0 | 0 | 0 | 0 | 0 | 0 | 0 | 0 | 0 | 0 | 0 | 2020
50849 | Y | . | PE Berkeley | Berkeley Cogeneration Facility | 61261 | CA | PACC | WECC |  | 611 | 5 | Commercial NAICS Cogen | CA | NG | NG |  |  | mcf | 36658 | 28283 | 33269 | 30166 | 27004 | 18941 | 18911 | 26941 | 24177 | 24851 | 25391 | 40047 | 2726 | 3516 | 2649 | 1781 | 2846 | 2497 | 3649 | 5019 | 5551 | 5140 | 1245 | 0 | 1.043 | 1.043 | 1.045 | 1.046 | 1.039 | 1.039 | 1.039 | 1.038 | 1.04 | 1.038 | 1.048 | 1.042 | 38234 | 29499 | 34766 | 31554 | 28057 | 19680 | 19649 | 27965 | 25144 | 25795 | 26610 | 41729 | 2843 | 3667 | 2768 | 1863 | 2957 | 2594 | 3791 | 5210 | 5773 | 5335 | 1305 | 0 | 525 | 677 | 511 | 344 | 546 | 479 | 700 | 962 | 1066 | 985 | 241 | 0 | 334639 | 36619 | 348682 | 38106 | 7036 | 2020
50849 | Y | . | PE Berkeley | Berkeley Cogeneration Facility | 61261 | CA | PACC | WECC |  | 611 | 5 | Commercial NAICS Cogen | CT | DFO | DFO |  |  | barrels | 0 | 0 | 0 | 0 | 0 | 0 | 0 | 0 | 0 | 0 | 0 | 0 | 0 | 0 | 0 | 0 | 0 | 0 | 0 | 0 | 0 | 0 | 0 | 0 | 0 | 0 | 0 | 0 | 0 | 0 | 0 | 0 | 0 | 0 | 0 | 0 | 0 | 0 | 0 | 0 | 0 | 0 | 0 | 0 | 0 | 0 | 0 | 0 | 0 | 0 | 0 | 0 | 0 | 0 | 0 | 0 | 0 | 0 | 0 | 0 | 0 | 0 | 0 | 0 | 0 | 0 | 0 | 0 | 0 | 0 | 0 | 0 | 0 | 0 | 0 | 0 | 0 | 2020
50849 | Y | . | PE Berkeley | Berkeley Cogeneration Facility | 61261 | CA | PACC | WECC |  | 611 | 5 | Commercial NAICS Cogen | CT | NG | NG |  |  | mcf | 155295 | 143125 | 147436 | 146130 | 151943 | 111910 | 116823 | 131487 | 136452 | 152410 | 114508 | 153323 | 81139 | 75111 | 76750 | 76009 | 77110 | 59152 | 61525 | 71465 | 69735 | 79115 | 59714 | 80941 | 1.043 | 1.043 | 1.045 | 1.046 | 1.039 | 1.039 | 1.039 | 1.038 | 1.04 | 1.038 | 1.048 | 1.042 | 161973 | 149279 | 154071 | 152852 | 157869 | 116274 | 121379 | 136484 | 141910 | 158202 | 120004 | 159763 | 84628 | 78341 | 80204 | 79505 | 80117 | 61459 | 63924 | 74181 | 72524 | 82121 | 62580 | 84341 | 14931 | 13835 | 14136 | 14026 | 14117 | 10794 | 11214 | 13070 | 12768 | 14482 | 11027 | 14449 | 1660842 | 867766 | 1730060 | 903925 | 158849 | 2020
50850 | Y | . | OLS Energy Chino | OLS Energy-Chino | 14265 | CA | PACC | WECC |  | 22 | 3 | NAICS-22 Cogen | CA | NG | NG |  |  | mcf | 0 | 0 | 0 | 0 | 0 | 0 | 0 | 0 | 0 | 0 | 0 | 0 | 0 | 0 | 0 | 0 | 0 | 0 | 0 | 0 | 0 | 0 | 0 | 0 | 0 | 0 | 0 | 0 | 0 | 0 | 0 | 0 | 0 | 0 | 0 | 0 | 0 | 0 | 0 | 0 | 0 | 0 | 0 | 0 | 0 | 0 | 0 | 0 | 0 | 0 | 0 | 0 | 0 | 0 | 0 | 0 | 0 | 0 | 0 | 0 | 160.004 | 141.549 | 157.199 | 111.12 | 104.478 | 146.986 | 205.619 | 255.536 | 222.625 | 231.261 | 184.774 | 204.849 | 0 | 0 | 0 | 0 | 2126 | 2020
50850 | Y | . | OLS Energy Chino | OLS Energy-Chino | 14265 | CA | PACC | WECC |  | 22 | 3 | NAICS-22 Cogen | CT | DFO | DFO |  |  | barrels | 0 | 0 | 0 | 0 | 0 | 0 | 0 | 0 | 0 | 0 | 0 | 0 | 0 | 0 | 0 | 0 | 0 | 0 | 0 | 0 | 0 | 0 | 0 | 0 | 0 | 0 | 0 | 0 | 0 | 0 | 0 | 0 | 0 | 0 | 0 | 0 | 0 | 0 | 0 | 0 | 0 | 0 | 0 | 0 | 0 | 0 | 0 | 0 | 0 | 0 | 0 | 0 | 0 | 0 | 0 | 0 | 0 | 0 | 0 | 0 | 0 | 0 | 0 | 0 | 0 | 0 | 0 | 0 | 0 | 0 | 0 | 0 | 0 | 0 | 0 | 0 | 0 | 2020
50850 | Y | . | OLS Energy Chino | OLS Energy-Chino | 14265 | CA | PACC | WECC |  | 22 | 3 | NAICS-22 Cogen | CT | NG | NG |  |  | mcf | 6178 | 5465 | 6069 | 4290 | 4034 | 5675 | 7939 | 9866 | 8595 | 8929 | 7134 | 7909 | 4582 | 4054 | 4503 | 3182 | 2992 | 4209 | 5889 | 7319 | 6375 | 6624 | 5292 | 5867 | 1.028 | 1.028 | 1.028 | 1.028 | 1.028 | 1.028 | 1.028 | 1.028 | 1.028 | 1.028 | 1.028 | 1.028 | 6351 | 5618 | 6239 | 4410 | 4147 | 5834 | 8161 | 10142 | 8836 | 9179 | 7334 | 8130 | 4710 | 4167 | 4629 | 3271 | 3076 | 4327 | 6054 | 7524 | 6554 | 6809 | 5440 | 6031 | 403.245 | 356.735 | 396.178 | 280.047 | 263.307 | 370.439 | 518.207 | 644.009 | 561.066 | 582.829 | 465.673 | 516.265 | 82083 | 60888 | 84381 | 62592 | 5358 | 2020
50851 | Y | . | CSUCI Site Authority | CSUCI Site Authority | 56835 | CA | PACC | WECC |  | 22 | 3 | NAICS-22 Cogen | CA | NG | NG |  |  | mcf | 0 | 0 | 0 | 0 | 0 | 0 | 0 | 0 | 0 | 0 | 0 | 0 | 0 | 0 | 0 | 0 | 0 | 0 | 0 | 0 | 0 | 0 | 0 | 0 | 0 | 0 | 0 | 0 | 0 | 0 | 0 | 0 | 0 | 0 | 0 | 0 | 0 | 0 | 0 | 0 | 0 | 0 | 0 | 0 | 0 | 0 | 0 | 0 | 0 | 0 | 0 | 0 | 0 | 0 | 0 | 0 | 0 | 0 | 0 | 0 | 0 | 0 | 0 | 0 | 40 | 142 | 316 | 506 | 284 | 317 | 230 | 114 | 0 | 0 | 0 | 0 | 1949 | 2020
50851 | Y | . | CSUCI Site Authority | CSUCI Site Authority | 56835 | CA | PACC | WECC |  | 22 | 3 | NAICS-22 Cogen | CT | DFO | DFO |  |  | barrels | 0 | 0 | 0 | 0 | 0 | 0 | 0 | 0 | 0 | 0 | 0 | 0 | 0 | 0 | 0 | 0 | 0 | 0 | 0 | 0 | 0 | 0 | 0 | 0 | 0 | 0 | 0 | 0 | 0 | 0 | 0 | 0 | 0 | 0 | 0 | 0 | 0 | 0 | 0 | 0 | 0 | 0 | 0 | 0 | 0 | 0 | 0 | 0 | 0 | 0 | 0 | 0 | 0 | 0 | 0 | 0 | 0 | 0 | 0 | 0 | 0 | 0 | 0 | 0 | 0 | 0 | 0 | 0 | 0 | 0 | 0 | 0 | 0 | 0 | 0 | 0 | 0 | 2020
50851 | Y | . | CSUCI Site Authority | CSUCI Site Authority | 56835 | CA | PACC | WECC |  | 22 | 3 | NAICS-22 Cogen | CT | NG | NG |  |  | mcf | 0 | 0 | 0 | 0 | 1473 | 5395 | 11940 | 18918 | 10772 | 11901 | 8377 | 4327 | 0 | 0 | 0 | 0 | 1191 | 4329 | 9677 | 15393 | 8720 | 9547 | 6883 | 3492 | 0 | 0 | 0 | 0 | 1.032 | 1.026 | 1.024 | 1.027 | 1.028 | 1.032 | 1.042 | 1.038 | 0 | 0 | 0 | 0 | 1520 | 5535 | 12227 | 19429 | 11074 | 12282 | 8729 | 4491 | 0 | 0 | 0 | 0 | 1229 | 4442 | 9909 | 15809 | 8964 | 9852 | 7172 | 3625 | 0 | 0 | 0 | 0 | 128 | 467 | 1041 | 1693 | 940 | 1032 | 760 | 382 | 73103 | 59232 | 75287 | 61002 | 6443 | 2020
50864 | Y | . | Sargent Canyon Cogeneration | Sargent Canyon Cogeneration Co | 16636 | CA | PACC | WECC |  | 22 | 3 | NAICS-22 Cogen | GT | NG | NG |  |  | mcf | 0 | 0 | 0 | 0 | 0 | 0 | 0 | 0 | 0 | 0 | 0 | 0 | 0 | 0 | 0 | 0 | 0 | 0 | 0 | 0 | 0 | 0 | 0 | 0 | 0 | 0 | 0 | 0 | 0 | 0 | 0 | 0 | 0 | 0 | 0 | 0 | 0 | 0 | 0 | 0 | 0 | 0 | 0 | 0 | 0 | 0 | 0 | 0 | 0 | 0 | 0 | 0 | 0 | 0 | 0 | 0 | 0 | 0 | 0 | 0 | 0 | 0 | 0 | 0 | 0 | 0 | 0 | 0 | 0 | 0 | 0 | 0 | 0 | 0 | 0 | 0 | 0 | 2020
50865 | Y | . | Salinas River Cogeneration | Salinas River Cogeneration Co | 16506 | CA | PACC | WECC |  | 22 | 3 | NAICS-22 Cogen | GT | NG | NG |  |  | mcf | 330665 | 315630 | 320639 | 318280 | 236448 | 0 | 174973 | 297390 | 301320 | 297312 | 314610 | 321401 | 179328 | 165692 | 182265 | 165898 | 127627 | 0 | 98361 | 157575 | 155268 | 158730 | 162450 | 171793 | 1.05 | 1.05 | 1.05 | 1.05 | 1.05 | 0 | 1.05 | 1.05 | 1.05 | 1.05 | 1.05 | 1.05 | 347198 | 331412 | 336671 | 334194 | 248270 | 0 | 183722 | 312260 | 316386 | 312178 | 330341 | 337471 | 188294 | 173977 | 191378 | 174193 | 134008 | 0 | 103279 | 165454 | 163031 | 166666 | 170572 | 180383 | 26568 | 24558 | 26332 | 24536 | 18855 | 0 | 14645 | 23154 | 22948 | 23469 | 24069 | 25466 | 3228668 | 1724987 | 3390103 | 1811235 | 254600 | 2020
50881 | N | . | Wheelabrator Shasta | Wheelabrator Environmental Systems | 20541 | CA | PACC | WECC |  | 22 | 2 | NAICS-22 Non-Cogen | ST | AB | ORW |  |  | short tons | 0 | 0 | 0 | 0 | 0 | 0 | 0 | 0 | 0 | 0 | 0 | 0 | 0 | 0 | 0 | 0 | 0 | 0 | 0 | 0 | 0 | 0 | 0 | 0 | 0 | 0 | 0 | 0 | 0 | 0 | 0 | 0 | 0 | 0 | 0 | 0 | 0 | 0 | 0 | 0 | 0 | 0 | 0 | 0 | 0 | 0 | 0 | 0 | 0 | 0 | 0 | 0 | 0 | 0 | 0 | 0 | 0 | 0 | 0 | 0 | 0 | 0 | 0 | 0 | 0 | 0 | 0 | 0 | 0 | 0 | 0 | 0 | 0 | 0 | 0 | 0 | 0 | 2020
50881 | N | . | Wheelabrator Shasta | Wheelabrator Environmental Systems | 20541 | CA | PACC | WECC |  | 22 | 2 | NAICS-22 Non-Cogen | ST | NG | NG |  |  | mcf | 0 | 0 | 0 | 0 | 0 | 0 | 0 | 0 | 0 | 0 | 0 | 0 | 0 | 0 | 0 | 0 | 0 | 0 | 0 | 0 | 0 | 0 | 0 | 0 | 0 | 0 | 0 | 0 | 0 | 0 | 0 | 0 | 0 | 0 | 0 | 0 | 0 | 0 | 0 | 0 | 0 | 0 | 0 | 0 | 0 | 0 | 0 | 0 | 0 | 0 | 0 | 0 | 0 | 0 | 0 | 0 | 0 | 0 | 0 | 0 | 0 | 0 | 0 | 0 | 0 | 0 | 0 | 0 | 0 | 0 | 0 | 0 | 0 | 0 | 0 | 0 | 0 | 2020
50881 | N | . | Wheelabrator Shasta | Wheelabrator Environmental Systems | 20541 | CA | PACC | WECC |  | 22 | 2 | NAICS-22 Non-Cogen | ST | WDS | WWW |  |  | short tons | 24418 | 23444 | 25550 | 22965 | 25378 | 25801 | 26132 | 27891 | 27034 | 27456 | 19445 | 24281 | 24418 | 23444 | 25550 | 22965 | 25378 | 25801 | 26132 | 27891 | 27034 | 27456 | 19445 | 24281 | 17 | 17 | 17 | 17 | 17 | 17 | 17 | 17 | 17 | 17 | 17 | 17 | 415106 | 398548 | 434350 | 390405 | 431426 | 438617 | 444244 | 474147 | 459578 | 466752 | 330565 | 412777 | 415106 | 398548 | 434350 | 390405 | 431426 | 438617 | 444244 | 474147 | 459578 | 466752 | 330565 | 412777 | 23040 | 21543 | 23040 | 21445 | 23022 | 22682 | 22304 | 26251 | 24928 | 25349 | 18302 | 25320 | 299795 | 299795 | 5096515 | 5096515 | 277226 | 2020
50892 | N | . | Rock Creek LP | Hydroland Omega LLC | 63985 | CA | PACC | WECC |  | 22 | 2 | NAICS-22 Non-Cogen | HY | WAT | HYC |  |  |  | 0 | 0 | 0 | 0 | 0 | 0 | 0 | 0 | 0 | 0 | 0 | 0 | 0 | 0 | 0 | 0 | 0 | 0 | 0 | 0 | 0 | 0 | 0 | 0 | 0 | 0 | 0 | 0 | 0 | 0 | 0 | 0 | 0 | 0 | 0 | 0 | 370 | 276 | 292 | 429 | 587 | 549 | 580 | 585 | 407 | 335 | 253 | 209 | 370 | 276 | 292 | 429 | 587 | 549 | 580 | 585 | 407 | 335 | 253 | 209 | 42.213 | 31.493 | 33.341 | 48.941 | 67.031 | 62.631 | 66.219 | 66.726 | 46.472 | 38.218 | 28.905 | 23.81 | 0 | 0 | 4872 | 4872 | 556 | 2020
50961 | N | . | Slate Creek | Central Rivers Power US, LLC | 64078 | CA | PACC | WECC |  | 22 | 2 | NAICS-22 Non-Cogen | HY | WAT | HYC |  |  |  | 0 | 0 | 0 | 0 | 0 | 0 | 0 | 0 | 0 | 0 | 0 | 0 | 0 | 0 | 0 | 0 | 0 | 0 | 0 | 0 | 0 | 0 | 0 | 0 | 0 | 0 | 0 | 0 | 0 | 0 | 0 | 0 | 0 | 0 | 0 | 0 | 322 | 240 | 254 | 373 | 511 | 478 | 505 | 509 | 354 | 291 | 220 | 182 | 322 | 240 | 254 | 373 | 511 | 478 | 505 | 509 | 354 | 291 | 220 | 182 | 36.745 | 27.415 | 29.023 | 42.604 | 58.351 | 54.521 | 57.644 | 58.085 | 40.454 | 33.269 | 25.162 | 20.727 | 0 | 0 | 4239 | 4239 | 484 | 2020
50963 | Y | . | Naval Hospital Medical Center | Department of the Navy | 2844 | CA | PACC | WECC |  | 622 | 5 | Commercial NAICS Cogen | GT | NG | NG |  |  | mcf | . | 0 | 0 | 0 | 0 | 0 | 22769 | 44792 | 28252 | 34379 | 25634 | 33412 | . | 0 | 0 | 0 | 0 | 0 | 12566 | 24550 | 15359 | 18791 | 14253 | 18500 | . | 0 | 0 | 0 | 0 | 0 | 1.02 | 1.02 | 1.02 | 1.02 | 1.02 | 1.02 | . | 0 | 0 | 0 | 0 | 0 | 23224 | 45688 | 28817 | 35067 | 26147 | 34080 | . | 0 | 0 | 0 | 0 | 0 | 12817 | 25041 | 15666 | 19167 | 14538 | 18870 | . | 0 | 0 | 0 | 0 | 0 | 1624 | 3173 | 1985 | 2429 | 1842 | 2391 | 189238 | 104019 | 193023 | 106099 | 13444 | 2020
52063 | Y | . | Martinez Sulfuric Acid Regeneration Plt | Eco Services Corp. | 59409 | CA | PACC | WECC |  | 325 | 7 | Industrial NAICS Cogen | ST | NG | NG |  |  | mcf | 0 | 0 | 0 | 0 | 0 | 0 | 0 | 0 | 0 | 0 | 0 | 0 | 0 | 0 | 0 | 0 | 0 | 0 | 0 | 0 | 0 | 0 | 0 | 0 | 0 | 0 | 0 | 0 | 0 | 0 | 0 | 0 | 0 | 0 | 0 | 0 | 0 | 0 | 0 | 0 | 0 | 0 | 0 | 0 | 0 | 0 | 0 | 0 | 0 | 0 | 0 | 0 | 0 | 0 | 0 | 0 | 0 | 0 | 0 | 0 | 0 | 0 | 0 | 0 | 0 | 0 | 0 | 0 | 0 | 0 | 0 | 0 | 0 | 0 | 0 | 0 | 0 | 2020
52063 | Y | . | Martinez Sulfuric Acid Regeneration Plt | Eco Services Corp. | 59409 | CA | PACC | WECC |  | 325 | 7 | Industrial NAICS Cogen | ST | RFO | RFO |  |  | barrels | 0 | 0 | 0 | 0 | 0 | 0 | 0 | 0 | 0 | 0 | 0 | 0 | 0 | 0 | 0 | 0 | 0 | 0 | 0 | 0 | 0 | 0 | 0 | 0 | 0 | 0 | 0 | 0 | 0 | 0 | 0 | 0 | 0 | 0 | 0 | 0 | 0 | 0 | 0 | 0 | 0 | 0 | 0 | 0 | 0 | 0 | 0 | 0 | 0 | 0 | 0 | 0 | 0 | 0 | 0 | 0 | 0 | 0 | 0 | 0 | 0 | 0 | 0 | 0 | 0 | 0 | 0 | 0 | 0 | 0 | 0 | 0 | 0 | 0 | 0 | 0 | 0 | 2020
52063 | Y | . | Martinez Sulfuric Acid Regeneration Plt | Eco Services Corp. | 59409 | CA | PACC | WECC |  | 325 | 7 | Industrial NAICS Cogen | ST | WH | OTH |  |  |  | 0 | 0 | 0 | 0 | 0 | 0 | 0 | 0 | 0 | 0 | 0 | 0 | 0 | 0 | 0 | 0 | 0 | 0 | 0 | 0 | 0 | 0 | 0 | 0 | 0 | 0 | 0 | 0 | 0 | 0 | 0 | 0 | 0 | 0 | 0 | 0 | 7484 | 5782 | 8873 | 7868 | 7623 | 6770 | 8004 | 7977 | 8624 | 9210 | 9078 | 8481 | 7484 | 5782 | 8873 | 7868 | 7623 | 6770 | 8004 | 7977 | 8624 | 9210 | 9078 | 8481 | 854.299 | 660.087 | 1012.884 | 898.18 | 870.187 | 772.824 | 913.701 | 910.608 | 984.444 | 1051.347 | 1036.335 | 968.104 | 0 | 0 | 95774 | 95774 | 10933 | 2020
52064 | Y | . | Dominguez Plant | Eco Services Corp. | 59409 | CA | PACC | WECC |  | 325 | 7 | Industrial NAICS Cogen | ST | NG | NG |  |  | mcf | 0 | 0 | 0 | 0 | 0 | 0 | 0 | 0 | 0 | 0 | 0 | 0 | 0 | 0 | 0 | 0 | 0 | 0 | 0 | 0 | 0 | 0 | 0 | 0 | 0 | 0 | 0 | 0 | 0 | 0 | 0 | 0 | 0 | 0 | 0 | 0 | 0 | 0 | 0 | 0 | 0 | 0 | 0 | 0 | 0 | 0 | 0 | 0 | 0 | 0 | 0 | 0 | 0 | 0 | 0 | 0 | 0 | 0 | 0 | 0 | 0 | 0 | 0 | 0 | 0 | 0 | 0 | 0 | 0 | 0 | 0 | 0 | 0 | 0 | 0 | 0 | 0 | 2020
52064 | Y | . | Dominguez Plant | Eco Services Corp. | 59409 | CA | PACC | WECC |  | 325 | 7 | Industrial NAICS Cogen | ST | WH | OTH |  |  |  | 0 | 0 | 0 | 0 | 0 | 0 | 0 | 0 | 0 | 0 | 0 | 0 | 0 | 0 | 0 | 0 | 0 | 0 | 0 | 0 | 0 | 0 | 0 | 0 | 0 | 0 | 0 | 0 | 0 | 0 | 0 | 0 | 0 | 0 | 0 | 0 | 9004 | 6957 | 10675 | 9466 | 9171 | 8145 | 9630 | 9597 | 10376 | 11081 | 10923 | 10203 | 9004 | 6957 | 10675 | 9466 | 9171 | 8145 | 9630 | 9597 | 10376 | 11081 | 10923 | 10203 | 1027.846 | 794.182 | 1218.648 | 1080.641 | 1046.962 | 929.82 | 1099.316 | 1095.595 | 1184.431 | 1264.925 | 1246.863 | 1164.771 | 0 | 0 | 115228 | 115228 | 13154 | 2020
52073 | Y | . | UCLA So Campus Cogen Project | University of California-LA | 19524 | CA | PACC | WECC |  | 611 | 5 | Commercial NAICS Cogen | CA | DFO | DFO |  |  | barrels | 0 | 0 | 0 | 0 | 0 | 0 | 0 | 0 | 0 | 0 | 0 | 0 | 0 | 0 | 0 | 0 | 0 | 0 | 0 | 0 | 0 | 0 | 0 | 0 | 0 | 0 | 0 | 0 | 0 | 0 | 0 | 0 | 0 | 0 | 0 | 0 | 0 | 0 | 0 | 0 | 0 | 0 | 0 | 0 | 0 | 0 | 0 | 0 | 0 | 0 | 0 | 0 | 0 | 0 | 0 | 0 | 0 | 0 | 0 | 0 | 0 | 0 | 0 | 0 | 0 | 0 | 0 | 0 | 0 | 0 | 0 | 0 | 0 | 0 | 0 | 0 | 0 | 2020
52073 | Y | . | UCLA So Campus Cogen Project | University of California-LA | 19524 | CA | PACC | WECC |  | 611 | 5 | Commercial NAICS Cogen | CA | LFG | MLG |  |  | mcf | 0 | 0 | 0 | 0 | 0 | 0 | 0 | 0 | 0 | 0 | 0 | 0 | 0 | 0 | 0 | 0 | 0 | 0 | 0 | 0 | 0 | 0 | 0 | 0 | 0 | 0 | 0 | 0 | 0 | 0 | 0 | 0 | 0 | 0 | 0 | 0 | 0 | 0 | 0 | 0 | 0 | 0 | 0 | 0 | 0 | 0 | 0 | 0 | 0 | 0 | 0 | 0 | 0 | 0 | 0 | 0 | 0 | 0 | 0 | 0 | 0 | 0 | 0 | 0 | 0 | 0 | 0 | 0 | 0 | 0 | 0 | 0 | 0 | 0 | 0 | 0 | 0 | 2020
52073 | Y | . | UCLA So Campus Cogen Project | University of California-LA | 19524 | CA | PACC | WECC |  | 611 | 5 | Commercial NAICS Cogen | CA | NG | NG |  |  | mcf | 105531 | 104783 | 99882 | 54180 | 76025 | 95833 | 107108 | 111479 | 110578 | 77966 | 92402 | 80152 | 24641 | 24238 | 20742 | 26408 | 19204 | 28617 | 23333 | 25748 | 26363 | 24405 | 18076 | 9831 | 1.041 | 1.04 | 1.044 | 1.04 | 1.04 | 1.028 | 1.023 | 1.024 | 1.026 | 1.03 | 1.041 | 1.035 | 109858 | 108974 | 104277 | 56347 | 79066 | 98516 | 109571 | 114154 | 113453 | 80305 | 96190 | 82957 | 25651 | 25207 | 21655 | 27464 | 19972 | 29418 | 23870 | 26366 | 27048 | 25137 | 18817 | 10175 | 5488 | 5393 | 4633 | 5876 | 4273 | 6294 | 5107 | 5641 | 5787 | 5378 | 4026 | 2177 | 1115919 | 271606 | 1153668 | 280780 | 60073 | 2020
52073 | Y | . | UCLA So Campus Cogen Project | University of California-LA | 19524 | CA | PACC | WECC |  | 611 | 5 | Commercial NAICS Cogen | CT | DFO | DFO |  |  | barrels | 0 | 0 | 0 | 0 | 0 | 0 | 0 | 0 | 0 | 0 | 0 | 0 | 0 | 0 | 0 | 0 | 0 | 0 | 0 | 0 | 0 | 0 | 0 | 0 | 0 | 0 | 0 | 0 | 0 | 0 | 0 | 0 | 0 | 0 | 0 | 0 | 0 | 0 | 0 | 0 | 0 | 0 | 0 | 0 | 0 | 0 | 0 | 0 | 0 | 0 | 0 | 0 | 0 | 0 | 0 | 0 | 0 | 0 | 0 | 0 | 0 | 0 | 0 | 0 | 0 | 0 | 0 | 0 | 0 | 0 | 0 | 0 | 0 | 0 | 0 | 0 | 0 | 2020
52073 | Y | . | UCLA So Campus Cogen Project | University of California-LA | 19524 | CA | PACC | WECC |  | 611 | 5 | Commercial NAICS Cogen | CT | LFG | MLG |  |  | mcf | 0 | 0 | 0 | 0 | 0 | 0 | 0 | 0 | 0 | 0 | 0 | 0 | 0 | 0 | 0 | 0 | 0 | 0 | 0 | 0 | 0 | 0 | 0 | 0 | 0 | 0 | 0 | 0 | 0 | 0 | 0 | 0 | 0 | 0 | 0 | 0 | 0 | 0 | 0 | 0 | 0 | 0 | 0 | 0 | 0 | 0 | 0 | 0 | 0 | 0 | 0 | 0 | 0 | 0 | 0 | 0 | 0 | 0 | 0 | 0 | 0 | 0 | 0 | 0 | 0 | 0 | 0 | 0 | 0 | 0 | 0 | 0 | 0 | 0 | 0 | 0 | 0 | 2020
52073 | Y | . | UCLA So Campus Cogen Project | University of California-LA | 19524 | CA | PACC | WECC |  | 611 | 5 | Commercial NAICS Cogen | CT | NG | NG |  |  | mcf | 201134 | 196116 | 207262 | 113291 | 178257 | 201027 | 193719 | 212288 | 200382 | 133506 | 201594 | 213436 | 81761 | 80033 | 97562 | 45638 | 71026 | 80008 | 76327 | 85409 | 80118 | 52308 | 80859 | 86963 | 1.041 | 1.04 | 1.044 | 1.04 | 1.04 | 1.028 | 1.023 | 1.024 | 1.026 | 1.03 | 1.041 | 1.035 | 209380 | 203961 | 216382 | 117823 | 185387 | 206656 | 198175 | 217383 | 205592 | 137511 | 209859 | 220906 | 85113 | 83234 | 101855 | 47464 | 73867 | 82248 | 78083 | 87459 | 82201 | 53877 | 84174 | 90007 | 18210 | 17808 | 21792 | 10155 | 15804 | 17597 | 16706 | 18712 | 17587 | 11527 | 18009 | 19257 | 2252012 | 918012 | 2329015 | 949582 | 203164 | 2020
52076 | Y | . | McKittrick Cogen | Chevron USA Inc | 54713 | CA | PACC | WECC |  | 211 | 7 | Industrial NAICS Cogen | GT | NG | NG |  |  | mcf | 69374 | 61372 | 68158 | 48179 | 45299 | 63730 | 89152 | 110794 | 96525 | 100269 | 80114 | 88818 | 67442 | 59663 | 66260 | 46837 | 44038 | 61955 | 86670 | 107709 | 93837 | 97477 | 77883 | 86345 | 1.038 | 1.038 | 1.038 | 1.038 | 1.038 | 1.038 | 1.038 | 1.038 | 1.038 | 1.038 | 1.038 | 1.038 | 72010 | 63704 | 70748 | 50010 | 47020 | 66152 | 92540 | 115004 | 100193 | 104079 | 83158 | 92193 | 70005 | 61930 | 68778 | 48617 | 45711 | 64309 | 89963 | 111802 | 97403 | 101181 | 80843 | 89626 | 5847.059 | 5172.658 | 5744.576 | 4060.678 | 3817.957 | 5371.36 | 7514.003 | 9338.126 | 8135.457 | 8451.021 | 6752.258 | 7485.847 | 921784 | 896116 | 956811 | 930168 | 77691 | 2020
52077 | Y | . | Lost Hills Cogeneration Plant | AERA Energy LLC | 164 | CA | PACC | WECC |  | 211 | 7 | Industrial NAICS Cogen | GT | NG | NG |  |  | mcf | 51438 | 45505 | 50536 | 35722 | 33587 | 47253 | 66102 | 82149 | 71569 | 74345 | 59401 | 65854 | 25204 | 22296 | 24762 | 17503 | 16457 | 23153 | 32388 | 40251 | 35067 | 36428 | 29105 | 32267 | 1.03 | 1.03 | 1.03 | 1.03 | 1.03 | 1.03 | 1.03 | 1.03 | 1.03 | 1.03 | 1.03 | 1.03 | 52981 | 46870 | 52052 | 36794 | 34595 | 48671 | 68085 | 84613 | 73716 | 76575 | 61183 | 67830 | 25960 | 22965 | 25505 | 18028 | 16951 | 23848 | 33360 | 41459 | 36119 | 37521 | 29978 | 33235 | 3189.764 | 2821.855 | 3133.855 | 2215.233 | 2082.822 | 2930.254 | 4099.136 | 5094.256 | 4438.16 | 4610.31 | 3683.579 | 4083.776 | 683461 | 334881 | 703965 | 344929 | 42383 | 2020
52081 | Y | . | Cymric 31X Cogen | Chevron USA Inc | 54713 | CA | PACC | WECC |  | 211 | 7 | Industrial NAICS Cogen | GT | NG | NG |  |  | mcf | 37379 | 33069 | 36725 | 25960 | 24408 | 34339 | 48037 | 59698 | 52010 | 54027 | 43167 | 47857 | 10670 | 9439 | 10483 | 7409 | 6967 | 9802 | 13712 | 17041 | 14846 | 15421 | 12321 | 13660 | 1.033 | 1.033 | 1.033 | 1.033 | 1.033 | 1.033 | 1.033 | 1.033 | 1.033 | 1.033 | 1.033 | 1.033 | 38613 | 34160 | 37937 | 26817 | 25213 | 35472 | 49622 | 61668 | 53726 | 55810 | 44592 | 49436 | 11022 | 9751 | 10829 | 7654 | 7197 | 10125 | 14164 | 17603 | 15336 | 15930 | 12728 | 14111 | 2622.978 | 2320.442 | 2577.003 | 1821.61 | 1712.727 | 2409.579 | 3370.764 | 4189.062 | 3649.547 | 3791.108 | 3029.047 | 3358.133 | 496676 | 141771 | 513066 | 146450 | 34852 | 2020
52082 | Y | . | Cymric 6Z Cogen | Chevron USA Inc | 54713 | CA | PACC | WECC |  | 211 | 7 | Industrial NAICS Cogen | GT | NG | NG |  |  | mcf | 49415 | 43714 | 48548 | 34317 | 32266 | 45394 | 63501 | 78917 | 68753 | 71420 | 57064 | 63263 | 13585 | 12017 | 13347 | 9435 | 8870 | 12479 | 17458 | 21695 | 18901 | 19634 | 15687 | 17392 | 1.033 | 1.033 | 1.033 | 1.033 | 1.033 | 1.033 | 1.033 | 1.033 | 1.033 | 1.033 | 1.033 | 1.033 | 51046 | 45157 | 50150 | 35449 | 33331 | 46892 | 65597 | 81521 | 71022 | 73777 | 58947 | 65351 | 14033 | 12414 | 13787 | 9746 | 9163 | 12891 | 18034 | 22411 | 19525 | 20282 | 16205 | 17966 | 3419.759 | 3025.324 | 3359.82 | 2374.961 | 2233.002 | 3141.538 | 4394.702 | 5461.574 | 4758.171 | 4942.734 | 3949.181 | 4378.234 | 656572 | 180500 | 678240 | 186457 | 45439 | 2020
52085 | Y | . | Taft 26C Cogen | Chevron USA Inc | 54713 | CA | PACC | WECC |  | 211 | 7 | Industrial NAICS Cogen | GT | NG | NG |  |  | mcf | 89084 | 95427 | 97718 | 93734 | 101686 | 100273 | 102010 | 104639 | 98440 | 103548 | 92534 | 102696 | 24818 | 26095 | 26940 | 25941 | 28214 | 27900 | 28630 | 29035 | 27168 | 28371 | 25411 | 28394 | 1.041 | 1.041 | 1.035 | 1.036 | 1.033 | 1.027 | 1.017 | 1.021 | 1.025 | 1.028 | 1.04 | 1.04 | 92736 | 99340 | 101138 | 97108 | 105042 | 102980 | 103744 | 106836 | 100901 | 106447 | 96235 | 106804 | 25836 | 27165 | 27883 | 26875 | 29145 | 28653 | 29117 | 29645 | 27847 | 29165 | 26427 | 29530 | 6250 | 6264 | 6470 | 6730 | 6389 | 6586 | 7162 | 7176 | 6571 | 6898 | 5957 | 7037 | 1181789 | 326917 | 1219311 | 337288 | 79490 | 2020
52086 | Y | . | Coalinga 25D Cogen | Chevron USA Inc | 54713 | CA | PACC | WECC |  | 211 | 7 | Industrial NAICS Cogen | GT | NG | NG |  |  | mcf | 80272 | 71012 | 78864 | 55746 | 52414 | 73740 | 103155 | 128197 | 111686 | 116019 | 92697 | 102768 | 20437 | 18079 | 20078 | 14193 | 13344 | 18774 | 26263 | 32638 | 28435 | 29538 | 23601 | 26165 | 1.037 | 1.037 | 1.037 | 1.037 | 1.037 | 1.037 | 1.037 | 1.037 | 1.037 | 1.037 | 1.037 | 1.037 | 83242 | 73639 | 81782 | 57809 | 54353 | 76468 | 106972 | 132940 | 115818 | 120312 | 96127 | 106570 | 21193 | 18748 | 20821 | 14718 | 13838 | 19469 | 27235 | 33846 | 29487 | 30631 | 24474 | 27133 | 5213.593 | 4612.255 | 5122.212 | 3620.746 | 3404.322 | 4789.429 | 6699.94 | 8326.439 | 7254.066 | 7535.442 | 6020.722 | 6674.834 | 1066570 | 271545 | 1106032 | 281593 | 69274 | 2020
52096 | Y | . | Berry Placerita Cogen | Berry Petroleum Co | 1569 | CA | PACC | WECC |  | 324 | 7 | Industrial NAICS Cogen | GT | NG | NG |  |  | mcf | 308660 | 297121 | 317901 | 250835 | 157586 | 292676 | 309414 | 318741 | 278306 | 185894 | 290134 | 287461 | 141770 | 137316 | 146341 | 114357 | 70770 | 134976 | 142568 | 138744 | 137404 | 85513 | 134308 | 136631 | 1.044 | 1.045 | 1.047 | 1.044 | 1.037 | 1.037 | 1.037 | 1.037 | 1.035 | 1.04 | 1.039 | 1.039 | 322241 | 310491 | 332842 | 261872 | 163417 | 303505 | 320862 | 330534 | 288047 | 193330 | 301449 | 298672 | 148008 | 143495 | 153219 | 119389 | 73389 | 139970 | 147843 | 143878 | 142213 | 88934 | 139546 | 141960 | 28115 | 27245 | 29121 | 22590 | 13707 | 26558 | 28075 | 27299 | 26987 | 16681 | 26480 | 27098 | 3294729 | 1520698 | 3427262 | 1581844 | 299956 | 2020
52099 | Y | . | Plant No 2 Orange County | Orange County Sanitation Dist | 14155 | CA | PACC | WECC |  | 562212 | 5 | Commercial NAICS Cogen | IC | NG | NG |  |  | mcf | 9211 | 8150 | 9051 | 6398 | 6015 | 8463 | 11839 | 14713 | 12818 | 13315 | 10638 | 11794 | 7561 | 6688 | 7428 | 5250 | 4937 | 6946 | 9717 | 12075 | 10519 | 10928 | 8731 | 9680 | 1.03 | 1.03 | 1.03 | 1.03 | 1.03 | 1.03 | 1.03 | 1.03 | 1.03 | 1.03 | 1.03 | 1.03 | 9487 | 8395 | 9323 | 6590 | 6195 | 8717 | 12194 | 15154 | 13203 | 13714 | 10957 | 12148 | 7788 | 6889 | 7651 | 5408 | 5085 | 7154 | 10008 | 12437 | 10835 | 11256 | 8993 | 9970 | 756.005 | 668.807 | 742.754 | 525.032 | 493.649 | 694.499 | 971.535 | 1207.388 | 1051.887 | 1092.688 | 873.044 | 967.895 | 122405 | 100460 | 126077 | 103474 | 10045.183 | 2020
52099 | Y | . | Plant No 2 Orange County | Orange County Sanitation Dist | 14155 | CA | PACC | WECC |  | 562212 | 5 | Commercial NAICS Cogen | IC | OBG | ORW |  |  | Mcf | 81992 | 73753 | 77714 | 72733 | 77263 | 71212 | 79979 | 76360 | 75741 | 72893 | 73385 | 65543 | 67293 | 60531 | 63781 | 59693 | 63411 | 58445 | 65640 | 62670 | 62162 | 59826 | 60229 | 53792 | 0.625 | 0.625 | 0.625 | 0.625 | 0.625 | 0.625 | 0.625 | 0.625 | 0.625 | 0.625 | 0.625 | 0.625 | 51245 | 46096 | 48571 | 45458 | 48289 | 44508 | 49987 | 47725 | 47338 | 45558 | 45866 | 40964 | 42058 | 37832 | 39863 | 37308 | 39632 | 36528 | 41025 | 39169 | 38851 | 37391 | 37643 | 33620 | 4082.929 | 3672.663 | 3869.911 | 3621.884 | 3847.453 | 3546.109 | 3982.7 | 3802.503 | 3771.646 | 3629.86 | 3654.326 | 3263.833 | 898568 | 737473 | 561605 | 460920 | 44745.817 | 2020
52099 | Y | . | Plant No 2 Orange County | Orange County Sanitation Dist | 14155 | CA | PACC | WECC |  | 562212 | 5 | Commercial NAICS Cogen | ST | NG | NG |  |  | mcf | 0 | 0 | 0 | 0 | 0 | 0 | 0 | 0 | 0 | 0 | 0 | 0 | 0 | 0 | 0 | 0 | 0 | 0 | 0 | 0 | 0 | 0 | 0 | 0 | 0 | 0 | 0 | 0 | 0 | 0 | 0 | 0 | 0 | 0 | 0 | 0 | 0 | 0 | 0 | 0 | 0 | 0 | 0 | 0 | 0 | 0 | 0 | 0 | 0 | 0 | 0 | 0 | 0 | 0 | 0 | 0 | 0 | 0 | 0 | 0 | 0 | 0 | 0 | 0 | 0 | 0 | 0 | 0 | 0 | 0 | 0 | 0 | 0 | 0 | 0 | 0 | 0 | 2020
52099 | Y | . | Plant No 2 Orange County | Orange County Sanitation Dist | 14155 | CA | PACC | WECC |  | 562212 | 5 | Commercial NAICS Cogen | ST | OBG | ORW |  |  | Mcf | 0 | 0 | 0 | 0 | 0 | 0 | 0 | 0 | 0 | 0 | 0 | 0 | 0 | 0 | 0 | 0 | 0 | 0 | 0 | 0 | 0 | 0 | 0 | 0 | 0 | 0 | 0 | 0 | 0 | 0 | 0 | 0 | 0 | 0 | 0 | 0 | 0 | 0 | 0 | 0 | 0 | 0 | 0 | 0 | 0 | 0 | 0 | 0 | 0 | 0 | 0 | 0 | 0 | 0 | 0 | 0 | 0 | 0 | 0 | 0 | 0 | 0 | 0 | 0 | 0 | 0 | 0 | 0 | 0 | 0 | 0 | 0 | 0 | 0 | 0 | 0 | 0 | 2020
52104 | Y | . | Cymric 36W Cogen | Chevron USA Inc | 54713 | CA | PACC | WECC |  | 211 | 7 | Industrial NAICS Cogen | GT | NG | NG |  |  | mcf | 68897 | 60951 | 67690 | 47848 | 44988 | 63292 | 88539 | 110033 | 95862 | 99580 | 79563 | 88207 | 18063 | 15980 | 17747 | 12544 | 11795 | 16594 | 23213 | 28848 | 25132 | 26107 | 20860 | 23126 | 1.034 | 1.034 | 1.034 | 1.034 | 1.034 | 1.034 | 1.034 | 1.034 | 1.034 | 1.034 | 1.034 | 1.034 | 71239 | 63023 | 69991 | 49475 | 46518 | 65444 | 91549 | 113774 | 99121 | 102966 | 82268 | 91206 | 18677 | 16523 | 18350 | 12971 | 12196 | 17158 | 24002 | 29829 | 25987 | 26995 | 21569 | 23912 | 4319.723 | 3821.486 | 4244.01 | 2999.971 | 2820.652 | 3968.284 | 5551.238 | 6898.874 | 6010.36 | 6243.493 | 4988.472 | 5530.437 | 915450 | 240009 | 946574 | 248169 | 57397 | 2020
52107 | Y | . | Kern River Eastridge Cogen | Chevron USA Inc | 54713 | CA | PACC | WECC |  | 211 | 7 | Industrial NAICS Cogen | GT | NG | NG |  |  | mcf | 262202 | 222602 | 255377 | 244118 | 245185 | 218444 | 228457 | 238845 | 189497 | 218606 | 241862 | 242130 | 88950 | 74849 | 85143 | 80658 | 80873 | 70661 | 76860 | 81363 | 61249 | 71208 | 83170 | 81562 | 1.046 | 1.045 | 1.048 | 1.045 | 1.037 | 1.043 | 1.025 | 1.029 | 1.035 | 1.033 | 1.044 | 1.049 | 274263 | 232619 | 267635 | 255103 | 254257 | 227837 | 234168 | 245772 | 196129 | 225820 | 252504 | 253994 | 93042 | 78217 | 89230 | 84288 | 83865 | 73699 | 78782 | 83723 | 63393 | 73558 | 86830 | 85559 | 23093 | 19375 | 22121 | 20889 | 20753 | 18230 | 19492 | 20724 | 15630 | 18139 | 21530 | 21185 | 2807325 | 936546 | 2920101 | 974186 | 241161 | 2020
52109 | Y | . | Richmond Cogen | Chevron Products Company-Richmond | 49732 | CA | PACC | WECC |  | 32411 | 7 | Industrial NAICS Cogen | CA | NG | NG |  |  | mcf | 0 | 0 | 0 | 0 | 0 | 0 | 0 | 0 | 0 | 0 | 0 | 0 | 0 | 0 | 0 | 0 | 0 | 0 | 0 | 0 | 0 | 0 | 0 | 0 | 0 | 0 | 0 | 0 | 0 | 0 | 0 | 0 | 0 | 0 | 0 | 0 | 0 | 0 | 0 | 0 | 0 | 0 | 0 | 0 | 0 | 0 | 0 | 0 | 0 | 0 | 0 | 0 | 0 | 0 | 0 | 0 | 0 | 0 | 0 | 0 | 9058.741 | 8957.456 | 6133.036 | 6848.66 | 9272.025 | 9135.835 | 10588.475 | 10459.333 | 9392.943 | 6162.862 | 5800.003 | 10134.193 | 0 | 0 | 0 | 0 | 101943.56 | 2020
52109 | Y | . | Richmond Cogen | Chevron Products Company-Richmond | 49732 | CA | PACC | WECC |  | 32411 | 7 | Industrial NAICS Cogen | CA | OG | OOG |  |  | mcf | 188116 | 223663 | 135056 | 168329 | 252535 | 267547 | 290814 | 280363 | 274295 | 193394 | 163568 | 251639 | 8913 | 10902 | 6966 | 7908 | 12127 | 13171 | 15854 | 15180 | 13782 | 6286 | 5131 | 12974 | 1 | 1 | 0.97 | 0.97 | 0.96 | 0.98 | 0.97 | 0.97 | 0.98 | 0.97 | 0.94 | 1.06 | 188116 | 223663 | 131004 | 163279 | 242434 | 262196 | 282090 | 271952 | 268809 | 187592 | 153754 | 266737 | 8913 | 10902 | 6757 | 7671 | 11642 | 12908 | 15378 | 14725 | 13506 | 6097 | 4823 | 13752 | 2079.259 | 2544.544 | 1572.964 | 1787.34 | 2716.975 | 3013.165 | 3591.525 | 3438.667 | 3153.057 | 1419.138 | 1121.997 | 3210.807 | 2689319 | 129194 | 2641626 | 127074 | 29649.438 | 2020
52109 | Y | . | Richmond Cogen | Chevron Products Company-Richmond | 49732 | CA | PACC | WECC |  | 32411 | 7 | Industrial NAICS Cogen | CT | NG | NG |  |  | mcf | 788046 | 757069 | 491144 | 595854 | 795515 | 771817 | 807429 | 795377 | 769982 | 775860 | 756961 | 809516 | 339495 | 325137 | 214863 | 251754 | 337248 | 327033 | 344956 | 334338 | 318490 | 308178 | 300232 | 341141 | 1.04 | 1.04 | 1.04 | 1.05 | 1.04 | 1.03 | 1.03 | 1.04 | 1.04 | 1.05 | 1.05 | 1.04 | 819568 | 787352 | 510790 | 625647 | 827336 | 794972 | 831652 | 827192 | 800781 | 814653 | 794809 | 841897 | 353075 | 338142 | 223458 | 264342 | 350738 | 336844 | 355305 | 347711 | 331230 | 323587 | 315244 | 354787 | 72565 | 69241 | 45100 | 54008 | 71805 | 68722 | 71561 | 69909 | 67149 | 68546 | 66989 | 71892 | 8914570 | 3742865 | 9276649 | 3894463 | 797487 | 2020
52109 | Y | . | Richmond Cogen | Chevron Products Company-Richmond | 49732 | CA | PACC | WECC |  | 32411 | 7 | Industrial NAICS Cogen | CT | OG | OOG |  |  | mcf | 0 | 0 | 0 | 0 | 0 | 0 | 0 | 0 | 0 | 0 | 0 | 0 | 0 | 0 | 0 | 0 | 0 | 0 | 0 | 0 | 0 | 0 | 0 | 0 | 0 | 0 | 0 | 0 | 0 | 0 | 0 | 0 | 0 | 0 | 0 | 0 | 0 | 0 | 0 | 0 | 0 | 0 | 0 | 0 | 0 | 0 | 0 | 0 | 0 | 0 | 0 | 0 | 0 | 0 | 0 | 0 | 0 | 0 | 0 | 0 | 0 | 0 | 0 | 0 | 0 | 0 | 0 | 0 | 0 | 0 | 0 | 0 | 0 | 0 | 0 | 0 | 0 | 2020
52109 | Y | . | Richmond Cogen | Chevron Products Company-Richmond | 49732 | CA | PACC | WECC |  | 32411 | 7 | Industrial NAICS Cogen | ST | WH | OTH |  |  |  | 0 | 0 | 0 | 0 | 0 | 0 | 0 | 0 | 0 | 0 | 0 | 0 | 0 | 0 | 0 | 0 | 0 | 0 | 0 | 0 | 0 | 0 | 0 | 0 | 0 | 0 | 0 | 0 | 0 | 0 | 0 | 0 | 0 | 0 | 0 | 0 | 0 | 0 | 0 | 0 | 0 | 0 | 0 | 0 | 0 | 0 | 0 | 0 | 0 | 0 | 0 | 0 | 0 | 0 | 0 | 0 | 0 | 0 | 0 | 0 | 0 | 0 | 0 | 0 | 0 | 0 | 0 | 0 | 0 | 0 | 0 | 0 | 0 | 0 | 0 | 0 | 0 | 2020
52142 | N | . | Mojave 3/4/5 | Terra-Gen Operating Co-Wind | 2770 | CA | PACC | WECC |  | 22 | 2 | NAICS-22 Non-Cogen | WT | WND | WND |  |  |  | 0 | 0 | 0 | 0 | 0 | 0 | 0 | 0 | 0 | 0 | 0 | 0 | 0 | 0 | 0 | 0 | 0 | 0 | 0 | 0 | 0 | 0 | 0 | 0 | 0 | 0 | 0 | 0 | 0 | 0 | 0 | 0 | 0 | 0 | 0 | 0 | 72396 | 74211 | 107579 | 145041 | 147997 | 164129 | 161148 | 137295 | 76007 | 82812 | 63373 | 62233 | 72396 | 74211 | 107579 | 145041 | 147997 | 164129 | 161148 | 137295 | 76007 | 82812 | 63373 | 62233 | 8264.419 | 8471.59 | 12280.74 | 16557.138 | 16894.658 | 18736.194 | 18395.865 | 15672.902 | 8676.573 | 9453.375 | 7234.334 | 7104.212 | 0 | 0 | 1294221 | 1294221 | 147742 | 2020
52147 | Y | . | C P Kelco San Diego Plant | CPKelco U S Inc | 3221 | CA | PACC | WECC |  | 311 | 7 | Industrial NAICS Cogen | GT | NG | NG |  |  | mcf | 85224 | 79026 | 84259 | 90006 | 121009 | 129126 | 111727 | 89052 | 94596 | 83044 | 81559 | 85329 | 37024 | 34500 | 37689 | 39536 | 53577 | 54918 | 48336 | 40147 | 42620 | 37188 | 36087 | 37537 | 1.021 | 1.019 | 1.01 | 1.01 | 1.01 | 1.01 | 1.01 | 1.01 | 1.01 | 1.01 | 1.01 | 1.01 | 87014 | 80527 | 85102 | 90906 | 122219 | 130417 | 112844 | 89943 | 95542 | 83874 | 82375 | 86182 | 37802 | 35155 | 38066 | 39931 | 54113 | 55467 | 48819 | 40548 | 43046 | 37560 | 36448 | 37912 | 6801 | 6324 | 6848 | 7183 | 9735 | 9978 | 8783 | 7294 | 7744 | 6757 | 6556 | 6820 | 1133957 | 499159 | 1146945 | 504867 | 90823 | 2020
52158 | N | . | Aidlin Geothermal Power Plant | Geysers Power Co LLC | 7160 | CA | PACC | WECC |  | 22 | 2 | NAICS-22 Non-Cogen | ST | GEO | GEO |  |  |  | 0 | 0 | 0 | 0 | 0 | 0 | 0 | 0 | 0 | 0 | 0 | 0 | 0 | 0 | 0 | 0 | 0 | 0 | 0 | 0 | 0 | 0 | 0 | 0 | 0 | 0 | 0 | 0 | 0 | 0 | 0 | 0 | 0 | 0 | 0 | 0 | 60796 | 66640 | 84551 | 81249 | 80495 | 74973 | 81030 | 81307 | 76317 | 73309 | 80667 | 78983 | 60796 | 66640 | 84551 | 81249 | 80495 | 74973 | 81030 | 81307 | 76317 | 73309 | 80667 | 78983 | 6940.19 | 7607.324 | 9651.97 | 9275.028 | 9188.969 | 8558.578 | 9249.96 | 9281.564 | 8711.994 | 8368.604 | 9208.547 | 9016.272 | 0 | 0 | 920317 | 920317 | 105059 | 2020
52160 | N | . | Victory Garden Phase IV LLC | Terra-Gen Operating Co-Wind | 2770 | CA | PACC | WECC |  | 22 | 2 | NAICS-22 Non-Cogen | WT | WND | WND |  |  |  | 0 | . | . | . | . | . | . | . | . | . | . | . | 0 | . | . | . | . | . | . | . | . | . | . | . | 0 | . | . | . | . | . | . | . | . | . | . | . | 16171 | . | . | . | . | . | . | . | . | . | . | . | 16171 | . | . | . | . | . | . | . | . | . | . | . | 1846 | . | . | . | . | . | . | . | . | . | . | . | 0 | 0 | 16171 | 16171 | 1846 | 2020
52169 | Y | . | Midway Sunset Cogen | Midway-Sunset Cogeneration Co | 12687 | CA | PACC | WECC |  | 22 | 3 | NAICS-22 Cogen | GT | NG | NG |  |  | mcf | 707657 | 670784 | 797636 | 717185 | 716695 | 735393 | 789030 | 822483 | 774498 | 155164 | 61416 | 54418 | 261136 | 248182 | 290550 | 260121 | 262084 | 266231 | 284453 | 293796 | 279724 | 57356 | 23893 | 19928 | 1.046 | 1.046 | 1.046 | 1.045 | 1.038 | 1.028 | 1.025 | 1.029 | 1.036 | 1.033 | 1.043 | 1.05 | 740209 | 701640 | 834327 | 749458 | 743929 | 755984 | 808756 | 846335 | 802380 | 160284 | 64057 | 57139 | 273148 | 259598 | 303915 | 271826 | 272043 | 273685 | 291564 | 302316 | 289794 | 59249 | 24920 | 20924 | 62441 | 59552 | 69795 | 62338 | 62413 | 62738 | 66861 | 69319 | 66516 | 13255 | 5447 | 4834 | 7002359 | 2547454 | 7264498 | 2642982 | 605509 | 2020
52186 | Y | . | Yuba City Cogen Partners | Wellhead Services, Inc | 20323 | CA | PACC | WECC |  | 22 | 3 | NAICS-22 Cogen | GT | NG | NG |  |  | mcf | 20049 | 17736 | 19697 | 13923 | 13091 | 18417 | 25764 | 32019 | 27895 | 28977 | 23152 | 25667 | 15283 | 13521 | 15015 | 10614 | 9979 | 14039 | 19640 | 24407 | 21264 | 22089 | 17649 | 19567 | 0.999 | 0.999 | 0.999 | 0.999 | 0.999 | 0.999 | 0.999 | 0.999 | 0.999 | 0.999 | 0.999 | 0.999 | 20029 | 17718 | 19677 | 13909 | 13078 | 18399 | 25738 | 31987 | 27867 | 28948 | 23129 | 25641 | 15268 | 13507 | 15000 | 10603 | 9969 | 14025 | 19620 | 24383 | 21243 | 22067 | 17631 | 19547 | 1879.555 | 1662.766 | 1846.611 | 1305.317 | 1227.294 | 1726.639 | 2415.398 | 3001.768 | 2615.167 | 2716.605 | 2170.533 | 2406.347 | 266387 | 203067 | 266120 | 202863 | 24974 | 2020
54017 | N | . | San Gabriel Hydro Project | Los Angeles County-San Gabriel | 11295 | CA | PACC | WECC |  | 22 | 2 | NAICS-22 Non-Cogen | HY | WAT | HYC |  |  |  | 0 | 0 | 0 | 0 | 0 | 0 | 0 | 0 | 0 | 0 | 0 | 0 | 0 | 0 | 0 | 0 | 0 | 0 | 0 | 0 | 0 | 0 | 0 | 0 | 0 | 0 | 0 | 0 | 0 | 0 | 0 | 0 | 0 | 0 | 0 | 0 | 9058 | 6758 | 7154 | 10501 | 14383 | 13439 | 14209 | 14318 | 9972 | 8201 | 6202 | 5109 | 9058 | 6758 | 7154 | 10501 | 14383 | 13439 | 14209 | 14318 | 9972 | 8201 | 6202 | 5109 | 1033.979 | 771.407 | 816.676 | 1198.798 | 1641.895 | 1534.129 | 1622.009 | 1634.424 | 1138.316 | 936.133 | 708.014 | 583.22 | 0 | 0 | 119304 | 119304 | 13619 | 2020
54038 | N | . | Geo East Mesa II | Ormat Nevada Inc | 34691 | CA | PACC | WECC |  | 22 | 2 | NAICS-22 Non-Cogen | ST | GEO | GEO |  |  |  | 0 | 0 | 0 | 0 | 0 | 0 | 0 | 0 | 0 | 0 | 0 | 0 | 0 | 0 | 0 | 0 | 0 | 0 | 0 | 0 | 0 | 0 | 0 | 0 | 0 | 0 | 0 | 0 | 0 | 0 | 0 | 0 | 0 | 0 | 0 | 0 | 0 | 0 | 0 | 0 | 0 | 0 | 0 | 0 | 0 | 0 | 0 | 0 | 0 | 0 | 0 | 0 | 0 | 0 | 0 | 0 | 0 | 0 | 0 | 0 | 0 | 0 | 0 | 0 | 0 | 0 | 0 | 0 | 0 | 0 | 0 | 0 | 0 | 0 | 0 | 0 | 0 | 2020
54111 | N | . | Second Imperial Geothermal | ORCAL Geothermal, Inc | 49748 | CA | PACC | WECC |  | 22 | 2 | NAICS-22 Non-Cogen | BT | GEO | GEO |  |  |  | 0 | 0 | 0 | 0 | 0 | 0 | 0 | 0 | 0 | 0 | 0 | 0 | 0 | 0 | 0 | 0 | 0 | 0 | 0 | 0 | 0 | 0 | 0 | 0 | 0 | 0 | 0 | 0 | 0 | 0 | 0 | 0 | 0 | 0 | 0 | 0 | 118756 | 130172 | 165158 | 158708 | 157236 | 146449 | 158279 | 158820 | 149074 | 143198 | 157571 | 154281 | 118756 | 130172 | 165158 | 158708 | 157236 | 146449 | 158279 | 158820 | 149074 | 143198 | 157571 | 154281 | 13556.621 | 14859.766 | 18853.676 | 18117.377 | 17949.273 | 16717.898 | 18068.41 | 18130.143 | 17017.574 | 16346.812 | 17987.515 | 17611.935 | 0 | 0 | 1797702 | 1797702 | 205217 | 2020
54238 | Y | . | Stockton Biomass | DTE Stockton LLC | 56652 | CA | PACC | WECC |  | 22 | 3 | NAICS-22 Cogen | ST | BIT | COL |  |  | short tons | 0 | 0 | 0 | 0 | 0 | 0 | 0 | 0 | 0 | 0 | 0 | 0 | 0 | 0 | 0 | 0 | 0 | 0 | 0 | 0 | 0 | 0 | 0 | 0 | 0 | 0 | 0 | 0 | 0 | 0 | 0 | 0 | 0 | 0 | 0 | 0 | 0 | 0 | 0 | 0 | 0 | 0 | 0 | 0 | 0 | 0 | 0 | 0 | 0 | 0 | 0 | 0 | 0 | 0 | 0 | 0 | 0 | 0 | 0 | 0 | 0 | 0 | 0 | 0 | 0 | 0 | 0 | 0 | 0 | 0 | 0 | 0 | 0 | 0 | 0 | 0 | 0 | 2020
54238 | Y | . | Stockton Biomass | DTE Stockton LLC | 56652 | CA | PACC | WECC |  | 22 | 3 | NAICS-22 Cogen | ST | DFO | DFO |  |  | barrels | 0 | 0 | 0 | 0 | 0 | 0 | 0 | 0 | 0 | 0 | 0 | 0 | 0 | 0 | 0 | 0 | 0 | 0 | 0 | 0 | 0 | 0 | 0 | 0 | 0 | 0 | 0 | 0 | 0 | 0 | 0 | 0 | 0 | 0 | 0 | 0 | 0 | 0 | 0 | 0 | 0 | 0 | 0 | 0 | 0 | 0 | 0 | 0 | 0 | 0 | 0 | 0 | 0 | 0 | 0 | 0 | 0 | 0 | 0 | 0 | 0 | 0 | 0 | 0 | 0 | 0 | 0 | 0 | 0 | 0 | 0 | 0 | 0 | 0 | 0 | 0 | 0 | 2020
54238 | Y | . | Stockton Biomass | DTE Stockton LLC | 56652 | CA | PACC | WECC |  | 22 | 3 | NAICS-22 Cogen | ST | NG | NG |  |  | mcf | 5103 | 22023 | 7713 | 5895 | 46674 | 93 | 97 | 89 | 2186 | 19396 | 102 | 113 | 2699 | 10131 | 4250 | 3052 | 21387 | 49 | 51 | 44 | 1137 | 9982 | 52 | 58 | 1.043 | 1.042 | 1.042 | 1.04 | 1.04 | 1.034 | 1.032 | 1.036 | 1.039 | 1.045 | 1.046 | 1.043 | 5322 | 22948 | 8037 | 6131 | 48541 | 96 | 100 | 92 | 2271 | 20269 | 107 | 118 | 2815 | 10556 | 4428 | 3174 | 22242 | 51 | 53 | 46 | 1181 | 10431 | 54 | 61 | 339.985 | 1275.344 | 535.184 | 383.627 | 2693.642 | 6.243 | 6.463 | 5.621 | 142.866 | 1232.797 | 6.58 | 7.32 | 109484 | 52892 | 114032 | 55092 | 6635.672 | 2020
54238 | Y | . | Stockton Biomass | DTE Stockton LLC | 56652 | CA | PACC | WECC |  | 22 | 3 | NAICS-22 Cogen | ST | PC | PC |  |  | short tons | 0 | 0 | 0 | 0 | 0 | 0 | 0 | 0 | 0 | 0 | 0 | 0 | 0 | 0 | 0 | 0 | 0 | 0 | 0 | 0 | 0 | 0 | 0 | 0 | 0 | 0 | 0 | 0 | 0 | 0 | 0 | 0 | 0 | 0 | 0 | 0 | 0 | 0 | 0 | 0 | 0 | 0 | 0 | 0 | 0 | 0 | 0 | 0 | 0 | 0 | 0 | 0 | 0 | 0 | 0 | 0 | 0 | 0 | 0 | 0 | 0 | 0 | 0 | 0 | 0 | 0 | 0 | 0 | 0 | 0 | 0 | 0 | 0 | 0 | 0 | 0 | 0 | 2020
54238 | Y | . | Stockton Biomass | DTE Stockton LLC | 56652 | CA | PACC | WECC |  | 22 | 3 | NAICS-22 Cogen | ST | WDS | WWW |  |  | short tons | 33334 | 31368 | 31488 | 32543 | 21437 | 31909 | 33217 | 32602 | 32365 | 24986 | 32549 | 33542 | 17629 | 14429 | 17349 | 16849 | 9823 | 17088 | 17697 | 16229 | 16824 | 12859 | 16614 | 17263 | 15.8 | 16 | 16 | 16 | 16 | 16 | 16 | 16.4 | 16.2 | 16.4 | 16.5 | 16.4 | 526677 | 501888 | 503808 | 520688 | 342992 | 510544 | 531472 | 534673 | 524313 | 409770 | 537059 | 550089 | 278543 | 230866 | 277589 | 269577 | 157160 | 273413 | 283150 | 266160 | 272547 | 210884 | 274131 | 283120 | 33643.015 | 27892.656 | 33548.816 | 32581.373 | 19033.358 | 33146.757 | 34315.537 | 32596.379 | 32980.134 | 24923.203 | 33122.42 | 34166.68 | 371340 | 190653 | 5993973 | 3077140 | 371950.33 | 2020
54261 | N | . | Warm Springs Hydro Project | Sonoma County Water Agency | 21944 | CA | PACC | WECC |  | 22 | 2 | NAICS-22 Non-Cogen | HY | WAT | HYC |  |  |  | 0 | 0 | 0 | 0 | 0 | 0 | 0 | 0 | 0 | 0 | 0 | 0 | 0 | 0 | 0 | 0 | 0 | 0 | 0 | 0 | 0 | 0 | 0 | 0 | 0 | 0 | 0 | 0 | 0 | 0 | 0 | 0 | 0 | 0 | 0 | 0 | 0 | 0 | 0 | 0 | 0 | 0 | 0 | 0 | 0 | 0 | 0 | 0 | 0 | 0 | 0 | 0 | 0 | 0 | 0 | 0 | 0 | 0 | 0 | 0 | 0 | 0 | 0 | 0 | 0 | 0 | 0 | 0 | 0 | 0 | 0 | 0 | 0 | 0 | 0 | 0 | 0 | 2020
54296 | Y | . | Biola University Hybrid | Biola University | 1752 | CA | PACC | WECC |  | 611 | 5 | Commercial NAICS Cogen | BA | MWH | OTH |  |  | megawatthours | 1 | 3 | 0 | 2 | 1 | 3 | 2 | 7 | 1 | 3 | 4 | 1 | 1 | 3 | 0 | 2 | 1 | 3 | 2 | 7 | 1 | 3 | 4 | 1 | 0 | 0 | 0 | 0 | 0 | 0 | 0 | 0 | 0 | 0 | 0 | 0 | 0 | 0 | 0 | 0 | 0 | 0 | 0 | 0 | 0 | 0 | 0 | 0 | 0 | 0 | 0 | 0 | 0 | 0 | 0 | 0 | 0 | 0 | 0 | 0 | 0 | -1 | 0 | 0 | 0 | 0 | 0 | -1 | 0 | 0 | -1 | 0 | 28 | 28 | 0 | 0 | -3 | 2020
54296 | Y | . | Biola University Hybrid | Biola University | 1752 | CA | PACC | WECC |  | 611 | 5 | Commercial NAICS Cogen | IC | NG | NG |  |  | mcf | 11045 | 11123 | 9672 | 7788 | 8280 | 8847 | 10057 | 11727 | 12000 | 10775 | 6018 | 5655 | 4160 | 4159 | 3612 | 2939 | 3137 | 3376 | 3872 | 4514 | 4630 | 4120 | 2288 | 2171 | 1.04 | 1.038 | 1.038 | 1.04 | 1.037 | 1.028 | 1.021 | 1.02 | 1.023 | 1.027 | 1.026 | 1.033 | 11487 | 11546 | 10040 | 8100 | 8586 | 9095 | 10268 | 11962 | 12276 | 11066 | 6174 | 5842 | 4326 | 4317 | 3749 | 3057 | 3253 | 3471 | 3953 | 4604 | 4736 | 4231 | 2347 | 2243 | 951 | 949 | 824 | 672 | 715 | 763 | 869 | 1012 | 1041 | 930 | 516 | 493 | 112987 | 42978 | 116442 | 44287 | 9735 | 2020
54298 | N | . | Coram Energy LLC (ECT) | Brookfield Renewable Trading and Marketing LP | 63235 | CA | PACC | WECC |  | 22 | 2 | NAICS-22 Non-Cogen | WT | WND | WND |  |  |  | 0 | 0 | 0 | 0 | 0 | 0 | 0 | 0 | 0 | 0 | 0 | 0 | 0 | 0 | 0 | 0 | 0 | 0 | 0 | 0 | 0 | 0 | 0 | 0 | 0 | 0 | 0 | 0 | 0 | 0 | 0 | 0 | 0 | 0 | 0 | 0 | 13579 | 13920 | 20179 | 27205 | 27760 | 30786 | 30227 | 25752 | 14257 | 15533 | 11887 | 11673 | 13579 | 13920 | 20179 | 27205 | 27760 | 30786 | 30227 | 25752 | 14257 | 15533 | 11887 | 11673 | 1550.157 | 1589.018 | 2303.501 | 3105.626 | 3168.935 | 3514.352 | 3450.517 | 2939.77 | 1627.467 | 1773.172 | 1356.946 | 1332.539 | 0 | 0 | 242758 | 242758 | 27712 | 2020
54299 | N | . | Coram Energy LLC | Brookfield Renewable Trading and Marketing LP | 63235 | CA | PACC | WECC |  | 22 | 2 | NAICS-22 Non-Cogen | WT | WND | WND |  |  |  | 0 | 0 | 0 | 0 | 0 | 0 | 0 | 0 | 0 | 0 | 0 | 0 | 0 | 0 | 0 | 0 | 0 | 0 | 0 | 0 | 0 | 0 | 0 | 0 | 0 | 0 | 0 | 0 | 0 | 0 | 0 | 0 | 0 | 0 | 0 | 0 | 4765 | 4885 | 7081 | 9547 | 9742 | 10804 | 10607 | 9037 | 5003 | 5451 | 4171 | 4096 | 4765 | 4885 | 7081 | 9547 | 9742 | 10804 | 10607 | 9037 | 5003 | 5451 | 4171 | 4096 | 544 | 557.636 | 808.37 | 1089.86 | 1112.077 | 1233.295 | 1210.893 | 1031.656 | 571.129 | 622.261 | 476.194 | 467.629 | 0 | 0 | 85189 | 85189 | 9725 | 2020
54300 | N | . | CTV Power Purchase Contract Trust | Brookfield Renewable Trading and Marketing LP | 63235 | CA | PACC | WECC |  | 22 | 2 | NAICS-22 Non-Cogen | WT | WND | WND |  |  |  | 0 | 0 | 0 | 0 | 0 | 0 | 0 | 0 | 0 | 0 | 0 | 0 | 0 | 0 | 0 | 0 | 0 | 0 | 0 | 0 | 0 | 0 | 0 | 0 | 0 | 0 | 0 | 0 | 0 | 0 | 0 | 0 | 0 | 0 | 0 | 0 | 5880 | 6027 | 8737 | 11780 | 12020 | 13330 | 13088 | 11151 | 6173 | 6726 | 5147 | 5054 | 5880 | 6027 | 8737 | 11780 | 12020 | 13330 | 13088 | 11151 | 6173 | 6726 | 5147 | 5054 | 671.202 | 688.028 | 997.391 | 1344.703 | 1372.115 | 1521.677 | 1494.037 | 1272.889 | 704.676 | 767.764 | 587.543 | 576.975 | 0 | 0 | 105113 | 105113 | 11999 | 2020
54308 | N | . | Three Forks Water Power Project | Grizzly Mountain Ranch | 54722 | CA | PACC | WECC |  | 22 | 2 | NAICS-22 Non-Cogen | HY | WAT | HYC |  |  |  | 0 | 0 | 0 | 0 | 0 | 0 | 0 | 0 | 0 | 0 | 0 | 0 | 0 | 0 | 0 | 0 | 0 | 0 | 0 | 0 | 0 | 0 | 0 | 0 | 0 | 0 | 0 | 0 | 0 | 0 | 0 | 0 | 0 | 0 | 0 | 0 | 2689 | 2006 | 2124 | 3118 | 4270 | 3990 | 4218 | 4250 | 2960 | 2434 | 1841 | 1517 | 2689 | 2006 | 2124 | 3118 | 4270 | 3990 | 4218 | 4250 | 2960 | 2434 | 1841 | 1517 | 306.951 | 229.003 | 242.442 | 355.881 | 487.421 | 455.429 | 481.517 | 485.203 | 337.926 | 277.905 | 210.184 | 173.138 | 0 | 0 | 35417 | 35417 | 4043 | 2020
54410 | Y | . | Western Power & Steam Inc | Western Power and Steam II LLC | 63997 | CA | PACC | WECC |  | 211 | 7 | Industrial NAICS Cogen | GT | NG | NG |  |  | mcf | 160420 | 130685 | 156967 | 116934 | 159087 | 143326 | 146634 | 162698 | 140637 | 153052 | 79969 | 106537 | 112886 | 93596 | 111422 | 84163 | 113152 | 101741 | 104091 | 115014 | 100856 | 106787 | 53286 | 68630 | 1.046 | 1.046 | 1.047 | 1.045 | 1.038 | 1.028 | 1.024 | 1.029 | 1.036 | 1.033 | 1.044 | 1.049 | 167799 | 136697 | 164344 | 122196 | 165132 | 147339 | 150153 | 167416 | 145700 | 158103 | 83488 | 111757 | 118079 | 97901 | 116659 | 87950 | 117452 | 104590 | 106589 | 118349 | 104487 | 110311 | 55631 | 71993 | 14416 | 11964 | 14245 | 10735 | 14313 | 12731 | 12972 | 14403 | 12708 | 13416 | 6684 | 8710 | 1656946 | 1165624 | 1720124 | 1209991 | 147297 | 2020
54447 | Y | . | Welport Lease Project | Sentinel Peak Resources California, LLC | 60637 | CA | PACC | WECC |  | 211 | 7 | Industrial NAICS Cogen | GT | NG | NG |  |  | mcf | 41371 | 36601 | 40648 | 28733 | 27015 | 38007 | 53168 | 66075 | 57565 | 59798 | 47778 | 52969 | 18829 | 16658 | 18500 | 13077 | 12295 | 17298 | 24198 | 30072 | 26199 | 27215 | 21745 | 24107 | 1.031 | 1.031 | 1.031 | 1.031 | 1.031 | 1.031 | 1.031 | 1.031 | 1.031 | 1.031 | 1.031 | 1.031 | 42654 | 37736 | 41908 | 29624 | 27852 | 39185 | 54816 | 68123 | 59350 | 61652 | 49259 | 54611 | 19413 | 17174 | 19073 | 13482 | 12676 | 17834 | 24948 | 31004 | 27011 | 28059 | 22419 | 24854 | 2693.948 | 2383.227 | 2646.73 | 1870.898 | 1759.068 | 2474.776 | 3461.968 | 4302.406 | 3748.294 | 3893.685 | 3111.005 | 3448.995 | 549728 | 250193 | 566770 | 257947 | 35795 | 2020
54449 | Y | . | Dome Project | Sentinel Peak Resources California, LLC | 60637 | CA | PACC | WECC |  | 211 | 7 | Industrial NAICS Cogen | GT | NG | NG |  |  | mcf | 81747 | 72319 | 80315 | 56772 | 53379 | 75097 | 105053 | 130556 | 113742 | 118154 | 94403 | 104660 | 28158 | 24911 | 27665 | 19556 | 18387 | 25868 | 36186 | 44971 | 39180 | 40699 | 32518 | 36051 | 1.036 | 1.036 | 1.036 | 1.036 | 1.036 | 1.036 | 1.036 | 1.036 | 1.036 | 1.036 | 1.036 | 1.036 | 84690 | 74922 | 83206 | 58816 | 55301 | 77800 | 108835 | 135256 | 117837 | 122408 | 97802 | 108428 | 29172 | 25808 | 28661 | 20260 | 19049 | 26799 | 37489 | 46590 | 40590 | 42164 | 33689 | 37349 | 3680.688 | 3256.156 | 3616.175 | 2556.171 | 2403.38 | 3381.237 | 4730.018 | 5878.292 | 5121.22 | 5319.865 | 4250.504 | 4712.294 | 1086197 | 374150 | 1125301 | 387620 | 48906 | 2020
54451 | Y | . | Los Angeles Refinery Wilmington | Phillips 66 - Los Angeles | 38215 | CA | PACC | WECC |  | 324 | 7 | Industrial NAICS Cogen | GT | NG | NG |  |  | mcf | 187492 | 0 | 164377 | 94855 | 179928 | 188547 | 252081 | 179332 | 138898 | 161292 | 195434 | 212884 | 62738 | 0 | 72253 | 42434 | 70343 | 70145 | 93323 | 65128 | 51956 | 59889 | 71884 | 79829 | 1.039 | 0 | 1.037 | 1.038 | 1.032 | 1.024 | 1.022 | 1.023 | 1.029 | 1.035 | 1.03 | 1.036 | 194804 | 0 | 170459 | 98459 | 185686 | 193072 | 257627 | 183457 | 142926 | 166937 | 201297 | 220548 | 65185 | 0 | 74926 | 44046 | 72594 | 71828 | 95376 | 66626 | 53463 | 61985 | 74041 | 82703 | 13890.786 | 0 | 15966.767 | 9386.165 | 15469.789 | 15306.313 | 20324.379 | 14198.055 | 11392.771 | 13208.747 | 15777.753 | 17623.68 | 1955120 | 739922 | 2015272 | 762773 | 162545.21 | 2020
54451 | Y | . | Los Angeles Refinery Wilmington | Phillips 66 - Los Angeles | 38215 | CA | PACC | WECC |  | 324 | 7 | Industrial NAICS Cogen | GT | OG | OOG |  |  | mcf | 21269 | 0 | 179615 | 195173 | 167718 | 145965 | 117310 | 201209 | 213139 | 209736 | 180627 | 171226 | 7117 | 0 | 78951 | 87311 | 65569 | 54303 | 43429 | 73073 | 79727 | 77876 | 66438 | 64208 | 1.036 | 0 | 1.001 | 1.297 | 1.098 | 1.18 | 1.255 | 1.278 | 1.313 | 1.311 | 1.245 | 1.246 | 22035 | 0 | 179795 | 253139 | 184154 | 172239 | 147224 | 257145 | 279852 | 274964 | 224881 | 213348 | 7373 | 0 | 79030 | 113242 | 71995 | 64077 | 54504 | 93387 | 104681 | 102095 | 82715 | 80003 | 1571.214 | 0 | 16841.233 | 24131.835 | 15342.211 | 13654.687 | 11614.621 | 19900.945 | 22307.229 | 21756.253 | 17626.247 | 17048.32 | 1802987 | 698002 | 2208776 | 853102 | 181794.8 | 2020
54454 | N | . | San Gorgonio Windplant WPP1993 | FPL Energy Operating Services, Inc. | 49963 | CA | PACC | WECC |  | 22 | 2 | NAICS-22 Non-Cogen | WT | WND | WND |  |  |  | 0 | 0 | 0 | 0 | 0 | 0 | 0 | 0 | 0 | 0 | 0 | 0 | 0 | 0 | 0 | 0 | 0 | 0 | 0 | 0 | 0 | 0 | 0 | 0 | 0 | 0 | 0 | 0 | 0 | 0 | 0 | 0 | 0 | 0 | 0 | 0 | 90336 | 92601 | 134238 | 180982 | 184671 | 204801 | 201081 | 171317 | 94842 | 103333 | 79077 | 77654 | 90336 | 92601 | 134238 | 180982 | 184671 | 204801 | 201081 | 171317 | 94842 | 103333 | 79077 | 77654 | 10312.369 | 10570.881 | 15323.951 | 20660.057 | 21081.216 | 23379.09 | 22954.427 | 19556.704 | 10826.66 | 11795.956 | 9027.028 | 8864.661 | 0 | 0 | 1614933 | 1614933 | 184353 | 2020
54477 | Y | . | Oroville Cogeneration LP | Oroville Cogeneration LP | 14173 | CA | PACC | WECC |  | 324 | 7 | Industrial NAICS Cogen | IC | NG | NG |  |  | mcf | 140 | 125 | 138 | 98 | 92 | 129 | 181 | 225 | 196 | 203 | 163 | 180 | 51 | 46 | 50 | 36 | 34 | 48 | 66 | 83 | 72 | 75 | 60 | 66 | 1.03 | 1.03 | 1.03 | 1.03 | 1.03 | 1.03 | 1.03 | 1.03 | 1.03 | 1.03 | 1.03 | 1.03 | 144 | 129 | 142 | 101 | 95 | 133 | 186 | 232 | 202 | 209 | 168 | 185 | 53 | 47 | 52 | 37 | 35 | 49 | 68 | 85 | 74 | 77 | 62 | 68 | 10.461 | 9.255 | 10.278 | 7.265 | 6.831 | 9.61 | 13.444 | 16.707 | 14.555 | 15.12 | 12.081 | 13.393 | 1870 | 687 | 1926 | 707 | 139 | 2020
54517 | N | . | Sierra Pacific Sonora | Sierra Pacific Industries Inc | 17164 | CA | PACC | WECC |  | 321 | 6 | Industrial NAICS Non-Cogen | ST | DFO | DFO |  |  | barrels | 0 | 0 | 0 | 0 | 0 | 0 | 0 | 0 | 0 | 0 | 0 | 1 | 0 | 0 | 0 | 0 | 0 | 0 | 0 | 0 | 0 | 0 | 0 | 1 | 0 | 0 | 0 | 0 | 0 | 0 | 0 | 0 | 0 | 0 | 0 | 5.8 | 0 | 0 | 0 | 0 | 0 | 0 | 0 | 0 | 0 | 0 | 0 | 6 | 0 | 0 | 0 | 0 | 0 | 0 | 0 | 0 | 0 | 0 | 0 | 6 | 0 | 0 | 0 | 0 | 0 | 0 | 0 | 0 | 0 | 0 | 0 | 0.156 | 1 | 1 | 6 | 6 | 0.156 | 2020
54517 | N | . | Sierra Pacific Sonora | Sierra Pacific Industries Inc | 17164 | CA | PACC | WECC |  | 321 | 6 | Industrial NAICS Non-Cogen | ST | WDS | WWW |  |  | short tons | 7125 | 6586 | 6989 | 5568 | 6248 | 6940 | 6989 | 7785 | 6917 | 6410 | 5416 | 7119 | 7125 | 6586 | 6989 | 5568 | 6248 | 6940 | 6989 | 7785 | 6917 | 6410 | 5416 | 7119 | 18 | 18 | 18 | 18 | 18 | 18 | 18 | 18 | 18 | 18 | 18 | 18 | 128250 | 118548 | 125802 | 100224 | 112464 | 124920 | 125802 | 140130 | 124506 | 115380 | 97488 | 128142 | 128250 | 118548 | 125802 | 100224 | 112464 | 124920 | 125802 | 140130 | 124506 | 115380 | 97488 | 128142 | 3440.033 | 3179.478 | 3373.602 | 2687.854 | 3015.912 | 3350.064 | 3373.748 | 3757.949 | 3338.999 | 3094.105 | 2614.352 | 3436.748 | 80092 | 80092 | 1441656 | 1441656 | 38662.844 | 2020
54554 | N | . | Spicer Meadow Project | Northern California Power Agny | 40613 | CA | PACC | WECC |  | 22 | 1 | Electric Utility | HY | WAT | HYC |  |  |  | 0 | 0 | 0 | 0 | 0 | 0 | 0 | 0 | 0 | 0 | 0 | 0 | 0 | 0 | 0 | 0 | 0 | 0 | 0 | 0 | 0 | 0 | 0 | 0 | 0 | 0 | 0 | 0 | 0 | 0 | 0 | 0 | 0 | 0 | 0 | 0 | 6564 | 4897 | 5184 | 7610 | 10423 | 9739 | 10296 | 10375 | 7226 | 5943 | 4494 | 3702 | 6564 | 4897 | 5184 | 7610 | 10423 | 9739 | 10296 | 10375 | 7226 | 5943 | 4494 | 3702 | 749.27 | 559 | 591.804 | 868.709 | 1189.799 | 1111.705 | 1175.388 | 1184.385 | 824.88 | 678.368 | 513.062 | 422.63 | 0 | 0 | 86453 | 86453 | 9869 | 2020
54555 | N | . | Collierville Powerhouse | Northern California Power Agny | 40613 | CA | PACC | WECC |  | 22 | 1 | Electric Utility | HY | WAT | HYC |  |  |  | 0 | 0 | 0 | 0 | 0 | 0 | 0 | 0 | 0 | 0 | 0 | 0 | 0 | 0 | 0 | 0 | 0 | 0 | 0 | 0 | 0 | 0 | 0 | 0 | 0 | 0 | 0 | 0 | 0 | 0 | 0 | 0 | 0 | 0 | 0 | 0 | 201830 | 107012 | 146940 | 682211 | 497726 | 174534 | 180798 | 259603 | 138758 | 139047 | 89177 | 56966 | 201830 | 107012 | 146940 | 682211 | 497726 | 174534 | 180798 | 259603 | 138758 | 139047 | 89177 | 56966 | 23040 | 12216 | 16774 | 77878 | 56818 | 19924 | 20639 | 29635 | 15840 | 15873 | 10180 | 6503 | 0 | 0 | 2674602 | 2674602 | 305320 | 2020
54567 | N | . | MM Yolo Power | Yolo County Community Services Department | 61324 | CA | PACC | WECC |  | 22 | 2 | NAICS-22 Non-Cogen | IC | LFG | MLG |  |  | mcf | 50697 | 45604 | 48054 | 44974 | 47775 | 44033 | 49454 | 47217 | 46833 | 45073 | 45377 | 40528 | 50697 | 45604 | 48054 | 44974 | 47775 | 44033 | 49454 | 47217 | 46833 | 45073 | 45377 | 40528 | 0.472 | 0.472 | 0.472 | 0.472 | 0.472 | 0.472 | 0.472 | 0.472 | 0.472 | 0.472 | 0.472 | 0.472 | 23929 | 21525 | 22681 | 21228 | 22550 | 20784 | 23342 | 22286 | 22105 | 21274 | 21418 | 19129 | 23929 | 21525 | 22681 | 21228 | 22550 | 20784 | 23342 | 22286 | 22105 | 21274 | 21418 | 19129 | 1888.27 | 1698.529 | 1789.752 | 1675.045 | 1779.366 | 1640.001 | 1841.915 | 1758.578 | 1744.307 | 1678.734 | 1690.049 | 1509.454 | 555619 | 555619 | 262251 | 262251 | 20694 | 2020
54647 | N | . | TPC Windfarms LLC | Terra-Gen Operating Co-Wind | 2770 | CA | PACC | WECC |  | 22 | 2 | NAICS-22 Non-Cogen | WT | WND | WND |  |  |  | 0 | 0 | 0 | 0 | 0 | 0 | 0 | 0 | 0 | 0 | 0 | 0 | 0 | 0 | 0 | 0 | 0 | 0 | 0 | 0 | 0 | 0 | 0 | 0 | 0 | 0 | 0 | 0 | 0 | 0 | 0 | 0 | 0 | 0 | 0 | 0 | 25433 | 26071 | 37793 | 50954 | 51993 | 57660 | 56613 | 48233 | 26702 | 29092 | 22263 | 21863 | 25433 | 26071 | 37793 | 50954 | 51993 | 57660 | 56613 | 48233 | 26702 | 29092 | 22263 | 21863 | 2903.359 | 2976.14 | 4314.326 | 5816.661 | 5935.235 | 6582.182 | 6462.621 | 5506.022 | 3048.153 | 3321.05 | 2541.482 | 2495.769 | 0 | 0 | 454670 | 454670 | 51903 | 2020
54686 | N | . | Difwind Farms Ltd VI | Terra-Gen Operating Co-Wind | 2770 | CA | PACC | WECC |  | 22 | 2 | NAICS-22 Non-Cogen | WT | WND | WND |  |  |  | 0 | 0 | 0 | 0 | 0 | 0 | 0 | 0 | 0 | 0 | 0 | 0 | 0 | 0 | 0 | 0 | 0 | 0 | 0 | 0 | 0 | 0 | 0 | 0 | 0 | 0 | 0 | 0 | 0 | 0 | 0 | 0 | 0 | 0 | 0 | 0 | 12027 | 12329 | 17872 | 24095 | 24586 | 27266 | 26771 | 22808 | 12627 | 13757 | 10528 | 10339 | 12027 | 12329 | 17872 | 24095 | 24586 | 27266 | 26771 | 22808 | 12627 | 13757 | 10528 | 10339 | 1372.946 | 1407.364 | 2040.168 | 2750.595 | 2806.666 | 3112.596 | 3056.058 | 2603.699 | 1441.417 | 1570.465 | 1201.821 | 1180.205 | 0 | 0 | 215005 | 215005 | 24544 | 2020
54689 | N | . | Heber Geothermal | ORCAL Geothermal, Inc | 49748 | CA | PACC | WECC |  | 22 | 2 | NAICS-22 Non-Cogen | BT | GEO | GEO |  |  |  | 0 | 0 | 0 | 0 | 0 | 0 | 0 | 0 | 0 | 0 | 0 | 0 | 0 | 0 | 0 | 0 | 0 | 0 | 0 | 0 | 0 | 0 | 0 | 0 | 0 | 0 | 0 | 0 | 0 | 0 | 0 | 0 | 0 | 0 | 0 | 0 | 89614 | 98228 | 124629 | 119762 | 118651 | 110511 | 119439 | 119847 | 112492 | 108058 | 118904 | 116421 | 89614 | 98228 | 124629 | 119762 | 118651 | 110511 | 119439 | 119847 | 112492 | 108058 | 118904 | 116421 | 10229.911 | 11213.27 | 14227.099 | 13671.483 | 13544.631 | 12615.428 | 13634.532 | 13681.116 | 12841.565 | 12335.404 | 13573.488 | 13290.073 | 0 | 0 | 1356556 | 1356556 | 154858 | 2020
54689 | N | . | Heber Geothermal | ORCAL Geothermal, Inc | 49748 | CA | PACC | WECC |  | 22 | 2 | NAICS-22 Non-Cogen | ST | GEO | GEO |  |  |  | 0 | 0 | 0 | 0 | 0 | 0 | 0 | 0 | 0 | 0 | 0 | 0 | 0 | 0 | 0 | 0 | 0 | 0 | 0 | 0 | 0 | 0 | 0 | 0 | 0 | 0 | 0 | 0 | 0 | 0 | 0 | 0 | 0 | 0 | 0 | 0 | 102953 | 112850 | 143181 | 137589 | 136312 | 126961 | 137217 | 137686 | 129237 | 124143 | 136603 | 133751 | 102953 | 112850 | 143181 | 137589 | 136312 | 126961 | 137217 | 137686 | 129237 | 124143 | 136603 | 133751 | 11752.655 | 12882.393 | 16344.839 | 15706.518 | 15560.783 | 14493.266 | 15664.067 | 15717.585 | 14753.064 | 14171.56 | 15593.936 | 15268.334 | 0 | 0 | 1558483 | 1558483 | 177909 | 2020
54724 | N | . | Ormesa II | Ormat Nevada Inc | 34691 | CA | PACC | WECC |  | 22 | 2 | NAICS-22 Non-Cogen | BT | GEO | GEO |  |  |  | 0 | 0 | 0 | 0 | 0 | 0 | 0 | 0 | 0 | 0 | 0 | 0 | 0 | 0 | 0 | 0 | 0 | 0 | 0 | 0 | 0 | 0 | 0 | 0 | 0 | 0 | 0 | 0 | 0 | 0 | 0 | 0 | 0 | 0 | 0 | 0 | 0 | 0 | 0 | 0 | 0 | 0 | 0 | 0 | 0 | 0 | 0 | 0 | 0 | 0 | 0 | 0 | 0 | 0 | 0 | 0 | 0 | 0 | 0 | 0 | 0 | 0 | 0 | 0 | 0 | 0 | 0 | 0 | 0 | 0 | 0 | 0 | 0 | 0 | 0 | 0 | 0 | 2020
54724 | N | . | Ormesa II | Ormat Nevada Inc | 34691 | CA | PACC | WECC |  | 22 | 2 | NAICS-22 Non-Cogen | ST | GEO | GEO |  |  |  | 0 | 0 | 0 | 0 | 0 | 0 | 0 | 0 | 0 | 0 | 0 | 0 | 0 | 0 | 0 | 0 | 0 | 0 | 0 | 0 | 0 | 0 | 0 | 0 | 0 | 0 | 0 | 0 | 0 | 0 | 0 | 0 | 0 | 0 | 0 | 0 | 53365 | 58495 | 74217 | 71318 | 70657 | 65809 | 71126 | 71369 | 66989 | 64349 | 70807 | 69329 | 53365 | 58495 | 74217 | 71318 | 70657 | 65809 | 71126 | 71369 | 66989 | 64349 | 70807 | 69329 | 6091.915 | 6677.507 | 8472.243 | 8141.374 | 8065.833 | 7512.492 | 8119.369 | 8147.11 | 7647.157 | 7345.738 | 8083.018 | 7914.244 | 0 | 0 | 807830 | 807830 | 92218 | 2020
54749 | Y | . | Goal Line LP | Goal Line LP | 22269 | CA | PACC | WECC |  | 22 | 3 | NAICS-22 Cogen | CA | NG | NG |  |  | mcf | 0 | 0 | 0 | 0 | 0 | 0 | 0 | 0 | 0 | 0 | 0 | 0 | 0 | 0 | 0 | 0 | 0 | 0 | 0 | 0 | 0 | 0 | 0 | 0 | 0 | 0 | 0 | 0 | 0 | 0 | 0 | 0 | 0 | 0 | 0 | 0 | 0 | 0 | 0 | 0 | 0 | 0 | 0 | 0 | 0 | 0 | 0 | 0 | 0 | 0 | 0 | 0 | 0 | 0 | 0 | 0 | 0 | 0 | 0 | 0 | 0 | 0 | 0 | 0 | 57 | 163 | 493 | 1366 | 721 | 509 | 50 | 0 | 0 | 0 | 0 | 0 | 3359 | 2020
54749 | Y | . | Goal Line LP | Goal Line LP | 22269 | CA | PACC | WECC |  | 22 | 3 | NAICS-22 Cogen | CT | NG | NG |  |  | mcf | 0 | 0 | 0 | 0 | 2522 | 8066 | 23345 | 62698 | 33134 | 33382 | 2595 | 0 | 0 | 0 | 0 | 0 | 2105 | 6808 | 20128 | 54335 | 28709 | 27292 | 2164 | 0 | 0 | 0 | 0 | 0 | 1.036 | 1.023 | 1.016 | 1.017 | 1.019 | 1.017 | 1.018 | 0 | 0 | 0 | 0 | 0 | 2613 | 8252 | 23719 | 63764 | 33764 | 33949 | 2642 | 0 | 0 | 0 | 0 | 0 | 2181 | 6965 | 20450 | 55259 | 29254 | 27756 | 2203 | 0 | 0 | 0 | 0 | 0 | 226 | 740 | 2163 | 5807 | 3078 | 3086 | 236 | 0 | 165742 | 141541 | 168703 | 144068 | 15336 | 2020
54750 | N | . | Coram Tehachapi | Brookfield Renewable Trading and Marketing LP | 63235 | CA | PACC | WECC |  | 22 | 2 | NAICS-22 Non-Cogen | WT | WND | WND |  |  |  | 0 | 0 | 0 | 0 | 0 | 0 | 0 | 0 | 0 | 0 | 0 | 0 | 0 | 0 | 0 | 0 | 0 | 0 | 0 | 0 | 0 | 0 | 0 | 0 | 0 | 0 | 0 | 0 | 0 | 0 | 0 | 0 | 0 | 0 | 0 | 0 | 5152 | 5281 | 7655 | 10321 | 10531 | 11679 | 11467 | 9770 | 5408 | 5893 | 4509 | 4428 | 5152 | 5281 | 7655 | 10321 | 10531 | 11679 | 11467 | 9770 | 5408 | 5893 | 4509 | 4428 | 588.077 | 602.82 | 873.871 | 1178.17 | 1202.187 | 1333.227 | 1309.01 | 1115.25 | 617.406 | 672.682 | 514.78 | 505.52 | 0 | 0 | 92094 | 92094 | 10513 | 2020
54768 | Y | . | Live Oak Limited | WCAC Operating Company | 60662 | CA | PACC | WECC |  | 22 | 3 | NAICS-22 Cogen | GT | NG | NG |  |  | mcf | 0 | 473 | 550 | 6185 | 0 | 23193 | 30790 | 67363 | 30389 | 34994 | 3722 | 0 | 0 | 350 | 409 | 4878 | 0 | 18868 | 26443 | 50736 | 23716 | 27777 | 2945 | 0 | 0 | 1.04 | 1.04 | 1.04 | 0 | 1.04 | 1.04 | 1.04 | 1.04 | 1.04 | 1.04 | 0 | 0 | 492 | 572 | 6432 | 0 | 24121 | 32022 | 70058 | 31605 | 36394 | 3871 | 0 | 0 | 364 | 425 | 5073 | 0 | 19623 | 27501 | 52765 | 24665 | 28888 | 3063 | 0 | 0 | 43 | 55 | 662 | 0 | 2544 | 3561 | 6824 | 3191 | 3745 | 398 | 0 | 197659 | 156122 | 205567 | 162367 | 21023 | 2020
54800 | Y | . | Saint Agnes Medical Center | Saint Agnes Medical Center | 16578 | CA | PACC | WECC |  | 622 | 5 | Commercial NAICS Cogen | GT | NG | NG |  |  | mcf | 32249 | 30573 | 32231 | 31204 | 34439 | 39685 | 39224 | 42947 | 44627 | 39002 | 31015 | 32336 | 8828 | 8931 | 8855 | 8786 | 9127 | 10405 | 10979 | 11573 | 11073 | 10018 | 8859 | 8812 | 1.035 | 1.031 | 1.022 | 1.026 | 1.028 | 1.02 | 1.027 | 1.038 | 1.033 | 1.023 | 1.03 | 1.041 | 33378 | 31521 | 32940 | 32015 | 35403 | 40479 | 40283 | 44579 | 46100 | 39899 | 31945 | 33662 | 9137 | 9208 | 9050 | 9014 | 9383 | 10613 | 11275 | 12013 | 11438 | 10248 | 9125 | 9173 | 2234 | 2246 | 2209 | 2205 | 2292 | 2586 | 2761 | 2948 | 2771 | 2509 | 2223 | 2236 | 429532 | 116246 | 442204 | 119677 | 29220 | 2020
54909 | N | . | Tehachapi Wind Resource II | CalWind Resources Inc | 2719 | CA | PACC | WECC |  | 22 | 2 | NAICS-22 Non-Cogen | WT | WND | WND |  |  |  | 0 | 0 | 0 | 0 | 0 | 0 | 0 | 0 | 0 | 0 | 0 | 0 | 0 | 0 | 0 | 0 | 0 | 0 | 0 | 0 | 0 | 0 | 0 | 0 | 0 | 0 | 0 | 0 | 0 | 0 | 0 | 0 | 0 | 0 | 0 | 0 | 21328 | 21862 | 31692 | 42728 | 43599 | 48352 | 47473 | 40446 | 22391 | 24396 | 18669 | 18333 | 21328 | 21862 | 31692 | 42728 | 43599 | 48352 | 47473 | 40446 | 22391 | 24396 | 18669 | 18333 | 2434.652 | 2495.685 | 3617.84 | 4877.644 | 4977.076 | 5519.582 | 5419.323 | 4617.153 | 2556.072 | 2784.914 | 2131.196 | 2092.863 | 0 | 0 | 381269 | 381269 | 43524 | 2020
54912 | Y | . | Martinez Refining | Martinez Refining Co | 11651 | CA | PACC | WECC |  | 324 | 7 | Industrial NAICS Cogen | CA | NG | NG |  |  | mcf | 0 | 0 | 0 | 0 | 0 | 0 | 0 | 0 | 0 | 0 | 0 | 0 | 0 | 0 | 0 | 0 | 0 | 0 | 0 | 0 | 0 | 0 | 0 | 0 | 0 | 0 | 0 | 0 | 0 | 0 | 0 | 0 | 0 | 0 | 0 | 0 | 0 | 0 | 0 | 0 | 0 | 0 | 0 | 0 | 0 | 0 | 0 | 0 | 0 | 0 | 0 | 0 | 0 | 0 | 0 | 0 | 0 | 0 | 0 | 0 | 9928.306 | 8367.058 | 465.609 | 3385.367 | 754.152 | 7722.128 | 8997.032 | 9539.565 | 9873.234 | 9970.15 | 5608.971 | 6252.326 | 0 | 0 | 0 | 0 | 80863.898 | 2020
54912 | Y | . | Martinez Refining | Martinez Refining Co | 11651 | CA | PACC | WECC |  | 324 | 7 | Industrial NAICS Cogen | CA | OG | OOG |  |  | mcf | 310799 | 303040 | 215733 | 318937 | 265318 | 382806 | 394701 | 335268 | 351898 | 355824 | 399092 | 422384 | 27589 | 24381 | 2290 | 13775 | 2528 | 27978 | 33301 | 30263 | 34190 | 33336 | 26065 | 25859 | 0.756 | 0.637 | 0.573 | 0.581 | 0.568 | 0.587 | 0.532 | 0.597 | 0.621 | 0.619 | 0.616 | 0.583 | 234964 | 193036 | 123615 | 185302 | 150701 | 224707 | 209981 | 200155 | 218529 | 220255 | 245841 | 246250 | 20857 | 15531 | 1312 | 8003 | 1436 | 16423 | 17716 | 18067 | 21232 | 20635 | 16056 | 15076 | 3178.694 | 2366.942 | 151.391 | 1219.633 | 218.848 | 2502.872 | 2699.968 | 2753.435 | 3235.766 | 3144.85 | 2447.029 | 2297.674 | 4055800 | 281555 | 2453336 | 172344 | 26217.102 | 2020
54912 | Y | . | Martinez Refining | Martinez Refining Co | 11651 | CA | PACC | WECC |  | 324 | 7 | Industrial NAICS Cogen | CT | NG | NG |  |  | mcf | 704304 | 658030 | 366972 | 494091 | 499822 | 655284 | 678675 | 671305 | 644244 | 675316 | 647707 | 647424 | 431716 | 398856 | 217348 | 272851 | 263043 | 382741 | 413103 | 411437 | 409334 | 417897 | 463349 | 380159 | 1.042 | 1.037 | 1.036 | 1.041 | 1.039 | 1.058 | 1.031 | 1.033 | 1.035 | 1.034 | 0.87 | 1.035 | 733885 | 682377 | 380183 | 514349 | 519315 | 693290 | 699714 | 693458 | 666793 | 698277 | 563505 | 670084 | 449848 | 413614 | 225173 | 284038 | 273302 | 404940 | 425909 | 425014 | 423661 | 432105 | 403114 | 393465 | 57162 | 53337 | 33260 | 38711 | 39717 | 52612 | 54524 | 53834 | 53292 | 54469 | 54455 | 52399 | 7343174 | 4461834 | 7515230 | 4554183 | 597772 | 2020
54912 | Y | . | Martinez Refining | Martinez Refining Co | 11651 | CA | PACC | WECC |  | 324 | 7 | Industrial NAICS Cogen | CT | OG | OOG |  |  | mcf | 0 | 0 | 0 | 0 | 0 | 0 | 0 | 0 | 0 | 0 | 0 | 0 | 0 | 0 | 0 | 0 | 0 | 0 | 0 | 0 | 0 | 0 | 0 | 0 | 0 | 0 | 0 | 0 | 0 | 0 | 0 | 0 | 0 | 0 | 0 | 0 | 0 | 0 | 0 | 0 | 0 | 0 | 0 | 0 | 0 | 0 | 0 | 0 | 0 | 0 | 0 | 0 | 0 | 0 | 0 | 0 | 0 | 0 | 0 | 0 | 0 | 0 | 0 | 0 | 0 | 0 | 0 | 0 | 0 | 0 | 0 | 0 | 0 | 0 | 0 | 0 | 0 | 2020
54931 | N | . | Ridgetop | Terra-Gen Operating Co-Wind | 2770 | CA | PACC | WECC |  | 22 | 2 | NAICS-22 Non-Cogen | WT | WND | WND |  |  |  | 0 | 0 | 0 | 0 | 0 | 0 | 0 | 0 | 0 | 0 | 0 | 0 | 0 | 0 | 0 | 0 | 0 | 0 | 0 | 0 | 0 | 0 | 0 | 0 | 0 | 0 | 0 | 0 | 0 | 0 | 0 | 0 | 0 | 0 | 0 | 0 | 68482 | 70198 | 101762 | 137198 | 139994 | 155254 | 152434 | 129871 | 71897 | 78334 | 59946 | 58868 | 68482 | 70198 | 101762 | 137198 | 139994 | 155254 | 152434 | 129871 | 71897 | 78334 | 59946 | 58868 | 7817.525 | 8013.498 | 11616.671 | 15661.828 | 15981.097 | 17723.053 | 17401.128 | 14825.406 | 8207.396 | 8942.194 | 6843.145 | 6720.059 | 0 | 0 | 1224238 | 1224238 | 139753 | 2020
54936 | Y | . | Richard J Donovan Correctional Facility | California Dept of Corrections | 2806 | CA | PACC | WECC |  | 92214 | 5 | Commercial NAICS Cogen | GT | NG | NG |  |  | mcf | 1722 | 1523 | 1692 | 1196 | 1124 | 1582 | 2213 | 2750 | 2396 | 2489 | 1989 | 2205 | 1722 | 1523 | 1692 | 1196 | 1124 | 1582 | 2213 | 2750 | 2396 | 2489 | 1989 | 2205 | 1 | 1 | 1 | 1 | 1 | 1 | 1 | 1 | 1 | 1 | 1 | 1 | 1722 | 1523 | 1692 | 1196 | 1124 | 1582 | 2213 | 2750 | 2396 | 2489 | 1989 | 2205 | 1722 | 1523 | 1692 | 1196 | 1124 | 1582 | 2213 | 2750 | 2396 | 2489 | 1989 | 2205 | 514.782 | 455.406 | 505.759 | 357.506 | 336.137 | 472.9 | 661.541 | 822.139 | 716.255 | 744.037 | 594.476 | 659.062 | 22881 | 22881 | 22881 | 22881 | 6840 | 2020
54951 | Y | . | Monterey One Water | Monterey One Water | 12221 | CA | PACC | WECC |  | 22132 | 5 | Commercial NAICS Cogen | IC | NG | NG |  |  | mcf | 3330 | 2946 | 3271 | 2313 | 2174 | 3059 | 4279 | 5318 | 4633 | 4813 | 3845 | 4263 | 1224 | 1083 | 1203 | 850 | 799 | 1124 | 1573 | 1954 | 1703 | 1769 | 1414 | 1567 | 1.03 | 1.03 | 1.03 | 1.03 | 1.03 | 1.03 | 1.03 | 1.03 | 1.03 | 1.03 | 1.03 | 1.03 | 3430 | 3034 | 3369 | 2382 | 2239 | 3151 | 4407 | 5478 | 4772 | 4957 | 3960 | 4391 | 1261 | 1115 | 1239 | 876 | 823 | 1158 | 1620 | 2013 | 1754 | 1822 | 1456 | 1614 | 229.091 | 202.668 | 225.076 | 159.1 | 149.59 | 210.454 | 294.404 | 365.874 | 318.753 | 331.117 | 264.558 | 293.301 | 44244 | 16263 | 45570 | 16751 | 3043.986 | 2020
54951 | Y | . | Monterey One Water | Monterey One Water | 12221 | CA | PACC | WECC |  | 22132 | 5 | Commercial NAICS Cogen | IC | OBG | ORW |  |  | Mcf | 10876 | 9784 | 10309 | 9648 | 10249 | 9447 | 10610 | 10130 | 10047 | 9670 | 9735 | 8695 | 3998 | 3597 | 3790 | 3547 | 3767 | 3472 | 3900 | 3724 | 3693 | 3555 | 3579 | 3197 | 0.58 | 0.58 | 0.58 | 0.58 | 0.58 | 0.58 | 0.58 | 0.58 | 0.58 | 0.58 | 0.58 | 0.58 | 6308 | 5675 | 5979 | 5596 | 5944 | 5479 | 6154 | 5875 | 5827 | 5609 | 5646 | 5043 | 2319 | 2086 | 2198 | 2057 | 2185 | 2014 | 2262 | 2160 | 2142 | 2062 | 2076 | 1854 | 421.381 | 379.039 | 399.396 | 373.798 | 397.078 | 365.978 | 411.036 | 392.439 | 389.255 | 374.621 | 377.147 | 336.846 | 119200 | 43819 | 69135 | 25415 | 4618.014 | 2020
54996 | N | . | Salton Sea Power Gen Co - Unit 4 | CalEnergy Operating Corporation | 49899 | CA | PACC | WECC |  | 22 | 2 | NAICS-22 Non-Cogen | ST | GEO | GEO |  |  |  | 0 | 0 | 0 | 0 | 0 | 0 | 0 | 0 | 0 | 0 | 0 | 0 | 0 | 0 | 0 | 0 | 0 | 0 | 0 | 0 | 0 | 0 | 0 | 0 | 0 | 0 | 0 | 0 | 0 | 0 | 0 | 0 | 0 | 0 | 0 | 0 | 128792 | 141172 | 179115 | 172120 | 170523 | 158825 | 171655 | 172241 | 161672 | 155299 | 170886 | 167318 | 128792 | 141172 | 179115 | 172120 | 170523 | 158825 | 171655 | 172241 | 161672 | 155299 | 170886 | 167318 | 14702.234 | 16115.5 | 20446.919 | 19648.398 | 19466.088 | 18130.655 | 19595.293 | 19662.243 | 18455.655 | 17728.21 | 19507.562 | 19100.243 | 0 | 0 | 1949618 | 1949618 | 222559 | 2020
55009 | N | . | Montgomery Creek Hydro | Central Rivers Power US, LLC | 64078 | CA | PACC | WECC |  | 22 | 2 | NAICS-22 Non-Cogen | HY | WAT | HYC |  |  |  | 0 | 0 | 0 | 0 | 0 | 0 | 0 | 0 | 0 | 0 | 0 | 0 | 0 | 0 | 0 | 0 | 0 | 0 | 0 | 0 | 0 | 0 | 0 | 0 | 0 | 0 | 0 | 0 | 0 | 0 | 0 | 0 | 0 | 0 | 0 | 0 | 2420 | 1805 | 1911 | 2805 | 3842 | 3590 | 3796 | 3825 | 2664 | 2191 | 1657 | 1365 | 2420 | 1805 | 1911 | 2805 | 3842 | 3590 | 3796 | 3825 | 2664 | 2191 | 1657 | 1365 | 276.203 | 206.063 | 218.156 | 320.231 | 438.594 | 409.807 | 433.282 | 436.599 | 304.075 | 250.066 | 189.13 | 155.794 | 0 | 0 | 31871 | 31871 | 3638 | 2020
55084 | Y | . | Crockett Cogen Project | Crockett Cogeneration | 4464 | CA | PACC | WECC |  | 22 | 3 | NAICS-22 Cogen | CS | NG | NG |  |  | mcf | 1170506 | 1252773 | 906247 | 1021408 | 1062739 | 1205123 | 1298245 | 1167730 | 901429 | 1089979 | 489390 | 524516 | 816674 | 919525 | 566515 | 696042 | 723349 | 822327 | 887609 | 791429 | 564505 | 697134 | 229459 | 224014 | 1.043 | 1.043 | 1.043 | 1.043 | 1.037 | 1.035 | 1.033 | 1.037 | 1.04 | 1.047 | 1.049 | 1.042 | 1220838 | 1306642 | 945216 | 1065329 | 1102060 | 1247302 | 1341087 | 1210936 | 937486 | 1141208 | 513370 | 546546 | 851791 | 959065 | 590875 | 725972 | 750113 | 851108 | 916900 | 820712 | 587085 | 729899 | 240702 | 233423 | 135123 | 151923 | 93230 | 114039 | 117795 | 137753 | 149289 | 133483 | 95250 | 118309 | 38396 | 37294 | 12090085 | 7938582 | 12578020 | 8257645 | 1321884 | 2020
55094 | Y | . | MM San Diego-Miramar | MM San Diego Energy-Miramar | 57227 | CA | PACC | WECC |  | 22 | 3 | NAICS-22 Cogen | IC | LFG | MLG |  |  | mcf | 98400 | 88511 | 93265 | 87287 | 92724 | 85461 | 95983 | 91640 | 90897 | 87480 | 88069 | 78658 | 77555 | 69762 | 73509 | 68797 | 73081 | 67357 | 75651 | 72226 | 71641 | 68948 | 69413 | 61996 | 0.521 | 0.521 | 0.521 | 0.521 | 0.521 | 0.521 | 0.521 | 0.521 | 0.521 | 0.521 | 0.521 | 0.521 | 51266 | 46114 | 48591 | 45477 | 48309 | 44525 | 50007 | 47744 | 47357 | 45577 | 45884 | 40981 | 40406 | 36346 | 38298 | 35843 | 38075 | 35093 | 39414 | 37630 | 37325 | 35922 | 36164 | 32300 | 3947.344 | 3550.699 | 3741.397 | 3501.606 | 3719.685 | 3428.348 | 3850.44 | 3676.227 | 3646.395 | 3509.317 | 3532.972 | 3155.446 | 1078375 | 849936 | 561832 | 442816 | 43259.876 | 2020
55094 | Y | . | MM San Diego-Miramar | MM San Diego Energy-Miramar | 57227 | CA | PACC | WECC |  | 22 | 3 | NAICS-22 Cogen | IC | OBG | ORW |  |  | Mcf | 9009 | 8104 | 8539 | 7991 | 8489 | 7824 | 8788 | 8390 | 8322 | 8009 | 8063 | 7201 | 7100 | 6386 | 6731 | 6298 | 6692 | 6166 | 6925 | 6612 | 6559 | 6312 | 6354 | 5676 | 0.59 | 0.59 | 0.59 | 0.59 | 0.59 | 0.59 | 0.59 | 0.59 | 0.59 | 0.59 | 0.59 | 0.59 | 5315 | 4781 | 5038 | 4715 | 5009 | 4616 | 5185 | 4950 | 4910 | 4725 | 4757 | 4249 | 4189 | 3768 | 3971 | 3716 | 3948 | 3638 | 4086 | 3901 | 3870 | 3724 | 3749 | 3349 | 409.255 | 368.132 | 387.903 | 363.042 | 385.652 | 355.446 | 399.208 | 381.146 | 378.053 | 363.841 | 366.294 | 327.152 | 98729 | 77811 | 58250 | 45909 | 4485.124 | 2020
55112 | N | . | Sutter Energy Center | Calpine Corp-Sutter | 22650 | CA | PACC | WECC |  | 22 | 2 | NAICS-22 Non-Cogen | CA | NG | NG |  |  | mcf | 0 | 0 | 4312 | 0 | 4167 | 0 | 2268 | 9960 | 4700 | 556 | 0 | 16000 | 0 | 0 | 4312 | 0 | 4167 | 0 | 2268 | 9960 | 4700 | 556 | 0 | 16000 | 0 | 0 | 1.032 | 0 | 1.02 | 0 | 1.027 | 1.032 | 1.033 | 1.038 | 0 | 1.03 | 0 | 0 | 4450 | 0 | 4250 | 0 | 2329 | 10279 | 4855 | 577 | 0 | 16480 | 0 | 0 | 4450 | 0 | 4250 | 0 | 2329 | 10279 | 4855 | 577 | 0 | 16480 | 0 | 0 | 10364 | 0 | 12969 | 16800 | 41363 | 62212 | 63848 | 49009 | 1538 | 45213 | 41963 | 41963 | 43220 | 43220 | 303316 | 2020
55112 | N | . | Sutter Energy Center | Calpine Corp-Sutter | 22650 | CA | PACC | WECC |  | 22 | 2 | NAICS-22 Non-Cogen | CT | NG | NG |  |  | mcf | 0 | 0 | 231806 | 0 | 289374 | 389840 | 930682 | 1356690 | 1406763 | 1083304 | 46774 | 1063773 | 0 | 0 | 231806 | 0 | 289374 | 389840 | 930682 | 1356690 | 1406763 | 1083304 | 46774 | 1063773 | 0 | 0 | 1.032 | 0 | 1.02 | 1.023 | 1.027 | 1.032 | 1.033 | 1.038 | 1.032 | 1.03 | 0 | 0 | 239224 | 0 | 295161 | 398806 | 955810 | 1400104 | 1453186 | 1124470 | 48271 | 1095686 | 0 | 0 | 239224 | 0 | 295161 | 398806 | 955810 | 1400104 | 1453186 | 1124470 | 48271 | 1095686 | 0 | 0 | 20219 | 0 | 25374 | 33603 | 81245 | 121451 | 125314 | 97974 | 3791 | 90156 | 6799006 | 6799006 | 7010718 | 7010718 | 599127 | 2020
55151 | N | . | La Paloma Generating Plant | CXA La Paloma LLC | 61173 | CA | PACC | WECC |  | 22 | 2 | NAICS-22 Non-Cogen | CS | NG | NG |  |  | mcf | 364951 | 132316 | 1334383 | 159306 | 151628 | 468516 | 761502 | 1673910 | 1794949 | 2766079 | 1167728 | 1046941 | 364951 | 132316 | 1334383 | 159306 | 151628 | 468516 | 761502 | 1673910 | 1794949 | 2766079 | 1167728 | 1046941 | 1.046 | 1.045 | 1.047 | 1.045 | 1.033 | 1.031 | 1.025 | 1.029 | 1.036 | 1.032 | 1.044 | 1.049 | 381739 | 138270 | 1397099 | 166475 | 156632 | 483040 | 780540 | 1722453 | 1859567 | 2854594 | 1219108 | 1098241 | 381739 | 138270 | 1397099 | 166475 | 156632 | 483040 | 780540 | 1722453 | 1859567 | 2854594 | 1219108 | 1098241 | 50538 | 18672 | 188524 | 22668 | 20138 | 63815 | 97260 | 217145 | 238292 | 396500 | 154494 | 138809 | 11822209 | 11822209 | 12257758 | 12257758 | 1606855 | 2020
55160 | N | . | MM Tulare Energy | MM Tulare Energy LLC | 57231 | CA | PACC | WECC |  | 22 | 2 | NAICS-22 Non-Cogen | IC | LFG | MLG |  |  | mcf | 24910 | 22407 | 23611 | 22098 | 23474 | 21635 | 24299 | 23200 | 23011 | 22146 | 22296 | 19913 | 24910 | 22407 | 23611 | 22098 | 23474 | 21635 | 24299 | 23200 | 23011 | 22146 | 22296 | 19913 | 0.4 | 0.4 | 0.4 | 0.4 | 0.4 | 0.4 | 0.4 | 0.4 | 0.4 | 0.4 | 0.4 | 0.4 | 9964 | 8963 | 9444 | 8839 | 9390 | 8654 | 9720 | 9280 | 9204 | 8858 | 8918 | 7965 | 9964 | 8963 | 9444 | 8839 | 9390 | 8654 | 9720 | 9280 | 9204 | 8858 | 8918 | 7965 | 523.94 | 471.294 | 496.606 | 464.778 | 493.724 | 455.054 | 511.079 | 487.956 | 483.996 | 465.801 | 468.941 | 418.831 | 273000 | 273000 | 109199 | 109199 | 5742 | 2020
55161 | N | . | MM Lopez Energy | MM Lopez Energy LLC | 57232 | CA | PACC | WECC |  | 22 | 2 | NAICS-22 Non-Cogen | IC | LFG | MLG |  |  | mcf | 43118 | 38784 | 40867 | 38248 | 40630 | 37448 | 42058 | 40155 | 39830 | 38332 | 38591 | 34467 | 43118 | 38784 | 40867 | 38248 | 40630 | 37448 | 42058 | 40155 | 39830 | 38332 | 38591 | 34467 | 0.493 | 0.493 | 0.493 | 0.493 | 0.493 | 0.493 | 0.493 | 0.493 | 0.493 | 0.493 | 0.493 | 0.493 | 21257 | 19121 | 20147 | 18856 | 20031 | 18462 | 20735 | 19796 | 19636 | 18898 | 19025 | 16992 | 21257 | 19121 | 20147 | 18856 | 20031 | 18462 | 20735 | 19796 | 19636 | 18898 | 19025 | 16992 | 2211.467 | 1989.251 | 2096.088 | 1961.747 | 2083.924 | 1920.704 | 2157.178 | 2059.577 | 2042.864 | 1966.067 | 1979.319 | 1767.814 | 472528 | 472528 | 232956 | 232956 | 24236 | 2020
55182 | N | . | Sunrise Power LLC | Sunrise Power Co LLC | 18320 | CA | PACC | WECC |  | 22 | 2 | NAICS-22 Non-Cogen | CA | NG | NG |  |  | mcf | 110164 | 116026 | 50786 | 114661 | 48110 | 158328 | 164038 | 121886 | 150117 | 147417 | 105098 | 65705 | 110164 | 116026 | 50786 | 114661 | 48110 | 158328 | 164038 | 121886 | 150117 | 147417 | 105098 | 65705 | 1.05 | 1.05 | 1.05 | 1.04 | 1.04 | 1.03 | 1.02 | 1.03 | 1.03 | 1.03 | 1.04 | 1.05 | 115672 | 121827 | 53325 | 119247 | 50034 | 163078 | 167319 | 125543 | 154621 | 151840 | 109302 | 68990 | 115672 | 121827 | 53325 | 119247 | 50034 | 163078 | 167319 | 125543 | 154621 | 151840 | 109302 | 68990 | 126411 | 111973 | 41257 | 82877 | 42172 | 105294 | 131940 | 97621 | 123562 | 123486 | 118492 | 98442 | 1352336 | 1352336 | 1400798 | 1400798 | 1203527 | 2020
55182 | N | . | Sunrise Power LLC | Sunrise Power Co LLC | 18320 | CA | PACC | WECC |  | 22 | 2 | NAICS-22 Non-Cogen | CT | NG | NG |  |  | mcf | 2055976 | 1806297 | 670692 | 1317098 | 718962 | 1594677 | 2040779 | 1609060 | 1891991 | 1929019 | 1928275 | 1626552 | 2055976 | 1806297 | 670692 | 1317098 | 718962 | 1594677 | 2040779 | 1609060 | 1891991 | 1929019 | 1928275 | 1626552 | 1.05 | 1.045 | 1.05 | 1.05 | 1.04 | 1.03 | 1.02 | 1.03 | 1.035 | 1.03 | 1.04 | 1.05 | 2158775 | 1887580 | 704227 | 1382953 | 747720 | 1642517 | 2081595 | 1657332 | 1958211 | 1986890 | 2005406 | 1707880 | 2158775 | 1887580 | 704227 | 1382953 | 747720 | 1642517 | 2081595 | 1657332 | 1958211 | 1986890 | 2005406 | 1707880 | 191162 | 162696 | 62903 | 123776 | 64975 | 145846 | 185543 | 144559 | 173059 | 178525 | 179237 | 152201 | 19189378 | 19189378 | 19921086 | 19921086 | 1764482 | 2020
55217 | Y | . | Los Medanos Energy Center | Los Medanos Energy Center LLC | 2843 | CA | PACC | WECC |  | 22 | 3 | NAICS-22 Cogen | CA | NG | NG |  |  | mcf | 52985 | 46187 | 34474 | 36253 | 57474 | 51918 | 62091 | 80546 | 53020 | 82696 | 67941 | 117962 | 52985 | 46187 | 34474 | 36253 | 57474 | 51918 | 62091 | 80546 | 53020 | 82696 | 67941 | 117962 | 1.042 | 1.043 | 1.046 | 1.045 | 1.037 | 1.035 | 1.033 | 1.04 | 1.039 | 1.05 | 1.047 | 1.042 | 55210 | 48173 | 36060 | 37884 | 59601 | 53735 | 64140 | 83768 | 55088 | 86831 | 71134 | 122916 | 55210 | 48173 | 36060 | 37884 | 59601 | 53735 | 64140 | 83768 | 55088 | 86831 | 71134 | 122916 | 85781 | 74067 | 80142 | 68746 | 63184 | 81307 | 85296 | 101683 | 81989 | 101099 | 90230 | 117148 | 743547 | 743547 | 774540 | 774540 | 1030672 | 2020
55217 | Y | . | Los Medanos Energy Center | Los Medanos Energy Center LLC | 2843 | CA | PACC | WECC |  | 22 | 3 | NAICS-22 Cogen | CT | NG | NG |  |  | mcf | 1770728 | 1524898 | 1660303 | 1413773 | 1320772 | 1689236 | 1751566 | 1985834 | 1732962 | 2062608 | 1880447 | 2281146 | 1526822 | 1317040 | 1427921 | 1232555 | 1145388 | 1487255 | 1535279 | 1746653 | 1496425 | 1786030 | 1633773 | 2017158 | 1.042 | 1.043 | 1.046 | 1.045 | 1.037 | 1.035 | 1.033 | 1.04 | 1.039 | 1.05 | 1.047 | 1.042 | 1845099 | 1590469 | 1736677 | 1477393 | 1369641 | 1748359 | 1809368 | 2065267 | 1800548 | 2165738 | 1968828 | 2376954 | 1590949 | 1373673 | 1493605 | 1288020 | 1187767 | 1539309 | 1585943 | 1816519 | 1554786 | 1875332 | 1710560 | 2101879 | 160651 | 138377 | 148885 | 129042 | 122491 | 157022 | 161478 | 182619 | 157914 | 192885 | 176685 | 217303 | 21074273 | 18352299 | 21954341 | 19118342 | 1945352 | 2020
55295 | N | . | Blythe Energy Inc | AltaGas Blythe Operations Inc | 58453 | CA | PACC | WECC |  | 22 | 2 | NAICS-22 Non-Cogen | CA | NG | NG |  |  | mcf | 0 | 0 | 0 | 0 | 0 | 0 | 0 | 0 | 0 | 0 | 0 | 0 | 0 | 0 | 0 | 0 | 0 | 0 | 0 | 0 | 0 | 0 | 0 | 0 | 0 | 0 | 0 | 0 | 0 | 0 | 0 | 0 | 0 | 0 | 0 | 0 | 0 | 0 | 0 | 0 | 0 | 0 | 0 | 0 | 0 | 0 | 0 | 0 | 0 | 0 | 0 | 0 | 0 | 0 | 0 | 0 | 0 | 0 | 0 | 0 | 5749 | 80 | 61149 | 24011 | 13169 | 48617 | 77583 | 91237 | 97097 | 69255 | 84801 | 83397 | 0 | 0 | 0 | 0 | 656145 | 2020
55295 | N | . | Blythe Energy Inc | AltaGas Blythe Operations Inc | 58453 | CA | PACC | WECC |  | 22 | 2 | NAICS-22 Non-Cogen | CT | NG | NG |  |  | mcf | 136346 | 10666 | 1212674 | 559079 | 273937 | 1045273 | 1589401 | 1868646 | 1960346 | 1491935 | 1745846 | 1731447 | 136346 | 10666 | 1212674 | 559079 | 273937 | 1045273 | 1589401 | 1868646 | 1960346 | 1491935 | 1745846 | 1731447 | 1.033 | 1.035 | 1.027 | 1.035 | 1.03 | 1.02 | 1.019 | 1.02 | 1.022 | 1.018 | 1.018 | 1.027 | 140845 | 11039 | 1245416 | 578647 | 282155 | 1066178 | 1619600 | 1906019 | 2003474 | 1518790 | 1777271 | 1778196 | 140845 | 11039 | 1245416 | 578647 | 282155 | 1066178 | 1619600 | 1906019 | 2003474 | 1518790 | 1777271 | 1778196 | 13251 | 811 | 108323 | 51776 | 23663 | 95518 | 138613 | 167352 | 178069 | 133117 | 160111 | 157941 | 13625596 | 13625596 | 13927630 | 13927630 | 1228545 | 2020
55333 | N | . | Delta Energy Center | Delta Energy Center LLC | 5030 | CA | PACC | WECC |  | 22 | 2 | NAICS-22 Non-Cogen | CA | NG | NG |  |  | mcf | 4986 | 2677 | 17741 | 6372 | 0 | 18027 | 25280 | 78761 | 53604 | 44199 | 31724 | 24567 | 4986 | 2677 | 17741 | 6372 | 0 | 18027 | 25280 | 78761 | 53604 | 44199 | 31724 | 24567 | 1.035 | 1.036 | 1.041 | 1.036 | 0 | 1.029 | 1.027 | 1.034 | 1.032 | 1.042 | 1.041 | 1.036 | 5161 | 2773 | 18468 | 6601 | 0 | 18550 | 25963 | 81439 | 55319 | 46055 | 33025 | 25451 | 5161 | 2773 | 18468 | 6601 | 0 | 18550 | 25963 | 81439 | 55319 | 46055 | 33025 | 25451 | 142598 | 109650 | 132786 | 97293 | 21 | 62341 | 112090 | 161466 | 143118 | 150224 | 156737 | 130064 | 307938 | 307938 | 318805 | 318805 | 1398388 | 2020
55333 | N | . | Delta Energy Center | Delta Energy Center LLC | 5030 | CA | PACC | WECC |  | 22 | 2 | NAICS-22 Non-Cogen | CT | NG | NG |  |  | mcf | 2855488 | 2204440 | 2620435 | 1956145 | 442 | 1260433 | 2195488 | 3033852 | 2685928 | 2809562 | 3009607 | 2579213 | 2855488 | 2204440 | 2620435 | 1956145 | 442 | 1260433 | 2195488 | 3033852 | 2685928 | 2809562 | 3009607 | 2579213 | 1.035 | 1.036 | 1.041 | 1.036 | 1.025 | 1.029 | 1.027 | 1.034 | 1.032 | 1.042 | 1.041 | 1.036 | 2955430 | 2283800 | 2727873 | 2026566 | 453 | 1296986 | 2254766 | 3137003 | 2771878 | 2927564 | 3133001 | 2672065 | 2955430 | 2283800 | 2727873 | 2026566 | 453 | 1296986 | 2254766 | 3137003 | 2771878 | 2927564 | 3133001 | 2672065 | 259900 | 200237 | 238896 | 176459 | 35 | 111266 | 195508 | 274358 | 239834 | 254621 | 274220 | 236491 | 27211033 | 27211033 | 28187385 | 28187385 | 2461825 | 2020
55345 | N | . | Otay Mesa Generating Project | Otay Mesa Energy Center LLC | 14274 | CA | PACC | WECC |  | 22 | 2 | NAICS-22 Non-Cogen | CA | NG | NG |  |  | mcf | 783 | 4667 | 20655 | 21614 | 47183 | 66298 | 106444 | 68854 | 64337 | 94602 | 18166 | 17337 | 783 | 4667 | 20655 | 21614 | 47183 | 66298 | 106444 | 68854 | 64337 | 94602 | 18166 | 17337 | 1.032 | 1.032 | 1.032 | 1.032 | 1.032 | 1.032 | 1.032 | 1.032 | 1.032 | 1.032 | 1.032 | 1.032 | 808 | 4816 | 21316 | 22306 | 48693 | 68420 | 109850 | 71057 | 66396 | 97629 | 18747 | 17892 | 808 | 4816 | 21316 | 22306 | 48693 | 68420 | 109850 | 71057 | 66396 | 97629 | 18747 | 17892 | 10146 | 23447 | 65261 | 51575 | 53923 | 68525 | 100695 | 90855 | 90435 | 120663 | 63494 | 57366 | 530940 | 530940 | 547930 | 547930 | 796385 | 2020
55345 | N | . | Otay Mesa Generating Project | Otay Mesa Energy Center LLC | 14274 | CA | PACC | WECC |  | 22 | 2 | NAICS-22 Non-Cogen | CT | NG | NG |  |  | mcf | 219704 | 461040 | 1180892 | 976600 | 955671 | 1226795 | 1676275 | 1547231 | 1602997 | 2037672 | 1214476 | 1094576 | 219704 | 461040 | 1180892 | 976600 | 955671 | 1226795 | 1676275 | 1547231 | 1602997 | 2037672 | 1214476 | 1094576 | 1.032 | 1.032 | 1.032 | 1.032 | 1.032 | 1.032 | 1.032 | 1.032 | 1.032 | 1.032 | 1.032 | 1.032 | 226735 | 475793 | 1218681 | 1007851 | 986252 | 1266052 | 1729916 | 1596742 | 1654293 | 2102878 | 1253339 | 1129602 | 226735 | 475793 | 1218681 | 1007851 | 986252 | 1266052 | 1729916 | 1596742 | 1654293 | 2102878 | 1253339 | 1129602 | 17925 | 40684 | 110856 | 88544 | 86695 | 114787 | 156458 | 139659 | 142905 | 196802 | 115918 | 100066 | 14193929 | 14193929 | 14648134 | 14648134 | 1311299 | 2020
55393 | N | . | Metcalf Energy Center | Calpine Corp - Metcalf Energy Center | 2799 | CA | PACC | WECC |  | 22 | 2 | NAICS-22 Non-Cogen | CA | NG | NG |  |  | mcf | 4891 | 10006 | 5845 | 8673 | 9603 | 32787 | 29309 | 74459 | 49393 | 37000 | 18588 | 46573 | 4891 | 10006 | 5845 | 8673 | 9603 | 32787 | 29309 | 74459 | 49393 | 37000 | 18588 | 46573 | 1.041 | 1.041 | 1.037 | 1.036 | 1.033 | 1.032 | 1.028 | 1.033 | 1.034 | 1.034 | 1.029 | 1.038 | 5092 | 10416 | 6061 | 8985 | 9920 | 33836 | 30130 | 76916 | 51072 | 38258 | 19127 | 48343 | 5092 | 10416 | 6061 | 8985 | 9920 | 33836 | 30130 | 76916 | 51072 | 38258 | 19127 | 48343 | 80543 | 51970 | 30879 | 41785 | 17009 | 69211 | 82159 | 119927 | 91888 | 110317 | 83665 | 129933 | 327127 | 327127 | 338156 | 338156 | 909286 | 2020
55393 | N | . | Metcalf Energy Center | Calpine Corp - Metcalf Energy Center | 2799 | CA | PACC | WECC |  | 22 | 2 | NAICS-22 Non-Cogen | CT | NG | NG |  |  | mcf | 1586318 | 1044697 | 622950 | 856393 | 355701 | 1334411 | 1568095 | 2166151 | 1702894 | 2059407 | 1654509 | 2466857 | 1586318 | 1044697 | 622950 | 856393 | 355701 | 1334411 | 1568095 | 2166151 | 1702894 | 2059407 | 1654509 | 2466857 | 1.041 | 1.041 | 1.037 | 1.036 | 1.033 | 1.032 | 1.028 | 1.033 | 1.034 | 1.034 | 1.029 | 1.038 | 1651357 | 1087530 | 645999 | 887223 | 367439 | 1377112 | 1612002 | 2237634 | 1760792 | 2129427 | 1702490 | 2560598 | 1651357 | 1087530 | 645999 | 887223 | 367439 | 1377112 | 1612002 | 2237634 | 1760792 | 2129427 | 1702490 | 2560598 | 134802 | 88248 | 52492 | 72608 | 29005 | 112637 | 130835 | 183446 | 143024 | 174908 | 140497 | 212654 | 17418383 | 17418383 | 18019603 | 18019603 | 1475156 | 2020
55396 | N | . | Green Power I | FPL Energy Green Power | 49750 | CA | PACC | WECC |  | 22 | 2 | NAICS-22 Non-Cogen | WT | WND | WND |  |  |  | 0 | 0 | 0 | 0 | 0 | 0 | 0 | 0 | 0 | 0 | 0 | 0 | 0 | 0 | 0 | 0 | 0 | 0 | 0 | 0 | 0 | 0 | 0 | 0 | 0 | 0 | 0 | 0 | 0 | 0 | 0 | 0 | 0 | 0 | 0 | 0 | 5872 | 6019 | 8725 | 11764 | 12004 | 13312 | 13070 | 11136 | 6165 | 6717 | 5140 | 5048 | 5872 | 6019 | 8725 | 11764 | 12004 | 13312 | 13070 | 11136 | 6165 | 6717 | 5140 | 5048 | 670.306 | 687.11 | 996.061 | 1342.91 | 1370.285 | 1519.648 | 1492.045 | 1271.192 | 703.736 | 766.741 | 586.76 | 576.206 | 0 | 0 | 104972 | 104972 | 11983 | 2020
55400 | Y | . | Elk Hills Power LLC | Elk Hills Power LLC | 34164 | CA | PACC | WECC |  | 22 | 3 | NAICS-22 Cogen | CA | NG | NG |  |  | mcf | 27733 | 5227 | 10122 | 1192 | 20398 | 80829 | 104068 | 104193 | 193198 | 214529 | 29261 | 54794 | 27733 | 5227 | 10122 | 1192 | 20398 | 80829 | 104068 | 104193 | 193198 | 214529 | 29261 | 54794 | 1.01 | 0.8 | 0.99 | 0.99 | 0.98 | 0.98 | 0.98 | 0.98 | 0.98 | 0.98 | 0.99 | 0.99 | 28010 | 4182 | 10021 | 1180 | 19990 | 79212 | 101987 | 102109 | 189334 | 210238 | 28968 | 54246 | 28010 | 4182 | 10021 | 1180 | 19990 | 79212 | 101987 | 102109 | 189334 | 210238 | 28968 | 54246 | 117863 | 24873 | 52531 | 79065 | 115298 | 123419 | 133139 | 130775 | 137855 | 144854 | 78181 | 125298 | 845544 | 845544 | 829477 | 829477 | 1263151 | 2020
55400 | Y | . | Elk Hills Power LLC | Elk Hills Power LLC | 34164 | CA | PACC | WECC |  | 22 | 3 | NAICS-22 Cogen | CT | NG | NG |  |  | mcf | 2410834 | 482217 | 1147721 | 1713908 | 2276783 | 2305055 | 2376431 | 2322376 | 2300748 | 2426139 | 1585047 | 2370535 | 2129549 | 460034 | 1045013 | 1569994 | 2114971 | 2146700 | 2224847 | 2189443 | 2125763 | 2240454 | 1474836 | 2252953 | 1 | 0.98 | 0.99 | 0.99 | 0.98 | 0.98 | 0.98 | 0.97 | 0.98 | 0.98 | 0.97 | 0.99 | 2410834 | 472573 | 1136244 | 1696769 | 2231247 | 2258954 | 2328902 | 2252705 | 2254733 | 2377616 | 1537496 | 2346830 | 2129549 | 450833 | 1034563 | 1554294 | 2072672 | 2103766 | 2180350 | 2123760 | 2083248 | 2195645 | 1430591 | 2230423 | 214945 | 45385 | 103637 | 151318 | 200255 | 200823 | 209625 | 203419 | 202539 | 215691 | 142723 | 220189 | 23717794 | 21974557 | 23304903 | 21589694 | 2110549 | 2020
55512 | N | . | Cuyamaca Peak Energy Plant | San Diego Gas & Electric Co | 16609 | CA | PACC | WECC |  | 22 | 1 | Electric Utility | GT | NG | NG |  |  | mcf | 5782 | 5115 | 5681 | 4015 | 3775 | 5312 | 7430 | 9234 | 8045 | 8357 | 6677 | 7403 | 5782 | 5115 | 5681 | 4015 | 3775 | 5312 | 7430 | 9234 | 8045 | 8357 | 6677 | 7403 | 1.02 | 1.02 | 1.02 | 1.02 | 1.02 | 1.02 | 1.02 | 1.02 | 1.02 | 1.02 | 1.02 | 1.02 | 5898 | 5217 | 5795 | 4095 | 3851 | 5418 | 7579 | 9419 | 8206 | 8524 | 6811 | 7551 | 5898 | 5217 | 5795 | 4095 | 3851 | 5418 | 7579 | 9419 | 8206 | 8524 | 6811 | 7551 | 510.342 | 451.478 | 501.396 | 354.423 | 333.238 | 468.821 | 655.835 | 815.047 | 710.076 | 737.619 | 589.348 | 653.377 | 76826 | 76826 | 78364 | 78364 | 6781 | 2020
55518 | N | . | High Desert Power Plant | MRP Generation Holdings, LLC | 60431 | CA | PACC | WECC |  | 22 | 2 | NAICS-22 Non-Cogen | CA | NG | NG |  |  | mcf | 61493 | 120694 | 150732 | 0 | 0 | 20440 | 148327 | 164611 | 193464 | 214420 | 143794 | 95085 | 61493 | 120694 | 150732 | 0 | 0 | 20440 | 148327 | 164611 | 193464 | 214420 | 143794 | 95085 | 1.033 | 1.031 | 1.047 | 0 | 0 | 1.027 | 1.021 | 1.015 | 1.024 | 1.024 | 1.035 | 1.036 | 63522 | 124436 | 157816 | 0 | 0 | 20992 | 151442 | 167080 | 198107 | 219566 | 148827 | 98508 | 63522 | 124436 | 157816 | 0 | 0 | 20992 | 151442 | 167080 | 198107 | 219566 | 148827 | 98508 | 91072 | 129663 | 141738 | 0 | 0 | 14634 | 97245 | 122636 | 128553 | 173433 | 129478 | 101602 | 1313060 | 1313060 | 1350296 | 1350296 | 1130054 | 2020
55518 | N | . | High Desert Power Plant | MRP Generation Holdings, LLC | 60431 | CA | PACC | WECC |  | 22 | 2 | NAICS-22 Non-Cogen | CT | NG | NG |  |  | mcf | 1833311 | 2511870 | 2553835 | 0 | 0 | 315800 | 1794840 | 2224427 | 2310270 | 3138570 | 2422320 | 1981206 | 1833311 | 2511870 | 2553835 | 0 | 0 | 315800 | 1794840 | 2224427 | 2310270 | 3138570 | 2422320 | 1981206 | 1.033 | 1.031 | 1.047 | 0 | 0 | 1.027 | 1.021 | 1.015 | 1.024 | 1.024 | 1.035 | 1.036 | 1893810 | 2589738 | 2673865 | 0 | 0 | 324327 | 1832532 | 2257793 | 2365716 | 3213896 | 2507101 | 2052529 | 1893810 | 2589738 | 2673865 | 0 | 0 | 324327 | 1832532 | 2257793 | 2365716 | 3213896 | 2507101 | 2052529 | 168372 | 228060 | 234378 | 0 | 0 | 29534 | 161982 | 200020 | 209015 | 289094 | 223259 | 182782 | 21086449 | 21086449 | 21711307 | 21711307 | 1926496 | 2020
55538 | N | . | Escondido Energy Center | Wellhead Services, Inc | 20323 | CA | PACC | WECC |  | 22 | 2 | NAICS-22 Non-Cogen | GT | NG | NG |  |  | mcf | 9898 | 8757 | 9726 | 6875 | 6464 | 9094 | 12721 | 15810 | 13774 | 14308 | 11432 | 12674 | 9898 | 8757 | 9726 | 6875 | 6464 | 9094 | 12721 | 15810 | 13774 | 14308 | 11432 | 12674 | 1.03 | 1.03 | 1.03 | 1.03 | 1.03 | 1.03 | 1.03 | 1.03 | 1.03 | 1.03 | 1.03 | 1.03 | 10195 | 9020 | 10018 | 7081 | 6658 | 9367 | 13103 | 16284 | 14187 | 14737 | 11775 | 13054 | 10195 | 9020 | 10018 | 7081 | 6658 | 9367 | 13103 | 16284 | 14187 | 14737 | 11775 | 13054 | 965.366 | 854.02 | 948.445 | 670.429 | 630.355 | 886.826 | 1240.583 | 1541.751 | 1343.187 | 1395.287 | 1114.817 | 1235.934 | 131533 | 131533 | 135479 | 135479 | 12827 | 2020
55540 | N | . | Chula Vista Energy Center | Wellhead Services, Inc | 20323 | CA | PACC | WECC |  | 22 | 2 | NAICS-22 Non-Cogen | GT | NG | NG |  |  | mcf | 2951 | 2611 | 2899 | 2049 | 1927 | 2711 | 3792 | 4713 | 4106 | 4265 | 3408 | 3778 | 2951 | 2611 | 2899 | 2049 | 1927 | 2711 | 3792 | 4713 | 4106 | 4265 | 3408 | 3778 | 1.026 | 1.026 | 1.026 | 1.026 | 1.026 | 1.026 | 1.026 | 1.026 | 1.026 | 1.026 | 1.026 | 1.026 | 3028 | 2679 | 2974 | 2102 | 1977 | 2781 | 3891 | 4836 | 4213 | 4376 | 3497 | 3876 | 3028 | 2679 | 2974 | 2102 | 1977 | 2781 | 3891 | 4836 | 4213 | 4376 | 3497 | 3876 | 180.548 | 159.725 | 177.385 | 125.389 | 117.894 | 165.861 | 232.023 | 288.35 | 251.213 | 260.957 | 208.501 | 231.154 | 39210 | 39210 | 40230 | 40230 | 2399 | 2020
55541 | N | . | Indigo Energy Facility | Diamond Generating Corporation | 49981 | CA | PACC | WECC |  | 22 | 2 | NAICS-22 Non-Cogen | GT | NG | NG |  |  | mcf | 32304 | 28577 | 31737 | 22434 | 21093 | 29675 | 41513 | 51591 | 44946 | 46690 | 37304 | 41357 | 32304 | 28577 | 31737 | 22434 | 21093 | 29675 | 41513 | 51591 | 44946 | 46690 | 37304 | 41357 | 1.017 | 1.017 | 1.017 | 1.017 | 1.017 | 1.017 | 1.017 | 1.017 | 1.017 | 1.017 | 1.017 | 1.017 | 32853 | 29063 | 32277 | 22815 | 21452 | 30179 | 42219 | 52468 | 45710 | 47484 | 37938 | 42060 | 32853 | 29063 | 32277 | 22815 | 21452 | 30179 | 42219 | 52468 | 45710 | 47484 | 37938 | 42060 | 3057.757 | 2705.074 | 3004.162 | 2123.557 | 1996.625 | 2808.986 | 3929.496 | 4883.432 | 4254.489 | 4419.515 | 3531.136 | 3914.771 | 429221 | 429221 | 436518 | 436518 | 40629 | 2020
55542 | N | . | Larkspur Energy Facility | Diamond Generating Corporation | 49981 | CA | PACC | WECC |  | 22 | 2 | NAICS-22 Non-Cogen | GT | DFO | DFO |  |  | barrels | 0 | 0 | 0 | 0 | 0 | 0 | 0 | 0 | 0 | 0 | 0 | 0 | 0 | 0 | 0 | 0 | 0 | 0 | 0 | 0 | 0 | 0 | 0 | 0 | 0 | 0 | 0 | 0 | 0 | 0 | 0 | 0 | 0 | 0 | 0 | 0 | 0 | 0 | 0 | 0 | 0 | 0 | 0 | 0 | 0 | 0 | 0 | 0 | 0 | 0 | 0 | 0 | 0 | 0 | 0 | 0 | 0 | 0 | 0 | 0 | 0 | 0 | 0 | 0 | 0 | 0 | 0 | 0 | 0 | 0 | 0 | 0 | 0 | 0 | 0 | 0 | 0 | 2020
55542 | N | . | Larkspur Energy Facility | Diamond Generating Corporation | 49981 | CA | PACC | WECC |  | 22 | 2 | NAICS-22 Non-Cogen | GT | NG | NG |  |  | mcf | 25788 | 22813 | 25335 | 17909 | 16838 | 23689 | 33139 | 41184 | 35880 | 37271 | 29779 | 33015 | 25788 | 22813 | 25335 | 17909 | 16838 | 23689 | 33139 | 41184 | 35880 | 37271 | 29779 | 33015 | 1.017 | 1.017 | 1.017 | 1.017 | 1.017 | 1.017 | 1.017 | 1.017 | 1.017 | 1.017 | 1.017 | 1.017 | 26226 | 23201 | 25766 | 18213 | 17124 | 24092 | 33702 | 41884 | 36490 | 37905 | 30285 | 33576 | 26226 | 23201 | 25766 | 18213 | 17124 | 24092 | 33702 | 41884 | 36490 | 37905 | 30285 | 33576 | 2587.83 | 2289.349 | 2542.473 | 1797.202 | 1689.777 | 2377.292 | 3325.598 | 4132.93 | 3600.645 | 3740.309 | 2988.459 | 3313.136 | 342640 | 342640 | 348464 | 348464 | 34385 | 2020
55557 | Y | . | Wilmington Hydrogen Plant | Air Products & Chemicals Inc | 991 | CA | PACC | WECC |  | 325188 | 7 | Industrial NAICS Cogen | ST | NG | NG |  |  | mcf | 0 | 0 | 0 | 0 | 0 | 0 | 0 | 0 | 0 | 0 | 0 | 0 | 0 | 0 | 0 | 0 | 0 | 0 | 0 | 0 | 0 | 0 | 0 | 0 | 0 | 0 | 0 | 0 | 0 | 0 | 0 | 0 | 0 | 0 | 0 | 0 | 0 | 0 | 0 | 0 | 0 | 0 | 0 | 0 | 0 | 0 | 0 | 0 | 0 | 0 | 0 | 0 | 0 | 0 | 0 | 0 | 0 | 0 | 0 | 0 | 0 | 0 | 0 | 0 | 0 | 0 | 0 | 0 | 0 | 0 | 0 | 0 | 0 | 0 | 0 | 0 | 0 | 2020
55557 | Y | . | Wilmington Hydrogen Plant | Air Products & Chemicals Inc | 991 | CA | PACC | WECC |  | 325188 | 7 | Industrial NAICS Cogen | ST | WH | OTH |  |  |  | 0 | 0 | 0 | 0 | 0 | 0 | 0 | 0 | 0 | 0 | 0 | 0 | 0 | 0 | 0 | 0 | 0 | 0 | 0 | 0 | 0 | 0 | 0 | 0 | 0 | 0 | 0 | 0 | 0 | 0 | 0 | 0 | 0 | 0 | 0 | 0 | 83430 | 36205 | 129236 | 122202 | 130997 | 127484 | 126302 | 127029 | 137961 | 164119 | 128010 | 132180 | 83430 | 36205 | 129236 | 122202 | 130997 | 127484 | 126302 | 127029 | 137961 | 164119 | 128010 | 132180 | 9524 | 4133 | 14753 | 13950 | 14954 | 14553 | 14418 | 14501 | 15749 | 18735 | 14613 | 15089 | 0 | 0 | 1445155 | 1445155 | 164972 | 2020
55601 | N | . | Prima Plant | MM Prima Deshecha Energy LLC | 57250 | CA | PACC | WECC |  | 22 | 2 | NAICS-22 Non-Cogen | IC | LFG | MLG |  |  | mcf | 95809 | 86182 | 90811 | 84991 | 90284 | 83213 | 93458 | 89229 | 88505 | 85178 | 85752 | 76589 | 95809 | 86182 | 90811 | 84991 | 90284 | 83213 | 93458 | 89229 | 88505 | 85178 | 85752 | 76589 | 0.48 | 0.48 | 0.48 | 0.48 | 0.48 | 0.48 | 0.48 | 0.48 | 0.48 | 0.48 | 0.48 | 0.48 | 45988 | 41367 | 43589 | 40796 | 43336 | 39942 | 44860 | 42830 | 42482 | 40885 | 41161 | 36763 | 45988 | 41367 | 43589 | 40796 | 43336 | 39942 | 44860 | 42830 | 42482 | 40885 | 41161 | 36763 | 4173.008 | 3753.689 | 3955.289 | 3701.79 | 3932.335 | 3624.343 | 4070.566 | 3886.394 | 3854.856 | 3709.942 | 3734.948 | 3335.84 | 1050001 | 1050001 | 503999 | 503999 | 45733 | 2020
55602 | N | . | North City - Landfill Gas Engines South | City of San Diego | 16764 | CA | PACC | WECC |  | 22 | 2 | NAICS-22 Non-Cogen | IC | LFG | MLG |  |  | mcf | 42663 | 38377 | 40438 | 37847 | 40204 | 37055 | 41617 | 39734 | 39411 | 37930 | 38186 | 34105 | 42663 | 38377 | 40438 | 37847 | 40204 | 37055 | 41617 | 39734 | 39411 | 37930 | 38186 | 34105 | 0.53 | 0.53 | 0.53 | 0.53 | 0.53 | 0.53 | 0.53 | 0.53 | 0.53 | 0.53 | 0.53 | 0.53 | 22611 | 20340 | 21432 | 20059 | 21308 | 19639 | 22057 | 21059 | 20888 | 20103 | 20239 | 18076 | 22611 | 20340 | 21432 | 20059 | 21308 | 19639 | 22057 | 21059 | 20888 | 20103 | 20239 | 18076 | 1925.095 | 1731.655 | 1824.657 | 1707.713 | 1814.068 | 1671.985 | 1877.837 | 1792.875 | 1778.326 | 1711.474 | 1723.01 | 1538.893 | 467567 | 467567 | 247811 | 247811 | 21097.588 | 2020
55602 | N | . | North City - Landfill Gas Engines South | City of San Diego | 16764 | CA | PACC | WECC |  | 22 | 2 | NAICS-22 Non-Cogen | IC | NG | NG |  |  | mcf | 25 | 22 | 25 | 18 | 17 | 23 | 33 | 41 | 35 | 37 | 29 | 32 | 25 | 22 | 25 | 18 | 17 | 23 | 33 | 41 | 35 | 37 | 29 | 32 | 1.06 | 1.06 | 1.06 | 1.06 | 1.06 | 1.06 | 1.06 | 1.06 | 1.06 | 1.06 | 1.06 | 1.06 | 27 | 23 | 27 | 19 | 18 | 24 | 35 | 43 | 37 | 39 | 31 | 34 | 27 | 23 | 27 | 19 | 18 | 24 | 35 | 43 | 37 | 39 | 31 | 34 | 2.288 | 2.025 | 2.249 | 1.59 | 1.495 | 2.103 | 2.941 | 3.655 | 3.185 | 3.308 | 2.643 | 2.93 | 337 | 337 | 357 | 357 | 30.412 | 2020
55603 | N | . | Tajiguas Plant | MM Tajiguas Energy LLC | 57251 | CA | PACC | WECC |  | 22 | 2 | NAICS-22 Non-Cogen | IC | LFG | MLG |  |  | mcf | 45453 | 40885 | 43081 | 40320 | 42831 | 39476 | 44337 | 42331 | 41987 | 40409 | . | . | 45453 | 40885 | 43081 | 40320 | 42831 | 39476 | 44337 | 42331 | 41987 | 40409 | . | . | 0.514 | 0.514 | 0.514 | 0.514 | 0.514 | 0.514 | 0.514 | 0.514 | 0.514 | 0.514 | . | . | 23363 | 21015 | 22144 | 20724 | 22015 | 20291 | 22789 | 21758 | 21581 | 20770 | . | . | 23363 | 21015 | 22144 | 20724 | 22015 | 20291 | 22789 | 21758 | 21581 | 20770 | . | . | 2093.51 | 1883.145 | 1984.283 | 1857.108 | 1972.768 | 1818.255 | 2042.115 | 1949.72 | 1933.898 | 1861.198 | . | . | 421110 | 421110 | 216450 | 216450 | 19396 | 2020
55625 | N | . | Creed Energy Center | Creed Energy Center LLC | 49971 | CA | PACC | WECC |  | 22 | 2 | NAICS-22 Non-Cogen | GT | NG | NG |  |  | mcf | 14165 | 12532 | 13917 | 9838 | 9250 | 13013 | 18204 | 22623 | 19710 | 20474 | 16359 | 18136 | 14165 | 12532 | 13917 | 9838 | 9250 | 13013 | 18204 | 22623 | 19710 | 20474 | 16359 | 18136 | 1.032 | 1.032 | 1.032 | 1.032 | 1.032 | 1.032 | 1.032 | 1.032 | 1.032 | 1.032 | 1.032 | 1.032 | 14618 | 12933 | 14362 | 10153 | 9546 | 13429 | 18787 | 23347 | 20341 | 21129 | 16882 | 18716 | 14618 | 12933 | 14362 | 10153 | 9546 | 13429 | 18787 | 23347 | 20341 | 21129 | 16882 | 18716 | 1199.274 | 1060.951 | 1178.255 | 832.875 | 783.091 | 1101.706 | 1541.178 | 1915.319 | 1668.643 | 1733.367 | 1384.938 | 1535.403 | 188221 | 188221 | 194243 | 194243 | 15935 | 2020
55626 | N | . | Lambie Energy Center | Gilroy Energy Center LLC | 49972 | CA | PACC | WECC |  | 22 | 2 | NAICS-22 Non-Cogen | GT | NG | NG |  |  | mcf | 12040 | 10651 | 11829 | 8362 | 7862 | 11060 | 15472 | 19229 | 16752 | 17402 | 13904 | 15414 | 12040 | 10651 | 11829 | 8362 | 7862 | 11060 | 15472 | 19229 | 16752 | 17402 | 13904 | 15414 | 1.032 | 1.032 | 1.032 | 1.032 | 1.032 | 1.032 | 1.032 | 1.032 | 1.032 | 1.032 | 1.032 | 1.032 | 12425 | 10992 | 12208 | 8630 | 8114 | 11414 | 15967 | 19844 | 17288 | 17959 | 14349 | 15907 | 12425 | 10992 | 12208 | 8630 | 8114 | 11414 | 15967 | 19844 | 17288 | 17959 | 14349 | 15907 | 1022.339 | 904.421 | 1004.419 | 709.995 | 667.557 | 939.163 | 1313.797 | 1632.739 | 1422.456 | 1477.631 | 1180.609 | 1308.874 | 159977 | 159977 | 165097 | 165097 | 13584 | 2020
55627 | N | . | Goose Haven Energy Center | Goose Haven Energy Center | 49970 | CA | PACC | WECC |  | 22 | 2 | NAICS-22 Non-Cogen | GT | NG | NG |  |  | mcf | 13891 | 12289 | 13648 | 9647 | 9070 | 12761 | 17851 | 22185 | 19328 | 20077 | 16042 | 17784 | 13891 | 12289 | 13648 | 9647 | 9070 | 12761 | 17851 | 22185 | 19328 | 20077 | 16042 | 17784 | 1.032 | 1.032 | 1.032 | 1.032 | 1.032 | 1.032 | 1.032 | 1.032 | 1.032 | 1.032 | 1.032 | 1.032 | 14336 | 12682 | 14085 | 9956 | 9360 | 13169 | 18422 | 22895 | 19946 | 20719 | 16555 | 18353 | 14336 | 12682 | 14085 | 9956 | 9360 | 13169 | 18422 | 22895 | 19946 | 20719 | 16555 | 18353 | 1181.137 | 1044.905 | 1160.435 | 820.279 | 771.248 | 1085.044 | 1517.869 | 1886.352 | 1643.406 | 1707.152 | 1363.992 | 1512.181 | 184573 | 184573 | 190478 | 190478 | 15694 | 2020
55656 | N | . | Pastoria Energy Facility, LLC | Calpine Corp - Pastoria Energy Center | 2820 | CA | PACC | WECC |  | 22 | 2 | NAICS-22 Non-Cogen | CA | NG | NG |  |  | mcf | 0 | 0 | 0 | 0 | 0 | 0 | 0 | 0 | 0 | 0 | 0 | 0 | 0 | 0 | 0 | 0 | 0 | 0 | 0 | 0 | 0 | 0 | 0 | 0 | 0 | 0 | 0 | 0 | 0 | 0 | 0 | 0 | 0 | 0 | 0 | 0 | 0 | 0 | 0 | 0 | 0 | 0 | 0 | 0 | 0 | 0 | 0 | 0 | 0 | 0 | 0 | 0 | 0 | 0 | 0 | 0 | 0 | 0 | 0 | 0 | 143335 | 132138 | 83203 | 54857 | 55848 | 103910 | 163131 | 163515 | 167565 | 150415 | 127295 | 164559 | 0 | 0 | 0 | 0 | 1509771 | 2020
55656 | N | . | Pastoria Energy Facility, LLC | Calpine Corp - Pastoria Energy Center | 2820 | CA | PACC | WECC |  | 22 | 2 | NAICS-22 Non-Cogen | CT | NG | NG |  |  | mcf | 2789632 | 2599352 | 1621215 | 1139156 | 1187447 | 2063817 | 3190502 | 3202058 | 3211656 | 2971938 | 2489546 | 3137089 | 2789632 | 2599352 | 1621215 | 1139156 | 1187447 | 2063817 | 3190502 | 3202058 | 3211656 | 2971938 | 2489546 | 3137089 | 1.046 | 1.046 | 1.046 | 1.045 | 1.038 | 1.028 | 1.025 | 1.029 | 1.036 | 1.033 | 1.044 | 1.049 | 2917955 | 2718922 | 1695791 | 1190418 | 1232570 | 2121604 | 3270265 | 3294918 | 3327276 | 3070012 | 2599086 | 3290806 | 2917955 | 2718922 | 1695791 | 1190418 | 1232570 | 2121604 | 3270265 | 3294918 | 3327276 | 3070012 | 2599086 | 3290806 | 265972 | 252503 | 159312 | 109650 | 111163 | 199823 | 305599 | 291510 | 306135 | 287350 | 240925 | 301513 | 29603408 | 29603408 | 30729623 | 30729623 | 2831455 | 2020
55698 | N | . | Hanford Energy Park Peaker | MRP San Joaquin Energy LLC. | 7724 | CA | PACC | WECC |  | 22 | 2 | NAICS-22 Non-Cogen | GT | NG | NG |  |  | mcf | 18 | 973 | 1320 | 1211 | 5677 | 15891 | 17795 | 60076 | 34824 | 53253 | 15562 | 9758 | 18 | 973 | 1320 | 1211 | 5677 | 15891 | 17795 | 60076 | 34824 | 53253 | 15562 | 9758 | 1.029 | 1.028 | 1.033 | 1.036 | 1.021 | 1.02 | 1.026 | 1.015 | 1.023 | 1.015 | 1.026 | 1.03 | 19 | 1000 | 1364 | 1255 | 5796 | 16209 | 18258 | 60977 | 35625 | 54052 | 15967 | 10051 | 19 | 1000 | 1364 | 1255 | 5796 | 16209 | 18258 | 60977 | 35625 | 54052 | 15967 | 10051 | 0 | 76 | 116 | 88 | 517 | 1218 | 1504 | 5247 | 2978 | 4537 | 1330 | 929 | 216358 | 216358 | 220573 | 220573 | 18540 | 2020
55719 | N | . | Mountain View I&2 | AES Wind Generation Inc | 19740 | CA | PACC | WECC |  | 22 | 2 | NAICS-22 Non-Cogen | WT | WND | WND |  |  |  | 0 | 0 | 0 | 0 | 0 | 0 | 0 | 0 | 0 | 0 | 0 | 0 | 0 | 0 | 0 | 0 | 0 | 0 | 0 | 0 | 0 | 0 | 0 | 0 | 0 | 0 | 0 | 0 | 0 | 0 | 0 | 0 | 0 | 0 | 0 | 0 | 94937 | 97317 | 141074 | 190199 | 194077 | 215231 | 211322 | 180042 | 99672 | 108595 | 83104 | 81609 | 94937 | 97317 | 141074 | 190199 | 194077 | 215231 | 211322 | 180042 | 99672 | 108595 | 83104 | 81609 | 10837.571 | 11109.25 | 16104.392 | 21712.262 | 22154.871 | 24569.775 | 24123.484 | 20552.717 | 11378.056 | 12396.718 | 9486.77 | 9316.134 | 0 | 0 | 1697179 | 1697179 | 193742 | 2020
55748 | N | . | Los Esteros Critical Energy Center | Los Esteros Critical Energy Facility LLC | 2860 | CA | PACC | WECC |  | 22 | 2 | NAICS-22 Non-Cogen | CA | NG | NG |  |  | mcf | 0 | 772 | 269 | 409 | 13901 | 14683 | 40160 | 83271 | 41418 | 27791 | 12096 | 12977 | 0 | 772 | 269 | 409 | 13901 | 14683 | 40160 | 83271 | 41418 | 27791 | 12096 | 12977 | 0 | 1.036 | 1.036 | 1.034 | 1.036 | 1.033 | 1.025 | 1.03 | 1.037 | 1.034 | 1.029 | 1.039 | 0 | 800 | 279 | 423 | 14401 | 15168 | 41164 | 85769 | 42950 | 28736 | 12447 | 13483 | 0 | 800 | 279 | 423 | 14401 | 15168 | 41164 | 85769 | 42950 | 28736 | 12447 | 13483 | 0 | 640 | 558 | 54 | 3938 | 4152 | 11075 | 23125 | 12649 | 9862 | 4771 | 4588 | 247747 | 247747 | 255620 | 255620 | 75412 | 2020
55748 | N | . | Los Esteros Critical Energy Center | Los Esteros Critical Energy Facility LLC | 2860 | CA | PACC | WECC |  | 22 | 2 | NAICS-22 Non-Cogen | CT | NG | NG |  |  | mcf | 0 | 28515 | 48859 | 9177 | 136313 | 132333 | 313850 | 546139 | 319706 | 283843 | 127962 | 118492 | 0 | 28515 | 48859 | 9177 | 136313 | 132333 | 313850 | 546139 | 319706 | 283843 | 127962 | 118492 | 0 | 1.036 | 1.036 | 1.034 | 1.036 | 1.033 | 1.025 | 1.03 | 1.037 | 1.034 | 1.029 | 1.039 | 0 | 29542 | 50618 | 9489 | 141220 | 136700 | 321696 | 562523 | 331535 | 293494 | 131673 | 123113 | 0 | 29542 | 50618 | 9489 | 141220 | 136700 | 321696 | 562523 | 331535 | 293494 | 131673 | 123113 | 0 | 2675 | 4447 | 813 | 12772 | 12275 | 30260 | 53007 | 30935 | 26736 | 12385 | 11479 | 2065189 | 2065189 | 2131603 | 2131603 | 197784 | 2020
55753 | N | . | Sonoma Central Landfill Phase II | County of Sonoma Dept of Trnsp | 17412 | CA | PACC | WECC |  | 562212 | 4 | Commercial NAICS Non-Cogen | IC | LFG | MLG |  |  | mcf | 25800 | 23207 | 24453 | 22886 | 24311 | 22407 | 25166 | 24027 | 23832 | 22936 | 23091 | 20623 | 25800 | 23207 | 24453 | 22886 | 24311 | 22407 | 25166 | 24027 | 23832 | 22936 | 23091 | 20623 | 0.556 | 0.556 | 0.556 | 0.556 | 0.556 | 0.556 | 0.556 | 0.556 | 0.556 | 0.556 | 0.556 | 0.556 | 14345 | 12903 | 13596 | 12725 | 13517 | 12458 | 13992 | 13359 | 13251 | 12752 | 12839 | 11466 | 14345 | 12903 | 13596 | 12725 | 13517 | 12458 | 13992 | 13359 | 13251 | 12752 | 12839 | 11466 | 1022.516 | 919.77 | 969.168 | 907.053 | 963.544 | 888.076 | 997.415 | 952.287 | 944.559 | 909.05 | 915.178 | 817.384 | 282739 | 282739 | 157203 | 157203 | 11206 | 2020
55766 | N | . | Kiefer Landfill | Sacramento County of Dpt Waste | 16546 | CA | PACC | WECC |  | 562212 | 4 | Commercial NAICS Non-Cogen | IC | LFG | MLG |  |  | mcf | 153285 | 137883 | 145288 | 135977 | 144445 | 133132 | 149523 | 142758 | 141599 | 136276 | 137195 | 122534 | 153285 | 137883 | 145288 | 135977 | 144445 | 133132 | 149523 | 142758 | 141599 | 136276 | 137195 | 122534 | 0.531 | 0.531 | 0.531 | 0.531 | 0.531 | 0.531 | 0.531 | 0.531 | 0.531 | 0.531 | 0.531 | 0.531 | 81394 | 73216 | 77148 | 72204 | 76700 | 70693 | 79397 | 75804 | 75189 | 72363 | 72851 | 65066 | 81394 | 73216 | 77148 | 72204 | 76700 | 70693 | 79397 | 75804 | 75189 | 72363 | 72851 | 65066 | 6176.249 | 5555.637 | 5854.015 | 5478.823 | 5820.042 | 5364.199 | 6024.63 | 5752.046 | 5705.369 | 5490.889 | 5527.9 | 4937.201 | 1679895 | 1679895 | 892025 | 892025 | 67687 | 2020
55807 | N | . | Henrietta Peaker | MRP San Joaquin Energy LLC. | 7724 | CA | PACC | WECC |  | 22 | 2 | NAICS-22 Non-Cogen | GT | NG | NG |  |  | mcf | 14 | 6832 | 39102 | 10759 | 22967 | 24192 | 45514 | 49284 | 36078 | 30096 | 29118 | 32825 | 14 | 6832 | 39102 | 10759 | 22967 | 24192 | 45514 | 49284 | 36078 | 30096 | 29118 | 32825 | 1.026 | 1.029 | 1.031 | 1.029 | 1.033 | 1.029 | 1.029 | 1.031 | 1.025 | 1.019 | 1.03 | 1.027 | 14 | 7030 | 40314 | 11071 | 23725 | 24894 | 46834 | 50812 | 36980 | 30668 | 29992 | 33711 | 14 | 7030 | 40314 | 11071 | 23725 | 24894 | 46834 | 50812 | 36980 | 30668 | 29992 | 33711 | 0 | 621 | 3637 | 967 | 2235 | 2315 | 4367 | 4478 | 3328 | 2778 | 2674 | 2908 | 326781 | 326781 | 336045 | 336045 | 30308 | 2020
55810 | N | . | Gilroy Peaking Energy Center | Calpine Gilroy Cogen LP | 3028 | CA | PACC | WECC |  | 22 | 2 | NAICS-22 Non-Cogen | GT | NG | NG |  |  | mcf | 26182 | 23161 | 25722 | 18182 | 17095 | 24051 | 33645 | 41813 | 36428 | 37841 | 30234 | 33519 | 26182 | 23161 | 25722 | 18182 | 17095 | 24051 | 33645 | 41813 | 36428 | 37841 | 30234 | 33519 | 1.034 | 1.034 | 1.034 | 1.034 | 1.034 | 1.034 | 1.034 | 1.034 | 1.034 | 1.034 | 1.034 | 1.034 | 27072 | 23948 | 26597 | 18800 | 17676 | 24869 | 34789 | 43235 | 37667 | 39128 | 31262 | 34659 | 27072 | 23948 | 26597 | 18800 | 17676 | 24869 | 34789 | 43235 | 37667 | 39128 | 31262 | 34659 | 2192.336 | 1939.472 | 2153.911 | 1522.539 | 1431.531 | 2013.975 | 2817.352 | 3501.302 | 3050.365 | 3168.684 | 2531.738 | 2806.795 | 347873 | 347873 | 359702 | 359702 | 29130 | 2020
55811 | N | . | King City Peaking | Calpine Corp-King City | 2865 | CA | PACC | WECC |  | 22 | 2 | NAICS-22 Non-Cogen | GT | NG | NG |  |  | mcf | 8464 | 7488 | 8316 | 5878 | 5527 | 7775 | 10877 | 13518 | 11777 | 12233 | 9774 | 10836 | 8464 | 7488 | 8316 | 5878 | 5527 | 7775 | 10877 | 13518 | 11777 | 12233 | 9774 | 10836 | 1.032 | 1.032 | 1.032 | 1.032 | 1.032 | 1.032 | 1.032 | 1.032 | 1.032 | 1.032 | 1.032 | 1.032 | 8735 | 7728 | 8582 | 6066 | 5704 | 8024 | 11225 | 13951 | 12154 | 12624 | 10087 | 11183 | 8735 | 7728 | 8582 | 6066 | 5704 | 8024 | 11225 | 13951 | 12154 | 12624 | 10087 | 11183 | 804.308 | 711.539 | 790.211 | 558.578 | 525.19 | 738.872 | 1033.609 | 1284.532 | 1119.095 | 1162.504 | 928.826 | 1029.736 | 112463 | 112463 | 116063 | 116063 | 10687 | 2020
55813 | N | . | Yuba City Energy Center | Calpine Corp-Yuba City | 2867 | CA | PACC | WECC |  | 22 | 2 | NAICS-22 Non-Cogen | GT | NG | NG |  |  | mcf | 48556 | 42955 | 47705 | 33721 | 31705 | 44605 | 62398 | 77546 | 67559 | 70180 | 56073 | 62164 | 48556 | 42955 | 47705 | 33721 | 31705 | 44605 | 62398 | 77546 | 67559 | 70180 | 56073 | 62164 | 1.003 | 1.003 | 1.003 | 1.003 | 1.003 | 1.003 | 1.003 | 1.003 | 1.003 | 1.003 | 1.003 | 1.003 | 48702 | 43084 | 47848 | 33822 | 31800 | 44739 | 62585 | 77779 | 67762 | 70391 | 56241 | 62350 | 48702 | 43084 | 47848 | 33822 | 31800 | 44739 | 62585 | 77779 | 67762 | 70391 | 56241 | 62350 | 4232.196 | 3744.053 | 4158.017 | 2939.184 | 2763.499 | 3887.877 | 5438.757 | 6759.087 | 5888.575 | 6116.985 | 4887.393 | 5418.377 | 645167 | 645167 | 647103 | 647103 | 56234 | 2020
55847 | N | . | Feather River Energy Center | Calpine Corp-Yuba City | 2867 | CA | PACC | WECC |  | 22 | 2 | NAICS-22 Non-Cogen | GT | NG | NG |  |  | mcf | 25122 | 22226 | 24683 | 17448 | 16405 | 23079 | 32286 | 40124 | 34956 | 36312 | 29013 | 32165 | 25122 | 22226 | 24683 | 17448 | 16405 | 23079 | 32286 | 40124 | 34956 | 36312 | 29013 | 32165 | 1.001 | 1.001 | 1.001 | 1.001 | 1.001 | 1.001 | 1.001 | 1.001 | 1.001 | 1.001 | 1.001 | 1.001 | 25147 | 22248 | 24708 | 17465 | 16421 | 23102 | 32318 | 40164 | 34991 | 36348 | 29042 | 32197 | 25147 | 22248 | 24708 | 17465 | 16421 | 23102 | 32318 | 40164 | 34991 | 36348 | 29042 | 32197 | 2208.968 | 1954.186 | 2170.252 | 1534.09 | 1442.392 | 2029.254 | 2838.727 | 3527.865 | 3073.507 | 3192.724 | 2550.946 | 2828.089 | 333819 | 333819 | 334151 | 334151 | 29351 | 2020
55851 | Y | . | Valero Refinery Cogeneration Unit 1 | Valero Refining Co California | 19676 | CA | PACC | WECC |  | 32411 | 7 | Industrial NAICS Cogen | GT | NG | NG |  |  | mcf | 282615 | 122981 | 162686 | 172247 | 202252 | 236931 | 196051 | 209155 | 176929 | 198373 | 176709 | 217969 | 125484 | 52294 | 70473 | 74726 | 93108 | 105919 | 86839 | 91662 | 77117 | 86360 | 76994 | 95892 | 1.043 | 1.043 | 1.044 | 1.048 | 1.042 | 1.035 | 1.033 | 1.037 | 1.04 | 1.047 | 1.049 | 1.042 | 294767 | 128269 | 169844 | 180515 | 210747 | 245224 | 202521 | 216894 | 184006 | 207697 | 185368 | 227124 | 130880 | 54543 | 73574 | 78313 | 97019 | 109626 | 89705 | 95053 | 80202 | 90419 | 80767 | 99919 | 28941.067 | 11879.007 | 16097.218 | 17106.32 | 21372.793 | 23981.946 | 19562.429 | 20704.044 | 17460.948 | 19266.775 | 17331.536 | 21438.215 | 2354898 | 1036868 | 2452976 | 1080020 | 235142.3 | 2020
55851 | Y | . | Valero Refinery Cogeneration Unit 1 | Valero Refining Co California | 19676 | CA | PACC | WECC |  | 32411 | 7 | Industrial NAICS Cogen | GT | OG | OOG |  |  | mcf | 12245 | 157271 | 150085 | 85713 | 58771 | 63521 | 122694 | 115642 | 125668 | 135037 | 133949 | 109906 | 5437 | 66875 | 65014 | 37185 | 27056 | 28397 | 54346 | 50680 | 54774 | 58787 | 58363 | 48351 | 1.038 | 1.133 | 1.117 | 1.083 | 1.026 | 1.094 | 1.081 | 1.08 | 1.08 | 1.043 | 1.041 | 1.125 | 12710 | 178188 | 167645 | 92827 | 60299 | 69492 | 132632 | 124893 | 135721 | 140844 | 139441 | 123644 | 5644 | 75769 | 72621 | 40271 | 27759 | 31066 | 58748 | 54734 | 59156 | 61315 | 60756 | 54395 | 1247.933 | 16501.993 | 15888.782 | 8796.68 | 6115.207 | 6796.054 | 12811.571 | 11921.956 | 12879.052 | 13065.225 | 13037.464 | 11670.785 | 1270502 | 555265 | 1378336 | 602234 | 130732.7 | 2020
55853 | N | . | Inland Empire Energy Center | Inland Empire Energy Ctr LLC | 9155 | CA | PACC | WECC |  | 22 | 2 | NAICS-22 Non-Cogen | CS | NG | NG |  |  | mcf | 0 | 0 | . | . | . | . | . | . | . | . | . | . | 0 | 0 | . | . | . | . | . | . | . | . | . | . | 0 | 0 | . | . | . | . | . | . | . | . | . | . | 0 | 0 | . | . | . | . | . | . | . | . | . | . | 0 | 0 | . | . | . | . | . | . | . | . | . | . | 0 | 0 | . | . | . | . | . | . | . | . | . | . | 0 | 0 | 0 | 0 | 0 | 2020
55855 | N | . | Wolfskill Energy Center | Gilroy Energy Center LLC | 49972 | CA | PACC | WECC |  | 22 | 2 | NAICS-22 Non-Cogen | GT | NG | NG |  |  | mcf | 7674 | 6788 | 7539 | 5329 | 5011 | 7049 | 9861 | 12255 | 10677 | 11091 | 8862 | 9824 | 7674 | 6788 | 7539 | 5329 | 5011 | 7049 | 9861 | 12255 | 10677 | 11091 | 8862 | 9824 | 1.032 | 1.032 | 1.032 | 1.032 | 1.032 | 1.032 | 1.032 | 1.032 | 1.032 | 1.032 | 1.032 | 1.032 | 7920 | 7005 | 7780 | 5500 | 5171 | 7275 | 10177 | 12647 | 11019 | 11446 | 9146 | 10138 | 7920 | 7005 | 7780 | 5500 | 5171 | 7275 | 10177 | 12647 | 11019 | 11446 | 9146 | 10138 | 667.032 | 590.098 | 655.342 | 463.243 | 435.553 | 612.765 | 857.199 | 1065.295 | 928.094 | 964.094 | 770.299 | 853.986 | 101960 | 101960 | 105224 | 105224 | 8863 | 2020
55874 | N | . | Panoche Peaker | Wellhead Services, Inc | 20323 | CA | PACC | WECC |  | 22 | 2 | NAICS-22 Non-Cogen | GT | NG | NG |  |  | mcf | 4262 | 3773 | 4190 | 2962 | 2785 | 3917 | 5480 | 6811 | 5933 | 6164 | 4925 | 5460 | 4262 | 3773 | 4190 | 2962 | 2785 | 3917 | 5480 | 6811 | 5933 | 6164 | 4925 | 5460 | 1.038 | 1.038 | 1.038 | 1.038 | 1.038 | 1.038 | 1.038 | 1.038 | 1.038 | 1.038 | 1.038 | 1.038 | 4424 | 3916 | 4349 | 3075 | 2891 | 4066 | 5688 | 7070 | 6158 | 6398 | 5112 | 5667 | 4424 | 3916 | 4349 | 3075 | 2891 | 4066 | 5688 | 7070 | 6158 | 6398 | 5112 | 5667 | 287.945 | 254.735 | 282.9 | 199.974 | 188.021 | 264.52 | 370.037 | 459.869 | 400.642 | 416.182 | 332.524 | 368.651 | 56662 | 56662 | 58814 | 58814 | 3826 | 2020
55933 | N | . | Tracy Combined Cycle Power Plant | MRP San Joaquin Energy LLC. | 7724 | CA | PACC | WECC |  | 22 | 2 | NAICS-22 Non-Cogen | CA | NG | NG |  |  | mcf | 8930 | 0 | 3737 | 845 | 22780 | 20768 | 25026 | 65292 | 33691 | 30832 | 19353 | 32893 | 8930 | 0 | 3737 | 845 | 22780 | 20768 | 25026 | 65292 | 33691 | 30832 | 19353 | 32893 | 1.044 | 0 | 1.043 | 1.048 | 1.042 | 1.034 | 1.033 | 1.031 | 1.04 | 1.047 | 1.048 | 1.042 | 9323 | 0 | 3898 | 886 | 23737 | 21474 | 25852 | 67316 | 35039 | 32281 | 20282 | 34275 | 9323 | 0 | 3898 | 886 | 23737 | 21474 | 25852 | 67316 | 35039 | 32281 | 20282 | 34275 | 25058 | 0 | 6448 | 4004 | 23610 | 19901 | 27919 | 55166 | 28142 | 35234 | 22307 | 26840 | 264147 | 264147 | 274363 | 274363 | 274629 | 2020
55933 | N | . | Tracy Combined Cycle Power Plant | MRP San Joaquin Energy LLC. | 7724 | CA | PACC | WECC |  | 22 | 2 | NAICS-22 Non-Cogen | CT | NG | NG |  |  | mcf | 523329 | 0 | 132167 | 92439 | 457466 | 382644 | 555063 | 1008872 | 531773 | 679291 | 433960 | 486162 | 523329 | 0 | 132167 | 92439 | 457466 | 382644 | 555063 | 1008872 | 531773 | 679291 | 433960 | 486162 | 1.044 | 0 | 1.043 | 1.048 | 1.042 | 1.034 | 1.033 | 1.031 | 1.04 | 1.047 | 1.048 | 1.042 | 546355 | 0 | 137850 | 96876 | 476680 | 395654 | 573380 | 1040147 | 553044 | 711218 | 454790 | 506581 | 546355 | 0 | 137850 | 96876 | 476680 | 395654 | 573380 | 1040147 | 553044 | 711218 | 454790 | 506581 | 43888 | 0 | 10796 | 7232 | 36966 | 30207 | 43962 | 81727 | 42201 | 55177 | 35703 | 40210 | 5283166 | 5283166 | 5492575 | 5492575 | 428069 | 2020
55950 | Y | . | Elk Hills Cogen | California Resources Elk Hills LLC | 13989 | CA | PACC | WECC |  | 211 | 7 | Industrial NAICS Cogen | GT | NG | NG |  |  | mcf | 0 | 211381 | 133300 | 0 | 0 | 0 | 0 | 13830 | 0 | 0 | 31180 | 0 | 0 | 153404 | 102606 | 0 | 0 | 0 | 0 | 9281 | 0 | 0 | 22921 | 0 | 0 | 1.13 | 1.05 | 0 | 0 | 0 | 0 | 1.05 | 0 | 0 | 1.03 | 0 | 0 | 238861 | 139965 | 0 | 0 | 0 | 0 | 14522 | 0 | 0 | 32115 | 0 | 0 | 173346 | 107736 | 0 | 0 | 0 | 0 | 9745 | 0 | 0 | 23609 | 0 | 0 | 20389 | 12542 | 0 | 0 | 0 | 0 | 1134 | 0 | 0 | 2776 | 0 | 389691 | 288212 | 425463 | 314436 | 36841 | 2020
55951 | N | . | Agua Mansa Power Plant | E I Colton LLC | 5532 | CA | PACC | WECC |  | 22 | 1 | Electric Utility | GT | NG | NG |  |  | mcf | 1184 | 1048 | 1163 | 822 | 773 | 1088 | 1522 | 1891 | 1648 | 1712 | 1368 | 1516 | 1184 | 1048 | 1163 | 822 | 773 | 1088 | 1522 | 1891 | 1648 | 1712 | 1368 | 1516 | 1.021 | 1.021 | 1.021 | 1.021 | 1.021 | 1.021 | 1.021 | 1.021 | 1.021 | 1.021 | 1.021 | 1.021 | 1209 | 1070 | 1187 | 839 | 789 | 1111 | 1554 | 1931 | 1683 | 1748 | 1397 | 1548 | 1209 | 1070 | 1187 | 839 | 789 | 1111 | 1554 | 1931 | 1683 | 1748 | 1397 | 1548 | 1090.673 | 964.876 | 1071.558 | 757.454 | 712.178 | 1001.94 | 1401.616 | 1741.877 | 1517.538 | 1576.401 | 1259.525 | 1396.364 | 15735 | 15735 | 16066 | 16066 | 14492 | 2020
55963 | N | . | Riverview Energy Center | Gilroy Energy Center for Riverview | 2874 | CA | PACC | WECC |  | 22 | 2 | NAICS-22 Non-Cogen | GT | NG | NG |  |  | mcf | 18441 | 16314 | 18117 | 12807 | 12041 | 16940 | 23698 | 29451 | 25658 | 26653 | 21295 | 23609 | 18441 | 16314 | 18117 | 12807 | 12041 | 16940 | 23698 | 29451 | 25658 | 26653 | 21295 | 23609 | 1.032 | 1.032 | 1.032 | 1.032 | 1.032 | 1.032 | 1.032 | 1.032 | 1.032 | 1.032 | 1.032 | 1.032 | 19031 | 16836 | 18697 | 13217 | 12426 | 17482 | 24456 | 30393 | 26479 | 27506 | 21976 | 24364 | 19031 | 16836 | 18697 | 13217 | 12426 | 17482 | 24456 | 30393 | 26479 | 27506 | 21976 | 24364 | 1627.131 | 1439.457 | 1598.612 | 1130.013 | 1062.468 | 1494.752 | 2091.011 | 2598.632 | 2263.951 | 2351.766 | 1879.031 | 2083.176 | 245024 | 245024 | 252863 | 252863 | 21620 | 2020
55970 | N | . | Cosumnes | Sacramento Municipal Util Dist | 16534 | CA | PACC | WECC |  | 22 | 1 | Electric Utility | CA | NG | NG |  |  | mcf | 0 | 0 | 0 | 0 | 0 | 0 | 0 | 0 | 0 | 0 | 0 | 0 | 0 | 0 | 0 | 0 | 0 | 0 | 0 | 0 | 0 | 0 | 0 | 0 | 0 | 0 | 0 | 0 | 0 | 0 | 0 | 0 | 0 | 0 | 0 | 0 | 0 | 0 | 0 | 0 | 0 | 0 | 0 | 0 | 0 | 0 | 0 | 0 | 0 | 0 | 0 | 0 | 0 | 0 | 0 | 0 | 0 | 0 | 0 | 0 | 112540.55 | 105991.07 | 102974.21 | 31817 | 103373.43 | 114176.88 | 117433.9 | 119840.89 | 115655.06 | 109676.28 | 107386.04 | 132683.89 | 0 | 0 | 0 | 0 | 1273549.2 | 2020
55970 | N | . | Cosumnes | Sacramento Municipal Util Dist | 16534 | CA | PACC | WECC |  | 22 | 1 | Electric Utility | CA | OBG | ORW |  |  | Mcf | 0 | 0 | 0 | 0 | 0 | 0 | 0 | 0 | 0 | 0 | 0 | 0 | 0 | 0 | 0 | 0 | 0 | 0 | 0 | 0 | 0 | 0 | 0 | 0 | 0 | 0 | 0 | 0 | 0 | 0 | 0 | 0 | 0 | 0 | 0 | 0 | 0 | 0 | 0 | 0 | 0 | 0 | 0 | 0 | 0 | 0 | 0 | 0 | 0 | 0 | 0 | 0 | 0 | 0 | 0 | 0 | 0 | 0 | 0 | 0 | 1803.45 | 1738.926 | 443.79 | 0 | 1702.567 | 2165.124 | 2058.097 | 2087.115 | 1986.936 | 1834.721 | 1742.963 | 2369.11 | 0 | 0 | 0 | 0 | 19932.799 | 2020
55970 | N | . | Cosumnes | Sacramento Municipal Util Dist | 16534 | CA | PACC | WECC |  | 22 | 1 | Electric Utility | CT | NG | NG |  |  | mcf | 2132589 | 2062445 | 2047575 | 620324 | 1904823 | 2104502 | 2171509 | 2209606 | 2125290 | 2041226 | 2066928 | 2528004 | 2132589 | 2062445 | 2047575 | 620324 | 1904823 | 2104502 | 2171509 | 2209606 | 2125290 | 2041226 | 2066928 | 2528004 | 1.02 | 1.02 | 1.02 | 1.02 | 1.02 | 1.02 | 1.02 | 1.02 | 1.02 | 1.02 | 1.02 | 1.02 | 2175241 | 2103694 | 2088527 | 632730 | 1942919 | 2146592 | 2214939 | 2253798 | 2167796 | 2082051 | 2108267 | 2578564 | 2175241 | 2103694 | 2088527 | 632730 | 1942919 | 2146592 | 2214939 | 2253798 | 2167796 | 2082051 | 2108267 | 2578564 | 210730.07 | 204305.1 | 204102.38 | 55397 | 180627.06 | 203909.29 | 209561.32 | 215075.31 | 206728.44 | 205857.31 | 207226.55 | 259631.21 | 24014821 | 24014821 | 24495118 | 24495118 | 2363151 | 2020
55970 | N | . | Cosumnes | Sacramento Municipal Util Dist | 16534 | CA | PACC | WECC |  | 22 | 1 | Electric Utility | CT | OBG | ORW |  |  | Mcf | 60100 | 54784 | 14064 | 0 | 50000 | 62624 | 61616 | 62304 | 57296 | 53584 | 53467 | 73081 | 60100 | 54784 | 14064 | 0 | 50000 | 62624 | 61616 | 62304 | 57296 | 53584 | 53467 | 73081 | 0.58 | 0.63 | 0.64 | 0 | 0.64 | 0.65 | 0.63 | 0.63 | 0.65 | 0.65 | 0.64 | 0.63 | 34858 | 34514 | 9001 | 0 | 32000 | 40706 | 38818 | 39252 | 37242 | 34830 | 34219 | 46041 | 34858 | 34514 | 9001 | 0 | 32000 | 40706 | 38818 | 39252 | 37242 | 34830 | 34219 | 46041 | 3376.927 | 3351.899 | 879.624 | 0 | 2974.939 | 3866.71 | 3672.682 | 3745.692 | 3551.563 | 3443.686 | 3363.455 | 4635.793 | 602920 | 602920 | 381481 | 381481 | 36862.97 | 2020
55983 | N | . | Salton Sea Power LLC - Unit 5 | CalEnergy Operating Corporation | 49899 | CA | PACC | WECC |  | 22 | 2 | NAICS-22 Non-Cogen | ST | GEO | GEO |  |  |  | 0 | 0 | 0 | 0 | 0 | 0 | 0 | 0 | 0 | 0 | 0 | 0 | 0 | 0 | 0 | 0 | 0 | 0 | 0 | 0 | 0 | 0 | 0 | 0 | 0 | 0 | 0 | 0 | 0 | 0 | 0 | 0 | 0 | 0 | 0 | 0 | 164948 | 180804 | 229399 | 220440 | 218395 | 203412 | 219844 | 220595 | 207058 | 198897 | 218860 | 214290 | 164948 | 180804 | 229399 | 220440 | 218395 | 203412 | 219844 | 220595 | 207058 | 198897 | 218860 | 214290 | 18829.658 | 20639.678 | 26187.076 | 25164.382 | 24930.892 | 23220.557 | 25096.369 | 25182.113 | 23636.795 | 22705.131 | 24984.008 | 24462.341 | 0 | 0 | 2496942 | 2496942 | 285039 | 2020
55984 | N | . | CE Turbo LLC | CalEnergy Operating Corporation | 49899 | CA | PACC | WECC |  | 22 | 2 | NAICS-22 Non-Cogen | ST | GEO | GEO |  |  |  | 0 | 0 | 0 | 0 | 0 | 0 | 0 | 0 | 0 | 0 | 0 | 0 | 0 | 0 | 0 | 0 | 0 | 0 | 0 | 0 | 0 | 0 | 0 | 0 | 0 | 0 | 0 | 0 | 0 | 0 | 0 | 0 | 0 | 0 | 0 | 0 | 37417 | 41013 | 52037 | 50004 | 49540 | 46142 | 49869 | 50040 | 46969 | 45118 | 49646 | 48609 | 37417 | 41013 | 52037 | 50004 | 49540 | 46142 | 49869 | 50040 | 46969 | 45118 | 49646 | 48609 | 4271.302 | 4681.887 | 5940.254 | 5708.267 | 5655.302 | 5267.331 | 5692.839 | 5712.289 | 5361.75 | 5150.412 | 5667.351 | 5549.016 | 0 | 0 | 566404 | 566404 | 64658 | 2020
55985 | N | . | Palomar Energy | San Diego Gas & Electric Co | 16609 | CA | PACC | WECC |  | 22 | 1 | Electric Utility | CA | NG | NG |  |  | mcf | 411 | 4270 | 29271 | 5255 | 11295 | 28619 | 28851 | 35920 | 27340 | 14902 | 16590 | 10023 | 411 | 4270 | 29271 | 5255 | 11295 | 28619 | 28851 | 35920 | 27340 | 14902 | 16590 | 10023 | 1.033 | 1.032 | 1.028 | 1.035 | 1.032 | 1.02 | 1.017 | 1.017 | 1.021 | 1.018 | 1.017 | 1.026 | 425 | 4407 | 30091 | 5439 | 11656 | 29191 | 29341 | 36531 | 27914 | 15170 | 16872 | 10284 | 425 | 4407 | 30091 | 5439 | 11656 | 29191 | 29341 | 36531 | 27914 | 15170 | 16872 | 10284 | 12420 | 55288 | 85550 | 35867 | 32461 | 52707 | 70373 | 86535 | 92715 | 50197 | 97450 | 104099 | 212747 | 212747 | 217321 | 217321 | 775662 | 2020
55985 | N | . | Palomar Energy | San Diego Gas & Electric Co | 16609 | CA | PACC | WECC |  | 22 | 1 | Electric Utility | CT | NG | NG |  |  | mcf | 238988 | 1033435 | 1550692 | 689518 | 587035 | 937910 | 1247170 | 1494580 | 1622503 | 887271 | 1734567 | 1841755 | 238988 | 1033435 | 1550692 | 689518 | 587035 | 937910 | 1247170 | 1494580 | 1622503 | 887271 | 1734567 | 1841755 | 1.033 | 1.032 | 1.028 | 1.035 | 1.032 | 1.02 | 1.017 | 1.017 | 1.021 | 1.018 | 1.017 | 1.026 | 246875 | 1066505 | 1594111 | 713651 | 605820 | 956668 | 1268372 | 1519988 | 1656576 | 903242 | 1764055 | 1889641 | 246875 | 1066505 | 1594111 | 713651 | 605820 | 956668 | 1268372 | 1519988 | 1656576 | 903242 | 1764055 | 1889641 | 20244 | 94730 | 144596 | 63509 | 52169 | 85298 | 112460 | 132781 | 144935 | 80545 | 158363 | 163967 | 13865424 | 13865424 | 14185504 | 14185504 | 1253597 | 2020
56011 | N | . | Cabazon Wind Partners | Shell Wind Energy Inc. | 17058 | CA | PACC | WECC |  | 22 | 2 | NAICS-22 Non-Cogen | WT | WND | WND |  |  |  | 0 | 0 | 0 | 0 | 0 | 0 | 0 | 0 | 0 | 0 | 0 | 0 | 0 | 0 | 0 | 0 | 0 | 0 | 0 | 0 | 0 | 0 | 0 | 0 | 0 | 0 | 0 | 0 | 0 | 0 | 0 | 0 | 0 | 0 | 0 | 0 | 50587 | 51855 | 75171 | 101347 | 103413 | 114685 | 112602 | 95935 | 53110 | 57865 | 44282 | 43485 | 50587 | 51855 | 75171 | 101347 | 103413 | 114685 | 112602 | 95935 | 53110 | 57865 | 44282 | 43485 | 5774.776 | 5919.54 | 8581.19 | 11569.331 | 11805.174 | 13091.951 | 12854.146 | 10951.47 | 6062.772 | 6605.564 | 5055.005 | 4964.081 | 0 | 0 | 904337 | 904337 | 103235 | 2020
56012 | N | . | Whitewater Hill Wind Partners | Shell Wind Energy Inc. | 17058 | CA | PACC | WECC |  | 22 | 2 | NAICS-22 Non-Cogen | WT | WND | WND |  |  |  | 0 | 0 | 0 | 0 | 0 | 0 | 0 | 0 | 0 | 0 | 0 | 0 | 0 | 0 | 0 | 0 | 0 | 0 | 0 | 0 | 0 | 0 | 0 | 0 | 0 | 0 | 0 | 0 | 0 | 0 | 0 | 0 | 0 | 0 | 0 | 0 | 64866 | 66492 | 96390 | 129955 | 132604 | 147058 | 144386 | 123014 | 68101 | 74198 | 56781 | 55760 | 64866 | 66492 | 96390 | 129955 | 132604 | 147058 | 144386 | 123014 | 68101 | 74198 | 56781 | 55760 | 7404.816 | 7590.44 | 11003.39 | 14834.991 | 15137.404 | 16787.397 | 16482.467 | 14042.726 | 7774.102 | 8470.107 | 6481.874 | 6365.286 | 0 | 0 | 1159605 | 1159605 | 132375 | 2020
56026 | N | . | Donald Von Raesfeld Power Plant | City of Santa Clara - (CA) | 16655 | CA | PACC | WECC |  | 22 | 1 | Electric Utility | CA | NG | NG |  |  | mcf | 0 | 0 | 0 | 0 | 0 | 4362 | 28016 | 20898 | 18830 | 8744 | 8061 | 22557 | 0 | 0 | 0 | 0 | 0 | 4362 | 28016 | 20898 | 18830 | 8744 | 8061 | 22557 | 0 | 0 | 0 | 0 | 0 | 1.025 | 1.03 | 1.037 | 1.034 | 1.029 | 1.039 | 1.039 | 0 | 0 | 0 | 0 | 0 | 4471 | 28856 | 21671 | 19470 | 8998 | 8375 | 23437 | 0 | 0 | 0 | 0 | 0 | 4471 | 28856 | 21671 | 19470 | 8998 | 8375 | 23437 | 0 | 0 | 0 | 0 | 0 | 6444 | 17312 | 18305 | 16994 | 19301 | 6993 | 21455 | 111468 | 111468 | 115278 | 115278 | 106804 | 2020
56026 | N | . | Donald Von Raesfeld Power Plant | City of Santa Clara - (CA) | 16655 | CA | PACC | WECC |  | 22 | 1 | Electric Utility | CT | NG | NG |  |  | mcf | 46917 | 1877 | 5765 | 0 | 0 | 312359 | 565575 | 606503 | 590358 | 638913 | 227373 | 668636 | 46917 | 1877 | 5765 | 0 | 0 | 312359 | 565575 | 606503 | 590358 | 638913 | 227373 | 668636 | 1.036 | 1.036 | 1.034 | 0 | 0 | 1.025 | 1.03 | 1.037 | 1.034 | 1.029 | 1.039 | 1.039 | 48606 | 1945 | 5961 | 0 | 0 | 320168 | 582542 | 628944 | 610430 | 657441 | 236241 | 694713 | 48606 | 1945 | 5961 | 0 | 0 | 320168 | 582542 | 628944 | 610430 | 657441 | 236241 | 694713 | 3600 | 128 | 492 | 0 | 0 | 29890 | 55499 | 60326 | 58469 | 63803 | 22775 | 67566 | 3664276 | 3664276 | 3786991 | 3786991 | 362548 | 2020
56036 | Y | . | WWTP Power Generation Station | East Bay Municipal Util Dist | 5571 | CA | PACC | WECC |  | 22132 | 5 | Commercial NAICS Cogen | IC | DFO | DFO |  |  | barrels | 45 | 46 | 53 | 31 | 52 | 46 | 58 | 45 | 51 | 52 | 46 | 39 | 21 | 21 | 24 | 14 | 24 | 21 | 27 | 21 | 24 | 24 | 21 | 19 | 5.77 | 5.77 | 5.77 | 5.77 | 5.77 | 5.77 | 5.76 | 5.77 | 5.77 | 5.77 | 5.77 | 5.77 | 260 | 265 | 306 | 179 | 300 | 265 | 334 | 260 | 294 | 300 | 265 | 225 | 119 | 119 | 139 | 81 | 140 | 120 | 156 | 120 | 139 | 139 | 121 | 110 | 20.339 | 20.492 | 24.062 | 13.935 | 24.127 | 20.622 | 26.922 | 20.812 | 24.113 | 23.977 | 20.859 | 18.919 | 564 | 261 | 3253 | 1503 | 259.179 | 2020
56036 | Y | . | WWTP Power Generation Station | East Bay Municipal Util Dist | 5571 | CA | PACC | WECC |  | 22132 | 5 | Commercial NAICS Cogen | IC | NG | NG |  |  | mcf | 0 | 0 | 0 | 0 | 0 | 0 | 0 | 0 | 0 | 0 | 0 | 0 | 0 | 0 | 0 | 0 | 0 | 0 | 0 | 0 | 0 | 0 | 0 | 0 | 0 | 0 | 0 | 0 | 0 | 0 | 0 | 0 | 0 | 0 | 0 | 0 | 0 | 0 | 0 | 0 | 0 | 0 | 0 | 0 | 0 | 0 | 0 | 0 | 0 | 0 | 0 | 0 | 0 | 0 | 0 | 0 | 0 | 0 | 0 | 0 | 0 | 0 | 0 | 0 | 0 | 0 | 0 | 0 | 0 | 0 | 0 | 0 | 0 | 0 | 0 | 0 | 0 | 2020
56036 | Y | . | WWTP Power Generation Station | East Bay Municipal Util Dist | 5571 | CA | PACC | WECC |  | 22132 | 5 | Commercial NAICS Cogen | IC | OBG | ORW |  |  | Mcf | 33332 | 44255 | 42074 | 28400 | 40995 | 35141 | 26691 | 37646 | 44218 | 45704 | 42244 | 35606 | 15283 | 19765 | 19176 | 12839 | 19177 | 15888 | 12438 | 17334 | 20817 | 21243 | 19188 | 17389 | 0.664 | 0.673 | 0.66 | 0.64 | 0.61 | 0.64 | 0.65 | 0.64 | 0.64 | 0.65 | 0.66 | 0.61 | 22132 | 29784 | 27769 | 18176 | 25007 | 22490 | 17349 | 24093 | 28300 | 29708 | 27881 | 21720 | 10148 | 13302 | 12656 | 8217 | 11698 | 10168 | 8085 | 11094 | 13323 | 13808 | 12664 | 10607 | 1733.661 | 2299.508 | 2184.938 | 1416.065 | 2010.873 | 1747.378 | 1398.078 | 1931.188 | 2318.887 | 2374.023 | 2191.141 | 1826.081 | 456306 | 210537 | 294409 | 135770 | 23431.821 | 2020
56039 | N | . | H. Gonzales | City of Vernon | 19798 | CA | PACC | WECC |  | 22 | 1 | Electric Utility | GT | NG | NG |  |  | mcf | 400 | 354 | 394 | 278 | 262 | 368 | 515 | 640 | 557 | 579 | 463 | 513 | 400 | 354 | 394 | 278 | 262 | 368 | 515 | 640 | 557 | 579 | 463 | 513 | 1.031 | 1.031 | 1.031 | 1.031 | 1.031 | 1.031 | 1.031 | 1.031 | 1.031 | 1.031 | 1.031 | 1.031 | 412 | 365 | 406 | 287 | 270 | 379 | 531 | 660 | 574 | 597 | 477 | 529 | 412 | 365 | 406 | 287 | 270 | 379 | 531 | 660 | 574 | 597 | 477 | 529 | 37.026 | 32.755 | 36.376 | 25.713 | 24.176 | 34.013 | 47.581 | 59.131 | 51.516 | 53.514 | 42.757 | 47.402 | 5323 | 5323 | 5487 | 5487 | 491.96 | 2020
56041 | N | . | Malburg | Colorado Energy Management LLC | 29116 | CA | PACC | WECC |  | 22 | 2 | NAICS-22 Non-Cogen | CA | NG | NG |  |  | mcf | 114 | 54 | 10 | 221 | 226 | 526 | 1409 | 3083 | 2675 | 1274 | 77 | 0 | 114 | 54 | 10 | 221 | 226 | 526 | 1409 | 3083 | 2675 | 1274 | 77 | 0 | 1.032 | 1.035 | 1.037 | 1.034 | 1.026 | 1.017 | 1.014 | 1.016 | 1.022 | 1.017 | 1.022 | 0 | 118 | 56 | 10 | 229 | 232 | 535 | 1429 | 3132 | 2734 | 1296 | 79 | 0 | 118 | 56 | 10 | 229 | 232 | 535 | 1429 | 3132 | 2734 | 1296 | 79 | 0 | 19482 | 15802 | 18900 | 18832 | 18249 | 19416 | 19981 | 20542 | 19717 | 20559 | 13055 | 18375 | 9669 | 9669 | 9850 | 9850 | 222910 | 2020
56041 | N | . | Malburg | Colorado Energy Management LLC | 29116 | CA | PACC | WECC |  | 22 | 2 | NAICS-22 Non-Cogen | CA | OBG | ORW |  |  | Mcf | 0 | 0 | 0 | 0 | 0 | 0 | 0 | 0 | 0 | 0 | 0 | 0 | 0 | 0 | 0 | 0 | 0 | 0 | 0 | 0 | 0 | 0 | 0 | 0 | 0 | 0 | 0 | 0 | 0 | 0 | 0 | 0 | 0 | 0 | 0 | 0 | 0 | 0 | 0 | 0 | 0 | 0 | 0 | 0 | 0 | 0 | 0 | 0 | 0 | 0 | 0 | 0 | 0 | 0 | 0 | 0 | 0 | 0 | 0 | 0 | 0 | 0 | 0 | 0 | 0 | 0 | 0 | 0 | 0 | 0 | 0 | 0 | 0 | 0 | 0 | 0 | 0 | 2020
56041 | N | . | Malburg | Colorado Energy Management LLC | 29116 | CA | PACC | WECC |  | 22 | 2 | NAICS-22 Non-Cogen | CT | NG | NG |  |  | mcf | 424342 | 355442 | 414468 | 409806 | 406697 | 430069 | 445846 | 467196 | 436523 | 464211 | 292280 | 405884 | 424342 | 355442 | 414468 | 409806 | 406697 | 430069 | 445846 | 467196 | 436523 | 464211 | 292280 | 405884 | 1.032 | 1.035 | 1.037 | 1.034 | 1.026 | 1.017 | 1.014 | 1.016 | 1.022 | 1.017 | 1.022 | 1.027 | 437921 | 367882 | 429803 | 423739 | 417271 | 437380 | 452088 | 474671 | 446127 | 472103 | 298710 | 416843 | 437921 | 367882 | 429803 | 423739 | 417271 | 437380 | 452088 | 474671 | 446127 | 472103 | 298710 | 416843 | 32550 | 27501 | 31769 | 30673 | 31212 | 32925 | 34644 | 37687 | 34067 | 37017 | 22197 | 30580 | 4952764 | 4952764 | 5074538 | 5074538 | 382822 | 2020
56041 | N | . | Malburg | Colorado Energy Management LLC | 29116 | CA | PACC | WECC |  | 22 | 2 | NAICS-22 Non-Cogen | CT | OBG | ORW |  |  | Mcf | 0 | 0 | 0 | 0 | 0 | 0 | 0 | 0 | 0 | 0 | 0 | 0 | 0 | 0 | 0 | 0 | 0 | 0 | 0 | 0 | 0 | 0 | 0 | 0 | 0 | 0 | 0 | 0 | 0 | 0 | 0 | 0 | 0 | 0 | 0 | 0 | 0 | 0 | 0 | 0 | 0 | 0 | 0 | 0 | 0 | 0 | 0 | 0 | 0 | 0 | 0 | 0 | 0 | 0 | 0 | 0 | 0 | 0 | 0 | 0 | 0 | 0 | 0 | 0 | 0 | 0 | 0 | 0 | 0 | 0 | 0 | 0 | 0 | 0 | 0 | 0 | 0 | 2020
56046 | N | . | Magnolia Power Project | City of Burbank Water and Power | 2507 | CA | PACC | WECC |  | 22 | 1 | Electric Utility | CA | NG | NG |  |  | mcf | 2 | 7 | 0 | 4 | 3504 | 6 | 101 | 1329 | 882 | 560 | 1105 | 889 | 2 | 7 | 0 | 4 | 3504 | 6 | 101 | 1329 | 882 | 560 | 1105 | 889 | 1.044 | 1.045 | 0 | 1.044 | 1.034 | 1.027 | 1.024 | 1.025 | 1.026 | 1.026 | 1.04 | 1.046 | 2 | 7 | 0 | 4 | 3623 | 6 | 103 | 1362 | 905 | 575 | 1149 | 930 | 2 | 7 | 0 | 4 | 3623 | 6 | 103 | 1362 | 905 | 575 | 1149 | 930 | 46805 | 2319 | 39919 | 45026 | 54079 | 47950 | 55860 | 56092 | 45896 | 56144 | 51937 | 51551 | 8389 | 8389 | 8666 | 8666 | 553578 | 2020
56046 | N | . | Magnolia Power Project | City of Burbank Water and Power | 2507 | CA | PACC | WECC |  | 22 | 1 | Electric Utility | CA | OBG | ORW |  |  | Mcf | 0 | 0 | 0 | 0 | 0 | 0 | 0 | 0 | 0 | 0 | 0 | 0 | 0 | 0 | 0 | 0 | 0 | 0 | 0 | 0 | 0 | 0 | 0 | 0 | 0 | 0 | 0 | 0 | 0 | 0 | 0 | 0 | 0 | 0 | 0 | 0 | 0 | 0 | 0 | 0 | 0 | 0 | 0 | 0 | 0 | 0 | 0 | 0 | 0 | 0 | 0 | 0 | 0 | 0 | 0 | 0 | 0 | 0 | 0 | 0 | 0 | 0 | 0 | 0 | 0 | 0 | 0 | 0 | 0 | 0 | 0 | 0 | 0 | 0 | 0 | 0 | 0 | 2020
56046 | N | . | Magnolia Power Project | City of Burbank Water and Power | 2507 | CA | PACC | WECC |  | 22 | 1 | Electric Utility | CT | NG | NG |  |  | mcf | 831206 | 43133 | 691348 | 774488 | 904354 | 834878 | 997160 | 999042 | 824166 | 1024251 | 891224 | 849416 | 831206 | 43133 | 691348 | 774488 | 904354 | 834878 | 997160 | 999042 | 824166 | 1024251 | 891224 | 849416 | 1.044 | 1.045 | 1.047 | 1.044 | 1.034 | 1.027 | 1.024 | 1.025 | 1.026 | 1.026 | 1.04 | 1.046 | 867779 | 45074 | 723841 | 808565 | 935102 | 857420 | 1021092 | 1024018 | 845594 | 1050882 | 926873 | 888489 | 867779 | 45074 | 723841 | 808565 | 935102 | 857420 | 1021092 | 1024018 | 845594 | 1050882 | 926873 | 888489 | 69675 | 3016 | 56443 | 62155 | 68292 | 65782 | 81680 | 81644 | 67973 | 88231 | 67713 | 58267 | 9664666 | 9664666 | 9994729 | 9994729 | 770871 | 2020
56046 | N | . | Magnolia Power Project | City of Burbank Water and Power | 2507 | CA | PACC | WECC |  | 22 | 1 | Electric Utility | CT | OBG | ORW |  |  | Mcf | 0 | 0 | 0 | 0 | 0 | 0 | 0 | 0 | 0 | 0 | 0 | 0 | 0 | 0 | 0 | 0 | 0 | 0 | 0 | 0 | 0 | 0 | 0 | 0 | 0 | 0 | 0 | 0 | 0 | 0 | 0 | 0 | 0 | 0 | 0 | 0 | 0 | 0 | 0 | 0 | 0 | 0 | 0 | 0 | 0 | 0 | 0 | 0 | 0 | 0 | 0 | 0 | 0 | 0 | 0 | 0 | 0 | 0 | 0 | 0 | 0 | 0 | 0 | 0 | 0 | 0 | 0 | 0 | 0 | 0 | 0 | 0 | 0 | 0 | 0 | 0 | 0 | 2020
56051 | N | . | THUMS | THUMS Long Beach Company | 18986 | CA | PACC | WECC |  | 211 | 6 | Industrial NAICS Non-Cogen | GT | NG | NG |  |  | mcf | 271134 | 270602 | 315288 | 294817 | 321780 | 316473 | 310405 | 320983 | 308111 | 315577 | 218415 | 306012 | 271134 | 270602 | 315288 | 294817 | 321780 | 316473 | 310405 | 320983 | 308111 | 315577 | 218415 | 306012 | 1.072 | 1.061 | 1.053 | 1.066 | 1.068 | 1.059 | 1.054 | 1.058 | 1.059 | 1.064 | 1.074 | 1.073 | 290656 | 287109 | 331998 | 314275 | 343661 | 335145 | 327167 | 339600 | 326290 | 335774 | 234578 | 328351 | 290656 | 287109 | 331998 | 314275 | 343661 | 335145 | 327167 | 339600 | 326290 | 335774 | 234578 | 328351 | 26658 | 26733 | 31180 | 30208 | 32819 | 31186 | 30976 | 32001 | 30790 | 31700 | 21969 | 30245 | 3569597 | 3569597 | 3794604 | 3794604 | 356465 | 2020
56075 | N | . | High Winds LLC | FPLE High Winds, LLC | 8565 | CA | PACC | WECC |  | 22 | 2 | NAICS-22 Non-Cogen | WT | WND | WND |  |  |  | 0 | 0 | 0 | 0 | 0 | 0 | 0 | 0 | 0 | 0 | 0 | 0 | 0 | 0 | 0 | 0 | 0 | 0 | 0 | 0 | 0 | 0 | 0 | 0 | 0 | 0 | 0 | 0 | 0 | 0 | 0 | 0 | 0 | 0 | 0 | 0 | 153372 | 157217 | 227907 | 307269 | 313533 | 347708 | 341392 | 290859 | 161021 | 175437 | 134255 | 131841 | 153372 | 157217 | 227907 | 307269 | 313533 | 347708 | 341392 | 290859 | 161021 | 175437 | 134255 | 131841 | 17508.2 | 17947.097 | 26016.794 | 35076.361 | 35791.399 | 39692.699 | 38971.712 | 33203.105 | 18381.354 | 20027.013 | 15325.965 | 15050.301 | 0 | 0 | 2741811 | 2741811 | 312992 | 2020
56078 | N | . | Walnut Energy Center | Turlock Irrigation District | 19281 | CA | PACC | WECC |  | 22 | 1 | Electric Utility | CA | NG | NG |  |  | mcf | 0 | 0 | 0 | 0 | 0 | 0 | 0 | 0 | 0 | 0 | 0 | 0 | 0 | 0 | 0 | 0 | 0 | 0 | 0 | 0 | 0 | 0 | 0 | 0 | 0 | 0 | 0 | 0 | 0 | 0 | 0 | 0 | 0 | 0 | 0 | 0 | 0 | 0 | 0 | 0 | 0 | 0 | 0 | 0 | 0 | 0 | 0 | 0 | 0 | 0 | 0 | 0 | 0 | 0 | 0 | 0 | 0 | 0 | 0 | 0 | 50794 | 39306 | 59861 | 36057 | 10537 | 52610 | 63003 | 65196 | 62451 | 35624 | 23170 | 14412 | 0 | 0 | 0 | 0 | 513021 | 2020
56078 | N | . | Walnut Energy Center | Turlock Irrigation District | 19281 | CA | PACC | WECC |  | 22 | 1 | Electric Utility | CT | NG | NG |  |  | mcf | 929110 | 732889 | 1079744 | 677173 | 196884 | 962445 | 1131732 | 1177844 | 1123282 | 666952 | 453371 | 288346 | 929110 | 732889 | 1079744 | 677173 | 196884 | 962445 | 1131732 | 1177844 | 1123282 | 666952 | 453371 | 288346 | 1.043 | 1.042 | 1.044 | 1.046 | 1.04 | 1.033 | 1.032 | 1.037 | 1.039 | 1.048 | 1.048 | 1.042 | 969062 | 763670 | 1127253 | 708323 | 204759 | 994206 | 1167947 | 1221424 | 1167090 | 698966 | 475133 | 300457 | 969062 | 763670 | 1127253 | 708323 | 204759 | 994206 | 1167947 | 1221424 | 1167090 | 698966 | 475133 | 300457 | 73422 | 58235 | 85760 | 53217 | 14955 | 74580 | 87474 | 94095 | 88550 | 52247 | 35371 | 21687 | 9419772 | 9419772 | 9798290 | 9798290 | 739593 | 2020
56080 | Y | . | SJ/SC WPCP | San Jose/Santa Clara Water P C | 16657 | CA | PACC | WECC |  | 22132 | 5 | Commercial NAICS Cogen | IC | DFO | DFO |  |  | barrels | 5 | 5 | 6 | 5 | 5 | 6 | 5 | 5 | 5 | 1 | 0 | 2 | 2 | 2 | 2 | 1 | 2 | 3 | 2 | 2 | 2 | 1 | 0 | 1 | 5.6 | 5.6 | 5.6 | 5.6 | 5.6 | 5.6 | 5.6 | 5.6 | 5.6 | 5.6 | 0 | 5.8 | 28 | 28 | 34 | 28 | 28 | 34 | 28 | 28 | 28 | 6 | 0 | 12 | 13 | 9 | 11 | 8 | 13 | 15 | 12 | 12 | 12 | 3 | 0 | 8 | 1.472 | 1.019 | 1.251 | 0.929 | 1.499 | 1.771 | 1.447 | 1.389 | 1.436 | 0.364 | 0 | 0.967 | 50 | 20 | 282 | 116 | 13.544 | 2020
56080 | Y | . | SJ/SC WPCP | San Jose/Santa Clara Water P C | 16657 | CA | PACC | WECC |  | 22132 | 5 | Commercial NAICS Cogen | IC | NG | NG |  |  | mcf | 29625 | 15854 | 22897 | 19788 | 34869 | 39819 | 42764 | 37813 | 37929 | 35597 | 31855 | 25933 | 13243 | 5015 | 7443 | 5787 | 15960 | 17963 | 18921 | 16044 | 16584 | 19356 | 23950 | 18593 | 1.02 | 1.02 | 1.02 | 1.02 | 1.02 | 1.02 | 1.02 | 1.02 | 1.02 | 1.02 | 1.02 | 1.02 | 30218 | 16171 | 23355 | 20184 | 35566 | 40615 | 43619 | 38569 | 38688 | 36309 | 32492 | 26452 | 13508 | 5115 | 7592 | 5903 | 16279 | 18322 | 19299 | 16365 | 16916 | 19743 | 24429 | 18965 | 1588.322 | 588.411 | 869.466 | 669.888 | 1903.657 | 2140.752 | 2254.181 | 1913.464 | 1984.066 | 2361.044 | 2957.68 | 2204.651 | 374743 | 178859 | 382238 | 182436 | 21435.582 | 2020
56080 | Y | . | SJ/SC WPCP | San Jose/Santa Clara Water P C | 16657 | CA | PACC | WECC |  | 22132 | 5 | Commercial NAICS Cogen | IC | OBG | ORW |  |  | Mcf | 59198 | 54237 | 57244 | 53514 | 52489 | 46436 | 45485 | 46788 | 41184 | 36129 | 43151 | 45697 | 26463 | 17155 | 18608 | 15650 | 24024 | 20948 | 20124 | 19852 | 18006 | 19645 | 32442 | 32763 | 0.62 | 0.62 | 0.62 | 0.62 | 0.62 | 0.62 | 0.62 | 0.62 | 0.62 | 0.62 | 0.62 | 0.62 | 36703 | 33627 | 35491 | 33179 | 32543 | 28790 | 28201 | 29009 | 25534 | 22400 | 26754 | 28332 | 16407 | 10636 | 11537 | 9703 | 14895 | 12988 | 12477 | 12308 | 11164 | 12180 | 20114 | 20313 | 1929.206 | 1223.57 | 1321.283 | 1101.183 | 1741.844 | 1517.477 | 1457.372 | 1439.147 | 1309.498 | 1456.592 | 2435.32 | 2361.382 | 581552 | 265680 | 360563 | 164722 | 19293.874 | 2020
56090 | N | . | Blacksand Generating Facility | Bridge Energy LLC | 61143 | CA | PACC | WECC |  | 211 | 6 | Industrial NAICS Non-Cogen | GT | OG | OOG |  |  | mcf | 37578 | 57734 | 52890 | 35506 | 50294 | 44862 | 61940 | 61359 | 47093 | 45409 | 38742 | 35611 | 37578 | 57734 | 52890 | 35506 | 50294 | 44862 | 61940 | 61359 | 47093 | 45409 | 38742 | 35611 | 0.962 | 0.962 | 0.962 | 0.962 | 0.962 | 0.962 | 0.962 | 0.962 | 0.962 | 0.962 | 0.962 | 0.962 | 36150 | 55540 | 50880 | 34157 | 48383 | 43157 | 59586 | 59027 | 45303 | 43683 | 37270 | 34258 | 36150 | 55540 | 50880 | 34157 | 48383 | 43157 | 59586 | 59027 | 45303 | 43683 | 37270 | 34258 | 2376.414 | 3651.137 | 3344.8 | 2245.407 | 3180.622 | 2837.112 | 3917.099 | 3880.398 | 2978.202 | 2871.659 | 2450.07 | 2252.08 | 569018 | 569018 | 547394 | 547394 | 35985 | 2020
56112 | N | . | Mountain View III | Avangrid Renewables LLC | 15399 | CA | PACC | WECC |  | 22 | 2 | NAICS-22 Non-Cogen | WT | WND | WND |  |  |  | 0 | 0 | 0 | 0 | 0 | 0 | 0 | 0 | 0 | 0 | 0 | 0 | 0 | 0 | 0 | 0 | 0 | 0 | 0 | 0 | 0 | 0 | 0 | 0 | 0 | 0 | 0 | 0 | 0 | 0 | 0 | 0 | 0 | 0 | 0 | 0 | 28572 | 29289 | 42458 | 57243 | 58410 | 64776 | 63600 | 54186 | 29997 | 32683 | 25011 | 24561 | 28572 | 29289 | 42458 | 57243 | 58410 | 64776 | 63600 | 54186 | 29997 | 32683 | 25011 | 24561 | 3261.698 | 3343.463 | 4846.812 | 6534.568 | 6667.777 | 7394.571 | 7260.255 | 6185.589 | 3424.364 | 3730.942 | 2855.158 | 2803.803 | 0 | 0 | 510786 | 510786 | 58309 | 2020
56125 | N | . | Springville Hydroelectric | Calleguas Mun Water District | 30076 | CA | PACC | WECC |  | 22 | 2 | NAICS-22 Non-Cogen | HY | WAT | HYC |  |  |  | 0 | 0 | 0 | 0 | 0 | 0 | 0 | 0 | 0 | 0 | 0 | 0 | 0 | 0 | 0 | 0 | 0 | 0 | 0 | 0 | 0 | 0 | 0 | 0 | 0 | 0 | 0 | 0 | 0 | 0 | 0 | 0 | 0 | 0 | 0 | 0 | 468 | 349 | 370 | 543 | 743 | 695 | 734 | 740 | 515 | 424 | 321 | 264 | 468 | 349 | 370 | 543 | 743 | 695 | 734 | 740 | 515 | 424 | 321 | 264 | 53.449 | 39.876 | 42.216 | 61.969 | 84.874 | 79.303 | 83.846 | 84.487 | 58.842 | 48.391 | 36.599 | 30.148 | 0 | 0 | 6166 | 6166 | 704 | 2020
56134 | Y | . | Regional Wastewater Control Facility | City of Stockton MUD | 55934 | CA | PACC | WECC |  | 22132 | 5 | Commercial NAICS Cogen | IC | DFO | DFO |  |  | barrels | 2 | 2 | 2 | 2 | 2 | 2 | 3 | 3 | 2 | 3 | 2 | 2 | 1 | 1 | 1 | 1 | 1 | 1 | 2 | 2 | 1 | 2 | 1 | 1 | 5.8 | 5.8 | 5.8 | 5.8 | 5.8 | 5.8 | 5.8 | 5.8 | 5.8 | 5.8 | 5.8 | 5.8 | 12 | 12 | 12 | 12 | 12 | 12 | 17 | 17 | 12 | 17 | 12 | 12 | 7 | 7 | 7 | 5 | 8 | 7 | 9 | 9 | 8 | 9 | 8 | 7 | 0.48 | 0.463 | 0.449 | 0.356 | 0.518 | 0.448 | 0.626 | 0.599 | 0.518 | 0.562 | 0.555 | 0.449 | 27 | 15 | 159 | 91 | 6.023 | 2020
56134 | Y | . | Regional Wastewater Control Facility | City of Stockton MUD | 55934 | CA | PACC | WECC |  | 22132 | 5 | Commercial NAICS Cogen | IC | NG | NG |  |  | mcf | 295 | 262 | 291 | 206 | 193 | 272 | 380 | 473 | 412 | 428 | 342 | 379 | 172 | 152 | 169 | 120 | 113 | 158 | 221 | 275 | 240 | 249 | 199 | 221 | 1 | 1 | 1 | 1 | 1 | 1 | 1 | 1 | 1 | 1 | 1 | 1 | 295 | 262 | 291 | 206 | 193 | 272 | 380 | 473 | 412 | 428 | 342 | 379 | 172 | 152 | 169 | 120 | 113 | 158 | 221 | 275 | 240 | 249 | 199 | 221 | 11.384 | 10.071 | 11.184 | 7.906 | 7.433 | 10.458 | 14.629 | 18.18 | 15.839 | 16.453 | 13.146 | 14.574 | 3933 | 2289 | 3933 | 2289 | 151.257 | 2020
56134 | Y | . | Regional Wastewater Control Facility | City of Stockton MUD | 55934 | CA | PACC | WECC |  | 22132 | 5 | Commercial NAICS Cogen | IC | OBG | ORW |  |  | Mcf | 21806 | 19614 | 20668 | 19343 | 20548 | 18939 | 21270 | 20308 | 20143 | 19386 | 19516 | 17431 | 12694 | 11418 | 12032 | 11261 | 11962 | 11026 | 12383 | 11823 | 11727 | 11286 | 11362 | 10148 | 0.66 | 0.66 | 0.66 | 0.66 | 0.66 | 0.66 | 0.66 | 0.66 | 0.66 | 0.66 | 0.66 | 0.66 | 14392 | 12945 | 13641 | 12766 | 13562 | 12500 | 14038 | 13403 | 13294 | 12795 | 12881 | 11504 | 8378 | 7536 | 7941 | 7432 | 7895 | 7277 | 8173 | 7803 | 7740 | 7449 | 7499 | 6698 | 553.479 | 497.864 | 524.603 | 490.981 | 521.559 | 480.709 | 539.893 | 515.465 | 511.282 | 492.062 | 495.379 | 442.444 | 238972 | 139122 | 157721 | 91821 | 6065.72 | 2020
56135 | N | . | Ripon Generation Station | Modesto Irrigation District | 12745 | CA | PACC | WECC |  | 22 | 1 | Electric Utility | GT | NG | NG |  |  | mcf | 14131 | 12501 | 13883 | 9814 | 9227 | 12981 | 18160 | 22568 | 19662 | 20424 | 16319 | 18092 | 14131 | 12501 | 13883 | 9814 | 9227 | 12981 | 18160 | 22568 | 19662 | 20424 | 16319 | 18092 | 1.039 | 1.039 | 1.039 | 1.039 | 1.039 | 1.039 | 1.039 | 1.039 | 1.039 | 1.039 | 1.039 | 1.039 | 14682 | 12989 | 14424 | 10197 | 9587 | 13487 | 18868 | 23448 | 20429 | 21221 | 16955 | 18798 | 14682 | 12989 | 14424 | 10197 | 9587 | 13487 | 18868 | 23448 | 20429 | 21221 | 16955 | 18798 | 1183.922 | 1047.368 | 1163.171 | 822.213 | 773.066 | 1087.602 | 1521.448 | 1890.799 | 1647.281 | 1711.176 | 1367.208 | 1515.746 | 187762 | 187762 | 195085 | 195085 | 15731 | 2020
56143 | N | . | Riverside Energy Resource Center | City of Riverside - (CA) | 16088 | CA | PACC | WECC |  | 22 | 1 | Electric Utility | GT | NG | NG |  |  | mcf | 77092 | 68201 | 75742 | 53540 | 50340 | 70821 | 99072 | 123123 | 107266 | 111426 | 89028 | 98701 | 77092 | 68201 | 75742 | 53540 | 50340 | 70821 | 99072 | 123123 | 107266 | 111426 | 89028 | 98701 | 1.041 | 1.041 | 1.041 | 1.041 | 1.041 | 1.041 | 1.041 | 1.041 | 1.041 | 1.041 | 1.041 | 1.041 | 80253 | 70997 | 78847 | 55735 | 52404 | 73725 | 103134 | 128171 | 111664 | 115994 | 92678 | 102748 | 80253 | 70997 | 78847 | 55735 | 52404 | 73725 | 103134 | 128171 | 111664 | 115994 | 92678 | 102748 | 7581.059 | 6706.659 | 7448.184 | 5264.91 | 4950.209 | 6964.287 | 9742.352 | 12107.436 | 10548.104 | 10957.251 | 8754.704 | 9705.845 | 1024352 | 1024352 | 1066350 | 1066350 | 100731 | 2020
56144 | N | . | Springs Generating Station | City of Riverside - (CA) | 16088 | CA | PACC | WECC |  | 22 | 1 | Electric Utility | GT | NG | NG |  |  | mcf | 1859 | 1645 | 1827 | 1292 | 1214 | 1708 | 2390 | 2970 | 2588 | 2688 | 2148 | 2381 | 1859 | 1645 | 1827 | 1292 | 1214 | 1708 | 2390 | 2970 | 2588 | 2688 | 2148 | 2381 | 1.041 | 1.041 | 1.041 | 1.041 | 1.041 | 1.041 | 1.041 | 1.041 | 1.041 | 1.041 | 1.041 | 1.041 | 1935 | 1712 | 1902 | 1345 | 1264 | 1778 | 2488 | 3092 | 2694 | 2798 | 2236 | 2479 | 1935 | 1712 | 1902 | 1345 | 1264 | 1778 | 2488 | 3092 | 2694 | 2798 | 2236 | 2479 | 138.104 | 122.174 | 135.682 | 95.91 | 90.177 | 126.867 | 177.475 | 220.559 | 192.153 | 199.606 | 159.483 | 176.81 | 24710 | 24710 | 25723 | 25723 | 1835 | 2020
56184 | N | . | Red Bluff | California Power Holdings LLC | 55784 | CA | PACC | WECC |  | 22 | 2 | NAICS-22 Non-Cogen | IC | NG | NG |  |  | mcf | 9590 | 8485 | 9423 | 6661 | 6263 | 8811 | 12325 | 15318 | 13345 | 13862 | 11076 | 12279 | 9590 | 8485 | 9423 | 6661 | 6263 | 8811 | 12325 | 15318 | 13345 | 13862 | 11076 | 12279 | 1.02 | 1.02 | 1.02 | 1.02 | 1.02 | 1.02 | 1.02 | 1.02 | 1.02 | 1.02 | 1.02 | 1.02 | 9782 | 8655 | 9611 | 6794 | 6388 | 8987 | 12572 | 15624 | 13612 | 14139 | 11298 | 12525 | 9782 | 8655 | 9611 | 6794 | 6388 | 8987 | 12572 | 15624 | 13612 | 14139 | 11298 | 12525 | 682.009 | 603.347 | 670.056 | 473.644 | 445.333 | 626.524 | 876.445 | 1089.214 | 948.933 | 985.74 | 787.594 | 873.161 | 127438 | 127438 | 129987 | 129987 | 9062 | 2020
56185 | N | . | Chowchilla II | California Power Holdings LLC | 55784 | CA | PACC | WECC |  | 22 | 2 | NAICS-22 Non-Cogen | IC | NG | NG |  |  | mcf | 11925 | 10550 | 11716 | 8282 | 7787 | 10955 | 15325 | 19045 | 16593 | 17236 | 13772 | 15268 | 11925 | 10550 | 11716 | 8282 | 7787 | 10955 | 15325 | 19045 | 16593 | 17236 | 13772 | 15268 | 1.02 | 1.02 | 1.02 | 1.02 | 1.02 | 1.02 | 1.02 | 1.02 | 1.02 | 1.02 | 1.02 | 1.02 | 12164 | 10761 | 11950 | 8448 | 7943 | 11174 | 15632 | 19426 | 16925 | 17581 | 14047 | 15573 | 12164 | 10761 | 11950 | 8448 | 7943 | 11174 | 15632 | 19426 | 16925 | 17581 | 14047 | 15573 | 1167.14 | 1032.521 | 1146.682 | 810.557 | 762.107 | 1072.184 | 1499.88 | 1863.995 | 1623.929 | 1686.919 | 1347.827 | 1494.259 | 158454 | 158454 | 161624 | 161624 | 15508 | 2020
56232 | N | . | Miramar Energy Facility | San Diego Gas & Electric Co | 16609 | CA | PACC | WECC |  | 22 | 1 | Electric Utility | GT | NG | NG |  |  | mcf | 135195 | 120141 | 189084 | 122686 | 19729 | 13381 | 39878 | 57083 | 44689 | 32481 | 14348 | 6275 | 135195 | 120141 | 189084 | 122686 | 19729 | 13381 | 39878 | 57083 | 44689 | 32481 | 14348 | 6275 | 1.033 | 1.032 | 1.028 | 1.035 | 1.032 | 1.02 | 1.017 | 1.017 | 1.021 | 1.018 | 1.017 | 1.026 | 139656 | 123986 | 194378 | 126980 | 20360 | 13649 | 40556 | 58053 | 45627 | 33066 | 14592 | 6438 | 139656 | 123986 | 194378 | 126980 | 20360 | 13649 | 40556 | 58053 | 45627 | 33066 | 14592 | 6438 | 13690 | 11960 | 18949 | 12327 | 1947 | 1316 | 3887 | 5589 | 4367 | 3182 | 1412 | 627 | 794970 | 794970 | 817341 | 817341 | 79253 | 2020
56239 | N | . | Malaga Power LLC | CalPeak Power, LLC | 59527 | CA | PACC | WECC |  | 22 | 2 | NAICS-22 Non-Cogen | GT | NG | NG |  |  | mcf | 0 | 1715 | 6206 | 1887 | 5277 | 14665 | 8677 | 43039 | 11099 | 11819 | 11641 | 13720 | 0 | 1715 | 6206 | 1887 | 5277 | 14665 | 8677 | 43039 | 11099 | 11819 | 11641 | 13720 | 0 | 1.031 | 1.022 | 1.026 | 1.028 | 1.027 | 1.031 | 1.038 | 1.033 | 1.023 | 1.03 | 1.041 | 0 | 1768 | 6343 | 1936 | 5425 | 15061 | 8946 | 44674 | 11465 | 12091 | 11990 | 14283 | 0 | 1768 | 6343 | 1936 | 5425 | 15061 | 8946 | 44674 | 11465 | 12091 | 11990 | 14283 | 0 | 167 | 605 | 153 | 519 | 1478 | 827 | 4355 | 1062 | 1112 | 1053 | 1343 | 129745 | 129745 | 133982 | 133982 | 12674 | 2020
56271 | N | . | Diablo Winds LLC | GlidePath Power Operations LLC | 61728 | CA | PACC | WECC |  | 22 | 2 | NAICS-22 Non-Cogen | WT | WND | WND |  |  |  | 0 | 0 | 0 | 0 | 0 | 0 | 0 | 0 | 0 | 0 | 0 | 0 | 0 | 0 | 0 | 0 | 0 | 0 | 0 | 0 | 0 | 0 | 0 | 0 | 0 | 0 | 0 | 0 | 0 | 0 | 0 | 0 | 0 | 0 | 0 | 0 | 27464 | 28152 | 40810 | 55021 | 56143 | 62262 | 61131 | 52083 | 28833 | 31415 | 24040 | 23608 | 27464 | 28152 | 40810 | 55021 | 56143 | 62262 | 61131 | 52083 | 28833 | 31415 | 24040 | 23608 | 3135.111 | 3213.702 | 4658.705 | 6280.958 | 6408.997 | 7107.584 | 6978.481 | 5945.523 | 3291.462 | 3586.143 | 2744.348 | 2694.986 | 0 | 0 | 490962 | 490962 | 56046 | 2020
56275 | N | . | Helzel & Schwarzhoff 86 | Wind Stream Operations LLC | 56899 | CA | PACC | WECC |  | 22 | 2 | NAICS-22 Non-Cogen | WT | WND | WND |  |  |  | 0 | 0 | 0 | 0 | 0 | 0 | 0 | 0 | 0 | 0 | 0 | 0 | 0 | 0 | 0 | 0 | 0 | 0 | 0 | 0 | 0 | 0 | 0 | 0 | 0 | 0 | 0 | 0 | 0 | 0 | 0 | 0 | 0 | 0 | 0 | 0 | 1383 | 1417 | 2055 | 2770 | 2827 | 3135 | 3078 | 2622 | 1452 | 1582 | 1210 | 1189 | 1383 | 1417 | 2055 | 2770 | 2827 | 3135 | 3078 | 2622 | 1452 | 1582 | 1210 | 1189 | 157.855 | 161.815 | 234.573 | 316.256 | 322.703 | 357.878 | 351.377 | 299.366 | 165.73 | 180.568 | 138.182 | 135.697 | 0 | 0 | 24720 | 24720 | 2822 | 2020
56276 | N | . | ZCO | Wind Stream Operations LLC | 56899 | CA | PACC | WECC |  | 22 | 2 | NAICS-22 Non-Cogen | WT | WND | WND |  |  |  | 0 | 0 | 0 | 0 | 0 | 0 | 0 | 0 | 0 | 0 | 0 | 0 | 0 | 0 | 0 | 0 | 0 | 0 | 0 | 0 | 0 | 0 | 0 | 0 | 0 | 0 | 0 | 0 | 0 | 0 | 0 | 0 | 0 | 0 | 0 | 0 | 909 | 932 | 1351 | 1821 | 1858 | 2061 | 2023 | 1724 | 954 | 1040 | 796 | 781 | 909 | 932 | 1351 | 1821 | 1858 | 2061 | 2023 | 1724 | 954 | 1040 | 796 | 781 | 103.766 | 106.367 | 154.193 | 207.886 | 212.124 | 235.245 | 230.972 | 196.784 | 108.94 | 118.693 | 90.832 | 89.198 | 0 | 0 | 16250 | 16250 | 1855 | 2020
56295 | N | . | Kumeyaay Wind | Leeward Asset Management, LLC | 50123 | CA | PACC | WECC |  | 22 | 2 | NAICS-22 Non-Cogen | WT | WND | WND |  |  |  | 0 | 0 | 0 | 0 | 0 | 0 | 0 | 0 | 0 | 0 | 0 | 0 | 0 | 0 | 0 | 0 | 0 | 0 | 0 | 0 | 0 | 0 | 0 | 0 | 0 | 0 | 0 | 0 | 0 | 0 | 0 | 0 | 0 | 0 | 0 | 0 | 70330 | 72093 | 104509 | 140901 | 143773 | 159444 | 156548 | 133376 | 73837 | 80448 | 61564 | 60457 | 70330 | 72093 | 104509 | 140901 | 143773 | 159444 | 156548 | 133376 | 73837 | 80448 | 61564 | 60457 | 8028.525 | 8229.786 | 11930.21 | 16084.548 | 16412.434 | 18201.407 | 17870.792 | 15225.551 | 8428.918 | 9183.548 | 7027.845 | 6901.436 | 0 | 0 | 1257280 | 1257280 | 143525 | 2020
56298 | N | . | Roseville Energy Park | City of Roseville - (CA) | 16295 | CA | PACC | WECC |  | 22 | 1 | Electric Utility | CA | NG | NG |  |  | mcf | 6794 | 12060 | 0 | 0 | 5132 | 19248 | 33678 | 73456 | 56555 | 36951 | 7773 | 0 | 6794 | 12060 | 0 | 0 | 5132 | 19248 | 33678 | 73456 | 56555 | 36951 | 7773 | 0 | 1.044 | 1.042 | 0 | 0 | 1.04 | 1.034 | 1.034 | 1.033 | 1.039 | 1.04 | 1.047 | 0 | 7093 | 12567 | 0 | 0 | 5337 | 19902 | 34823 | 75880 | 58761 | 38429 | 8138 | 0 | 7093 | 12567 | 0 | 0 | 5337 | 19902 | 34823 | 75880 | 58761 | 38429 | 8138 | 0 | 4673 | 5180 | 0 | 0 | 1750 | 5523 | 14432 | 30374 | 28573 | 23263 | 9818 | 1 | 251647 | 251647 | 260930 | 260930 | 123587 | 2020
56298 | N | . | Roseville Energy Park | City of Roseville - (CA) | 16295 | CA | PACC | WECC |  | 22 | 1 | Electric Utility | CT | NG | NG |  |  | mcf | 87938 | 91194 | 0 | 0 | 31030 | 86579 | 231420 | 472453 | 471091 | 413845 | 213534 | 2394 | 87938 | 91194 | 0 | 0 | 31030 | 86579 | 231420 | 472453 | 471091 | 413845 | 213534 | 2394 | 1.044 | 1.042 | 0 | 0 | 1.04 | 1.034 | 1.034 | 1.033 | 1.039 | 1.04 | 1.047 | 1.049 | 91807 | 95024 | 0 | 0 | 32271 | 89523 | 239288 | 488044 | 489464 | 430399 | 223570 | 2511 | 91807 | 95024 | 0 | 0 | 32271 | 89523 | 239288 | 488044 | 489464 | 430399 | 223570 | 2511 | 8079 | 8275 | 0 | 0 | 2644 | 7513 | 19858 | 41371 | 41282 | 36773 | 20004 | 168 | 2101478 | 2101478 | 2181901 | 2181901 | 185967 | 2020
56302 | N | . | Oasis Wind | Terra-Gen Operating Co-Wind | 2770 | CA | PACC | WECC |  | 22 | 2 | NAICS-22 Non-Cogen | WT | WND | WND |  |  |  | 0 | 0 | 0 | 0 | 0 | 0 | 0 | 0 | 0 | 0 | 0 | 0 | 0 | 0 | 0 | 0 | 0 | 0 | 0 | 0 | 0 | 0 | 0 | 0 | 0 | 0 | 0 | 0 | 0 | 0 | 0 | 0 | 0 | 0 | 0 | 0 | 40177 | 41184 | 59702 | 80492 | 82133 | 91085 | 89431 | 76193 | 42181 | 45957 | 35169 | 34537 | 40177 | 41184 | 59702 | 80492 | 82133 | 91085 | 89431 | 76193 | 42181 | 45957 | 35169 | 34537 | 4586.426 | 4701.399 | 6815.327 | 9188.561 | 9375.871 | 10397.851 | 10208.982 | 8697.845 | 4815.157 | 5246.252 | 4014.771 | 3942.558 | 0 | 0 | 718241 | 718241 | 81991 | 2020
56346 | N | . | Bear Valley Power Plant | Bear Valley Electric Service | 17612 | CA | PACC | WECC |  | 22 | 1 | Electric Utility | IC | NG | NG |  |  | mcf | 959 | 851 | 945 | 668 | 628 | 883 | 1236 | 1536 | 1338 | 1390 | 1110 | 1231 | 959 | 851 | 945 | 668 | 628 | 883 | 1236 | 1536 | 1338 | 1390 | 1110 | 1231 | 1.037 | 1.037 | 1.037 | 1.037 | 1.037 | 1.037 | 1.037 | 1.037 | 1.037 | 1.037 | 1.037 | 1.037 | 994 | 882 | 980 | 693 | 651 | 916 | 1282 | 1593 | 1388 | 1441 | 1151 | 1277 | 994 | 882 | 980 | 693 | 651 | 916 | 1282 | 1593 | 1388 | 1441 | 1151 | 1277 | 97.461 | 86.221 | 95.754 | 67.686 | 63.64 | 89.533 | 125.248 | 155.653 | 135.607 | 140.867 | 112.551 | 124.779 | 12775 | 12775 | 13248 | 13248 | 1295 | 2020
56356 | Y | . | Clearwater Power Plant | City of Riverside - (CA) | 16088 | CA | PACC | WECC |  | 22 | 1 | Electric Utility | CA | NG | NG |  |  | mcf | 0 | 0 | 0 | 0 | 0 | 0 | 0 | 0 | 0 | 0 | 0 | 0 | 0 | 0 | 0 | 0 | 0 | 0 | 0 | 0 | 0 | 0 | 0 | 0 | 0 | 0 | 0 | 0 | 0 | 0 | 0 | 0 | 0 | 0 | 0 | 0 | 0 | 0 | 0 | 0 | 0 | 0 | 0 | 0 | 0 | 0 | 0 | 0 | 0 | 0 | 0 | 0 | 0 | 0 | 0 | 0 | 0 | 0 | 0 | 0 | 137.274 | 121.442 | 134.869 | 95.335 | 89.637 | 126.107 | 176.411 | 219.237 | 191.001 | 198.41 | 158.527 | 175.75 | 0 | 0 | 0 | 0 | 1824 | 2020
56356 | Y | . | Clearwater Power Plant | City of Riverside - (CA) | 16088 | CA | PACC | WECC |  | 22 | 1 | Electric Utility | CT | NG | NG |  |  | mcf | 5288 | 4678 | 5195 | 3672 | 3453 | 4857 | 6795 | 8444 | 7357 | 7642 | 6106 | 6769 | 4270 | 3778 | 4195 | 2965 | 2788 | 3923 | 5488 | 6820 | 5942 | 6172 | 4932 | 5468 | 1.039 | 1.039 | 1.039 | 1.039 | 1.039 | 1.039 | 1.039 | 1.039 | 1.039 | 1.039 | 1.039 | 1.039 | 5494 | 4860 | 5398 | 3815 | 3588 | 5046 | 7060 | 8773 | 7644 | 7940 | 6344 | 7033 | 4437 | 3925 | 4359 | 3081 | 2897 | 4076 | 5702 | 7086 | 6174 | 6413 | 5124 | 5681 | 460.895 | 407.735 | 452.817 | 320.083 | 300.951 | 423.398 | 592.292 | 736.079 | 641.278 | 666.152 | 532.247 | 590.073 | 70256 | 56741 | 72995 | 58955 | 6124 | 2020
56362 | N | . | Shiloh I Wind Project | Avangrid Renewables LLC | 15399 | CA | PACC | WECC |  | 22 | 2 | NAICS-22 Non-Cogen | WT | WND | WND |  |  |  | 0 | 0 | 0 | 0 | 0 | 0 | 0 | 0 | 0 | 0 | 0 | 0 | 0 | 0 | 0 | 0 | 0 | 0 | 0 | 0 | 0 | 0 | 0 | 0 | 0 | 0 | 0 | 0 | 0 | 0 | 0 | 0 | 0 | 0 | 0 | 0 | 193083 | 197923 | 286917 | 386827 | 394713 | 437737 | 429786 | 366169 | 202712 | 220861 | 169017 | 165977 | 193083 | 197923 | 286917 | 386827 | 394713 | 437737 | 429786 | 366169 | 202712 | 220861 | 169017 | 165977 | 22041.43 | 22593.965 | 32753.072 | 44158.345 | 45058.521 | 49969.947 | 49062.282 | 41800.064 | 23140.661 | 25212.414 | 19294.169 | 18947.13 | 0 | 0 | 3451722 | 3451722 | 394032 | 2020
56428 | N | . | Ameresco Santa Cruz Energy | AMERESCO Santa Cruz Energy LLC | 54814 | CA | PACC | WECC |  | 22 | 2 | NAICS-22 Non-Cogen | IC | LFG | MLG |  |  | mcf | 48250 | 43402 | 45733 | 42802 | 45468 | 41907 | 47066 | 44937 | 44572 | 42896 | 43186 | 38571 | 48250 | 43402 | 45733 | 42802 | 45468 | 41907 | 47066 | 44937 | 44572 | 42896 | 43186 | 38571 | 0.423 | 0.423 | 0.423 | 0.423 | 0.423 | 0.423 | 0.423 | 0.423 | 0.423 | 0.423 | 0.423 | 0.423 | 20410 | 18359 | 19345 | 18105 | 19233 | 17727 | 19909 | 19008 | 18854 | 18145 | 18268 | 16316 | 20410 | 18359 | 19345 | 18105 | 19233 | 17727 | 19909 | 19008 | 18854 | 18145 | 18268 | 16316 | 1592.811 | 1432.76 | 1509.709 | 1412.95 | 1500.948 | 1383.389 | 1553.71 | 1483.412 | 1471.375 | 1416.061 | 1425.606 | 1273.269 | 528790 | 528790 | 223679 | 223679 | 17456 | 2020
56433 | N | . | Pine Tree Wind Power Project | Los Angeles Department of Water & Power | 11208 | CA | PACC | WECC |  | 22 | 1 | Electric Utility | WT | WND | WND |  |  |  | 0 | 0 | 0 | 0 | 0 | 0 | 0 | 0 | 0 | 0 | 0 | 0 | 0 | 0 | 0 | 0 | 0 | 0 | 0 | 0 | 0 | 0 | 0 | 0 | 0 | 0 | 0 | 0 | 0 | 0 | 0 | 0 | 0 | 0 | 0 | 0 | 127580 | 130778 | 189581 | 255596 | 260807 | 289235 | 283981 | 241946 | 133942 | 145934 | 111678 | 109669 | 127580 | 130778 | 189581 | 255596 | 260807 | 289235 | 283981 | 241946 | 133942 | 145934 | 111678 | 109669 | 14563.893 | 14928.983 | 21641.622 | 29177.667 | 29772.459 | 33017.688 | 32417.947 | 27619.43 | 15290.213 | 16659.125 | 12748.64 | 12519.333 | 0 | 0 | 2280727 | 2280727 | 260357 | 2020
56446 | N | . | Buena Vista Energy LLC | Leeward Asset Management, LLC | 50123 | CA | PACC | WECC |  | 22 | 2 | NAICS-22 Non-Cogen | WT | WND | WND |  |  |  | 0 | 0 | 0 | 0 | 0 | 0 | 0 | 0 | 0 | 0 | 0 | 0 | 0 | 0 | 0 | 0 | 0 | 0 | 0 | 0 | 0 | 0 | 0 | 0 | 0 | 0 | 0 | 0 | 0 | 0 | 0 | 0 | 0 | 0 | 0 | 0 | 41782 | 42830 | 62088 | 83708 | 85414 | 94725 | 93004 | 79237 | 43866 | 47793 | 36575 | 35917 | 41782 | 42830 | 62088 | 83708 | 85414 | 94725 | 93004 | 79237 | 43866 | 47793 | 36575 | 35917 | 4769.678 | 4889.247 | 7087.638 | 9555.695 | 9750.49 | 10813.303 | 10616.888 | 9045.372 | 5007.55 | 5455.869 | 4175.184 | 4100.086 | 0 | 0 | 746939 | 746939 | 85267 | 2020
56467 | N | . | Russell City Energy Center | Russell City Energy Company LLC | 54890 | CA | PACC | WECC |  | 22 | 2 | NAICS-22 Non-Cogen | CA | NG | NG |  |  | mcf | 0 | 0 | 0 | 0 | 8451 | 12085 | 22560 | 55375 | 27320 | 38667 | 13209 | 31046 | 0 | 0 | 0 | 0 | 8451 | 12085 | 22560 | 55375 | 27320 | 38667 | 13209 | 31046 | 0 | 0 | 0 | 0 | 1.036 | 1.034 | 1.034 | 1.041 | 1.039 | 1.047 | 1.049 | 1.042 | 0 | 0 | 0 | 0 | 8755 | 12496 | 23327 | 57645 | 28385 | 40484 | 13856 | 32350 | 0 | 0 | 0 | 0 | 8755 | 12496 | 23327 | 57645 | 28385 | 40484 | 13856 | 32350 | 0 | 0 | 4019 | 3202 | 18414 | 12332 | 30126 | 83221 | 48970 | 77848 | 40406 | 90118 | 208713 | 208713 | 217298 | 217298 | 408656 | 2020
56467 | N | . | Russell City Energy Center | Russell City Energy Company LLC | 54890 | CA | PACC | WECC |  | 22 | 2 | NAICS-22 Non-Cogen | CT | NG | NG |  |  | mcf | 0 | 0 | 89222 | 69177 | 353837 | 237208 | 584939 | 1499730 | 908333 | 1449661 | 787430 | 1755634 | 0 | 0 | 89222 | 69177 | 353837 | 237208 | 584939 | 1499730 | 908333 | 1449661 | 787430 | 1755634 | 0 | 0 | 1.045 | 1.047 | 1.036 | 1.034 | 1.034 | 1.041 | 1.039 | 1.047 | 1.049 | 1.042 | 0 | 0 | 93237 | 72428 | 366575 | 245273 | 604827 | 1561219 | 943758 | 1517795 | 826014 | 1829371 | 0 | 0 | 93237 | 72428 | 366575 | 245273 | 604827 | 1561219 | 943758 | 1517795 | 826014 | 1829371 | 0 | 0 | 7416 | 5609 | 30052 | 20734 | 50291 | 132412 | 78550 | 129399 | 70570 | 158267 | 7735171 | 7735171 | 8060497 | 8060497 | 683300 | 2020
56469 | Y | . | Roseburg Forest Products Biomass | Roseburg Forest Products | 54894 | CA | PACC | WECC |  | 321 | 7 | Industrial NAICS Cogen | ST | WDS | WWW |  |  | short tons | 7762 | 7408 | 7945 | 7689 | 7842 | 5679 | 6678 | 7817 | 7605 | 6630 | 7673 | 7824 | 1495 | 1441 | 1550 | 1549 | 1709 | 1491 | 1437 | 1687 | 1670 | 1655 | 1597 | 1627 | 15.38 | 15.38 | 15.38 | 15.38 | 15.38 | 15.38 | 15.38 | 15.38 | 15.38 | 15.38 | 15.38 | 15.38 | 119380 | 113935 | 122194 | 118257 | 120610 | 87343 | 102708 | 120225 | 116965 | 101969 | 118011 | 120333 | 22998 | 22159 | 23837 | 23827 | 26282 | 22931 | 22102 | 25945 | 25680 | 25448 | 24562 | 25021 | 4595 | 4428 | 4763 | 4761 | 5252 | 4582 | 4416 | 5184 | 5131 | 5085 | 4908 | 5000 | 88552 | 18908 | 1361930 | 290792 | 58105 | 2020
56471 | N | . | McGrath Peaker | Southern California Edison Co | 17609 | CA | PACC | WECC |  | 22 | 1 | Electric Utility | GT | NG | NG |  |  | mcf | 16562 | 14651 | 16271 | 11502 | 10814 | 15214 | 21283 | 26450 | 23043 | 23937 | 19125 | 21203 | 16562 | 14651 | 16271 | 11502 | 10814 | 15214 | 21283 | 26450 | 23043 | 23937 | 19125 | 21203 | 1.032 | 1.032 | 1.032 | 1.032 | 1.032 | 1.032 | 1.032 | 1.032 | 1.032 | 1.032 | 1.032 | 1.032 | 17092 | 15120 | 16792 | 11870 | 11160 | 15701 | 21964 | 27296 | 23780 | 24703 | 19737 | 21881 | 17092 | 15120 | 16792 | 11870 | 11160 | 15701 | 21964 | 27296 | 23780 | 24703 | 19737 | 21881 | 1672.288 | 1479.405 | 1642.976 | 1161.373 | 1091.954 | 1536.235 | 2149.041 | 2670.749 | 2326.78 | 2417.033 | 1931.178 | 2140.988 | 220055 | 220055 | 227096 | 227096 | 22220 | 2020
56472 | N | . | Grapeland Hybrid | Southern California Edison Co | 17609 | CA | PACC | WECC |  | 22 | 1 | Electric Utility | BA | MWH | OTH |  |  | megawatthours | 0 | 0 | 0 | 0 | 0 | 0 | 0 | 0 | 0 | 0 | 0 | 0 | 0 | 0 | 0 | 0 | 0 | 0 | 0 | 0 | 0 | 0 | 0 | 0 | 0 | 0 | 0 | 0 | 0 | 0 | 0 | 0 | 0 | 0 | 0 | 0 | 0 | 0 | 0 | 0 | 0 | 0 | 0 | 0 | 0 | 0 | 0 | 0 | 0 | 0 | 0 | 0 | 0 | 0 | 0 | 0 | 0 | 0 | 0 | 0 | 0 | 0 | 0 | 0 | 0 | 0 | 0 | 0 | 0 | 0 | 0 | 0 | 0 | 0 | 0 | 0 | 0 | 2020
56472 | N | . | Grapeland Hybrid | Southern California Edison Co | 17609 | CA | PACC | WECC |  | 22 | 1 | Electric Utility | GT | NG | NG |  |  | mcf | 14701 | 13005 | 14443 | 10209 | 9599 | 13504 | 18891 | 23478 | 20454 | 21247 | 16976 | 18821 | 14701 | 13005 | 14443 | 10209 | 9599 | 13504 | 18891 | 23478 | 20454 | 21247 | 16976 | 18821 | 1.038 | 1.038 | 1.038 | 1.038 | 1.038 | 1.038 | 1.038 | 1.038 | 1.038 | 1.038 | 1.038 | 1.038 | 15260 | 13499 | 14992 | 10597 | 9964 | 14017 | 19609 | 24370 | 21231 | 22054 | 17621 | 19536 | 15260 | 13499 | 14992 | 10597 | 9964 | 14017 | 19609 | 24370 | 21231 | 22054 | 17621 | 19536 | 1319.392 | 1167.212 | 1296.265 | 916.293 | 861.523 | 1212.049 | 1695.537 | 2107.151 | 1835.769 | 1906.976 | 1523.649 | 1689.184 | 195328 | 195328 | 202750 | 202750 | 17531 | 2020
56473 | N | . | Mira Loma Peaker | Southern California Edison Co | 17609 | CA | PACC | WECC |  | 22 | 1 | Electric Utility | GT | NG | NG |  |  | mcf | 15226 | 13470 | 14960 | 10575 | 9943 | 13988 | 19568 | 24318 | 21186 | 22008 | 17584 | 19494 | 15226 | 13470 | 14960 | 10575 | 9943 | 13988 | 19568 | 24318 | 21186 | 22008 | 17584 | 19494 | 1.031 | 1.031 | 1.031 | 1.031 | 1.031 | 1.031 | 1.031 | 1.031 | 1.031 | 1.031 | 1.031 | 1.031 | 15698 | 13888 | 15424 | 10903 | 10251 | 14422 | 20175 | 25072 | 21843 | 22690 | 18129 | 20098 | 15698 | 13888 | 15424 | 10903 | 10251 | 14422 | 20175 | 25072 | 21843 | 22690 | 18129 | 20098 | 1524.099 | 1348.309 | 1497.386 | 1058.46 | 995.192 | 1400.103 | 1958.606 | 2434.084 | 2120.595 | 2202.85 | 1760.049 | 1951.267 | 202320 | 202320 | 208593 | 208593 | 20251 | 2020
56474 | N | . | Barre Peaker | Southern California Edison Co | 17609 | CA | PACC | WECC |  | 22 | 1 | Electric Utility | GT | NG | NG |  |  | mcf | 32974 | 29170 | 32395 | 22899 | 21530 | 30290 | 42373 | 52660 | 45878 | 47657 | 38078 | 42214 | 32974 | 29170 | 32395 | 22899 | 21530 | 30290 | 42373 | 52660 | 45878 | 47657 | 38078 | 42214 | 1.025 | 1.025 | 1.025 | 1.025 | 1.025 | 1.025 | 1.025 | 1.025 | 1.025 | 1.025 | 1.025 | 1.025 | 33798 | 29899 | 33205 | 23471 | 22068 | 31047 | 43432 | 53977 | 47025 | 48848 | 39030 | 43269 | 33798 | 29899 | 33205 | 23471 | 22068 | 31047 | 43432 | 53977 | 47025 | 48848 | 39030 | 43269 | 3338.855 | 2953.75 | 3280.333 | 2318.774 | 2180.173 | 3067.215 | 4290.732 | 5332.363 | 4645.602 | 4825.798 | 3855.751 | 4274.654 | 438118 | 438118 | 449069 | 449069 | 44364 | 2020
56475 | N | . | Center Hybrid | Southern California Edison Co | 17609 | CA | PACC | WECC |  | 22 | 1 | Electric Utility | BA | MWH | OTH |  |  | megawatthours | 0 | 0 | 0 | 0 | 0 | 0 | 0 | 0 | 0 | 0 | 0 | 0 | 0 | 0 | 0 | 0 | 0 | 0 | 0 | 0 | 0 | 0 | 0 | 0 | 0 | 0 | 0 | 0 | 0 | 0 | 0 | 0 | 0 | 0 | 0 | 0 | 0 | 0 | 0 | 0 | 0 | 0 | 0 | 0 | 0 | 0 | 0 | 0 | 0 | 0 | 0 | 0 | 0 | 0 | 0 | 0 | 0 | 0 | 0 | 0 | 0 | 0 | 0 | 0 | 0 | 0 | 0 | 0 | 0 | 0 | 0 | 0 | 0 | 0 | 0 | 0 | 0 | 2020
56475 | N | . | Center Hybrid | Southern California Edison Co | 17609 | CA | PACC | WECC |  | 22 | 1 | Electric Utility | GT | NG | NG |  |  | mcf | 17063 | 15095 | 16764 | 11850 | 11141 | 15674 | 21927 | 27250 | 23740 | 24661 | 19704 | 21845 | 17063 | 15095 | 16764 | 11850 | 11141 | 15674 | 21927 | 27250 | 23740 | 24661 | 19704 | 21845 | 1.027 | 1.027 | 1.027 | 1.027 | 1.027 | 1.027 | 1.027 | 1.027 | 1.027 | 1.027 | 1.027 | 1.027 | 17524 | 15503 | 17217 | 12170 | 11442 | 16097 | 22519 | 27986 | 24381 | 25327 | 20236 | 22435 | 17524 | 15503 | 17217 | 12170 | 11442 | 16097 | 22519 | 27986 | 24381 | 25327 | 20236 | 22435 | 1511.003 | 1336.724 | 1484.52 | 1049.365 | 986.641 | 1388.073 | 1941.778 | 2413.17 | 2102.375 | 2183.923 | 1744.927 | 1934.501 | 226714 | 226714 | 232837 | 232837 | 20077 | 2020
56476 | N | . | Gateway Generating Station | Pacific Gas & Electric Co. | 14328 | CA | PACC | WECC |  | 22 | 1 | Electric Utility | CA | NG | NG |  |  | mcf | 73328 | 58349 | 85199 | 2371 | 21293 | 74669 | 74919 | 74227 | 86215 | 78363 | 67838 | 131024 | 73328 | 58349 | 85199 | 2371 | 21293 | 74669 | 74919 | 74227 | 86215 | 78363 | 67838 | 131024 | 1.043 | 1.043 | 1.044 | 1.048 | 1.041 | 1.034 | 1.033 | 1.038 | 1.04 | 1.047 | 1.049 | 1.042 | 76481 | 60858 | 88948 | 2485 | 22166 | 77208 | 77391 | 77048 | 89664 | 82046 | 71162 | 136527 | 76481 | 60858 | 88948 | 2485 | 22166 | 77208 | 77391 | 77048 | 89664 | 82046 | 71162 | 136527 | 119547 | 98959 | 104269 | 4811 | 29893 | 72097 | 98588 | 113109 | 87556 | 93152 | 106620 | 132722 | 827795 | 827795 | 861984 | 861984 | 1061323 | 2020
56476 | N | . | Gateway Generating Station | Pacific Gas & Electric Co. | 14328 | CA | PACC | WECC |  | 22 | 1 | Electric Utility | CA | OBG | ORW |  |  | Mcf | 0 | 0 | 0 | 0 | 0 | 0 | 0 | 0 | 0 | 0 | 0 | 0 | 0 | 0 | 0 | 0 | 0 | 0 | 0 | 0 | 0 | 0 | 0 | 0 | 0 | 0 | 0 | 0 | 0 | 0 | 0 | 0 | 0 | 0 | 0 | 0 | 0 | 0 | 0 | 0 | 0 | 0 | 0 | 0 | 0 | 0 | 0 | 0 | 0 | 0 | 0 | 0 | 0 | 0 | 0 | 0 | 0 | 0 | 0 | 0 | 0 | 0 | 0 | 0 | 0 | 0 | 0 | 0 | 0 | 0 | 0 | 0 | 0 | 0 | 0 | 0 | 0 | 2020
56476 | N | . | Gateway Generating Station | Pacific Gas & Electric Co. | 14328 | CA | PACC | WECC |  | 22 | 1 | Electric Utility | CT | NG | NG |  |  | mcf | 2146494 | 1816484 | 1871528 | 94082 | 576107 | 1278491 | 1771231 | 2051545 | 1544445 | 1657724 | 1955044 | 2359356 | 2146494 | 1816484 | 1871528 | 94082 | 576107 | 1278491 | 1771231 | 2051545 | 1544445 | 1657724 | 1955044 | 2359356 | 1.043 | 1.043 | 1.044 | 1.048 | 1.041 | 1.034 | 1.033 | 1.038 | 1.04 | 1.047 | 1.049 | 1.042 | 2238793 | 1894593 | 1953875 | 98598 | 599727 | 1321960 | 1829682 | 2129504 | 1606223 | 1735637 | 2050841 | 2458449 | 2238793 | 1894593 | 1953875 | 98598 | 599727 | 1321960 | 1829682 | 2129504 | 1606223 | 1735637 | 2050841 | 2458449 | 201593 | 172329 | 179836 | 8316 | 49568 | 117861 | 161047 | 189119 | 139895 | 157301 | 188278 | 228834 | 19122531 | 19122531 | 19917882 | 19917882 | 1793977 | 2020
56476 | N | . | Gateway Generating Station | Pacific Gas & Electric Co. | 14328 | CA | PACC | WECC |  | 22 | 1 | Electric Utility | CT | OBG | ORW |  |  | Mcf | 0 | 0 | 0 | 0 | 0 | 0 | 0 | 0 | 0 | 0 | 0 | 0 | 0 | 0 | 0 | 0 | 0 | 0 | 0 | 0 | 0 | 0 | 0 | 0 | 0 | 0 | 0 | 0 | 0 | 0 | 0 | 0 | 0 | 0 | 0 | 0 | 0 | 0 | 0 | 0 | 0 | 0 | 0 | 0 | 0 | 0 | 0 | 0 | 0 | 0 | 0 | 0 | 0 | 0 | 0 | 0 | 0 | 0 | 0 | 0 | 0 | 0 | 0 | 0 | 0 | 0 | 0 | 0 | 0 | 0 | 0 | 0 | 0 | 0 | 0 | 0 | 0 | 2020
56532 | N | . | Colusa Generating Station | Pacific Gas & Electric Co. | 14328 | CA | PACC | WECC |  | 22 | 1 | Electric Utility | CA | NG | NG |  |  | mcf | 112737 | 96498 | 140500 | 74720 | 835 | 73970 | 150435 | 276970 | 148806 | 167326 | 150267 | 212542 | 112737 | 96498 | 140500 | 74720 | 835 | 73970 | 150435 | 276970 | 148806 | 167326 | 150267 | 212542 | 1.037 | 1.038 | 1.043 | 1.044 | 1.04 | 1.033 | 1.032 | 1.038 | 1.033 | 1.044 | 1.049 | 1.041 | 116908 | 100165 | 146542 | 78008 | 868 | 76411 | 155249 | 287495 | 153717 | 174688 | 157630 | 221256 | 116908 | 100165 | 146542 | 78008 | 868 | 76411 | 155249 | 287495 | 153717 | 174688 | 157630 | 221256 | 101871 | 82739 | 106241 | 86568 | 3746 | 54704 | 121879 | 165137 | 99501 | 129754 | 142414 | 157356 | 1605606 | 1605606 | 1668937 | 1668937 | 1251910 | 2020
56532 | N | . | Colusa Generating Station | Pacific Gas & Electric Co. | 14328 | CA | PACC | WECC |  | 22 | 1 | Electric Utility | CA | OBG | ORW |  |  | Mcf | 0 | 0 | 0 | 0 | 0 | 0 | 0 | 0 | 0 | 0 | 0 | 0 | 0 | 0 | 0 | 0 | 0 | 0 | 0 | 0 | 0 | 0 | 0 | 0 | 0 | 0 | 0 | 0 | 0 | 0 | 0 | 0 | 0 | 0 | 0 | 0 | 0 | 0 | 0 | 0 | 0 | 0 | 0 | 0 | 0 | 0 | 0 | 0 | 0 | 0 | 0 | 0 | 0 | 0 | 0 | 0 | 0 | 0 | 0 | 0 | 0 | 0 | 0 | 0 | 0 | 0 | 0 | 0 | 0 | 0 | 0 | 0 | 0 | 0 | 0 | 0 | 0 | 2020
56532 | N | . | Colusa Generating Station | Pacific Gas & Electric Co. | 14328 | CA | PACC | WECC |  | 22 | 1 | Electric Utility | CT | NG | NG |  |  | mcf | 1651954 | 1326888 | 1649629 | 1437108 | 82364 | 863272 | 1871332 | 2349184 | 1520977 | 2005203 | 2270211 | 2433213 | 1651954 | 1326888 | 1649629 | 1437108 | 82364 | 863272 | 1871332 | 2349184 | 1520977 | 2005203 | 2270211 | 2433213 | 1.037 | 1.038 | 1.043 | 1.044 | 1.04 | 1.033 | 1.032 | 1.038 | 1.033 | 1.044 | 1.049 | 1.041 | 1713076 | 1377310 | 1720563 | 1500341 | 85659 | 891760 | 1931215 | 2438453 | 1571169 | 2093432 | 2381451 | 2532975 | 1713076 | 1377310 | 1720563 | 1500341 | 85659 | 891760 | 1931215 | 2438453 | 1571169 | 2093432 | 2381451 | 2532975 | 155390 | 124075 | 154620 | 134071 | 6684 | 74981 | 164006 | 209869 | 135867 | 185412 | 212642 | 228128 | 19461335 | 19461335 | 20237404 | 20237404 | 1785745 | 2020
56532 | N | . | Colusa Generating Station | Pacific Gas & Electric Co. | 14328 | CA | PACC | WECC |  | 22 | 1 | Electric Utility | CT | OBG | ORW |  |  | Mcf | 0 | 0 | 0 | 0 | 0 | 0 | 0 | 0 | 0 | 0 | 0 | 0 | 0 | 0 | 0 | 0 | 0 | 0 | 0 | 0 | 0 | 0 | 0 | 0 | 0 | 0 | 0 | 0 | 0 | 0 | 0 | 0 | 0 | 0 | 0 | 0 | 0 | 0 | 0 | 0 | 0 | 0 | 0 | 0 | 0 | 0 | 0 | 0 | 0 | 0 | 0 | 0 | 0 | 0 | 0 | 0 | 0 | 0 | 0 | 0 | 0 | 0 | 0 | 0 | 0 | 0 | 0 | 0 | 0 | 0 | 0 | 0 | 0 | 0 | 0 | 0 | 0 | 2020
56569 | N | . | Niland Gas Turbine Plant | Imperial Irrigation District | 9216 | CA | PACC | WECC |  | 22 | 1 | Electric Utility | GT | NG | NG |  |  | mcf | 79640 | 70454 | 78244 | 55308 | 52002 | 73160 | 102344 | 127190 | 110809 | 115107 | 91969 | 101961 | 79640 | 70454 | 78244 | 55308 | 52002 | 73160 | 102344 | 127190 | 110809 | 115107 | 91969 | 101961 | 1.02 | 1.02 | 1.02 | 1.02 | 1.02 | 1.02 | 1.02 | 1.02 | 1.02 | 1.02 | 1.02 | 1.02 | 81233 | 71863 | 79809 | 56414 | 53042 | 74623 | 104391 | 129734 | 113025 | 117409 | 93808 | 104000 | 81233 | 71863 | 79809 | 56414 | 53042 | 74623 | 104391 | 129734 | 113025 | 117409 | 93808 | 104000 | 8159.886 | 7218.725 | 8016.867 | 5666.896 | 5328.166 | 7496.023 | 10486.199 | 13031.861 | 11353.472 | 11793.858 | 9423.142 | 10446.905 | 1058188 | 1058188 | 1079351 | 1079351 | 108422 | 2020
56570 | N | . | Terra-Gen VG Wind LLC | Terra-Gen Operating Co-Wind | 2770 | CA | PACC | WECC |  | 22 | 2 | NAICS-22 Non-Cogen | WT | WND | WND |  |  |  | 0 | 0 | 0 | 0 | 0 | 0 | 0 | 0 | 0 | 0 | 0 | 0 | 0 | 0 | 0 | 0 | 0 | 0 | 0 | 0 | 0 | 0 | 0 | 0 | 0 | 0 | 0 | 0 | 0 | 0 | 0 | 0 | 0 | 0 | 0 | 0 | 5302 | 5435 | 7879 | 10622 | 10839 | 12020 | 11802 | 10055 | 5566 | 6065 | 4641 | 4558 | 5302 | 5435 | 7879 | 10622 | 10839 | 12020 | 11802 | 10055 | 5566 | 6065 | 4641 | 4558 | 605.253 | 620.423 | 899.389 | 1212.575 | 1237.293 | 1372.16 | 1347.235 | 1147.817 | 635.436 | 692.325 | 529.812 | 520.282 | 0 | 0 | 94784 | 94784 | 10820 | 2020
56615 | N | . | Rancho Penasquitos | San Diego County Water Auth | 27075 | CA | PACC | WECC |  | 22 | 2 | NAICS-22 Non-Cogen | HY | WAT | HYC |  |  |  | 0 | 0 | 0 | 0 | 0 | 0 | 0 | 0 | 0 | 0 | 0 | 0 | 0 | 0 | 0 | 0 | 0 | 0 | 0 | 0 | 0 | 0 | 0 | 0 | 0 | 0 | 0 | 0 | 0 | 0 | 0 | 0 | 0 | 0 | 0 | 0 | 1776 | 1325 | 1403 | 2059 | 2820 | 2635 | 2786 | 2807 | 1955 | 1608 | 1216 | 1002 | 1776 | 1325 | 1403 | 2059 | 2820 | 2635 | 2786 | 2807 | 1955 | 1608 | 1216 | 1002 | 202.712 | 151.234 | 160.109 | 235.024 | 321.893 | 300.765 | 317.994 | 320.428 | 223.166 | 183.529 | 138.806 | 114.34 | 0 | 0 | 23392 | 23392 | 2670 | 2020
56654 | N | . | Hatchet Ridge Wind Project | Pattern Operators LP | 56545 | CA | PACC | WECC |  | 22 | 2 | NAICS-22 Non-Cogen | WT | WND | WND |  |  |  | 0 | 0 | 0 | 0 | 0 | 0 | 0 | 0 | 0 | 0 | 0 | 0 | 0 | 0 | 0 | 0 | 0 | 0 | 0 | 0 | 0 | 0 | 0 | 0 | 0 | 0 | 0 | 0 | 0 | 0 | 0 | 0 | 0 | 0 | 0 | 0 | 138027 | 141487 | 205105 | 276527 | 282164 | 312920 | 307236 | 261759 | 144910 | 157884 | 120823 | 118650 | 138027 | 141487 | 205105 | 276527 | 282164 | 312920 | 307236 | 261759 | 144910 | 157884 | 120823 | 118650 | 15756.495 | 16151.481 | 23413.802 | 31566.955 | 32210.453 | 35721.425 | 35072.574 | 29881.118 | 16542.291 | 18023.3 | 13792.595 | 13544.511 | 0 | 0 | 2467492 | 2467492 | 281677 | 2020
56707 | N | . | El Nido Facility | Merced Power LLC | 55952 | CA | PACC | WECC |  | 22 | 2 | NAICS-22 Non-Cogen | ST | PG | WOO |  |  | mcf | 57 | 59 | 80 | 78 | 62 | 373 | 37 | 24 | 46 | 69 | 45 | 86 | 57 | 59 | 80 | 78 | 62 | 373 | 37 | 24 | 46 | 69 | 45 | 86 | 2.607 | 2.607 | 2.607 | 2.607 | 2.607 | 2.607 | 2.607 | 2.607 | 2.607 | 2.606 | 2.607 | 2.607 | 149 | 154 | 209 | 203 | 162 | 972 | 96 | 63 | 120 | 180 | 117 | 224 | 149 | 154 | 209 | 203 | 162 | 972 | 96 | 63 | 120 | 180 | 117 | 224 | 23.166 | 6.039 | 8.953 | 8.645 | 19.767 | 43.382 | 4.755 | 2.944 | 7.256 | 7.325 | 8.964 | 8.773 | 1016 | 1016 | 2649 | 2649 | 149.969 | 2020
56707 | N | . | El Nido Facility | Merced Power LLC | 55952 | CA | PACC | WECC |  | 22 | 2 | NAICS-22 Non-Cogen | ST | WDS | WWW |  |  | short tons | 1244 | 7451 | 8350 | 7189 | 1542 | 8656 | 7515 | 8671 | 4809 | 6714 | 2503 | 7907 | 1244 | 7451 | 8350 | 7189 | 1542 | 8656 | 7515 | 8671 | 4809 | 6714 | 2503 | 7907 | 15.618 | 16.038 | 15.584 | 15.83 | 15.83 | 15.79 | 15.41 | 16.032 | 16.238 | 16.152 | 15.498 | 15.498 | 19429 | 119499 | 130126 | 113802 | 24410 | 136678 | 115806 | 139013 | 78089 | 108445 | 38791 | 122543 | 19429 | 119499 | 130126 | 113802 | 24410 | 136678 | 115806 | 139013 | 78089 | 108445 | 38791 | 122543 | 3028.834 | 4691.961 | 5586.047 | 4838.355 | 2985.233 | 6097.618 | 5709.245 | 6541.056 | 4724.744 | 4417.675 | 2964.036 | 4795.227 | 72551 | 72551 | 1146631 | 1146631 | 56380.031 | 2020
56768 | N | . | CalRenew-1 | CalRenew-1 LLC | 55961 | CA | PACC | WECC |  | 22 | 2 | NAICS-22 Non-Cogen | PV | SUN | SUN |  |  |  | 0 | 0 | 0 | 0 | 0 | 0 | 0 | 0 | 0 | 0 | 0 | 0 | 0 | 0 | 0 | 0 | 0 | 0 | 0 | 0 | 0 | 0 | 0 | 0 | 0 | 0 | 0 | 0 | 0 | 0 | 0 | 0 | 0 | 0 | 0 | 0 | 4163 | 5644 | 5523 | 6960 | 9109 | 9071 | 9909 | 8488 | 6665 | 6160 | 4870 | 3856 | 4163 | 5644 | 5523 | 6960 | 9109 | 9071 | 9909 | 8488 | 6665 | 6160 | 4870 | 3856 | 475.26 | 644.237 | 630.425 | 794.513 | 1039.819 | 1035.452 | 1131.137 | 968.948 | 760.816 | 703.243 | 555.965 | 440.185 | 0 | 0 | 80418 | 80418 | 9180 | 2020
56791 | N | . | Dillon Wind LLC | Avangrid Renewables LLC | 15399 | CA | PACC | WECC |  | 22 | 2 | NAICS-22 Non-Cogen | WT | WND | WND |  |  |  | 0 | 0 | 0 | 0 | 0 | 0 | 0 | 0 | 0 | 0 | 0 | 0 | 0 | 0 | 0 | 0 | 0 | 0 | 0 | 0 | 0 | 0 | 0 | 0 | 0 | 0 | 0 | 0 | 0 | 0 | 0 | 0 | 0 | 0 | 0 | 0 | 70290 | 72052 | 104450 | 140821 | 143692 | 159354 | 156460 | 133301 | 73796 | 80402 | 61529 | 60422 | 70290 | 72052 | 104450 | 140821 | 143692 | 159354 | 156460 | 133301 | 73796 | 80402 | 61529 | 60422 | 8023.995 | 8225.141 | 11923.477 | 16075.47 | 16403.172 | 18191.134 | 17860.707 | 15216.958 | 8424.161 | 9178.365 | 7023.878 | 6897.542 | 0 | 0 | 1256569 | 1256569 | 143444 | 2020
56803 | N | . | Panoche Energy Center | Panoche Energy Center, LLC | 56019 | CA | PACC | WECC |  | 22 | 2 | NAICS-22 Non-Cogen | GT | NG | NG |  |  | mcf | 203700 | 410100 | 312700 | 47536 | 218400 | 494700 | 435100 | 670100 | 377300 | 261800 | 593100 | 950000 | 203700 | 410100 | 312700 | 47536 | 218400 | 494700 | 435100 | 670100 | 377300 | 261800 | 593100 | 950000 | 1.042 | 1.043 | 1.037 | 1.04 | 1.04 | 1.033 | 1.03 | 1.038 | 1.039 | 1.05 | 1.048 | 1.042 | 212255 | 427734 | 324270 | 49437 | 227136 | 511025 | 448153 | 695564 | 392015 | 274890 | 621569 | 989900 | 212255 | 427734 | 324270 | 49437 | 227136 | 511025 | 448153 | 695564 | 392015 | 274890 | 621569 | 989900 | 22795 | 46120 | 34774 | 5275 | 23893 | 54906 | 48579 | 74711 | 41808 | 28999 | 67040 | 108092 | 4974536 | 4974536 | 5173948 | 5173948 | 556992 | 2020
56813 | N | . | CSU Fresno Solar Project | MMA Fresno Power LP | 56028 | CA | PACC | WECC |  | 22 | 2 | NAICS-22 Non-Cogen | PV | SUN | SUN |  |  |  | 0 | 0 | 0 | 0 | 0 | 0 | 0 | 0 | 0 | 0 | 0 | 0 | 0 | 0 | 0 | 0 | 0 | 0 | 0 | 0 | 0 | 0 | 0 | 0 | 0 | 0 | 0 | 0 | 0 | 0 | 0 | 0 | 0 | 0 | 0 | 0 | 521 | 706 | 691 | 871 | 1140 | 1135 | 1240 | 1062 | 834 | 771 | 610 | 483 | 521 | 706 | 691 | 871 | 1140 | 1135 | 1240 | 1062 | 834 | 771 | 610 | 483 | 59.486 | 80.635 | 78.906 | 99.444 | 130.147 | 129.601 | 141.577 | 121.277 | 95.226 | 88.02 | 69.586 | 55.095 | 0 | 0 | 10064 | 10064 | 1149 | 2020
56832 | N | . | North Brawley Geothermal Plant | Ormat Nevada Inc | 34691 | CA | PACC | WECC |  | 22 | 2 | NAICS-22 Non-Cogen | BT | GEO | GEO |  |  |  | 0 | 0 | 0 | 0 | 0 | 0 | 0 | 0 | 0 | 0 | 0 | 0 | 0 | 0 | 0 | 0 | 0 | 0 | 0 | 0 | 0 | 0 | 0 | 0 | 0 | 0 | 0 | 0 | 0 | 0 | 0 | 0 | 0 | 0 | 0 | 0 | 48401 | 53053 | 67312 | 64684 | 64084 | 59687 | 64509 | 64729 | 60757 | 58362 | 64220 | 62879 | 48401 | 53053 | 67312 | 64684 | 64084 | 59687 | 64509 | 64729 | 60757 | 58362 | 64220 | 62879 | 5525.189 | 6056.301 | 7684.074 | 7383.985 | 7315.472 | 6813.608 | 7364.028 | 7389.188 | 6935.745 | 6662.367 | 7331.058 | 7177.985 | 0 | 0 | 732677 | 732677 | 83639 | 2020
56862 | N | . | Bolthouse S&P and Rowen Farms Solar | MMA WBF Power LP | 56105 | CA | PACC | WECC |  | 22 | 2 | NAICS-22 Non-Cogen | PV | SUN | SUN |  |  |  | 0 | 0 | 0 | 0 | 0 | 0 | 0 | 0 | 0 | 0 | 0 | 0 | 0 | 0 | 0 | 0 | 0 | 0 | 0 | 0 | 0 | 0 | 0 | 0 | 0 | 0 | 0 | 0 | 0 | 0 | 0 | 0 | 0 | 0 | 0 | 0 | 1260 | 1708 | 1672 | 2107 | 2757 | 2746 | 3000 | 2570 | 2018 | 1865 | 1474 | 1167 | 1260 | 1708 | 1672 | 2107 | 2757 | 2746 | 3000 | 2570 | 2018 | 1865 | 1474 | 1167 | 143.872 | 195.026 | 190.844 | 240.518 | 314.777 | 313.455 | 342.422 | 293.323 | 230.317 | 212.888 | 168.304 | 133.254 | 0 | 0 | 24344 | 24344 | 2779 | 2020
56874 | N | . | Shiloh Wind Project 2 LLC | EDF Renewable Asset Holdings, Inc. | 57170 | CA | PACC | WECC |  | 22 | 2 | NAICS-22 Non-Cogen | WT | WND | WND |  |  |  | 0 | 0 | 0 | 0 | 0 | 0 | 0 | 0 | 0 | 0 | 0 | 0 | 0 | 0 | 0 | 0 | 0 | 0 | 0 | 0 | 0 | 0 | 0 | 0 | 0 | 0 | 0 | 0 | 0 | 0 | 0 | 0 | 0 | 0 | 0 | 0 | 189844 | 194603 | 282104 | 380338 | 388091 | 430394 | 422576 | 360026 | 199312 | 217156 | 166182 | 163193 | 189844 | 194603 | 282104 | 380338 | 388091 | 430394 | 422576 | 360026 | 199312 | 217156 | 166182 | 163193 | 21671.677 | 22214.945 | 32203.63 | 43417.577 | 44302.652 | 49131.687 | 48239.248 | 41098.856 | 22752.47 | 24789.468 | 18970.504 | 18629.286 | 0 | 0 | 3393819 | 3393819 | 387422 | 2020
56895 | N | . | Ameresco Ox Mountain | AMERESCO Ox Mountain Energy LLC | 56101 | CA | PACC | WECC |  | 22 | 2 | NAICS-22 Non-Cogen | IC | LFG | MLG |  |  | mcf | 147662 | 140220 | 55120 | 151511 | 139001 | 141620 | 155053 | 129161 | 126630 | 141074 | 125137 | 147496 | 147662 | 140220 | 55120 | 151511 | 139001 | 141620 | 155053 | 129161 | 126630 | 141074 | 125137 | 147496 | 0.525 | 0.532 | 0.489 | 0.505 | 0.516 | 0.507 | 0.508 | 0.507 | 0.509 | 0.517 | 0.51 | 0.513 | 77523 | 74597 | 26954 | 76513 | 71725 | 71801 | 78767 | 65485 | 64455 | 72935 | 63820 | 75665 | 77523 | 74597 | 26954 | 76513 | 71725 | 71801 | 78767 | 65485 | 64455 | 72935 | 63820 | 75665 | 7567 | 7225 | 2908 | 7629 | 7080 | 7076 | 7719 | 6320 | 6199 | 7195 | 6208 | 7428 | 1599685 | 1599685 | 820240 | 820240 | 80554 | 2020
56897 | N | . | Ameresco Keller Canyon | AMERESCO Keller Canyon LLC | 56103 | CA | PACC | WECC |  | 22 | 2 | NAICS-22 Non-Cogen | IC | LFG | MLG |  |  | mcf | 55087 | 49551 | 52213 | 48866 | 51910 | 47844 | 53734 | 51303 | 50887 | 48974 | 49304 | 44036 | 55087 | 49551 | 52213 | 48866 | 51910 | 47844 | 53734 | 51303 | 50887 | 48974 | 49304 | 44036 | 0.516 | 0.516 | 0.516 | 0.516 | 0.516 | 0.516 | 0.516 | 0.516 | 0.516 | 0.516 | 0.516 | 0.516 | 28425 | 25568 | 26942 | 25215 | 26786 | 24688 | 27727 | 26472 | 26258 | 25271 | 25441 | 22723 | 28425 | 25568 | 26942 | 25215 | 26786 | 24688 | 27727 | 26472 | 26258 | 25271 | 25441 | 22723 | 2741.066 | 2465.634 | 2598.056 | 2431.543 | 2582.978 | 2380.672 | 2673.776 | 2552.801 | 2532.086 | 2436.898 | 2453.323 | 2191.167 | 603709 | 603709 | 311516 | 311516 | 30040 | 2020
56898 | N | . | Ameresco Chiquita Canyon | AMERESCO Chiquita Canyon LLC | 56104 | CA | PACC | WECC |  | 22 | 2 | NAICS-22 Non-Cogen | GT | LFG | MLG |  |  | mcf | 125528 | 112914 | 118979 | 111353 | 118288 | 109024 | 122446 | 116906 | 115958 | 111598 | 112351 | 100345 | 125528 | 112914 | 118979 | 111353 | 118288 | 109024 | 122446 | 116906 | 115958 | 111598 | 112351 | 100345 | 0.464 | 0.464 | 0.464 | 0.464 | 0.464 | 0.464 | 0.464 | 0.464 | 0.464 | 0.464 | 0.464 | 0.464 | 58245 | 52392 | 55206 | 51668 | 54886 | 50587 | 56815 | 54244 | 53805 | 51781 | 52131 | 46560 | 58245 | 52392 | 55206 | 51668 | 54886 | 50587 | 56815 | 54244 | 53805 | 51781 | 52131 | 46560 | 3801.54 | 3419.548 | 3603.202 | 3372.269 | 3582.292 | 3301.716 | 3708.218 | 3540.44 | 3511.71 | 3379.695 | 3402.475 | 3038.895 | 1375690 | 1375690 | 638320 | 638320 | 41662 | 2020
56909 | N | . | Gap Pacific Distribution Center | Goldman Sachs Renewable Power Group | 61944 | CA | PACC | WECC |  | 441 | 4 | Commercial NAICS Non-Cogen | PV | SUN | SUN |  |  |  | 0 | 0 | 0 | 0 | 0 | 0 | 0 | 0 | 0 | 0 | 0 | 0 | 0 | 0 | 0 | 0 | 0 | 0 | 0 | 0 | 0 | 0 | 0 | 0 | 0 | 0 | 0 | 0 | 0 | 0 | 0 | 0 | 0 | 0 | 0 | 0 | 1789 | 2425 | 2373 | 2990 | 3913 | 3897 | 4257 | 3647 | 2863 | 2647 | 2092 | 1657 | 1789 | 2425 | 2373 | 2990 | 3913 | 3897 | 4257 | 3647 | 2863 | 2647 | 2092 | 1657 | 204.186 | 276.783 | 270.849 | 341.346 | 446.737 | 444.861 | 485.97 | 416.289 | 326.869 | 302.134 | 238.859 | 189.117 | 0 | 0 | 34550 | 34550 | 3944 | 2020
56914 | N | . | Orange Grove Peaking Facility | Orange Grove Energy LP | 56127 | CA | PACC | WECC |  | 22 | 2 | NAICS-22 Non-Cogen | GT | NG | NG |  |  | mcf | 14514 | 12841 | 14260 | 10080 | 9478 | 13334 | 18653 | 23181 | 20196 | 20979 | 16762 | 18583 | 14514 | 12841 | 14260 | 10080 | 9478 | 13334 | 18653 | 23181 | 20196 | 20979 | 16762 | 18583 | 1.022 | 1.022 | 1.022 | 1.022 | 1.022 | 1.022 | 1.022 | 1.022 | 1.022 | 1.022 | 1.022 | 1.022 | 14833 | 13124 | 14574 | 10302 | 9687 | 13627 | 19063 | 23691 | 20640 | 21441 | 17131 | 18992 | 14833 | 13124 | 14574 | 10302 | 9687 | 13627 | 19063 | 23691 | 20640 | 21441 | 17131 | 18992 | 1333.541 | 1179.729 | 1310.166 | 926.119 | 870.762 | 1225.047 | 1713.72 | 2129.748 | 1855.455 | 1927.426 | 1539.989 | 1707.298 | 192861 | 192861 | 197105 | 197105 | 17719 | 2020
56939 | N | . | Solar Blythe LLC | NRG Solar Blythe | 59399 | CA | PACC | WECC |  | 22 | 2 | NAICS-22 Non-Cogen | PV | SUN | SUN |  |  |  | 0 | 0 | 0 | 0 | 0 | 0 | 0 | 0 | 0 | 0 | 0 | 0 | 0 | 0 | 0 | 0 | 0 | 0 | 0 | 0 | 0 | 0 | 0 | 0 | 0 | 0 | 0 | 0 | 0 | 0 | 0 | 0 | 0 | 0 | 0 | 0 | 18849 | 25550 | 25002 | 31510 | 41239 | 41066 | 44860 | 38428 | 30174 | 27890 | 22049 | 17458 | 18849 | 25550 | 25002 | 31510 | 41239 | 41066 | 44860 | 38428 | 30174 | 27890 | 22049 | 17458 | 2151.662 | 2916.683 | 2854.151 | 3597.033 | 4707.616 | 4687.846 | 5121.044 | 4386.761 | 3444.473 | 3183.82 | 2517.043 | 1992.868 | 0 | 0 | 364075 | 364075 | 41561 | 2020
56996 | N | . | Solar Photovoltaic Project #02 | Southern California Edison Co | 17609 | CA | PACC | WECC |  | 22 | 1 | Electric Utility | PV | SUN | SUN |  |  |  | 0 | 0 | 0 | 0 | 0 | 0 | 0 | 0 | 0 | 0 | 0 | 0 | 0 | 0 | 0 | 0 | 0 | 0 | 0 | 0 | 0 | 0 | 0 | 0 | 0 | 0 | 0 | 0 | 0 | 0 | 0 | 0 | 0 | 0 | 0 | 0 | 327 | 444 | 434 | 547 | 716 | 713 | 779 | 668 | 524 | 485 | 383 | 303 | 327 | 444 | 434 | 547 | 716 | 713 | 779 | 668 | 524 | 485 | 383 | 303 | 37.379 | 50.669 | 49.582 | 62.488 | 81.781 | 81.438 | 88.963 | 76.207 | 59.838 | 55.309 | 43.726 | 34.62 | 0 | 0 | 6323 | 6323 | 722 | 2020
57001 | N | . | El Cajon Energy Center | Wellhead Services, Inc | 20323 | CA | PACC | WECC |  | 22 | 2 | NAICS-22 Non-Cogen | GT | NG | NG |  |  | mcf | 5287 | 4678 | 5195 | 3672 | 3453 | 4858 | 6795 | 8445 | 7357 | 7643 | 6106 | 6770 | 5287 | 4678 | 5195 | 3672 | 3453 | 4858 | 6795 | 8445 | 7357 | 7643 | 6106 | 6770 | 1.025 | 1.025 | 1.025 | 1.025 | 1.025 | 1.025 | 1.025 | 1.025 | 1.025 | 1.025 | 1.025 | 1.025 | 5419 | 4795 | 5325 | 3764 | 3539 | 4979 | 6965 | 8656 | 7541 | 7834 | 6259 | 6939 | 5419 | 4795 | 5325 | 3764 | 3539 | 4979 | 6965 | 8656 | 7541 | 7834 | 6259 | 6939 | 478.28 | 423.115 | 469.897 | 332.157 | 312.303 | 439.369 | 614.634 | 763.844 | 665.467 | 691.28 | 552.324 | 612.33 | 70259 | 70259 | 72015 | 72015 | 6355 | 2020
57004 | N | . | SunEdison Walgreens Moreno Valley | SunE WG113 Moreno Valley LLC | 56294 | CA | PACC | WECC |  | 22 | 2 | NAICS-22 Non-Cogen | PV | SUN | SUN |  |  |  | 0 | 0 | 0 | 0 | 0 | 0 | 0 | 0 | 0 | 0 | 0 | 0 | 0 | 0 | 0 | 0 | 0 | 0 | 0 | 0 | 0 | 0 | 0 | 0 | 0 | 0 | 0 | 0 | 0 | 0 | 0 | 0 | 0 | 0 | 0 | 0 | 662 | 897 | 878 | 1106 | 1448 | 1442 | 1575 | 1349 | 1059 | 979 | 774 | 613 | 662 | 897 | 878 | 1106 | 1448 | 1442 | 1575 | 1349 | 1059 | 979 | 774 | 613 | 75.535 | 102.39 | 100.195 | 126.274 | 165.261 | 164.567 | 179.774 | 153.997 | 120.918 | 111.768 | 88.361 | 69.96 | 0 | 0 | 12782 | 12782 | 1459 | 2020
57005 | N | . | Mariani Packing Vacaville Solar | SunE U6 Holdings LLC | 56431 | CA | PACC | WECC |  | 22 | 2 | NAICS-22 Non-Cogen | PV | SUN | SUN |  |  |  | 0 | 0 | 0 | 0 | 0 | 0 | 0 | 0 | 0 | 0 | 0 | 0 | 0 | 0 | 0 | 0 | 0 | 0 | 0 | 0 | 0 | 0 | 0 | 0 | 0 | 0 | 0 | 0 | 0 | 0 | 0 | 0 | 0 | 0 | 0 | 0 | 801 | 1086 | 1063 | 1340 | 1753 | 1746 | 1907 | 1634 | 1283 | 1186 | 937 | 742 | 801 | 1086 | 1063 | 1340 | 1753 | 1746 | 1907 | 1634 | 1283 | 1186 | 937 | 742 | 91.479 | 124.005 | 121.347 | 152.931 | 200.148 | 199.308 | 217.725 | 186.507 | 146.445 | 135.363 | 107.014 | 84.728 | 0 | 0 | 15478 | 15478 | 1767 | 2020
57006 | N | . | Walgreens Woodland Distribution Center | SunE WG45 Woodland LLC | 56296 | CA | PACC | WECC |  | 22 | 2 | NAICS-22 Non-Cogen | PV | SUN | SUN |  |  |  | 0 | 0 | 0 | 0 | 0 | 0 | 0 | 0 | 0 | 0 | 0 | 0 | 0 | 0 | 0 | 0 | 0 | 0 | 0 | 0 | 0 | 0 | 0 | 0 | 0 | 0 | 0 | 0 | 0 | 0 | 0 | 0 | 0 | 0 | 0 | 0 | 610 | 827 | 810 | 1020 | 1336 | 1330 | 1453 | 1245 | 977 | 903 | 714 | 565 | 610 | 827 | 810 | 1020 | 1336 | 1330 | 1453 | 1245 | 977 | 903 | 714 | 565 | 69.685 | 94.46 | 92.435 | 116.494 | 152.461 | 151.821 | 165.851 | 142.07 | 111.553 | 103.112 | 81.517 | 64.541 | 0 | 0 | 11790 | 11790 | 1346 | 2020
57007 | N | . | SunEdison Ironwood State Prison | SunE CPA CDC2 LLC | 56297 | CA | PACC | WECC |  | 22 | 2 | NAICS-22 Non-Cogen | PV | SUN | SUN |  |  |  | 0 | 0 | 0 | 0 | 0 | 0 | 0 | 0 | 0 | 0 | 0 | 0 | 0 | 0 | 0 | 0 | 0 | 0 | 0 | 0 | 0 | 0 | 0 | 0 | 0 | 0 | 0 | 0 | 0 | 0 | 0 | 0 | 0 | 0 | 0 | 0 | 909 | 1232 | 1206 | 1519 | 1988 | 1980 | 2163 | 1853 | 1455 | 1345 | 1063 | 842 | 909 | 1232 | 1206 | 1519 | 1988 | 1980 | 2163 | 1853 | 1455 | 1345 | 1063 | 842 | 103.749 | 140.637 | 137.622 | 173.443 | 226.993 | 226.04 | 246.928 | 211.522 | 166.087 | 153.518 | 121.368 | 96.093 | 0 | 0 | 17555 | 17555 | 2004 | 2020
57008 | N | . | SunEdison Procter & Gamble Oxnard | SunE U6 Holdings LLC | 56431 | CA | PACC | WECC |  | 22 | 2 | NAICS-22 Non-Cogen | PV | SUN | SUN |  |  |  | 0 | 0 | 0 | 0 | 0 | 0 | 0 | 0 | 0 | 0 | 0 | 0 | 0 | 0 | 0 | 0 | 0 | 0 | 0 | 0 | 0 | 0 | 0 | 0 | 0 | 0 | 0 | 0 | 0 | 0 | 0 | 0 | 0 | 0 | 0 | 0 | 805 | 1091 | 1068 | 1346 | 1761 | 1754 | 1916 | 1641 | 1289 | 1191 | 942 | 746 | 805 | 1091 | 1068 | 1346 | 1761 | 1754 | 1916 | 1641 | 1289 | 1191 | 942 | 746 | 91.893 | 124.567 | 121.896 | 153.623 | 201.054 | 200.21 | 218.711 | 187.351 | 147.108 | 135.976 | 107.499 | 85.112 | 0 | 0 | 15550 | 15550 | 1775 | 2020
57009 | N | . | Kohls San Bernardino Solar Facility | Longroad Energy Services LLC | 61219 | CA | PACC | WECC |  | 22 | 2 | NAICS-22 Non-Cogen | PV | SUN | SUN |  |  |  | 0 | 0 | 0 | 0 | 0 | 0 | 0 | 0 | 0 | 0 | 0 | 0 | 0 | 0 | 0 | 0 | 0 | 0 | 0 | 0 | 0 | 0 | 0 | 0 | 0 | 0 | 0 | 0 | 0 | 0 | 0 | 0 | 0 | 0 | 0 | 0 | 660 | 894 | 875 | 1103 | 1444 | 1438 | 1571 | 1345 | 1056 | 976 | 772 | 611 | 660 | 894 | 875 | 1103 | 1444 | 1438 | 1571 | 1345 | 1056 | 976 | 772 | 611 | 75.325 | 102.11 | 99.92 | 125.928 | 164.808 | 164.116 | 179.282 | 153.575 | 120.587 | 111.462 | 88.119 | 69.768 | 0 | 0 | 12745 | 12745 | 1455 | 2020
57010 | N | . | SunEdison Anheuser Busch Fairfield | SunE M5 Holdings LLC | 56434 | CA | PACC | WECC |  | 22 | 2 | NAICS-22 Non-Cogen | PV | SUN | SUN |  |  |  | 0 | 0 | 0 | 0 | 0 | 0 | 0 | 0 | 0 | 0 | 0 | 0 | 0 | 0 | 0 | 0 | 0 | 0 | 0 | 0 | 0 | 0 | 0 | 0 | 0 | 0 | 0 | 0 | 0 | 0 | 0 | 0 | 0 | 0 | 0 | 0 | 626 | 848 | 830 | 1046 | 1369 | 1364 | 1490 | 1276 | 1002 | 926 | 732 | 580 | 626 | 848 | 830 | 1046 | 1369 | 1364 | 1490 | 1276 | 1002 | 926 | 732 | 580 | 71.444 | 96.846 | 94.77 | 119.437 | 156.313 | 155.656 | 170.04 | 145.659 | 114.371 | 105.716 | 83.576 | 66.172 | 0 | 0 | 12089 | 12089 | 1380 | 2020
57011 | N | . | Chuckawalla Valley State Prison | SunE CPA CDC1 LLC | 56302 | CA | PACC | WECC |  | 22 | 2 | NAICS-22 Non-Cogen | PV | SUN | SUN |  |  |  | 0 | 0 | 0 | 0 | 0 | 0 | 0 | 0 | 0 | 0 | 0 | 0 | 0 | 0 | 0 | 0 | 0 | 0 | 0 | 0 | 0 | 0 | 0 | 0 | 0 | 0 | 0 | 0 | 0 | 0 | 0 | 0 | 0 | 0 | 0 | 0 | 750 | 1016 | 994 | 1253 | 1640 | 1633 | 1784 | 1528 | 1200 | 1109 | 877 | 694 | 750 | 1016 | 994 | 1253 | 1640 | 1633 | 1784 | 1528 | 1200 | 1109 | 877 | 694 | 85.577 | 116.005 | 113.518 | 143.064 | 187.235 | 186.449 | 203.679 | 174.474 | 136.997 | 126.63 | 100.11 | 79.262 | 0 | 0 | 14478 | 14478 | 1653 | 2020
57012 | N | . | SunEdison Walmart Apple Valley DC | SunE M5 Holdings LLC | 56434 | CA | PACC | WECC |  | 22 | 2 | NAICS-22 Non-Cogen | PV | SUN | SUN |  |  |  | 0 | 0 | 0 | 0 | 0 | 0 | 0 | 0 | 0 | 0 | 0 | 0 | 0 | 0 | 0 | 0 | 0 | 0 | 0 | 0 | 0 | 0 | 0 | 0 | 0 | 0 | 0 | 0 | 0 | 0 | 0 | 0 | 0 | 0 | 0 | 0 | 1045 | 1417 | 1387 | 1748 | 2287 | 2278 | 2488 | 2131 | 1673 | 1547 | 1223 | 968 | 1045 | 1417 | 1387 | 1748 | 2287 | 2278 | 2488 | 2131 | 1673 | 1547 | 1223 | 968 | 119.332 | 161.761 | 158.293 | 199.494 | 261.087 | 259.991 | 284.016 | 243.293 | 191.033 | 176.577 | 139.597 | 110.526 | 0 | 0 | 20192 | 20192 | 2305 | 2020
57027 | N | . | Canyon Power Plant | City of Anaheim - (CA) | 590 | CA | PACC | WECC |  | 22 | 1 | Electric Utility | GT | NG | NG |  |  | mcf | 88100 | 58025 | 52630 | 50920 | 80642 | 66015 | 160290 | 203266 | 167096 | 114111 | 59689 | 29631 | 88100 | 58025 | 52630 | 50920 | 80642 | 66015 | 160290 | 203266 | 167096 | 114111 | 59689 | 29631 | 1.026 | 1.025 | 1.025 | 1.031 | 1.027 | 1.022 | 1.018 | 1.015 | 1.022 | 1.017 | 1.025 | 1.029 | 90391 | 59476 | 53946 | 52499 | 82819 | 67467 | 163175 | 206315 | 170772 | 116051 | 61181 | 30490 | 90391 | 59476 | 53946 | 52499 | 82819 | 67467 | 163175 | 206315 | 170772 | 116051 | 61181 | 30490 | 8615 | 5496 | 4861 | 4919 | 7778 | 6581 | 16112 | 20368 | 16863 | 11322 | 5553 | 2703 | 1130415 | 1130415 | 1154582 | 1154582 | 111171 | 2020
57041 | N | . | Vaca Dixon Solar Station | Pacific Gas & Electric Co. | 14328 | CA | PACC | WECC |  | 22 | 1 | Electric Utility | PV | SUN | SUN |  |  |  | 0 | 0 | 0 | 0 | 0 | 0 | 0 | 0 | 0 | 0 | 0 | 0 | 0 | 0 | 0 | 0 | 0 | 0 | 0 | 0 | 0 | 0 | 0 | 0 | 0 | 0 | 0 | 0 | 0 | 0 | 0 | 0 | 0 | 0 | 0 | 0 | 1623 | 2200 | 2153 | 2713 | 3551 | 3536 | 3863 | 3309 | 2598 | 2402 | 1899 | 1503 | 1623 | 2200 | 2153 | 2713 | 3551 | 3536 | 3863 | 3309 | 2598 | 2402 | 1899 | 1503 | 185.289 | 251.168 | 245.783 | 309.756 | 405.393 | 403.691 | 440.996 | 377.763 | 296.619 | 274.173 | 216.754 | 171.615 | 0 | 0 | 31350 | 31350 | 3579 | 2020
57042 | Y | . | CSU East Bay | Pacific Gas & Electric Co. | 14328 | CA | PACC | WECC |  | 22 | 1 | Electric Utility | FC | NG | NG |  |  | mcf | 4242 | 3751 | 4166 | 2945 | 2769 | 3895 | 5449 | 6772 | 5900 | 6129 | 4897 | 5429 | 2657 | 2351 | 2610 | 1845 | 1735 | 2441 | 3414 | 4243 | 3696 | 3840 | 3068 | 3402 | 1.041 | 1.041 | 1.041 | 1.041 | 1.041 | 1.041 | 1.041 | 1.041 | 1.041 | 1.041 | 1.041 | 1.041 | 4416 | 3905 | 4337 | 3066 | 2883 | 4055 | 5672 | 7050 | 6142 | 6380 | 5098 | 5652 | 2766 | 2447 | 2717 | 1921 | 1806 | 2541 | 3554 | 4417 | 3848 | 3997 | 3194 | 3541 | 429.588 | 380.038 | 422.057 | 298.34 | 280.507 | 394.637 | 552.058 | 686.077 | 597.716 | 620.901 | 496.092 | 549.989 | 56344 | 35302 | 58656 | 36749 | 5708 | 2020
57043 | Y | . | SF State University | Pacific Gas & Electric Co. | 14328 | CA | PACC | WECC |  | 22 | 1 | Electric Utility | FC | NG | NG |  |  | mcf | 6914 | 6117 | 6793 | 4802 | 4515 | 6352 | 8885 | 11042 | 9620 | 9993 | 7984 | 8852 | 4219 | 3731 | 4144 | 2929 | 2754 | 3875 | 5421 | 6737 | 5869 | 6097 | 4871 | 5400 | 1.034 | 1.034 | 1.034 | 1.034 | 1.034 | 1.034 | 1.034 | 1.034 | 1.034 | 1.034 | 1.034 | 1.034 | 7149 | 6325 | 7024 | 4965 | 4669 | 6568 | 9187 | 11417 | 9947 | 10333 | 8255 | 9153 | 4362 | 3858 | 4285 | 3029 | 2848 | 4007 | 5605 | 6966 | 6069 | 6304 | 5037 | 5584 | 766.979 | 678.516 | 753.536 | 532.653 | 500.815 | 704.58 | 985.638 | 1224.915 | 1067.156 | 1108.55 | 885.717 | 981.945 | 91869 | 56047 | 94992 | 57954 | 10191 | 2020
57073 | N | . | Ivanpah 2 | NRG Energy Services | 57499 | CA | PACC | WECC |  | 22 | 2 | NAICS-22 Non-Cogen | ST | NG | NG |  |  | mcf | 49829 | 10451 | 17810 | 36829 | 55743 | 49530 | 54303 | 65073 | 66710 | 23530 | 15050 | 15920 | 49829 | 10451 | 17810 | 36829 | 55743 | 49530 | 54303 | 65073 | 66710 | 23530 | 15050 | 15920 | 1.038 | 1.049 | 1.049 | 1.048 | 1.038 | 1.028 | 1.026 | 1.052 | 1.05 | 1.05 | 1.048 | 1.047 | 51723 | 10963 | 18683 | 38597 | 57861 | 50917 | 55715 | 68457 | 70046 | 24707 | 15772 | 16668 | 51723 | 10963 | 18683 | 38597 | 57861 | 50917 | 55715 | 68457 | 70046 | 24707 | 15772 | 16668 | 819 | 116 | 231 | 1106 | 2075 | 1599 | 1882 | 2438 | 2399 | 584 | 67 | 86 | 460778 | 460778 | 480109 | 480109 | 13402 | 2020
57073 | N | . | Ivanpah 2 | NRG Energy Services | 57499 | CA | PACC | WECC |  | 22 | 2 | NAICS-22 Non-Cogen | ST | SUN | SUN |  |  |  | 0 | 0 | 0 | 0 | 0 | 0 | 0 | 0 | 0 | 0 | 0 | 0 | 0 | 0 | 0 | 0 | 0 | 0 | 0 | 0 | 0 | 0 | 0 | 0 | 0 | 0 | 0 | 0 | 0 | 0 | 0 | 0 | 0 | 0 | 0 | 0 | 134562 | 43169 | 44378 | 178800 | 311593 | 278910 | 328071 | 283947 | 241040 | 230493 | 181858 | 100871 | 134562 | 43169 | 44378 | 178800 | 311593 | 278910 | 328071 | 283947 | 241040 | 230493 | 181858 | 100871 | 15361 | 4928 | 5066 | 20411 | 35570 | 31839 | 37451 | 32414 | 27516 | 26312 | 20760 | 11515 | 0 | 0 | 2357692 | 2357692 | 269143 | 2020
57074 | N | . | Ivanpah 1 | NRG Energy Services | 57499 | CA | PACC | WECC |  | 22 | 2 | NAICS-22 Non-Cogen | ST | NG | NG |  |  | mcf | 16253 | 28464 | 37706 | 41473 | 49737 | 49917 | 56063 | 62052 | 64320 | 26470 | 15270 | 25460 | 16253 | 28464 | 37706 | 41473 | 49737 | 49917 | 56063 | 62052 | 64320 | 26470 | 15270 | 25460 | 1.038 | 1.049 | 1.05 | 1.049 | 1.038 | 1.027 | 1.025 | 1.052 | 1.05 | 1.05 | 1.048 | 1.047 | 16871 | 29859 | 39591 | 43505 | 51627 | 51265 | 57465 | 65279 | 67536 | 27794 | 16003 | 26657 | 16871 | 29859 | 39591 | 43505 | 51627 | 51265 | 57465 | 65279 | 67536 | 27794 | 16003 | 26657 | 213 | 875 | 988 | 1090 | 1731 | 1726 | 1884 | 2710 | 2230 | 535 | 82 | 128 | 473185 | 473185 | 493452 | 493452 | 14192 | 2020
57074 | N | . | Ivanpah 1 | NRG Energy Services | 57499 | CA | PACC | WECC |  | 22 | 2 | NAICS-22 Non-Cogen | ST | SUN | SUN |  |  |  | 0 | 0 | 0 | 0 | 0 | 0 | 0 | 0 | 0 | 0 | 0 | 0 | 0 | 0 | 0 | 0 | 0 | 0 | 0 | 0 | 0 | 0 | 0 | 0 | 0 | 0 | 0 | 0 | 0 | 0 | 0 | 0 | 0 | 0 | 0 | 0 | 106320 | 149673 | 118777 | 186281 | 279970 | 253076 | 316902 | 267960 | 219823 | 232193 | 158503 | 83965 | 106320 | 149673 | 118777 | 186281 | 279970 | 253076 | 316902 | 267960 | 219823 | 232193 | 158503 | 83965 | 12137 | 17086 | 13559 | 21265 | 31960 | 28890 | 36176 | 30589 | 25094 | 26506 | 18094 | 9585 | 0 | 0 | 2373443 | 2373443 | 270941 | 2020
57075 | N | . | Ivanpah 3 | NRG Energy Services | 57499 | CA | PACC | WECC |  | 22 | 2 | NAICS-22 Non-Cogen | ST | NG | NG |  |  | mcf | 12107 | 19618 | 36359 | 24109 | 39585 | 48137 | 47604 | 59726 | 62200 | 32540 | 32770 | 35650 | 12107 | 19618 | 36359 | 24109 | 39585 | 48137 | 47604 | 59726 | 62200 | 32540 | 32770 | 35650 | 1.037 | 1.049 | 1.051 | 1.048 | 1.037 | 1.028 | 1.025 | 1.052 | 1.05 | 1.05 | 1.048 | 1.047 | 12555 | 20579 | 38213 | 25266 | 41050 | 49485 | 48794 | 62832 | 65310 | 34167 | 34343 | 37326 | 12555 | 20579 | 38213 | 25266 | 41050 | 49485 | 48794 | 62832 | 65310 | 34167 | 34343 | 37326 | 239 | 435 | 724 | 644 | 1451 | 1728 | 1495 | 2230 | 2257 | 774 | 374 | 539 | 450405 | 450405 | 469920 | 469920 | 12890 | 2020
57075 | N | . | Ivanpah 3 | NRG Energy Services | 57499 | CA | PACC | WECC |  | 22 | 2 | NAICS-22 Non-Cogen | ST | SUN | SUN |  |  |  | 0 | 0 | 0 | 0 | 0 | 0 | 0 | 0 | 0 | 0 | 0 | 0 | 0 | 0 | 0 | 0 | 0 | 0 | 0 | 0 | 0 | 0 | 0 | 0 | 0 | 0 | 0 | 0 | 0 | 0 | 0 | 0 | 0 | 0 | 0 | 0 | 57632 | 161096 | 112216 | 196040 | 306907 | 270106 | 306644 | 269396 | 232394 | 235215 | 169164 | 98611 | 57632 | 161096 | 112216 | 196040 | 306907 | 270106 | 306644 | 269396 | 232394 | 235215 | 169164 | 98611 | 6579 | 18390 | 12810 | 22379 | 35035 | 30834 | 35005 | 30753 | 26529 | 26851 | 19311 | 11257 | 0 | 0 | 2415421 | 2415421 | 275733 | 2020
57122 | Y | . | UCI Facilities Management Central Plant | University of California Irvine | 56427 | CA | PACC | WECC |  | 611 | 5 | Commercial NAICS Cogen | CA | NG | NG |  |  | mcf | 0 | 0 | 0 | 0 | 0 | 0 | 0 | 0 | 0 | 0 | 0 | 0 | 0 | 0 | 0 | 0 | 0 | 0 | 0 | 0 | 0 | 0 | 0 | 0 | 0 | 0 | 0 | 0 | 0 | 0 | 0 | 0 | 0 | 0 | 0 | 0 | 0 | 0 | 0 | 0 | 0 | 0 | 0 | 0 | 0 | 0 | 0 | 0 | 0 | 0 | 0 | 0 | 0 | 0 | 0 | 0 | 0 | 0 | 0 | 0 | 0 | 0 | 0 | 0 | 0 | 0 | 0 | 0 | 0 | 0 | 0 | 0 | 0 | 0 | 0 | 0 | 0 | 2020
57122 | Y | . | UCI Facilities Management Central Plant | University of California Irvine | 56427 | CA | PACC | WECC |  | 611 | 5 | Commercial NAICS Cogen | CT | NG | NG |  |  | mcf | 93908 | 92340 | 87213 | 84912 | 81249 | 78884 | 87984 | 98376 | 89866 | 94116 | 86684 | 81770 | 42553 | 39325 | 38390 | 35496 | 33442 | 32729 | 38584 | 42766 | 39500 | 42519 | 38162 | 37101 | 1.1 | 1.1 | 1.1 | 1.1 | 1.1 | 1.1 | 1.1 | 1.1 | 1.1 | 1.1 | 1.1 | 1.1 | 103299 | 101574 | 95934 | 93403 | 89374 | 86772 | 96782 | 108214 | 98853 | 103528 | 95352 | 89947 | 46808 | 43258 | 42229 | 39046 | 36786 | 36002 | 42442 | 47043 | 43450 | 46771 | 41978 | 40811 | 8780 | 8114 | 7921 | 7324 | 6900 | 6753 | 7961 | 8824 | 8150 | 8773 | 7874 | 7655 | 1057302 | 460567 | 1163032 | 506624 | 95029 | 2020
57133 | N | . | G2 Energy Ostrom Road LLC | G2 Energy LLC | 56440 | CA | PACC | WECC |  | 22 | 2 | NAICS-22 Non-Cogen | IC | LFG | MLG |  |  | mcf | 53075 | 47743 | 50307 | 47083 | 50015 | 46098 | 51773 | 49431 | 49029 | 47186 | 47504 | 42428 | 53075 | 47743 | 50307 | 47083 | 50015 | 46098 | 51773 | 49431 | 49029 | 47186 | 47504 | 42428 | 0.508 | 0.508 | 0.508 | 0.508 | 0.508 | 0.508 | 0.508 | 0.508 | 0.508 | 0.508 | 0.508 | 0.508 | 26962 | 24253 | 25556 | 23918 | 25408 | 23418 | 26301 | 25111 | 24907 | 23970 | 24132 | 21553 | 26962 | 24253 | 25556 | 23918 | 25408 | 23418 | 26301 | 25111 | 24907 | 23970 | 24132 | 21553 | 2455.825 | 2209.057 | 2327.699 | 2178.514 | 2314.191 | 2132.936 | 2395.54 | 2287.154 | 2268.594 | 2183.311 | 2198.028 | 1963.151 | 581672 | 581672 | 295489 | 295489 | 26914 | 2020
57163 | N | . | Calabasas Gas to Energy Facility | Los Angeles County Sanitation | 11217 | CA | PACC | WECC |  | 562212 | 4 | Commercial NAICS Non-Cogen | GT | LFG | MLG |  |  | mcf | 156669 | 140926 | 148495 | 138978 | 147633 | 136070 | 152823 | 145908 | 144724 | 139284 | 140223 | 125239 | 156669 | 140926 | 148495 | 138978 | 147633 | 136070 | 152823 | 145908 | 144724 | 139284 | 140223 | 125239 | 0.266 | 0.266 | 0.266 | 0.266 | 0.266 | 0.266 | 0.266 | 0.266 | 0.266 | 0.266 | 0.266 | 0.266 | 41674 | 37486 | 39500 | 36968 | 39270 | 36195 | 40651 | 38812 | 38497 | 37050 | 37299 | 33314 | 41674 | 37486 | 39500 | 36968 | 39270 | 36195 | 40651 | 38812 | 38497 | 37050 | 37299 | 33314 | 3032.418 | 2727.71 | 2874.207 | 2689.996 | 2857.527 | 2633.717 | 2957.976 | 2824.143 | 2801.225 | 2695.92 | 2714.091 | 2424.07 | 1716972 | 1716972 | 456716 | 456716 | 33233 | 2020
57163 | N | . | Calabasas Gas to Energy Facility | Los Angeles County Sanitation | 11217 | CA | PACC | WECC |  | 562212 | 4 | Commercial NAICS Non-Cogen | GT | NG | NG |  |  | mcf | 0 | 0 | 0 | 0 | 0 | 0 | 0 | 0 | 0 | 0 | 0 | 0 | 0 | 0 | 0 | 0 | 0 | 0 | 0 | 0 | 0 | 0 | 0 | 0 | 0 | 0 | 0 | 0 | 0 | 0 | 0 | 0 | 0 | 0 | 0 | 0 | 0 | 0 | 0 | 0 | 0 | 0 | 0 | 0 | 0 | 0 | 0 | 0 | 0 | 0 | 0 | 0 | 0 | 0 | 0 | 0 | 0 | 0 | 0 | 0 | 0 | 0 | 0 | 0 | 0 | 0 | 0 | 0 | 0 | 0 | 0 | 0 | 0 | 0 | 0 | 0 | 0 | 2020
57201 | N | . | FPL Energy Montezuma Winds LLC | FPL Energy Montezuma Wind | 56555 | CA | PACC | WECC |  | 22 | 2 | NAICS-22 Non-Cogen | WT | WND | WND |  |  |  | 0 | 0 | 0 | 0 | 0 | 0 | 0 | 0 | 0 | 0 | 0 | 0 | 0 | 0 | 0 | 0 | 0 | 0 | 0 | 0 | 0 | 0 | 0 | 0 | 0 | 0 | 0 | 0 | 0 | 0 | 0 | 0 | 0 | 0 | 0 | 0 | 43788 | 44885 | 65067 | 87725 | 89513 | 99270 | 97467 | 83040 | 45971 | 50087 | 38330 | 37640 | 43788 | 44885 | 65067 | 87725 | 89513 | 99270 | 97467 | 83040 | 45971 | 50087 | 38330 | 37640 | 4998.58 | 5123.884 | 7427.777 | 10014.277 | 10218.42 | 11332.238 | 11126.397 | 9479.463 | 5247.864 | 5717.698 | 4375.552 | 4296.85 | 0 | 0 | 782783 | 782783 | 89359 | 2020
57217 | N | . | Solar Photovoltaic Project #03 | Southern California Edison Co | 17609 | CA | PACC | WECC |  | 22 | 1 | Electric Utility | PV | SUN | SUN |  |  |  | 0 | 0 | 0 | 0 | 0 | 0 | 0 | 0 | 0 | 0 | 0 | 0 | 0 | 0 | 0 | 0 | 0 | 0 | 0 | 0 | 0 | 0 | 0 | 0 | 0 | 0 | 0 | 0 | 0 | 0 | 0 | 0 | 0 | 0 | 0 | 0 | 258 | 350 | 343 | 432 | 566 | 563 | 615 | 527 | 414 | 383 | 302 | 239 | 258 | 350 | 343 | 432 | 566 | 563 | 615 | 527 | 414 | 383 | 302 | 239 | 29.509 | 40.002 | 39.144 | 49.333 | 64.564 | 64.293 | 70.234 | 60.163 | 47.24 | 43.665 | 34.521 | 27.332 | 0 | 0 | 4992 | 4992 | 570 | 2020
57219 | N | . | Solar Photovoltaic Project #05 | Southern California Edison Co | 17609 | CA | PACC | WECC |  | 22 | 1 | Electric Utility | PV | SUN | SUN |  |  |  | 0 | 0 | 0 | 0 | 0 | 0 | 0 | 0 | 0 | 0 | 0 | 0 | 0 | 0 | 0 | 0 | 0 | 0 | 0 | 0 | 0 | 0 | 0 | 0 | 0 | 0 | 0 | 0 | 0 | 0 | 0 | 0 | 0 | 0 | 0 | 0 | 1207 | 1636 | 1601 | 2018 | 2641 | 2630 | 2873 | 2461 | 1933 | 1786 | 1412 | 1118 | 1207 | 1636 | 1601 | 2018 | 2641 | 2630 | 2873 | 2461 | 1933 | 1786 | 1412 | 1118 | 137.813 | 186.815 | 182.81 | 230.392 | 301.525 | 300.259 | 328.005 | 280.974 | 220.62 | 203.925 | 161.218 | 127.644 | 0 | 0 | 23316 | 23316 | 2662 | 2020
57220 | N | . | Solar Photovoltaic Project #06 | Southern California Edison Co | 17609 | CA | PACC | WECC |  | 22 | 1 | Electric Utility | PV | SUN | SUN |  |  |  | 0 | 0 | 0 | 0 | 0 | 0 | 0 | 0 | 0 | 0 | 0 | 0 | 0 | 0 | 0 | 0 | 0 | 0 | 0 | 0 | 0 | 0 | 0 | 0 | 0 | 0 | 0 | 0 | 0 | 0 | 0 | 0 | 0 | 0 | 0 | 0 | 1113 | 1509 | 1476 | 1861 | 2435 | 2425 | 2649 | 2269 | 1782 | 1647 | 1302 | 1031 | 1113 | 1509 | 1476 | 1861 | 2435 | 2425 | 2649 | 2269 | 1782 | 1647 | 1302 | 1031 | 127.047 | 172.218 | 168.525 | 212.389 | 277.965 | 276.797 | 302.376 | 259.02 | 203.381 | 187.991 | 148.621 | 117.67 | 0 | 0 | 21499 | 21499 | 2454 | 2020
57221 | N | . | Solar Photovoltaic Project #07 | Southern California Edison Co | 17609 | CA | PACC | WECC |  | 22 | 1 | Electric Utility | PV | SUN | SUN |  |  |  | 0 | 0 | 0 | 0 | 0 | 0 | 0 | 0 | 0 | 0 | 0 | 0 | 0 | 0 | 0 | 0 | 0 | 0 | 0 | 0 | 0 | 0 | 0 | 0 | 0 | 0 | 0 | 0 | 0 | 0 | 0 | 0 | 0 | 0 | 0 | 0 | 1045 | 1417 | 1387 | 1748 | 2287 | 2278 | 2488 | 2131 | 1673 | 1547 | 1223 | 968 | 1045 | 1417 | 1387 | 1748 | 2287 | 2278 | 2488 | 2131 | 1673 | 1547 | 1223 | 968 | 119.332 | 161.761 | 158.293 | 199.494 | 261.087 | 259.991 | 284.016 | 243.293 | 191.033 | 176.577 | 139.597 | 110.526 | 0 | 0 | 20192 | 20192 | 2305 | 2020
57222 | N | . | Solar Photovoltaic Project #08 | Southern California Edison Co | 17609 | CA | PACC | WECC |  | 22 | 1 | Electric Utility | PV | SUN | SUN |  |  |  | 0 | 0 | 0 | 0 | 0 | 0 | 0 | 0 | 0 | 0 | 0 | 0 | 0 | 0 | 0 | 0 | 0 | 0 | 0 | 0 | 0 | 0 | 0 | 0 | 0 | 0 | 0 | 0 | 0 | 0 | 0 | 0 | 0 | 0 | 0 | 0 | 879 | 1192 | 1166 | 1470 | 1924 | 1916 | 2093 | 1793 | 1408 | 1301 | 1029 | 814 | 879 | 1192 | 1166 | 1470 | 1924 | 1916 | 2093 | 1793 | 1408 | 1301 | 1029 | 814 | 100.384 | 136.076 | 133.158 | 167.817 | 219.631 | 218.708 | 238.919 | 204.661 | 160.7 | 148.539 | 117.431 | 92.976 | 0 | 0 | 16985 | 16985 | 1939 | 2020
57223 | N | . | Solar Photovoltaic Project #09 | Southern California Edison Co | 17609 | CA | PACC | WECC |  | 22 | 1 | Electric Utility | PV | SUN | SUN |  |  |  | 0 | 0 | 0 | 0 | 0 | 0 | 0 | 0 | 0 | 0 | 0 | 0 | 0 | 0 | 0 | 0 | 0 | 0 | 0 | 0 | 0 | 0 | 0 | 0 | 0 | 0 | 0 | 0 | 0 | 0 | 0 | 0 | 0 | 0 | 0 | 0 | 540 | 732 | 716 | 903 | 1182 | 1177 | 1286 | 1101 | 865 | 799 | 632 | 500 | 540 | 732 | 716 | 903 | 1182 | 1177 | 1286 | 1101 | 865 | 799 | 632 | 500 | 61.66 | 83.582 | 81.79 | 103.079 | 134.905 | 134.338 | 146.752 | 125.71 | 98.707 | 91.238 | 72.13 | 57.109 | 0 | 0 | 10433 | 10433 | 1191 | 2020
57224 | N | . | Solar Photovoltaic Project #10 | Southern California Edison Co | 17609 | CA | PACC | WECC |  | 22 | 1 | Electric Utility | PV | SUN | SUN |  |  |  | 0 | 0 | 0 | 0 | 0 | 0 | 0 | 0 | 0 | 0 | 0 | 0 | 0 | 0 | 0 | 0 | 0 | 0 | 0 | 0 | 0 | 0 | 0 | 0 | 0 | 0 | 0 | 0 | 0 | 0 | 0 | 0 | 0 | 0 | 0 | 0 | 742 | 1006 | 985 | 1241 | 1624 | 1617 | 1767 | 1514 | 1188 | 1099 | 868 | 688 | 742 | 1006 | 985 | 1241 | 1624 | 1617 | 1767 | 1514 | 1188 | 1099 | 868 | 688 | 84.749 | 114.882 | 112.419 | 141.68 | 185.423 | 184.644 | 201.707 | 172.785 | 135.671 | 125.404 | 99.141 | 78.495 | 0 | 0 | 14339 | 14339 | 1637 | 2020
57225 | N | . | Solar Photovoltaic Project #11 | Southern California Edison Co | 17609 | CA | PACC | WECC |  | 22 | 1 | Electric Utility | PV | SUN | SUN |  |  |  | 0 | 0 | 0 | 0 | 0 | 0 | 0 | 0 | 0 | 0 | 0 | 0 | 0 | 0 | 0 | 0 | 0 | 0 | 0 | 0 | 0 | 0 | 0 | 0 | 0 | 0 | 0 | 0 | 0 | 0 | 0 | 0 | 0 | 0 | 0 | 0 | 1478 | 2004 | 1961 | 2472 | 3235 | 3221 | 3519 | 3014 | 2367 | 2188 | 1730 | 1369 | 1478 | 2004 | 1961 | 2472 | 3235 | 3221 | 3519 | 3014 | 2367 | 2188 | 1730 | 1369 | 168.775 | 228.781 | 223.877 | 282.147 | 369.26 | 367.71 | 401.689 | 344.093 | 270.181 | 249.735 | 197.434 | 156.318 | 0 | 0 | 28558 | 28558 | 3260 | 2020
57227 | N | . | Solar Photovoltaic Project #13 | Southern California Edison Co | 17609 | CA | PACC | WECC |  | 22 | 1 | Electric Utility | PV | SUN | SUN |  |  |  | 0 | 0 | 0 | 0 | 0 | 0 | 0 | 0 | 0 | 0 | 0 | 0 | 0 | 0 | 0 | 0 | 0 | 0 | 0 | 0 | 0 | 0 | 0 | 0 | 0 | 0 | 0 | 0 | 0 | 0 | 0 | 0 | 0 | 0 | 0 | 0 | 1679 | 2276 | 2228 | 2807 | 3674 | 3659 | 3997 | 3424 | 2688 | 2485 | 1965 | 1555 | 1679 | 2276 | 2228 | 2807 | 3674 | 3659 | 3997 | 3424 | 2688 | 2485 | 1965 | 1555 | 191.71 | 259.87 | 254.299 | 320.488 | 419.439 | 417.677 | 456.275 | 390.851 | 306.896 | 283.672 | 224.263 | 177.56 | 0 | 0 | 32437 | 32437 | 3703 | 2020
57229 | N | . | Solar Photovoltaic Project #15 | Southern California Edison Co | 17609 | CA | PACC | WECC |  | 22 | 1 | Electric Utility | PV | SUN | SUN |  |  |  | 0 | 0 | 0 | 0 | 0 | 0 | 0 | 0 | 0 | 0 | 0 | 0 | 0 | 0 | 0 | 0 | 0 | 0 | 0 | 0 | 0 | 0 | 0 | 0 | 0 | 0 | 0 | 0 | 0 | 0 | 0 | 0 | 0 | 0 | 0 | 0 | 1707 | 2315 | 2265 | 2854 | 3736 | 3720 | 4064 | 3481 | 2733 | 2527 | 1997 | 1581 | 1707 | 2315 | 2265 | 2854 | 3736 | 3720 | 4064 | 3481 | 2733 | 2527 | 1997 | 1581 | 194.918 | 264.222 | 258.557 | 325.854 | 426.462 | 424.671 | 463.914 | 397.396 | 312.034 | 288.421 | 228.018 | 180.533 | 0 | 0 | 32980 | 32980 | 3765 | 2020
57230 | N | . | Solar Photovoltaic Project #16 | Southern California Edison Co | 17609 | CA | PACC | WECC |  | 22 | 1 | Electric Utility | PV | SUN | SUN |  |  |  | 0 | 0 | 0 | 0 | 0 | 0 | 0 | 0 | 0 | 0 | 0 | 0 | 0 | 0 | 0 | 0 | 0 | 0 | 0 | 0 | 0 | 0 | 0 | 0 | 0 | 0 | 0 | 0 | 0 | 0 | 0 | 0 | 0 | 0 | 0 | 0 | 336 | 455 | 445 | 561 | 734 | 731 | 799 | 684 | 537 | 497 | 393 | 311 | 336 | 455 | 445 | 561 | 734 | 731 | 799 | 684 | 537 | 497 | 393 | 311 | 38.311 | 51.932 | 50.819 | 64.046 | 83.82 | 83.468 | 91.181 | 78.107 | 61.329 | 56.688 | 44.816 | 35.483 | 0 | 0 | 6483 | 6483 | 740 | 2020
57231 | N | . | Solar Photovoltaic Project #17 | Southern California Edison Co | 17609 | CA | PACC | WECC |  | 22 | 1 | Electric Utility | PV | SUN | SUN |  |  |  | 0 | 0 | 0 | 0 | 0 | 0 | 0 | 0 | 0 | 0 | 0 | 0 | 0 | 0 | 0 | 0 | 0 | 0 | 0 | 0 | 0 | 0 | 0 | 0 | 0 | 0 | 0 | 0 | 0 | 0 | 0 | 0 | 0 | 0 | 0 | 0 | 1623 | 2200 | 2153 | 2713 | 3551 | 3536 | 3863 | 3309 | 2598 | 2402 | 1899 | 1503 | 1623 | 2200 | 2153 | 2713 | 3551 | 3536 | 3863 | 3309 | 2598 | 2402 | 1899 | 1503 | 185.289 | 251.168 | 245.783 | 309.756 | 405.393 | 403.691 | 440.996 | 377.763 | 296.619 | 274.173 | 216.754 | 171.615 | 0 | 0 | 31350 | 31350 | 3579 | 2020
57232 | N | . | Solar Photovoltaic Project #18 | Southern California Edison Co | 17609 | CA | PACC | WECC |  | 22 | 1 | Electric Utility | PV | SUN | SUN |  |  |  | 0 | 0 | 0 | 0 | 0 | 0 | 0 | 0 | 0 | 0 | 0 | 0 | 0 | 0 | 0 | 0 | 0 | 0 | 0 | 0 | 0 | 0 | 0 | 0 | 0 | 0 | 0 | 0 | 0 | 0 | 0 | 0 | 0 | 0 | 0 | 0 | 681 | 923 | 904 | 1139 | 1490 | 1484 | 1621 | 1389 | 1090 | 1008 | 797 | 631 | 681 | 923 | 904 | 1139 | 1490 | 1484 | 1621 | 1389 | 1090 | 1008 | 797 | 631 | 77.759 | 105.408 | 103.148 | 129.996 | 170.132 | 169.417 | 185.073 | 158.536 | 124.482 | 115.062 | 90.965 | 72.022 | 0 | 0 | 13157 | 13157 | 1502 | 2020
57236 | N | . | Solar Photovoltaic Project #23 | Southern California Edison Co | 17609 | CA | PACC | WECC |  | 22 | 1 | Electric Utility | PV | SUN | SUN |  |  |  | 0 | 0 | 0 | 0 | 0 | 0 | 0 | 0 | 0 | 0 | 0 | 0 | 0 | 0 | 0 | 0 | 0 | 0 | 0 | 0 | 0 | 0 | 0 | 0 | 0 | 0 | 0 | 0 | 0 | 0 | 0 | 0 | 0 | 0 | 0 | 0 | 1725 | 2339 | 2288 | 2884 | 3775 | 3759 | 4106 | 3517 | 2762 | 2553 | 2018 | 1598 | 1725 | 2339 | 2288 | 2884 | 3775 | 3759 | 4106 | 3517 | 2762 | 2553 | 2018 | 1598 | 196.938 | 266.958 | 261.235 | 329.23 | 430.879 | 429.07 | 468.72 | 401.512 | 315.266 | 291.409 | 230.38 | 182.403 | 0 | 0 | 33324 | 33324 | 3804 | 2020
57237 | N | . | Solar Photovoltaic Project #22 | Southern California Edison Co | 17609 | CA | PACC | WECC |  | 22 | 1 | Electric Utility | PV | SUN | SUN |  |  |  | 0 | 0 | 0 | 0 | 0 | 0 | 0 | 0 | 0 | 0 | 0 | 0 | 0 | 0 | 0 | 0 | 0 | 0 | 0 | 0 | 0 | 0 | 0 | 0 | 0 | 0 | 0 | 0 | 0 | 0 | 0 | 0 | 0 | 0 | 0 | 0 | 783 | 1061 | 1038 | 1309 | 1713 | 1705 | 1863 | 1596 | 1253 | 1158 | 916 | 725 | 783 | 1061 | 1038 | 1309 | 1713 | 1705 | 1863 | 1596 | 1253 | 1158 | 916 | 725 | 89.358 | 121.128 | 118.531 | 149.382 | 195.504 | 194.683 | 212.673 | 182.179 | 143.047 | 132.222 | 104.531 | 82.762 | 0 | 0 | 15120 | 15120 | 1726 | 2020
57245 | N | . | Solar Photovoltaic Project #26 | Southern California Edison Co | 17609 | CA | PACC | WECC |  | 22 | 1 | Electric Utility | PV | SUN | SUN |  |  |  | 0 | 0 | 0 | 0 | 0 | 0 | 0 | 0 | 0 | 0 | 0 | 0 | 0 | 0 | 0 | 0 | 0 | 0 | 0 | 0 | 0 | 0 | 0 | 0 | 0 | 0 | 0 | 0 | 0 | 0 | 0 | 0 | 0 | 0 | 0 | 0 | 3467 | 4699 | 4598 | 5795 | 7585 | 7553 | 8251 | 7068 | 5550 | 5130 | 4055 | 3211 | 3467 | 4699 | 4598 | 5795 | 7585 | 7553 | 8251 | 7068 | 5550 | 5130 | 4055 | 3211 | 395.739 | 536.443 | 524.942 | 661.575 | 865.836 | 862.2 | 941.875 | 806.824 | 633.516 | 585.576 | 462.941 | 366.533 | 0 | 0 | 66962 | 66962 | 7644 | 2020
57246 | N | . | Solar Photovoltaic Project #27 | Southern California Edison Co | 17609 | CA | PACC | WECC |  | 22 | 1 | Electric Utility | PV | SUN | SUN |  |  |  | 0 | 0 | 0 | 0 | 0 | 0 | 0 | 0 | 0 | 0 | 0 | 0 | 0 | 0 | 0 | 0 | 0 | 0 | 0 | 0 | 0 | 0 | 0 | 0 | 0 | 0 | 0 | 0 | 0 | 0 | 0 | 0 | 0 | 0 | 0 | 0 | 634 | 859 | 840 | 1059 | 1386 | 1380 | 1508 | 1292 | 1014 | 937 | 741 | 587 | 634 | 859 | 840 | 1059 | 1386 | 1380 | 1508 | 1292 | 1014 | 937 | 741 | 587 | 72.324 | 98.039 | 95.937 | 120.908 | 158.238 | 157.574 | 172.135 | 147.453 | 115.78 | 107.019 | 84.606 | 66.987 | 0 | 0 | 12237 | 12237 | 1397 | 2020
57247 | N | . | Solar Photovoltaic Project #28 | Southern California Edison Co | 17609 | CA | PACC | WECC |  | 22 | 1 | Electric Utility | PV | SUN | SUN |  |  |  | 0 | 0 | 0 | 0 | 0 | 0 | 0 | 0 | 0 | 0 | 0 | 0 | 0 | 0 | 0 | 0 | 0 | 0 | 0 | 0 | 0 | 0 | 0 | 0 | 0 | 0 | 0 | 0 | 0 | 0 | 0 | 0 | 0 | 0 | 0 | 0 | 1683 | 2281 | 2232 | 2814 | 3682 | 3667 | 4006 | 3431 | 2694 | 2490 | 1969 | 1559 | 1683 | 2281 | 2232 | 2814 | 3682 | 3667 | 4006 | 3431 | 2694 | 2490 | 1969 | 1559 | 192.122 | 260.432 | 254.848 | 321.181 | 420.345 | 418.58 | 457.26 | 391.696 | 307.559 | 284.285 | 224.748 | 177.944 | 0 | 0 | 32508 | 32508 | 3711 | 2020
57254 | N | . | Victor Valley CC CPV Solar | Victor Valley Community College District | 56618 | CA | PACC | WECC |  | 611 | 4 | Commercial NAICS Non-Cogen | PV | SUN | SUN |  |  |  | 0 | 0 | 0 | 0 | 0 | 0 | 0 | 0 | 0 | 0 | 0 | 0 | 0 | 0 | 0 | 0 | 0 | 0 | 0 | 0 | 0 | 0 | 0 | 0 | 0 | 0 | 0 | 0 | 0 | 0 | 0 | 0 | 0 | 0 | 0 | 0 | 624 | 846 | 828 | 1043 | 1365 | 1360 | 1485 | 1272 | 999 | 923 | 730 | 578 | 624 | 846 | 828 | 1043 | 1365 | 1360 | 1485 | 1272 | 999 | 923 | 730 | 578 | 71.238 | 96.565 | 94.495 | 119.09 | 155.86 | 155.205 | 169.547 | 145.237 | 114.039 | 105.41 | 83.334 | 65.98 | 0 | 0 | 12053 | 12053 | 1376 | 2020
57267 | N | . | Marsh Landing Generating Station | Marsh Landing LLC | 56635 | CA | PACC | WECC |  | 22 | 2 | NAICS-22 Non-Cogen | GT | NG | NG |  |  | mcf | 21731 | 10932 | 21905 | 15725 | 171075 | 95989 | 90484 | 1271931 | 661172 | 386113 | 181208 | 49893 | 21731 | 10932 | 21905 | 15725 | 171075 | 95989 | 90484 | 1271931 | 661172 | 386113 | 181208 | 49893 | 1.043 | 1.043 | 1.044 | 1.05 | 1.036 | 1.035 | 1.033 | 1.04 | 1.039 | 1.05 | 1.048 | 1.041 | 22665 | 11402 | 22869 | 16511 | 177234 | 99349 | 93470 | 1322808 | 686958 | 405419 | 189906 | 51939 | 22665 | 11402 | 22869 | 16511 | 177234 | 99349 | 93470 | 1322808 | 686958 | 405419 | 189906 | 51939 | 1118 | 262 | 1155 | 607 | 14455 | 7898 | 6799 | 115903 | 60609 | 35565 | 17009 | 3926 | 2978158 | 2978158 | 3100530 | 3100530 | 265306 | 2020
57282 | N | . | Alta Wind Energy Center I | NRG Yield LLC | 60015 | CA | PACC | WECC |  | 22 | 2 | NAICS-22 Non-Cogen | WT | WND | WND |  |  |  | 0 | 0 | 0 | 0 | 0 | 0 | 0 | 0 | 0 | 0 | 0 | 0 | 0 | 0 | 0 | 0 | 0 | 0 | 0 | 0 | 0 | 0 | 0 | 0 | 0 | 0 | 0 | 0 | 0 | 0 | 0 | 0 | 0 | 0 | 0 | 0 | 184665 | 189294 | 274408 | 369962 | 377504 | 418652 | 411048 | 350204 | 193874 | 211232 | 161648 | 158741 | 184665 | 189294 | 274408 | 369962 | 377504 | 418652 | 411048 | 350204 | 193874 | 211232 | 161648 | 158741 | 21080.466 | 21608.914 | 31325.104 | 42233.131 | 43094.061 | 47791.358 | 46923.266 | 39977.666 | 22131.775 | 24113.204 | 18452.982 | 18121.073 | 0 | 0 | 3301232 | 3301232 | 376853 | 2020
57291 | N | . | Alta Wind Energy Center II | NRG Yield LLC | 60015 | CA | PACC | WECC |  | 22 | 2 | NAICS-22 Non-Cogen | WT | WND | WND |  |  |  | 0 | 0 | 0 | 0 | 0 | 0 | 0 | 0 | 0 | 0 | 0 | 0 | 0 | 0 | 0 | 0 | 0 | 0 | 0 | 0 | 0 | 0 | 0 | 0 | 0 | 0 | 0 | 0 | 0 | 0 | 0 | 0 | 0 | 0 | 0 | 0 | 158199 | 162165 | 235081 | 316941 | 323402 | 358653 | 352138 | 300015 | 166089 | 180959 | 138481 | 135991 | 158199 | 162165 | 235081 | 316941 | 323402 | 358653 | 352138 | 300015 | 166089 | 180959 | 138481 | 135991 | 18059.3 | 18512.015 | 26835.721 | 36180.455 | 36918 | 40942.1 | 40198.419 | 34248.234 | 18959.941 | 20657.4 | 15808.378 | 15524.037 | 0 | 0 | 2828114 | 2828114 | 322844 | 2020
57292 | N | . | Alta Wind Energy Center III | NRG Yield LLC | 60015 | CA | PACC | WECC |  | 22 | 2 | NAICS-22 Non-Cogen | WT | WND | WND |  |  |  | 0 | 0 | 0 | 0 | 0 | 0 | 0 | 0 | 0 | 0 | 0 | 0 | 0 | 0 | 0 | 0 | 0 | 0 | 0 | 0 | 0 | 0 | 0 | 0 | 0 | 0 | 0 | 0 | 0 | 0 | 0 | 0 | 0 | 0 | 0 | 0 | 162844 | 166926 | 241982 | 326245 | 332896 | 369182 | 362476 | 308822 | 170965 | 186271 | 142547 | 139983 | 162844 | 166926 | 241982 | 326245 | 332896 | 369182 | 362476 | 308822 | 170965 | 186271 | 142547 | 139983 | 18589.486 | 19055.487 | 27623.559 | 37242.634 | 38001.832 | 42144.071 | 41378.557 | 35253.687 | 19516.564 | 21263.856 | 16272.478 | 15979.789 | 0 | 0 | 2911139 | 2911139 | 332322 | 2020
57293 | N | . | Alta Wind Energy Center IV | NRG Yield LLC | 60015 | CA | PACC | WECC |  | 22 | 2 | NAICS-22 Non-Cogen | WT | WND | WND |  |  |  | 0 | 0 | 0 | 0 | 0 | 0 | 0 | 0 | 0 | 0 | 0 | 0 | 0 | 0 | 0 | 0 | 0 | 0 | 0 | 0 | 0 | 0 | 0 | 0 | 0 | 0 | 0 | 0 | 0 | 0 | 0 | 0 | 0 | 0 | 0 | 0 | 79363 | 81352 | 117931 | 158998 | 162239 | 179923 | 176655 | 150506 | 83321 | 90780 | 69471 | 68221 | 79363 | 81352 | 117931 | 158998 | 162239 | 179923 | 176655 | 150506 | 83321 | 90780 | 69471 | 68221 | 9059.69 | 9286.799 | 13462.497 | 18150.408 | 18520.407 | 20539.151 | 20166.073 | 17181.083 | 9511.508 | 10363.06 | 7930.484 | 7787.84 | 0 | 0 | 1418760 | 1418760 | 161959 | 2020
57294 | N | . | Alta Wind Energy Center V | NRG Yield LLC | 60015 | CA | PACC | WECC |  | 22 | 2 | NAICS-22 Non-Cogen | WT | WND | WND |  |  |  | 0 | 0 | 0 | 0 | 0 | 0 | 0 | 0 | 0 | 0 | 0 | 0 | 0 | 0 | 0 | 0 | 0 | 0 | 0 | 0 | 0 | 0 | 0 | 0 | 0 | 0 | 0 | 0 | 0 | 0 | 0 | 0 | 0 | 0 | 0 | 0 | 125567 | 128714 | 186589 | 251563 | 256692 | 284671 | 279500 | 238129 | 131829 | 143631 | 109916 | 107939 | 125567 | 128714 | 186589 | 251563 | 256692 | 284671 | 279500 | 238129 | 131829 | 143631 | 109916 | 107939 | 14334.099 | 14693.429 | 21300.153 | 28717.292 | 29302.699 | 32496.723 | 31906.446 | 27183.642 | 15048.959 | 16396.272 | 12547.487 | 12321.799 | 0 | 0 | 2244740 | 2244740 | 256249 | 2020
57295 | N | . | Alpine Solar | NRG Solar Alpine | 59397 | CA | PACC | WECC |  | 22 | 2 | NAICS-22 Non-Cogen | PV | SUN | SUN |  |  |  | 0 | 0 | 0 | 0 | 0 | 0 | 0 | 0 | 0 | 0 | 0 | 0 | 0 | 0 | 0 | 0 | 0 | 0 | 0 | 0 | 0 | 0 | 0 | 0 | 0 | 0 | 0 | 0 | 0 | 0 | 0 | 0 | 0 | 0 | 0 | 0 | 70747 | 95901 | 93845 | 118271 | 154787 | 154137 | 168381 | 144238 | 113255 | 104685 | 82761 | 65526 | 70747 | 95901 | 93845 | 118271 | 154787 | 154137 | 168381 | 144238 | 113255 | 104685 | 82761 | 65526 | 8076.149 | 10947.614 | 10712.903 | 13501.273 | 17669.784 | 17595.579 | 19221.566 | 16465.474 | 12928.647 | 11950.298 | 9447.589 | 7480.124 | 0 | 0 | 1366534 | 1366534 | 155997 | 2020
57301 | N | . | Dutch Wind Energy | Terra-Gen Operating Co-Wind | 2770 | CA | PACC | WECC |  | 22 | 2 | NAICS-22 Non-Cogen | WT | WND | WND |  |  |  | 0 | 0 | . | . | . | . | . | . | . | . | . | . | 0 | 0 | . | . | . | . | . | . | . | . | . | . | 0 | 0 | . | . | . | . | . | . | . | . | . | . | 939 | 962 | . | . | . | . | . | . | . | . | . | . | 939 | 962 | . | . | . | . | . | . | . | . | . | . | 107.157 | 109.843 | . | . | . | . | . | . | . | . | . | . | 0 | 0 | 1901 | 1901 | 217 | 2020
57302 | N | . | Garnet Wind Energy Center | Terra-Gen Operating Co-Wind | 2770 | CA | PACC | WECC |  | 22 | 2 | NAICS-22 Non-Cogen | WT | WND | WND |  |  |  | 0 | 0 | 0 | 0 | 0 | 0 | 0 | 0 | 0 | 0 | 0 | 0 | 0 | 0 | 0 | 0 | 0 | 0 | 0 | 0 | 0 | 0 | 0 | 0 | 0 | 0 | 0 | 0 | 0 | 0 | 0 | 0 | 0 | 0 | 0 | 0 | 7135 | 7314 | 10602 | 14294 | 14585 | 16175 | 15881 | 13530 | 7490 | 8161 | 6245 | 6133 | 7135 | 7314 | 10602 | 14294 | 14585 | 16175 | 15881 | 13530 | 7490 | 8161 | 6245 | 6133 | 814.459 | 834.877 | 1210.269 | 1631.709 | 1664.972 | 1846.455 | 1812.916 | 1544.567 | 855.078 | 931.632 | 712.945 | 700.121 | 0 | 0 | 127545 | 127545 | 14560 | 2020
57305 | N | . | Adelanto Solar Project | Los Angeles Department of Water & Power | 11208 | CA | PACC | WECC |  | 22 | 1 | Electric Utility | PV | SUN | SUN |  |  |  | 0 | 0 | 0 | 0 | 0 | 0 | 0 | 0 | 0 | 0 | 0 | 0 | 0 | 0 | 0 | 0 | 0 | 0 | 0 | 0 | 0 | 0 | 0 | 0 | 0 | 0 | 0 | 0 | 0 | 0 | 0 | 0 | 0 | 0 | 0 | 0 | 5583 | 7568 | 7406 | 9334 | 12216 | 12164 | 13288 | 11383 | 8938 | 8262 | 6531 | 5171 | 5583 | 7568 | 7406 | 9334 | 12216 | 12164 | 13288 | 11383 | 8938 | 8262 | 6531 | 5171 | 637.355 | 863.966 | 845.443 | 1065.496 | 1394.467 | 1388.611 | 1516.931 | 1299.425 | 1020.305 | 943.096 | 745.587 | 590.318 | 0 | 0 | 107844 | 107844 | 12311 | 2020
57306 | N | . | Pine Tree Solar Project | Los Angeles Department of Water & Power | 11208 | CA | PACC | WECC |  | 22 | 1 | Electric Utility | PV | SUN | SUN |  |  |  | 0 | 0 | 0 | 0 | 0 | 0 | 0 | 0 | 0 | 0 | 0 | 0 | 0 | 0 | 0 | 0 | 0 | 0 | 0 | 0 | 0 | 0 | 0 | 0 | 0 | 0 | 0 | 0 | 0 | 0 | 0 | 0 | 0 | 0 | 0 | 0 | 4577 | 6204 | 6071 | 7651 | 10014 | 9972 | 10893 | 9331 | 7327 | 6772 | 5354 | 4239 | 4577 | 6204 | 6071 | 7651 | 10014 | 9972 | 10893 | 9331 | 7327 | 6772 | 5354 | 4239 | 522.475 | 708.24 | 693.056 | 873.445 | 1143.121 | 1138.321 | 1243.511 | 1065.21 | 836.4 | 773.107 | 611.198 | 483.916 | 0 | 0 | 88405 | 88405 | 10092 | 2020
57308 | N | . | Maclay Solar Project | Los Angeles Department of Water & Power | 11208 | CA | PACC | WECC |  | 22 | 1 | Electric Utility | PV | SUN | SUN |  |  |  | 0 | 0 | 0 | 0 | 0 | 0 | 0 | 0 | 0 | 0 | 0 | 0 | 0 | 0 | 0 | 0 | 0 | 0 | 0 | 0 | 0 | 0 | 0 | 0 | 0 | 0 | 0 | 0 | 0 | 0 | 0 | 0 | 0 | 0 | 0 | 0 | 396 | 537 | 526 | 663 | 867 | 864 | 943 | 808 | 635 | 587 | 464 | 367 | 396 | 537 | 526 | 663 | 867 | 864 | 943 | 808 | 635 | 587 | 464 | 367 | 45.247 | 61.336 | 60.021 | 75.643 | 98.998 | 98.582 | 107.692 | 92.251 | 72.435 | 66.954 | 52.932 | 41.909 | 0 | 0 | 7657 | 7657 | 874 | 2020
57311 | N | . | Occidental College Solar Project | Occidental College | 59551 | CA | PACC | WECC |  | 611 | 4 | Commercial NAICS Non-Cogen | PV | SUN | SUN |  |  |  | 0 | 0 | 0 | 0 | 0 | 0 | 0 | 0 | 0 | 0 | 0 | 0 | 0 | 0 | 0 | 0 | 0 | 0 | 0 | 0 | 0 | 0 | 0 | 0 | 0 | 0 | 0 | 0 | 0 | 0 | 0 | 0 | 0 | 0 | 0 | 0 | 755 | 1024 | 1002 | 1262 | 1652 | 1645 | 1797 | 1539 | 1209 | 1117 | 883 | 699 | 755 | 1024 | 1002 | 1262 | 1652 | 1645 | 1797 | 1539 | 1209 | 1117 | 883 | 699 | 86.198 | 116.847 | 114.342 | 144.103 | 188.595 | 187.803 | 205.157 | 175.741 | 137.991 | 127.549 | 100.837 | 79.837 | 0 | 0 | 14584 | 14584 | 1665 | 2020
57313 | N | . | Metro Support Services Center Solar | Metropolitan Transportation Authority | 57275 | CA | PACC | WECC |  | 485 | 4 | Commercial NAICS Non-Cogen | PV | SUN | SUN |  |  |  | 0 | 0 | 0 | 0 | 0 | 0 | 0 | 0 | 0 | 0 | 0 | 0 | 0 | 0 | 0 | 0 | 0 | 0 | 0 | 0 | 0 | 0 | 0 | 0 | 0 | 0 | 0 | 0 | 0 | 0 | 0 | 0 | 0 | 0 | 0 | 0 | 510 | 692 | 677 | 853 | 1116 | 1112 | 1214 | 1040 | 817 | 755 | 597 | 473 | 510 | 692 | 677 | 853 | 1116 | 1112 | 1214 | 1040 | 817 | 755 | 597 | 473 | 58.241 | 78.951 | 77.258 | 97.367 | 127.429 | 126.894 | 138.62 | 118.744 | 93.237 | 86.182 | 68.133 | 53.944 | 0 | 0 | 9856 | 9856 | 1125 | 2020
57331 | N | . | Mojave Solar Project | Mojave Solar LLC | 56660 | CA | PACC | WECC |  | 22 | 2 | NAICS-22 Non-Cogen | ST | SUN | SUN |  |  |  | 0 | 0 | 0 | 0 | 0 | 0 | 0 | 0 | 0 | 0 | 0 | 0 | 0 | 0 | 0 | 0 | 0 | 0 | 0 | 0 | 0 | 0 | 0 | 0 | 0 | 0 | 0 | 0 | 0 | 0 | 0 | 0 | 0 | 0 | 0 | 0 | 106250 | 302404 | 317953 | 463535 | 667013 | 545897 | 744031 | 618605 | 368121 | 372116 | 242696 | 143086 | 106250 | 302404 | 317953 | 463535 | 667013 | 545897 | 744031 | 618605 | 368121 | 372116 | 242696 | 143086 | 12129 | 34521 | 36296 | 52915 | 76143 | 62317 | 84935 | 70617 | 42023 | 42479 | 27705 | 16334 | 0 | 0 | 4891707 | 4891707 | 558414 | 2020
57340 | N | . | Panoche Valley Solar Farm | Consolidated Edison Development Inc. | 56769 | CA | PACC | WECC |  | 22 | 2 | NAICS-22 Non-Cogen | PV | SUN | SUN |  |  |  | 0 | 0 | 0 | 0 | 0 | 0 | 0 | 0 | 0 | 0 | 0 | 0 | 0 | 0 | 0 | 0 | 0 | 0 | 0 | 0 | 0 | 0 | 0 | 0 | 0 | 0 | 0 | 0 | 0 | 0 | 0 | 0 | 0 | 0 | 0 | 0 | 148149 | 226884 | 177714 | 161140 | 259839 | 344233 | 415837 | 328106 | 244597 | 218273 | 163032 | 161622 | 148149 | 226884 | 177714 | 161140 | 259839 | 344233 | 415837 | 328106 | 244597 | 218273 | 163032 | 161622 | 16912 | 25900 | 20287 | 18395 | 29662 | 39296 | 47470 | 37455 | 27922 | 24917 | 18611 | 18450 | 0 | 0 | 2849426 | 2849426 | 325277 | 2020
57364 | N | . | Siphon Drop Power Plant | Yuma County Water User's Association | 56707 | CA | PACC | WECC |  | 22 | 2 | NAICS-22 Non-Cogen | HY | WAT | HYC |  |  |  | 0 | 0 | 0 | 0 | 0 | 0 | 0 | 0 | 0 | 0 | 0 | 0 | 0 | 0 | 0 | 0 | 0 | 0 | 0 | 0 | 0 | 0 | 0 | 0 | 0 | 0 | 0 | 0 | 0 | 0 | 0 | 0 | 0 | 0 | 0 | 0 | 8497 | 6339 | 6711 | 9851 | 13493 | 12607 | 13329 | 13431 | 9354 | 7693 | 5818 | 4793 | 8497 | 6339 | 6711 | 9851 | 13493 | 12607 | 13329 | 13431 | 9354 | 7693 | 5818 | 4793 | 969.977 | 723.658 | 766.124 | 1124.594 | 1540.264 | 1439.168 | 1521.608 | 1533.255 | 1067.855 | 878.188 | 664.189 | 547.12 | 0 | 0 | 111916 | 111916 | 12776 | 2020
57378 | N | . | AV Solar Ranch One | AV Solar Ranch 1 LLC | 56722 | CA | PACC | WECC |  | 22 | 2 | NAICS-22 Non-Cogen | PV | SUN | SUN |  |  |  | 0 | 0 | 0 | 0 | 0 | 0 | 0 | 0 | 0 | 0 | 0 | 0 | 0 | 0 | 0 | 0 | 0 | 0 | 0 | 0 | 0 | 0 | 0 | 0 | 0 | 0 | 0 | 0 | 0 | 0 | 0 | 0 | 0 | 0 | 0 | 0 | 342104 | 398124 | 359642 | 452542 | 524023 | 499959 | 528342 | 468099 | 399211 | 389759 | 343348 | 289203 | 342104 | 398124 | 359642 | 452542 | 524023 | 499959 | 528342 | 468099 | 399211 | 389759 | 343348 | 289203 | 39053 | 45448 | 41055 | 51660 | 59820 | 57073 | 60313 | 53436 | 45572 | 44493 | 39195 | 33014 | 0 | 0 | 4994356 | 4994356 | 570132 | 2020
57394 | N | . | Genesis Solar Energy Project | Genesis Solar LLC | 56723 | CA | PACC | WECC |  | 22 | 2 | NAICS-22 Non-Cogen | ST | SUN | SUN |  |  |  | 0 | 0 | 0 | 0 | 0 | 0 | 0 | 0 | 0 | 0 | 0 | 0 | 0 | 0 | 0 | 0 | 0 | 0 | 0 | 0 | 0 | 0 | 0 | 0 | 0 | 0 | 0 | 0 | 0 | 0 | 0 | 0 | 0 | 0 | 0 | 0 | 165336 | 299452 | 406709 | 597020 | 725652 | 691803 | 726178 | 560964 | 443641 | 408032 | 257851 | 53331 | 165336 | 299452 | 406709 | 597020 | 725652 | 691803 | 726178 | 560964 | 443641 | 408032 | 257851 | 53331 | 18874 | 34184 | 46428 | 68153 | 82837 | 78973 | 82897 | 64037 | 50644 | 46579 | 29435 | 6088 | 0 | 0 | 5335969 | 5335969 | 609129 | 2020
57439 | N | . | California Valley Solar Ranch | NRG Renew Operation & Maintenance, LLC | 56762 | CA | PACC | WECC |  | 22 | 2 | NAICS-22 Non-Cogen | PV | SUN | SUN |  |  |  | 0 | 0 | 0 | 0 | 0 | 0 | 0 | 0 | 0 | 0 | 0 | 0 | 0 | 0 | 0 | 0 | 0 | 0 | 0 | 0 | 0 | 0 | 0 | 0 | 0 | 0 | 0 | 0 | 0 | 0 | 0 | 0 | 0 | 0 | 0 | 0 | 291864 | 395636 | 387154 | 487923 | 638568 | 635887 | 694648 | 595046 | 467228 | 431872 | 341426 | 270324 | 291864 | 395636 | 387154 | 487923 | 638568 | 635887 | 694648 | 595046 | 467228 | 431872 | 341426 | 270324 | 33317.807 | 45163.917 | 44195.628 | 55698.928 | 72895.944 | 72589.816 | 79297.756 | 67927.613 | 53336.582 | 49300.447 | 38975.626 | 30858.936 | 0 | 0 | 5637576 | 5637576 | 643559 | 2020
57441 | N | . | Solar Photovoltaic Project #42 | Southern California Edison Co | 17609 | CA | PACC | WECC |  | 22 | 1 | Electric Utility | PV | SUN | SUN |  |  |  | 0 | 0 | 0 | 0 | 0 | 0 | 0 | 0 | 0 | 0 | 0 | 0 | 0 | 0 | 0 | 0 | 0 | 0 | 0 | 0 | 0 | 0 | 0 | 0 | 0 | 0 | 0 | 0 | 0 | 0 | 0 | 0 | 0 | 0 | 0 | 0 | 3026 | 4102 | 4014 | 5059 | 6621 | 6593 | 7203 | 6170 | 4845 | 4478 | 3540 | 2803 | 3026 | 4102 | 4014 | 5059 | 6621 | 6593 | 7203 | 6170 | 4845 | 4478 | 3540 | 2803 | 345.469 | 468.3 | 458.26 | 577.537 | 755.851 | 752.677 | 822.231 | 704.335 | 553.042 | 511.191 | 404.134 | 319.973 | 0 | 0 | 58454 | 58454 | 6673 | 2020
57455 | N | . | Solar Borrego I | NRG Solar Borrego I | 57271 | CA | PACC | WECC |  | 22 | 2 | NAICS-22 Non-Cogen | PV | SUN | SUN |  |  |  | 0 | 0 | 0 | 0 | 0 | 0 | 0 | 0 | 0 | 0 | 0 | 0 | 0 | 0 | 0 | 0 | 0 | 0 | 0 | 0 | 0 | 0 | 0 | 0 | 0 | 0 | 0 | 0 | 0 | 0 | 0 | 0 | 0 | 0 | 0 | 0 | 29554 | 40062 | 39203 | 49407 | 64662 | 64390 | 70340 | 60255 | 47312 | 43731 | 34573 | 27373 | 29554 | 40062 | 39203 | 49407 | 64662 | 64390 | 70340 | 60255 | 47312 | 43731 | 34573 | 27373 | 3373.773 | 4573.313 | 4475.264 | 5640.092 | 7381.468 | 7350.469 | 8029.717 | 6878.373 | 5400.88 | 4992.18 | 3946.685 | 3124.786 | 0 | 0 | 570862 | 570862 | 65167 | 2020
57459 | N | . | Mountain View IV | AES Wind Generation Inc | 19740 | CA | PACC | WECC |  | 22 | 2 | NAICS-22 Non-Cogen | WT | WND | WND |  |  |  | 0 | 0 | 0 | 0 | 0 | 0 | 0 | 0 | 0 | 0 | 0 | 0 | 0 | 0 | 0 | 0 | 0 | 0 | 0 | 0 | 0 | 0 | 0 | 0 | 0 | 0 | 0 | 0 | 0 | 0 | 0 | 0 | 0 | 0 | 0 | 0 | 79437 | 81428 | 118041 | 159146 | 162390 | 180091 | 176820 | 150647 | 83398 | 90865 | 69536 | 68285 | 79437 | 81428 | 118041 | 159146 | 162390 | 180091 | 176820 | 150647 | 83398 | 90865 | 69536 | 68285 | 9068.135 | 9295.458 | 13475.049 | 18167.33 | 18537.674 | 20558.3 | 20184.875 | 17197.102 | 9520.376 | 10372.722 | 7937.878 | 7795.101 | 0 | 0 | 1420084 | 1420084 | 162110 | 2020
57460 | N | . | Caltech Central | Bloom Energy 2009 PPA | 56778 | CA | PACC | WECC |  | 22 | 2 | NAICS-22 Non-Cogen | FC | NG | NG |  |  | mcf | 3961 | 3503 | 3890 | 2750 | 2585 | 3637 | 5088 | 6323 | 5509 | 5723 | 4572 | 5069 | 3961 | 3503 | 3890 | 2750 | 2585 | 3637 | 5088 | 6323 | 5509 | 5723 | 4572 | 5069 | 1.03 | 1.03 | 1.03 | 1.03 | 1.03 | 1.03 | 1.03 | 1.03 | 1.03 | 1.03 | 1.03 | 1.03 | 4080 | 3608 | 4007 | 2833 | 2663 | 3746 | 5241 | 6513 | 5674 | 5895 | 4709 | 5221 | 4080 | 3608 | 4007 | 2833 | 2663 | 3746 | 5241 | 6513 | 5674 | 5895 | 4709 | 5221 | 554.668 | 490.694 | 544.948 | 385.208 | 362.183 | 509.543 | 712.801 | 885.843 | 771.754 | 801.689 | 640.539 | 710.13 | 52610 | 52610 | 54190 | 54190 | 7370 | 2020
57460 | N | . | Caltech Central | Bloom Energy 2009 PPA | 56778 | CA | PACC | WECC |  | 22 | 2 | NAICS-22 Non-Cogen | FC | OBG | ORW |  |  | Mcf | 0 | 0 | 0 | 0 | 0 | 0 | 0 | 0 | 0 | 0 | 0 | 0 | 0 | 0 | 0 | 0 | 0 | 0 | 0 | 0 | 0 | 0 | 0 | 0 | 0 | 0 | 0 | 0 | 0 | 0 | 0 | 0 | 0 | 0 | 0 | 0 | 0 | 0 | 0 | 0 | 0 | 0 | 0 | 0 | 0 | 0 | 0 | 0 | 0 | 0 | 0 | 0 | 0 | 0 | 0 | 0 | 0 | 0 | 0 | 0 | 0 | 0 | 0 | 0 | 0 | 0 | 0 | 0 | 0 | 0 | 0 | 0 | 0 | 0 | 0 | 0 | 0 | 2020
57475 | N | . | John L. Featherstone Plant | Hudson Ranch Power I LLC | 56791 | CA | PACC | WECC |  | 22 | 2 | NAICS-22 Non-Cogen | ST | GEO | GEO |  |  |  | 0 | 0 | 0 | 0 | 0 | 0 | 0 | 0 | 0 | 0 | 0 | 0 | 0 | 0 | 0 | 0 | 0 | 0 | 0 | 0 | 0 | 0 | 0 | 0 | 0 | 0 | 0 | 0 | 0 | 0 | 0 | 0 | 0 | 0 | 0 | 0 | 338145 | 325110 | 272322 | 338075 | 333993 | 317252 | 327396 | 322832 | 303385 | 288563 | 307905 | 290893 | 338145 | 325110 | 272322 | 338075 | 333993 | 317252 | 327396 | 322832 | 303385 | 288563 | 307905 | 290893 | 38601 | 37113 | 31087 | 38593 | 38127 | 36216 | 37374 | 36853 | 34633 | 32941 | 35149 | 33207 | 0 | 0 | 3765871 | 3765871 | 429894 | 2020
57482 | N | . | Sentinel Energy Center, LLC | Sentinel Energy Center LLC | 56887 | CA | PACC | WECC |  | 22 | 2 | NAICS-22 Non-Cogen | GT | NG | NG |  |  | mcf | 62896 | 625543 | 1103905 | 801261 | 470390 | 290533 | 694683 | 566625 | 299897 | 295623 | 394584 | 209771 | 62896 | 625543 | 1103905 | 801261 | 470390 | 290533 | 694683 | 566625 | 299897 | 295623 | 394584 | 209771 | 1.032 | 1.032 | 1.028 | 1.037 | 1.031 | 1.019 | 1.017 | 1.018 | 1.021 | 1.01 | 1.02 | 1.025 | 64909 | 645560 | 1134814 | 830908 | 484972 | 296053 | 706493 | 576824 | 306195 | 298579 | 402476 | 215015 | 64909 | 645560 | 1134814 | 830908 | 484972 | 296053 | 706493 | 576824 | 306195 | 298579 | 402476 | 215015 | 6332 | 65795 | 116410 | 86535 | 48457 | 30830 | 73344 | 58759 | 30420 | 29975 | 40237 | 21132 | 5815711 | 5815711 | 5962798 | 5962798 | 608226 | 2020
57483 | N | . | Mariposa Energy Project | Diamond Generating Corporation | 49981 | CA | PACC | WECC |  | 22 | 2 | NAICS-22 Non-Cogen | GT | NG | NG |  |  | mcf | 14399 | 52493 | 40306 | 33580 | 60988 | 94772 | 155354 | 264707 | 95577 | 68076 | 99843 | 148505 | 14399 | 52493 | 40306 | 33580 | 60988 | 94772 | 155354 | 264707 | 95577 | 68076 | 99843 | 148505 | 1.045 | 1.044 | 1.043 | 1.043 | 1.046 | 1.042 | 1.034 | 1.034 | 1.038 | 1.04 | 1.047 | 1.048 | 15047 | 54803 | 42039 | 35024 | 63793 | 98752 | 160636 | 273707 | 99209 | 70799 | 104536 | 155633 | 15047 | 54803 | 42039 | 35024 | 63793 | 98752 | 160636 | 273707 | 99209 | 70799 | 104536 | 155633 | 1294 | 5110 | 3951 | 3102 | 5572 | 8557 | 14213 | 24125 | 8568 | 6309 | 9312 | 14184 | 1128600 | 1128600 | 1173978 | 1173978 | 104297 | 2020
57484 | N | . | Manzana Wind LLC | Avangrid Renewables LLC | 15399 | CA | PACC | WECC |  | 22 | 2 | NAICS-22 Non-Cogen | WT | WND | WND |  |  |  | 0 | 0 | 0 | 0 | 0 | 0 | 0 | 0 | 0 | 0 | 0 | 0 | 0 | 0 | 0 | 0 | 0 | 0 | 0 | 0 | 0 | 0 | 0 | 0 | 0 | 0 | 0 | 0 | 0 | 0 | 0 | 0 | 0 | 0 | 0 | 0 | 236497 | 242425 | 351429 | 473803 | 483462 | 536160 | 526421 | 448500 | 248291 | 270520 | 207019 | 203296 | 236497 | 242425 | 351429 | 473803 | 483462 | 536160 | 526421 | 448500 | 248291 | 270520 | 207019 | 203296 | 26997.326 | 27674.098 | 40117.426 | 54087.115 | 55189.69 | 61205.424 | 60093.675 | 51198.587 | 28343.716 | 30881.291 | 23632.361 | 23207.291 | 0 | 0 | 4227823 | 4227823 | 482628 | 2020
57490 | N | . | Imperial Solar Energy Center South | CSOLAR IV South LLC | 56819 | CA | PACC | WECC |  | 22 | 2 | NAICS-22 Non-Cogen | PV | SUN | SUN |  |  |  | 0 | 0 | 0 | 0 | 0 | 0 | 0 | 0 | 0 | 0 | 0 | 0 | 0 | 0 | 0 | 0 | 0 | 0 | 0 | 0 | 0 | 0 | 0 | 0 | 0 | 0 | 0 | 0 | 0 | 0 | 0 | 0 | 0 | 0 | 0 | 0 | 110208 | 149392 | 146189 | 184240 | 241124 | 240111 | 262299 | 224689 | 176426 | 163075 | 128923 | 102074 | 110208 | 149392 | 146189 | 184240 | 241124 | 240111 | 262299 | 224689 | 176426 | 163075 | 128923 | 102074 | 12580.811 | 17053.903 | 16688.277 | 21031.926 | 27525.522 | 27409.928 | 29942.848 | 25649.479 | 20139.904 | 18615.858 | 14717.204 | 11652.34 | 0 | 0 | 2128750 | 2128750 | 243008 | 2020
57491 | N | . | Imperial Solar Energy Center West | CSOLAR IV West LLC | 57260 | CA | PACC | WECC |  | 22 | 2 | NAICS-22 Non-Cogen | PV | SUN | SUN |  |  |  | 0 | 0 | 0 | 0 | 0 | 0 | 0 | 0 | 0 | 0 | 0 | 0 | 0 | 0 | 0 | 0 | 0 | 0 | 0 | 0 | 0 | 0 | 0 | 0 | 0 | 0 | 0 | 0 | 0 | 0 | 0 | 0 | 0 | 0 | 0 | 0 | 176891 | 239785 | 234644 | 295718 | 387020 | 385395 | 421009 | 360642 | 283175 | 261747 | 206930 | 163837 | 176891 | 239785 | 234644 | 295718 | 387020 | 385395 | 421009 | 360642 | 283175 | 261747 | 206930 | 163837 | 20193.089 | 27372.719 | 26785.864 | 33757.726 | 44180.407 | 43994.87 | 48060.385 | 41169.226 | 32325.967 | 29879.767 | 23622.151 | 18702.829 | 0 | 0 | 3416793 | 3416793 | 390045 | 2020
57497 | N | . | Stroud Solar Station | Pacific Gas & Electric Co. | 14328 | CA | PACC | WECC |  | 22 | 1 | Electric Utility | PV | SUN | SUN |  |  |  | 0 | 0 | 0 | 0 | 0 | 0 | 0 | 0 | 0 | 0 | 0 | 0 | 0 | 0 | 0 | 0 | 0 | 0 | 0 | 0 | 0 | 0 | 0 | 0 | 0 | 0 | 0 | 0 | 0 | 0 | 0 | 0 | 0 | 0 | 0 | 0 | 15286 | 20721 | 20276 | 25554 | 33444 | 33303 | 36381 | 31164 | 24470 | 22618 | 17881 | 14158 | 15286 | 20721 | 20276 | 25554 | 33444 | 33303 | 36381 | 31164 | 24470 | 22618 | 17881 | 14158 | 1744.948 | 2365.362 | 2314.65 | 2917.11 | 3817.766 | 3801.733 | 4153.047 | 3557.561 | 2793.387 | 2582.003 | 2041.263 | 1616.17 | 0 | 0 | 295256 | 295256 | 33705 | 2020
57498 | N | . | Five Points Solar Station | Pacific Gas & Electric Co. | 14328 | CA | PACC | WECC |  | 22 | 1 | Electric Utility | PV | SUN | SUN |  |  |  | 0 | 0 | 0 | 0 | 0 | 0 | 0 | 0 | 0 | 0 | 0 | 0 | 0 | 0 | 0 | 0 | 0 | 0 | 0 | 0 | 0 | 0 | 0 | 0 | 0 | 0 | 0 | 0 | 0 | 0 | 0 | 0 | 0 | 0 | 0 | 0 | 10948 | 14840 | 14522 | 18302 | 23953 | 23852 | 26056 | 22320 | 17526 | 16200 | 12807 | 10140 | 10948 | 14840 | 14522 | 18302 | 23953 | 23852 | 26056 | 22320 | 17526 | 16200 | 12807 | 10140 | 1249.755 | 1694.106 | 1657.785 | 2089.276 | 2734.338 | 2722.855 | 2974.471 | 2547.976 | 2000.664 | 1849.268 | 1461.982 | 1157.524 | 0 | 0 | 211466 | 211466 | 24140 | 2020
57499 | N | . | Westside Solar Station | Pacific Gas & Electric Co. | 14328 | CA | PACC | WECC |  | 22 | 1 | Electric Utility | PV | SUN | SUN |  |  |  | 0 | 0 | 0 | 0 | 0 | 0 | 0 | 0 | 0 | 0 | 0 | 0 | 0 | 0 | 0 | 0 | 0 | 0 | 0 | 0 | 0 | 0 | 0 | 0 | 0 | 0 | 0 | 0 | 0 | 0 | 0 | 0 | 0 | 0 | 0 | 0 | 11061 | 14993 | 14672 | 18491 | 24200 | 24098 | 26325 | 22550 | 17707 | 16367 | 12939 | 10244 | 11061 | 14993 | 14672 | 18491 | 24200 | 24098 | 26325 | 22550 | 17707 | 16367 | 12939 | 10244 | 1262.648 | 1711.58 | 1674.885 | 2110.826 | 2762.543 | 2750.941 | 3005.153 | 2574.257 | 2021.3 | 1868.342 | 1477.062 | 1169.463 | 0 | 0 | 213647 | 213647 | 24389 | 2020
57506 | N | . | FRV SI Transport Solar LP | Longroad Energy Services LLC | 61219 | CA | PACC | WECC |  | 22 | 2 | NAICS-22 Non-Cogen | PV | SUN | SUN |  |  |  | 0 | 0 | 0 | 0 | 0 | 0 | 0 | 0 | 0 | 0 | 0 | 0 | 0 | 0 | 0 | 0 | 0 | 0 | 0 | 0 | 0 | 0 | 0 | 0 | 0 | 0 | 0 | 0 | 0 | 0 | 0 | 0 | 0 | 0 | 0 | 0 | 1298 | 1759 | 1722 | 2170 | 2840 | 2828 | 3089 | 2646 | 2078 | 1921 | 1518 | 1202 | 1298 | 1759 | 1722 | 2170 | 2840 | 2828 | 3089 | 2646 | 2078 | 1921 | 1518 | 1202 | 148.171 | 200.85 | 196.544 | 247.701 | 324.179 | 322.817 | 352.649 | 302.084 | 237.195 | 219.246 | 173.33 | 137.234 | 0 | 0 | 25071 | 25071 | 2862 | 2020
57514 | N | . | Ocotillo Express LLC | Pattern Operators LP | 56545 | CA | PACC | WECC |  | 22 | 2 | NAICS-22 Non-Cogen | WT | WND | WND |  |  |  | 0 | 0 | 0 | 0 | 0 | 0 | 0 | 0 | 0 | 0 | 0 | 0 | 0 | 0 | 0 | 0 | 0 | 0 | 0 | 0 | 0 | 0 | 0 | 0 | 0 | 0 | 0 | 0 | 0 | 0 | 0 | 0 | 0 | 0 | 0 | 0 | 172966 | 181201 | 549769 | 674038 | 621373 | 702736 | 578125 | 447040 | 172835 | 307879 | 212640 | 135176 | 172966 | 181201 | 549769 | 674038 | 621373 | 702736 | 578125 | 447040 | 172835 | 307879 | 212640 | 135176 | 19745 | 20685 | 62759 | 76945 | 70933 | 80221 | 65996 | 51032 | 19730 | 35146 | 24274 | 15431 | 0 | 0 | 4755778 | 4755778 | 542897 | 2020
57515 | N | . | Walnut Creek Energy Park | Walnut Creek LLC | 59980 | CA | PACC | WECC |  | 22 | 2 | NAICS-22 Non-Cogen | GT | NG | NG |  |  | mcf | 71281 | 258002 | 286558 | 256251 | 236242 | 296080 | 499423 | 436897 | 491076 | 463626 | 373351 | 375960 | 71281 | 258002 | 286558 | 256251 | 236242 | 296080 | 499423 | 436897 | 491076 | 463626 | 373351 | 375960 | 1.034 | 1.034 | 1.031 | 1.038 | 1.032 | 1.021 | 1.02 | 1.022 | 1.025 | 1.02 | 1.021 | 1.03 | 73705 | 266774 | 295441 | 265989 | 243802 | 302298 | 509411 | 446509 | 503353 | 472899 | 381191 | 387239 | 73705 | 266774 | 295441 | 265989 | 243802 | 302298 | 509411 | 446509 | 503353 | 472899 | 381191 | 387239 | 6842 | 25857 | 29176 | 26928 | 23994 | 30884 | 50207 | 47027 | 52099 | 47173 | 39488 | 39765 | 4044747 | 4044747 | 4148611 | 4148611 | 419440 | 2020
57521 | N | . | Giffen | Pacific Gas & Electric Co. | 14328 | CA | PACC | WECC |  | 22 | 1 | Electric Utility | PV | SUN | SUN |  |  |  | 0 | 0 | 0 | 0 | 0 | 0 | 0 | 0 | 0 | 0 | 0 | 0 | 0 | 0 | 0 | 0 | 0 | 0 | 0 | 0 | 0 | 0 | 0 | 0 | 0 | 0 | 0 | 0 | 0 | 0 | 0 | 0 | 0 | 0 | 0 | 0 | 8633 | 11703 | 11452 | 14432 | 18888 | 18809 | 20547 | 17601 | 13820 | 12774 | 10099 | 7996 | 8633 | 11703 | 11452 | 14432 | 18888 | 18809 | 20547 | 17601 | 13820 | 12774 | 10099 | 7996 | 985.516 | 1335.915 | 1307.274 | 1647.533 | 2156.208 | 2147.153 | 2345.569 | 2009.249 | 1577.657 | 1458.271 | 1152.87 | 912.785 | 0 | 0 | 166754 | 166754 | 19036 | 2020
57522 | N | . | Cantua Solar Station | Pacific Gas & Electric Co. | 14328 | CA | PACC | WECC |  | 22 | 1 | Electric Utility | PV | SUN | SUN |  |  |  | 0 | 0 | 0 | 0 | 0 | 0 | 0 | 0 | 0 | 0 | 0 | 0 | 0 | 0 | 0 | 0 | 0 | 0 | 0 | 0 | 0 | 0 | 0 | 0 | 0 | 0 | 0 | 0 | 0 | 0 | 0 | 0 | 0 | 0 | 0 | 0 | 19215 | 26046 | 25488 | 32122 | 42039 | 41863 | 45731 | 39174 | 30759 | 28432 | 22477 | 17797 | 19215 | 26046 | 25488 | 32122 | 42039 | 41863 | 45731 | 39174 | 30759 | 28432 | 22477 | 17797 | 2193.44 | 2973.317 | 2909.571 | 3666.878 | 4799.024 | 4778.871 | 5220.481 | 4471.94 | 3511.355 | 3245.641 | 2565.918 | 2031.564 | 0 | 0 | 371143 | 371143 | 42368 | 2020
57523 | N | . | Huron Solar Station | Pacific Gas & Electric Co. | 14328 | CA | PACC | WECC |  | 22 | 1 | Electric Utility | PV | SUN | SUN |  |  |  | 0 | 0 | 0 | 0 | 0 | 0 | 0 | 0 | 0 | 0 | 0 | 0 | 0 | 0 | 0 | 0 | 0 | 0 | 0 | 0 | 0 | 0 | 0 | 0 | 0 | 0 | 0 | 0 | 0 | 0 | 0 | 0 | 0 | 0 | 0 | 0 | 17081 | 23154 | 22658 | 28555 | 37372 | 37215 | 40654 | 34825 | 27344 | 25275 | 19982 | 15821 | 17081 | 23154 | 22658 | 28555 | 37372 | 37215 | 40654 | 34825 | 27344 | 25275 | 19982 | 15821 | 1949.911 | 2643.198 | 2586.529 | 3259.755 | 4266.202 | 4248.286 | 4640.865 | 3975.433 | 3121.499 | 2885.286 | 2281.031 | 1806.005 | 0 | 0 | 329936 | 329936 | 37664 | 2020
57534 | N | . | Solar Photovoltaic Project #32 | Southern California Edison Co | 17609 | CA | PACC | WECC |  | 22 | 1 | Electric Utility | PV | SUN | SUN |  |  |  | 0 | 0 | 0 | 0 | 0 | 0 | 0 | 0 | 0 | 0 | 0 | 0 | 0 | 0 | 0 | 0 | 0 | 0 | 0 | 0 | 0 | 0 | 0 | 0 | 0 | 0 | 0 | 0 | 0 | 0 | 0 | 0 | 0 | 0 | 0 | 0 | 663 | 898 | 879 | 1108 | 1450 | 1444 | 1577 | 1351 | 1061 | 980 | 775 | 614 | 663 | 898 | 879 | 1108 | 1450 | 1444 | 1577 | 1351 | 1061 | 980 | 775 | 614 | 75.637 | 102.531 | 100.332 | 126.447 | 165.488 | 164.793 | 180.021 | 154.208 | 121.084 | 111.921 | 88.482 | 70.056 | 0 | 0 | 12800 | 12800 | 1461 | 2020
57535 | N | . | Solar Photovoltaic Project #33 | Southern California Edison Co | 17609 | CA | PACC | WECC |  | 22 | 1 | Electric Utility | PV | SUN | SUN |  |  |  | 0 | 0 | 0 | 0 | 0 | 0 | 0 | 0 | 0 | 0 | 0 | 0 | 0 | 0 | 0 | 0 | 0 | 0 | 0 | 0 | 0 | 0 | 0 | 0 | 0 | 0 | 0 | 0 | 0 | 0 | 0 | 0 | 0 | 0 | 0 | 0 | 639 | 866 | 848 | 1068 | 1398 | 1392 | 1521 | 1303 | 1023 | 946 | 748 | 592 | 639 | 866 | 848 | 1068 | 1398 | 1392 | 1521 | 1303 | 1023 | 946 | 748 | 592 | 72.946 | 98.881 | 96.761 | 121.947 | 159.597 | 158.927 | 173.614 | 148.72 | 116.774 | 107.938 | 85.333 | 67.562 | 0 | 0 | 12344 | 12344 | 1409 | 2020
57544 | Y | . | Cal State Univ San Bernardino FC01 | Southern California Edison Co | 17609 | CA | PACC | WECC |  | 22 | 1 | Electric Utility | FC | NG | NG |  |  | mcf | 6172 | 5459 | 6063 | 4286 | 4029 | 5669 | 7930 | 9855 | 8586 | 8919 | 7126 | 7900 | 3408 | 3016 | 3349 | 2367 | 2225 | 3131 | 4380 | 5443 | 4742 | 4926 | 3936 | 4364 | 1.026 | 1.026 | 1.026 | 1.026 | 1.026 | 1.026 | 1.026 | 1.026 | 1.026 | 1.026 | 1.026 | 1.026 | 6332 | 5601 | 6221 | 4397 | 4134 | 5816 | 8136 | 10111 | 8809 | 9151 | 7311 | 8105 | 3497 | 3094 | 3436 | 2429 | 2283 | 3212 | 4494 | 5585 | 4865 | 5054 | 4038 | 4477 | 634.822 | 561.601 | 623.695 | 440.872 | 414.52 | 583.175 | 815.804 | 1013.851 | 883.276 | 917.537 | 733.1 | 812.747 | 81994 | 45287 | 84124 | 46464 | 8435 | 2020
57555 | N | . | Pio Pico Energy Center | Pio Pico Energy Center LLC | 56895 | CA | PACC | WECC |  | 22 | 2 | NAICS-22 Non-Cogen | GT | NG | NG |  |  | mcf | 73740 | 65234 | 72447 | 51211 | 48150 | 67740 | 94762 | 117767 | 102599 | 106579 | 85155 | 94407 | 73740 | 65234 | 72447 | 51211 | 48150 | 67740 | 94762 | 117767 | 102599 | 106579 | 85155 | 94407 | 1.032 | 1.032 | 1.032 | 1.032 | 1.032 | 1.032 | 1.032 | 1.032 | 1.032 | 1.032 | 1.032 | 1.032 | 76100 | 67321 | 74765 | 52850 | 49691 | 69908 | 97794 | 121536 | 105882 | 109990 | 87880 | 97428 | 76100 | 67321 | 74765 | 52850 | 49691 | 69908 | 97794 | 121536 | 105882 | 109990 | 87880 | 97428 | 7673.028 | 6788.019 | 7538.54 | 5328.78 | 5010.261 | 7048.773 | 9860.54 | 12254.315 | 10676.067 | 11090.177 | 8860.91 | 9823.59 | 979791 | 979791 | 1011145 | 1011145 | 101953 | 2020
57557 | Y | . | Sunnyvale City of WPCP | Sunnyvale City of WPCP | 56898 | CA | PACC | WECC |  | 22 | 1 | Electric Utility | IC | LFG | MLG |  |  | mcf | 10541 | 9482 | 9992 | 9351 | 9934 | 9156 | 10283 | 9818 | 9738 | 9372 | 9435 | 8427 | 10232 | 9203 | 9696 | 9075 | 9641 | 8884 | 9980 | 9528 | 9449 | 9096 | 9157 | 8177 | 0.345 | 0.345 | 0.345 | 0.345 | 0.345 | 0.345 | 0.345 | 0.345 | 0.345 | 0.345 | 0.345 | 0.345 | 3637 | 3271 | 3447 | 3226 | 3427 | 3159 | 3548 | 3387 | 3360 | 3233 | 3255 | 2907 | 3530 | 3175 | 3345 | 3131 | 3326 | 3065 | 3443 | 3287 | 3260 | 3138 | 3159 | 2821 | 299.988 | 269.844 | 284.336 | 266.113 | 282.686 | 260.545 | 292.623 | 279.384 | 277.116 | 266.699 | 268.497 | 239.806 | 115529 | 112118 | 39857 | 38680 | 3287.637 | 2020
57557 | Y | . | Sunnyvale City of WPCP | Sunnyvale City of WPCP | 56898 | CA | PACC | WECC |  | 22 | 1 | Electric Utility | IC | NG | NG |  |  | mcf | 3275 | 2896 | 3216 | 2273 | 2138 | 3007 | 4207 | 5228 | 4555 | 4731 | 3780 | 4191 | 3177 | 2811 | 3122 | 2206 | 2075 | 2919 | 4082 | 5074 | 4421 | 4592 | 3669 | 4068 | 1.02 | 1.02 | 1.02 | 1.02 | 1.02 | 1.02 | 1.02 | 1.02 | 1.02 | 1.02 | 1.02 | 1.02 | 3341 | 2954 | 3280 | 2318 | 2181 | 3067 | 4291 | 5333 | 4646 | 4826 | 3856 | 4275 | 3241 | 2867 | 3184 | 2250 | 2116 | 2977 | 4164 | 5175 | 4509 | 4684 | 3742 | 4149 | 275.424 | 243.656 | 270.595 | 191.276 | 179.843 | 253.015 | 353.943 | 439.868 | 383.217 | 398.081 | 318.062 | 352.617 | 43497 | 42216 | 44368 | 43058 | 3659.597 | 2020
57557 | Y | . | Sunnyvale City of WPCP | Sunnyvale City of WPCP | 56898 | CA | PACC | WECC |  | 22 | 1 | Electric Utility | IC | OBG | ORW |  |  | Mcf | 4409 | 3968 | 4181 | 3913 | 4157 | 3831 | 4303 | 4108 | 4075 | 3922 | 3948 | 3526 | 4280 | 3850 | 4057 | 3798 | 4033 | 3718 | 4176 | 3986 | 3955 | 3805 | 3831 | 3422 | 0.574 | 0.574 | 0.574 | 0.574 | 0.574 | 0.574 | 0.574 | 0.574 | 0.574 | 0.574 | 0.574 | 0.574 | 2531 | 2278 | 2400 | 2246 | 2386 | 2199 | 2470 | 2358 | 2339 | 2251 | 2266 | 2024 | 2457 | 2210 | 2329 | 2180 | 2315 | 2134 | 2397 | 2288 | 2270 | 2184 | 2199 | 1964 | 208.844 | 187.858 | 197.947 | 185.261 | 196.799 | 181.385 | 203.717 | 194.499 | 192.921 | 185.669 | 186.92 | 166.946 | 48341 | 46911 | 27748 | 26927 | 2288.766 | 2020
57564 | N | . | Algonquin Power Sanger LLC | Algonquin Power Sanger LLC | 56905 | CA | PACC | WECC |  | 22 | 2 | NAICS-22 Non-Cogen | CA | NG | NG |  |  | mcf | 0 | 0 | 0 | 0 | 0 | 0 | 0 | 0 | 0 | 0 | 0 | 0 | 0 | 0 | 0 | 0 | 0 | 0 | 0 | 0 | 0 | 0 | 0 | 0 | 0 | 0 | 0 | 0 | 0 | 0 | 0 | 0 | 0 | 0 | 0 | 0 | 0 | 0 | 0 | 0 | 0 | 0 | 0 | 0 | 0 | 0 | 0 | 0 | 0 | 0 | 0 | 0 | 0 | 0 | 0 | 0 | 0 | 0 | 0 | 0 | 110 | 11 | 144 | 7 | 369 | 232 | 445 | 3318 | 1853 | 2117 | 1215 | 1278 | 0 | 0 | 0 | 0 | 11099 | 2020
57564 | N | . | Algonquin Power Sanger LLC | Algonquin Power Sanger LLC | 56905 | CA | PACC | WECC |  | 22 | 2 | NAICS-22 Non-Cogen | CT | NG | NG |  |  | mcf | 9652 | 674 | 7930 | 518 | 19414 | 11939 | 21241 | 133864 | 88766 | 94913 | 56048 | 70049 | 9652 | 674 | 7930 | 518 | 19414 | 11939 | 21241 | 133864 | 88766 | 94913 | 56048 | 70049 | 1.027 | 1.029 | 1.03 | 1.028 | 1.028 | 1.027 | 1.026 | 1.027 | 1.029 | 1.029 | 1.028 | 1.028 | 9913 | 694 | 8168 | 533 | 19958 | 12261 | 21793 | 137478 | 91340 | 97665 | 57617 | 72010 | 9913 | 694 | 8168 | 533 | 19958 | 12261 | 21793 | 137478 | 91340 | 97665 | 57617 | 72010 | 905 | 69 | 888 | 50 | 2503 | 1379 | 2415 | 16402 | 11050 | 11032 | 6632 | 8347 | 515008 | 515008 | 529430 | 529430 | 61672 | 2020
57566 | N | . | GE - Tehachapi | GE Wind Energy LLC | 58270 | CA | PACC | WECC |  | 22 | 2 | NAICS-22 Non-Cogen | WT | WND | WND |  |  |  | 0 | 0 | 0 | 0 | 0 | 0 | 0 | 0 | 0 | 0 | 0 | 0 | 0 | 0 | 0 | 0 | 0 | 0 | 0 | 0 | 0 | 0 | 0 | 0 | 0 | 0 | 0 | 0 | 0 | 0 | 0 | 0 | 0 | 0 | 0 | 0 | 0 | 0 | 0 | 0 | 0 | 0 | 0 | 0 | 0 | 0 | 0 | 0 | 0 | 0 | 0 | 0 | 0 | 0 | 0 | 0 | 0 | 0 | 0 | 0 | 0 | 0 | 0 | 0 | 0 | 0 | 0 | 0 | 0 | 0 | 0 | 0 | 0 | 0 | 0 | 0 | 0 | 2020
57573 | Y | . | CCCSD Wastewater Treatment Plnt | Central Contra Costa Sanitary District | 56914 | CA | PACC | WECC |  | 22132 | 5 | Commercial NAICS Cogen | GT | NG | NG |  |  | mcf | 29241 | 27096 | 29800 | 25048 | 25179 | 27835 | 30059 | 29878 | 29641 | 30476 | 24650 | 27972 | 11730 | 10931 | 12170 | 10098 | 10015 | 11952 | 12167 | 12120 | 12120 | 12443 | 10249 | 10819 | 1.044 | 1.042 | 1.043 | 1.045 | 1.04 | 1.034 | 1.034 | 1.038 | 1.038 | 1.047 | 1.046 | 1.039 | 30528 | 28234 | 31081 | 26175 | 26186 | 28781 | 31081 | 31013 | 30767 | 31908 | 25784 | 29063 | 12246 | 11390 | 12693 | 10552 | 10416 | 12358 | 12581 | 12581 | 12581 | 13028 | 10720 | 11241 | 1934.52 | 1799.28 | 2005.08 | 1666.98 | 1645.42 | 1952.16 | 1987.44 | 1987.44 | 1987.44 | 0 | 1693.44 | 1775.76 | 336875 | 136814 | 350601 | 142387 | 20434.96 | 2020
57579 | N | . | Robert O Schulz Solar Farm | South San Joaquin Irr District | 17573 | CA | PACC | WECC |  | 22 | 1 | Electric Utility | PV | SUN | SUN |  |  |  | 0 | 0 | 0 | 0 | 0 | 0 | 0 | 0 | 0 | 0 | 0 | 0 | 0 | 0 | 0 | 0 | 0 | 0 | 0 | 0 | 0 | 0 | 0 | 0 | 0 | 0 | 0 | 0 | 0 | 0 | 0 | 0 | 0 | 0 | 0 | 0 | 711 | 963 | 943 | 1188 | 1555 | 1548 | 1691 | 1449 | 1138 | 1052 | 831 | 658 | 711 | 963 | 943 | 1188 | 1555 | 1548 | 1691 | 1449 | 1138 | 1052 | 831 | 658 | 81.125 | 109.969 | 107.612 | 135.621 | 177.494 | 176.749 | 193.082 | 165.397 | 129.869 | 120.042 | 94.902 | 75.138 | 0 | 0 | 13727 | 13727 | 1567 | 2020
57580 | Y | . | Broadridge Cogen | Broadridge Customer Communications | 56917 | CA | PACC | WECC |  | 22 | 3 | NAICS-22 Cogen | IC | NG | NG |  |  | mcf | 15183 | 13433 | 14918 | 10545 | 9915 | 13949 | 19513 | 24250 | 21127 | 21946 | 17535 | 19440 | 15183 | 13433 | 14918 | 10545 | 9915 | 13949 | 19513 | 24250 | 21127 | 21946 | 17535 | 19440 | 1.03 | 1.03 | 1.03 | 1.03 | 1.03 | 1.03 | 1.03 | 1.03 | 1.03 | 1.03 | 1.03 | 1.03 | 15638 | 13836 | 15366 | 10861 | 10212 | 14367 | 20098 | 24978 | 21761 | 22604 | 18061 | 20023 | 15638 | 13836 | 15366 | 10861 | 10212 | 14367 | 20098 | 24978 | 21761 | 22604 | 18061 | 20023 | 1403.608 | 1241.715 | 1379.006 | 974.78 | 916.514 | 1289.414 | 1803.763 | 2241.65 | 1952.945 | 2028.698 | 1620.903 | 1797.004 | 201754 | 201754 | 207805 | 207805 | 18650 | 2020
57580 | Y | . | Broadridge Cogen | Broadridge Customer Communications | 56917 | CA | PACC | WECC |  | 22 | 3 | NAICS-22 Cogen | PV | SUN | SUN |  |  |  | 0 | 0 | 0 | 0 | 0 | 0 | 0 | 0 | 0 | 0 | 0 | 0 | 0 | 0 | 0 | 0 | 0 | 0 | 0 | 0 | 0 | 0 | 0 | 0 | 0 | 0 | 0 | 0 | 0 | 0 | 0 | 0 | 0 | 0 | 0 | 0 | 532 | 721 | 706 | 889 | 1164 | 1159 | 1266 | 1085 | 852 | 787 | 622 | 493 | 532 | 721 | 706 | 889 | 1164 | 1159 | 1266 | 1085 | 852 | 787 | 622 | 493 | 60.728 | 82.319 | 80.554 | 101.521 | 132.866 | 132.308 | 144.534 | 123.81 | 97.215 | 89.859 | 71.04 | 56.246 | 0 | 0 | 10276 | 10276 | 1173 | 2020
57584 | Y | . | University of California San Diego Hybrid | University of California San Diego | 56918 | CA | PACC | WECC |  | 611 | 5 | Commercial NAICS Cogen | BA | MWH | OTH |  |  | megawatthours | 87 | 65 | 57 | 63 | 58 | 26 | 54 | 108 | 70 | 73 | 71 | 58 | 87 | 65 | 57 | 63 | 58 | 26 | 54 | 108 | 70 | 73 | 71 | 58 | 0 | 0 | 0 | 0 | 0 | 0 | 0 | 0 | 0 | 0 | 0 | 0 | 0 | 0 | 0 | 0 | 0 | 0 | 0 | 0 | 0 | 0 | 0 | 0 | 0 | 0 | 0 | 0 | 0 | 0 | 0 | 0 | 0 | 0 | 0 | 0 | -11 | -11 | -9 | -10 | -8 | -8 | -7 | -16 | -7 | -11 | -9 | -8 | 790 | 790 | 0 | 0 | -115 | 2020
57584 | Y | . | University of California San Diego Hybrid | University of California San Diego | 56918 | CA | PACC | WECC |  | 611 | 5 | Commercial NAICS Cogen | CA | NG | NG |  |  | mcf | 0 | 0 | 0 | 0 | 0 | 0 | 0 | 0 | 0 | 0 | 0 | 0 | 0 | 0 | 0 | 0 | 0 | 0 | 0 | 0 | 0 | 0 | 0 | 0 | 0 | 0 | 0 | 0 | 0 | 0 | 0 | 0 | 0 | 0 | 0 | 0 | 0 | 0 | 0 | 0 | 0 | 0 | 0 | 0 | 0 | 0 | 0 | 0 | 0 | 0 | 0 | 0 | 0 | 0 | 0 | 0 | 0 | 0 | 0 | 0 | 490 | 547 | 515 | 407 | 819 | 353 | 422 | 453 | 446 | 439 | 180 | 336 | 0 | 0 | 0 | 0 | 5407 | 2020
57584 | Y | . | University of California San Diego Hybrid | University of California San Diego | 56918 | CA | PACC | WECC |  | 611 | 5 | Commercial NAICS Cogen | CT | NG | NG |  |  | mcf | 212156 | 196796 | 190752 | 139472 | 194534 | 152358 | 215548 | 219158 | 194542 | 213160 | 120660 | 136622 | 122266 | 113199 | 109379 | 80153 | 111801 | 87563 | 123861 | 125935 | 111783 | 122340 | 69326 | 78473 | 1.03 | 1.03 | 1.03 | 1.03 | 1.03 | 1.03 | 1.03 | 1.03 | 1.03 | 1.03 | 1.03 | 1.03 | 218521 | 202700 | 196475 | 143656 | 200370 | 156929 | 222014 | 225733 | 200378 | 219555 | 124280 | 140721 | 125934 | 116595 | 112660 | 82558 | 115155 | 90190 | 127577 | 129713 | 115136 | 126010 | 71406 | 80827 | 19130 | 17606 | 17018 | 12434 | 17064 | 13680 | 19454 | 19754 | 17480 | 19190 | 10944 | 12244 | 2185758 | 1256079 | 2251332 | 1293761 | 195998 | 2020
57585 | Y | . | Oxnard Paper Mill | New-Indy, Oxnard LLC | 58264 | CA | PACC | WECC |  | 322 | 7 | Industrial NAICS Cogen | GT | NG | NG |  |  | mcf | 184059 | 170174 | 189424 | 179865 | 172490 | 101384 | 158296 | 186114 | 174376 | 107950 | 136626 | 163740 | 91835 | 85141 | 94700 | 88635 | 85594 | 50063 | 78162 | 91058 | 85083 | 51930 | 68799 | 81138 | 1.041 | 1.041 | 1.043 | 1.039 | 1.032 | 1.022 | 1.024 | 1.026 | 1.032 | 1.03 | 1.04 | 1.04 | 191605 | 177151 | 197569 | 186880 | 178010 | 103614 | 162095 | 190953 | 179956 | 111189 | 142091 | 170290 | 95600 | 88632 | 98772 | 92092 | 88333 | 51164 | 80038 | 93425 | 87806 | 53488 | 71551 | 84383 | 17358 | 16093 | 17934 | 16721 | 16039 | 9290 | 14533 | 16963 | 15943 | 9712 | 12992 | 15322 | 1924498 | 952138 | 1991403 | 985284 | 178900 | 2020
57586 | N | . | Shiloh III Wind Project LLC | EDF Renewable Asset Holdings, Inc. | 57170 | CA | PACC | WECC |  | 22 | 2 | NAICS-22 Non-Cogen | WT | WND | WND |  |  |  | 0 | 0 | 0 | 0 | 0 | 0 | 0 | 0 | 0 | 0 | 0 | 0 | 0 | 0 | 0 | 0 | 0 | 0 | 0 | 0 | 0 | 0 | 0 | 0 | 0 | 0 | 0 | 0 | 0 | 0 | 0 | 0 | 0 | 0 | 0 | 0 | 127810 | 131013 | 189922 | 256057 | 261277 | 289756 | 284493 | 242382 | 134184 | 146197 | 111879 | 109867 | 127810 | 131013 | 189922 | 256057 | 261277 | 289756 | 284493 | 242382 | 134184 | 146197 | 111879 | 109867 | 14590.128 | 14955.876 | 21680.607 | 29230.226 | 29826.09 | 33077.165 | 32476.344 | 27669.183 | 15317.756 | 16689.135 | 12771.605 | 12541.885 | 0 | 0 | 2284837 | 2284837 | 260826 | 2020
57594 | N | . | Teichert Materials-Teichert Vernalis | Foundation HA Energy Generation, LLC | 56930 | CA | PACC | WECC |  | 22 | 2 | NAICS-22 Non-Cogen | WT | WND | WND |  |  |  | 0 | 0 | 0 | 0 | 0 | 0 | 0 | 0 | 0 | 0 | 0 | 0 | 0 | 0 | 0 | 0 | 0 | 0 | 0 | 0 | 0 | 0 | 0 | 0 | 0 | 0 | 0 | 0 | 0 | 0 | 0 | 0 | 0 | 0 | 0 | 0 | 862 | 884 | 1282 | 1728 | 1763 | 1955 | 1920 | 1636 | 905 | 987 | 755 | 741 | 862 | 884 | 1282 | 1728 | 1763 | 1955 | 1920 | 1636 | 905 | 987 | 755 | 741 | 98.451 | 100.919 | 146.296 | 197.24 | 201.26 | 223.198 | 219.144 | 186.706 | 103.361 | 112.615 | 86.18 | 84.63 | 0 | 0 | 15418 | 15418 | 1760 | 2020
57621 | N | . | Rising Tree Wind Farm | Rising Tree Wind Farm LLC | 56937 | CA | PACC | WECC |  | 22 | 2 | NAICS-22 Non-Cogen | WT | WND | WND |  |  |  | 0 | 0 | 0 | 0 | 0 | 0 | 0 | 0 | 0 | 0 | 0 | 0 | 0 | 0 | 0 | 0 | 0 | 0 | 0 | 0 | 0 | 0 | 0 | 0 | 0 | 0 | 0 | 0 | 0 | 0 | 0 | 0 | 0 | 0 | 0 | 0 | 112618 | 115442 | 167349 | 225623 | 230222 | 255316 | 250679 | 213573 | 118235 | 128820 | 98582 | 96808 | 112618 | 115442 | 167349 | 225623 | 230222 | 255316 | 250679 | 213573 | 118235 | 128820 | 98582 | 96808 | 12855.989 | 13178.265 | 19103.714 | 25756.009 | 26281.05 | 29145.712 | 28616.303 | 24380.507 | 13497.133 | 14705.514 | 11253.61 | 11051.194 | 0 | 0 | 2013267 | 2013267 | 229825 | 2020
57626 | N | . | Foundation ST | Foundation HA Energy Generation, LLC | 56930 | CA | PACC | WECC |  | 22 | 2 | NAICS-22 Non-Cogen | WT | WND | WND |  |  |  | 0 | 0 | 0 | 0 | 0 | 0 | 0 | 0 | 0 | 0 | 0 | 0 | 0 | 0 | 0 | 0 | 0 | 0 | 0 | 0 | 0 | 0 | 0 | 0 | 0 | 0 | 0 | 0 | 0 | 0 | 0 | 0 | 0 | 0 | 0 | 0 | 1196 | 1226 | 1777 | 2395 | 2444 | 2711 | 2661 | 2267 | 1255 | 1368 | 1047 | 1028 | 1196 | 1226 | 1777 | 2395 | 2444 | 2711 | 2661 | 2267 | 1255 | 1368 | 1047 | 1028 | 136.489 | 139.911 | 202.82 | 273.446 | 279.02 | 309.433 | 303.813 | 258.842 | 143.296 | 156.125 | 119.477 | 117.328 | 0 | 0 | 21375 | 21375 | 2440 | 2020
57650 | N | . | Regulus Solar Project | Regulus Solar, LLC | 56980 | CA | PACC | WECC |  | 22 | 2 | NAICS-22 Non-Cogen | PV | SUN | SUN |  |  |  | 0 | 0 | 0 | 0 | 0 | 0 | 0 | 0 | 0 | 0 | 0 | 0 | 0 | 0 | 0 | 0 | 0 | 0 | 0 | 0 | 0 | 0 | 0 | 0 | 0 | 0 | 0 | 0 | 0 | 0 | 0 | 0 | 0 | 0 | 0 | 0 | 67522 | 91530 | 89567 | 112880 | 147731 | 147111 | 160705 | 137663 | 108092 | 99913 | 78988 | 62539 | 67522 | 91530 | 89567 | 112880 | 147731 | 147111 | 160705 | 137663 | 108092 | 99913 | 78988 | 62539 | 7708.003 | 10448.576 | 10224.564 | 12885.828 | 16864.321 | 16793.499 | 18345.367 | 15714.908 | 12339.304 | 11405.553 | 9016.928 | 7139.149 | 0 | 0 | 1304241 | 1304241 | 148886 | 2020
57651 | N | . | Adobe Solar | Southern Power Co | 17650 | CA | PACC | WECC |  | 22 | 2 | NAICS-22 Non-Cogen | PV | SUN | SUN |  |  |  | 0 | 0 | 0 | 0 | 0 | 0 | 0 | 0 | 0 | 0 | 0 | 0 | 0 | 0 | 0 | 0 | 0 | 0 | 0 | 0 | 0 | 0 | 0 | 0 | 0 | 0 | 0 | 0 | 0 | 0 | 0 | 0 | 0 | 0 | 0 | 0 | 20408 | 27664 | 27071 | 34117 | 44651 | 44464 | 48572 | 41608 | 32670 | 30198 | 23874 | 18902 | 20408 | 27664 | 27071 | 34117 | 44651 | 44464 | 48572 | 41608 | 32670 | 30198 | 23874 | 18902 | 2329.703 | 3158.026 | 3090.32 | 3894.673 | 5097.151 | 5075.746 | 5544.789 | 4749.747 | 3729.489 | 3447.268 | 2725.318 | 2157.77 | 0 | 0 | 394199 | 394199 | 45000 | 2020
57656 | N | . | Temescal Canyon RV, LLC | Temescal Canyon RV, LLC | 56984 | CA | PACC | WECC |  | 22 | 2 | NAICS-22 Non-Cogen | PV | SUN | SUN |  |  |  | 0 | 0 | 0 | 0 | 0 | 0 | 0 | 0 | 0 | 0 | 0 | 0 | 0 | 0 | 0 | 0 | 0 | 0 | 0 | 0 | 0 | 0 | 0 | 0 | 0 | 0 | 0 | 0 | 0 | 0 | 0 | 0 | 0 | 0 | 0 | 0 | 966 | 1309 | 1281 | 1615 | 2113 | 2105 | 2299 | 1969 | 1546 | 1429 | 1130 | 895 | 966 | 1309 | 1281 | 1615 | 2113 | 2105 | 2299 | 1969 | 1546 | 1429 | 1130 | 895 | 110.274 | 149.48 | 146.275 | 184.348 | 241.265 | 240.252 | 262.453 | 224.821 | 176.529 | 163.171 | 128.998 | 102.134 | 0 | 0 | 18657 | 18657 | 2130 | 2020
57669 | N | . | SMUD at Grundman | Sacramento PV Energy, LLC | 56995 | CA | PACC | WECC |  | 22 | 2 | NAICS-22 Non-Cogen | PV | SUN | SUN |  |  |  | 0 | 0 | 0 | 0 | 0 | 0 | 0 | 0 | 0 | 0 | 0 | 0 | 0 | 0 | 0 | 0 | 0 | 0 | 0 | 0 | 0 | 0 | 0 | 0 | 0 | 0 | 0 | 0 | 0 | 0 | 0 | 0 | 0 | 0 | 0 | 0 | 14661 | 19873 | 19447 | 24509 | 32076 | 31942 | 34893 | 29890 | 23470 | 21694 | 17150 | 13579 | 14661 | 19873 | 19447 | 24509 | 32076 | 31942 | 34893 | 29890 | 23470 | 21694 | 17150 | 13579 | 1673.608 | 2268.656 | 2220.017 | 2797.846 | 3661.68 | 3646.303 | 3983.253 | 3412.113 | 2679.182 | 2476.44 | 1957.808 | 1550.094 | 0 | 0 | 283184 | 283184 | 32327 | 2020
57670 | N | . | SMUD at Van Conett | Sacramento PV Energy, LLC | 56995 | CA | PACC | WECC |  | 22 | 2 | NAICS-22 Non-Cogen | PV | SUN | SUN |  |  |  | 0 | 0 | 0 | 0 | 0 | 0 | 0 | 0 | 0 | 0 | 0 | 0 | 0 | 0 | 0 | 0 | 0 | 0 | 0 | 0 | 0 | 0 | 0 | 0 | 0 | 0 | 0 | 0 | 0 | 0 | 0 | 0 | 0 | 0 | 0 | 0 | 2442 | 3310 | 3240 | 4083 | 5343 | 5321 | 5812 | 4979 | 3910 | 3614 | 2857 | 2262 | 2442 | 3310 | 3240 | 4083 | 5343 | 5321 | 5812 | 4979 | 3910 | 3614 | 2857 | 2262 | 278.788 | 377.91 | 369.808 | 466.063 | 609.959 | 607.398 | 663.526 | 568.386 | 446.296 | 412.523 | 326.13 | 258.213 | 0 | 0 | 47173 | 47173 | 5385 | 2020
57671 | N | . | SMUD at Fleshman | Sacramento PV Energy, LLC | 56995 | CA | PACC | WECC |  | 22 | 2 | NAICS-22 Non-Cogen | PV | SUN | SUN |  |  |  | 0 | 0 | 0 | 0 | 0 | 0 | 0 | 0 | 0 | 0 | 0 | 0 | 0 | 0 | 0 | 0 | 0 | 0 | 0 | 0 | 0 | 0 | 0 | 0 | 0 | 0 | 0 | 0 | 0 | 0 | 0 | 0 | 0 | 0 | 0 | 0 | 2494 | 3381 | 3309 | 4170 | 5457 | 5434 | 5937 | 5085 | 3993 | 3691 | 2918 | 2310 | 2494 | 3381 | 3309 | 4170 | 5457 | 5434 | 5937 | 5085 | 3993 | 3691 | 2918 | 2310 | 284.742 | 385.981 | 377.706 | 476.016 | 622.985 | 620.369 | 677.696 | 580.525 | 455.826 | 421.333 | 333.094 | 263.727 | 0 | 0 | 48179 | 48179 | 5500 | 2020
57683 | N | . | Staples La Mirada, CA | SunE WF3-ST Holdings, LLC | 57007 | CA | PACC | WECC |  | 22 | 2 | NAICS-22 Non-Cogen | PV | SUN | SUN |  |  |  | 0 | 0 | 0 | 0 | 0 | 0 | 0 | 0 | 0 | 0 | 0 | 0 | 0 | 0 | 0 | 0 | 0 | 0 | 0 | 0 | 0 | 0 | 0 | 0 | 0 | 0 | 0 | 0 | 0 | 0 | 0 | 0 | 0 | 0 | 0 | 0 | 706 | 957 | 936 | 1180 | 1544 | 1537 | 1680 | 1439 | 1130 | 1044 | 825 | 654 | 706 | 957 | 936 | 1180 | 1544 | 1537 | 1680 | 1439 | 1130 | 1044 | 825 | 654 | 80.557 | 109.198 | 106.856 | 134.669 | 176.248 | 175.508 | 191.726 | 164.236 | 128.957 | 119.199 | 94.235 | 74.611 | 0 | 0 | 13632 | 13632 | 1556 | 2020
57695 | N | . | Topaz Solar Farm | Topaz Solar Farms LLC | 59874 | CA | PACC | WECC |  | 22 | 2 | NAICS-22 Non-Cogen | PV | SUN | SUN |  |  |  | 0 | 0 | 0 | 0 | 0 | 0 | 0 | 0 | 0 | 0 | 0 | 0 | 0 | 0 | 0 | 0 | 0 | 0 | 0 | 0 | 0 | 0 | 0 | 0 | 0 | 0 | 0 | 0 | 0 | 0 | 0 | 0 | 0 | 0 | 0 | 0 | 708544 | 925065 | 782023 | 975356 | 1150985 | 1131555 | 1164274 | 1067301 | 923593 | 875212 | 815889 | 716796 | 708544 | 925065 | 782023 | 975356 | 1150985 | 1131555 | 1164274 | 1067301 | 923593 | 875212 | 815889 | 716796 | 80884 | 105601 | 89272 | 111342 | 131391 | 129173 | 132908 | 121838 | 105433 | 99910 | 93138 | 81826 | 0 | 0 | 11236593 | 11236593 | 1282716 | 2020
57696 | Y | . | Power Generation Station (PGS) 2 | East Bay Municipal Util Dist | 5571 | CA | PACC | WECC |  | 22132 | 5 | Commercial NAICS Cogen | GT | OBG | ORW |  |  | Mcf | 45753 | 41155 | 43365 | 40586 | 43114 | 39737 | 44629 | 42610 | 42264 | 40675 | 40950 | 36574 | 22894 | 20595 | 21700 | 20311 | 21575 | 19885 | 22332 | 21323 | 21149 | 20354 | 20492 | 18301 | 0.644 | 0.644 | 0.644 | 0.644 | 0.644 | 0.644 | 0.644 | 0.644 | 0.644 | 0.644 | 0.644 | 0.644 | 29465 | 26504 | 27927 | 26137 | 27765 | 25591 | 28741 | 27441 | 27218 | 26195 | 26372 | 23554 | 14744 | 13263 | 13975 | 13080 | 13894 | 12806 | 14382 | 13732 | 13620 | 13108 | 13197 | 11786 | 2255.084 | 2028.484 | 2137.428 | 2000.438 | 2125.024 | 1958.586 | 2199.724 | 2100.197 | 2083.155 | 2004.843 | 2018.357 | 1802.68 | 501412 | 250911 | 322910 | 161587 | 24714 | 2020
57697 | N | . | Aerojet I | Altus Power America Management, LLC | 60281 | CA | PACC | WECC |  | 22 | 2 | NAICS-22 Non-Cogen | PV | SUN | SUN |  |  |  | 0 | 0 | 0 | 0 | 0 | 0 | 0 | 0 | 0 | 0 | 0 | 0 | 0 | 0 | 0 | 0 | 0 | 0 | 0 | 0 | 0 | 0 | 0 | 0 | 0 | 0 | 0 | 0 | 0 | 0 | 0 | 0 | 0 | 0 | 0 | 0 | 2596 | 3520 | 3444 | 4340 | 5681 | 5657 | 6179 | 5293 | 4156 | 3842 | 3037 | 2405 | 2596 | 3520 | 3444 | 4340 | 5681 | 5657 | 6179 | 5293 | 4156 | 3842 | 3037 | 2405 | 296.391 | 401.771 | 393.157 | 495.489 | 648.471 | 645.748 | 705.42 | 604.273 | 474.474 | 438.569 | 346.721 | 274.516 | 0 | 0 | 50150 | 50150 | 5725 | 2020
57698 | N | . | Aerojet II | Altus Power America Management, LLC | 60281 | CA | PACC | WECC |  | 22 | 2 | NAICS-22 Non-Cogen | PV | SUN | SUN |  |  |  | 0 | 0 | 0 | 0 | 0 | 0 | 0 | 0 | 0 | 0 | 0 | 0 | 0 | 0 | 0 | 0 | 0 | 0 | 0 | 0 | 0 | 0 | 0 | 0 | 0 | 0 | 0 | 0 | 0 | 0 | 0 | 0 | 0 | 0 | 0 | 0 | 1702 | 2307 | 2257 | 2845 | 3723 | 3707 | 4050 | 3469 | 2724 | 2518 | 1991 | 1576 | 1702 | 2307 | 2257 | 2845 | 3723 | 3707 | 4050 | 3469 | 2724 | 2518 | 1991 | 1576 | 194.246 | 263.309 | 257.664 | 324.729 | 424.989 | 423.204 | 462.312 | 396.023 | 310.957 | 287.426 | 227.231 | 179.91 | 0 | 0 | 32869 | 32869 | 3752 | 2020
57700 | N | . | Vasco Winds | Vasco Winds, LLC | 57024 | CA | PACC | WECC |  | 22 | 2 | NAICS-22 Non-Cogen | WT | WND | WND |  |  |  | 0 | 0 | 0 | 0 | 0 | 0 | 0 | 0 | 0 | 0 | 0 | 0 | 0 | 0 | 0 | 0 | 0 | 0 | 0 | 0 | 0 | 0 | 0 | 0 | 0 | 0 | 0 | 0 | 0 | 0 | 0 | 0 | 0 | 0 | 0 | 0 | 110720 | 113496 | 164528 | 221819 | 226341 | 251013 | 246453 | 209973 | 116242 | 126649 | 96920 | 95177 | 110720 | 113496 | 164528 | 221819 | 226341 | 251013 | 246453 | 209973 | 116242 | 126649 | 96920 | 95177 | 12639.284 | 12956.128 | 18781.696 | 25321.858 | 25838.049 | 28654.423 | 28133.938 | 23969.541 | 13269.622 | 14457.633 | 11063.916 | 10864.912 | 0 | 0 | 1979331 | 1979331 | 225951 | 2020
57701 | N | . | Montezuma Wind II | NextEra Energy Montezuma Wind II, LLC | 57026 | CA | PACC | WECC |  | 22 | 2 | NAICS-22 Non-Cogen | WT | WND | WND |  |  |  | 0 | 0 | 0 | 0 | 0 | 0 | 0 | 0 | 0 | 0 | 0 | 0 | 0 | 0 | 0 | 0 | 0 | 0 | 0 | 0 | 0 | 0 | 0 | 0 | 0 | 0 | 0 | 0 | 0 | 0 | 0 | 0 | 0 | 0 | 0 | 0 | 100814 | 103342 | 149808 | 201974 | 206091 | 228556 | 224404 | 191188 | 105842 | 115318 | 88249 | 86662 | 100814 | 103342 | 149808 | 201974 | 206091 | 228556 | 224404 | 191188 | 105842 | 115318 | 88249 | 86662 | 11508.497 | 11796.991 | 17101.367 | 23056.405 | 23526.414 | 26090.817 | 25616.898 | 21825.075 | 12082.438 | 13164.162 | 10074.068 | 9892.868 | 0 | 0 | 1802248 | 1802248 | 205736 | 2020
57702 | N | . | Signal Hill West Unit | Signal Hill Petroleum, Inc | 57027 | CA | PACC | WECC |  | 211 | 6 | Industrial NAICS Non-Cogen | GT | NG | NG |  |  | mcf | 0 | 0 | 0 | 0 | 0 | 0 | 0 | 0 | 0 | 0 | 0 | 0 | 0 | 0 | 0 | 0 | 0 | 0 | 0 | 0 | 0 | 0 | 0 | 0 | 0 | 0 | 0 | 0 | 0 | 0 | 0 | 0 | 0 | 0 | 0 | 0 | 0 | 0 | 0 | 0 | 0 | 0 | 0 | 0 | 0 | 0 | 0 | 0 | 0 | 0 | 0 | 0 | 0 | 0 | 0 | 0 | 0 | 0 | 0 | 0 | 0 | 0 | 0 | 0 | 0 | 0 | 0 | 0 | 0 | 0 | 0 | 0 | 0 | 0 | 0 | 0 | 0 | 2020
57702 | N | . | Signal Hill West Unit | Signal Hill Petroleum, Inc | 57027 | CA | PACC | WECC |  | 211 | 6 | Industrial NAICS Non-Cogen | GT | OG | OOG |  |  | mcf | 43511 | 40379 | 41203 | 39806 | 40215 | 42620 | 49038 | 48749 | 46065 | 48678 | 42376 | 44059 | 43511 | 40379 | 41203 | 39806 | 40215 | 42620 | 49038 | 48749 | 46065 | 48678 | 42376 | 44059 | 1.109 | 1.167 | 1.154 | 1.141 | 1.173 | 1.127 | 1.128 | 1.125 | 1.138 | 1.116 | 1.124 | 1.23 | 48254 | 47122 | 47548 | 45419 | 47172 | 48033 | 55315 | 54843 | 52422 | 54325 | 47631 | 54193 | 48254 | 47122 | 47548 | 45419 | 47172 | 48033 | 55315 | 54843 | 52422 | 54325 | 47631 | 54193 | 3745 | 3493 | 3744 | 3569 | 3667 | 3340 | 3212 | 3368 | 3366 | 3451 | 3023 | 3513 | 526699 | 526699 | 602277 | 602277 | 41491 | 2020
57715 | N | . | Watkins Manufacturing Co. | Watkins Manufacturing Corporation | 57034 | CA | PACC | WECC |  | 339 | 6 | Industrial NAICS Non-Cogen | IC | NG | NG |  |  | mcf | 3944 | 4346 | 3170 | 0 | 2788 | 5506 | 5463 | 8584 | 8485 | 8255 | 8781 | 7773 | 3944 | 4346 | 3170 | 0 | 2788 | 5506 | 5463 | 8584 | 8485 | 8255 | 8781 | 7773 | 1.04 | 1.04 | 1.04 | 0 | 1.04 | 1.04 | 1.018 | 1.018 | 1.02 | 1.02 | 1.02 | 1.02 | 4102 | 4520 | 3297 | 0 | 2900 | 5726 | 5561 | 8739 | 8655 | 8420 | 8957 | 7928 | 4102 | 4520 | 3297 | 0 | 2900 | 5726 | 5561 | 8739 | 8655 | 8420 | 8957 | 7928 | 311 | 378 | 250 | 0 | 220 | 443 | 439 | 690 | 678 | 663 | 708 | 624 | 67095 | 67095 | 68805 | 68805 | 5404 | 2020
57722 | N | . | North Palm Springs 4A | Greenbacker Renewable Energy Corporation | 60025 | CA | PACC | WECC |  | 22 | 2 | NAICS-22 Non-Cogen | PV | SUN | SUN |  |  |  | 0 | 0 | 0 | 0 | 0 | 0 | 0 | 0 | 0 | 0 | 0 | 0 | 0 | 0 | 0 | 0 | 0 | 0 | 0 | 0 | 0 | 0 | 0 | 0 | 0 | 0 | 0 | 0 | 0 | 0 | 0 | 0 | 0 | 0 | 0 | 0 | 4079 | 5529 | 5411 | 6819 | 8924 | 8887 | 9708 | 8316 | 6530 | 6036 | 4772 | 3778 | 4079 | 5529 | 5411 | 6819 | 8924 | 8887 | 9708 | 8316 | 6530 | 6036 | 4772 | 3778 | 465.63 | 631.184 | 617.652 | 778.415 | 1018.751 | 1014.472 | 1108.219 | 949.316 | 745.401 | 688.994 | 544.7 | 431.266 | 0 | 0 | 78789 | 78789 | 8994 | 2020
57725 | N | . | Shiloh IV Wind Project LLC | EDF Renewable Asset Holdings, Inc. | 57170 | CA | PACC | WECC |  | 22 | 2 | NAICS-22 Non-Cogen | WT | WND | WND |  |  |  | 0 | 0 | 0 | 0 | 0 | 0 | 0 | 0 | 0 | 0 | 0 | 0 | 0 | 0 | 0 | 0 | 0 | 0 | 0 | 0 | 0 | 0 | 0 | 0 | 0 | 0 | 0 | 0 | 0 | 0 | 0 | 0 | 0 | 0 | 0 | 0 | 136010 | 139419 | 202108 | 272486 | 278040 | 308347 | 302746 | 257934 | 142793 | 155577 | 119058 | 116916 | 136010 | 139419 | 202108 | 272486 | 278040 | 308347 | 302746 | 257934 | 142793 | 155577 | 119058 | 116916 | 15526.254 | 15915.468 | 23071.668 | 31105.683 | 31739.778 | 35199.447 | 34560.076 | 29444.481 | 16300.567 | 17759.935 | 13591.051 | 13346.592 | 0 | 0 | 2431434 | 2431434 | 277561 | 2020
57729 | N | . | Lake Hodges Hydroelectric Facility | San Diego County Water Auth | 27075 | CA | PACC | WECC |  | 22 | 1 | Electric Utility | PS | WAT | HPS |  |  | megawatthours | 4189 | 5460 | 4291 | 7335 | 913 | 8119 | 4079 | 5746 | 2324 | 5609 | 5379 | 4459 | 4189 | 5460 | 4291 | 7335 | 913 | 8119 | 4079 | 5746 | 2324 | 5609 | 5379 | 4459 | 0 | 0 | 0 | 0 | 0 | 0 | 0 | 0 | 0 | 0 | 0 | 0 | 0 | 0 | 0 | 0 | 0 | 0 | 0 | 0 | 0 | 0 | 0 | 0 | 0 | 0 | 0 | 0 | 0 | 0 | 0 | 0 | 0 | 0 | 0 | 0 | -775 | -2231 | -1731 | -6123 | 17 | -2339 | 206 | -1023 | 15 | -1766 | -1542 | -1398 | 57903 | 57903 | 0 | 0 | -18690 | 2020
57743 | N | . | North Palm Springs 1A | Greenbacker Renewable Energy Corporation | 60025 | CA | PACC | WECC |  | 22 | 2 | NAICS-22 Non-Cogen | PV | SUN | SUN |  |  |  | 0 | 0 | 0 | 0 | 0 | 0 | 0 | 0 | 0 | 0 | 0 | 0 | 0 | 0 | 0 | 0 | 0 | 0 | 0 | 0 | 0 | 0 | 0 | 0 | 0 | 0 | 0 | 0 | 0 | 0 | 0 | 0 | 0 | 0 | 0 | 0 | 2511 | 3404 | 3331 | 4198 | 5494 | 5471 | 5977 | 5120 | 4020 | 3716 | 2938 | 2326 | 2511 | 3404 | 3331 | 4198 | 5494 | 5471 | 5977 | 5120 | 4020 | 3716 | 2938 | 2326 | 286.656 | 388.578 | 380.247 | 479.218 | 627.176 | 624.542 | 682.256 | 584.43 | 458.893 | 424.167 | 335.335 | 265.502 | 0 | 0 | 48506 | 48506 | 5537 | 2020
57753 | N | . | SMUD at Lawrence | Sacramento PV Energy, LLC | 56995 | CA | PACC | WECC |  | 22 | 2 | NAICS-22 Non-Cogen | PV | SUN | SUN |  |  |  | 0 | 0 | 0 | 0 | 0 | 0 | 0 | 0 | 0 | 0 | 0 | 0 | 0 | 0 | 0 | 0 | 0 | 0 | 0 | 0 | 0 | 0 | 0 | 0 | 0 | 0 | 0 | 0 | 0 | 0 | 0 | 0 | 0 | 0 | 0 | 0 | 778 | 1054 | 1032 | 1300 | 1702 | 1695 | 1851 | 1586 | 1245 | 1151 | 910 | 720 | 778 | 1054 | 1032 | 1300 | 1702 | 1695 | 1851 | 1586 | 1245 | 1151 | 910 | 720 | 88.788 | 120.356 | 117.776 | 148.43 | 194.258 | 193.442 | 211.318 | 181.018 | 142.135 | 131.379 | 103.865 | 82.235 | 0 | 0 | 15024 | 15024 | 1715 | 2020
57757 | N | . | Pacific Wind LLC | EDF Renewable Asset Holdings, Inc. | 57170 | CA | PACC | WECC |  | 22 | 2 | NAICS-22 Non-Cogen | WT | WND | WND |  |  |  | 0 | 0 | 0 | 0 | 0 | 0 | 0 | 0 | 0 | 0 | 0 | 0 | 0 | 0 | 0 | 0 | 0 | 0 | 0 | 0 | 0 | 0 | 0 | 0 | 0 | 0 | 0 | 0 | 0 | 0 | 0 | 0 | 0 | 0 | 0 | 0 | 141712 | 145264 | 210581 | 283909 | 289697 | 321274 | 315438 | 268747 | 148779 | 162099 | 124049 | 121818 | 141712 | 145264 | 210581 | 283909 | 289697 | 321274 | 315438 | 268747 | 148779 | 162099 | 124049 | 121818 | 16177.15 | 16582.681 | 24038.886 | 32409.705 | 33070.383 | 36675.089 | 36008.915 | 30678.862 | 16983.925 | 18504.473 | 14160.819 | 13906.112 | 0 | 0 | 2533367 | 2533367 | 289197 | 2020
57771 | N | . | Ameresco Butte County | Ameresco Butte County LLC | 57079 | CA | PACC | WECC |  | 22 | 2 | NAICS-22 Non-Cogen | IC | LFG | MLG |  |  | mcf | 24115 | 21692 | 22857 | 21392 | 22724 | 20944 | 23523 | 22459 | 22276 | 21439 | 21584 | 19277 | 24115 | 21692 | 22857 | 21392 | 22724 | 20944 | 23523 | 22459 | 22276 | 21439 | 21584 | 19277 | 0.465 | 0.465 | 0.465 | 0.465 | 0.465 | 0.465 | 0.465 | 0.465 | 0.465 | 0.465 | 0.465 | 0.465 | 11213 | 10087 | 10629 | 9947 | 10567 | 9739 | 10938 | 10443 | 10358 | 9969 | 10037 | 8964 | 11213 | 10087 | 10629 | 9947 | 10567 | 9739 | 10938 | 10443 | 10358 | 9969 | 10037 | 8964 | 1021.968 | 919.278 | 968.649 | 906.567 | 963.028 | 887.601 | 996.881 | 951.777 | 944.053 | 908.564 | 914.688 | 816.946 | 264282 | 264282 | 122891 | 122891 | 11200 | 2020
57773 | N | . | Palo Verde College | SSA Solar of CA 2 LLC | 58315 | CA | PACC | WECC |  | 611 | 4 | Commercial NAICS Non-Cogen | PV | SUN | SUN |  |  |  | 0 | 0 | 0 | 0 | 0 | 0 | 0 | 0 | 0 | 0 | 0 | 0 | 0 | 0 | 0 | 0 | 0 | 0 | 0 | 0 | 0 | 0 | 0 | 0 | 0 | 0 | 0 | 0 | 0 | 0 | 0 | 0 | 0 | 0 | 0 | 0 | 930 | 1260 | 1233 | 1554 | 2034 | 2026 | 2213 | 1895 | 1488 | 1376 | 1088 | 861 | 930 | 1260 | 1233 | 1554 | 2034 | 2026 | 2213 | 1895 | 1488 | 1376 | 1088 | 861 | 106.132 | 143.866 | 140.781 | 177.424 | 232.204 | 231.228 | 252.596 | 216.377 | 169.899 | 157.042 | 124.153 | 98.298 | 0 | 0 | 17958 | 17958 | 2050 | 2020
57774 | N | . | Windstar 1 | Brookfield Renewable Trading and Marketing LP | 63235 | CA | PACC | WECC |  | 22 | 2 | NAICS-22 Non-Cogen | WT | WND | WND |  |  |  | 0 | 0 | 0 | 0 | 0 | 0 | 0 | 0 | 0 | 0 | 0 | 0 | 0 | 0 | 0 | 0 | 0 | 0 | 0 | 0 | 0 | 0 | 0 | 0 | 0 | 0 | 0 | 0 | 0 | 0 | 0 | 0 | 0 | 0 | 0 | 0 | 136395 | 139814 | 202680 | 273257 | 278828 | 309220 | 303604 | 258664 | 143197 | 156018 | 119395 | 117247 | 136395 | 139814 | 202680 | 273257 | 278828 | 309220 | 303604 | 258664 | 143197 | 156018 | 119395 | 117247 | 15570.223 | 15960.537 | 23137.002 | 31193.768 | 31829.659 | 35299.125 | 34657.944 | 29527.862 | 16346.727 | 17810.228 | 13629.538 | 13384.387 | 0 | 0 | 2438319 | 2438319 | 278347 | 2020
57777 | N | . | RE Dillard 1 LLC | Gamma Genco CV LLC | 62948 | CA | PACC | WECC |  | 22 | 2 | NAICS-22 Non-Cogen | PV | SUN | SUN |  |  |  | 0 | 0 | 0 | 0 | 0 | 0 | 0 | 0 | 0 | 0 | 0 | 0 | 0 | 0 | 0 | 0 | 0 | 0 | 0 | 0 | 0 | 0 | 0 | 0 | 0 | 0 | 0 | 0 | 0 | 0 | 0 | 0 | 0 | 0 | 0 | 0 | 2551 | 3458 | 3384 | 4265 | 5581 | 5558 | 6072 | 5201 | 4084 | 3775 | 2984 | 2363 | 2551 | 3458 | 3384 | 4265 | 5581 | 5558 | 6072 | 5201 | 4084 | 3775 | 2984 | 2363 | 291.214 | 394.753 | 386.29 | 486.834 | 637.144 | 634.468 | 693.099 | 593.718 | 466.186 | 430.908 | 340.665 | 269.721 | 0 | 0 | 49276 | 49276 | 5625 | 2020
57778 | N | . | RE Kammerer 1 LLC | Gamma Genco CV LLC | 62948 | CA | PACC | WECC |  | 22 | 2 | NAICS-22 Non-Cogen | PV | SUN | SUN |  |  |  | 0 | 0 | 0 | 0 | 0 | 0 | 0 | 0 | 0 | 0 | 0 | 0 | 0 | 0 | 0 | 0 | 0 | 0 | 0 | 0 | 0 | 0 | 0 | 0 | 0 | 0 | 0 | 0 | 0 | 0 | 0 | 0 | 0 | 0 | 0 | 0 | 4928 | 6681 | 6537 | 8239 | 10783 | 10737 | 11730 | 10048 | 7890 | 7292 | 5765 | 4565 | 4928 | 6681 | 6537 | 8239 | 10783 | 10737 | 11730 | 10048 | 7890 | 7292 | 5765 | 4565 | 562.599 | 762.628 | 746.278 | 940.52 | 1230.905 | 1225.736 | 1339.005 | 1147.011 | 900.63 | 832.477 | 658.134 | 521.077 | 0 | 0 | 95195 | 95195 | 10867 | 2020
57779 | N | . | RE Dillard 2 LLC | Gamma Genco CV LLC | 62948 | CA | PACC | WECC |  | 22 | 2 | NAICS-22 Non-Cogen | PV | SUN | SUN |  |  |  | 0 | 0 | 0 | 0 | 0 | 0 | 0 | 0 | 0 | 0 | 0 | 0 | 0 | 0 | 0 | 0 | 0 | 0 | 0 | 0 | 0 | 0 | 0 | 0 | 0 | 0 | 0 | 0 | 0 | 0 | 0 | 0 | 0 | 0 | 0 | 0 | 2854 | 3869 | 3786 | 4772 | 6245 | 6219 | 6794 | 5820 | 4569 | 4224 | 3339 | 2644 | 2854 | 3869 | 3786 | 4772 | 6245 | 6219 | 6794 | 5820 | 4569 | 4224 | 3339 | 2644 | 325.847 | 441.703 | 432.233 | 544.735 | 712.922 | 709.928 | 775.531 | 664.331 | 521.631 | 482.158 | 381.181 | 301.8 | 0 | 0 | 55135 | 55135 | 6294 | 2020
57780 | N | . | RE Kammerer 2 LLC | Gamma Genco CV LLC | 62948 | CA | PACC | WECC |  | 22 | 2 | NAICS-22 Non-Cogen | PV | SUN | SUN |  |  |  | 0 | 0 | 0 | 0 | 0 | 0 | 0 | 0 | 0 | 0 | 0 | 0 | 0 | 0 | 0 | 0 | 0 | 0 | 0 | 0 | 0 | 0 | 0 | 0 | 0 | 0 | 0 | 0 | 0 | 0 | 0 | 0 | 0 | 0 | 0 | 0 | 5065 | 6866 | 6719 | 8468 | 11082 | 11036 | 12056 | 10327 | 8109 | 7495 | 5925 | 4691 | 5065 | 6866 | 6719 | 8468 | 11082 | 11036 | 12056 | 10327 | 8109 | 7495 | 5925 | 4691 | 578.233 | 783.822 | 767.017 | 966.658 | 1265.113 | 1259.8 | 1376.217 | 1178.887 | 925.659 | 855.612 | 676.424 | 535.558 | 0 | 0 | 97839 | 97839 | 11169 | 2020
57781 | N | . | RE Dillard 3 LLC | Gamma Genco CV LLC | 62948 | CA | PACC | WECC |  | 22 | 2 | NAICS-22 Non-Cogen | PV | SUN | SUN |  |  |  | 0 | 0 | 0 | 0 | 0 | 0 | 0 | 0 | 0 | 0 | 0 | 0 | 0 | 0 | 0 | 0 | 0 | 0 | 0 | 0 | 0 | 0 | 0 | 0 | 0 | 0 | 0 | 0 | 0 | 0 | 0 | 0 | 0 | 0 | 0 | 0 | 2811 | 3811 | 3729 | 4700 | 6151 | 6125 | 6691 | 5732 | 4501 | 4160 | 3289 | 2604 | 2811 | 3811 | 3729 | 4700 | 6151 | 6125 | 6691 | 5732 | 4501 | 4160 | 3289 | 2604 | 320.928 | 435.036 | 425.709 | 536.513 | 702.161 | 699.212 | 763.826 | 654.304 | 513.758 | 474.88 | 375.428 | 297.245 | 0 | 0 | 54304 | 54304 | 6199 | 2020
57782 | N | . | RE Kammerer 3 LLC | Gamma Genco CV LLC | 62948 | CA | PACC | WECC |  | 22 | 2 | NAICS-22 Non-Cogen | PV | SUN | SUN |  |  |  | 0 | 0 | 0 | 0 | 0 | 0 | 0 | 0 | 0 | 0 | 0 | 0 | 0 | 0 | 0 | 0 | 0 | 0 | 0 | 0 | 0 | 0 | 0 | 0 | 0 | 0 | 0 | 0 | 0 | 0 | 0 | 0 | 0 | 0 | 0 | 0 | 5090 | 6899 | 6752 | 8509 | 11136 | 11089 | 12114 | 10377 | 8148 | 7531 | 5954 | 4714 | 5090 | 6899 | 6752 | 8509 | 11136 | 11089 | 12114 | 10377 | 8148 | 7531 | 5954 | 4714 | 581.028 | 787.612 | 770.726 | 971.331 | 1271.229 | 1265.891 | 1382.87 | 1184.587 | 930.135 | 859.749 | 679.694 | 538.148 | 0 | 0 | 98313 | 98313 | 11223 | 2020
57783 | N | . | RE Bruceville 1 LLC | Gamma Genco CV LLC | 62948 | CA | PACC | WECC |  | 22 | 2 | NAICS-22 Non-Cogen | PV | SUN | SUN |  |  |  | 0 | 0 | 0 | 0 | 0 | 0 | 0 | 0 | 0 | 0 | 0 | 0 | 0 | 0 | 0 | 0 | 0 | 0 | 0 | 0 | 0 | 0 | 0 | 0 | 0 | 0 | 0 | 0 | 0 | 0 | 0 | 0 | 0 | 0 | 0 | 0 | 4649 | 6302 | 6167 | 7772 | 10172 | 10129 | 11065 | 9478 | 7442 | 6879 | 5438 | 4306 | 4649 | 6302 | 6167 | 7772 | 10172 | 10129 | 11065 | 9478 | 7442 | 6879 | 5438 | 4306 | 530.706 | 719.398 | 703.975 | 887.206 | 1161.131 | 1156.255 | 1263.103 | 1081.992 | 849.578 | 785.288 | 620.828 | 491.54 | 0 | 0 | 89799 | 89799 | 10251 | 2020
57784 | N | . | RE Bruceville 2 LLC | Gamma Genco CV LLC | 62948 | CA | PACC | WECC |  | 22 | 2 | NAICS-22 Non-Cogen | PV | SUN | SUN |  |  |  | 0 | 0 | 0 | 0 | 0 | 0 | 0 | 0 | 0 | 0 | 0 | 0 | 0 | 0 | 0 | 0 | 0 | 0 | 0 | 0 | 0 | 0 | 0 | 0 | 0 | 0 | 0 | 0 | 0 | 0 | 0 | 0 | 0 | 0 | 0 | 0 | 4991 | 6766 | 6621 | 8344 | 10921 | 10875 | 11880 | 10176 | 7990 | 7386 | 5839 | 4623 | 4991 | 6766 | 6621 | 8344 | 10921 | 10875 | 11880 | 10176 | 7990 | 7386 | 5839 | 4623 | 569.793 | 772.383 | 755.824 | 952.55 | 1246.65 | 1241.415 | 1356.132 | 1161.683 | 912.15 | 843.125 | 666.552 | 527.743 | 0 | 0 | 96412 | 96412 | 11006 | 2020
57785 | N | . | RE Bruceville 3 LLC | Gamma Genco CV LLC | 62948 | CA | PACC | WECC |  | 22 | 2 | NAICS-22 Non-Cogen | PV | SUN | SUN |  |  |  | 0 | 0 | 0 | 0 | 0 | 0 | 0 | 0 | 0 | 0 | 0 | 0 | 0 | 0 | 0 | 0 | 0 | 0 | 0 | 0 | 0 | 0 | 0 | 0 | 0 | 0 | 0 | 0 | 0 | 0 | 0 | 0 | 0 | 0 | 0 | 0 | 4883 | 6619 | 6477 | 8162 | 10683 | 10638 | 11621 | 9954 | 7816 | 7225 | 5712 | 4522 | 4883 | 6619 | 6477 | 8162 | 10683 | 10638 | 11621 | 9954 | 7816 | 7225 | 5712 | 4522 | 557.368 | 755.54 | 739.342 | 931.779 | 1219.465 | 1214.344 | 1326.56 | 1136.351 | 892.26 | 824.74 | 652.017 | 516.234 | 0 | 0 | 94312 | 94312 | 10766 | 2020
57792 | N | . | Foundation IE | Foundation HA Energy Generation, LLC | 56930 | CA | PACC | WECC |  | 22 | 2 | NAICS-22 Non-Cogen | WT | WND | WND |  |  |  | 0 | 0 | 0 | 0 | 0 | 0 | 0 | 0 | 0 | 0 | 0 | 0 | 0 | 0 | 0 | 0 | 0 | 0 | 0 | 0 | 0 | 0 | 0 | 0 | 0 | 0 | 0 | 0 | 0 | 0 | 0 | 0 | 0 | 0 | 0 | 0 | 219 | 225 | 325 | 439 | 448 | 497 | 488 | 415 | 230 | 251 | 192 | 188 | 219 | 225 | 325 | 439 | 448 | 497 | 488 | 415 | 230 | 251 | 192 | 188 | 25.004 | 25.631 | 37.156 | 50.094 | 51.116 | 56.687 | 55.658 | 47.419 | 26.251 | 28.602 | 21.888 | 21.494 | 0 | 0 | 3917 | 3917 | 447 | 2020
57796 | N | . | Golden Springs Building C-1 | Golden Springs Development Company LLC | 57104 | CA | PACC | WECC |  | 22 | 2 | NAICS-22 Non-Cogen | PV | SUN | SUN |  |  |  | 0 | 0 | 0 | 0 | 0 | 0 | 0 | 0 | 0 | 0 | 0 | 0 | 0 | 0 | 0 | 0 | 0 | 0 | 0 | 0 | 0 | 0 | 0 | 0 | 0 | 0 | 0 | 0 | 0 | 0 | 0 | 0 | 0 | 0 | 0 | 0 | 795 | 1078 | 1055 | 1329 | 1739 | 1732 | 1892 | 1621 | 1273 | 1176 | 930 | 736 | 795 | 1078 | 1055 | 1329 | 1739 | 1732 | 1892 | 1621 | 1273 | 1176 | 930 | 736 | 90.757 | 123.023 | 120.385 | 151.719 | 198.562 | 197.728 | 216 | 185.029 | 145.284 | 134.29 | 106.166 | 84.057 | 0 | 0 | 15356 | 15356 | 1753 | 2020
57797 | N | . | Golden Springs Building D | Golden Springs Development Company LLC | 57104 | CA | PACC | WECC |  | 22 | 2 | NAICS-22 Non-Cogen | PV | SUN | SUN |  |  |  | 0 | 0 | 0 | 0 | 0 | 0 | 0 | 0 | 0 | 0 | 0 | 0 | 0 | 0 | 0 | 0 | 0 | 0 | 0 | 0 | 0 | 0 | 0 | 0 | 0 | 0 | 0 | 0 | 0 | 0 | 0 | 0 | 0 | 0 | 0 | 0 | 850 | 1152 | 1127 | 1421 | 1859 | 1852 | 2023 | 1733 | 1361 | 1258 | 994 | 787 | 850 | 1152 | 1127 | 1421 | 1859 | 1852 | 2023 | 1733 | 1361 | 1258 | 994 | 787 | 97.019 | 131.514 | 128.695 | 162.191 | 212.268 | 211.377 | 230.91 | 197.801 | 155.312 | 143.56 | 113.494 | 89.859 | 0 | 0 | 16417 | 16417 | 1874 | 2020
57807 | N | . | Coca Cola American Canyon | Bloom Energy 2009 PPA | 56778 | CA | PACC | WECC |  | 22 | 2 | NAICS-22 Non-Cogen | FC | NG | NG |  |  | mcf | 338 | 300 | 333 | 235 | 221 | 311 | 435 | 541 | 471 | 489 | 391 | . | 338 | 300 | 333 | 235 | 221 | 311 | 435 | 541 | 471 | 489 | 391 | . | 1.03 | 1.03 | 1.03 | 1.03 | 1.03 | 1.03 | 1.03 | 1.03 | 1.03 | 1.03 | 1.03 | . | 348 | 309 | 343 | 242 | 228 | 320 | 448 | 557 | 485 | 504 | 403 | . | 348 | 309 | 343 | 242 | 228 | 320 | 448 | 557 | 485 | 504 | 403 | . | 40.226 | 35.587 | 39.522 | 27.937 | 26.267 | 36.954 | 51.695 | 64.245 | 55.971 | 58.142 | 46.454 | . | 4065 | 4065 | 4187 | 4187 | 483 | 2020
57807 | N | . | Coca Cola American Canyon | Bloom Energy 2009 PPA | 56778 | CA | PACC | WECC |  | 22 | 2 | NAICS-22 Non-Cogen | FC | OBG | ORW |  |  | Mcf | 0 | 0 | 0 | 0 | 0 | 0 | 0 | 0 | 0 | 0 | 0 | . | 0 | 0 | 0 | 0 | 0 | 0 | 0 | 0 | 0 | 0 | 0 | . | 0 | 0 | 0 | 0 | 0 | 0 | 0 | 0 | 0 | 0 | 0 | . | 0 | 0 | 0 | 0 | 0 | 0 | 0 | 0 | 0 | 0 | 0 | . | 0 | 0 | 0 | 0 | 0 | 0 | 0 | 0 | 0 | 0 | 0 | . | 0 | 0 | 0 | 0 | 0 | 0 | 0 | 0 | 0 | 0 | 0 | . | 0 | 0 | 0 | 0 | 0 | 2020
57808 | N | . | Lockheed Martin Sunnyvale | Bloom Energy | 57128 | CA | PACC | WECC |  | 22 | 2 | NAICS-22 Non-Cogen | FC | NG | NG |  |  | mcf | 2387 | 2112 | 2345 | 1658 | 1559 | 2193 | 3068 | 3813 | 3322 | 3451 | 2757 | 3056 | 2387 | 2112 | 2345 | 1658 | 1559 | 2193 | 3068 | 3813 | 3322 | 3451 | 2757 | 3056 | 1.02 | 1.02 | 1.02 | 1.02 | 1.02 | 1.02 | 1.02 | 1.02 | 1.02 | 1.02 | 1.02 | 1.02 | 2435 | 2154 | 2392 | 1691 | 1590 | 2237 | 3129 | 3889 | 3388 | 3520 | 2812 | 3117 | 2435 | 2154 | 2392 | 1691 | 1590 | 2237 | 3129 | 3889 | 3388 | 3520 | 2812 | 3117 | 301.043 | 266.32 | 295.765 | 209.068 | 196.571 | 276.55 | 386.866 | 480.783 | 418.862 | 435.109 | 347.647 | 385.416 | 31721 | 31721 | 32354 | 32354 | 4000 | 2020
57809 | N | . | Franklin Templeton San Mateo | Bloom Energy | 57128 | CA | PACC | WECC |  | 22 | 2 | NAICS-22 Non-Cogen | FC | NG | NG |  |  | mcf | 3910 | 3457 | 3839 | 2714 | 2552 | 3590 | 5022 | 6241 | 5437 | 5648 | 4513 | 5003 | 3910 | 3457 | 3839 | 2714 | 2552 | 3590 | 5022 | 6241 | 5437 | 5648 | 4513 | 5003 | 1.02 | 1.02 | 1.02 | 1.02 | 1.02 | 1.02 | 1.02 | 1.02 | 1.02 | 1.02 | 1.02 | 1.02 | 3988 | 3526 | 3916 | 2768 | 2603 | 3662 | 5122 | 6366 | 5546 | 5761 | 4603 | 5103 | 3988 | 3526 | 3916 | 2768 | 2603 | 3662 | 5122 | 6366 | 5546 | 5761 | 4603 | 5103 | 521.856 | 461.665 | 512.709 | 362.42 | 340.757 | 479.399 | 670.632 | 833.437 | 726.098 | 754.262 | 602.646 | 668.119 | 51926 | 51926 | 52964 | 52964 | 6934 | 2020
57811 | N | . | Adobe San Jose | Bloom Energy | 57128 | CA | PACC | WECC |  | 22 | 2 | NAICS-22 Non-Cogen | FC | NG | NG |  |  | mcf | 3027 | 2676 | 2972 | 2101 | 1975 | 2779 | 3888 | 4832 | 4209 | 4373 | 3494 | 3873 | 3027 | 2676 | 2972 | 2101 | 1975 | 2779 | 3888 | 4832 | 4209 | 4373 | 3494 | 3873 | 1.02 | 1.02 | 1.02 | 1.02 | 1.02 | 1.02 | 1.02 | 1.02 | 1.02 | 1.02 | 1.02 | 1.02 | 3088 | 2730 | 3031 | 2143 | 2015 | 2835 | 3966 | 4929 | 4293 | 4460 | 3564 | 3950 | 3088 | 2730 | 3031 | 2143 | 2015 | 2835 | 3966 | 4929 | 4293 | 4460 | 3564 | 3950 | 389.474 | 344.551 | 382.646 | 270.482 | 254.314 | 357.786 | 500.508 | 622.013 | 541.903 | 562.923 | 449.768 | 498.632 | 40199 | 40199 | 41004 | 41004 | 5175 | 2020
57816 | N | . | RE McKenzie 1 LLC | Gamma Genco CV LLC | 62948 | CA | PACC | WECC |  | 22 | 2 | NAICS-22 Non-Cogen | PV | SUN | SUN |  |  |  | 0 | 0 | 0 | 0 | 0 | 0 | 0 | 0 | 0 | 0 | 0 | 0 | 0 | 0 | 0 | 0 | 0 | 0 | 0 | 0 | 0 | 0 | 0 | 0 | 0 | 0 | 0 | 0 | 0 | 0 | 0 | 0 | 0 | 0 | 0 | 0 | 5135 | 6960 | 6811 | 8584 | 11234 | 11187 | 12221 | 10469 | 8220 | 7598 | 6007 | 4756 | 5135 | 6960 | 6811 | 8584 | 11234 | 11187 | 12221 | 10469 | 8220 | 7598 | 6007 | 4756 | 586.153 | 794.559 | 777.525 | 979.9 | 1282.443 | 1277.058 | 1395.069 | 1195.036 | 938.339 | 867.333 | 685.69 | 542.895 | 0 | 0 | 99182 | 99182 | 11322 | 2020
57817 | N | . | RE McKenzie 2 LLC | Gamma Genco CV LLC | 62948 | CA | PACC | WECC |  | 22 | 2 | NAICS-22 Non-Cogen | PV | SUN | SUN |  |  |  | 0 | 0 | 0 | 0 | 0 | 0 | 0 | 0 | 0 | 0 | 0 | 0 | 0 | 0 | 0 | 0 | 0 | 0 | 0 | 0 | 0 | 0 | 0 | 0 | 0 | 0 | 0 | 0 | 0 | 0 | 0 | 0 | 0 | 0 | 0 | 0 | 5313 | 7203 | 7048 | 8883 | 11625 | 11576 | 12646 | 10833 | 8506 | 7862 | 6216 | 4921 | 5313 | 7203 | 7048 | 8883 | 11625 | 11576 | 12646 | 10833 | 8506 | 7862 | 6216 | 4921 | 606.55 | 822.21 | 804.582 | 1014 | 1327.072 | 1321.499 | 1443.617 | 1236.623 | 970.993 | 897.515 | 709.552 | 561.787 | 0 | 0 | 102632 | 102632 | 11716 | 2020
57818 | N | . | RE McKenzie 3 LLC | Gamma Genco CV LLC | 62948 | CA | PACC | WECC |  | 22 | 2 | NAICS-22 Non-Cogen | PV | SUN | SUN |  |  |  | 0 | 0 | 0 | 0 | 0 | 0 | 0 | 0 | 0 | 0 | 0 | 0 | 0 | 0 | 0 | 0 | 0 | 0 | 0 | 0 | 0 | 0 | 0 | 0 | 0 | 0 | 0 | 0 | 0 | 0 | 0 | 0 | 0 | 0 | 0 | 0 | 5351 | 7254 | 7098 | 8946 | 11708 | 11658 | 12736 | 10910 | 8566 | 7918 | 6260 | 4956 | 5351 | 7254 | 7098 | 8946 | 11708 | 11658 | 12736 | 10910 | 8566 | 7918 | 6260 | 4956 | 610.849 | 828.034 | 810.282 | 1021.183 | 1336.473 | 1330.86 | 1453.844 | 1245.384 | 977.872 | 903.874 | 714.578 | 565.767 | 0 | 0 | 103361 | 103361 | 11799 | 2020
57819 | N | . | RE McKenzie 4 LLC | Gamma Genco CV LLC | 62948 | CA | PACC | WECC |  | 22 | 2 | NAICS-22 Non-Cogen | PV | SUN | SUN |  |  |  | 0 | 0 | 0 | 0 | 0 | 0 | 0 | 0 | 0 | 0 | 0 | 0 | 0 | 0 | 0 | 0 | 0 | 0 | 0 | 0 | 0 | 0 | 0 | 0 | 0 | 0 | 0 | 0 | 0 | 0 | 0 | 0 | 0 | 0 | 0 | 0 | 5000 | 6777 | 6632 | 8358 | 10939 | 10893 | 11899 | 10193 | 8004 | 7398 | 5849 | 4631 | 5000 | 6777 | 6632 | 8358 | 10939 | 10893 | 11899 | 10193 | 8004 | 7398 | 5849 | 4631 | 570.725 | 773.646 | 757.06 | 954.108 | 1248.689 | 1243.445 | 1358.35 | 1163.583 | 913.642 | 844.504 | 667.642 | 528.606 | 0 | 0 | 96573 | 96573 | 11024 | 2020
57820 | N | . | RE McKenzie 5 LLC | Gamma Genco CV LLC | 62948 | CA | PACC | WECC |  | 22 | 2 | NAICS-22 Non-Cogen | PV | SUN | SUN |  |  |  | 0 | 0 | 0 | 0 | 0 | 0 | 0 | 0 | 0 | 0 | 0 | 0 | 0 | 0 | 0 | 0 | 0 | 0 | 0 | 0 | 0 | 0 | 0 | 0 | 0 | 0 | 0 | 0 | 0 | 0 | 0 | 0 | 0 | 0 | 0 | 0 | 5198 | 7046 | 6895 | 8690 | 11373 | 11325 | 12372 | 10598 | 8321 | 7692 | 6081 | 4815 | 5198 | 7046 | 6895 | 8690 | 11373 | 11325 | 12372 | 10598 | 8321 | 7692 | 6081 | 4815 | 593.403 | 804.384 | 787.139 | 992.016 | 1298.301 | 1292.849 | 1412.319 | 1209.813 | 949.942 | 878.057 | 694.169 | 549.608 | 0 | 0 | 100406 | 100406 | 11462 | 2020
57821 | N | . | RE McKenzie 6 LLC | Gamma Genco CV LLC | 62948 | CA | PACC | WECC |  | 22 | 2 | NAICS-22 Non-Cogen | PV | SUN | SUN |  |  |  | 0 | 0 | 0 | 0 | 0 | 0 | 0 | 0 | 0 | 0 | 0 | 0 | 0 | 0 | 0 | 0 | 0 | 0 | 0 | 0 | 0 | 0 | 0 | 0 | 0 | 0 | 0 | 0 | 0 | 0 | 0 | 0 | 0 | 0 | 0 | 0 | 5196 | 7044 | 6893 | 8687 | 11369 | 11321 | 12368 | 10594 | 8319 | 7689 | 6079 | 4813 | 5196 | 7044 | 6893 | 8687 | 11369 | 11321 | 12368 | 10594 | 8319 | 7689 | 6079 | 4813 | 593.193 | 804.104 | 786.864 | 991.67 | 1297.848 | 1292.398 | 1411.827 | 1209.391 | 949.611 | 877.751 | 693.927 | 549.416 | 0 | 0 | 100372 | 100372 | 11458 | 2020
57827 | N | . | Dinuba Wastewater Treatment Plant | Sustainable Power Group, LLC | 58661 | CA | PACC | WECC |  | 22132 | 4 | Commercial NAICS Non-Cogen | PV | SUN | SUN |  |  |  | 0 | 0 | 0 | 0 | 0 | 0 | 0 | 0 | 0 | 0 | 0 | 0 | 0 | 0 | 0 | 0 | 0 | 0 | 0 | 0 | 0 | 0 | 0 | 0 | 0 | 0 | 0 | 0 | 0 | 0 | 0 | 0 | 0 | 0 | 0 | 0 | 788 | 1068 | 1045 | 1317 | 1724 | 1716 | 1875 | 1606 | 1261 | 1166 | 922 | 730 | 788 | 1068 | 1045 | 1317 | 1724 | 1716 | 1875 | 1606 | 1261 | 1166 | 922 | 730 | 89.927 | 121.9 | 119.286 | 150.334 | 196.75 | 195.924 | 214.029 | 183.34 | 143.958 | 133.065 | 105.197 | 83.29 | 0 | 0 | 15218 | 15218 | 1737 | 2020
57831 | N | . | Heliocentric | Heliocentric LLC | 57154 | CA | PACC | WECC |  | 22 | 2 | NAICS-22 Non-Cogen | PV | SUN | SUN |  |  |  | 0 | 0 | 0 | 0 | 0 | 0 | 0 | 0 | 0 | 0 | 0 | 0 | 0 | 0 | 0 | 0 | 0 | 0 | 0 | 0 | 0 | 0 | 0 | 0 | 0 | 0 | 0 | 0 | 0 | 0 | 0 | 0 | 0 | 0 | 0 | 0 | 780 | 1057 | 1034 | 1303 | 1706 | 1699 | 1855 | 1589 | 1248 | 1154 | 912 | 722 | 780 | 1057 | 1034 | 1303 | 1706 | 1699 | 1855 | 1589 | 1248 | 1154 | 912 | 722 | 88.995 | 120.637 | 118.05 | 148.777 | 194.711 | 193.893 | 211.811 | 181.44 | 142.466 | 131.686 | 104.107 | 82.427 | 0 | 0 | 15059 | 15059 | 1719 | 2020
57833 | N | . | Mustang Hills LLC | Longroad Energy Services 2 | 63800 | CA | PACC | WECC |  | 22 | 2 | NAICS-22 Non-Cogen | WT | WND | WND |  |  |  | 0 | 0 | 0 | 0 | 0 | 0 | 0 | 0 | 0 | 0 | 0 | 0 | 0 | 0 | 0 | 0 | 0 | 0 | 0 | 0 | 0 | 0 | 0 | 0 | 0 | 0 | 0 | 0 | 0 | 0 | 0 | 0 | 0 | 0 | 0 | 0 | 135597 | 138996 | 201494 | 271658 | 277196 | 307411 | 301827 | 257150 | 142359 | 155105 | 118696 | 116561 | 135597 | 138996 | 201494 | 271658 | 277196 | 307411 | 301827 | 257150 | 142359 | 155105 | 118696 | 116561 | 15479.098 | 15867.13 | 23001.595 | 31011.21 | 31643.379 | 35092.54 | 34455.112 | 29355.053 | 16251.06 | 17705.995 | 13549.772 | 13306.056 | 0 | 0 | 2424050 | 2424050 | 276718 | 2020
57834 | N | . | Pinyon Pine I | Pinyon Pines Wind I, LLC | 59868 | CA | PACC | WECC |  | 22 | 2 | NAICS-22 Non-Cogen | WT | WND | WND |  |  |  | 0 | 0 | 0 | 0 | 0 | 0 | 0 | 0 | 0 | 0 | 0 | 0 | 0 | 0 | 0 | 0 | 0 | 0 | 0 | 0 | 0 | 0 | 0 | 0 | 0 | 0 | 0 | 0 | 0 | 0 | 0 | 0 | 0 | 0 | 0 | 0 | 135416 | 138811 | 201225 | 271296 | 276826 | 307001 | 301424 | 256807 | 142169 | 154898 | 118538 | 116406 | 135416 | 138811 | 201225 | 271296 | 276826 | 307001 | 301424 | 256807 | 142169 | 154898 | 118538 | 116406 | 15458.456 | 15845.971 | 22970.923 | 30969.857 | 31601.183 | 35045.745 | 34409.166 | 29315.908 | 16229.389 | 17682.385 | 13531.704 | 13288.313 | 0 | 0 | 2420817 | 2420817 | 276349 | 2020
57835 | N | . | Alta Wind VIII | Brookfield Renewable Trading and Marketing LP | 63235 | CA | PACC | WECC |  | 22 | 2 | NAICS-22 Non-Cogen | WT | WND | WND |  |  |  | 0 | 0 | 0 | 0 | 0 | 0 | 0 | 0 | 0 | 0 | 0 | 0 | 0 | 0 | 0 | 0 | 0 | 0 | 0 | 0 | 0 | 0 | 0 | 0 | 0 | 0 | 0 | 0 | 0 | 0 | 0 | 0 | 0 | 0 | 0 | 0 | 104947 | 107578 | 155949 | 210254 | 214540 | 237925 | 233603 | 199025 | 110181 | 120045 | 91867 | 90214 | 104947 | 107578 | 155949 | 210254 | 214540 | 237925 | 233603 | 199025 | 110181 | 120045 | 91867 | 90214 | 11980.276 | 12280.601 | 17802.426 | 24001.586 | 24490.862 | 27160.392 | 26667.045 | 22719.779 | 12577.749 | 13703.818 | 10487.047 | 10298.419 | 0 | 0 | 1876128 | 1876128 | 214170 | 2020
57836 | N | . | L-8 Solar Project | L-8 Solar Project LLC | 57159 | CA | PACC | WECC |  | 22 | 2 | NAICS-22 Non-Cogen | PV | SUN | SUN |  |  |  | 0 | 0 | 0 | 0 | 0 | 0 | 0 | 0 | 0 | 0 | 0 | 0 | 0 | 0 | 0 | 0 | 0 | 0 | 0 | 0 | 0 | 0 | 0 | 0 | 0 | 0 | 0 | 0 | 0 | 0 | 0 | 0 | 0 | 0 | 0 | 0 | 952 | 1290 | 1263 | 1591 | 2083 | 2074 | 2266 | 1941 | 1524 | 1409 | 1114 | 882 | 952 | 1290 | 1263 | 1591 | 2083 | 2074 | 2266 | 1941 | 1524 | 1409 | 1114 | 882 | 108.668 | 147.304 | 144.146 | 181.665 | 237.754 | 236.755 | 258.634 | 221.549 | 173.96 | 160.796 | 127.121 | 100.648 | 0 | 0 | 18389 | 18389 | 2099 | 2020
57837 | N | . | Pinyon Pine II | Pinyon Pines Wind II, LLC | 59869 | CA | PACC | WECC |  | 22 | 2 | NAICS-22 Non-Cogen | WT | WND | WND |  |  |  | 0 | 0 | 0 | 0 | 0 | 0 | 0 | 0 | 0 | 0 | 0 | 0 | 0 | 0 | 0 | 0 | 0 | 0 | 0 | 0 | 0 | 0 | 0 | 0 | 0 | 0 | 0 | 0 | 0 | 0 | 0 | 0 | 0 | 0 | 0 | 0 | 101199 | 103735 | 150379 | 202744 | 206877 | 229427 | 225259 | 191916 | 106245 | 115758 | 88585 | 86992 | 101199 | 103735 | 150379 | 202744 | 206877 | 229427 | 225259 | 191916 | 106245 | 115758 | 88585 | 86992 | 11552.352 | 11841.946 | 17166.536 | 23144.266 | 23616.066 | 26190.242 | 25714.517 | 21908.244 | 12128.48 | 13214.327 | 10112.457 | 9930.567 | 0 | 0 | 1809116 | 1809116 | 206520 | 2020
57849 | N | . | Green Acres Solar Facility 1 | SEAI Elk Grove LLC | 57177 | CA | PACC | WECC |  | 22 | 2 | NAICS-22 Non-Cogen | PV | SUN | SUN |  |  |  | 0 | 0 | 0 | 0 | 0 | 0 | 0 | 0 | 0 | 0 | 0 | 0 | 0 | 0 | 0 | 0 | 0 | 0 | 0 | 0 | 0 | 0 | 0 | 0 | 0 | 0 | 0 | 0 | 0 | 0 | 0 | 0 | 0 | 0 | 0 | 0 | 2571 | 3486 | 3411 | 4299 | 5626 | 5602 | 6120 | 5243 | 4116 | 3805 | 3008 | 2382 | 2571 | 3486 | 3411 | 4299 | 5626 | 5602 | 6120 | 5243 | 4116 | 3805 | 3008 | 2382 | 293.543 | 397.911 | 389.38 | 490.729 | 642.241 | 639.544 | 698.643 | 598.468 | 469.916 | 434.356 | 343.39 | 271.879 | 0 | 0 | 49669 | 49669 | 5670 | 2020
57850 | N | . | Green Acres Solar Facility 2 | SEAI Elk Grove LLC | 57177 | CA | PACC | WECC |  | 22 | 2 | NAICS-22 Non-Cogen | PV | SUN | SUN |  |  |  | 0 | 0 | 0 | 0 | 0 | 0 | 0 | 0 | 0 | 0 | 0 | 0 | 0 | 0 | 0 | 0 | 0 | 0 | 0 | 0 | 0 | 0 | 0 | 0 | 0 | 0 | 0 | 0 | 0 | 0 | 0 | 0 | 0 | 0 | 0 | 0 | 959 | 1300 | 1272 | 1604 | 2099 | 2090 | 2283 | 1956 | 1536 | 1419 | 1122 | 888 | 959 | 1300 | 1272 | 1604 | 2099 | 2090 | 2283 | 1956 | 1536 | 1419 | 1122 | 888 | 109.496 | 148.427 | 145.245 | 183.05 | 239.566 | 238.56 | 260.605 | 223.238 | 175.286 | 162.022 | 128.09 | 101.415 | 0 | 0 | 18528 | 18528 | 2115 | 2020
57854 | N | . | North Hollywood | Los Angeles Department of Water & Power | 11208 | CA | PACC | WECC |  | 22131 | 4 | Commercial NAICS Non-Cogen | HY | WAT | HYC |  |  |  | 0 | 0 | 0 | 0 | 0 | 0 | 0 | 0 | 0 | 0 | 0 | 0 | 0 | 0 | 0 | 0 | 0 | 0 | 0 | 0 | 0 | 0 | 0 | 0 | 0 | 0 | 0 | 0 | 0 | 0 | 0 | 0 | 0 | 0 | 0 | 0 | 0 | 0 | 0 | 0 | 0 | 0 | 0 | 0 | 0 | 0 | 0 | 0 | 0 | 0 | 0 | 0 | 0 | 0 | 0 | 0 | 0 | 0 | 0 | 0 | 0 | 0 | 0 | 0 | 0 | 0 | 0 | 0 | 0 | 0 | 0 | 0 | 0 | 0 | 0 | 0 | 0 | 2020
57854 | N | . | North Hollywood | Los Angeles Department of Water & Power | 11208 | CA | PACC | WECC |  | 22131 | 4 | Commercial NAICS Non-Cogen | PS | WAT | HPS |  |  | megawatthours | 0 | 0 | 0 | 0 | 0 | 0 | 0 | 0 | 0 | 0 | 0 | 0 | 0 | 0 | 0 | 0 | 0 | 0 | 0 | 0 | 0 | 0 | 0 | 0 | 0 | 0 | 0 | 0 | 0 | 0 | 0 | 0 | 0 | 0 | 0 | 0 | 0 | 0 | 0 | 0 | 0 | 0 | 0 | 0 | 0 | 0 | 0 | 0 | 0 | 0 | 0 | 0 | 0 | 0 | 0 | 0 | 0 | 0 | 0 | 0 | 0 | 0 | 0 | 0 | 0 | 0 | 0 | 0 | 0 | 0 | 0 | 0 | 0 | 0 | 0 | 0 | 0 | 2020
57856 | N | . | Univ of California San Diego Solar | University of California San Diego | 56918 | CA | PACC | WECC |  | 611 | 4 | Commercial NAICS Non-Cogen | PV | SUN | SUN |  |  |  | 0 | 0 | 0 | 0 | 0 | 0 | 0 | 0 | 0 | 0 | 0 | 0 | 0 | 0 | 0 | 0 | 0 | 0 | 0 | 0 | 0 | 0 | 0 | 0 | 0 | 0 | 0 | 0 | 0 | 0 | 0 | 0 | 0 | 0 | 0 | 0 | 1212 | 1643 | 1607 | 2026 | 2651 | 2640 | 2884 | 2471 | 1940 | 1793 | 1418 | 1122 | 1212 | 1643 | 1607 | 2026 | 2651 | 2640 | 2884 | 2471 | 1940 | 1793 | 1418 | 1122 | 138.333 | 187.517 | 183.496 | 231.257 | 302.658 | 301.386 | 329.237 | 282.029 | 221.449 | 204.691 | 161.823 | 128.124 | 0 | 0 | 23407 | 23407 | 2672 | 2020
57860 | N | . | Industry MetroLink PV 1 | City of Industry | 57194 | CA | PACC | WECC |  | 22 | 1 | Electric Utility | PV | SUN | SUN |  |  |  | 0 | 0 | 0 | 0 | 0 | 0 | 0 | 0 | 0 | 0 | 0 | 0 | 0 | 0 | 0 | 0 | 0 | 0 | 0 | 0 | 0 | 0 | 0 | 0 | 0 | 0 | 0 | 0 | 0 | 0 | 0 | 0 | 0 | 0 | 0 | 0 | 1135 | 1538 | 1505 | 1897 | 2483 | 2472 | 2701 | 2313 | 1816 | 1679 | 1327 | 1051 | 1135 | 1538 | 1505 | 1897 | 2483 | 2472 | 2701 | 2313 | 1816 | 1679 | 1327 | 1051 | 129.531 | 175.586 | 171.822 | 216.544 | 283.402 | 282.211 | 308.29 | 264.086 | 207.36 | 191.668 | 151.528 | 119.972 | 0 | 0 | 21917 | 21917 | 2502 | 2020
57870 | N | . | Castle Rock Vineyards | Castle Rock Cooling | 57213 | CA | PACC | WECC |  | 493 | 4 | Commercial NAICS Non-Cogen | PV | SUN | SUN |  |  |  | 0 | 0 | 0 | 0 | 0 | 0 | 0 | 0 | 0 | 0 | 0 | 0 | 0 | 0 | 0 | 0 | 0 | 0 | 0 | 0 | 0 | 0 | 0 | 0 | 0 | 0 | 0 | 0 | 0 | 0 | 0 | 0 | 0 | 0 | 0 | 0 | 447 | 606 | 593 | 748 | 978 | 974 | 1064 | 912 | 716 | 662 | 523 | 414 | 447 | 606 | 593 | 748 | 978 | 974 | 1064 | 912 | 716 | 662 | 523 | 414 | 51.048 | 69.196 | 67.712 | 85.337 | 111.684 | 111.215 | 121.492 | 104.072 | 81.717 | 75.533 | 59.715 | 47.279 | 0 | 0 | 8637 | 8637 | 986 | 2020
57876 | N | . | Santa Cruz Energy | Santa Cruz Energy LLC | 57197 | CA | PACC | WECC |  | 22 | 2 | NAICS-22 Non-Cogen | IC | LFG | MLG |  |  | mcf | 27348 | 24600 | 25921 | 24259 | 25770 | 23752 | 26676 | 25469 | 25263 | 24313 | 24477 | 21861 | 27348 | 24600 | 25921 | 24259 | 25770 | 23752 | 26676 | 25469 | 25263 | 24313 | 24477 | 21861 | 0.397 | 0.397 | 0.397 | 0.397 | 0.397 | 0.397 | 0.397 | 0.397 | 0.397 | 0.397 | 0.397 | 0.397 | 10857 | 9766 | 10291 | 9631 | 10231 | 9430 | 10590 | 10111 | 10029 | 9652 | 9717 | 8679 | 10857 | 9766 | 10291 | 9631 | 10231 | 9430 | 10590 | 10111 | 10029 | 9652 | 9717 | 8679 | 940.758 | 846.228 | 891.676 | 834.528 | 886.502 | 817.068 | 917.664 | 876.145 | 869.035 | 836.365 | 842.003 | 752.028 | 299709 | 299709 | 118984 | 118984 | 10310 | 2020
57891 | N | . | Guernsey Solar Station | Pacific Gas & Electric Co. | 14328 | CA | PACC | WECC |  | 22 | 1 | Electric Utility | PV | SUN | SUN |  |  |  | 0 | 0 | 0 | 0 | 0 | 0 | 0 | 0 | 0 | 0 | 0 | 0 | 0 | 0 | 0 | 0 | 0 | 0 | 0 | 0 | 0 | 0 | 0 | 0 | 0 | 0 | 0 | 0 | 0 | 0 | 0 | 0 | 0 | 0 | 0 | 0 | 18967 | 25711 | 25159 | 31708 | 41498 | 41323 | 45142 | 38669 | 30363 | 28065 | 22188 | 17567 | 18967 | 25711 | 25159 | 31708 | 41498 | 41323 | 45142 | 38669 | 30363 | 28065 | 22188 | 17567 | 2165.175 | 2934.999 | 2872.075 | 3619.622 | 4737.179 | 4717.285 | 5153.204 | 4414.31 | 3466.104 | 3203.814 | 2532.85 | 2005.383 | 0 | 0 | 366360 | 366360 | 41822 | 2020
57892 | N | . | Gates Solar Station | Pacific Gas & Electric Co. | 14328 | CA | PACC | WECC |  | 22 | 1 | Electric Utility | PV | SUN | SUN |  |  |  | 0 | 0 | 0 | 0 | 0 | 0 | 0 | 0 | 0 | 0 | 0 | 0 | 0 | 0 | 0 | 0 | 0 | 0 | 0 | 0 | 0 | 0 | 0 | 0 | 0 | 0 | 0 | 0 | 0 | 0 | 0 | 0 | 0 | 0 | 0 | 0 | 14068 | 19070 | 18661 | 23518 | 30779 | 30650 | 33483 | 28682 | 22521 | 20817 | 16457 | 13030 | 14068 | 19070 | 18661 | 23518 | 30779 | 30650 | 33483 | 28682 | 22521 | 20817 | 16457 | 13030 | 1605.941 | 2176.933 | 2130.261 | 2684.728 | 3513.636 | 3498.881 | 3822.208 | 3274.159 | 2570.861 | 2376.316 | 1878.653 | 1487.423 | 0 | 0 | 271736 | 271736 | 31020 | 2020
57895 | N | . | Improvement Dst No. 4 | Kern County Water Agency | 57262 | CA | PACC | WECC |  | 22131 | 4 | Commercial NAICS Non-Cogen | PV | SUN | SUN |  |  |  | 0 | 0 | 0 | 0 | 0 | 0 | 0 | 0 | 0 | 0 | 0 | 0 | 0 | 0 | 0 | 0 | 0 | 0 | 0 | 0 | 0 | 0 | 0 | 0 | 0 | 0 | 0 | 0 | 0 | 0 | 0 | 0 | 0 | 0 | 0 | 0 | 247 | 335 | 328 | 413 | 541 | 539 | 588 | 504 | 396 | 366 | 289 | 229 | 247 | 335 | 328 | 413 | 541 | 539 | 588 | 504 | 396 | 366 | 289 | 229 | 28.215 | 38.247 | 37.427 | 47.169 | 61.732 | 61.473 | 67.154 | 57.525 | 45.168 | 41.75 | 33.007 | 26.133 | 0 | 0 | 4775 | 4775 | 545 | 2020
57900 | N | . | Solar Photovoltaic Project #48 | Southern California Edison Co | 17609 | CA | PACC | WECC |  | 22 | 1 | Electric Utility | PV | SUN | SUN |  |  |  | 0 | 0 | 0 | 0 | 0 | 0 | 0 | 0 | 0 | 0 | 0 | 0 | 0 | 0 | 0 | 0 | 0 | 0 | 0 | 0 | 0 | 0 | 0 | 0 | 0 | 0 | 0 | 0 | 0 | 0 | 0 | 0 | 0 | 0 | 0 | 0 | 2823 | 3826 | 3744 | 4719 | 6176 | 6150 | 6718 | 5755 | 4519 | 4177 | 3302 | 2614 | 2823 | 3826 | 3744 | 4719 | 6176 | 6150 | 6718 | 5755 | 4519 | 4177 | 3302 | 2614 | 322.222 | 436.79 | 427.426 | 538.677 | 704.993 | 702.032 | 766.906 | 656.943 | 515.83 | 476.795 | 376.942 | 298.444 | 0 | 0 | 54523 | 54523 | 6224 | 2020
57901 | N | . | El Segundo Energy Center LLC | NRG El Segundo Operations Inc | 13584 | CA | PACC | WECC |  | 22 | 2 | NAICS-22 Non-Cogen | CA | NG | NG |  |  | mcf | 0 | 0 | 0 | 0 | 0 | 0 | 0 | 0 | 0 | 0 | 0 | 0 | 0 | 0 | 0 | 0 | 0 | 0 | 0 | 0 | 0 | 0 | 0 | 0 | 0 | 0 | 0 | 0 | 0 | 0 | 0 | 0 | 0 | 0 | 0 | 0 | 0 | 0 | 0 | 0 | 0 | 0 | 0 | 0 | 0 | 0 | 0 | 0 | 0 | 0 | 0 | 0 | 0 | 0 | 0 | 0 | 0 | 0 | 0 | 0 | 4733 | 1050 | 202 | 1583 | 4899 | 5456 | 14623 | 19455 | 23486 | 20647 | 6906 | 2605 | 0 | 0 | 0 | 0 | 105645 | 2020
57901 | N | . | El Segundo Energy Center LLC | NRG El Segundo Operations Inc | 13584 | CA | PACC | WECC |  | 22 | 2 | NAICS-22 Non-Cogen | CT | NG | NG |  |  | mcf | 202685 | 72389 | 8868 | 54385 | 185697 | 181548 | 472294 | 623578 | 807942 | 633390 | 231201 | 84387 | 202685 | 72389 | 8868 | 54385 | 185697 | 181548 | 472294 | 623578 | 807942 | 633390 | 231201 | 84387 | 1 | 1 | 1 | 1 | 1 | 1 | 1 | 1 | 1 | 1 | 1 | 1 | 202685 | 72389 | 8868 | 54385 | 185697 | 181548 | 472294 | 623578 | 807942 | 633390 | 231201 | 84387 | 202685 | 72389 | 8868 | 54385 | 185697 | 181548 | 472294 | 623578 | 807942 | 633390 | 231201 | 84387 | 16436 | 5805 | 615 | 4562 | 15569 | 14616 | 36661 | 50279 | 66610 | 52718 | 19226 | 7014 | 3558364 | 3558364 | 3558364 | 3558364 | 290111 | 2020
57913 | N | . | Tule Wind LLC | Avangrid Renewables LLC | 15399 | CA | PACC | WECC |  | 22 | 2 | NAICS-22 Non-Cogen | WT | WND | WND |  |  |  | 0 | 0 | 0 | 0 | 0 | 0 | 0 | 0 | 0 | 0 | 0 | 0 | 0 | 0 | 0 | 0 | 0 | 0 | 0 | 0 | 0 | 0 | 0 | 0 | 0 | 0 | 0 | 0 | 0 | 0 | 0 | 0 | 0 | 0 | 0 | 0 | 267434 | 238272 | 387464 | 242267 | 294205 | 334290 | 224747 | 243029 | 37134 | 192045 | 205185 | 318391 | 267434 | 238272 | 387464 | 242267 | 294205 | 334290 | 224747 | 243029 | 37134 | 192045 | 205185 | 318391 | 30529 | 27200 | 44231 | 27656 | 33585 | 38161 | 25656 | 27743 | 4239 | 21923 | 23423 | 36346 | 0 | 0 | 2984463 | 2984463 | 340692 | 2020
57916 | Y | . | Spreckels Sugar Company | Spreckels Sugar Company | 57299 | CA | PACC | WECC |  | 311 | 7 | Industrial NAICS Cogen | ST | BIT | COL |  |  | short tons | 0 | 0 | 0 | 0 | 0 | 0 | 0 | 0 | 0 | 0 | 0 | 0 | 0 | 0 | 0 | 0 | 0 | 0 | 0 | 0 | 0 | 0 | 0 | 0 | 0 | 0 | 0 | 0 | 0 | 0 | 0 | 0 | 0 | 0 | 0 | 0 | 0 | 0 | 0 | 0 | 0 | 0 | 0 | 0 | 0 | 0 | 0 | 0 | 0 | 0 | 0 | 0 | 0 | 0 | 0 | 0 | 0 | 0 | 0 | 0 | 0 | 0 | 0 | 0 | 0 | 0 | 0 | 0 | 0 | 0 | 0 | 0 | 0 | 0 | 0 | 0 | 0 | 2020
57916 | Y | . | Spreckels Sugar Company | Spreckels Sugar Company | 57299 | CA | PACC | WECC |  | 311 | 7 | Industrial NAICS Cogen | ST | NG | NG |  |  | mcf | 89361 | 79052 | 87793 | 62058 | 58349 | 82089 | 114835 | 142712 | 124332 | 129155 | 103193 | 114404 | 7578 | 6703 | 7444 | 5263 | 4948 | 6961 | 9738 | 12101 | 10543 | 10952 | 8751 | 9701 | 1.035 | 1.035 | 1.035 | 1.035 | 1.035 | 1.035 | 1.035 | 1.035 | 1.035 | 1.035 | 1.035 | 1.035 | 92489 | 81819 | 90866 | 64230 | 60391 | 84962 | 118854 | 147707 | 128684 | 133675 | 106805 | 118408 | 7843 | 6938 | 7705 | 5447 | 5121 | 7205 | 10079 | 12525 | 10912 | 11335 | 9057 | 10041 | 1716.802 | 1518.786 | 1686.712 | 1192.289 | 1121.022 | 1577.129 | 2206.248 | 2741.844 | 2388.718 | 2481.373 | 1982.586 | 2197.981 | 1187333 | 100683 | 1228890 | 104208 | 22811.49 | 2020
57959 | N | . | Desert Green Solar Farm LLC | Invenergy Services LLC | 49893 | CA | PACC | WECC |  | 22 | 2 | NAICS-22 Non-Cogen | PV | SUN | SUN |  |  |  | 0 | 0 | 0 | 0 | 0 | 0 | 0 | 0 | 0 | 0 | 0 | 0 | 0 | 0 | 0 | 0 | 0 | 0 | 0 | 0 | 0 | 0 | 0 | 0 | 0 | 0 | 0 | 0 | 0 | 0 | 0 | 0 | 0 | 0 | 0 | 0 | 6195 | 8398 | 8218 | 10357 | 13555 | 13498 | 14745 | 12631 | 9918 | 9167 | 7248 | 5738 | 6195 | 8398 | 8218 | 10357 | 13555 | 13498 | 14745 | 12631 | 9918 | 9167 | 7248 | 5738 | 707.245 | 958.707 | 938.152 | 1182.336 | 1547.382 | 1540.884 | 1683.275 | 1441.918 | 1132.19 | 1046.514 | 827.346 | 655.051 | 0 | 0 | 119668 | 119668 | 13661 | 2020
57962 | N | . | Brookfield Tehachapi 1 | Consolidated Edison Development Inc. | 56769 | CA | PACC | WECC |  | 22 | 2 | NAICS-22 Non-Cogen | WT | WND | WND |  |  |  | 0 | 0 | 0 | 0 | 0 | 0 | 0 | 0 | 0 | 0 | 0 | 0 | 0 | 0 | 0 | 0 | 0 | 0 | 0 | 0 | 0 | 0 | 0 | 0 | 0 | 0 | 0 | 0 | 0 | 0 | 0 | 0 | 0 | 0 | 0 | 0 | 122817 | 125896 | 182503 | 246054 | 251070 | 278437 | 273379 | 232914 | 128942 | 140486 | 107509 | 105575 | 122817 | 125896 | 182503 | 246054 | 251070 | 278437 | 273379 | 232914 | 128942 | 140486 | 107509 | 105575 | 14020.176 | 14371.634 | 20833.668 | 28088.366 | 28660.953 | 31785.027 | 31207.676 | 26588.304 | 14719.378 | 16037.184 | 12272.69 | 12051.944 | 0 | 0 | 2195582 | 2195582 | 250637 | 2020
57971 | N | . | SF Southeast Cogen Plant | City & County of San Francisco | 16612 | CA | PACC | WECC |  | 22132 | 4 | Commercial NAICS Non-Cogen | IC | OBG | ORW |  |  | Mcf | 1088 | 980 | 1033 | 966 | 1027 | 946 | 1063 | 1015 | 1006 | 969 | 975 | 871 | 1088 | 980 | 1033 | 966 | 1027 | 946 | 1063 | 1015 | 1006 | 969 | 975 | 871 | 0.841 | 0.841 | 0.841 | 0.841 | 0.841 | 0.841 | 0.841 | 0.841 | 0.841 | 0.841 | 0.841 | 0.841 | 915 | 824 | 869 | 812 | 864 | 796 | 894 | 854 | 846 | 815 | 820 | 733 | 915 | 824 | 869 | 812 | 864 | 796 | 894 | 854 | 846 | 815 | 820 | 733 | 61.317 | 55.157 | 58.119 | 54.394 | 57.782 | 53.256 | 59.813 | 57.107 | 56.643 | 54.514 | 54.881 | 49.017 | 11939 | 11939 | 10042 | 10042 | 672 | 2020
57977 | Y | . | High Sierra Cogeneration Plant | Plumas Sierra Rural Electric Coop | 57353 | CA | PACC | WECC |  | 22 | 1 | Electric Utility | IC | NG | NG |  |  | mcf | 22610 | 20003 | 22215 | 15703 | 14764 | 20772 | 29058 | 36112 | 31461 | 32681 | 26112 | 28949 | 15068 | 13331 | 14804 | 10465 | 9839 | 13843 | 19364 | 24065 | 20965 | 21779 | 17402 | 19291 | 1.043 | 1.043 | 1.043 | 1.043 | 1.043 | 1.043 | 1.043 | 1.043 | 1.043 | 1.043 | 1.043 | 1.043 | 23582 | 20863 | 23170 | 16378 | 15399 | 21665 | 30307 | 37665 | 32814 | 34086 | 27235 | 30194 | 15716 | 13904 | 15441 | 10915 | 10262 | 14438 | 20197 | 25100 | 21867 | 22716 | 18150 | 20121 | 2343.609 | 2073.298 | 2302.533 | 1627.595 | 1530.308 | 2152.941 | 3011.753 | 3742.895 | 3260.843 | 3387.327 | 2706.431 | 3000.467 | 300440 | 200216 | 313358 | 208827 | 31140 | 2020
57978 | N | . | Lodi Energy Center | Northern California Power Agny | 40613 | CA | PACC | WECC |  | 22 | 1 | Electric Utility | CA | NG | NG |  |  | mcf | 0 | 0 | 0 | 0 | 0 | 0 | 0 | 0 | 0 | 0 | 0 | 0 | 0 | 0 | 0 | 0 | 0 | 0 | 0 | 0 | 0 | 0 | 0 | 0 | 0 | 0 | 0 | 0 | 0 | 0 | 0 | 0 | 0 | 0 | 0 | 0 | 0 | 0 | 0 | 0 | 0 | 0 | 0 | 0 | 0 | 0 | 0 | 0 | 0 | 0 | 0 | 0 | 0 | 0 | 0 | 0 | 0 | 0 | 0 | 0 | 22593 | 0 | 0 | 0 | 0 | 12961 | 26189 | 51497 | 25123 | 30504 | 21103 | 54749 | 0 | 0 | 0 | 0 | 244719 | 2020
57978 | N | . | Lodi Energy Center | Northern California Power Agny | 40613 | CA | PACC | WECC |  | 22 | 1 | Electric Utility | CT | NG | NG |  |  | mcf | 446541 | 0 | 0 | 0 | 0 | 265695 | 529755 | 984819 | 522812 | 597370 | 433516 | 1086656 | 446541 | 0 | 0 | 0 | 0 | 265695 | 529755 | 984819 | 522812 | 597370 | 433516 | 1086656 | 1.044 | 0 | 0 | 0 | 0 | 1.038 | 1.034 | 1.037 | 1.037 | 1.05 | 1.047 | 1.041 | 466189 | 0 | 0 | 0 | 0 | 275791 | 547767 | 1021257 | 542156 | 627239 | 453891 | 1131209 | 466189 | 0 | 0 | 0 | 0 | 275791 | 547767 | 1021257 | 542156 | 627239 | 453891 | 1131209 | 42296 | 0 | 0 | 0 | 0 | 23770 | 48878 | 93569 | 48868 | 57448 | 41310 | 105232 | 4867164 | 4867164 | 5065499 | 5065499 | 461371 | 2020
57988 | N | . | Lincoln Landfill | Energy 2001 Inc | 57362 | CA | PACC | WECC |  | 22 | 2 | NAICS-22 Non-Cogen | IC | LFG | MLG |  |  | mcf | 82156 | 73900 | 77869 | 72879 | 77418 | 71354 | 80139 | 76513 | 75892 | 73039 | 73532 | 65674 | 82156 | 73900 | 77869 | 72879 | 77418 | 71354 | 80139 | 76513 | 75892 | 73039 | 73532 | 65674 | 0.382 | 0.382 | 0.382 | 0.382 | 0.382 | 0.382 | 0.382 | 0.382 | 0.382 | 0.382 | 0.382 | 0.382 | 31384 | 28230 | 29746 | 27840 | 29574 | 27257 | 30613 | 29228 | 28991 | 27901 | 28089 | 25087 | 31384 | 28230 | 29746 | 27840 | 29574 | 27257 | 30613 | 29228 | 28991 | 27901 | 28089 | 25087 | 2647.263 | 2381.257 | 2509.148 | 2348.333 | 2494.586 | 2299.203 | 2582.277 | 2465.442 | 2445.435 | 2353.505 | 2369.368 | 2116.183 | 900365 | 900365 | 343940 | 343940 | 29012 | 2020
57993 | N | . | Desert Sunlight 300, LLC | NextEra Energy Desert Sunlight 300, LLC | 58289 | CA | PACC | WECC |  | 22 | 2 | NAICS-22 Non-Cogen | PV | SUN | SUN |  |  |  | 0 | 0 | 0 | 0 | 0 | 0 | 0 | 0 | 0 | 0 | 0 | 0 | 0 | 0 | 0 | 0 | 0 | 0 | 0 | 0 | 0 | 0 | 0 | 0 | 0 | 0 | 0 | 0 | 0 | 0 | 0 | 0 | 0 | 0 | 0 | 0 | 298623 | 404798 | 396119 | 499222 | 653356 | 650612 | 710734 | 608825 | 478048 | 441873 | 349333 | 276584 | 298623 | 404798 | 396119 | 499222 | 653356 | 650612 | 710734 | 608825 | 478048 | 441873 | 349333 | 276584 | 34089.353 | 46209.785 | 45219.073 | 56988.758 | 74584.007 | 74270.79 | 81134.067 | 69500.624 | 54571.706 | 50442.105 | 39878.191 | 31573.541 | 0 | 0 | 5768127 | 5768127 | 658462 | 2020
58002 | N | . | Alpaugh North | Consolidated Edison Development Inc. | 56769 | CA | PACC | WECC |  | 22 | 2 | NAICS-22 Non-Cogen | PV | SUN | SUN |  |  |  | 0 | 0 | 0 | 0 | 0 | 0 | 0 | 0 | 0 | 0 | 0 | 0 | 0 | 0 | 0 | 0 | 0 | 0 | 0 | 0 | 0 | 0 | 0 | 0 | 0 | 0 | 0 | 0 | 0 | 0 | 0 | 0 | 0 | 0 | 0 | 0 | 20416 | 27675 | 27082 | 34131 | 44669 | 44481 | 48592 | 41624 | 32683 | 30210 | 23883 | 18910 | 20416 | 27675 | 27082 | 34131 | 44669 | 44481 | 48592 | 41624 | 32683 | 30210 | 23883 | 18910 | 2330.634 | 3159.29 | 3091.556 | 3896.231 | 5099.19 | 5077.776 | 5547.007 | 4751.647 | 3730.981 | 3448.647 | 2726.408 | 2158.633 | 0 | 0 | 394356 | 394356 | 45018 | 2020
58003 | N | . | Alpaugh 50 | Consolidated Edison Development Inc. | 56769 | CA | PACC | WECC |  | 22 | 2 | NAICS-22 Non-Cogen | PV | SUN | SUN |  |  |  | 0 | 0 | 0 | 0 | 0 | 0 | 0 | 0 | 0 | 0 | 0 | 0 | 0 | 0 | 0 | 0 | 0 | 0 | 0 | 0 | 0 | 0 | 0 | 0 | 0 | 0 | 0 | 0 | 0 | 0 | 0 | 0 | 0 | 0 | 0 | 0 | 58999 | 79976 | 78261 | 98631 | 129083 | 128541 | 140419 | 120285 | 94448 | 87301 | 69018 | 54645 | 58999 | 79976 | 78261 | 98631 | 129083 | 128541 | 140419 | 120285 | 94448 | 87301 | 69018 | 54645 | 6735.015 | 9129.644 | 8933.909 | 11259.24 | 14735.524 | 14673.642 | 16029.616 | 13731.203 | 10781.704 | 9965.821 | 7878.714 | 6237.968 | 0 | 0 | 1139607 | 1139607 | 130092 | 2020
58007 | N | . | Brea Expansion Plant | Brea Power II | 57384 | CA | PACC | WECC |  | 22 | 2 | NAICS-22 Non-Cogen | CA | LFG | MLG |  |  | mcf | 0 | 0 | 0 | 0 | 0 | 0 | 0 | 0 | 0 | 0 | 0 | 0 | 0 | 0 | 0 | 0 | 0 | 0 | 0 | 0 | 0 | 0 | 0 | 0 | 0 | 0 | 0 | 0 | 0 | 0 | 0 | 0 | 0 | 0 | 0 | 0 | 0 | 0 | 0 | 0 | 0 | 0 | 0 | 0 | 0 | 0 | 0 | 0 | 0 | 0 | 0 | 0 | 0 | 0 | 0 | 0 | 0 | 0 | 0 | 0 | 6232.25 | 5836.49 | 6234.19 | 4967.37 | 6125.55 | 5912.15 | 5777.32 | 5941.25 | 5721.06 | 5700.69 | 5806.42 | 5949.01 | 0 | 0 | 0 | 0 | 70203.75 | 2020
58007 | N | . | Brea Expansion Plant | Brea Power II | 57384 | CA | PACC | WECC |  | 22 | 2 | NAICS-22 Non-Cogen | CT | LFG | MLG |  |  | mcf | 409929 | 386069 | 414942 | 299025 | 410401 | 399709 | 407560 | 392406 | 386941 | 373860 | 393098 | 417612 | 409929 | 386069 | 414942 | 299025 | 410401 | 399709 | 407560 | 392406 | 386941 | 373860 | 393098 | 417612 | 0.5 | 0.49 | 0.5 | 0.51 | 0.5 | 0.5 | 0.49 | 0.49 | 0.49 | 0.51 | 0.5 | 0.51 | 204965 | 189174 | 207471 | 152503 | 205201 | 199855 | 199704 | 192279 | 189601 | 190669 | 196549 | 212982 | 204965 | 189174 | 207471 | 152503 | 205201 | 199855 | 199704 | 192279 | 189601 | 190669 | 196549 | 212982 | 15699.45 | 14926.36 | 15972.99 | 13263.78 | 16658.78 | 15635.43 | 15688.78 | 15016.57 | 14713.93 | 14677.07 | 15227.06 | 16175.72 | 4691552 | 4691552 | 2340953 | 2340953 | 183655.92 | 2020
58034 | N | . | Nickel 1 Solar Facility | Altus Power America Management, LLC | 60281 | CA | PACC | WECC |  | 22 | 2 | NAICS-22 Non-Cogen | PV | SUN | SUN |  |  |  | 0 | 0 | 0 | 0 | 0 | 0 | 0 | 0 | 0 | 0 | 0 | 0 | 0 | 0 | 0 | 0 | 0 | 0 | 0 | 0 | 0 | 0 | 0 | 0 | 0 | 0 | 0 | 0 | 0 | 0 | 0 | 0 | 0 | 0 | 0 | 0 | 1040 | 1410 | 1379 | 1738 | 2275 | 2266 | 2475 | 2120 | 1665 | 1539 | 1217 | 963 | 1040 | 1410 | 1379 | 1738 | 2275 | 2266 | 2475 | 2120 | 1665 | 1539 | 1217 | 963 | 118.713 | 160.919 | 157.469 | 198.455 | 259.728 | 258.637 | 282.538 | 242.026 | 190.038 | 175.657 | 138.87 | 109.95 | 0 | 0 | 20087 | 20087 | 2293 | 2020
58039 | N | . | Axium Modesto Solar | Axium US Solar Holdings LLC | 60898 | CA | PACC | WECC |  | 22 | 2 | NAICS-22 Non-Cogen | PV | SUN | SUN |  |  |  | 0 | 0 | 0 | 0 | 0 | 0 | 0 | 0 | 0 | 0 | 0 | 0 | 0 | 0 | 0 | 0 | 0 | 0 | 0 | 0 | 0 | 0 | 0 | 0 | 0 | 0 | 0 | 0 | 0 | 0 | 0 | 0 | 0 | 0 | 0 | 0 | 27742 | 37605 | 36799 | 46377 | 60696 | 60441 | 66026 | 56559 | 44410 | 41049 | 32452 | 25694 | 27742 | 37605 | 36799 | 46377 | 60696 | 60441 | 66026 | 56559 | 44410 | 41049 | 32452 | 25694 | 3166.843 | 4292.81 | 4200.775 | 5294.159 | 6928.727 | 6899.63 | 7537.217 | 6456.49 | 5069.619 | 4685.986 | 3704.616 | 2933.128 | 0 | 0 | 535850 | 535850 | 61170 | 2020
58053 | N | . | Vitro Flat Glass LLC | Vitro Flat Glass LLC | 60608 | CA | PACC | WECC |  | 339 | 6 | Industrial NAICS Non-Cogen | IC | DFO | DFO |  |  | barrels | 0 | 0 | 0 | 0 | 0 | 0 | 0 | 0 | 0 | 0 | 0 | 0 | 0 | 0 | 0 | 0 | 0 | 0 | 0 | 0 | 0 | 0 | 0 | 0 | 0 | 0 | 0 | 0 | 0 | 0 | 0 | 0 | 0 | 0 | 0 | 0 | 0 | 0 | 0 | 0 | 0 | 0 | 0 | 0 | 0 | 0 | 0 | 0 | 0 | 0 | 0 | 0 | 0 | 0 | 0 | 0 | 0 | 0 | 0 | 0 | 0 | 0 | 0 | 0 | 0 | 0 | 0 | 0 | 0 | 0 | 0 | 0 | 0 | 0 | 0 | 0 | 0 | 2020
58056 | N | . | Irwindale Brew Yard, LLC | Irwindale Brew Yard, LLC | 63952 | CA | PACC | WECC |  | 312 | 6 | Industrial NAICS Non-Cogen | GT | NG | NG |  |  | mcf | 0 | 4 | 0 | 10056 | 316 | 1522 | 0 | 0 | 0 | 0 | 0 | 0 | 0 | 4 | 0 | 10056 | 316 | 1522 | 0 | 0 | 0 | 0 | 0 | 0 | 0 | 1 | 0 | 1.025 | 1 | 1 | 0 | 0 | 0 | 0 | 0 | 0 | 0 | 4 | 0 | 10307 | 316 | 1522 | 0 | 0 | 0 | 0 | 0 | 0 | 0 | 4 | 0 | 10307 | 316 | 1522 | 0 | 0 | 0 | 0 | 0 | 0 | 0 | 0 | 0 | 775 | 23 | 118 | 0 | 0 | 0 | 0 | 0 | 0 | 11898 | 11898 | 12149 | 12149 | 916 | 2020
58056 | N | . | Irwindale Brew Yard, LLC | Irwindale Brew Yard, LLC | 63952 | CA | PACC | WECC |  | 312 | 6 | Industrial NAICS Non-Cogen | IC | OBG | ORW |  |  | Mcf | 5348 | 3188 | 4470 | 5837 | 5031 | 3885 | 3145 | 2800 | 1067 | 0 | 0 | 0 | 5348 | 3188 | 4470 | 5837 | 5031 | 3885 | 3145 | 2800 | 1067 | 0 | 0 | 0 | 0.63 | 0.63 | 0.63 | 0.63 | 0.63 | 0.63 | 0.63 | 0.63 | 0.63 | 0 | 0 | 0 | 3369 | 2008 | 2816 | 3677 | 3170 | 2448 | 1981 | 1764 | 672 | 0 | 0 | 0 | 3369 | 2008 | 2816 | 3677 | 3170 | 2448 | 1981 | 1764 | 672 | 0 | 0 | 0 | 235 | 135 | 182 | 180 | 196 | 158 | 129 | 89 | 36 | 0 | 0 | 0 | 34771 | 34771 | 21905 | 21905 | 1340 | 2020
58056 | N | . | Irwindale Brew Yard, LLC | Irwindale Brew Yard, LLC | 63952 | CA | PACC | WECC |  | 312 | 6 | Industrial NAICS Non-Cogen | PV | SUN | SUN |  |  |  | 0 | 0 | 0 | 0 | 0 | 0 | 0 | 0 | 0 | 0 | 0 | 0 | 0 | 0 | 0 | 0 | 0 | 0 | 0 | 0 | 0 | 0 | 0 | 0 | 0 | 0 | 0 | 0 | 0 | 0 | 0 | 0 | 0 | 0 | 0 | 0 | 2996 | 3714 | 3495 | 2462 | 4739 | 3889 | 4555 | 3557 | 2567 | 2278 | 175 | 0 | 2996 | 3714 | 3495 | 2462 | 4739 | 3889 | 4555 | 3557 | 2567 | 2278 | 175 | 0 | 342 | 424 | 399 | 281 | 541 | 444 | 520 | 406 | 293 | 260 | 20 | 0 | 0 | 0 | 34427 | 34427 | 3930 | 2020
58062 | N | . | Imperial Valley Solar Company 1 LLC | Imperial Irrigation District | 9216 | CA | PACC | WECC |  | 22 | 1 | Electric Utility | PV | SUN | SUN |  |  |  | 0 | 0 | 0 | 0 | 0 | 0 | 0 | 0 | 0 | 0 | 0 | 0 | 0 | 0 | 0 | 0 | 0 | 0 | 0 | 0 | 0 | 0 | 0 | 0 | 0 | 0 | 0 | 0 | 0 | 0 | 0 | 0 | 0 | 0 | 0 | 0 | 19439 | 26351 | 25786 | 32498 | 42532 | 42353 | 46267 | 39633 | 31120 | 28765 | 22741 | 18005 | 19439 | 26351 | 25786 | 32498 | 42532 | 42353 | 46267 | 39633 | 31120 | 28765 | 22741 | 18005 | 2219.118 | 3008.125 | 2943.633 | 3709.806 | 4855.206 | 4834.817 | 5281.597 | 4524.293 | 3552.463 | 3283.637 | 2595.957 | 2055.348 | 0 | 0 | 375490 | 375490 | 42864 | 2020
58073 | N | . | SEPV 1 | CleanCapital | 62060 | CA | PACC | WECC |  | 22 | 2 | NAICS-22 Non-Cogen | PV | SUN | SUN |  |  |  | 0 | 0 | 0 | 0 | 0 | 0 | 0 | 0 | 0 | 0 | 0 | 0 | 0 | 0 | 0 | 0 | 0 | 0 | 0 | 0 | 0 | 0 | 0 | 0 | 0 | 0 | 0 | 0 | 0 | 0 | 0 | 0 | 0 | 0 | 0 | 0 | 1939 | 2628 | 2572 | 3241 | 4242 | 4224 | 4614 | 3953 | 3104 | 2869 | 2268 | 1796 | 1939 | 2628 | 2572 | 3241 | 4242 | 4224 | 4614 | 3953 | 3104 | 2869 | 2268 | 1796 | 221.324 | 300.012 | 293.58 | 369.994 | 484.229 | 482.196 | 526.755 | 451.226 | 354.301 | 327.49 | 258.905 | 204.988 | 0 | 0 | 37450 | 37450 | 4275 | 2020
58074 | N | . | SEPV 2 | CleanCapital | 62060 | CA | PACC | WECC |  | 22 | 2 | NAICS-22 Non-Cogen | PV | SUN | SUN |  |  |  | 0 | 0 | 0 | 0 | 0 | 0 | 0 | 0 | 0 | 0 | 0 | 0 | 0 | 0 | 0 | 0 | 0 | 0 | 0 | 0 | 0 | 0 | 0 | 0 | 0 | 0 | 0 | 0 | 0 | 0 | 0 | 0 | 0 | 0 | 0 | 0 | 1792 | 2429 | 2377 | 2995 | 3920 | 3904 | 4265 | 3653 | 2868 | 2651 | 2096 | 1660 | 1792 | 2429 | 2377 | 2995 | 3920 | 3904 | 4265 | 3653 | 2868 | 2651 | 2096 | 1660 | 204.549 | 277.275 | 271.33 | 341.952 | 447.53 | 445.65 | 486.832 | 417.028 | 327.449 | 302.67 | 239.283 | 189.452 | 0 | 0 | 34610 | 34610 | 3951 | 2020
58076 | N | . | Edwards Air Force Base | Ahana Renewables, LLC | 59622 | CA | PACC | WECC |  | 22 | 2 | NAICS-22 Non-Cogen | PV | SUN | SUN |  |  |  | 0 | 0 | 0 | 0 | 0 | 0 | 0 | 0 | 0 | 0 | 0 | 0 | 0 | 0 | 0 | 0 | 0 | 0 | 0 | 0 | 0 | 0 | 0 | 0 | 0 | 0 | 0 | 0 | 0 | 0 | 0 | 0 | 0 | 0 | 0 | 0 | 1089 | 1477 | 1445 | 1821 | 2383 | 2373 | 2593 | 2221 | 1744 | 1612 | 1274 | 1009 | 1089 | 1477 | 1445 | 1821 | 2383 | 2373 | 2593 | 2221 | 1744 | 1612 | 1274 | 1009 | 124.355 | 168.568 | 164.954 | 207.889 | 272.075 | 270.932 | 295.969 | 253.531 | 199.072 | 184.007 | 145.471 | 115.177 | 0 | 0 | 21041 | 21041 | 2402 | 2020
58083 | Y | . | Fullerton Mill CHP | Kimberly-Clark Worldwide Inc | 57463 | CA | PACC | WECC |  | 322 | 7 | Industrial NAICS Cogen | CA | NG | NG |  |  | mcf | 0 | 0 | 0 | 0 | 0 | 0 | 0 | 0 | 0 | 0 | 0 | 0 | 0 | 0 | 0 | 0 | 0 | 0 | 0 | 0 | 0 | 0 | 0 | 0 | 0 | 0 | 0 | 0 | 0 | 0 | 0 | 0 | 0 | 0 | 0 | 0 | 0 | 0 | 0 | 0 | 0 | 0 | 0 | 0 | 0 | 0 | 0 | 0 | 0 | 0 | 0 | 0 | 0 | 0 | 0 | 0 | 0 | 0 | 0 | 0 | 0 | 0 | 0 | 0 | 0 | 0 | 0 | 0 | 0 | 0 | 0 | 0 | 0 | 0 | 0 | 0 | 0 | 2020
58083 | Y | . | Fullerton Mill CHP | Kimberly-Clark Worldwide Inc | 57463 | CA | PACC | WECC |  | 322 | 7 | Industrial NAICS Cogen | CT | NG | NG |  |  | mcf | 70447 | 43373 | 0 | 0 | 0 | 0 | 0 | 0 | 0 | 0 | 0 | 0 | 25464 | 15330 | 0 | 0 | 0 | 0 | 0 | 0 | 0 | 0 | 0 | 0 | 1.038 | 1.036 | 0 | 0 | 0 | 0 | 0 | 0 | 0 | 0 | 0 | 0 | 73124 | 44934 | 0 | 0 | 0 | 0 | 0 | 0 | 0 | 0 | 0 | 0 | 26432 | 15882 | 0 | 0 | 0 | 0 | 0 | 0 | 0 | 0 | 0 | 0 | 4456 | 2644 | 0 | 0 | 0 | 0 | 0 | 0 | 0 | 0 | 0 | 0 | 113820 | 40794 | 118058 | 42314 | 7100 | 2020
58086 | N | . | Intel Folsom | Tesla Inc. | 60947 | CA | PACC | WECC |  | 22 | 2 | NAICS-22 Non-Cogen | PV | SUN | SUN |  |  |  | 0 | 0 | 0 | 0 | 0 | 0 | 0 | 0 | 0 | 0 | 0 | 0 | 0 | 0 | 0 | 0 | 0 | 0 | 0 | 0 | 0 | 0 | 0 | 0 | 0 | 0 | 0 | 0 | 0 | 0 | 0 | 0 | 0 | 0 | 0 | 0 | 653 | 885 | 866 | 1091 | 1428 | 1422 | 1553 | 1331 | 1045 | 966 | 763 | 604 | 653 | 885 | 866 | 1091 | 1428 | 1422 | 1553 | 1331 | 1045 | 966 | 763 | 604 | 74.497 | 100.987 | 98.822 | 124.543 | 162.996 | 162.311 | 177.31 | 151.886 | 119.261 | 110.236 | 87.15 | 69.001 | 0 | 0 | 12607 | 12607 | 1439 | 2020
58100 | N | . | Kern Oil & Refining Co | Kern Oil & Refining Co | 57477 | CA | PACC | WECC |  | 32411 | 6 | Industrial NAICS Non-Cogen | GT | NG | NG |  |  | mcf | 40003 | 35178 | 37174 | 37312 | 38930 | 40134 | 44358 | 39753 | 39489 | 42184 | 29797 | 36924 | 40003 | 35178 | 37174 | 37312 | 38930 | 40134 | 44358 | 39753 | 39489 | 42184 | 29797 | 36924 | 1.045 | 1.043 | 1.033 | 1.041 | 1.042 | 1.029 | 1.023 | 1.022 | 1.022 | 1.033 | 1.045 | 1.036 | 41803 | 36691 | 38401 | 38842 | 40565 | 41298 | 45378 | 40628 | 40358 | 43576 | 31138 | 38253 | 41803 | 36691 | 38401 | 38842 | 40565 | 41298 | 45378 | 40628 | 40358 | 43576 | 31138 | 38253 | 3040 | 2673 | 2824 | 2835 | 2958 | 3050 | 3372 | 3021 | 3001 | 3206 | 2264 | 2805 | 461236 | 461236 | 476931 | 476931 | 35049 | 2020
58101 | N | . | Foundation Cemex River Plant | Foundation CA Fund VI Manager LLC | 57476 | CA | PACC | WECC |  | 22 | 2 | NAICS-22 Non-Cogen | WT | WND | WND |  |  |  | 0 | 0 | 0 | 0 | 0 | 0 | 0 | 0 | 0 | 0 | 0 | 0 | 0 | 0 | 0 | 0 | 0 | 0 | 0 | 0 | 0 | 0 | 0 | 0 | 0 | 0 | 0 | 0 | 0 | 0 | 0 | 0 | 0 | 0 | 0 | 0 | 1438 | 1474 | 2137 | 2881 | 2940 | 3261 | 3201 | 2727 | 1510 | 1645 | 1259 | 1236 | 1438 | 1474 | 2137 | 2881 | 2940 | 3261 | 3201 | 2727 | 1510 | 1645 | 1259 | 1236 | 164.18 | 168.294 | 243.966 | 328.919 | 335.624 | 372.208 | 365.447 | 311.353 | 172.366 | 187.798 | 143.715 | 141.13 | 0 | 0 | 25709 | 25709 | 2935 | 2020
58102 | N | . | Foundation Cemex BMQ | Foundation CA Fund VI Manager LLC | 57476 | CA | PACC | WECC |  | 22 | 2 | NAICS-22 Non-Cogen | WT | WND | WND |  |  |  | 0 | 0 | 0 | 0 | 0 | 0 | 0 | 0 | 0 | 0 | 0 | 0 | 0 | 0 | 0 | 0 | 0 | 0 | 0 | 0 | 0 | 0 | 0 | 0 | 0 | 0 | 0 | 0 | 0 | 0 | 0 | 0 | 0 | 0 | 0 | 0 | 1707 | 1750 | 2537 | 3420 | 3490 | 3870 | 3800 | 3238 | 1792 | 1953 | 1494 | 1468 | 1707 | 1750 | 2537 | 3420 | 3490 | 3870 | 3800 | 3238 | 1792 | 1953 | 1494 | 1468 | 194.888 | 199.774 | 289.6 | 390.445 | 398.404 | 441.83 | 433.805 | 369.593 | 204.608 | 222.926 | 170.598 | 167.529 | 0 | 0 | 30519 | 30519 | 3484 | 2020
58104 | N | . | Foundation Superior Farms | Foundation CA Fund VI Manager LLC | 57476 | CA | PACC | WECC |  | 311 | 6 | Industrial NAICS Non-Cogen | WT | WND | WND |  |  |  | 0 | 0 | 0 | 0 | 0 | 0 | 0 | 0 | 0 | 0 | 0 | 0 | 0 | 0 | 0 | 0 | 0 | 0 | 0 | 0 | 0 | 0 | 0 | 0 | 0 | 0 | 0 | 0 | 0 | 0 | 0 | 0 | 0 | 0 | 0 | 0 | 482 | 1454 | 1007 | 1025 | 1156 | 1314 | 1209 | 823 | 596 | 999 | 806 | 823 | 482 | 1454 | 1007 | 1025 | 1156 | 1314 | 1209 | 823 | 596 | 999 | 806 | 823 | 55 | 166 | 115 | 117 | 132 | 150 | 138 | 94 | 68 | 114 | 92 | 94 | 0 | 0 | 11694 | 11694 | 1335 | 2020
58105 | N | . | Foundation Wal-Mart Red Bluff | Foundation CA Fund VI Manager LLC | 57476 | CA | PACC | WECC |  | 421 | 4 | Commercial NAICS Non-Cogen | WT | WND | WND |  |  |  | 0 | 0 | 0 | 0 | 0 | 0 | 0 | 0 | 0 | 0 | 0 | 0 | 0 | 0 | 0 | 0 | 0 | 0 | 0 | 0 | 0 | 0 | 0 | 0 | 0 | 0 | 0 | 0 | 0 | 0 | 0 | 0 | 0 | 0 | 0 | 0 | 1183 | 1682 | 1936 | 1130 | 1586 | 1349 | 526 | 543 | 981 | 1542 | 1419 | 1498 | 1183 | 1682 | 1936 | 1130 | 1586 | 1349 | 526 | 543 | 981 | 1542 | 1419 | 1498 | 135 | 192 | 221 | 129 | 181 | 154 | 60 | 62 | 112 | 176 | 162 | 171 | 0 | 0 | 15375 | 15375 | 1755 | 2020
58112 | N | . | Foundation Cemex Madison | Foundation CA Fund V Manager, LLC | 57484 | CA | PACC | WECC |  | 22 | 2 | NAICS-22 Non-Cogen | WT | WND | WND |  |  |  | 0 | 0 | 0 | 0 | 0 | 0 | 0 | 0 | 0 | 0 | 0 | 0 | 0 | 0 | 0 | 0 | 0 | 0 | 0 | 0 | 0 | 0 | 0 | 0 | 0 | 0 | 0 | 0 | 0 | 0 | 0 | 0 | 0 | 0 | 0 | 0 | 871 | 893 | 1295 | 1745 | 1781 | 1975 | 1939 | 1652 | 915 | 997 | 763 | 749 | 871 | 893 | 1295 | 1745 | 1781 | 1975 | 1939 | 1652 | 915 | 997 | 763 | 749 | 99.457 | 101.951 | 147.792 | 199.257 | 203.319 | 225.481 | 221.385 | 188.615 | 104.418 | 113.767 | 87.062 | 85.496 | 0 | 0 | 15575 | 15575 | 1778 | 2020
58113 | N | . | Foundation RRM | Foundation CA Fund V Manager, LLC | 57484 | CA | PACC | WECC |  | 22 | 2 | NAICS-22 Non-Cogen | WT | WND | WND |  |  |  | 0 | 0 | 0 | 0 | 0 | 0 | 0 | 0 | 0 | 0 | 0 | 0 | 0 | 0 | 0 | 0 | 0 | 0 | 0 | 0 | 0 | 0 | 0 | 0 | 0 | 0 | 0 | 0 | 0 | 0 | 0 | 0 | 0 | 0 | 0 | 0 | 4537 | 4650 | 6741 | 9089 | 9274 | 10285 | 10098 | 8603 | 4763 | 5189 | 3971 | 3900 | 4537 | 4650 | 6741 | 9089 | 9274 | 10285 | 10098 | 8603 | 4763 | 5189 | 3971 | 3900 | 517.874 | 530.858 | 769.552 | 1037.525 | 1058.675 | 1174.072 | 1152.745 | 982.116 | 543.703 | 592.38 | 453.327 | 445.173 | 0 | 0 | 81100 | 81100 | 9258 | 2020
58114 | N | . | Foundation NWNA | Foundation CA Fund V Manager, LLC | 57484 | CA | PACC | WECC |  | 22 | 2 | NAICS-22 Non-Cogen | WT | WND | WND |  |  |  | 0 | 0 | 0 | 0 | 0 | 0 | 0 | 0 | 0 | 0 | 0 | 0 | 0 | 0 | 0 | 0 | 0 | 0 | 0 | 0 | 0 | 0 | 0 | 0 | 0 | 0 | 0 | 0 | 0 | 0 | 0 | 0 | 0 | 0 | 0 | 0 | 9589 | 9830 | 14249 | 19211 | 19603 | 21740 | 21345 | 18185 | 10067 | 10969 | 8394 | 8243 | 9589 | 9830 | 14249 | 19211 | 19603 | 21740 | 21345 | 18185 | 10067 | 10969 | 8394 | 8243 | 1094.653 | 1122.095 | 1626.632 | 2193.057 | 2237.763 | 2481.681 | 2436.604 | 2075.937 | 1149.246 | 1252.136 | 958.216 | 940.98 | 0 | 0 | 171425 | 171425 | 19569 | 2020
58118 | N | . | La Joya Del Sol | CleanCapital | 62060 | CA | PACC | WECC |  | 22 | 2 | NAICS-22 Non-Cogen | PV | SUN | SUN |  |  |  | 0 | 0 | 0 | 0 | 0 | 0 | 0 | 0 | 0 | 0 | 0 | 0 | 0 | 0 | 0 | 0 | 0 | 0 | 0 | 0 | 0 | 0 | 0 | 0 | 0 | 0 | 0 | 0 | 0 | 0 | 0 | 0 | 0 | 0 | 0 | 0 | 658 | 892 | 873 | 1100 | 1440 | 1434 | 1566 | 1342 | 1053 | 974 | 770 | 609 | 658 | 892 | 873 | 1100 | 1440 | 1434 | 1566 | 1342 | 1053 | 974 | 770 | 609 | 75.119 | 101.829 | 99.646 | 125.582 | 164.355 | 163.665 | 178.789 | 153.153 | 120.255 | 111.155 | 87.876 | 69.576 | 0 | 0 | 12711 | 12711 | 1451 | 2020
58122 | N | . | Delano Energy Center | Wellhead Services, Inc | 20323 | CA | PACC | WECC |  | 22 | 2 | NAICS-22 Non-Cogen | GT | NG | NG |  |  | mcf | 5421 | 4794 | 5324 | 3764 | 3539 | 4979 | 6964 | 8655 | 7540 | 7833 | 6258 | 6938 | 5421 | 4794 | 5324 | 3764 | 3539 | 4979 | 6964 | 8655 | 7540 | 7833 | 6258 | 6938 | 1.026 | 1.026 | 1.026 | 1.026 | 1.026 | 1.026 | 1.026 | 1.026 | 1.026 | 1.026 | 1.026 | 1.026 | 5562 | 4919 | 5462 | 3862 | 3631 | 5108 | 7145 | 8880 | 7736 | 8037 | 6421 | 7118 | 5562 | 4919 | 5462 | 3862 | 3631 | 5108 | 7145 | 8880 | 7736 | 8037 | 6421 | 7118 | 465.56 | 411.863 | 457.401 | 323.324 | 303.998 | 427.684 | 598.288 | 743.531 | 647.771 | 672.897 | 537.636 | 596.047 | 72009 | 72009 | 73881 | 73881 | 6186 | 2020
58128 | N | . | Kaiser Downey | Bloom Energy 2009 PPA | 56778 | CA | PACC | WECC |  | 22 | 2 | NAICS-22 Non-Cogen | FC | LFG | MLG |  |  | mcf | 0 | 0 | 0 | 0 | 0 | 0 | 0 | 0 | 0 | 0 | 0 | 0 | 0 | 0 | 0 | 0 | 0 | 0 | 0 | 0 | 0 | 0 | 0 | 0 | 0 | 0 | 0 | 0 | 0 | 0 | 0 | 0 | 0 | 0 | 0 | 0 | 0 | 0 | 0 | 0 | 0 | 0 | 0 | 0 | 0 | 0 | 0 | 0 | 0 | 0 | 0 | 0 | 0 | 0 | 0 | 0 | 0 | 0 | 0 | 0 | 0 | 0 | 0 | 0 | 0 | 0 | 0 | 0 | 0 | 0 | 0 | 0 | 0 | 0 | 0 | 0 | 0 | 2020
58128 | N | . | Kaiser Downey | Bloom Energy 2009 PPA | 56778 | CA | PACC | WECC |  | 22 | 2 | NAICS-22 Non-Cogen | FC | NG | NG |  |  | mcf | 3989 | 3529 | 3919 | 2771 | 2605 | 3665 | 5127 | 6371 | 5551 | 5766 | 4607 | 5108 | 3989 | 3529 | 3919 | 2771 | 2605 | 3665 | 5127 | 6371 | 5551 | 5766 | 4607 | 5108 | 1.03 | 1.03 | 1.03 | 1.03 | 1.03 | 1.03 | 1.03 | 1.03 | 1.03 | 1.03 | 1.03 | 1.03 | 4109 | 3635 | 4037 | 2854 | 2683 | 3775 | 5281 | 6562 | 5718 | 5939 | 4745 | 5261 | 4109 | 3635 | 4037 | 2854 | 2683 | 3775 | 5281 | 6562 | 5718 | 5939 | 4745 | 5261 | 511.621 | 452.61 | 502.653 | 355.311 | 334.073 | 469.997 | 657.479 | 817.091 | 711.856 | 739.468 | 590.826 | 655.015 | 53008 | 53008 | 54599 | 54599 | 6798 | 2020
58132 | N | . | Kaiser Ontario | Bloom Energy 2009 PPA | 56778 | CA | PACC | WECC |  | 22 | 2 | NAICS-22 Non-Cogen | FC | NG | NG |  |  | mcf | 3860 | 3413 | 3790 | 2679 | 2519 | 3544 | 4958 | 6161 | 5368 | 5576 | 4455 | 4939 | 3860 | 3413 | 3790 | 2679 | 2519 | 3544 | 4958 | 6161 | 5368 | 5576 | 4455 | 4939 | 1.03 | 1.03 | 1.03 | 1.03 | 1.03 | 1.03 | 1.03 | 1.03 | 1.03 | 1.03 | 1.03 | 1.03 | 3976 | 3515 | 3904 | 2759 | 2595 | 3650 | 5107 | 6346 | 5529 | 5743 | 4589 | 5087 | 3976 | 3515 | 3904 | 2759 | 2595 | 3650 | 5107 | 6346 | 5529 | 5743 | 4589 | 5087 | 506.652 | 448.216 | 497.773 | 351.862 | 330.83 | 465.433 | 651.096 | 809.158 | 704.945 | 732.289 | 585.09 | 648.656 | 51262 | 51262 | 52800 | 52800 | 6732 | 2020
58132 | N | . | Kaiser Ontario | Bloom Energy 2009 PPA | 56778 | CA | PACC | WECC |  | 22 | 2 | NAICS-22 Non-Cogen | FC | OBG | ORW |  |  | Mcf | 0 | 0 | 0 | 0 | 0 | 0 | 0 | 0 | 0 | 0 | 0 | 0 | 0 | 0 | 0 | 0 | 0 | 0 | 0 | 0 | 0 | 0 | 0 | 0 | 0 | 0 | 0 | 0 | 0 | 0 | 0 | 0 | 0 | 0 | 0 | 0 | 0 | 0 | 0 | 0 | 0 | 0 | 0 | 0 | 0 | 0 | 0 | 0 | 0 | 0 | 0 | 0 | 0 | 0 | 0 | 0 | 0 | 0 | 0 | 0 | 0 | 0 | 0 | 0 | 0 | 0 | 0 | 0 | 0 | 0 | 0 | 0 | 0 | 0 | 0 | 0 | 0 | 2020
58148 | N | . | RE Kansas South LLC | RE Kansas South LLC | 58111 | CA | PACC | WECC |  | 22 | 2 | NAICS-22 Non-Cogen | PV | SUN | SUN |  |  |  | 0 | 0 | 0 | 0 | 0 | 0 | 0 | 0 | 0 | 0 | 0 | 0 | 0 | 0 | 0 | 0 | 0 | 0 | 0 | 0 | 0 | 0 | 0 | 0 | 0 | 0 | 0 | 0 | 0 | 0 | 0 | 0 | 0 | 0 | 0 | 0 | 18883 | 25597 | 25049 | 31568 | 41315 | 41142 | 44943 | 38499 | 30229 | 27942 | 22090 | 17490 | 18883 | 25597 | 25049 | 31568 | 41315 | 41142 | 44943 | 38499 | 30229 | 27942 | 22090 | 17490 | 2155.648 | 2922.087 | 2859.439 | 3603.698 | 4716.337 | 4696.531 | 5130.532 | 4394.888 | 3450.855 | 3189.718 | 2521.707 | 1996.56 | 0 | 0 | 364747 | 364747 | 41638 | 2020
58149 | N | . | TA-High Desert LLC | TA-High Desert LLC | 58112 | CA | PACC | WECC |  | 22 | 2 | NAICS-22 Non-Cogen | PV | SUN | SUN |  |  |  | 0 | 0 | 0 | 0 | 0 | 0 | 0 | 0 | 0 | 0 | 0 | 0 | 0 | 0 | 0 | 0 | 0 | 0 | 0 | 0 | 0 | 0 | 0 | 0 | 0 | 0 | 0 | 0 | 0 | 0 | 0 | 0 | 0 | 0 | 0 | 0 | 22556 | 30575 | 29920 | 37707 | 49349 | 49142 | 53683 | 45986 | 36108 | 33376 | 26386 | 20891 | 22556 | 30575 | 29920 | 37707 | 49349 | 49142 | 53683 | 45986 | 36108 | 33376 | 26386 | 20891 | 2574.84 | 3490.321 | 3415.49 | 4304.479 | 5633.485 | 5609.827 | 6128.224 | 5249.526 | 4121.914 | 3809.997 | 3012.082 | 2384.815 | 0 | 0 | 435679 | 435679 | 49735 | 2020
58154 | N | . | North Sky River Energy LLC | North Sky River Energy LLC | 58121 | CA | PACC | WECC |  | 22 | 2 | NAICS-22 Non-Cogen | WT | WND | WND |  |  |  | 0 | 0 | 0 | 0 | 0 | 0 | 0 | 0 | 0 | 0 | 0 | 0 | 0 | 0 | 0 | 0 | 0 | 0 | 0 | 0 | 0 | 0 | 0 | 0 | 0 | 0 | 0 | 0 | 0 | 0 | 0 | 0 | 0 | 0 | 0 | 0 | 209935 | 215197 | 311958 | 420588 | 429162 | 475941 | 467296 | 398127 | 220404 | 240137 | 183768 | 180463 | 209935 | 215197 | 311958 | 420588 | 429162 | 475941 | 467296 | 398127 | 220404 | 240137 | 183768 | 180463 | 23965.141 | 24565.903 | 35611.668 | 48012.361 | 48991.102 | 54331.183 | 53344.299 | 45448.256 | 25160.313 | 27412.882 | 20978.11 | 20600.782 | 0 | 0 | 3752976 | 3752976 | 428422 | 2020
58169 | Y | . | CSUF Trigeneration | California State University at Fullerton | 58104 | CA | PACC | WECC |  | 611 | 5 | Commercial NAICS Cogen | GT | NG | NG |  |  | mcf | 27097 | 27422 | 26830 | 21785 | 23130 | 17479 | 23294 | 28254 | 26934 | 28158 | 26151 | 25620 | 11808 | 12002 | 11473 | 8922 | 9291 | 7109 | 9782 | 12063 | 11519 | 11855 | 11057 | 10622 | 1.032 | 1.032 | 1.032 | 1.032 | 1.032 | 1.032 | 1.032 | 1.032 | 1.032 | 1.032 | 1.032 | 1.032 | 27964 | 28300 | 27689 | 22482 | 23870 | 18038 | 24039 | 29158 | 27796 | 29059 | 26988 | 26440 | 12186 | 12386 | 11840 | 9208 | 9588 | 7336 | 10095 | 12449 | 11888 | 12234 | 11411 | 10962 | 2475 | 2516 | 2404 | 1864 | 1940 | 1482 | 2045 | 2527 | 2413 | 2484 | 2315 | 2222 | 302154 | 127503 | 311823 | 131583 | 26687 | 2020
58169 | Y | . | CSUF Trigeneration | California State University at Fullerton | 58104 | CA | PACC | WECC |  | 611 | 5 | Commercial NAICS Cogen | PV | SUN | SUN |  |  |  | 0 | 0 | 0 | 0 | 0 | 0 | 0 | 0 | 0 | 0 | 0 | 0 | 0 | 0 | 0 | 0 | 0 | 0 | 0 | 0 | 0 | 0 | 0 | 0 | 0 | 0 | 0 | 0 | 0 | 0 | 0 | 0 | 0 | 0 | 0 | 0 | 3311 | 1910 | 4222 | 4187 | 6298 | 5685 | 6693 | 6114 | 4546 | 3846 | 3705 | 2251 | 3311 | 1910 | 4222 | 4187 | 6298 | 5685 | 6693 | 6114 | 4546 | 3846 | 3705 | 2251 | 378 | 218 | 482 | 478 | 719 | 649 | 764 | 698 | 519 | 439 | 423 | 257 | 0 | 0 | 52768 | 52768 | 6024 | 2020
58170 | N | . | Crafton Hills College Solar Farm | San Bernardino Comm College Dist | 58140 | CA | PACC | WECC |  | 611 | 4 | Commercial NAICS Non-Cogen | PV | SUN | SUN |  |  |  | 0 | 0 | 0 | 0 | 0 | 0 | 0 | 0 | 0 | 0 | 0 | 0 | 0 | 0 | 0 | 0 | 0 | 0 | 0 | 0 | 0 | 0 | 0 | 0 | 0 | 0 | 0 | 0 | 0 | 0 | 0 | 0 | 0 | 0 | 0 | 0 | 620 | 841 | 823 | 1037 | 1357 | 1352 | 1477 | 1265 | 993 | 918 | 726 | 575 | 620 | 841 | 823 | 1037 | 1357 | 1352 | 1477 | 1265 | 993 | 918 | 726 | 575 | 70.823 | 96.004 | 93.946 | 118.398 | 154.953 | 154.303 | 168.562 | 144.392 | 113.376 | 104.797 | 82.85 | 65.596 | 0 | 0 | 11984 | 11984 | 1368 | 2020
58198 | Y | . | Parnassus Central Utility Plant | University of California-San Francisco | 58171 | CA | PACC | WECC |  | 611 | 5 | Commercial NAICS Cogen | CA | DFO | DFO |  |  | barrels | 0 | 0 | 0 | 0 | 0 | 0 | 0 | 0 | 0 | 0 | 0 | 0 | 0 | 0 | 0 | 0 | 0 | 0 | 0 | 0 | 0 | 0 | 0 | 0 | 0 | 0 | 0 | 0 | 0 | 0 | 0 | 0 | 0 | 0 | 0 | 0 | 0 | 0 | 0 | 0 | 0 | 0 | 0 | 0 | 0 | 0 | 0 | 0 | 0 | 0 | 0 | 0 | 0 | 0 | 0 | 0 | 0 | 0 | 0 | 0 | 0 | 0 | 0 | 0 | 0 | 0 | 0 | 0.074 | 0.975 | 0 | 4.179 | 0 | 0 | 0 | 0 | 0 | 5.228 | 2020
58198 | Y | . | Parnassus Central Utility Plant | University of California-San Francisco | 58171 | CA | PACC | WECC |  | 611 | 5 | Commercial NAICS Cogen | CA | NG | NG |  |  | mcf | 10881 | 6366 | 9168 | 6369 | 2975 | 1539 | 2003 | 2737 | 837 | 4945 | 9302 | 12556 | 4264 | 3467 | 3998 | 3347 | 2613 | 1539 | 2003 | 2652 | 837 | 2406 | 3463 | 4015 | 1.031 | 1.031 | 1.031 | 1.033 | 1.034 | 1.024 | 1.024 | 1.027 | 1.029 | 1.032 | 1.035 | 1.031 | 11218 | 6563 | 9452 | 6579 | 3076 | 1576 | 2051 | 2811 | 861 | 5103 | 9628 | 12945 | 4396 | 3574 | 4122 | 3457 | 2702 | 1576 | 2051 | 2724 | 861 | 2483 | 3584 | 4139 | 783 | 637 | 734 | 616 | 480 | 417 | 459 | 483.926 | 438.025 | 442 | 637.821 | 737 | 69678 | 34604 | 71863 | 35669 | 6864.772 | 2020
58198 | Y | . | Parnassus Central Utility Plant | University of California-San Francisco | 58171 | CA | PACC | WECC |  | 611 | 5 | Commercial NAICS Cogen | CT | DFO | DFO |  |  | barrels | 0 | 0 | 0 | 0 | 0 | 0 | 0 | 2 | 29 | 0 | 89 | 0 | 0 | 0 | 0 | 0 | 0 | 0 | 0 | 1 | 13 | 0 | 42 | 0 | 0 | 0 | 0 | 0 | 0 | 0 | 0 | 5.863 | 5.863 | 0 | 5.863 | 0 | 0 | 0 | 0 | 0 | 0 | 0 | 0 | 12 | 170 | 0 | 522 | 0 | 0 | 0 | 0 | 0 | 0 | 0 | 0 | 5 | 79 | 0 | 244 | 0 | 0 | 0 | 0 | 0 | 0 | 0 | 0 | 0.849 | 12.226 | 0 | 36.774 | 0 | 120 | 56 | 704 | 328 | 49.849 | 2020
58198 | Y | . | Parnassus Central Utility Plant | University of California-San Francisco | 58171 | CA | PACC | WECC |  | 611 | 5 | Commercial NAICS Cogen | CT | NG | NG |  |  | mcf | 73341 | 69212 | 71486 | 68210 | 72423 | 71923 | 73021 | 72266 | 73372 | 63051 | 67646 | 71004 | 31032 | 29486 | 29801 | 28276 | 30650 | 31759 | 32213 | 31628 | 33462 | 27935 | 28672 | 30143 | 1.031 | 1.031 | 1.031 | 1.033 | 1.034 | 1.024 | 1.024 | 1.027 | 1.029 | 1.032 | 1.035 | 1.031 | 75615 | 71358 | 73702 | 70461 | 74885 | 73649 | 74774 | 74217 | 75500 | 65069 | 70014 | 73205 | 31994 | 30400 | 30725 | 29209 | 31692 | 32521 | 32986 | 32482 | 34432 | 28829 | 29676 | 31077 | 5290 | 5034 | 5061 | 4804 | 5228 | 5247 | 5362 | 5373.151 | 5428.774 | 4672 | 4934.226 | 5139 | 846955 | 365057 | 872449 | 376023 | 61573.151 | 2020
58202 | N | . | RE Victor Phelan Solar One LLC | Gamma Genco CV II LLC | 62949 | CA | PACC | WECC |  | 22 | 2 | NAICS-22 Non-Cogen | PV | SUN | SUN |  |  |  | 0 | 0 | 0 | 0 | 0 | 0 | 0 | 0 | 0 | 0 | 0 | 0 | 0 | 0 | 0 | 0 | 0 | 0 | 0 | 0 | 0 | 0 | 0 | 0 | 0 | 0 | 0 | 0 | 0 | 0 | 0 | 0 | 0 | 0 | 0 | 0 | 20004 | 27116 | 26535 | 33441 | 43766 | 43582 | 47610 | 40783 | 32023 | 29599 | 23401 | 18527 | 20004 | 27116 | 26535 | 33441 | 43766 | 43582 | 47610 | 40783 | 32023 | 29599 | 23401 | 18527 | 2283.524 | 3095.427 | 3029.063 | 3817.472 | 4996.114 | 4975.133 | 5434.879 | 4655.597 | 3655.562 | 3378.935 | 2671.296 | 2114.998 | 0 | 0 | 386387 | 386387 | 44108 | 2020
58204 | N | . | Grassland 3&4 Solar Project | Yolo County of | 56751 | CA | PACC | WECC |  | 22 | 2 | NAICS-22 Non-Cogen | PV | SUN | SUN |  |  |  | 0 | 0 | 0 | 0 | 0 | 0 | 0 | 0 | 0 | 0 | 0 | 0 | 0 | 0 | 0 | 0 | 0 | 0 | 0 | 0 | 0 | 0 | 0 | 0 | 0 | 0 | 0 | 0 | 0 | 0 | 0 | 0 | 0 | 0 | 0 | 0 | 2085 | 2827 | 2766 | 3486 | 4562 | 4543 | 4963 | 4251 | 3338 | 3086 | 2439 | 1931 | 2085 | 2827 | 2766 | 3486 | 4562 | 4543 | 4963 | 4251 | 3338 | 3086 | 2439 | 1931 | 238.044 | 322.68 | 315.762 | 397.949 | 520.816 | 518.628 | 566.554 | 485.319 | 381.071 | 352.234 | 278.467 | 220.476 | 0 | 0 | 40277 | 40277 | 4598 | 2020
58206 | N | . | West Gates Solar Station | Pacific Gas & Electric Co. | 14328 | CA | PACC | WECC |  | 22 | 1 | Electric Utility | PV | SUN | SUN |  |  |  | 0 | 0 | 0 | 0 | 0 | 0 | 0 | 0 | 0 | 0 | 0 | 0 | 0 | 0 | 0 | 0 | 0 | 0 | 0 | 0 | 0 | 0 | 0 | 0 | 0 | 0 | 0 | 0 | 0 | 0 | 0 | 0 | 0 | 0 | 0 | 0 | 8618 | 11682 | 11431 | 14407 | 18855 | 18775 | 20510 | 17570 | 13796 | 12752 | 10081 | 7982 | 8618 | 11682 | 11431 | 14407 | 18855 | 18775 | 20510 | 17570 | 13796 | 12752 | 10081 | 7982 | 983.756 | 1333.529 | 1304.939 | 1644.591 | 2152.357 | 2143.318 | 2341.38 | 2005.66 | 1574.839 | 1455.666 | 1150.811 | 911.154 | 0 | 0 | 166459 | 166459 | 19002 | 2020
58216 | N | . | J.R. Simplot Company | J.R. Simplot Company | 58183 | CA | PACC | WECC |  | 325311 | 6 | Industrial NAICS Non-Cogen | ST | WH | OTH |  |  |  | 0 | 0 | 0 | 0 | 0 | 0 | 0 | 0 | 0 | 0 | 0 | 0 | 0 | 0 | 0 | 0 | 0 | 0 | 0 | 0 | 0 | 0 | 0 | 0 | 0 | 0 | 0 | 0 | 0 | 0 | 0 | 0 | 0 | 0 | 0 | 0 | 8676 | 8191 | 3756 | 8 | 0 | 6653 | 1827 | 15414 | 1088 | 739 | 1096 | 59 | 8676 | 8191 | 3756 | 8 | 0 | 6653 | 1827 | 15414 | 1088 | 739 | 1096 | 59 | 990.37 | 935.08 | 428.74 | 0.97 | 0 | 759.51 | 208.55 | 1759.58 | 124.16 | 84.39 | 125.13 | 6.79 | 0 | 0 | 47507 | 47507 | 5423.27 | 2020
58217 | N | . | Grassland 1&2 Solar Project | Yolo County of | 56751 | CA | PACC | WECC |  | 22 | 2 | NAICS-22 Non-Cogen | PV | SUN | SUN |  |  |  | 0 | 0 | 0 | 0 | 0 | 0 | 0 | 0 | 0 | 0 | 0 | 0 | 0 | 0 | 0 | 0 | 0 | 0 | 0 | 0 | 0 | 0 | 0 | 0 | 0 | 0 | 0 | 0 | 0 | 0 | 0 | 0 | 0 | 0 | 0 | 0 | 1822 | 2470 | 2417 | 3046 | 3987 | 3970 | 4337 | 3715 | 2917 | 2696 | 2132 | 1688 | 1822 | 2470 | 2417 | 3046 | 3987 | 3970 | 4337 | 3715 | 2917 | 2696 | 2132 | 1688 | 208.015 | 281.977 | 275.931 | 347.751 | 455.119 | 453.208 | 495.088 | 424.1 | 333.002 | 307.803 | 243.341 | 192.665 | 0 | 0 | 35197 | 35197 | 4018 | 2020
58223 | Y | . | Hoag Hospital Cogen Plant | Hoag Memorial Presbyterian Hospital | 58195 | CA | PACC | WECC |  | 622 | 5 | Commercial NAICS Cogen | IC | NG | NG |  |  | mcf | 28166 | 28734 | 22934 | 21823 | 27825 | 31817 | 35155 | 34992 | 32422 | 31881 | 27580 | 28817 | 12931 | 12927 | 9369 | 8950 | 11512 | 13207 | 14725 | 13921 | 13290 | 13152 | 12063 | 12659 | 1.038 | 1.033 | 1.036 | 1.034 | 1.036 | 1.035 | 1.021 | 1.023 | 1.021 | 1.023 | 1.037 | 1.03 | 29236 | 29682 | 23760 | 22565 | 28827 | 32931 | 35893 | 35797 | 33103 | 32614 | 28600 | 29682 | 13422 | 13354 | 9706 | 9254 | 11926 | 13669 | 15034 | 14241 | 13569 | 13454 | 12509 | 13039 | 0 | 0 | 0 | 1727.74 | 0 | 0 | 0 | 0 | 2533.3 | 0 | 0 | 0 | 352146 | 148706 | 362690 | 153177 | 4261.04 | 2020
58226 | N | . | Newberry Solar 1 LLC | Newberry Solar 1 LLC | 58197 | CA | PACC | WECC |  | 22 | 2 | NAICS-22 Non-Cogen | PV | SUN | SUN |  |  |  | 0 | 0 | 0 | 0 | 0 | 0 | 0 | 0 | 0 | 0 | 0 | 0 | 0 | 0 | 0 | 0 | 0 | 0 | 0 | 0 | 0 | 0 | 0 | 0 | 0 | 0 | 0 | 0 | 0 | 0 | 0 | 0 | 0 | 0 | 0 | 0 | 1349 | 1829 | 1790 | 2256 | 2952 | 2940 | 3211 | 2751 | 2160 | 1996 | 1578 | 1250 | 1349 | 1829 | 1790 | 2256 | 2952 | 2940 | 3211 | 2751 | 2160 | 1996 | 1578 | 1250 | 154.019 | 208.781 | 204.304 | 257.481 | 336.978 | 335.563 | 366.572 | 314.011 | 246.561 | 227.903 | 180.174 | 142.653 | 0 | 0 | 26062 | 26062 | 2975 | 2020
58227 | N | . | SEPV9 Power Plant | Highlander Solar 2, LLC | 58198 | CA | PACC | WECC |  | 22 | 2 | NAICS-22 Non-Cogen | PV | SUN | SUN |  |  |  | 0 | 0 | 0 | 0 | 0 | 0 | 0 | 0 | 0 | 0 | 0 | 0 | 0 | 0 | 0 | 0 | 0 | 0 | 0 | 0 | 0 | 0 | 0 | 0 | 0 | 0 | 0 | 0 | 0 | 0 | 0 | 0 | 0 | 0 | 0 | 0 | 9367 | 12697 | 12425 | 15659 | 20494 | 20408 | 22294 | 19097 | 14995 | 13860 | 10958 | 8676 | 9367 | 12697 | 12425 | 15659 | 20494 | 20408 | 22294 | 19097 | 14995 | 13860 | 10958 | 8676 | 1069.283 | 1449.464 | 1418.388 | 1787.568 | 2339.479 | 2329.654 | 2544.935 | 2180.028 | 1711.753 | 1582.219 | 1250.861 | 990.368 | 0 | 0 | 180930 | 180930 | 20654 | 2020
58232 | N | . | Tahquitz High School | Sustainable Power Group, LLC | 58661 | CA | PACC | WECC |  | 611 | 4 | Commercial NAICS Non-Cogen | PV | SUN | SUN |  |  |  | 0 | 0 | 0 | 0 | 0 | 0 | 0 | 0 | 0 | 0 | 0 | 0 | 0 | 0 | 0 | 0 | 0 | 0 | 0 | 0 | 0 | 0 | 0 | 0 | 0 | 0 | 0 | 0 | 0 | 0 | 0 | 0 | 0 | 0 | 0 | 0 | 766 | 1038 | 1015 | 1280 | 1675 | 1668 | 1822 | 1561 | 1225 | 1133 | 896 | 709 | 766 | 1038 | 1015 | 1280 | 1675 | 1668 | 1822 | 1561 | 1225 | 1133 | 896 | 709 | 87.39 | 118.461 | 115.921 | 146.094 | 191.2 | 190.397 | 207.991 | 178.168 | 139.897 | 129.311 | 102.23 | 80.94 | 0 | 0 | 14788 | 14788 | 1688 | 2020
58233 | N | . | Wagner Wind LLC | Greenbacker Renewable Energy Corporation | 60025 | CA | PACC | WECC |  | 22 | 2 | NAICS-22 Non-Cogen | WT | WND | WND |  |  |  | 0 | 0 | 0 | 0 | 0 | 0 | 0 | 0 | 0 | 0 | 0 | 0 | 0 | 0 | 0 | 0 | 0 | 0 | 0 | 0 | 0 | 0 | 0 | 0 | 0 | 0 | 0 | 0 | 0 | 0 | 0 | 0 | 0 | 0 | 0 | 0 | 6682 | 6849 | 9929 | 13387 | 13660 | 15148 | 14873 | 12672 | 7015 | 7643 | 5849 | 5744 | 6682 | 6849 | 9929 | 13387 | 13660 | 15148 | 14873 | 12672 | 7015 | 7643 | 5849 | 5744 | 762.774 | 781.894 | 1133.463 | 1528.158 | 1559.31 | 1729.276 | 1697.865 | 1446.547 | 800.813 | 872.509 | 667.7 | 655.691 | 0 | 0 | 119451 | 119451 | 13636 | 2020
58234 | N | . | SEPV 8 | Highlander Solar 1, LLC | 58211 | CA | PACC | WECC |  | 22 | 2 | NAICS-22 Non-Cogen | PV | SUN | SUN |  |  |  | 0 | 0 | 0 | 0 | 0 | 0 | 0 | 0 | 0 | 0 | 0 | 0 | 0 | 0 | 0 | 0 | 0 | 0 | 0 | 0 | 0 | 0 | 0 | 0 | 0 | 0 | 0 | 0 | 0 | 0 | 0 | 0 | 0 | 0 | 0 | 0 | 12604 | 17085 | 16719 | 21070 | 27575 | 27460 | 29997 | 25696 | 20176 | 18650 | 14744 | 11673 | 12604 | 17085 | 16719 | 21070 | 27575 | 27460 | 29997 | 25696 | 20176 | 18650 | 14744 | 11673 | 1438.772 | 1950.327 | 1908.513 | 2405.263 | 3147.887 | 3134.668 | 3424.339 | 2933.338 | 2303.25 | 2128.956 | 1683.096 | 1332.591 | 0 | 0 | 243449 | 243449 | 27791 | 2020
58244 | N | . | West Valley High School Solar | Sustainable Power Group, LLC | 58661 | CA | PACC | WECC |  | 611 | 4 | Commercial NAICS Non-Cogen | PV | SUN | SUN |  |  |  | 0 | 0 | 0 | 0 | 0 | 0 | 0 | 0 | 0 | 0 | 0 | 0 | 0 | 0 | 0 | 0 | 0 | 0 | 0 | 0 | 0 | 0 | 0 | 0 | 0 | 0 | 0 | 0 | 0 | 0 | 0 | 0 | 0 | 0 | 0 | 0 | 661 | 896 | 877 | 1105 | 1447 | 1441 | 1574 | 1348 | 1059 | 978 | 774 | 612 | 661 | 896 | 877 | 1105 | 1447 | 1441 | 1574 | 1348 | 1059 | 978 | 774 | 612 | 75.484 | 102.32 | 100.126 | 126.187 | 165.148 | 164.454 | 179.651 | 153.892 | 120.835 | 111.691 | 88.3 | 69.912 | 0 | 0 | 12772 | 12772 | 1458 | 2020
58249 | N | . | VA Sepulveda Ambulatory Care Center | VA Sepulveda Ambulatory Care Center | 59553 | CA | PACC | WECC |  | 621 | 4 | Commercial NAICS Non-Cogen | PV | SUN | SUN |  |  |  | 0 | 0 | 0 | 0 | 0 | 0 | 0 | 0 | 0 | 0 | 0 | 0 | 0 | 0 | 0 | 0 | 0 | 0 | 0 | 0 | 0 | 0 | 0 | 0 | 0 | 0 | 0 | 0 | 0 | 0 | 0 | 0 | 0 | 0 | 0 | 0 | 1460 | 1979 | 1936 | 2441 | 3194 | 3181 | 3475 | 2976 | 2337 | 2160 | 1708 | 1352 | 1460 | 1979 | 1936 | 2441 | 3194 | 3181 | 3475 | 2976 | 2337 | 2160 | 1708 | 1352 | 166.652 | 225.904 | 221.061 | 278.599 | 364.616 | 363.085 | 396.637 | 339.765 | 266.783 | 246.595 | 194.951 | 154.352 | 0 | 0 | 28199 | 28199 | 3219 | 2020
58251 | Y | . | C&H Sugar Plant | C&H Sugar Company Inc | 58223 | CA | PACC | WECC |  | 311 | 7 | Industrial NAICS Cogen | ST | PUR | OTH |  |  |  | 0 | 0 | 0 | 0 | 0 | 0 | 0 | 0 | 0 | 0 | 0 | 0 | 0 | 0 | 0 | 0 | 0 | 0 | 0 | 0 | 0 | 0 | 0 | 0 | 0 | 0 | 0 | 0 | 0 | 0 | 0 | 0 | 0 | 0 | 0 | 0 | 37852 | 21585 | 31948 | 39534 | 37957 | 38334 | 37361 | 35460 | 41435 | 42696 | 40103 | 43213 | 37852 | 21585 | 31948 | 39534 | 37957 | 38334 | 37361 | 35460 | 41435 | 42696 | 40103 | 43213 | 4321 | 2464 | 3647 | 4513 | 4333 | 4376 | 4265 | 4048 | 4730 | 4874 | 4578 | 4933 | 0 | 0 | 447478 | 447478 | 51082 | 2020
58253 | N | . | CBS Television City | Televison City Studios, LLC. | 63330 | CA | PACC | WECC |  | 512 | 4 | Commercial NAICS Non-Cogen | FC | NG | NG |  |  | mcf | 4951 | 4380 | 4864 | 3438 | 3233 | 4548 | 6362 | 7907 | 6889 | 7156 | 5717 | 6338 | 4951 | 4380 | 4864 | 3438 | 3233 | 4548 | 6362 | 7907 | 6889 | 7156 | 5717 | 6338 | 0.98 | 0.98 | 0.98 | 0.98 | 0.98 | 0.98 | 0.98 | 0.98 | 0.98 | 0.98 | 0.98 | 0.98 | 4852 | 4292 | 4767 | 3369 | 3168 | 4457 | 6235 | 7749 | 6751 | 7013 | 5603 | 6211 | 4852 | 4292 | 4767 | 3369 | 3168 | 4457 | 6235 | 7749 | 6751 | 7013 | 5603 | 6211 | 476.181 | 421.257 | 467.833 | 330.698 | 310.931 | 437.439 | 611.934 | 760.489 | 662.545 | 688.244 | 549.898 | 609.641 | 65783 | 65783 | 64467 | 64467 | 6327.09 | 2020
58253 | N | . | CBS Television City | Televison City Studios, LLC. | 63330 | CA | PACC | WECC |  | 512 | 4 | Commercial NAICS Non-Cogen | PV | SUN | SUN |  |  |  | 0 | 0 | 0 | 0 | 0 | 0 | 0 | 0 | 0 | 0 | 0 | 0 | 0 | 0 | 0 | 0 | 0 | 0 | 0 | 0 | 0 | 0 | 0 | 0 | 0 | 0 | 0 | 0 | 0 | 0 | 0 | 0 | 0 | 0 | 0 | 0 | 529 | 717 | 701 | 884 | 1157 | 1152 | 1259 | 1078 | 847 | 782 | 619 | 490 | 529 | 717 | 701 | 884 | 1157 | 1152 | 1259 | 1078 | 847 | 782 | 619 | 490 | 60.365 | 81.828 | 80.074 | 100.915 | 132.073 | 131.518 | 143.672 | 123.071 | 96.635 | 89.323 | 70.616 | 55.91 | 0 | 0 | 10215 | 10215 | 1166 | 2020
58258 | Y | . | Central Utilities Plant LAX 2 | LAX Airport | 10810 | CA | PACC | WECC |  | 4881 | 5 | Commercial NAICS Cogen | GT | NG | NG |  |  | mcf | 33548 | 27249 | 31040 | 30280 | 35018 | 33592 | 53979 | 67077 | 57806 | 33706 | 32863 | 35503 | 11028 | 8508 | 9776 | 9619 | 10965 | 10577 | 16601 | 19136 | 16946 | 10027 | 10506 | 10871 | 1.035 | 1.035 | 1.035 | 1.035 | 1.035 | 1.035 | 1.035 | 1.035 | 1.035 | 1.035 | 1.035 | 1.035 | 34722 | 28203 | 32126 | 31340 | 36244 | 34768 | 55868 | 69425 | 59829 | 34886 | 34013 | 36746 | 11414 | 8806 | 10118 | 9956 | 11349 | 10947 | 17182 | 19806 | 17539 | 10378 | 10874 | 11251 | 2753.8 | 2124.64 | 2441.18 | 2401.98 | 2738.12 | 2641.1 | 4145.4 | 4778.48 | 4231.64 | 2503.9 | 2623.46 | 2714.6 | 471661 | 144560 | 488170 | 149620 | 36098.3 | 2020
58289 | N | . | Venable Solar 1 | Venable Solar, LLC | 59455 | CA | PACC | WECC |  | 22 | 2 | NAICS-22 Non-Cogen | PV | SUN | SUN |  |  |  | 0 | 0 | 0 | 0 | 0 | 0 | 0 | 0 | 0 | 0 | 0 | 0 | 0 | 0 | 0 | 0 | 0 | 0 | 0 | 0 | 0 | 0 | 0 | 0 | 0 | 0 | 0 | 0 | 0 | 0 | 0 | 0 | 0 | 0 | 0 | 0 | 1521 | 2061 | 2017 | 2542 | 3327 | 3313 | 3619 | 3100 | 2434 | 2250 | 1779 | 1408 | 1521 | 2061 | 2017 | 2542 | 3327 | 3313 | 3619 | 3100 | 2434 | 2250 | 1779 | 1408 | 173.591 | 235.308 | 230.263 | 290.196 | 379.794 | 378.199 | 413.148 | 353.909 | 277.888 | 256.86 | 203.066 | 160.778 | 0 | 0 | 29371 | 29371 | 3353 | 2020
58290 | N | . | Venable Solar 2 | Venable Solar, LLC | 59455 | CA | PACC | WECC |  | 22 | 2 | NAICS-22 Non-Cogen | PV | SUN | SUN |  |  |  | 0 | 0 | 0 | 0 | 0 | 0 | 0 | 0 | 0 | 0 | 0 | 0 | 0 | 0 | 0 | 0 | 0 | 0 | 0 | 0 | 0 | 0 | 0 | 0 | 0 | 0 | 0 | 0 | 0 | 0 | 0 | 0 | 0 | 0 | 0 | 0 | 1521 | 2062 | 2018 | 2543 | 3328 | 3314 | 3620 | 3101 | 2435 | 2251 | 1779 | 1409 | 1521 | 2062 | 2018 | 2543 | 3328 | 3314 | 3620 | 3101 | 2435 | 2251 | 1779 | 1409 | 173.641 | 235.378 | 230.332 | 290.283 | 379.908 | 378.312 | 413.272 | 354.014 | 277.971 | 256.936 | 203.127 | 160.826 | 0 | 0 | 29381 | 29381 | 3354 | 2020
58296 | N | . | Roll Delano 2 | Bloom Energy | 57128 | CA | PACC | WECC |  | 22 | 2 | NAICS-22 Non-Cogen | FC | NG | NG |  |  | mcf | 1761 | 1559 | 1731 | 1224 | 1151 | 1619 | 2264 | 2814 | 2452 | 2547 | 2035 | 2256 | 1761 | 1559 | 1731 | 1224 | 1151 | 1619 | 2264 | 2814 | 2452 | 2547 | 2035 | 2256 | 1.02 | 1.02 | 1.02 | 1.02 | 1.02 | 1.02 | 1.02 | 1.02 | 1.02 | 1.02 | 1.02 | 1.02 | 1796 | 1590 | 1766 | 1248 | 1174 | 1651 | 2309 | 2870 | 2501 | 2598 | 2076 | 2301 | 1796 | 1590 | 1766 | 1248 | 1174 | 1651 | 2309 | 2870 | 2501 | 2598 | 2076 | 2301 | 229.394 | 202.936 | 225.373 | 159.31 | 149.787 | 210.731 | 294.792 | 366.357 | 319.173 | 331.553 | 264.907 | 293.687 | 23413 | 23413 | 23880 | 23880 | 3048 | 2020
58297 | N | . | Roll Delano | Bloom Energy | 57128 | CA | PACC | WECC |  | 22 | 2 | NAICS-22 Non-Cogen | FC | NG | NG |  |  | mcf | 3377 | 2987 | 3318 | 2345 | 2205 | 3102 | 4339 | 5393 | 4698 | 4881 | 3900 | 4323 | 3377 | 2987 | 3318 | 2345 | 2205 | 3102 | 4339 | 5393 | 4698 | 4881 | 3900 | 4323 | 1.02 | 1.02 | 1.02 | 1.02 | 1.02 | 1.02 | 1.02 | 1.02 | 1.02 | 1.02 | 1.02 | 1.02 | 3445 | 3047 | 3384 | 2392 | 2249 | 3164 | 4426 | 5501 | 4792 | 4979 | 3978 | 4409 | 3445 | 3047 | 3384 | 2392 | 2249 | 3164 | 4426 | 5501 | 4792 | 4979 | 3978 | 4409 | 417.697 | 369.518 | 410.374 | 290.082 | 272.743 | 383.713 | 536.777 | 667.086 | 581.171 | 603.714 | 482.36 | 534.765 | 44868 | 44868 | 45766 | 45766 | 5550 | 2020
58298 | N | . | Roll Lost Hills | Bloom Energy | 57128 | CA | PACC | WECC |  | 22 | 2 | NAICS-22 Non-Cogen | FC | NG | NG |  |  | mcf | 1843 | 1630 | 1810 | 1279 | 1203 | 1692 | 2367 | 2942 | 2563 | 2662 | 2127 | 2358 | 1843 | 1630 | 1810 | 1279 | 1203 | 1692 | 2367 | 2942 | 2563 | 2662 | 2127 | 2358 | 1.02 | 1.02 | 1.02 | 1.02 | 1.02 | 1.02 | 1.02 | 1.02 | 1.02 | 1.02 | 1.02 | 1.02 | 1880 | 1663 | 1846 | 1305 | 1227 | 1726 | 2414 | 3001 | 2614 | 2715 | 2170 | 2405 | 1880 | 1663 | 1846 | 1305 | 1227 | 1726 | 2414 | 3001 | 2614 | 2715 | 2170 | 2405 | 224.351 | 198.475 | 220.419 | 155.808 | 146.495 | 206.099 | 288.312 | 358.303 | 312.157 | 324.265 | 259.084 | 287.232 | 24476 | 24476 | 24966 | 24966 | 2981 | 2020
58299 | N | . | Xilinx San Jose | Bloom Energy | 57128 | CA | PACC | WECC |  | 22 | 2 | NAICS-22 Non-Cogen | FC | NG | NG |  |  | mcf | 4247 | 3756 | 4171 | 2949 | 2772 | 3900 | 5456 | 6781 | 5908 | 6137 | 4903 | 5436 | 4247 | 3756 | 4171 | 2949 | 2772 | 3900 | 5456 | 6781 | 5908 | 6137 | 4903 | 5436 | 1.02 | 1.02 | 1.02 | 1.02 | 1.02 | 1.02 | 1.02 | 1.02 | 1.02 | 1.02 | 1.02 | 1.02 | 4332 | 3831 | 4254 | 3008 | 2827 | 3978 | 5565 | 6917 | 6026 | 6260 | 5001 | 5545 | 4332 | 3831 | 4254 | 3008 | 2827 | 3978 | 5565 | 6917 | 6026 | 6260 | 5001 | 5545 | 612.244 | 541.627 | 601.513 | 425.192 | 399.777 | 562.433 | 786.789 | 977.792 | 851.861 | 884.904 | 707.027 | 783.841 | 56416 | 56416 | 57544 | 57544 | 8135 | 2020
58300 | N | . | Honda Torrance | Bloom Energy | 57128 | CA | PACC | WECC |  | 22 | 2 | NAICS-22 Non-Cogen | FC | NG | NG |  |  | mcf | 3054 | 2701 | 3000 | 2121 | 1994 | 2805 | 3924 | 4877 | 4249 | 4413 | 3526 | 3909 | 3054 | 2701 | 3000 | 2121 | 1994 | 2805 | 3924 | 4877 | 4249 | 4413 | 3526 | 3909 | 1.02 | 1.02 | 1.02 | 1.02 | 1.02 | 1.02 | 1.02 | 1.02 | 1.02 | 1.02 | 1.02 | 1.02 | 3115 | 2755 | 3060 | 2163 | 2034 | 2861 | 4002 | 4975 | 4334 | 4501 | 3597 | 3987 | 3115 | 2755 | 3060 | 2163 | 2034 | 2861 | 4002 | 4975 | 4334 | 4501 | 3597 | 3987 | 398.052 | 352.141 | 391.076 | 276.44 | 259.917 | 365.668 | 511.534 | 635.715 | 553.841 | 575.323 | 459.676 | 509.617 | 40573 | 40573 | 41384 | 41384 | 5289 | 2020
58301 | N | . | Juniper Networks Sunnyvale | Bloom Energy | 57128 | CA | PACC | WECC |  | 22 | 2 | NAICS-22 Non-Cogen | FC | NG | NG |  |  | mcf | 3831 | 3389 | 3763 | 2660 | 2501 | 3519 | 4922 | 6117 | 5329 | 5536 | 4423 | 4904 | 3831 | 3389 | 3763 | 2660 | 2501 | 3519 | 4922 | 6117 | 5329 | 5536 | 4423 | 4904 | 1.02 | 1.02 | 1.02 | 1.02 | 1.02 | 1.02 | 1.02 | 1.02 | 1.02 | 1.02 | 1.02 | 1.02 | 3908 | 3457 | 3838 | 2713 | 2551 | 3589 | 5020 | 6239 | 5436 | 5647 | 4511 | 5002 | 3908 | 3457 | 3838 | 2713 | 2551 | 3589 | 5020 | 6239 | 5436 | 5647 | 4511 | 5002 | 534.046 | 472.451 | 524.688 | 370.887 | 348.718 | 490.6 | 686.3 | 852.909 | 743.062 | 771.884 | 616.726 | 683.729 | 50894 | 50894 | 51911 | 51911 | 7096 | 2020
58302 | N | . | Life Technologies Carlsbad | Bloom Energy | 57128 | CA | PACC | WECC |  | 22 | 2 | NAICS-22 Non-Cogen | FC | NG | NG |  |  | mcf | 3871 | 3423 | 3801 | 2687 | 2526 | 3554 | 4972 | 6179 | 5384 | 5592 | 4468 | 4954 | 3871 | 3423 | 3801 | 2687 | 2526 | 3554 | 4972 | 6179 | 5384 | 5592 | 4468 | 4954 | 1.02 | 1.02 | 1.02 | 1.02 | 1.02 | 1.02 | 1.02 | 1.02 | 1.02 | 1.02 | 1.02 | 1.02 | 3948 | 3491 | 3877 | 2741 | 2577 | 3625 | 5071 | 6303 | 5492 | 5704 | 4557 | 5053 | 3948 | 3491 | 3877 | 2741 | 2577 | 3625 | 5071 | 6303 | 5492 | 5704 | 4557 | 5053 | 593.806 | 525.315 | 583.397 | 412.387 | 387.737 | 545.495 | 763.093 | 948.344 | 826.206 | 858.253 | 685.733 | 760.234 | 51411 | 51411 | 52439 | 52439 | 7890 | 2020
58303 | N | . | Taylor Farms Salinas | Bloom Energy | 57128 | CA | PACC | WECC |  | 22 | 2 | NAICS-22 Non-Cogen | FC | NG | NG |  |  | mcf | 4310 | 3814 | 4235 | 2994 | 2815 | 3960 | 5540 | 6885 | 5998 | 6231 | 4978 | 5519 | 4310 | 3814 | 4235 | 2994 | 2815 | 3960 | 5540 | 6885 | 5998 | 6231 | 4978 | 5519 | 1.02 | 1.02 | 1.02 | 1.02 | 1.02 | 1.02 | 1.02 | 1.02 | 1.02 | 1.02 | 1.02 | 1.02 | 4396 | 3890 | 4320 | 3054 | 2871 | 4039 | 5651 | 7023 | 6118 | 6356 | 5078 | 5629 | 4396 | 3890 | 4320 | 3054 | 2871 | 4039 | 5651 | 7023 | 6118 | 6356 | 5078 | 5629 | 661.916 | 585.57 | 650.314 | 459.689 | 432.211 | 608.064 | 850.622 | 1057.121 | 920.973 | 956.697 | 764.389 | 847.434 | 57279 | 57279 | 58425 | 58425 | 8795 | 2020
58304 | N | . | Kingsburg Solar | Tulare PV II LLC | 58269 | CA | PACC | WECC |  | 22 | 2 | NAICS-22 Non-Cogen | PV | SUN | SUN |  |  |  | 0 | 0 | 0 | 0 | 0 | 0 | 0 | 0 | 0 | 0 | 0 | 0 | 0 | 0 | 0 | 0 | 0 | 0 | 0 | 0 | 0 | 0 | 0 | 0 | 0 | 0 | 0 | 0 | 0 | 0 | 0 | 0 | 0 | 0 | 0 | 0 | 3041 | 4123 | 4034 | 5084 | 6654 | 6626 | 7238 | 6200 | 4869 | 4500 | 3558 | 2817 | 3041 | 4123 | 4034 | 5084 | 6654 | 6626 | 7238 | 6200 | 4869 | 4500 | 3558 | 2817 | 347.177 | 470.616 | 460.526 | 580.393 | 759.589 | 756.399 | 826.297 | 707.818 | 555.777 | 513.719 | 406.133 | 321.556 | 0 | 0 | 58744 | 58744 | 6706 | 2020
58306 | N | . | Exeter Solar | Tulare PV I LLC | 58268 | CA | PACC | WECC |  | 22 | 2 | NAICS-22 Non-Cogen | PV | SUN | SUN |  |  |  | 0 | 0 | 0 | 0 | 0 | 0 | 0 | 0 | 0 | 0 | 0 | 0 | 0 | 0 | 0 | 0 | 0 | 0 | 0 | 0 | 0 | 0 | 0 | 0 | 0 | 0 | 0 | 0 | 0 | 0 | 0 | 0 | 0 | 0 | 0 | 0 | 3024 | 4099 | 4011 | 5055 | 6616 | 6589 | 7197 | 6165 | 4841 | 4475 | 3538 | 2801 | 3024 | 4099 | 4011 | 5055 | 6616 | 6589 | 7197 | 6165 | 4841 | 4475 | 3538 | 2801 | 345.209 | 467.949 | 457.917 | 577.104 | 755.285 | 752.113 | 821.615 | 703.807 | 552.627 | 510.808 | 403.832 | 319.734 | 0 | 0 | 58411 | 58411 | 6668 | 2020
58307 | N | . | Ivanhoe Solar | Tulare PV I LLC | 58268 | CA | PACC | WECC |  | 22 | 2 | NAICS-22 Non-Cogen | PV | SUN | SUN |  |  |  | 0 | 0 | 0 | 0 | 0 | 0 | 0 | 0 | 0 | 0 | 0 | 0 | 0 | 0 | 0 | 0 | 0 | 0 | 0 | 0 | 0 | 0 | 0 | 0 | 0 | 0 | 0 | 0 | 0 | 0 | 0 | 0 | 0 | 0 | 0 | 0 | 2921 | 3960 | 3875 | 4883 | 6391 | 6364 | 6952 | 5955 | 4676 | 4322 | 3417 | 2706 | 2921 | 3960 | 3875 | 4883 | 6391 | 6364 | 6952 | 5955 | 4676 | 4322 | 3417 | 2706 | 333.458 | 452.019 | 442.328 | 557.458 | 729.572 | 726.508 | 793.644 | 679.847 | 533.814 | 493.419 | 390.084 | 308.849 | 0 | 0 | 56422 | 56422 | 6441 | 2020
58308 | N | . | Lindsay Solar | Tulare PV I LLC | 58268 | CA | PACC | WECC |  | 22 | 2 | NAICS-22 Non-Cogen | PV | SUN | SUN |  |  |  | 0 | 0 | 0 | 0 | 0 | 0 | 0 | 0 | 0 | 0 | 0 | 0 | 0 | 0 | 0 | 0 | 0 | 0 | 0 | 0 | 0 | 0 | 0 | 0 | 0 | 0 | 0 | 0 | 0 | 0 | 0 | 0 | 0 | 0 | 0 | 0 | 3345 | 4534 | 4437 | 5591 | 7318 | 7287 | 7960 | 6819 | 5354 | 4949 | 3913 | 3098 | 3345 | 4534 | 4437 | 5591 | 7318 | 7287 | 7960 | 6819 | 5354 | 4949 | 3913 | 3098 | 381.814 | 517.565 | 506.469 | 638.294 | 835.366 | 831.858 | 908.729 | 778.431 | 611.222 | 564.969 | 446.649 | 353.634 | 0 | 0 | 64605 | 64605 | 7375 | 2020
58309 | N | . | Porterville Solar | Tulare PV I LLC | 58268 | CA | PACC | WECC |  | 22 | 2 | NAICS-22 Non-Cogen | PV | SUN | SUN |  |  |  | 0 | 0 | 0 | 0 | 0 | 0 | 0 | 0 | 0 | 0 | 0 | 0 | 0 | 0 | 0 | 0 | 0 | 0 | 0 | 0 | 0 | 0 | 0 | 0 | 0 | 0 | 0 | 0 | 0 | 0 | 0 | 0 | 0 | 0 | 0 | 0 | 2982 | 4043 | 3956 | 4986 | 6525 | 6498 | 7098 | 6080 | 4774 | 4413 | 3489 | 2762 | 2982 | 4043 | 3956 | 4986 | 6525 | 6498 | 7098 | 6080 | 4774 | 4413 | 3489 | 2762 | 340.445 | 461.493 | 451.599 | 569.142 | 744.864 | 741.736 | 810.279 | 694.096 | 545.003 | 503.761 | 398.26 | 315.322 | 0 | 0 | 57606 | 57606 | 6576 | 2020
58320 | N | . | G2 Energy Hay Rd | G2 Energy LLC | 56440 | CA | PACC | WECC |  | 22 | 2 | NAICS-22 Non-Cogen | IC | LFG | MLG |  |  | mcf | 24051 | 21633 | 22795 | 21334 | 22663 | 20888 | 23459 | 22398 | 22216 | 21381 | 21525 | 19225 | 24051 | 21633 | 22795 | 21334 | 22663 | 20888 | 23459 | 22398 | 22216 | 21381 | 21525 | 19225 | 0.493 | 0.493 | 0.493 | 0.493 | 0.493 | 0.493 | 0.493 | 0.493 | 0.493 | 0.493 | 0.493 | 0.493 | 11857 | 10665 | 11238 | 10518 | 11173 | 10298 | 11565 | 11042 | 10952 | 10541 | 10612 | 9478 | 11857 | 10665 | 11238 | 10518 | 11173 | 10298 | 11565 | 11042 | 10952 | 10541 | 10612 | 9478 | 1144.97 | 1029.919 | 1085.233 | 1015.679 | 1078.935 | 994.43 | 1116.862 | 1066.33 | 1057.677 | 1017.916 | 1024.777 | 915.272 | 263568 | 263568 | 129939 | 129939 | 12548 | 2020
58354 | N | . | Radiance Solar 4 | Greenbacker Renewable Energy Corporation | 60025 | CA | PACC | WECC |  | 22 | 2 | NAICS-22 Non-Cogen | PV | SUN | SUN |  |  |  | 0 | 0 | 0 | 0 | 0 | 0 | 0 | 0 | 0 | 0 | 0 | 0 | 0 | 0 | 0 | 0 | 0 | 0 | 0 | 0 | 0 | 0 | 0 | 0 | 0 | 0 | 0 | 0 | 0 | 0 | 0 | 0 | 0 | 0 | 0 | 0 | 1423 | 1929 | 1887 | 2378 | 3113 | 3100 | 3386 | 2901 | 2277 | 2105 | 1664 | 1318 | 1423 | 1929 | 1887 | 2378 | 3113 | 3100 | 3386 | 2901 | 2277 | 2105 | 1664 | 1318 | 162.405 | 220.15 | 215.43 | 271.502 | 355.328 | 353.836 | 386.533 | 331.11 | 259.987 | 240.313 | 189.985 | 150.421 | 0 | 0 | 27481 | 27481 | 3137 | 2020
58355 | N | . | Radiance Solar 5 | Greenbacker Renewable Energy Corporation | 60025 | CA | PACC | WECC |  | 22 | 2 | NAICS-22 Non-Cogen | PV | SUN | SUN |  |  |  | 0 | 0 | 0 | 0 | 0 | 0 | 0 | 0 | 0 | 0 | 0 | 0 | 0 | 0 | 0 | 0 | 0 | 0 | 0 | 0 | 0 | 0 | 0 | 0 | 0 | 0 | 0 | 0 | 0 | 0 | 0 | 0 | 0 | 0 | 0 | 0 | 1467 | 1988 | 1946 | 2452 | 3209 | 3195 | 3491 | 2990 | 2348 | 2170 | 1716 | 1358 | 1467 | 1988 | 1946 | 2452 | 3209 | 3195 | 3491 | 2990 | 2348 | 2170 | 1716 | 1358 | 167.426 | 226.957 | 222.091 | 279.897 | 366.315 | 364.777 | 398.486 | 341.349 | 268.026 | 247.744 | 195.86 | 155.072 | 0 | 0 | 28330 | 28330 | 3234 | 2020
58366 | N | . | Atwell Island | SPS Atwell Island LLC | 58355 | CA | PACC | WECC |  | 22 | 2 | NAICS-22 Non-Cogen | PV | SUN | SUN |  |  |  | 0 | 0 | 0 | 0 | 0 | 0 | 0 | 0 | 0 | 0 | 0 | 0 | 0 | 0 | 0 | 0 | 0 | 0 | 0 | 0 | 0 | 0 | 0 | 0 | 0 | 0 | 0 | 0 | 0 | 0 | 0 | 0 | 0 | 0 | 0 | 0 | 14881 | 20172 | 19740 | 24878 | 32559 | 32422 | 35418 | 30339 | 23822 | 22020 | 17408 | 13783 | 14881 | 20172 | 19740 | 24878 | 32559 | 32422 | 35418 | 30339 | 23822 | 22020 | 17408 | 13783 | 1698.767 | 2302.763 | 2253.393 | 2839.909 | 3716.729 | 3701.121 | 4043.137 | 3463.41 | 2719.46 | 2513.671 | 1987.242 | 1573.398 | 0 | 0 | 287442 | 287442 | 32813 | 2020
58373 | N | . | White River Solar | Consolidated Edison Development Inc. | 56769 | CA | PACC | WECC |  | 22 | 2 | NAICS-22 Non-Cogen | PV | SUN | SUN |  |  |  | 0 | 0 | 0 | 0 | 0 | 0 | 0 | 0 | 0 | 0 | 0 | 0 | 0 | 0 | 0 | 0 | 0 | 0 | 0 | 0 | 0 | 0 | 0 | 0 | 0 | 0 | 0 | 0 | 0 | 0 | 0 | 0 | 0 | 0 | 0 | 0 | 22386 | 30345 | 29694 | 37423 | 48977 | 48772 | 53278 | 45639 | 35836 | 33124 | 26187 | 20733 | 22386 | 30345 | 29694 | 37423 | 48977 | 48772 | 53278 | 45639 | 35836 | 33124 | 26187 | 20733 | 2555.425 | 3464.004 | 3389.738 | 4272.023 | 5591.008 | 5567.529 | 6082.018 | 5209.945 | 4090.835 | 3781.27 | 2989.371 | 2366.834 | 0 | 0 | 432394 | 432394 | 49360 | 2020
58374 | N | . | Corcoran Solar | Consolidated Edison Development Inc. | 56769 | CA | PACC | WECC |  | 22 | 2 | NAICS-22 Non-Cogen | PV | SUN | SUN |  |  |  | 0 | 0 | 0 | 0 | 0 | 0 | 0 | 0 | 0 | 0 | 0 | 0 | 0 | 0 | 0 | 0 | 0 | 0 | 0 | 0 | 0 | 0 | 0 | 0 | 0 | 0 | 0 | 0 | 0 | 0 | 0 | 0 | 0 | 0 | 0 | 0 | 22498 | 30498 | 29844 | 37612 | 49224 | 49018 | 53547 | 45869 | 36016 | 33291 | 26319 | 20838 | 22498 | 30498 | 29844 | 37612 | 49224 | 49018 | 53547 | 45869 | 36016 | 33291 | 26319 | 20838 | 2568.316 | 3481.478 | 3406.837 | 4293.574 | 5619.213 | 5595.615 | 6112.699 | 5236.227 | 4111.472 | 3800.344 | 3004.452 | 2378.773 | 0 | 0 | 434574 | 434574 | 49609 | 2020
58376 | N | . | Oakley Solar Project | Oakley Solar Project LLC | 58363 | CA | PACC | WECC |  | 22 | 2 | NAICS-22 Non-Cogen | PV | SUN | SUN |  |  |  | 0 | 0 | 0 | 0 | 0 | 0 | 0 | 0 | 0 | 0 | 0 | 0 | 0 | 0 | 0 | 0 | 0 | 0 | 0 | 0 | 0 | 0 | 0 | 0 | 0 | 0 | 0 | 0 | 0 | 0 | 0 | 0 | 0 | 0 | 0 | 0 | 1002 | 1358 | 1329 | 1675 | 2192 | 2183 | 2384 | 2042 | 1604 | 1482 | 1172 | 928 | 1002 | 1358 | 1329 | 1675 | 2192 | 2183 | 2384 | 2042 | 1604 | 1482 | 1172 | 928 | 114.362 | 155.024 | 151.7 | 191.185 | 250.213 | 249.163 | 272.188 | 233.16 | 183.076 | 169.223 | 133.783 | 105.923 | 0 | 0 | 19351 | 19351 | 2209 | 2020
58379 | N | . | Cold Canyon 1 | Toro Energy of California SLO | 58366 | CA | PACC | WECC |  | 22 | 2 | NAICS-22 Non-Cogen | IC | LFG | MLG |  |  | mcf | 41242 | 37100 | 39092 | 36587 | 38866 | 35822 | 40232 | 38412 | 38100 | 36668 | 36915 | 32970 | 41242 | 37100 | 39092 | 36587 | 38866 | 35822 | 40232 | 38412 | 38100 | 36668 | 36915 | 32970 | 0.52 | 0.52 | 0.52 | 0.52 | 0.52 | 0.52 | 0.52 | 0.52 | 0.52 | 0.52 | 0.52 | 0.52 | 21446 | 19292 | 20328 | 19025 | 20210 | 18627 | 20921 | 19974 | 19812 | 19067 | 19196 | 17144 | 21446 | 19292 | 20328 | 19025 | 20210 | 18627 | 20921 | 19974 | 19812 | 19067 | 19196 | 17144 | 989.942 | 890.468 | 938.292 | 878.156 | 932.847 | 859.784 | 965.639 | 921.949 | 914.467 | 880.09 | 886.022 | 791.344 | 452006 | 452006 | 235042 | 235042 | 10849 | 2020
58388 | N | . | Solar Star 1 | Solar Star California XIX, LLC | 59873 | CA | PACC | WECC |  | 22 | 2 | NAICS-22 Non-Cogen | PV | SUN | SUN |  |  |  | 0 | 0 | 0 | 0 | 0 | 0 | 0 | 0 | 0 | 0 | 0 | 0 | 0 | 0 | 0 | 0 | 0 | 0 | 0 | 0 | 0 | 0 | 0 | 0 | 0 | 0 | 0 | 0 | 0 | 0 | 0 | 0 | 0 | 0 | 0 | 0 | 442792 | 539634 | 496981 | 532731 | 710944 | 790739 | 935314 | 773622 | 619779 | 564442 | 456641 | 374946 | 442792 | 539634 | 496981 | 532731 | 710944 | 790739 | 935314 | 773622 | 619779 | 564442 | 456641 | 374946 | 50547 | 61602 | 56733 | 60814 | 81158 | 90267 | 106771 | 88313 | 70751 | 64434 | 52128 | 42802 | 0 | 0 | 7238565 | 7238565 | 826320 | 2020
58389 | N | . | Solar Star 2 | Solar Star California XX, LLC | 59872 | CA | PACC | WECC |  | 22 | 2 | NAICS-22 Non-Cogen | PV | SUN | SUN |  |  |  | 0 | 0 | 0 | 0 | 0 | 0 | 0 | 0 | 0 | 0 | 0 | 0 | 0 | 0 | 0 | 0 | 0 | 0 | 0 | 0 | 0 | 0 | 0 | 0 | 0 | 0 | 0 | 0 | 0 | 0 | 0 | 0 | 0 | 0 | 0 | 0 | 386535 | 463562 | 443519 | 478927 | 632183 | 691252 | 818184 | 678900 | 546212 | 505426 | 400025 | 331627 | 386535 | 463562 | 443519 | 478927 | 632183 | 691252 | 818184 | 678900 | 546212 | 505426 | 400025 | 331627 | 44125 | 52918 | 50630 | 54672 | 72167 | 78910 | 93400 | 77500 | 62353 | 57697 | 45665 | 37857 | 0 | 0 | 6376352 | 6376352 | 727894 | 2020
58394 | N | . | Alta Wind X | NRG Yield LLC | 60015 | CA | PACC | WECC |  | 22 | 2 | NAICS-22 Non-Cogen | WT | WND | WND |  |  |  | 0 | 0 | 0 | 0 | 0 | 0 | 0 | 0 | 0 | 0 | 0 | 0 | 0 | 0 | 0 | 0 | 0 | 0 | 0 | 0 | 0 | 0 | 0 | 0 | 0 | 0 | 0 | 0 | 0 | 0 | 0 | 0 | 0 | 0 | 0 | 0 | 170205 | 174472 | 252921 | 340994 | 347945 | 385871 | 378862 | 322783 | 178694 | 194692 | 148991 | 146311 | 170205 | 174472 | 252921 | 340994 | 347945 | 385871 | 378862 | 322783 | 178694 | 194692 | 148991 | 146311 | 19429.843 | 19916.913 | 28872.314 | 38926.231 | 39719.749 | 44049.243 | 43249.123 | 36847.371 | 20398.833 | 22225.113 | 17008.094 | 16702.173 | 0 | 0 | 3042741 | 3042741 | 347345 | 2020
58395 | N | . | Alta Wind XI | NRG Yield LLC | 60015 | CA | PACC | WECC |  | 22 | 2 | NAICS-22 Non-Cogen | WT | WND | WND |  |  |  | 0 | 0 | 0 | 0 | 0 | 0 | 0 | 0 | 0 | 0 | 0 | 0 | 0 | 0 | 0 | 0 | 0 | 0 | 0 | 0 | 0 | 0 | 0 | 0 | 0 | 0 | 0 | 0 | 0 | 0 | 0 | 0 | 0 | 0 | 0 | 0 | 105265 | 107904 | 156421 | 210890 | 215189 | 238645 | 234310 | 199627 | 110514 | 120409 | 92144 | 90487 | 105265 | 107904 | 156421 | 210890 | 215189 | 238645 | 234310 | 199627 | 110514 | 120409 | 92144 | 90487 | 12016.527 | 12317.757 | 17856.289 | 24074.206 | 24564.963 | 27242.569 | 26747.729 | 22788.52 | 12615.804 | 13745.28 | 10518.777 | 10329.579 | 0 | 0 | 1881805 | 1881805 | 214818 | 2020
58397 | N | . | Ameresco Johnson Canyon | Ameresco Johnson Canyon LLC | 58382 | CA | PACC | WECC |  | 22 | 2 | NAICS-22 Non-Cogen | IC | LFG | MLG |  |  | mcf | 21336 | 19192 | 20223 | 18927 | 20106 | 18531 | 20812 | 19871 | 19710 | 18969 | 19096 | 17056 | 21336 | 19192 | 20223 | 18927 | 20106 | 18531 | 20812 | 19871 | 19710 | 18969 | 19096 | 17056 | 0.485 | 0.485 | 0.485 | 0.485 | 0.485 | 0.485 | 0.485 | 0.485 | 0.485 | 0.485 | 0.485 | 0.485 | 10348 | 9308 | 9808 | 9180 | 9751 | 8988 | 10094 | 9637 | 9559 | 9200 | 9262 | 8272 | 10348 | 9308 | 9808 | 9180 | 9751 | 8988 | 10094 | 9637 | 9559 | 9200 | 9262 | 8272 | 964.483 | 867.568 | 914.163 | 855.573 | 908.858 | 837.673 | 940.806 | 898.239 | 890.95 | 857.457 | 863.237 | 770.993 | 233829 | 233829 | 113407 | 113407 | 10570 | 2020
58398 | N | . | Heber Solar | Axium US Solar Holdings LLC | 60898 | CA | PACC | WECC |  | 22 | 2 | NAICS-22 Non-Cogen | PV | SUN | SUN |  |  |  | 0 | 0 | 0 | 0 | 0 | 0 | 0 | 0 | 0 | 0 | 0 | 0 | 0 | 0 | 0 | 0 | 0 | 0 | 0 | 0 | 0 | 0 | 0 | 0 | 0 | 0 | 0 | 0 | 0 | 0 | 0 | 0 | 0 | 0 | 0 | 0 | 11128 | 15084 | 14761 | 18603 | 24347 | 24244 | 26485 | 22687 | 17814 | 16466 | 13018 | 10307 | 11128 | 15084 | 14761 | 18603 | 24347 | 24244 | 26485 | 22687 | 17814 | 16466 | 13018 | 10307 | 1270.31 | 1721.966 | 1685.048 | 2123.635 | 2779.307 | 2767.635 | 3023.389 | 2589.879 | 2033.566 | 1879.68 | 1486.025 | 1176.56 | 0 | 0 | 214944 | 214944 | 24537 | 2020
58417 | N | . | Lone Valley Solar Park I LLC | Lone Valley Solar Park I LLC | 58413 | CA | PACC | WECC |  | 22 | 2 | NAICS-22 Non-Cogen | PV | SUN | SUN |  |  |  | 0 | 0 | 0 | 0 | 0 | 0 | 0 | 0 | 0 | 0 | 0 | 0 | 0 | 0 | 0 | 0 | 0 | 0 | 0 | 0 | 0 | 0 | 0 | 0 | 0 | 0 | 0 | 0 | 0 | 0 | 0 | 0 | 0 | 0 | 0 | 0 | 10415 | 14119 | 13816 | 17412 | 22788 | 22692 | 24789 | 21235 | 16673 | 15412 | 12184 | 9647 | 10415 | 14119 | 13816 | 17412 | 22788 | 22692 | 24789 | 21235 | 16673 | 15412 | 12184 | 9647 | 1188.978 | 1611.716 | 1577.162 | 1987.668 | 2601.359 | 2590.435 | 2829.814 | 2424.06 | 1903.365 | 1759.332 | 1390.881 | 1101.23 | 0 | 0 | 201182 | 201182 | 22966 | 2020
58418 | N | . | Victor Dry Farm Ranch A | Sustainable Power Group, LLC | 58661 | CA | PACC | WECC |  | 22 | 2 | NAICS-22 Non-Cogen | PV | SUN | SUN |  |  |  | 0 | 0 | 0 | 0 | 0 | 0 | 0 | 0 | 0 | 0 | 0 | 0 | 0 | 0 | 0 | 0 | 0 | 0 | 0 | 0 | 0 | 0 | 0 | 0 | 0 | 0 | 0 | 0 | 0 | 0 | 0 | 0 | 0 | 0 | 0 | 0 | 4302 | 5831 | 5706 | 7191 | 9411 | 9372 | 10238 | 8770 | 6886 | 6365 | 5032 | 3984 | 4302 | 5831 | 5706 | 7191 | 9411 | 9372 | 10238 | 8770 | 6886 | 6365 | 5032 | 3984 | 491.051 | 665.642 | 651.371 | 820.91 | 1074.366 | 1069.854 | 1168.718 | 1001.141 | 786.093 | 726.607 | 574.437 | 454.81 | 0 | 0 | 83088 | 83088 | 9485 | 2020
58419 | N | . | Victor Dry Farm Ranch B | Sustainable Power Group, LLC | 58661 | CA | PACC | WECC |  | 22 | 2 | NAICS-22 Non-Cogen | PV | SUN | SUN |  |  |  | 0 | 0 | 0 | 0 | 0 | 0 | 0 | 0 | 0 | 0 | 0 | 0 | 0 | 0 | 0 | 0 | 0 | 0 | 0 | 0 | 0 | 0 | 0 | 0 | 0 | 0 | 0 | 0 | 0 | 0 | 0 | 0 | 0 | 0 | 0 | 0 | 4280 | 5802 | 5677 | 7155 | 9364 | 9324 | 10186 | 8726 | 6851 | 6333 | 5007 | 3964 | 4280 | 5802 | 5677 | 7155 | 9364 | 9324 | 10186 | 8726 | 6851 | 6333 | 5007 | 3964 | 488.566 | 662.273 | 648.074 | 816.756 | 1068.929 | 1064.44 | 1162.804 | 996.075 | 782.115 | 722.93 | 571.53 | 452.508 | 0 | 0 | 82669 | 82669 | 9437 | 2020
58422 | N | . | CSU Northridge Plant | California State University, Northridge | 58416 | CA | PACC | WECC |  | 611 | 4 | Commercial NAICS Non-Cogen | FC | NG | NG |  |  | mcf | 0 | 0 | 0 | 0 | 0 | 0 | 0 | 0 | 0 | 0 | 0 | 0 | 0 | 0 | 0 | 0 | 0 | 0 | 0 | 0 | 0 | 0 | 0 | 0 | 0 | 0 | 0 | 0 | 0 | 0 | 0 | 0 | 0 | 0 | 0 | 0 | 0 | 0 | 0 | 0 | 0 | 0 | 0 | 0 | 0 | 0 | 0 | 0 | 0 | 0 | 0 | 0 | 0 | 0 | 0 | 0 | 0 | 0 | 0 | 0 | 0 | 0 | 0 | 0 | 0 | 0 | 0 | 0 | 0 | 0 | 0 | 0 | 0 | 0 | 0 | 0 | 0 | 2020
58422 | N | . | CSU Northridge Plant | California State University, Northridge | 58416 | CA | PACC | WECC |  | 611 | 4 | Commercial NAICS Non-Cogen | PV | SUN | SUN |  |  |  | 0 | 0 | 0 | 0 | 0 | 0 | 0 | 0 | 0 | 0 | 0 | 0 | 0 | 0 | 0 | 0 | 0 | 0 | 0 | 0 | 0 | 0 | 0 | 0 | 0 | 0 | 0 | 0 | 0 | 0 | 0 | 0 | 0 | 0 | 0 | 0 | 337 | 456 | 446 | 563 | 736 | 733 | 801 | 686 | 539 | 498 | 394 | 312 | 337 | 456 | 446 | 563 | 736 | 733 | 801 | 686 | 539 | 498 | 394 | 312 | 38.416 | 52.072 | 50.956 | 64.219 | 84.046 | 83.693 | 91.427 | 78.318 | 61.495 | 56.842 | 44.937 | 35.579 | 0 | 0 | 6501 | 6501 | 742 | 2020
58429 | N | . | Sunshine Gas Producers | Sunshine Gas Producers LLC | 58426 | CA | PACC | WECC |  | 22 | 2 | NAICS-22 Non-Cogen | GT | LFG | MLG |  |  | mcf | 325191 | 280123 | 329483 | 335598 | 357607 | 367629 | 362096 | 356375 | 348462 | 347638 | 365656 | 228630 | 325191 | 280123 | 329483 | 335598 | 357607 | 367629 | 362096 | 356375 | 348462 | 347638 | 365656 | 228630 | 0.443 | 0.457 | 0.454 | 0.423 | 0.437 | 0.426 | 0.439 | 0.439 | 0.41 | 0.4 | 0.412 | 0.403 | 144060 | 128016 | 149585 | 141958 | 156274 | 156610 | 158960 | 156449 | 142869 | 139055 | 150650 | 92138 | 144060 | 128016 | 149585 | 141958 | 156274 | 156610 | 158960 | 156449 | 142869 | 139055 | 150650 | 92138 | 13145 | 10350 | 12036 | 11461 | 12368 | 12265 | 11960 | 11505 | 10868 | 10733 | 11980 | 7599 | 4004488 | 4004488 | 1716624 | 1716624 | 136270 | 2020
58430 | N | . | Centinela Solar Energy | CD Arevon USA, Inc. | 61230 | CA | PACC | WECC |  | 22 | 2 | NAICS-22 Non-Cogen | PV | SUN | SUN |  |  |  | 0 | 0 | 0 | 0 | 0 | 0 | 0 | 0 | 0 | 0 | 0 | 0 | 0 | 0 | 0 | 0 | 0 | 0 | 0 | 0 | 0 | 0 | 0 | 0 | 0 | 0 | 0 | 0 | 0 | 0 | 0 | 0 | 0 | 0 | 0 | 0 | 226302 | 306763 | 300187 | 378320 | 495126 | 493046 | 538608 | 461379 | 362274 | 334860 | 264731 | 209601 | 226302 | 306763 | 300187 | 378320 | 495126 | 493046 | 538608 | 461379 | 362274 | 334860 | 264731 | 209601 | 25833.559 | 35018.652 | 34267.872 | 43187.162 | 56521.176 | 56283.814 | 61484.936 | 52668.891 | 41355.475 | 38225.984 | 30220.45 | 23927.029 | 0 | 0 | 4371197 | 4371197 | 498995 | 2020
58435 | N | . | Ameresco Vasco Road | Ameresco Vasco Road, LLC | 58431 | CA | PACC | WECC |  | 22 | 2 | NAICS-22 Non-Cogen | IC | LFG | MLG |  |  | mcf | 63069 | 56732 | 59779 | 55947 | 59432 | 54777 | 61521 | 58737 | 58261 | 56070 | 56448 | 50416 | 63069 | 56732 | 59779 | 55947 | 59432 | 54777 | 61521 | 58737 | 58261 | 56070 | 56448 | 50416 | 0.504 | 0.504 | 0.504 | 0.504 | 0.504 | 0.504 | 0.504 | 0.504 | 0.504 | 0.504 | 0.504 | 0.504 | 31787 | 28593 | 30129 | 28197 | 29954 | 27608 | 31007 | 29603 | 29364 | 28259 | 28450 | 25410 | 31787 | 28593 | 30129 | 28197 | 29954 | 27608 | 31007 | 29603 | 29364 | 28259 | 28450 | 25410 | 3138.812 | 2823.413 | 2975.051 | 2784.376 | 2957.786 | 2726.123 | 3061.758 | 2923.229 | 2899.508 | 2790.507 | 2809.317 | 2509.12 | 691189 | 691189 | 348361 | 348361 | 34399 | 2020
58436 | N | . | Ameresco San Joaquin | Ameresco San Joaquin, LLC | 58432 | CA | PACC | WECC |  | 22 | 2 | NAICS-22 Non-Cogen | IC | LFG | MLG |  |  | mcf | 55021 | 49493 | 52151 | 48809 | 51848 | 47787 | 53671 | 51243 | 50827 | 48916 | 49246 | 43984 | 55021 | 49493 | 52151 | 48809 | 51848 | 47787 | 53671 | 51243 | 50827 | 48916 | 49246 | 43984 | 0.493 | 0.493 | 0.493 | 0.493 | 0.493 | 0.493 | 0.493 | 0.493 | 0.493 | 0.493 | 0.493 | 0.493 | 27125 | 24400 | 25710 | 24063 | 25561 | 23559 | 26460 | 25263 | 25058 | 24116 | 24278 | 21684 | 27125 | 24400 | 25710 | 24063 | 25561 | 23559 | 26460 | 25263 | 25058 | 24116 | 24278 | 21684 | 2691.7 | 2421.229 | 2551.266 | 2387.753 | 2536.461 | 2337.798 | 2625.623 | 2506.827 | 2486.485 | 2393.011 | 2409.141 | 2151.706 | 602996 | 602996 | 297277 | 297277 | 29499 | 2020
58437 | N | . | Ameresco Forward | Ameresco Forward, LLC | 58433 | CA | PACC | WECC |  | 22 | 2 | NAICS-22 Non-Cogen | IC | LFG | MLG |  |  | mcf | 61877 | 55659 | 58648 | 54889 | 58308 | 53741 | 60357 | 57627 | 57159 | 55010 | 55381 | 49463 | 61877 | 55659 | 58648 | 54889 | 58308 | 53741 | 60357 | 57627 | 57159 | 55010 | 55381 | 49463 | 0.478 | 0.478 | 0.478 | 0.478 | 0.478 | 0.478 | 0.478 | 0.478 | 0.478 | 0.478 | 0.478 | 0.478 | 29577 | 26605 | 28034 | 26237 | 27871 | 25688 | 28851 | 27546 | 27322 | 26295 | 26472 | 23643 | 29577 | 26605 | 28034 | 26237 | 27871 | 25688 | 28851 | 27546 | 27322 | 26295 | 26472 | 23643 | 2974.933 | 2676 | 2819.721 | 2639.001 | 2803.357 | 2583.79 | 2901.902 | 2770.605 | 2748.122 | 2644.813 | 2662.64 | 2378.116 | 678119 | 678119 | 324141 | 324141 | 32603 | 2020
58440 | N | . | CBS Studio Center | Crestmark Bank | 59413 | CA | PACC | WECC |  | 512 | 4 | Commercial NAICS Non-Cogen | FC | NG | NG |  |  | mcf | 6906 | 6754 | 6971 | 1815 | 6577 | 7124 | 6766 | 6442 | 4843 | 7020 | 3886 | 1734 | 6906 | 6754 | 6971 | 1815 | 6577 | 7124 | 6766 | 6442 | 4843 | 7020 | 3886 | 1734 | 1.026 | 1.028 | 1.028 | 1.028 | 1.028 | 1.028 | 1.028 | 1.028 | 1.029 | 1.028 | 1.028 | 1.028 | 7086 | 6943 | 7166 | 1866 | 6761 | 7323 | 6955 | 6622 | 4983 | 7217 | 3995 | 1783 | 7086 | 6943 | 7166 | 1866 | 6761 | 7323 | 6955 | 6622 | 4983 | 7217 | 3995 | 1783 | 795 | 751 | 790 | 307 | 700 | 752 | 710 | 678 | 582 | 741 | 423 | 207 | 66838 | 66838 | 68700 | 68700 | 7436 | 2020
58445 | N | . | Arrache 4006 | CD US Solar MT 2 LLC | 58440 | CA | PACC | WECC |  | 22 | 2 | NAICS-22 Non-Cogen | PV | SUN | SUN |  |  |  | 0 | 0 | 0 | 0 | 0 | 0 | 0 | 0 | 0 | 0 | 0 | 0 | 0 | 0 | 0 | 0 | 0 | 0 | 0 | 0 | 0 | 0 | 0 | 0 | 0 | 0 | 0 | 0 | 0 | 0 | 0 | 0 | 0 | 0 | 0 | 0 | 1063 | 1442 | 1411 | 1778 | 2327 | 2317 | 2531 | 2168 | 1702 | 1574 | 1244 | 985 | 1063 | 1442 | 1411 | 1778 | 2327 | 2317 | 2531 | 2168 | 1702 | 1574 | 1244 | 985 | 121.403 | 164.568 | 161.04 | 202.956 | 265.618 | 264.503 | 288.945 | 247.515 | 194.348 | 179.641 | 142.019 | 112.444 | 0 | 0 | 20542 | 20542 | 2345 | 2020
58446 | N | . | Arrache 4013 | CD US Solar MT 2 LLC | 58440 | CA | PACC | WECC |  | 22 | 2 | NAICS-22 Non-Cogen | PV | SUN | SUN |  |  |  | 0 | 0 | 0 | 0 | 0 | 0 | 0 | 0 | 0 | 0 | 0 | 0 | 0 | 0 | 0 | 0 | 0 | 0 | 0 | 0 | 0 | 0 | 0 | 0 | 0 | 0 | 0 | 0 | 0 | 0 | 0 | 0 | 0 | 0 | 0 | 0 | 1583 | 2146 | 2100 | 2646 | 3463 | 3448 | 3767 | 3227 | 2534 | 2342 | 1852 | 1466 | 1583 | 2146 | 2100 | 2646 | 3463 | 3448 | 3767 | 3227 | 2534 | 2342 | 1852 | 1466 | 180.682 | 244.922 | 239.671 | 302.054 | 395.312 | 393.652 | 430.029 | 368.369 | 289.243 | 267.355 | 211.364 | 167.347 | 0 | 0 | 30574 | 30574 | 3490 | 2020
58448 | N | . | Nunn | CD US Solar MT 2 LLC | 58440 | CA | PACC | WECC |  | 22 | 2 | NAICS-22 Non-Cogen | PV | SUN | SUN |  |  |  | 0 | 0 | 0 | 0 | 0 | 0 | 0 | 0 | 0 | 0 | 0 | 0 | 0 | 0 | 0 | 0 | 0 | 0 | 0 | 0 | 0 | 0 | 0 | 0 | 0 | 0 | 0 | 0 | 0 | 0 | 0 | 0 | 0 | 0 | 0 | 0 | 1194 | 1618 | 1583 | 1995 | 2612 | 2601 | 2841 | 2434 | 1911 | 1766 | 1396 | 1106 | 1194 | 1618 | 1583 | 1995 | 2612 | 2601 | 2841 | 2434 | 1911 | 1766 | 1396 | 1106 | 136.261 | 184.709 | 180.749 | 227.795 | 298.127 | 296.875 | 324.309 | 277.807 | 218.134 | 201.627 | 159.401 | 126.206 | 0 | 0 | 23057 | 23057 | 2632 | 2020
58449 | N | . | Rutan | CD US Solar MT 2 LLC | 58440 | CA | PACC | WECC |  | 22 | 2 | NAICS-22 Non-Cogen | PV | SUN | SUN |  |  |  | 0 | 0 | 0 | 0 | 0 | 0 | 0 | 0 | 0 | 0 | 0 | 0 | 0 | 0 | 0 | 0 | 0 | 0 | 0 | 0 | 0 | 0 | 0 | 0 | 0 | 0 | 0 | 0 | 0 | 0 | 0 | 0 | 0 | 0 | 0 | 0 | 1799 | 2439 | 2386 | 3008 | 3936 | 3920 | 4282 | 3668 | 2880 | 2662 | 2105 | 1666 | 1799 | 2439 | 2386 | 3008 | 3936 | 3920 | 4282 | 3668 | 2880 | 2662 | 2105 | 1666 | 205.376 | 278.398 | 272.429 | 343.337 | 449.342 | 447.455 | 488.804 | 418.717 | 328.775 | 303.896 | 240.252 | 190.219 | 0 | 0 | 34751 | 34751 | 3967 | 2020
58450 | N | . | Vinam | CD US Solar MT 2 LLC | 58440 | CA | PACC | WECC |  | 22 | 2 | NAICS-22 Non-Cogen | PV | SUN | SUN |  |  |  | 0 | 0 | 0 | 0 | 0 | 0 | 0 | 0 | 0 | 0 | 0 | 0 | 0 | 0 | 0 | 0 | 0 | 0 | 0 | 0 | 0 | 0 | 0 | 0 | 0 | 0 | 0 | 0 | 0 | 0 | 0 | 0 | 0 | 0 | 0 | 0 | 1812 | 2456 | 2403 | 3029 | 3964 | 3947 | 4312 | 3694 | 2900 | 2681 | 2119 | 1678 | 1812 | 2456 | 2403 | 3029 | 3964 | 3947 | 4312 | 3694 | 2900 | 2681 | 2119 | 1678 | 206.825 | 280.363 | 274.352 | 345.76 | 452.514 | 450.613 | 492.254 | 421.672 | 331.096 | 306.041 | 241.948 | 191.562 | 0 | 0 | 34995 | 34995 | 3995 | 2020
58451 | N | . | Ma | CD US Solar MT 2 LLC | 58440 | CA | PACC | WECC |  | 22 | 2 | NAICS-22 Non-Cogen | PV | SUN | SUN |  |  |  | 0 | 0 | 0 | 0 | 0 | 0 | 0 | 0 | 0 | 0 | 0 | 0 | 0 | 0 | 0 | 0 | 0 | 0 | 0 | 0 | 0 | 0 | 0 | 0 | 0 | 0 | 0 | 0 | 0 | 0 | 0 | 0 | 0 | 0 | 0 | 0 | 1631 | 2211 | 2163 | 2726 | 3568 | 3553 | 3881 | 3325 | 2611 | 2413 | 1908 | 1510 | 1631 | 2211 | 2163 | 2726 | 3568 | 3553 | 3881 | 3325 | 2611 | 2413 | 1908 | 1510 | 186.169 | 252.361 | 246.951 | 311.228 | 407.319 | 405.608 | 443.09 | 379.558 | 298.028 | 275.475 | 217.783 | 172.43 | 0 | 0 | 31500 | 31500 | 3596 | 2020
58452 | N | . | Horn | CD US Solar MT 2 LLC | 58440 | CA | PACC | WECC |  | 22 | 2 | NAICS-22 Non-Cogen | PV | SUN | SUN |  |  |  | 0 | 0 | 0 | 0 | 0 | 0 | 0 | 0 | 0 | 0 | 0 | 0 | 0 | 0 | 0 | 0 | 0 | 0 | 0 | 0 | 0 | 0 | 0 | 0 | 0 | 0 | 0 | 0 | 0 | 0 | 0 | 0 | 0 | 0 | 0 | 0 | 1602 | 2171 | 2125 | 2678 | 3505 | 3490 | 3812 | 3266 | 2564 | 2370 | 1874 | 1484 | 1602 | 2171 | 2125 | 2678 | 3505 | 3490 | 3812 | 3266 | 2564 | 2370 | 1874 | 1484 | 182.856 | 247.87 | 242.556 | 305.689 | 400.07 | 398.39 | 435.204 | 372.802 | 292.723 | 270.572 | 213.907 | 169.361 | 0 | 0 | 30941 | 30941 | 3532 | 2020
58454 | N | . | Watts 3115 | CD US Solar MT 2 LLC | 58440 | CA | PACC | WECC |  | 22 | 2 | NAICS-22 Non-Cogen | PV | SUN | SUN |  |  |  | 0 | 0 | 0 | 0 | 0 | 0 | 0 | 0 | 0 | 0 | 0 | 0 | 0 | 0 | 0 | 0 | 0 | 0 | 0 | 0 | 0 | 0 | 0 | 0 | 0 | 0 | 0 | 0 | 0 | 0 | 0 | 0 | 0 | 0 | 0 | 0 | 1498 | 2031 | 1988 | 2505 | 3278 | 3265 | 3566 | 3055 | 2399 | 2217 | 1753 | 1388 | 1498 | 2031 | 1988 | 2505 | 3278 | 3265 | 3566 | 3055 | 2399 | 2217 | 1753 | 1388 | 171.052 | 231.869 | 226.898 | 285.956 | 374.244 | 372.673 | 407.111 | 348.737 | 273.827 | 253.106 | 200.099 | 158.428 | 0 | 0 | 28943 | 28943 | 3304 | 2020
58462 | N | . | McCoy Solar Energy Project Hybrid | McCoy Solar, LLC | 58451 | CA | PACC | WECC |  | 22 | 2 | NAICS-22 Non-Cogen | PV | SUN | SUN |  |  |  | 0 | 0 | 0 | 0 | 0 | 0 | 0 | 0 | 0 | 0 | 0 | 0 | 0 | 0 | 0 | 0 | 0 | 0 | 0 | 0 | 0 | 0 | 0 | 0 | 0 | 0 | 0 | 0 | 0 | 0 | 0 | 0 | 0 | 0 | 0 | 0 | 258123 | 349899 | 342397 | 431517 | 564747 | 562376 | 614344 | 526256 | 413215 | 381946 | 301956 | 239074 | 258123 | 349899 | 342397 | 431517 | 564747 | 562376 | 614344 | 526256 | 413215 | 381946 | 301956 | 239074 | 29466.136 | 39942.787 | 39086.436 | 49259.909 | 64468.881 | 64198.142 | 70130.618 | 60074.908 | 47170.66 | 43601.117 | 34469.887 | 27291.519 | 0 | 0 | 4985850 | 4985850 | 569161 | 2020
58467 | N | . | Campo Verde Solar | Southern Power Co | 17650 | CA | PACC | WECC |  | 22 | 2 | NAICS-22 Non-Cogen | PV | SUN | SUN |  |  |  | 0 | 0 | 0 | 0 | 0 | 0 | 0 | 0 | 0 | 0 | 0 | 0 | 0 | 0 | 0 | 0 | 0 | 0 | 0 | 0 | 0 | 0 | 0 | 0 | 0 | 0 | 0 | 0 | 0 | 0 | 0 | 0 | 0 | 0 | 0 | 0 | 152071 | 206140 | 201721 | 254225 | 332717 | 331320 | 361936 | 310040 | 243443 | 225021 | 177895 | 140849 | 152071 | 206140 | 201721 | 254225 | 332717 | 331320 | 361936 | 310040 | 243443 | 225021 | 177895 | 140849 | 17359.756 | 23531.998 | 23027.485 | 29021.112 | 37981.365 | 37821.861 | 41316.936 | 35392.689 | 27790.246 | 25687.276 | 20307.679 | 16078.597 | 0 | 0 | 2937378 | 2937378 | 335317 | 2020
58498 | N | . | RE Rosamond One LLC | Gamma Genco CV II LLC | 62949 | CA | PACC | WECC |  | 22 | 2 | NAICS-22 Non-Cogen | PV | SUN | SUN |  |  |  | 0 | 0 | 0 | 0 | 0 | 0 | 0 | 0 | 0 | 0 | 0 | 0 | 0 | 0 | 0 | 0 | 0 | 0 | 0 | 0 | 0 | 0 | 0 | 0 | 0 | 0 | 0 | 0 | 0 | 0 | 0 | 0 | 0 | 0 | 0 | 0 | 25899 | 35108 | 34355 | 43297 | 56665 | 56427 | 61642 | 52803 | 41461 | 38323 | 30297 | 23988 | 25899 | 35108 | 34355 | 43297 | 56665 | 56427 | 61642 | 52803 | 41461 | 38323 | 30297 | 23988 | 2956.548 | 4007.746 | 3921.822 | 4942.6 | 6468.625 | 6441.459 | 7036.707 | 6027.746 | 4732.97 | 4374.812 | 3458.611 | 2738.354 | 0 | 0 | 500265 | 500265 | 57108 | 2020
58499 | N | . | RE Rosamond Two LLC | Gamma Genco CV II LLC | 62949 | CA | PACC | WECC |  | 22 | 2 | NAICS-22 Non-Cogen | PV | SUN | SUN |  |  |  | 0 | 0 | 0 | 0 | 0 | 0 | 0 | 0 | 0 | 0 | 0 | 0 | 0 | 0 | 0 | 0 | 0 | 0 | 0 | 0 | 0 | 0 | 0 | 0 | 0 | 0 | 0 | 0 | 0 | 0 | 0 | 0 | 0 | 0 | 0 | 0 | 19991 | 27098 | 26517 | 33419 | 43737 | 43554 | 47578 | 40756 | 32002 | 29580 | 23385 | 18515 | 19991 | 27098 | 26517 | 33419 | 43737 | 43554 | 47578 | 40756 | 32002 | 29580 | 23385 | 18515 | 2282.022 | 3093.392 | 3027.071 | 3814.962 | 4992.829 | 4971.862 | 5431.306 | 4652.536 | 3653.159 | 3376.714 | 2669.54 | 2113.607 | 0 | 0 | 386132 | 386132 | 44079 | 2020
58500 | N | . | RE Rio Grande Solar LLC | Gamma Genco CV II LLC | 62949 | CA | PACC | WECC |  | 22 | 2 | NAICS-22 Non-Cogen | PV | SUN | SUN |  |  |  | 0 | 0 | 0 | 0 | 0 | 0 | 0 | 0 | 0 | 0 | 0 | 0 | 0 | 0 | 0 | 0 | 0 | 0 | 0 | 0 | 0 | 0 | 0 | 0 | 0 | 0 | 0 | 0 | 0 | 0 | 0 | 0 | 0 | 0 | 0 | 0 | 4729 | 6410 | 6273 | 7905 | 10346 | 10303 | 11255 | 9641 | 7570 | 6997 | 5532 | 4380 | 4729 | 6410 | 6273 | 7905 | 10346 | 10303 | 11255 | 9641 | 7570 | 6997 | 5532 | 4380 | 539.818 | 731.75 | 716.061 | 902.439 | 1181.067 | 1176.107 | 1284.789 | 1100.569 | 864.164 | 798.77 | 631.487 | 499.979 | 0 | 0 | 91341 | 91341 | 10427 | 2020
58502 | N | . | RE Columbia 3 LLC | Gamma Genco CV II LLC | 62949 | CA | PACC | WECC |  | 22 | 2 | NAICS-22 Non-Cogen | PV | SUN | SUN |  |  |  | 0 | 0 | 0 | 0 | 0 | 0 | 0 | 0 | 0 | 0 | 0 | 0 | 0 | 0 | 0 | 0 | 0 | 0 | 0 | 0 | 0 | 0 | 0 | 0 | 0 | 0 | 0 | 0 | 0 | 0 | 0 | 0 | 0 | 0 | 0 | 0 | 10422 | 14127 | 13824 | 17423 | 22802 | 22706 | 24804 | 21248 | 16684 | 15421 | 12192 | 9653 | 10422 | 14127 | 13824 | 17423 | 22802 | 22706 | 24804 | 21248 | 16684 | 15421 | 12192 | 9653 | 1189.701 | 1612.699 | 1578.123 | 1988.88 | 2602.945 | 2592.014 | 2831.539 | 2425.538 | 1904.526 | 1760.405 | 1391.729 | 1101.901 | 0 | 0 | 201306 | 201306 | 22980 | 2020
58506 | N | . | Chuckawalla Solar | Altus Power America Management, LLC | 60281 | CA | PACC | WECC |  | 22 | 2 | NAICS-22 Non-Cogen | PV | SUN | SUN |  |  |  | 0 | 0 | 0 | 0 | 0 | 0 | 0 | 0 | 0 | 0 | 0 | 0 | 0 | 0 | 0 | 0 | 0 | 0 | 0 | 0 | 0 | 0 | 0 | 0 | 0 | 0 | 0 | 0 | 0 | 0 | 0 | 0 | 0 | 0 | 0 | 0 | 416 | 564 | 552 | 696 | 911 | 907 | 991 | 849 | 666 | 616 | 487 | 386 | 416 | 564 | 552 | 696 | 911 | 907 | 991 | 849 | 666 | 616 | 487 | 386 | 47.525 | 64.424 | 63.043 | 79.451 | 103.982 | 103.545 | 113.114 | 96.895 | 76.082 | 70.324 | 55.596 | 44.019 | 0 | 0 | 8041 | 8041 | 918 | 2020
58508 | N | . | Bear Creek Solar | Ecos Energy LLC | 58135 | CA | PACC | WECC |  | 22 | 2 | NAICS-22 Non-Cogen | PV | SUN | SUN |  |  |  | 0 | 0 | 0 | 0 | 0 | 0 | 0 | 0 | 0 | 0 | 0 | 0 | 0 | 0 | 0 | 0 | 0 | 0 | 0 | 0 | 0 | 0 | 0 | 0 | 0 | 0 | 0 | 0 | 0 | 0 | 0 | 0 | 0 | 0 | 0 | 0 | 1781 | 2414 | 2362 | 2977 | 3897 | 3880 | 4239 | 3631 | 2851 | 2635 | 2083 | 1650 | 1781 | 2414 | 2362 | 2977 | 3897 | 3880 | 4239 | 3631 | 2851 | 2635 | 2083 | 1650 | 203.307 | 275.59 | 269.682 | 339.875 | 444.811 | 442.943 | 483.875 | 414.495 | 325.46 | 300.832 | 237.829 | 188.301 | 0 | 0 | 34400 | 34400 | 3927 | 2020
58509 | N | . | Vintner Solar | Ecos Energy LLC | 58135 | CA | PACC | WECC |  | 22 | 2 | NAICS-22 Non-Cogen | PV | SUN | SUN |  |  |  | 0 | 0 | 0 | 0 | 0 | 0 | 0 | 0 | 0 | 0 | 0 | 0 | 0 | 0 | 0 | 0 | 0 | 0 | 0 | 0 | 0 | 0 | 0 | 0 | 0 | 0 | 0 | 0 | 0 | 0 | 0 | 0 | 0 | 0 | 0 | 0 | 1840 | 2494 | 2441 | 3076 | 4026 | 4009 | 4379 | 3751 | 2945 | 2723 | 2152 | 1704 | 1840 | 2494 | 2441 | 3076 | 4026 | 4009 | 4379 | 3751 | 2945 | 2723 | 2152 | 1704 | 210.035 | 284.714 | 278.61 | 351.126 | 459.536 | 457.607 | 499.894 | 428.216 | 336.234 | 310.79 | 245.703 | 194.535 | 0 | 0 | 35540 | 35540 | 4057 | 2020
58510 | N | . | Kettleman Solar Project | Ecos Energy LLC | 58135 | CA | PACC | WECC |  | 22 | 2 | NAICS-22 Non-Cogen | PV | SUN | SUN |  |  |  | 0 | 0 | 0 | 0 | 0 | 0 | 0 | 0 | 0 | 0 | 0 | 0 | 0 | 0 | 0 | 0 | 0 | 0 | 0 | 0 | 0 | 0 | 0 | 0 | 0 | 0 | 0 | 0 | 0 | 0 | 0 | 0 | 0 | 0 | 0 | 0 | 1160 | 1572 | 1538 | 1939 | 2537 | 2527 | 2760 | 2364 | 1856 | 1716 | 1357 | 1074 | 1160 | 1572 | 1538 | 1939 | 2537 | 2527 | 2760 | 2364 | 1856 | 1716 | 1357 | 1074 | 132.38 | 179.446 | 175.599 | 221.304 | 289.631 | 288.415 | 315.067 | 269.891 | 211.918 | 195.881 | 154.859 | 122.609 | 0 | 0 | 22400 | 22400 | 2557 | 2020
58513 | N | . | Ironwood Solar LLC | Altus Power America Management, LLC | 60281 | CA | PACC | WECC |  | 22 | 2 | NAICS-22 Non-Cogen | PV | SUN | SUN |  |  |  | 0 | 0 | 0 | 0 | 0 | 0 | 0 | 0 | 0 | 0 | 0 | 0 | 0 | 0 | 0 | 0 | 0 | 0 | 0 | 0 | 0 | 0 | 0 | 0 | 0 | 0 | 0 | 0 | 0 | 0 | 0 | 0 | 0 | 0 | 0 | 0 | 431 | 585 | 572 | 721 | 944 | 940 | 1026 | 879 | 690 | 638 | 505 | 399 | 431 | 585 | 572 | 721 | 944 | 940 | 1026 | 879 | 690 | 638 | 505 | 399 | 49.234 | 66.74 | 65.309 | 82.307 | 107.72 | 107.267 | 117.18 | 100.378 | 78.817 | 72.852 | 57.595 | 45.601 | 0 | 0 | 8330 | 8330 | 951 | 2020
58514 | N | . | Desert Hot Springs Solar | Consolidated Edison Solutions Inc | 57365 | CA | PACC | WECC |  | 22 | 2 | NAICS-22 Non-Cogen | PV | SUN | SUN |  |  |  | 0 | 0 | 0 | 0 | 0 | 0 | 0 | 0 | 0 | 0 | 0 | 0 | 0 | 0 | 0 | 0 | 0 | 0 | 0 | 0 | 0 | 0 | 0 | 0 | 0 | 0 | 0 | 0 | 0 | 0 | 0 | 0 | 0 | 0 | 0 | 0 | 2468 | 3345 | 3273 | 4125 | 5399 | 5376 | 5873 | 5031 | 3950 | 3651 | 2887 | 2285 | 2468 | 3345 | 3273 | 4125 | 5399 | 5376 | 5873 | 5031 | 3950 | 3651 | 2887 | 2285 | 281.688 | 381.84 | 373.654 | 470.909 | 616.302 | 613.714 | 670.427 | 574.297 | 450.937 | 416.813 | 329.521 | 260.898 | 0 | 0 | 47663 | 47663 | 5441 | 2020
58522 | N | . | Madera Community Hospital | Ahana Renewables, LLC | 59622 | CA | PACC | WECC |  | 22 | 2 | NAICS-22 Non-Cogen | PV | SUN | SUN |  |  |  | 0 | 0 | 0 | 0 | 0 | 0 | 0 | 0 | 0 | 0 | 0 | 0 | 0 | 0 | 0 | 0 | 0 | 0 | 0 | 0 | 0 | 0 | 0 | 0 | 0 | 0 | 0 | 0 | 0 | 0 | 0 | 0 | 0 | 0 | 0 | 0 | 843 | 1143 | 1118 | 1409 | 1845 | 1837 | 2007 | 1719 | 1350 | 1248 | 986 | 781 | 843 | 1143 | 1118 | 1409 | 1845 | 1837 | 2007 | 1719 | 1350 | 1248 | 986 | 781 | 96.243 | 130.462 | 127.665 | 160.893 | 210.569 | 209.685 | 229.061 | 196.217 | 154.069 | 142.41 | 112.586 | 89.14 | 0 | 0 | 16286 | 16286 | 1859 | 2020
58525 | Y | . | City of Hayward WWTP | City of Hayward | 58500 | CA | PACC | WECC |  | 22 | 3 | NAICS-22 Cogen | IC | NG | NG |  |  | mcf | 136 | 119 | 132 | 93 | 88 | 124 | 173 | 215 | 187 | 194 | 155 | 172 | 136 | 119 | 132 | 93 | 88 | 124 | 173 | 215 | 187 | 194 | 155 | 172 | 1.03 | 1.03 | 1.03 | 1.03 | 1.03 | 1.03 | 1.03 | 1.03 | 1.03 | 1.03 | 1.03 | 1.03 | 140 | 123 | 136 | 96 | 91 | 128 | 178 | 221 | 193 | 200 | 160 | 177 | 140 | 123 | 136 | 96 | 91 | 128 | 178 | 221 | 193 | 200 | 160 | 177 | 13.844 | 12.247 | 13.601 | 9.614 | 9.04 | 12.717 | 17.79 | 22.109 | 19.262 | 20.009 | 15.987 | 17.724 | 1788 | 1788 | 1843 | 1843 | 183.944 | 2020
58525 | Y | . | City of Hayward WWTP | City of Hayward | 58500 | CA | PACC | WECC |  | 22 | 3 | NAICS-22 Cogen | IC | OBG | ORW |  |  | Mcf | 10658 | 9587 | 10102 | 9454 | 10043 | 9257 | 10396 | 9926 | 9845 | 9475 | 9539 | 8520 | 10658 | 9587 | 10102 | 9453 | 10043 | 9256 | 10396 | 9926 | 9845 | 9475 | 9539 | 8519 | 0.62 | 0.62 | 0.62 | 0.62 | 0.62 | 0.62 | 0.62 | 0.62 | 0.62 | 0.62 | 0.62 | 0.62 | 6608 | 5944 | 6263 | 5861 | 6227 | 5739 | 6446 | 6154 | 6104 | 5875 | 5914 | 5282 | 6608 | 5944 | 6263 | 5861 | 6227 | 5739 | 6446 | 6154 | 6104 | 5875 | 5914 | 5282 | 659.996 | 593.677 | 625.562 | 585.469 | 621.932 | 573.22 | 643.794 | 614.666 | 609.678 | 586.758 | 590.713 | 527.591 | 116802 | 116799 | 72417 | 72417 | 7233.056 | 2020
58525 | Y | . | City of Hayward WWTP | City of Hayward | 58500 | CA | PACC | WECC |  | 22 | 3 | NAICS-22 Cogen | PV | SUN | SUN |  |  |  | 0 | 0 | 0 | 0 | 0 | 0 | 0 | 0 | 0 | 0 | 0 | 0 | 0 | 0 | 0 | 0 | 0 | 0 | 0 | 0 | 0 | 0 | 0 | 0 | 0 | 0 | 0 | 0 | 0 | 0 | 0 | 0 | 0 | 0 | 0 | 0 | 1623 | 2200 | 2152 | 2713 | 3550 | 3535 | 3862 | 3308 | 2598 | 2401 | 1898 | 1503 | 1623 | 2200 | 2152 | 2713 | 3550 | 3535 | 3862 | 3308 | 2598 | 2401 | 1898 | 1503 | 185.237 | 251.098 | 245.715 | 309.67 | 405.28 | 403.578 | 440.872 | 377.658 | 296.536 | 274.096 | 216.693 | 171.567 | 0 | 0 | 31343 | 31343 | 3578 | 2020
58527 | N | . | Crown Cooling Facility | Five Crowns Inc | 58501 | CA | PACC | WECC |  | 115 | 6 | Industrial NAICS Non-Cogen | PV | SUN | SUN |  |  |  | 0 | 0 | 0 | 0 | 0 | 0 | 0 | 0 | 0 | 0 | 0 | 0 | 0 | 0 | 0 | 0 | 0 | 0 | 0 | 0 | 0 | 0 | 0 | 0 | 0 | 0 | 0 | 0 | 0 | 0 | 0 | 0 | 0 | 0 | 0 | 0 | 480 | 651 | 637 | 802 | 1050 | 1046 | 1142 | 979 | 768 | 710 | 561 | 445 | 480 | 651 | 637 | 802 | 1050 | 1046 | 1142 | 979 | 768 | 710 | 561 | 445 | 54.791 | 74.27 | 72.678 | 91.595 | 119.875 | 119.371 | 130.402 | 111.705 | 87.71 | 81.073 | 64.094 | 50.746 | 0 | 0 | 9271 | 9271 | 1058.31 | 2020
58528 | N | . | Garnet Solar Generation Station I LLC | Garnet Solar Generation Station I LLC | 58503 | CA | PACC | WECC |  | 22 | 2 | NAICS-22 Non-Cogen | PV | SUN | SUN |  |  |  | 0 | 0 | 0 | 0 | 0 | 0 | 0 | 0 | 0 | 0 | 0 | 0 | 0 | 0 | 0 | 0 | 0 | 0 | 0 | 0 | 0 | 0 | 0 | 0 | 0 | 0 | 0 | 0 | 0 | 0 | 0 | 0 | 0 | 0 | 0 | 0 | 3252 | 4408 | 4314 | 5437 | 7115 | 7086 | 7740 | 6630 | 5206 | 4812 | 3804 | 3012 | 3252 | 4408 | 4314 | 5437 | 7115 | 7086 | 7740 | 6630 | 5206 | 4812 | 3804 | 3012 | 371.25 | 503.249 | 492.46 | 620.638 | 812.259 | 808.848 | 883.593 | 756.899 | 594.315 | 549.341 | 434.295 | 343.853 | 0 | 0 | 62816 | 62816 | 7171 | 2020
58542 | N | . | Desert Sunlight 250, LLC | NextEra Energy Desert Sunlight 250, LLC | 58290 | CA | PACC | WECC |  | 22 | 2 | NAICS-22 Non-Cogen | PV | SUN | SUN |  |  |  | 0 | 0 | 0 | 0 | 0 | 0 | 0 | 0 | 0 | 0 | 0 | 0 | 0 | 0 | 0 | 0 | 0 | 0 | 0 | 0 | 0 | 0 | 0 | 0 | 0 | 0 | 0 | 0 | 0 | 0 | 0 | 0 | 0 | 0 | 0 | 0 | 276945 | 375412 | 367363 | 462981 | 605927 | 603382 | 659140 | 564629 | 443345 | 409796 | 323974 | 256506 | 276945 | 375412 | 367363 | 462981 | 605927 | 603382 | 659140 | 564629 | 443345 | 409796 | 323974 | 256506 | 31614.692 | 42855.259 | 41936.467 | 52851.749 | 69169.7 | 68879.22 | 75244.269 | 64455.336 | 50610.16 | 46780.341 | 36983.297 | 29281.51 | 0 | 0 | 5349400 | 5349400 | 610662 | 2020
58545 | N | . | Community Solar 1 | NRG Solar Community 1 LLC | 58518 | CA | PACC | WECC |  | 22 | 2 | NAICS-22 Non-Cogen | PV | SUN | SUN |  |  |  | 0 | 0 | 0 | 0 | 0 | 0 | 0 | 0 | 0 | 0 | 0 | 0 | 0 | 0 | 0 | 0 | 0 | 0 | 0 | 0 | 0 | 0 | 0 | 0 | 0 | 0 | 0 | 0 | 0 | 0 | 0 | 0 | 0 | 0 | 0 | 0 | 6444 | 8736 | 8548 | 10773 | 14100 | 14041 | 15338 | 13139 | 10317 | 9536 | 7539 | 5969 | 6444 | 8736 | 8548 | 10773 | 14100 | 14041 | 15338 | 13139 | 10317 | 9536 | 7539 | 5969 | 735.667 | 997.235 | 975.854 | 1229.851 | 1609.567 | 1602.808 | 1750.921 | 1499.865 | 1177.69 | 1088.571 | 860.595 | 681.376 | 0 | 0 | 124480 | 124480 | 14210 | 2020
58578 | N | . | Sonora 1 | Greenbacker Renewable Energy Corporation | 60025 | CA | PACC | WECC |  | 22 | 2 | NAICS-22 Non-Cogen | PV | SUN | SUN |  |  |  | 0 | 0 | 0 | 0 | 0 | 0 | 0 | 0 | 0 | 0 | 0 | 0 | 0 | 0 | 0 | 0 | 0 | 0 | 0 | 0 | 0 | 0 | 0 | 0 | 0 | 0 | 0 | 0 | 0 | 0 | 0 | 0 | 0 | 0 | 0 | 0 | 1622 | 2199 | 2152 | 2712 | 3549 | 3534 | 3861 | 3307 | 2597 | 2400 | 1898 | 1503 | 1622 | 2199 | 2152 | 2712 | 3549 | 3534 | 3861 | 3307 | 2597 | 2400 | 1898 | 1503 | 185.186 | 251.028 | 245.646 | 309.583 | 405.167 | 403.465 | 440.749 | 377.552 | 296.453 | 274.019 | 216.633 | 171.519 | 0 | 0 | 31334 | 31334 | 3577 | 2020
58581 | N | . | Oltmans SCE at Champagne | California PV Energy LLC | 58540 | CA | PACC | WECC |  | 22 | 2 | NAICS-22 Non-Cogen | PV | SUN | SUN |  |  |  | 0 | 0 | 0 | 0 | 0 | 0 | 0 | 0 | 0 | 0 | 0 | 0 | 0 | 0 | 0 | 0 | 0 | 0 | 0 | 0 | 0 | 0 | 0 | 0 | 0 | 0 | 0 | 0 | 0 | 0 | 0 | 0 | 0 | 0 | 0 | 0 | 857 | 1162 | 1137 | 1433 | 1875 | 1867 | 2040 | 1748 | 1372 | 1268 | 1003 | 794 | 857 | 1162 | 1137 | 1433 | 1875 | 1867 | 2040 | 1748 | 1372 | 1268 | 1003 | 794 | 97.85 | 132.637 | 129.793 | 163.576 | 214.08 | 213.181 | 232.881 | 199.489 | 156.639 | 144.785 | 114.463 | 90.626 | 0 | 0 | 16556 | 16556 | 1890 | 2020
58582 | N | . | Oltmans SCE at Jurupa | California PV Energy LLC | 58540 | CA | PACC | WECC |  | 22 | 2 | NAICS-22 Non-Cogen | PV | SUN | SUN |  |  |  | 0 | 0 | 0 | 0 | 0 | 0 | 0 | 0 | 0 | 0 | 0 | 0 | 0 | 0 | 0 | 0 | 0 | 0 | 0 | 0 | 0 | 0 | 0 | 0 | 0 | 0 | 0 | 0 | 0 | 0 | 0 | 0 | 0 | 0 | 0 | 0 | 1330 | 1802 | 1764 | 2223 | 2909 | 2897 | 3165 | 2711 | 2129 | 1968 | 1556 | 1232 | 1330 | 1802 | 1764 | 2223 | 2909 | 2897 | 3165 | 2711 | 2129 | 1968 | 1556 | 1232 | 151.791 | 205.763 | 201.352 | 253.76 | 332.108 | 330.713 | 361.274 | 309.472 | 242.997 | 224.609 | 177.57 | 140.591 | 0 | 0 | 25686 | 25686 | 2932 | 2020
58585 | Y | . | Sierra Nevada Brewing Co Hybrid | Sierra Nevada Brewing Co | 58544 | CA | PACC | WECC |  | 312 | 7 | Industrial NAICS Cogen | BA | MWH | OTH |  |  | megawatthours | 6 | 4 | 7 | 6 | 6 | 5 | 6 | 6 | 6 | 7 | 7 | 6 | 6 | 4 | 7 | 6 | 6 | 5 | 6 | 6 | 6 | 7 | 7 | 6 | 0 | 0 | 0 | 0 | 0 | 0 | 0 | 0 | 0 | 0 | 0 | 0 | 0 | 0 | 0 | 0 | 0 | 0 | 0 | 0 | 0 | 0 | 0 | 0 | 0 | 0 | 0 | 0 | 0 | 0 | 0 | 0 | 0 | 0 | 0 | 0 | -1.485 | -1.147 | -1.76 | -1.561 | -1.512 | -1.343 | -1.588 | -1.583 | -1.711 | -1.827 | -1.801 | -1.682 | 72 | 72 | 0 | 0 | -19 | 2020
58585 | Y | . | Sierra Nevada Brewing Co Hybrid | Sierra Nevada Brewing Co | 58544 | CA | PACC | WECC |  | 312 | 7 | Industrial NAICS Cogen | GT | NG | NG |  |  | mcf | 7128 | 6306 | 7003 | 4950 | 4654 | 6548 | 9160 | 11384 | 9918 | 10302 | 8231 | 9126 | 2977 | 2634 | 2925 | 2068 | 1943 | 2735 | 3825 | 4754 | 4142 | 4303 | 3438 | 3811 | 1.007 | 1.007 | 1.007 | 1.007 | 1.007 | 1.007 | 1.007 | 1.007 | 1.007 | 1.007 | 1.007 | 1.007 | 7178 | 6350 | 7052 | 4985 | 4687 | 6594 | 9224 | 11464 | 9987 | 10374 | 8289 | 9190 | 2998 | 2652 | 2945 | 2082 | 1957 | 2754 | 3852 | 4787 | 4171 | 4333 | 3462 | 3838 | 516.738 | 457.138 | 507.681 | 358.865 | 337.415 | 474.698 | 664.056 | 825.264 | 718.977 | 746.865 | 596.736 | 661.567 | 94710 | 39555 | 95374 | 39831 | 6866 | 2020
58585 | Y | . | Sierra Nevada Brewing Co Hybrid | Sierra Nevada Brewing Co | 58544 | CA | PACC | WECC |  | 312 | 7 | Industrial NAICS Cogen | PV | SUN | SUN |  |  |  | 0 | 0 | 0 | 0 | 0 | 0 | 0 | 0 | 0 | 0 | 0 | 0 | 0 | 0 | 0 | 0 | 0 | 0 | 0 | 0 | 0 | 0 | 0 | 0 | 0 | 0 | 0 | 0 | 0 | 0 | 0 | 0 | 0 | 0 | 0 | 0 | 1109 | 1503 | 1471 | 1854 | 2426 | 2416 | 2639 | 2261 | 1775 | 1641 | 1297 | 1027 | 1109 | 1503 | 1471 | 1854 | 2426 | 2416 | 2639 | 2261 | 1775 | 1641 | 1297 | 1027 | 126.579 | 171.586 | 167.907 | 211.611 | 276.945 | 275.782 | 301.267 | 258.07 | 202.636 | 187.302 | 148.076 | 117.239 | 0 | 0 | 21419 | 21419 | 2445 | 2020
58590 | N | . | Cascade Solar | Cascade Solar LLC | 58546 | CA | PACC | WECC |  | 22 | 2 | NAICS-22 Non-Cogen | PV | SUN | SUN |  |  |  | 0 | 0 | 0 | 0 | 0 | 0 | 0 | 0 | 0 | 0 | 0 | 0 | 0 | 0 | 0 | 0 | 0 | 0 | 0 | 0 | 0 | 0 | 0 | 0 | 0 | 0 | 0 | 0 | 0 | 0 | 0 | 0 | 0 | 0 | 0 | 0 | 24292 | 32929 | 32223 | 40610 | 53149 | 52925 | 57816 | 49526 | 38888 | 35945 | 28417 | 22499 | 24292 | 32929 | 32223 | 40610 | 53149 | 52925 | 57816 | 49526 | 38888 | 35945 | 28417 | 22499 | 2773.072 | 3759.034 | 3678.442 | 4635.872 | 6067.196 | 6041.716 | 6600.024 | 5653.677 | 4439.252 | 4103.321 | 3243.977 | 2568.417 | 0 | 0 | 469219 | 469219 | 53564 | 2020
58592 | N | . | Solar Gen 2 Solar Facility | Southern Power Co | 17650 | CA | PACC | WECC |  | 22 | 2 | NAICS-22 Non-Cogen | PV | SUN | SUN |  |  |  | 0 | 0 | 0 | 0 | 0 | 0 | 0 | 0 | 0 | 0 | 0 | 0 | 0 | 0 | 0 | 0 | 0 | 0 | 0 | 0 | 0 | 0 | 0 | 0 | 0 | 0 | 0 | 0 | 0 | 0 | 0 | 0 | 0 | 0 | 0 | 0 | 179182 | 242890 | 237683 | 299547 | 392032 | 390386 | 426461 | 365313 | 286843 | 265136 | 209610 | 165958 | 179182 | 242890 | 237683 | 299547 | 392032 | 390386 | 426461 | 365313 | 286843 | 265136 | 209610 | 165958 | 20454.585 | 27727.19 | 27132.735 | 34194.882 | 44752.534 | 44564.595 | 48682.757 | 41702.358 | 32744.582 | 30266.703 | 23928.053 | 18945.026 | 0 | 0 | 3461041 | 3461041 | 395096 | 2020
58593 | Y | . | DGS Central Utility Plant | State of CA DGS BPM | 58548 | CA | PACC | WECC |  | 921 | 5 | Commercial NAICS Cogen | IC | DFO | DFO |  |  | barrels | 0 | 0 | 0 | 0 | 0 | 0 | 0 | 0 | 0 | 0 | 0 | 0 | 0 | 0 | 0 | 0 | 0 | 0 | 0 | 0 | 0 | 0 | 0 | 0 | 0 | 0 | 0 | 0 | 0 | 0 | 0 | 0 | 0 | 0 | 0 | 0 | 0 | 0 | 0 | 0 | 0 | 0 | 0 | 0 | 0 | 0 | 0 | 0 | 0 | 0 | 0 | 0 | 0 | 0 | 0 | 0 | 0 | 0 | 0 | 0 | 0 | 0 | 0 | 0 | 0 | 0 | 0 | 0 | 0 | 0 | 0 | 0 | 0 | 0 | 0 | 0 | 0 | 2020
58593 | Y | . | DGS Central Utility Plant | State of CA DGS BPM | 58548 | CA | PACC | WECC |  | 921 | 5 | Commercial NAICS Cogen | ST | DFO | DFO |  |  | barrels | 0 | 0 | 0 | 0 | 0 | 0 | 0 | 0 | 0 | 0 | 0 | 0 | 0 | 0 | 0 | 0 | 0 | 0 | 0 | 0 | 0 | 0 | 0 | 0 | 0 | 0 | 0 | 0 | 0 | 0 | 0 | 0 | 0 | 0 | 0 | 0 | 0 | 0 | 0 | 0 | 0 | 0 | 0 | 0 | 0 | 0 | 0 | 0 | 0 | 0 | 0 | 0 | 0 | 0 | 0 | 0 | 0 | 0 | 0 | 0 | 0 | 0 | 0 | 0 | 0 | 0 | 0 | 0 | 0 | 0 | 0 | 0 | 0 | 0 | 0 | 0 | 0 | 2020
58593 | Y | . | DGS Central Utility Plant | State of CA DGS BPM | 58548 | CA | PACC | WECC |  | 921 | 5 | Commercial NAICS Cogen | ST | NG | NG |  |  | mcf | 0 | 0 | 0 | 0 | 0 | 0 | 0 | 0 | 0 | 0 | 0 | 0 | 0 | 0 | 0 | 0 | 0 | 0 | 0 | 0 | 0 | 0 | 0 | 0 | 0 | 0 | 0 | 0 | 0 | 0 | 0 | 0 | 0 | 0 | 0 | 0 | 0 | 0 | 0 | 0 | 0 | 0 | 0 | 0 | 0 | 0 | 0 | 0 | 0 | 0 | 0 | 0 | 0 | 0 | 0 | 0 | 0 | 0 | 0 | 0 | 0 | 0 | 0 | 0 | 0 | 0 | 0 | 0 | 0 | 0 | 0 | 0 | 0 | 0 | 0 | 0 | 0 | 2020
58607 | Y | . | One Market Plaza | Paramount Group Inc | 58564 | CA | PACC | WECC |  | 53 | 5 | Commercial NAICS Cogen | IC | NG | NG |  |  | mcf | 938 | 828 | 920 | 650 | 611 | 860 | 1203 | 1495 | 1303 | 1353 | 1081 | 1199 | 389 | 344 | 382 | 270 | 254 | 358 | 500 | 621 | 541 | 562 | 449 | 498 | 1.037 | 1.037 | 1.037 | 1.037 | 1.037 | 1.037 | 1.037 | 1.037 | 1.037 | 1.037 | 1.037 | 1.037 | 973 | 859 | 954 | 674 | 634 | 892 | 1248 | 1550 | 1351 | 1403 | 1121 | 1243 | 403 | 357 | 396 | 280 | 263 | 371 | 518 | 644 | 561 | 583 | 466 | 516 | 74.131 | 65.581 | 72.832 | 51.483 | 48.406 | 68.1 | 95.266 | 118.393 | 103.145 | 107.146 | 85.608 | 94.909 | 12441 | 5168 | 12902 | 5358 | 985 | 2020
58609 | N | . | Industry Solar Power Generation Station 1 LLC | Sustainable Power Group, LLC | 58661 | CA | PACC | WECC |  | 22 | 2 | NAICS-22 Non-Cogen | PV | SUN | SUN |  |  |  | 0 | 0 | 0 | 0 | 0 | 0 | 0 | 0 | 0 | 0 | 0 | 0 | 0 | 0 | 0 | 0 | 0 | 0 | 0 | 0 | 0 | 0 | 0 | 0 | 0 | 0 | 0 | 0 | 0 | 0 | 0 | 0 | 0 | 0 | 0 | 0 | 1861 | 2523 | 2469 | 3111 | 4072 | 4055 | 4430 | 3795 | 2980 | 2754 | 2177 | 1724 | 1861 | 2523 | 2469 | 3111 | 4072 | 4055 | 4430 | 3795 | 2980 | 2754 | 2177 | 1724 | 212.469 | 288.012 | 281.837 | 355.194 | 464.86 | 462.908 | 505.685 | 433.177 | 340.129 | 314.391 | 248.549 | 196.789 | 0 | 0 | 35951 | 35951 | 4104 | 2020
58610 | N | . | Navajo Solar Power Generation Station 1 LLC | Sustainable Power Group, LLC | 58661 | CA | PACC | WECC |  | 22 | 2 | NAICS-22 Non-Cogen | PV | SUN | SUN |  |  |  | 0 | 0 | 0 | 0 | 0 | 0 | 0 | 0 | 0 | 0 | 0 | 0 | 0 | 0 | 0 | 0 | 0 | 0 | 0 | 0 | 0 | 0 | 0 | 0 | 0 | 0 | 0 | 0 | 0 | 0 | 0 | 0 | 0 | 0 | 0 | 0 | 1932 | 2620 | 2563 | 3231 | 4228 | 4210 | 4599 | 3940 | 3094 | 2859 | 2261 | 1790 | 1932 | 2620 | 2563 | 3231 | 4228 | 4210 | 4599 | 3940 | 3094 | 2859 | 2261 | 1790 | 220.597 | 299.03 | 292.619 | 368.782 | 482.644 | 480.617 | 525.03 | 449.748 | 353.141 | 326.418 | 258.057 | 204.317 | 0 | 0 | 37327 | 37327 | 4261 | 2020
58611 | N | . | Powhatan Solar Power Generation Station 1 LLC | Sustainable Power Group, LLC | 58661 | CA | PACC | WECC |  | 22 | 2 | NAICS-22 Non-Cogen | PV | SUN | SUN |  |  |  | 0 | 0 | 0 | 0 | 0 | 0 | 0 | 0 | 0 | 0 | 0 | 0 | 0 | 0 | 0 | 0 | 0 | 0 | 0 | 0 | 0 | 0 | 0 | 0 | 0 | 0 | 0 | 0 | 0 | 0 | 0 | 0 | 0 | 0 | 0 | 0 | 1985 | 2690 | 2633 | 3318 | 4342 | 4324 | 4723 | 4046 | 3177 | 2937 | 2322 | 1838 | 1985 | 2690 | 2633 | 3318 | 4342 | 4324 | 4723 | 4046 | 3177 | 2937 | 2322 | 1838 | 226.55 | 307.101 | 300.516 | 378.735 | 495.67 | 493.588 | 539.2 | 461.887 | 362.672 | 335.228 | 265.022 | 209.831 | 0 | 0 | 38335 | 38335 | 4376 | 2020
58612 | N | . | Otoe Solar Power Generation Station 1 LLC | Sustainable Power Group, LLC | 58661 | CA | PACC | WECC |  | 22 | 2 | NAICS-22 Non-Cogen | PV | SUN | SUN |  |  |  | 0 | 0 | 0 | 0 | 0 | 0 | 0 | 0 | 0 | 0 | 0 | 0 | 0 | 0 | 0 | 0 | 0 | 0 | 0 | 0 | 0 | 0 | 0 | 0 | 0 | 0 | 0 | 0 | 0 | 0 | 0 | 0 | 0 | 0 | 0 | 0 | 1568 | 2125 | 2080 | 2621 | 3430 | 3416 | 3731 | 3196 | 2510 | 2320 | 1834 | 1452 | 1568 | 2125 | 2080 | 2621 | 3430 | 3416 | 3731 | 3196 | 2510 | 2320 | 1834 | 1452 | 178.973 | 242.607 | 237.405 | 299.197 | 391.574 | 389.93 | 425.963 | 364.886 | 286.508 | 264.827 | 209.365 | 165.765 | 0 | 0 | 30283 | 30283 | 3457 | 2020
58616 | N | . | Westlands Solar PV Farm | Westlands Solar Farms, LLC | 58568 | CA | PACC | WECC |  | 22 | 2 | NAICS-22 Non-Cogen | PV | SUN | SUN |  |  |  | 0 | 0 | 0 | 0 | 0 | 0 | 0 | 0 | 0 | 0 | 0 | 0 | 0 | 0 | 0 | 0 | 0 | 0 | 0 | 0 | 0 | 0 | 0 | 0 | 0 | 0 | 0 | 0 | 0 | 0 | 0 | 0 | 0 | 0 | 0 | 0 | 19304 | 26168 | 25607 | 32272 | 42236 | 42059 | 45945 | 39357 | 30903 | 28565 | 22582 | 17880 | 19304 | 26168 | 25607 | 32272 | 42236 | 42059 | 45945 | 39357 | 30903 | 28565 | 22582 | 17880 | 2203.692 | 2987.212 | 2923.168 | 3684.014 | 4821.452 | 4801.204 | 5244.878 | 4492.839 | 3527.765 | 3260.809 | 2577.909 | 2041.058 | 0 | 0 | 372878 | 372878 | 42566 | 2020
58619 | Y | . | Transamerica Pyramid | Transamerica Pyramid Properties LLC | 58573 | CA | PACC | WECC |  | 53 | 5 | Commercial NAICS Cogen | IC | NG | NG |  |  | mcf | 1241 | 1099 | 1220 | 862 | 811 | 1141 | 1596 | 1983 | 1728 | 1795 | 1434 | 1590 | 573 | 507 | 563 | 398 | 374 | 526 | 736 | 915 | 797 | 828 | 662 | 733 | 1 | 1 | 1 | 1 | 1 | 1 | 1 | 1 | 1 | 1 | 1 | 1 | 1241 | 1099 | 1220 | 862 | 811 | 1141 | 1596 | 1983 | 1728 | 1795 | 1434 | 1590 | 573 | 507 | 563 | 398 | 374 | 526 | 736 | 915 | 797 | 828 | 662 | 733 | 90.914 | 80.429 | 89.321 | 63.139 | 59.365 | 83.518 | 116.834 | 145.196 | 126.496 | 131.403 | 104.989 | 116.396 | 16500 | 7612 | 16500 | 7612 | 1208 | 2020
58621 | N | . | Sol Orchard El Centro PV | Sol Orchard Imperial 1, LLC | 58575 | CA | PACC | WECC |  | 22 | 2 | NAICS-22 Non-Cogen | PV | SUN | SUN |  |  |  | 0 | 0 | 0 | 0 | 0 | 0 | 0 | 0 | 0 | 0 | 0 | 0 | 0 | 0 | 0 | 0 | 0 | 0 | 0 | 0 | 0 | 0 | 0 | 0 | 0 | 0 | 0 | 0 | 0 | 0 | 0 | 0 | 0 | 0 | 0 | 0 | 18707 | 25358 | 24815 | 31273 | 40929 | 40757 | 44524 | 38140 | 29947 | 27681 | 21884 | 17326 | 18707 | 25358 | 24815 | 31273 | 40929 | 40757 | 44524 | 38140 | 29947 | 27681 | 21884 | 17326 | 2135.51 | 2894.787 | 2832.725 | 3570.03 | 4672.275 | 4652.654 | 5082.6 | 4353.829 | 3418.615 | 3159.919 | 2498.148 | 1977.908 | 0 | 0 | 361341 | 361341 | 41249 | 2020
58625 | Y | . | Santa Rita Jail Hybrid | County of Alameda GSA | 58549 | CA | PACC | WECC |  | 22 | 3 | NAICS-22 Cogen | BA | MWH | OTH |  |  | megawatthours | 0 | 0 | 0 | 0 | 0 | 0 | 0 | 0 | 0 | 0 | 0 | 0 | 0 | 0 | 0 | 0 | 0 | 0 | 0 | 0 | 0 | 0 | 0 | 0 | 0 | 0 | 0 | 0 | 0 | 0 | 0 | 0 | 0 | 0 | 0 | 0 | 0 | 0 | 0 | 0 | 0 | 0 | 0 | 0 | 0 | 0 | 0 | 0 | 0 | 0 | 0 | 0 | 0 | 0 | 0 | 0 | 0 | 0 | 0 | 0 | 0 | 0 | 0 | 0 | 0 | 0 | 0 | 0 | 0 | 0 | 0 | 0 | 0 | 0 | 0 | 0 | 0 | 2020
58625 | Y | . | Santa Rita Jail Hybrid | County of Alameda GSA | 58549 | CA | PACC | WECC |  | 22 | 3 | NAICS-22 Cogen | FC | NG | NG |  |  | mcf | 6913 | 6113 | 6789 | 4799 | 4512 | 6348 | 8881 | 11036 | 9615 | 9988 | 7980 | 8847 | 6913 | 6113 | 6789 | 4799 | 4512 | 6348 | 8881 | 11036 | 9615 | 9988 | 7980 | 8847 | 0.8 | 0.8 | 0.8 | 0.8 | 0.8 | 0.8 | 0.8 | 0.8 | 0.8 | 0.8 | 0.8 | 0.8 | 5530 | 4890 | 5431 | 3839 | 3610 | 5078 | 7105 | 8829 | 7692 | 7990 | 6384 | 7078 | 5530 | 4890 | 5431 | 3839 | 3610 | 5078 | 7105 | 8829 | 7692 | 7990 | 6384 | 7078 | 698.041 | 617.528 | 685.806 | 484.777 | 455.8 | 641.25 | 897.046 | 1114.815 | 971.237 | 1008.91 | 806.106 | 893.684 | 91821 | 91821 | 73456 | 73456 | 9275 | 2020
58625 | Y | . | Santa Rita Jail Hybrid | County of Alameda GSA | 58549 | CA | PACC | WECC |  | 22 | 3 | NAICS-22 Cogen | PV | SUN | SUN |  |  |  | 0 | 0 | 0 | 0 | 0 | 0 | 0 | 0 | 0 | 0 | 0 | 0 | 0 | 0 | 0 | 0 | 0 | 0 | 0 | 0 | 0 | 0 | 0 | 0 | 0 | 0 | 0 | 0 | 0 | 0 | 0 | 0 | 0 | 0 | 0 | 0 | 1179 | 1598 | 1564 | 1971 | 2580 | 2569 | 2806 | 2404 | 1888 | 1745 | 1379 | 1092 | 1179 | 1598 | 1564 | 1971 | 2580 | 2569 | 2806 | 2404 | 1888 | 1745 | 1379 | 1092 | 134.604 | 182.464 | 178.552 | 225.026 | 294.502 | 293.265 | 320.366 | 274.43 | 215.482 | 199.175 | 157.463 | 124.671 | 0 | 0 | 22775 | 22775 | 2600 | 2020
58626 | N | . | Western Antelope Blue Sky Ranch A | Sustainable Power Group, LLC | 58661 | CA | PACC | WECC |  | 22 | 2 | NAICS-22 Non-Cogen | PV | SUN | SUN |  |  |  | 0 | 0 | 0 | 0 | 0 | 0 | 0 | 0 | 0 | 0 | 0 | 0 | 0 | 0 | 0 | 0 | 0 | 0 | 0 | 0 | 0 | 0 | 0 | 0 | 0 | 0 | 0 | 0 | 0 | 0 | 0 | 0 | 0 | 0 | 0 | 0 | 20610 | 27938 | 27340 | 34455 | 45094 | 44904 | 49054 | 42020 | 32994 | 30497 | 24110 | 19089 | 20610 | 27938 | 27340 | 34455 | 45094 | 44904 | 49054 | 42020 | 32994 | 30497 | 24110 | 19089 | 2352.793 | 3189.326 | 3120.949 | 3933.273 | 5147.67 | 5126.052 | 5599.744 | 4796.822 | 3766.452 | 3481.434 | 2752.329 | 2179.156 | 0 | 0 | 398105 | 398105 | 45446 | 2020
58627 | N | . | Western Antelope Dry Ranch | Sustainable Power Group, LLC | 58661 | CA | PACC | WECC |  | 22 | 2 | NAICS-22 Non-Cogen | PV | SUN | SUN |  |  |  | 0 | 0 | 0 | 0 | 0 | 0 | 0 | 0 | 0 | 0 | 0 | 0 | 0 | 0 | 0 | 0 | 0 | 0 | 0 | 0 | 0 | 0 | 0 | 0 | 0 | 0 | 0 | 0 | 0 | 0 | 0 | 0 | 0 | 0 | 0 | 0 | 11779 | 15967 | 15624 | 19691 | 25771 | 25662 | 28034 | 24014 | 18856 | 17429 | 13779 | 10909 | 11779 | 15967 | 15624 | 19691 | 25771 | 25662 | 28034 | 24014 | 18856 | 17429 | 13779 | 10909 | 1344.601 | 1822.672 | 1783.595 | 2247.832 | 2941.849 | 2929.495 | 3200.206 | 2741.343 | 2152.495 | 1989.61 | 1572.933 | 1245.369 | 0 | 0 | 227515 | 227515 | 25972 | 2020
58633 | N | . | Monterey Regional Water Pollution Control Agency | Tesla Inc. | 60947 | CA | PACC | WECC |  | 22 | 2 | NAICS-22 Non-Cogen | PV | SUN | SUN |  |  |  | 0 | 0 | 0 | 0 | 0 | 0 | 0 | 0 | 0 | 0 | 0 | 0 | 0 | 0 | 0 | 0 | 0 | 0 | 0 | 0 | 0 | 0 | 0 | 0 | 0 | 0 | 0 | 0 | 0 | 0 | 0 | 0 | 0 | 0 | 0 | 0 | 557 | 755 | 739 | 931 | 1218 | 1213 | 1325 | 1135 | 892 | 824 | 651 | 516 | 557 | 755 | 739 | 931 | 1218 | 1213 | 1325 | 1135 | 892 | 824 | 651 | 516 | 63.576 | 86.179 | 84.331 | 106.281 | 139.096 | 138.511 | 151.311 | 129.615 | 101.774 | 94.072 | 74.371 | 58.883 | 0 | 0 | 10756 | 10756 | 1228 | 2020
58634 | N | . | Lancaster Baptist Church | Tesla Inc. | 60947 | CA | PACC | WECC |  | 22 | 2 | NAICS-22 Non-Cogen | PV | SUN | SUN |  |  |  | 0 | 0 | 0 | 0 | 0 | 0 | 0 | 0 | 0 | 0 | 0 | 0 | 0 | 0 | 0 | 0 | 0 | 0 | 0 | 0 | 0 | 0 | 0 | 0 | 0 | 0 | 0 | 0 | 0 | 0 | 0 | 0 | 0 | 0 | 0 | 0 | 850 | 1153 | 1128 | 1422 | 1860 | 1853 | 2024 | 1734 | 1361 | 1258 | 995 | 788 | 850 | 1153 | 1128 | 1422 | 1860 | 1853 | 2024 | 1734 | 1361 | 1258 | 995 | 788 | 97.073 | 131.584 | 128.763 | 162.278 | 212.381 | 211.489 | 231.033 | 197.906 | 155.395 | 143.636 | 113.555 | 89.907 | 0 | 0 | 16426 | 16426 | 1875 | 2020
58636 | N | . | Sacramento Fairbain Water Treatment Plant | Tesla Inc. | 60947 | CA | PACC | WECC |  | 22 | 2 | NAICS-22 Non-Cogen | PV | SUN | SUN |  |  |  | 0 | 0 | 0 | 0 | 0 | 0 | 0 | 0 | 0 | 0 | 0 | 0 | 0 | 0 | 0 | 0 | 0 | 0 | 0 | 0 | 0 | 0 | 0 | 0 | 0 | 0 | 0 | 0 | 0 | 0 | 0 | 0 | 0 | 0 | 0 | 0 | 568 | 770 | 753 | 949 | 1242 | 1237 | 1351 | 1158 | 909 | 840 | 664 | 526 | 568 | 770 | 753 | 949 | 1242 | 1237 | 1351 | 1158 | 909 | 840 | 664 | 526 | 64.817 | 87.863 | 85.98 | 108.358 | 141.814 | 141.219 | 154.268 | 132.149 | 103.763 | 95.911 | 75.824 | 60.034 | 0 | 0 | 10967 | 10967 | 1252 | 2020
58642 | N | . | Tulare 1 and 2 | CD Arevon USA, Inc. | 61230 | CA | PACC | WECC |  | 22 | 2 | NAICS-22 Non-Cogen | PV | SUN | SUN |  |  |  | 0 | 0 | 0 | 0 | 0 | 0 | 0 | 0 | 0 | 0 | 0 | 0 | 0 | 0 | 0 | 0 | 0 | 0 | 0 | 0 | 0 | 0 | 0 | 0 | 0 | 0 | 0 | 0 | 0 | 0 | 0 | 0 | 0 | 0 | 0 | 0 | 2114 | 2866 | 2805 | 3535 | 4626 | 4606 | 5032 | 4311 | 3385 | 3129 | 2473 | 1958 | 2114 | 2866 | 2805 | 3535 | 4626 | 4606 | 5032 | 4311 | 3385 | 3129 | 2473 | 1958 | 241.357 | 327.172 | 320.157 | 403.488 | 528.065 | 525.847 | 574.44 | 492.074 | 386.375 | 357.137 | 282.343 | 223.545 | 0 | 0 | 40840 | 40840 | 4662 | 2020
58646 | N | . | Stateline Solar | Southern Power Co | 17650 | CA | PACC | WECC |  | 22 | 2 | NAICS-22 Non-Cogen | PV | SUN | SUN |  |  |  | 0 | 0 | 0 | 0 | 0 | 0 | 0 | 0 | 0 | 0 | 0 | 0 | 0 | 0 | 0 | 0 | 0 | 0 | 0 | 0 | 0 | 0 | 0 | 0 | 0 | 0 | 0 | 0 | 0 | 0 | 0 | 0 | 0 | 0 | 0 | 0 | 296348 | 401714 | 393102 | 495419 | 648379 | 645656 | 705320 | 604188 | 474406 | 438507 | 346672 | 274477 | 296348 | 401714 | 393102 | 495419 | 648379 | 645656 | 705320 | 604188 | 474406 | 438507 | 346672 | 274477 | 33829.669 | 45857.77 | 44874.606 | 56554.631 | 74015.845 | 73705.014 | 80516.008 | 68971.185 | 54155.992 | 50057.85 | 39574.408 | 31333.022 | 0 | 0 | 5724188 | 5724188 | 653446 | 2020
58711 | N | . | Lost Hills/Blackwell | Southern Power Co | 17650 | CA | PACC | WECC |  | 22 | 2 | NAICS-22 Non-Cogen | PV | SUN | SUN |  |  |  | 0 | 0 | 0 | 0 | 0 | 0 | 0 | 0 | 0 | 0 | 0 | 0 | 0 | 0 | 0 | 0 | 0 | 0 | 0 | 0 | 0 | 0 | 0 | 0 | 0 | 0 | 0 | 0 | 0 | 0 | 0 | 0 | 0 | 0 | 0 | 0 | 38256 | 51858 | 50746 | 63954 | 83700 | 83348 | 91050 | 77995 | 61242 | 56607 | 44752 | 35433 | 38256 | 51858 | 50746 | 63954 | 83700 | 83348 | 91050 | 77995 | 61242 | 56607 | 44752 | 35433 | 4367.107 | 5919.826 | 5792.908 | 7300.694 | 9554.78 | 9514.654 | 10393.892 | 8903.559 | 6991.051 | 6462.018 | 5108.7 | 4044.811 | 0 | 0 | 738941 | 738941 | 84354 | 2020
58713 | N | . | North Star Solar | Southern Power Co | 17650 | CA | PACC | WECC |  | 22 | 2 | NAICS-22 Non-Cogen | PV | SUN | SUN |  |  |  | 0 | 0 | 0 | 0 | 0 | 0 | 0 | 0 | 0 | 0 | 0 | 0 | 0 | 0 | 0 | 0 | 0 | 0 | 0 | 0 | 0 | 0 | 0 | 0 | 0 | 0 | 0 | 0 | 0 | 0 | 0 | 0 | 0 | 0 | 0 | 0 | 64770 | 87799 | 85916 | 108279 | 141710 | 141114 | 154155 | 132051 | 103686 | 95840 | 75769 | 59990 | 64770 | 87799 | 85916 | 108279 | 141710 | 141114 | 154155 | 132051 | 103686 | 95840 | 75769 | 59990 | 7393.803 | 10022.663 | 9807.783 | 12360.567 | 16176.885 | 16108.95 | 17597.559 | 15074.326 | 11836.321 | 10940.632 | 8649.373 | 6848.138 | 0 | 0 | 1251079 | 1251079 | 142817 | 2020
58718 | N | . | Orion Solar I | Orion Solar I LLC | 58654 | CA | PACC | WECC |  | 22 | 2 | NAICS-22 Non-Cogen | PV | SUN | SUN |  |  |  | 0 | 0 | 0 | 0 | 0 | 0 | 0 | 0 | 0 | 0 | 0 | 0 | 0 | 0 | 0 | 0 | 0 | 0 | 0 | 0 | 0 | 0 | 0 | 0 | 0 | 0 | 0 | 0 | 0 | 0 | 0 | 0 | 0 | 0 | 0 | 0 | 11752 | 15930 | 15589 | 19646 | 25712 | 25604 | 27970 | 23960 | 18813 | 17389 | 13748 | 10885 | 11752 | 15930 | 15589 | 19646 | 25712 | 25604 | 27970 | 23960 | 18813 | 17389 | 13748 | 10885 | 1341.545 | 1818.532 | 1779.544 | 2242.726 | 2935.166 | 2922.84 | 3192.936 | 2735.116 | 2147.606 | 1985.09 | 1569.359 | 1242.54 | 0 | 0 | 226998 | 226998 | 25913 | 2020
58721 | N | . | Orion Solar II | Orion Solar II, LLC | 58655 | CA | PACC | WECC |  | 22 | 2 | NAICS-22 Non-Cogen | PV | SUN | SUN |  |  |  | 0 | 0 | 0 | 0 | 0 | 0 | 0 | 0 | 0 | 0 | 0 | 0 | 0 | 0 | 0 | 0 | 0 | 0 | 0 | 0 | 0 | 0 | 0 | 0 | 0 | 0 | 0 | 0 | 0 | 0 | 0 | 0 | 0 | 0 | 0 | 0 | 7606 | 10311 | 10090 | 12716 | 16642 | 16572 | 18103 | 15508 | 12177 | 11255 | 8898 | 7045 | 7606 | 10311 | 10090 | 12716 | 16642 | 16572 | 18103 | 15508 | 12177 | 11255 | 8898 | 7045 | 868.305 | 1177.031 | 1151.797 | 1451.588 | 1899.765 | 1891.787 | 2066.605 | 1770.284 | 1390.022 | 1284.835 | 1015.756 | 804.225 | 0 | 0 | 146923 | 146923 | 16772 | 2020
58748 | N | . | North Bay Solar 1 | Sustainable Power Group, LLC | 58661 | CA | PACC | WECC |  | 22131 | 4 | Commercial NAICS Non-Cogen | PV | SUN | SUN |  |  |  | 0 | 0 | 0 | 0 | 0 | 0 | 0 | 0 | 0 | 0 | 0 | 0 | 0 | 0 | 0 | 0 | 0 | 0 | 0 | 0 | 0 | 0 | 0 | 0 | 0 | 0 | 0 | 0 | 0 | 0 | 0 | 0 | 0 | 0 | 0 | 0 | 896 | 1214 | 1188 | 1497 | 1960 | 1951 | 2132 | 1826 | 1434 | 1325 | 1048 | 830 | 896 | 1214 | 1188 | 1497 | 1960 | 1951 | 2132 | 1826 | 1434 | 1325 | 1048 | 830 | 102.248 | 138.602 | 135.631 | 170.933 | 223.708 | 222.769 | 243.355 | 208.461 | 163.683 | 151.297 | 119.611 | 94.702 | 0 | 0 | 17301 | 17301 | 1975 | 2020
58750 | N | . | Lancaster Dry Farm Ranch B | Sustainable Power Group, LLC | 58661 | CA | PACC | WECC |  | 22 | 2 | NAICS-22 Non-Cogen | PV | SUN | SUN |  |  |  | 0 | 0 | 0 | 0 | 0 | 0 | 0 | 0 | 0 | 0 | 0 | 0 | 0 | 0 | 0 | 0 | 0 | 0 | 0 | 0 | 0 | 0 | 0 | 0 | 0 | 0 | 0 | 0 | 0 | 0 | 0 | 0 | 0 | 0 | 0 | 0 | 5425 | 7354 | 7196 | 9069 | 11869 | 11819 | 12912 | 11060 | 8684 | 8027 | 6346 | 5025 | 5425 | 7354 | 7196 | 9069 | 11869 | 11819 | 12912 | 11060 | 8684 | 8027 | 6346 | 5025 | 619.287 | 839.474 | 821.476 | 1035.291 | 1354.936 | 1349.246 | 1473.928 | 1262.588 | 991.381 | 916.36 | 724.45 | 573.583 | 0 | 0 | 104786 | 104786 | 11962 | 2020
58751 | N | . | Rodeo Solar C2 | Sustainable Power Group, LLC | 58661 | CA | PACC | WECC |  | 22 | 2 | NAICS-22 Non-Cogen | PV | SUN | SUN |  |  |  | 0 | 0 | 0 | 0 | 0 | 0 | 0 | 0 | 0 | 0 | 0 | 0 | 0 | 0 | 0 | 0 | 0 | 0 | 0 | 0 | 0 | 0 | 0 | 0 | 0 | 0 | 0 | 0 | 0 | 0 | 0 | 0 | 0 | 0 | 0 | 0 | 1361 | 1844 | 1805 | 2274 | 2977 | 2964 | 3238 | 2774 | 2178 | 2013 | 1592 | 1260 | 1361 | 1844 | 1805 | 2274 | 2977 | 2964 | 3238 | 2774 | 2178 | 2013 | 1592 | 1260 | 155.313 | 210.535 | 206.021 | 259.645 | 339.81 | 338.383 | 369.653 | 316.65 | 248.633 | 229.818 | 181.688 | 143.851 | 0 | 0 | 26280 | 26280 | 3000 | 2020
58752 | N | . | Rodeo Solar D2 | Sustainable Power Group, LLC | 58661 | CA | PACC | WECC |  | 22 | 2 | NAICS-22 Non-Cogen | PV | SUN | SUN |  |  |  | 0 | 0 | 0 | 0 | 0 | 0 | 0 | 0 | 0 | 0 | 0 | 0 | 0 | 0 | 0 | 0 | 0 | 0 | 0 | 0 | 0 | 0 | 0 | 0 | 0 | 0 | 0 | 0 | 0 | 0 | 0 | 0 | 0 | 0 | 0 | 0 | 1721 | 2333 | 2283 | 2877 | 3766 | 3750 | 4096 | 3509 | 2755 | 2547 | 2013 | 1594 | 1721 | 2333 | 2283 | 2877 | 3766 | 3750 | 4096 | 3509 | 2755 | 2547 | 2013 | 1594 | 196.47 | 266.327 | 260.617 | 328.451 | 429.86 | 428.055 | 467.611 | 400.562 | 314.52 | 290.72 | 229.835 | 181.972 | 0 | 0 | 33244 | 33244 | 3795 | 2020
58753 | N | . | Summer Solar A2 | Sustainable Power Group, LLC | 58661 | CA | PACC | WECC |  | 22 | 2 | NAICS-22 Non-Cogen | PV | SUN | SUN |  |  |  | 0 | 0 | 0 | 0 | 0 | 0 | 0 | 0 | 0 | 0 | 0 | 0 | 0 | 0 | 0 | 0 | 0 | 0 | 0 | 0 | 0 | 0 | 0 | 0 | 0 | 0 | 0 | 0 | 0 | 0 | 0 | 0 | 0 | 0 | 0 | 0 | 1707 | 2315 | 2265 | 2854 | 3736 | 3720 | 4064 | 3481 | 2733 | 2527 | 1997 | 1581 | 1707 | 2315 | 2265 | 2854 | 3736 | 3720 | 4064 | 3481 | 2733 | 2527 | 1997 | 1581 | 194.918 | 264.222 | 258.557 | 325.854 | 426.462 | 424.671 | 463.914 | 397.396 | 312.034 | 288.421 | 228.018 | 180.533 | 0 | 0 | 32980 | 32980 | 3765 | 2020
58754 | N | . | Summer Solar B2 | Sustainable Power Group, LLC | 58661 | CA | PACC | WECC |  | 22 | 2 | NAICS-22 Non-Cogen | PV | SUN | SUN |  |  |  | 0 | 0 | 0 | 0 | 0 | 0 | 0 | 0 | 0 | 0 | 0 | 0 | 0 | 0 | 0 | 0 | 0 | 0 | 0 | 0 | 0 | 0 | 0 | 0 | 0 | 0 | 0 | 0 | 0 | 0 | 0 | 0 | 0 | 0 | 0 | 0 | 1692 | 2294 | 2245 | 2829 | 3702 | 3687 | 4027 | 3450 | 2709 | 2504 | 1979 | 1567 | 1692 | 2294 | 2245 | 2829 | 3702 | 3687 | 4027 | 3450 | 2709 | 2504 | 1979 | 1567 | 193.158 | 261.835 | 256.222 | 322.912 | 422.61 | 420.836 | 459.725 | 393.807 | 309.216 | 285.817 | 225.959 | 178.903 | 0 | 0 | 32685 | 32685 | 3731 | 2020
58755 | N | . | Summer Solar C2 | Sustainable Power Group, LLC | 58661 | CA | PACC | WECC |  | 22 | 2 | NAICS-22 Non-Cogen | PV | SUN | SUN |  |  |  | 0 | 0 | 0 | 0 | 0 | 0 | 0 | 0 | 0 | 0 | 0 | 0 | 0 | 0 | 0 | 0 | 0 | 0 | 0 | 0 | 0 | 0 | 0 | 0 | 0 | 0 | 0 | 0 | 0 | 0 | 0 | 0 | 0 | 0 | 0 | 0 | 1667 | 2259 | 2211 | 2786 | 3646 | 3631 | 3967 | 3398 | 2668 | 2466 | 1950 | 1544 | 1667 | 2259 | 2211 | 2786 | 3646 | 3631 | 3967 | 3398 | 2668 | 2466 | 1950 | 1544 | 190.26 | 257.905 | 252.376 | 318.065 | 416.267 | 414.519 | 452.824 | 387.896 | 304.575 | 281.527 | 222.568 | 176.218 | 0 | 0 | 32193 | 32193 | 3675 | 2020
58756 | N | . | Summer Solar D2 | Sustainable Power Group, LLC | 58661 | CA | PACC | WECC |  | 22 | 2 | NAICS-22 Non-Cogen | PV | SUN | SUN |  |  |  | 0 | 0 | 0 | 0 | 0 | 0 | 0 | 0 | 0 | 0 | 0 | 0 | 0 | 0 | 0 | 0 | 0 | 0 | 0 | 0 | 0 | 0 | 0 | 0 | 0 | 0 | 0 | 0 | 0 | 0 | 0 | 0 | 0 | 0 | 0 | 0 | 1028 | 1394 | 1364 | 1719 | 2249 | 2240 | 2447 | 2096 | 1646 | 1521 | 1203 | 952 | 1028 | 1394 | 1364 | 1719 | 2249 | 2240 | 2447 | 2096 | 1646 | 1521 | 1203 | 952 | 117.366 | 159.094 | 155.683 | 196.205 | 256.783 | 255.705 | 279.334 | 239.282 | 187.883 | 173.666 | 137.295 | 108.704 | 0 | 0 | 19859 | 19859 | 2267 | 2020
58757 | N | . | Summer North Solar | Sustainable Power Group, LLC | 58661 | CA | PACC | WECC |  | 22 | 2 | NAICS-22 Non-Cogen | PV | SUN | SUN |  |  |  | 0 | 0 | 0 | 0 | 0 | 0 | 0 | 0 | 0 | 0 | 0 | 0 | 0 | 0 | 0 | 0 | 0 | 0 | 0 | 0 | 0 | 0 | 0 | 0 | 0 | 0 | 0 | 0 | 0 | 0 | 0 | 0 | 0 | 0 | 0 | 0 | 6337 | 8591 | 8407 | 10595 | 13866 | 13807 | 15083 | 12921 | 10145 | 9378 | 7414 | 5870 | 6337 | 8591 | 8407 | 10595 | 13866 | 13807 | 15083 | 12921 | 10145 | 9378 | 7414 | 5870 | 723.451 | 980.672 | 959.647 | 1209.426 | 1582.835 | 1576.188 | 1721.842 | 1474.955 | 1158.131 | 1070.492 | 846.302 | 670.059 | 0 | 0 | 122414 | 122414 | 13974 | 2020
58761 | N | . | Expressway Solar A | Sustainable Power Group, LLC | 58661 | CA | PACC | WECC |  | 22 | 2 | NAICS-22 Non-Cogen | PV | SUN | SUN |  |  |  | 0 | 0 | 0 | 0 | 0 | 0 | 0 | 0 | 0 | 0 | 0 | 0 | 0 | 0 | 0 | 0 | 0 | 0 | 0 | 0 | 0 | 0 | 0 | 0 | 0 | 0 | 0 | 0 | 0 | 0 | 0 | 0 | 0 | 0 | 0 | 0 | 2148 | 2912 | 2850 | 3591 | 4700 | 4681 | 5113 | 4380 | 3439 | 3179 | 2513 | 1990 | 2148 | 2912 | 2850 | 3591 | 4700 | 4681 | 5113 | 4380 | 3439 | 3179 | 2513 | 1990 | 245.241 | 332.435 | 325.308 | 409.979 | 536.56 | 534.307 | 583.681 | 499.99 | 392.591 | 362.882 | 286.885 | 227.141 | 0 | 0 | 41496 | 41496 | 4737 | 2020
58762 | N | . | Expressway Solar B | Sustainable Power Group, LLC | 58661 | CA | PACC | WECC |  | 22 | 2 | NAICS-22 Non-Cogen | PV | SUN | SUN |  |  |  | 0 | 0 | 0 | 0 | 0 | 0 | 0 | 0 | 0 | 0 | 0 | 0 | 0 | 0 | 0 | 0 | 0 | 0 | 0 | 0 | 0 | 0 | 0 | 0 | 0 | 0 | 0 | 0 | 0 | 0 | 0 | 0 | 0 | 0 | 0 | 0 | 1859 | 2519 | 2465 | 3107 | 4066 | 4049 | 4423 | 3789 | 2975 | 2750 | 2174 | 1721 | 1859 | 2519 | 2465 | 3107 | 4066 | 4049 | 4423 | 3789 | 2975 | 2750 | 2174 | 1721 | 212.158 | 287.591 | 281.425 | 354.675 | 464.181 | 462.231 | 504.945 | 432.544 | 339.632 | 313.931 | 248.186 | 196.501 | 0 | 0 | 35897 | 35897 | 4098 | 2020
58763 | N | . | Expressway Solar C2 | Sustainable Power Group, LLC | 58661 | CA | PACC | WECC |  | 22 | 2 | NAICS-22 Non-Cogen | PV | SUN | SUN |  |  |  | 0 | 0 | 0 | 0 | 0 | 0 | 0 | 0 | 0 | 0 | 0 | 0 | 0 | 0 | 0 | 0 | 0 | 0 | 0 | 0 | 0 | 0 | 0 | 0 | 0 | 0 | 0 | 0 | 0 | 0 | 0 | 0 | 0 | 0 | 0 | 0 | 1644 | 2229 | 2181 | 2748 | 3597 | 3582 | 3913 | 3352 | 2632 | 2433 | 1923 | 1523 | 1644 | 2229 | 2181 | 2748 | 3597 | 3582 | 3913 | 3352 | 2632 | 2433 | 1923 | 1523 | 187.668 | 254.397 | 248.942 | 313.738 | 410.604 | 408.88 | 446.664 | 382.619 | 300.431 | 277.697 | 219.54 | 173.82 | 0 | 0 | 31757 | 31757 | 3625 | 2020
58814 | N | . | Shasta Solar Farm | Ignite Solar Holdings LLC | 58696 | CA | PACC | WECC |  | 22 | 2 | NAICS-22 Non-Cogen | PV | SUN | SUN |  |  |  | 0 | 0 | 0 | 0 | 0 | 0 | 0 | 0 | 0 | 0 | 0 | 0 | 0 | 0 | 0 | 0 | 0 | 0 | 0 | 0 | 0 | 0 | 0 | 0 | 0 | 0 | 0 | 0 | 0 | 0 | 0 | 0 | 0 | 0 | 0 | 0 | 3091 | 4190 | 4100 | 5167 | 6762 | 6734 | 7356 | 6301 | 4948 | 4573 | 3616 | 2863 | 3091 | 4190 | 4100 | 5167 | 6762 | 6734 | 7356 | 6301 | 4948 | 4573 | 3616 | 2863 | 352.82 | 478.266 | 468.012 | 589.827 | 771.935 | 768.693 | 839.728 | 719.323 | 564.81 | 522.07 | 412.734 | 326.782 | 0 | 0 | 59701 | 59701 | 6815 | 2020
58831 | N | . | Redcrest Solar Farm | Sustainable Power Group, LLC | 58661 | CA | PACC | WECC |  | 22 | 2 | NAICS-22 Non-Cogen | PV | SUN | SUN |  |  |  | 0 | 0 | 0 | 0 | 0 | 0 | 0 | 0 | 0 | 0 | 0 | 0 | 0 | 0 | 0 | 0 | 0 | 0 | 0 | 0 | 0 | 0 | 0 | 0 | 0 | 0 | 0 | 0 | 0 | 0 | 0 | 0 | 0 | 0 | 0 | 0 | 15351 | 20809 | 20363 | 25663 | 33587 | 33445 | 36536 | 31297 | 24575 | 22715 | 17958 | 14218 | 15351 | 20809 | 20363 | 25663 | 33587 | 33445 | 36536 | 31297 | 24575 | 22715 | 17958 | 14218 | 1752.403 | 2375.467 | 2324.539 | 2929.573 | 3834.077 | 3817.976 | 4170.79 | 3572.76 | 2805.322 | 2593.035 | 2049.984 | 1623.074 | 0 | 0 | 296517 | 296517 | 33849 | 2020
58906 | N | . | Valley Center 1 | Goldman Sachs Renewable Power Group | 61944 | CA | PACC | WECC |  | 22 | 2 | NAICS-22 Non-Cogen | PV | SUN | SUN |  |  |  | 0 | 0 | 0 | 0 | 0 | 0 | 0 | 0 | 0 | 0 | 0 | 0 | 0 | 0 | 0 | 0 | 0 | 0 | 0 | 0 | 0 | 0 | 0 | 0 | 0 | 0 | 0 | 0 | 0 | 0 | 0 | 0 | 0 | 0 | 0 | 0 | 2660 | 3606 | 3529 | 4447 | 5821 | 5796 | 6332 | 5424 | 4259 | 3936 | 3112 | 2464 | 2660 | 3606 | 3529 | 4447 | 5821 | 5796 | 6332 | 5424 | 4259 | 3936 | 3112 | 2464 | 303.691 | 411.666 | 402.84 | 507.692 | 664.442 | 661.652 | 722.794 | 619.156 | 486.16 | 449.37 | 355.26 | 281.277 | 0 | 0 | 51386 | 51386 | 5866 | 2020
58907 | N | . | Valley Center 2 | Goldman Sachs Renewable Power Group | 61944 | CA | PACC | WECC |  | 22 | 2 | NAICS-22 Non-Cogen | PV | SUN | SUN |  |  |  | 0 | 0 | 0 | 0 | 0 | 0 | 0 | 0 | 0 | 0 | 0 | 0 | 0 | 0 | 0 | 0 | 0 | 0 | 0 | 0 | 0 | 0 | 0 | 0 | 0 | 0 | 0 | 0 | 0 | 0 | 0 | 0 | 0 | 0 | 0 | 0 | 5306 | 7192 | 7038 | 8870 | 11608 | 11560 | 12628 | 10817 | 8494 | 7851 | 6207 | 4914 | 5306 | 7192 | 7038 | 8870 | 11608 | 11560 | 12628 | 10817 | 8494 | 7851 | 6207 | 4914 | 605.671 | 821.017 | 803.415 | 1012.528 | 1325.146 | 1319.581 | 1441.522 | 1234.829 | 969.584 | 896.213 | 708.522 | 560.972 | 0 | 0 | 102485 | 102485 | 11699 | 2020
58909 | N | . | Ramona 1 | Goldman Sachs Renewable Power Group | 61944 | CA | PACC | WECC |  | 22 | 2 | NAICS-22 Non-Cogen | PV | SUN | SUN |  |  |  | 0 | 0 | 0 | 0 | 0 | 0 | 0 | 0 | 0 | 0 | 0 | 0 | 0 | 0 | 0 | 0 | 0 | 0 | 0 | 0 | 0 | 0 | 0 | 0 | 0 | 0 | 0 | 0 | 0 | 0 | 0 | 0 | 0 | 0 | 0 | 0 | 3993 | 5413 | 5297 | 6676 | 8737 | 8700 | 9504 | 8141 | 6392 | 5909 | 4671 | 3699 | 3993 | 5413 | 5297 | 6676 | 8737 | 8700 | 9504 | 8141 | 6392 | 5909 | 4671 | 3699 | 455.845 | 617.92 | 604.673 | 762.058 | 997.343 | 993.154 | 1084.93 | 929.367 | 729.737 | 674.515 | 533.254 | 422.204 | 0 | 0 | 77132 | 77132 | 8805 | 2020
58912 | N | . | Santa Fe Springs Rooftop Solar BLDG M | Golden Springs Development Company LLC | 57104 | CA | PACC | WECC |  | 22 | 2 | NAICS-22 Non-Cogen | PV | SUN | SUN |  |  |  | 0 | 0 | 0 | 0 | 0 | 0 | 0 | 0 | 0 | 0 | 0 | 0 | 0 | 0 | 0 | 0 | 0 | 0 | 0 | 0 | 0 | 0 | 0 | 0 | 0 | 0 | 0 | 0 | 0 | 0 | 0 | 0 | 0 | 0 | 0 | 0 | 1327 | 1798 | 1760 | 2218 | 2902 | 2890 | 3157 | 2705 | 2124 | 1963 | 1552 | 1229 | 1327 | 1798 | 1760 | 2218 | 2902 | 2890 | 3157 | 2705 | 2124 | 1963 | 1552 | 1229 | 151.43 | 205.272 | 200.871 | 253.154 | 331.315 | 329.923 | 360.411 | 308.734 | 242.417 | 224.072 | 177.146 | 140.255 | 0 | 0 | 25625 | 25625 | 2925 | 2020
58913 | N | . | Santa Fe Springs Rooftop Solar BLDG H | Golden Springs Development Company LLC | 57104 | CA | PACC | WECC |  | 22 | 2 | NAICS-22 Non-Cogen | PV | SUN | SUN |  |  |  | 0 | 0 | 0 | 0 | 0 | 0 | 0 | 0 | 0 | 0 | 0 | 0 | 0 | 0 | 0 | 0 | 0 | 0 | 0 | 0 | 0 | 0 | 0 | 0 | 0 | 0 | 0 | 0 | 0 | 0 | 0 | 0 | 0 | 0 | 0 | 0 | 1225 | 1661 | 1625 | 2049 | 2681 | 2670 | 2917 | 2498 | 1962 | 1813 | 1433 | 1135 | 1225 | 1661 | 1625 | 2049 | 2681 | 2670 | 2917 | 2498 | 1962 | 1813 | 1433 | 1135 | 139.886 | 189.622 | 185.557 | 233.853 | 306.056 | 304.77 | 332.934 | 285.196 | 223.935 | 206.989 | 163.64 | 129.562 | 0 | 0 | 23669 | 23669 | 2702 | 2020
58918 | N | . | 2081 Terzian Solar Project | Solarenewal LLC | 61315 | CA | PACC | WECC |  | 22 | 2 | NAICS-22 Non-Cogen | PV | SUN | SUN |  |  |  | 0 | 0 | 0 | 0 | 0 | 0 | 0 | 0 | 0 | 0 | 0 | 0 | 0 | 0 | 0 | 0 | 0 | 0 | 0 | 0 | 0 | 0 | 0 | 0 | 0 | 0 | 0 | 0 | 0 | 0 | 0 | 0 | 0 | 0 | 0 | 0 | 1091 | 1479 | 1447 | 1824 | 2387 | 2377 | 2597 | 2225 | 1747 | 1615 | 1276 | 1011 | 1091 | 1479 | 1447 | 1824 | 2387 | 2377 | 2597 | 2225 | 1747 | 1615 | 1276 | 1011 | 124.562 | 168.849 | 165.229 | 208.235 | 272.528 | 271.383 | 296.461 | 253.953 | 199.403 | 184.314 | 145.714 | 115.369 | 0 | 0 | 21076 | 21076 | 2406 | 2020
58919 | N | . | 2127 Harris Solar Project | Solarenewal LLC | 61315 | CA | PACC | WECC |  | 22 | 2 | NAICS-22 Non-Cogen | PV | SUN | SUN |  |  |  | 0 | 0 | 0 | 0 | 0 | 0 | 0 | 0 | 0 | 0 | 0 | 0 | 0 | 0 | 0 | 0 | 0 | 0 | 0 | 0 | 0 | 0 | 0 | 0 | 0 | 0 | 0 | 0 | 0 | 0 | 0 | 0 | 0 | 0 | 0 | 0 | 1075 | 1458 | 1426 | 1798 | 2353 | 2343 | 2559 | 2192 | 1721 | 1591 | 1258 | 996 | 1075 | 1458 | 1426 | 1798 | 2353 | 2343 | 2559 | 2192 | 1721 | 1591 | 1258 | 996 | 122.749 | 166.393 | 162.826 | 205.206 | 268.563 | 267.435 | 292.149 | 250.259 | 196.503 | 181.633 | 143.594 | 113.69 | 0 | 0 | 20770 | 20770 | 2371 | 2020
58920 | N | . | 2097 Helton Solar Project | Solarenewal LLC | 61315 | CA | PACC | WECC |  | 22 | 2 | NAICS-22 Non-Cogen | PV | SUN | SUN |  |  |  | 0 | 0 | 0 | 0 | 0 | 0 | 0 | 0 | 0 | 0 | 0 | 0 | 0 | 0 | 0 | 0 | 0 | 0 | 0 | 0 | 0 | 0 | 0 | 0 | 0 | 0 | 0 | 0 | 0 | 0 | 0 | 0 | 0 | 0 | 0 | 0 | 1654 | 2242 | 2194 | 2765 | 3619 | 3604 | 3937 | 3372 | 2648 | 2447 | 1935 | 1532 | 1654 | 2242 | 2194 | 2765 | 3619 | 3604 | 3937 | 3372 | 2648 | 2447 | 1935 | 1532 | 188.81 | 255.94 | 250.453 | 315.642 | 413.096 | 411.361 | 449.374 | 384.941 | 302.254 | 279.382 | 220.872 | 174.875 | 0 | 0 | 31949 | 31949 | 3647 | 2020
58949 | N | . | Cloverdale Solar I | Altus Power America Management, LLC | 60281 | CA | PACC | WECC |  | 22 | 2 | NAICS-22 Non-Cogen | PV | SUN | SUN |  |  |  | 0 | 0 | 0 | 0 | 0 | 0 | 0 | 0 | 0 | 0 | 0 | 0 | 0 | 0 | 0 | 0 | 0 | 0 | 0 | 0 | 0 | 0 | 0 | 0 | 0 | 0 | 0 | 0 | 0 | 0 | 0 | 0 | 0 | 0 | 0 | 0 | 57 | 77 | 76 | 96 | 125 | 124 | 136 | 116 | 91 | 85 | 67 | 53 | 57 | 77 | 76 | 96 | 125 | 124 | 136 | 116 | 91 | 85 | 67 | 53 | 6.524 | 8.842 | 8.653 | 10.905 | 14.272 | 14.212 | 15.525 | 13.299 | 10.443 | 9.652 | 7.631 | 6.042 | 0 | 0 | 1103 | 1103 | 126 | 2020
58954 | N | . | Intel Folsom Phase 2 | Tesla Inc. | 60947 | CA | PACC | WECC |  | 22 | 2 | NAICS-22 Non-Cogen | PV | SUN | SUN |  |  |  | 0 | 0 | 0 | 0 | 0 | 0 | 0 | 0 | 0 | 0 | 0 | 0 | 0 | 0 | 0 | 0 | 0 | 0 | 0 | 0 | 0 | 0 | 0 | 0 | 0 | 0 | 0 | 0 | 0 | 0 | 0 | 0 | 0 | 0 | 0 | 0 | 717 | 973 | 952 | 1199 | 1570 | 1563 | 1708 | 1463 | 1149 | 1062 | 839 | 665 | 717 | 973 | 952 | 1199 | 1570 | 1563 | 1708 | 1463 | 1149 | 1062 | 839 | 665 | 81.902 | 111.022 | 108.642 | 136.919 | 179.193 | 178.441 | 194.93 | 166.98 | 131.112 | 121.191 | 95.81 | 75.858 | 0 | 0 | 13860 | 13860 | 1582 | 2020
58960 | Y | . | Laguna Water Reclamation Facility | City of Santa Rosa | 58824 | CA | PACC | WECC |  | 22132 | 5 | Commercial NAICS Cogen | IC | NG | NG |  |  | mcf | 3169 | 2805 | 3115 | 2202 | 2070 | 2913 | 4075 | 5064 | 4412 | 4583 | 3662 | 4059 | 1809 | 1600 | 1777 | 1256 | 1181 | 1662 | 2325 | 2889 | 2516 | 2614 | 2089 | 2316 | 1.032 | 1.032 | 1.032 | 1.032 | 1.032 | 1.032 | 1.032 | 1.032 | 1.032 | 1.032 | 1.032 | 1.032 | 3270 | 2895 | 3215 | 2272 | 2136 | 3006 | 4205 | 5226 | 4553 | 4730 | 3779 | 4189 | 1867 | 1651 | 1834 | 1296 | 1219 | 1715 | 2399 | 2981 | 2597 | 2698 | 2156 | 2390 | 313.069 | 276.96 | 307.582 | 217.421 | 204.425 | 287.599 | 402.323 | 499.992 | 435.597 | 452.494 | 361.537 | 400.815 | 42129 | 24034 | 43476 | 24803 | 4159.814 | 2020
58960 | Y | . | Laguna Water Reclamation Facility | City of Santa Rosa | 58824 | CA | PACC | WECC |  | 22132 | 5 | Commercial NAICS Cogen | IC | OBG | ORW |  |  | Mcf | 16981 | 15273 | 16094 | 15062 | 16000 | 14747 | 16563 | 15813 | 15685 | 15095 | 15197 | 13573 | 9687 | 8712 | 9180 | 8592 | 9127 | 8413 | 9448 | 9021 | 8948 | 8611 | 8669 | 7742 | 0.632 | 0.632 | 0.632 | 0.632 | 0.632 | 0.632 | 0.632 | 0.632 | 0.632 | 0.632 | 0.632 | 0.632 | 10732 | 9653 | 10171 | 9519 | 10112 | 9320 | 10468 | 9994 | 9913 | 9540 | 9605 | 8578 | 6122 | 5506 | 5802 | 5430 | 5768 | 5317 | 5971 | 5701 | 5655 | 5442 | 5479 | 4893 | 1026.731 | 923.561 | 973.163 | 910.791 | 967.515 | 891.736 | 1001.525 | 956.212 | 948.452 | 912.797 | 918.95 | 820.753 | 186083 | 106150 | 117605 | 67086 | 11252.186 | 2020
58973 | N | . | White River Solar 2 | Consolidated Edison Development Inc. | 56769 | CA | PACC | WECC |  | 22 | 2 | NAICS-22 Non-Cogen | PV | SUN | SUN |  |  |  | 0 | 0 | 0 | 0 | 0 | 0 | 0 | 0 | 0 | 0 | 0 | 0 | 0 | 0 | 0 | 0 | 0 | 0 | 0 | 0 | 0 | 0 | 0 | 0 | 0 | 0 | 0 | 0 | 0 | 0 | 0 | 0 | 0 | 0 | 0 | 0 | 22380 | 30337 | 29687 | 37414 | 48965 | 48760 | 53266 | 45628 | 35827 | 33116 | 26181 | 20728 | 22380 | 30337 | 29687 | 37414 | 48965 | 48760 | 53266 | 45628 | 35827 | 33116 | 26181 | 20728 | 2554.804 | 3463.162 | 3388.914 | 4270.985 | 5589.649 | 5566.175 | 6080.539 | 5208.678 | 4089.841 | 3780.35 | 2988.645 | 2366.258 | 0 | 0 | 432289 | 432289 | 49348 | 2020
58975 | N | . | Henrietta Solar Project | Southern Power Co | 17650 | CA | PACC | WECC |  | 22 | 2 | NAICS-22 Non-Cogen | PV | SUN | SUN |  |  |  | 0 | 0 | 0 | 0 | 0 | 0 | 0 | 0 | 0 | 0 | 0 | 0 | 0 | 0 | 0 | 0 | 0 | 0 | 0 | 0 | 0 | 0 | 0 | 0 | 0 | 0 | 0 | 0 | 0 | 0 | 0 | 0 | 0 | 0 | 0 | 0 | 109414 | 148316 | 145137 | 182913 | 239387 | 238382 | 260410 | 223071 | 175155 | 161901 | 127994 | 101339 | 109414 | 148316 | 145137 | 182913 | 239387 | 238382 | 260410 | 223071 | 175155 | 161901 | 127994 | 101339 | 12490.211 | 16931.091 | 16568.098 | 20880.466 | 27327.3 | 27212.538 | 29727.217 | 25464.767 | 19994.868 | 18481.798 | 14611.219 | 11568.427 | 0 | 0 | 2113419 | 2113419 | 241258 | 2020
58978 | N | . | Central Valley Ag Power | Central Valley Ag Power LLC | 58839 | CA | PACC | WECC |  | 22 | 2 | NAICS-22 Non-Cogen | IC | OBG | ORW |  |  | Mcf | 0 | 0 | 0 | 0 | 0 | 0 | 0 | 0 | 0 | 0 | 0 | 0 | 0 | 0 | 0 | 0 | 0 | 0 | 0 | 0 | 0 | 0 | 0 | 0 | 0 | 0 | 0 | 0 | 0 | 0 | 0 | 0 | 0 | 0 | 0 | 0 | 0 | 0 | 0 | 0 | 0 | 0 | 0 | 0 | 0 | 0 | 0 | 0 | 0 | 0 | 0 | 0 | 0 | 0 | 0 | 0 | 0 | 0 | 0 | 0 | 0 | 0 | 0 | 0 | 0 | 0 | 0 | 0 | 0 | 0 | 0 | 0 | 0 | 0 | 0 | 0 | 0 | 2020
58983 | N | . | RE Camelot LLC | Dominion Renewable Energy | 58468 | CA | PACC | WECC |  | 22 | 2 | NAICS-22 Non-Cogen | PV | SUN | SUN |  |  |  | 0 | 0 | 0 | 0 | 0 | 0 | 0 | 0 | 0 | 0 | 0 | 0 | 0 | 0 | 0 | 0 | 0 | 0 | 0 | 0 | 0 | 0 | 0 | 0 | 0 | 0 | 0 | 0 | 0 | 0 | 0 | 0 | 0 | 0 | 0 | 0 | 56214 | 76201 | 74567 | 93976 | 122991 | 122474 | 133792 | 114608 | 89990 | 83180 | 65760 | 52066 | 56214 | 76201 | 74567 | 93976 | 122991 | 122474 | 133792 | 114608 | 89990 | 83180 | 65760 | 52066 | 6417.142 | 8698.748 | 8512.252 | 10727.833 | 14040.046 | 13981.085 | 15273.06 | 13083.126 | 10272.836 | 9495.46 | 7506.859 | 5943.553 | 0 | 0 | 1085819 | 1085819 | 123952 | 2020
58984 | N | . | RE Adams East, LLC | Dominion Renewable Energy | 58468 | CA | PACC | WECC |  | 22 | 2 | NAICS-22 Non-Cogen | PV | SUN | SUN |  |  |  | 0 | 0 | 0 | 0 | 0 | 0 | 0 | 0 | 0 | 0 | 0 | 0 | 0 | 0 | 0 | 0 | 0 | 0 | 0 | 0 | 0 | 0 | 0 | 0 | 0 | 0 | 0 | 0 | 0 | 0 | 0 | 0 | 0 | 0 | 0 | 0 | 19716 | 26726 | 26153 | 32960 | 43137 | 42956 | 46925 | 40197 | 31562 | 29174 | 23064 | 18261 | 19716 | 26726 | 26153 | 32960 | 43137 | 42956 | 46925 | 40197 | 31562 | 29174 | 23064 | 18261 | 2250.701 | 3050.934 | 2985.524 | 3762.6 | 4924.301 | 4903.621 | 5356.759 | 4588.678 | 3603.018 | 3330.367 | 2632.9 | 2084.597 | 0 | 0 | 380831 | 380831 | 43474 | 2020
58985 | N | . | RE Kansas Solar, LLC | Dominion Renewable Energy | 58468 | CA | PACC | WECC |  | 22 | 2 | NAICS-22 Non-Cogen | PV | SUN | SUN |  |  |  | 0 | 0 | 0 | 0 | 0 | 0 | 0 | 0 | 0 | 0 | 0 | 0 | 0 | 0 | 0 | 0 | 0 | 0 | 0 | 0 | 0 | 0 | 0 | 0 | 0 | 0 | 0 | 0 | 0 | 0 | 0 | 0 | 0 | 0 | 0 | 0 | 20423 | 27684 | 27090 | 34142 | 44683 | 44495 | 48607 | 41637 | 32694 | 30220 | 23891 | 18916 | 20423 | 27684 | 27090 | 34142 | 44683 | 44495 | 48607 | 41637 | 32694 | 30220 | 23891 | 18916 | 2331.36 | 3160.272 | 3092.518 | 3897.442 | 5100.776 | 5079.355 | 5548.732 | 4753.125 | 3732.141 | 3449.719 | 2727.256 | 2159.304 | 0 | 0 | 394482 | 394482 | 45032 | 2020
58986 | N | . | RE Old River One, LLC | Dominion Renewable Energy | 58468 | CA | PACC | WECC |  | 22 | 2 | NAICS-22 Non-Cogen | PV | SUN | SUN |  |  |  | 0 | 0 | 0 | 0 | 0 | 0 | 0 | 0 | 0 | 0 | 0 | 0 | 0 | 0 | 0 | 0 | 0 | 0 | 0 | 0 | 0 | 0 | 0 | 0 | 0 | 0 | 0 | 0 | 0 | 0 | 0 | 0 | 0 | 0 | 0 | 0 | 21366 | 28963 | 28342 | 35719 | 46748 | 46551 | 50853 | 43562 | 34204 | 31616 | 24995 | 19790 | 21366 | 28963 | 28342 | 35719 | 46748 | 46551 | 50853 | 43562 | 34204 | 31616 | 24995 | 19790 | 2439.096 | 3306.313 | 3235.428 | 4077.549 | 5336.491 | 5314.08 | 5805.148 | 4972.774 | 3904.609 | 3609.136 | 2853.287 | 2259.089 | 0 | 0 | 412709 | 412709 | 47113 | 2020
58990 | N | . | RE Columbia Two, LLC | Dominion Renewable Energy | 58468 | CA | PACC | WECC |  | 22 | 2 | NAICS-22 Non-Cogen | PV | SUN | SUN |  |  |  | 0 | 0 | 0 | 0 | 0 | 0 | 0 | 0 | 0 | 0 | 0 | 0 | 0 | 0 | 0 | 0 | 0 | 0 | 0 | 0 | 0 | 0 | 0 | 0 | 0 | 0 | 0 | 0 | 0 | 0 | 0 | 0 | 0 | 0 | 0 | 0 | 19326 | 26197 | 25636 | 32308 | 42284 | 42106 | 45997 | 39402 | 30938 | 28597 | 22608 | 17900 | 19326 | 26197 | 25636 | 32308 | 42284 | 42106 | 45997 | 39402 | 30938 | 28597 | 22608 | 17900 | 2206.177 | 2990.581 | 2926.464 | 3688.169 | 4826.889 | 4806.618 | 5250.792 | 4497.905 | 3531.743 | 3264.486 | 2580.816 | 2043.36 | 0 | 0 | 373299 | 373299 | 42614 | 2020
58991 | N | . | RE Kent South, LLC | Dominion Renewable Energy | 58468 | CA | PACC | WECC |  | 22 | 2 | NAICS-22 Non-Cogen | PV | SUN | SUN |  |  |  | 0 | 0 | 0 | 0 | 0 | 0 | 0 | 0 | 0 | 0 | 0 | 0 | 0 | 0 | 0 | 0 | 0 | 0 | 0 | 0 | 0 | 0 | 0 | 0 | 0 | 0 | 0 | 0 | 0 | 0 | 0 | 0 | 0 | 0 | 0 | 0 | 21876 | 29654 | 29018 | 36571 | 47862 | 47661 | 52065 | 44600 | 35020 | 32370 | 25591 | 20261 | 21876 | 29654 | 29018 | 36571 | 47862 | 47661 | 52065 | 44600 | 35020 | 32370 | 25591 | 20261 | 2497.236 | 3385.123 | 3312.548 | 4174.743 | 5463.693 | 5440.748 | 5943.521 | 5091.307 | 3997.681 | 3695.164 | 2921.299 | 2312.937 | 0 | 0 | 422549 | 422549 | 48236 | 2020
59002 | N | . | Carlsbad Energy Center | NRG California Peaker Operations LLC | 58847 | CA | PACC | WECC |  | 22 | 2 | NAICS-22 Non-Cogen | GT | NG | NG |  |  | mcf | 184710 | 310860 | 378907 | 106105 | 266882 | 165631 | 386852 | 600576 | 575673 | 593873 | 541222 | 213808 | 184710 | 310860 | 378907 | 106105 | 266882 | 165631 | 386852 | 600576 | 575673 | 593873 | 541222 | 213808 | 1.033 | 1.032 | 1.029 | 1.036 | 1.034 | 1.02 | 1.018 | 1.017 | 1.022 | 1.018 | 1.019 | 1.027 | 190805 | 320808 | 389895 | 109925 | 275956 | 168944 | 393815 | 610786 | 588338 | 604563 | 551505 | 219581 | 190805 | 320808 | 389895 | 109925 | 275956 | 168944 | 393815 | 610786 | 588338 | 604563 | 551505 | 219581 | 17364 | 27840 | 35599 | 10227 | 25658 | 13879 | 38060 | 56759 | 51353 | 50141 | 43790 | 17372 | 4325099 | 4325099 | 4424921 | 4424921 | 388042 | 2020
59008 | N | . | Woodmere Solar Farm | Sustainable Power Group, LLC | 58661 | CA | PACC | WECC |  | 22 | 2 | NAICS-22 Non-Cogen | PV | SUN | SUN |  |  |  | 0 | 0 | 0 | 0 | 0 | 0 | 0 | 0 | 0 | 0 | 0 | 0 | 0 | 0 | 0 | 0 | 0 | 0 | 0 | 0 | 0 | 0 | 0 | 0 | 0 | 0 | 0 | 0 | 0 | 0 | 0 | 0 | 0 | 0 | 0 | 0 | 16177 | 21929 | 21459 | 27044 | 35394 | 35246 | 38503 | 32982 | 25897 | 23938 | 18924 | 14983 | 16177 | 21929 | 21459 | 27044 | 35394 | 35246 | 38503 | 32982 | 25897 | 23938 | 18924 | 14983 | 1846.73 | 2503.332 | 2449.662 | 3087.264 | 4040.455 | 4023.487 | 4395.293 | 3765.072 | 2956.324 | 2732.611 | 2160.33 | 1710.44 | 0 | 0 | 312476 | 312476 | 35671 | 2020
59009 | N | . | Hayworth Solar | Sustainable Power Group, LLC | 58661 | CA | PACC | WECC |  | 22 | 2 | NAICS-22 Non-Cogen | PV | SUN | SUN |  |  |  | 0 | 0 | 0 | 0 | 0 | 0 | 0 | 0 | 0 | 0 | 0 | 0 | 0 | 0 | 0 | 0 | 0 | 0 | 0 | 0 | 0 | 0 | 0 | 0 | 0 | 0 | 0 | 0 | 0 | 0 | 0 | 0 | 0 | 0 | 0 | 0 | 22016 | 29844 | 29204 | 36805 | 48169 | 47966 | 52399 | 44886 | 35244 | 32577 | 25755 | 20391 | 22016 | 29844 | 29204 | 36805 | 48169 | 47966 | 52399 | 44886 | 35244 | 32577 | 25755 | 20391 | 2513.231 | 3406.809 | 3333.769 | 4201.487 | 5498.693 | 5475.601 | 5981.595 | 5123.922 | 4023.29 | 3718.836 | 2940.013 | 2327.754 | 0 | 0 | 425256 | 425256 | 48545 | 2020
59058 | N | . | Vacaville | Janssen Pharmaceutical Co | 57130 | CA | PACC | WECC |  | 22 | 2 | NAICS-22 Non-Cogen | PV | SUN | SUN |  |  |  | 0 | 0 | 0 | 0 | 0 | 0 | 0 | 0 | 0 | 0 | 0 | 0 | 0 | 0 | 0 | 0 | 0 | 0 | 0 | 0 | 0 | 0 | 0 | 0 | 0 | 0 | 0 | 0 | 0 | 0 | 0 | 0 | 0 | 0 | 0 | 0 | 885 | 1200 | 1174 | 1480 | 1937 | 1929 | 2107 | 1805 | 1417 | 1310 | 1036 | 820 | 885 | 1200 | 1174 | 1480 | 1937 | 1929 | 2107 | 1805 | 1417 | 1310 | 1036 | 820 | 101.058 | 136.988 | 134.051 | 168.942 | 221.103 | 220.175 | 240.521 | 206.033 | 161.777 | 149.535 | 118.218 | 93.599 | 0 | 0 | 17100 | 17100 | 1952 | 2020
59074 | N | . | SC 1 Data Center, Phase 2 | Xeres Ventures LLC | 58893 | CA | PACC | WECC |  | 53 | 4 | Commercial NAICS Non-Cogen | IC | DFO | DFO |  |  | barrels | 7 | 34 | 23 | 5 | 6 | 44 | 15 | 40 | 34 | 61 | 42 | 3 | 7 | 34 | 23 | 5 | 6 | 44 | 15 | 40 | 34 | 61 | 42 | 3 | 6.1 | 6.1 | 6.1 | 6.1 | 6.1 | 6.1 | 6.1 | 6.1 | 6.1 | 6.1 | 6.1 | 6.1 | 43 | 207 | 140 | 31 | 37 | 268 | 92 | 244 | 207 | 372 | 256 | 18 | 43 | 207 | 140 | 31 | 37 | 268 | 92 | 244 | 207 | 372 | 256 | 18 | 3 | 15 | 10 | 2 | 3 | 19 | 7 | 17 | 15 | 27 | 19 | 0.98 | 314 | 314 | 1915 | 1915 | 137.98 | 2020
59086 | N | . | Cottonwood Solar, LLC (Goose Lake) | Dominion Renewable Energy | 58468 | CA | PACC | WECC |  | 22 | 2 | NAICS-22 Non-Cogen | PV | SUN | SUN |  |  |  | 0 | 0 | 0 | 0 | 0 | 0 | 0 | 0 | 0 | 0 | 0 | 0 | 0 | 0 | 0 | 0 | 0 | 0 | 0 | 0 | 0 | 0 | 0 | 0 | 0 | 0 | 0 | 0 | 0 | 0 | 0 | 0 | 0 | 0 | 0 | 0 | 14249 | 19315 | 18901 | 23820 | 31174 | 31043 | 33912 | 29050 | 22810 | 21084 | 16668 | 13197 | 14249 | 19315 | 18901 | 23820 | 31174 | 31043 | 33912 | 29050 | 22810 | 21084 | 16668 | 13197 | 1626.545 | 2204.864 | 2157.593 | 2719.174 | 3558.718 | 3543.773 | 3871.249 | 3316.168 | 2603.846 | 2406.806 | 1902.757 | 1506.507 | 0 | 0 | 275223 | 275223 | 31418 | 2020
59087 | N | . | Cottonwood Solar, LLC (City of Corcoran) | Dominion Renewable Energy | 58468 | CA | PACC | WECC |  | 22 | 2 | NAICS-22 Non-Cogen | PV | SUN | SUN |  |  |  | 0 | 0 | 0 | 0 | 0 | 0 | 0 | 0 | 0 | 0 | 0 | 0 | 0 | 0 | 0 | 0 | 0 | 0 | 0 | 0 | 0 | 0 | 0 | 0 | 0 | 0 | 0 | 0 | 0 | 0 | 0 | 0 | 0 | 0 | 0 | 0 | 11969 | 16224 | 15876 | 20009 | 26186 | 26076 | 28486 | 24402 | 19160 | 17710 | 14001 | 11085 | 11969 | 16224 | 15876 | 20009 | 26186 | 26076 | 28486 | 24402 | 19160 | 17710 | 14001 | 11085 | 1366.293 | 1852.077 | 1812.37 | 2284.096 | 2989.309 | 2976.756 | 3251.834 | 2785.568 | 2187.221 | 2021.708 | 1598.308 | 1265.46 | 0 | 0 | 231184 | 231184 | 26391 | 2020
59088 | N | . | Calipatria Solar Farm | Southern Power Co | 17650 | CA | PACC | WECC |  | 22 | 2 | NAICS-22 Non-Cogen | PV | SUN | SUN |  |  |  | 0 | 0 | 0 | 0 | 0 | 0 | 0 | 0 | 0 | 0 | 0 | 0 | 0 | 0 | 0 | 0 | 0 | 0 | 0 | 0 | 0 | 0 | 0 | 0 | 0 | 0 | 0 | 0 | 0 | 0 | 0 | 0 | 0 | 0 | 0 | 0 | 18965 | 25708 | 25157 | 31705 | 41494 | 41319 | 45138 | 38666 | 30360 | 28063 | 22186 | 17565 | 18965 | 25708 | 25157 | 31705 | 41494 | 41319 | 45138 | 38666 | 30360 | 28063 | 22186 | 17565 | 2164.968 | 2934.719 | 2871.8 | 3619.276 | 4736.726 | 4716.834 | 5152.711 | 4413.887 | 3465.773 | 3203.507 | 2532.608 | 2005.191 | 0 | 0 | 366326 | 366326 | 41818 | 2020
59094 | N | . | Division 1 | Tesla Inc. | 60947 | CA | PACC | WECC |  | 22 | 2 | NAICS-22 Non-Cogen | PV | SUN | SUN |  |  |  | 0 | 0 | 0 | 0 | 0 | 0 | 0 | 0 | 0 | 0 | 0 | 0 | 0 | 0 | 0 | 0 | 0 | 0 | 0 | 0 | 0 | 0 | 0 | 0 | 0 | 0 | 0 | 0 | 0 | 0 | 0 | 0 | 0 | 0 | 0 | 0 | 1293 | 1753 | 1716 | 2162 | 2830 | 2818 | 3078 | 2637 | 2071 | 1914 | 1513 | 1198 | 1293 | 1753 | 1716 | 2162 | 2830 | 2818 | 3078 | 2637 | 2071 | 1914 | 1513 | 1198 | 147.651 | 200.149 | 195.858 | 246.836 | 323.046 | 321.689 | 351.416 | 301.028 | 236.367 | 218.48 | 172.725 | 136.755 | 0 | 0 | 24983 | 24983 | 2852 | 2020
59095 | N | . | Division 2 | Tesla Inc. | 60947 | CA | PACC | WECC |  | 22 | 2 | NAICS-22 Non-Cogen | PV | SUN | SUN |  |  |  | 0 | 0 | 0 | 0 | 0 | 0 | 0 | 0 | 0 | 0 | 0 | 0 | 0 | 0 | 0 | 0 | 0 | 0 | 0 | 0 | 0 | 0 | 0 | 0 | 0 | 0 | 0 | 0 | 0 | 0 | 0 | 0 | 0 | 0 | 0 | 0 | 925 | 1254 | 1227 | 1547 | 2024 | 2016 | 2202 | 1886 | 1481 | 1369 | 1082 | 857 | 925 | 1254 | 1227 | 1547 | 2024 | 2016 | 2202 | 1886 | 1481 | 1369 | 1082 | 857 | 105.612 | 143.164 | 140.095 | 176.559 | 231.071 | 230.1 | 251.364 | 215.322 | 169.07 | 156.276 | 123.548 | 97.819 | 0 | 0 | 17870 | 17870 | 2040 | 2020
59096 | N | . | Division 3 | Tesla Inc. | 60947 | CA | PACC | WECC |  | 22 | 2 | NAICS-22 Non-Cogen | PV | SUN | SUN |  |  |  | 0 | 0 | 0 | 0 | 0 | 0 | 0 | 0 | 0 | 0 | 0 | 0 | 0 | 0 | 0 | 0 | 0 | 0 | 0 | 0 | 0 | 0 | 0 | 0 | 0 | 0 | 0 | 0 | 0 | 0 | 0 | 0 | 0 | 0 | 0 | 0 | 862 | 1168 | 1143 | 1441 | 1885 | 1877 | 2051 | 1757 | 1379 | 1275 | 1008 | 798 | 862 | 1168 | 1143 | 1441 | 1885 | 1877 | 2051 | 1757 | 1379 | 1275 | 1008 | 798 | 98.366 | 133.339 | 130.48 | 164.442 | 215.213 | 214.309 | 234.113 | 200.545 | 157.467 | 145.551 | 115.069 | 91.106 | 0 | 0 | 16644 | 16644 | 1900 | 2020
59098 | N | . | Kettering Solar 1 | Tesla Inc. | 60947 | CA | PACC | WECC |  | 22 | 2 | NAICS-22 Non-Cogen | PV | SUN | SUN |  |  |  | 0 | 0 | 0 | 0 | 0 | 0 | 0 | 0 | 0 | 0 | 0 | 0 | 0 | 0 | 0 | 0 | 0 | 0 | 0 | 0 | 0 | 0 | 0 | 0 | 0 | 0 | 0 | 0 | 0 | 0 | 0 | 0 | 0 | 0 | 0 | 0 | 834 | 1131 | 1107 | 1395 | 1826 | 1818 | 1986 | 1701 | 1336 | 1235 | 976 | 773 | 834 | 1131 | 1107 | 1395 | 1826 | 1818 | 1986 | 1701 | 1336 | 1235 | 976 | 773 | 95.258 | 129.128 | 126.36 | 159.249 | 208.417 | 207.542 | 226.72 | 194.212 | 152.495 | 140.955 | 111.435 | 88.229 | 0 | 0 | 16118 | 16118 | 1840 | 2020
59099 | N | . | Kettering Solar 2 | Tesla Inc. | 60947 | CA | PACC | WECC |  | 22 | 2 | NAICS-22 Non-Cogen | PV | SUN | SUN |  |  |  | 0 | 0 | 0 | 0 | 0 | 0 | 0 | 0 | 0 | 0 | 0 | 0 | 0 | 0 | 0 | 0 | 0 | 0 | 0 | 0 | 0 | 0 | 0 | 0 | 0 | 0 | 0 | 0 | 0 | 0 | 0 | 0 | 0 | 0 | 0 | 0 | 927 | 1256 | 1229 | 1549 | 2027 | 2019 | 2205 | 1889 | 1483 | 1371 | 1084 | 858 | 927 | 1256 | 1229 | 1549 | 2027 | 2019 | 2205 | 1889 | 1483 | 1371 | 1084 | 858 | 105.768 | 143.374 | 140.301 | 176.818 | 231.411 | 230.439 | 251.733 | 215.639 | 169.319 | 156.506 | 123.729 | 97.963 | 0 | 0 | 17897 | 17897 | 2043 | 2020
59122 | N | . | Enerparc CA1 LLC | Enerparc CA 1, LLC | 58944 | CA | PACC | WECC |  | 22 | 2 | NAICS-22 Non-Cogen | PV | SUN | SUN |  |  |  | 0 | 0 | 0 | 0 | 0 | 0 | 0 | 0 | 0 | 0 | 0 | 0 | 0 | 0 | 0 | 0 | 0 | 0 | 0 | 0 | 0 | 0 | 0 | 0 | 0 | 0 | 0 | 0 | 0 | 0 | 0 | 0 | 0 | 0 | 0 | 0 | 1426 | 1933 | 1892 | 2384 | 3121 | 3108 | 3395 | 2908 | 2283 | 2111 | 1669 | 1321 | 1426 | 1933 | 1892 | 2384 | 3121 | 3108 | 3395 | 2908 | 2283 | 2111 | 1669 | 1321 | 162.821 | 220.711 | 215.979 | 272.194 | 356.234 | 354.738 | 387.519 | 331.955 | 260.65 | 240.926 | 190.469 | 150.804 | 0 | 0 | 27551 | 27551 | 3145 | 2020
59129 | N | . | CSD 2- Freedom High | Ahana Renewables, LLC | 59622 | CA | PACC | WECC |  | 22 | 2 | NAICS-22 Non-Cogen | PV | SUN | SUN |  |  |  | 0 | 0 | 0 | 0 | 0 | 0 | 0 | 0 | 0 | 0 | 0 | 0 | 0 | 0 | 0 | 0 | 0 | 0 | 0 | 0 | 0 | 0 | 0 | 0 | 0 | 0 | 0 | 0 | 0 | 0 | 0 | 0 | 0 | 0 | 0 | 0 | 550 | 745 | 729 | 919 | 1203 | 1198 | 1308 | 1121 | 880 | 813 | 643 | 509 | 550 | 745 | 729 | 919 | 1203 | 1198 | 1308 | 1121 | 880 | 813 | 643 | 509 | 62.745 | 85.056 | 83.233 | 104.897 | 137.283 | 136.707 | 149.34 | 127.927 | 100.448 | 92.846 | 73.402 | 58.116 | 0 | 0 | 10618 | 10618 | 1212 | 2020
59130 | N | . | CSD 2 - Heritage High | Ahana Renewables, LLC | 59622 | CA | PACC | WECC |  | 22 | 2 | NAICS-22 Non-Cogen | PV | SUN | SUN |  |  |  | 0 | 0 | 0 | 0 | 0 | 0 | 0 | 0 | 0 | 0 | 0 | 0 | 0 | 0 | 0 | 0 | 0 | 0 | 0 | 0 | 0 | 0 | 0 | 0 | 0 | 0 | 0 | 0 | 0 | 0 | 0 | 0 | 0 | 0 | 0 | 0 | 857 | 1161 | 1136 | 1432 | 1874 | 1866 | 2039 | 1747 | 1371 | 1268 | 1002 | 793 | 857 | 1161 | 1136 | 1432 | 1874 | 1866 | 2039 | 1747 | 1371 | 1268 | 1002 | 793 | 97.794 | 132.567 | 129.725 | 163.49 | 213.967 | 213.069 | 232.758 | 199.384 | 156.556 | 144.709 | 114.403 | 90.578 | 0 | 0 | 16546 | 16546 | 1889 | 2020
59132 | N | . | EAFB - North Base | Ahana Renewables, LLC | 59622 | CA | PACC | WECC |  | 22 | 2 | NAICS-22 Non-Cogen | PV | SUN | SUN |  |  |  | 0 | 0 | 0 | 0 | 0 | 0 | 0 | 0 | 0 | 0 | 0 | 0 | 0 | 0 | 0 | 0 | 0 | 0 | 0 | 0 | 0 | 0 | 0 | 0 | 0 | 0 | 0 | 0 | 0 | 0 | 0 | 0 | 0 | 0 | 0 | 0 | 1125 | 1525 | 1493 | 1881 | 2462 | 2451 | 2678 | 2294 | 1801 | 1665 | 1316 | 1042 | 1125 | 1525 | 1493 | 1881 | 2462 | 2451 | 2678 | 2294 | 1801 | 1665 | 1316 | 1042 | 128.444 | 174.113 | 170.38 | 214.726 | 281.023 | 279.843 | 305.703 | 261.869 | 205.619 | 190.059 | 150.256 | 118.965 | 0 | 0 | 21733 | 21733 | 2481 | 2020
59133 | N | . | EAFB - South Base | Ahana Renewables, LLC | 59622 | CA | PACC | WECC |  | 22 | 2 | NAICS-22 Non-Cogen | PV | SUN | SUN |  |  |  | 0 | 0 | 0 | 0 | 0 | 0 | 0 | 0 | 0 | 0 | 0 | 0 | 0 | 0 | 0 | 0 | 0 | 0 | 0 | 0 | 0 | 0 | 0 | 0 | 0 | 0 | 0 | 0 | 0 | 0 | 0 | 0 | 0 | 0 | 0 | 0 | 990 | 1341 | 1313 | 1654 | 2165 | 2156 | 2355 | 2018 | 1584 | 1464 | 1158 | 917 | 990 | 1341 | 1313 | 1654 | 2165 | 2156 | 2355 | 2018 | 1584 | 1464 | 1158 | 917 | 112.965 | 153.129 | 149.846 | 188.848 | 247.155 | 246.117 | 268.861 | 230.31 | 180.839 | 167.154 | 132.148 | 104.628 | 0 | 0 | 19115 | 19115 | 2182 | 2020
59150 | N | . | RE Mustang LLC | Goldman Sachs Renewable Power Group | 61944 | CA | PACC | WECC |  | 22 | 2 | NAICS-22 Non-Cogen | PV | SUN | SUN |  |  |  | 0 | 0 | 0 | 0 | 0 | 0 | 0 | 0 | 0 | 0 | 0 | 0 | 0 | 0 | 0 | 0 | 0 | 0 | 0 | 0 | 0 | 0 | 0 | 0 | 0 | 0 | 0 | 0 | 0 | 0 | 0 | 0 | 0 | 0 | 0 | 0 | 104887 | 142179 | 139131 | 175344 | 229482 | 228518 | 249635 | 213841 | 167907 | 155201 | 122698 | 97146 | 104887 | 142179 | 139131 | 175344 | 229482 | 228518 | 249635 | 213841 | 167907 | 155201 | 122698 | 97146 | 11973.38 | 16230.501 | 15882.528 | 20016.455 | 26196.525 | 26086.512 | 28497.136 | 24411.062 | 19167.501 | 17717.04 | 14006.622 | 11089.738 | 0 | 0 | 2025969 | 2025969 | 231275 | 2020
59167 | N | . | Lancaster Solar 1 | PsomasFMG Lancaster Solar Crest, LLC | 58976 | CA | PACC | WECC |  | 22 | 2 | NAICS-22 Non-Cogen | PV | SUN | SUN |  |  |  | 0 | 0 | 0 | 0 | 0 | 0 | 0 | 0 | 0 | 0 | 0 | 0 | 0 | 0 | 0 | 0 | 0 | 0 | 0 | 0 | 0 | 0 | 0 | 0 | 0 | 0 | 0 | 0 | 0 | 0 | 0 | 0 | 0 | 0 | 0 | 0 | 1453 | 1969 | 1927 | 2428 | 3178 | 3165 | 3457 | 2962 | 2325 | 2149 | 1699 | 1345 | 1453 | 1969 | 1927 | 2428 | 3178 | 3165 | 3457 | 2962 | 2325 | 2149 | 1699 | 1345 | 165.824 | 224.781 | 219.962 | 277.214 | 362.804 | 361.28 | 394.666 | 338.076 | 265.457 | 245.369 | 193.982 | 153.585 | 0 | 0 | 28057 | 28057 | 3203 | 2020
59169 | N | . | Lancaster Solar 2 | PsomasFMG Lancaster Solar Crest, LLC | 58976 | CA | PACC | WECC |  | 22 | 2 | NAICS-22 Non-Cogen | PV | SUN | SUN |  |  |  | 0 | 0 | 0 | 0 | 0 | 0 | 0 | 0 | 0 | 0 | 0 | 0 | 0 | 0 | 0 | 0 | 0 | 0 | 0 | 0 | 0 | 0 | 0 | 0 | 0 | 0 | 0 | 0 | 0 | 0 | 0 | 0 | 0 | 0 | 0 | 0 | 1531 | 2075 | 2031 | 2560 | 3350 | 3336 | 3644 | 3122 | 2451 | 2266 | 1791 | 1418 | 1531 | 2075 | 2031 | 2560 | 3350 | 3336 | 3644 | 3122 | 2451 | 2266 | 1791 | 1418 | 174.778 | 236.922 | 231.843 | 292.187 | 382.4 | 380.794 | 415.982 | 356.337 | 279.795 | 258.622 | 204.459 | 161.881 | 0 | 0 | 29575 | 29575 | 3376 | 2020
59182 | N | . | Hesperia | SunEdison LLC | 59139 | CA | PACC | WECC |  | 22 | 2 | NAICS-22 Non-Cogen | PV | SUN | SUN |  |  |  | 0 | 0 | 0 | 0 | 0 | 0 | 0 | 0 | 0 | 0 | 0 | 0 | 0 | 0 | 0 | 0 | 0 | 0 | 0 | 0 | 0 | 0 | 0 | 0 | 0 | 0 | 0 | 0 | 0 | 0 | 0 | 0 | 0 | 0 | 0 | 0 | 1262 | 1710 | 1674 | 2109 | 2760 | 2749 | 3003 | 2572 | 2020 | 1867 | 1476 | 1169 | 1262 | 1710 | 1674 | 2109 | 2760 | 2749 | 3003 | 2572 | 2020 | 1867 | 1476 | 1169 | 144.029 | 195.236 | 191.05 | 240.777 | 315.117 | 313.794 | 342.791 | 293.64 | 230.565 | 213.118 | 168.485 | 133.398 | 0 | 0 | 24371 | 24371 | 2782 | 2020
59183 | N | . | CID Solar, LLC | Dominion Renewable Energy | 58468 | CA | PACC | WECC |  | 22 | 2 | NAICS-22 Non-Cogen | PV | SUN | SUN |  |  |  | 0 | 0 | 0 | 0 | 0 | 0 | 0 | 0 | 0 | 0 | 0 | 0 | 0 | 0 | 0 | 0 | 0 | 0 | 0 | 0 | 0 | 0 | 0 | 0 | 0 | 0 | 0 | 0 | 0 | 0 | 0 | 0 | 0 | 0 | 0 | 0 | 21569 | 29237 | 28611 | 36057 | 47190 | 46992 | 51335 | 43974 | 34528 | 31915 | 25231 | 19977 | 21569 | 29237 | 28611 | 36057 | 47190 | 46992 | 51335 | 43974 | 34528 | 31915 | 25231 | 19977 | 2462.185 | 3337.613 | 3266.056 | 4116.15 | 5387.009 | 5364.386 | 5860.103 | 5019.85 | 3941.573 | 3643.302 | 2880.298 | 2280.475 | 0 | 0 | 416616 | 416616 | 47559 | 2020
59203 | N | . | Farmersville | CD Arevon USA, Inc. | 61230 | CA | PACC | WECC |  | 22 | 2 | NAICS-22 Non-Cogen | PV | SUN | SUN |  |  |  | 0 | 0 | 0 | 0 | 0 | 0 | 0 | 0 | 0 | 0 | 0 | 0 | 0 | 0 | 0 | 0 | 0 | 0 | 0 | 0 | 0 | 0 | 0 | 0 | 0 | 0 | 0 | 0 | 0 | 0 | 0 | 0 | 0 | 0 | 0 | 0 | 3493 | 4734 | 4633 | 5839 | 7641 | 7609 | 8312 | 7120 | 5591 | 5168 | 4086 | 3235 | 3493 | 4734 | 4633 | 5839 | 7641 | 7609 | 8312 | 7120 | 5591 | 5168 | 4086 | 3235 | 398.691 | 540.444 | 528.857 | 666.508 | 872.292 | 868.629 | 948.898 | 812.84 | 638.24 | 589.942 | 466.393 | 369.266 | 0 | 0 | 67461 | 67461 | 7701 | 2020
59219 | N | . | Porterville 6 and 7 | CD Arevon USA, Inc. | 61230 | CA | PACC | WECC |  | 22 | 2 | NAICS-22 Non-Cogen | PV | SUN | SUN |  |  |  | 0 | 0 | 0 | 0 | 0 | 0 | 0 | 0 | 0 | 0 | 0 | 0 | 0 | 0 | 0 | 0 | 0 | 0 | 0 | 0 | 0 | 0 | 0 | 0 | 0 | 0 | 0 | 0 | 0 | 0 | 0 | 0 | 0 | 0 | 0 | 0 | 2198 | 2980 | 2916 | 3675 | 4809 | 4789 | 5232 | 4482 | 3519 | 3253 | 2571 | 2036 | 2198 | 2980 | 2916 | 3675 | 4809 | 4789 | 5232 | 4482 | 3519 | 3253 | 2571 | 2036 | 250.934 | 340.155 | 332.862 | 419.5 | 549.02 | 546.714 | 597.235 | 511.601 | 401.707 | 371.309 | 293.547 | 232.416 | 0 | 0 | 42460 | 42460 | 4847 | 2020
59235 | N | . | Rising Tree Wind Farm II | Rising Tree Wind Farm II LLC | 59040 | CA | PACC | WECC |  | 22 | 2 | NAICS-22 Non-Cogen | WT | WND | WND |  |  |  | 0 | 0 | 0 | 0 | 0 | 0 | 0 | 0 | 0 | 0 | 0 | 0 | 0 | 0 | 0 | 0 | 0 | 0 | 0 | 0 | 0 | 0 | 0 | 0 | 0 | 0 | 0 | 0 | 0 | 0 | 0 | 0 | 0 | 0 | 0 | 0 | 26079 | 26733 | 38752 | 52247 | 53312 | 59123 | 58049 | 49457 | 27379 | 29831 | 22828 | 22418 | 26079 | 26733 | 38752 | 52247 | 53312 | 59123 | 58049 | 49457 | 27379 | 29831 | 22828 | 22418 | 2977.03 | 3051.658 | 4423.799 | 5964.255 | 6085.837 | 6749.199 | 6626.606 | 5645.733 | 3125.497 | 3405.319 | 2605.97 | 2559.097 | 0 | 0 | 466208 | 466208 | 53220 | 2020
59236 | N | . | Rising Tree Wind Farm III | Rising Tree Wind Farm III LLC | 59042 | CA | PACC | WECC |  | 22 | 2 | NAICS-22 Non-Cogen | WT | WND | WND |  |  |  | 0 | 0 | 0 | 0 | 0 | 0 | 0 | 0 | 0 | 0 | 0 | 0 | 0 | 0 | 0 | 0 | 0 | 0 | 0 | 0 | 0 | 0 | 0 | 0 | 0 | 0 | 0 | 0 | 0 | 0 | 0 | 0 | 0 | 0 | 0 | 0 | 121561 | 124609 | 180637 | 243539 | 248504 | 275591 | 270585 | 230533 | 127624 | 139050 | 106410 | 104496 | 121561 | 124609 | 180637 | 243539 | 248504 | 275591 | 270585 | 230533 | 127624 | 139050 | 106410 | 104496 | 13876.862 | 14224.728 | 20620.707 | 27801.248 | 28367.982 | 31460.121 | 30888.673 | 26316.52 | 14568.917 | 15873.253 | 12147.239 | 11928.75 | 0 | 0 | 2173139 | 2173139 | 248075 | 2020
59237 | N | . | Lone Valley Solar Park II LLC | Lone Valley Solar Park II LLC | 59041 | CA | PACC | WECC |  | 22 | 2 | NAICS-22 Non-Cogen | PV | SUN | SUN |  |  |  | 0 | 0 | 0 | 0 | 0 | 0 | 0 | 0 | 0 | 0 | 0 | 0 | 0 | 0 | 0 | 0 | 0 | 0 | 0 | 0 | 0 | 0 | 0 | 0 | 0 | 0 | 0 | 0 | 0 | 0 | 0 | 0 | 0 | 0 | 0 | 0 | 20874 | 28295 | 27688 | 34895 | 45669 | 45477 | 49680 | 42556 | 33415 | 30887 | 24418 | 19333 | 20874 | 28295 | 27688 | 34895 | 45669 | 45477 | 49680 | 42556 | 33415 | 30887 | 24418 | 19333 | 2382.822 | 3230.029 | 3160.779 | 3983.471 | 5213.366 | 5191.473 | 5671.21 | 4858.041 | 3814.521 | 3525.865 | 2787.456 | 2206.967 | 0 | 0 | 403187 | 403187 | 46026 | 2020
59249 | N | . | Rio Bravo Solar 1 LLC | Rio Bravo Solar I, LLC | 60605 | CA | PACC | WECC |  | 22 | 2 | NAICS-22 Non-Cogen | PV | SUN | SUN |  |  |  | 0 | 0 | 0 | 0 | 0 | 0 | 0 | 0 | 0 | 0 | 0 | 0 | 0 | 0 | 0 | 0 | 0 | 0 | 0 | 0 | 0 | 0 | 0 | 0 | 0 | 0 | 0 | 0 | 0 | 0 | 0 | 0 | 0 | 0 | 0 | 0 | 20607 | 27934 | 27335 | 34449 | 45086 | 44896 | 49045 | 42013 | 32988 | 30492 | 24106 | 19086 | 20607 | 27934 | 27335 | 34449 | 45086 | 44896 | 49045 | 42013 | 32988 | 30492 | 24106 | 19086 | 2352.38 | 3188.764 | 3120.399 | 3932.581 | 5146.763 | 5125.149 | 5598.759 | 4795.978 | 3765.789 | 3480.821 | 2751.845 | 2178.772 | 0 | 0 | 398037 | 398037 | 45438 | 2020
59250 | N | . | Rio Bravo Solar II LLC | Rio Bravo Solar II, LLC | 60606 | CA | PACC | WECC |  | 22 | 2 | NAICS-22 Non-Cogen | PV | SUN | SUN |  |  |  | 0 | 0 | 0 | 0 | 0 | 0 | 0 | 0 | 0 | 0 | 0 | 0 | 0 | 0 | 0 | 0 | 0 | 0 | 0 | 0 | 0 | 0 | 0 | 0 | 0 | 0 | 0 | 0 | 0 | 0 | 0 | 0 | 0 | 0 | 0 | 0 | 20797 | 28191 | 27587 | 34767 | 45501 | 45310 | 49497 | 42400 | 33293 | 30773 | 24328 | 19262 | 20797 | 28191 | 27587 | 34767 | 45501 | 45310 | 49497 | 42400 | 33293 | 30773 | 24328 | 19262 | 2374.07 | 3218.169 | 3149.173 | 3968.845 | 5194.224 | 5172.41 | 5650.387 | 4840.204 | 3800.515 | 3512.919 | 2777.221 | 2198.863 | 0 | 0 | 401706 | 401706 | 45857 | 2020
59253 | N | . | Wildwood Solar II | Wildwood Solar II, LLC | 60607 | CA | PACC | WECC |  | 22 | 2 | NAICS-22 Non-Cogen | PV | SUN | SUN |  |  |  | 0 | 0 | 0 | 0 | 0 | 0 | 0 | 0 | 0 | 0 | 0 | 0 | 0 | 0 | 0 | 0 | 0 | 0 | 0 | 0 | 0 | 0 | 0 | 0 | 0 | 0 | 0 | 0 | 0 | 0 | 0 | 0 | 0 | 0 | 0 | 0 | 15978 | 21659 | 21195 | 26712 | 34959 | 34812 | 38029 | 32576 | 25579 | 23643 | 18692 | 14799 | 15978 | 21659 | 21195 | 26712 | 34959 | 34812 | 38029 | 32576 | 25579 | 23643 | 18692 | 14799 | 1824.002 | 2472.524 | 2419.515 | 3049.269 | 3990.73 | 3973.97 | 4341.2 | 3718.735 | 2919.941 | 2698.981 | 2133.743 | 1689.39 | 0 | 0 | 308633 | 308633 | 35232 | 2020
59256 | N | . | Vaca Dixon Battery Storage System | Pacific Gas & Electric Co. | 14328 | CA | PACC | WECC |  | 22 | 1 | Electric Utility | BA | MWH | OTH |  |  | megawatthours | 59 | 61 | 64 | 53 | 54 | 52 | 48 | 77 | 58 | 93 | 110 | 153 | 59 | 61 | 64 | 53 | 54 | 52 | 48 | 77 | 58 | 93 | 110 | 153 | 0 | 0 | 0 | 0 | 0 | 0 | 0 | 0 | 0 | 0 | 0 | 0 | 0 | 0 | 0 | 0 | 0 | 0 | 0 | 0 | 0 | 0 | 0 | 0 | 0 | 0 | 0 | 0 | 0 | 0 | 0 | 0 | 0 | 0 | 0 | 0 | -59 | -61 | -60 | -53 | -54 | -52 | -46 | -57 | -58 | -59 | -59 | -67 | 882 | 882 | 0 | 0 | -685 | 2020
59257 | N | . | Yerba Buena | Pacific Gas & Electric Co. | 14328 | CA | PACC | WECC |  | 22 | 1 | Electric Utility | BA | MWH | OTH |  |  | megawatthours | 211 | 196 | 209 | 201 | 204 | 196 | 204 | 300 | 267 | 278 | 251 | 338 | 211 | 196 | 209 | 201 | 204 | 196 | 204 | 300 | 267 | 278 | 251 | 338 | 0 | 0 | 0 | 0 | 0 | 0 | 0 | 0 | 0 | 0 | 0 | 0 | 0 | 0 | 0 | 0 | 0 | 0 | 0 | 0 | 0 | 0 | 0 | 0 | 0 | 0 | 0 | 0 | 0 | 0 | 0 | 0 | 0 | 0 | 0 | 0 | -211 | -196 | -209 | -201 | -204 | -196 | -203 | -158 | -160 | -161 | -157 | -221 | 2855 | 2855 | 0 | 0 | -2277 | 2020
59261 | N | . | Verizon-Torrance | Bloom Energy | 57128 | CA | PACC | WECC |  | 22 | 2 | NAICS-22 Non-Cogen | FC | NG | NG |  |  | mcf | 2282 | 2020 | 2243 | 1586 | 1491 | 2097 | 2934 | 3646 | 3177 | 3300 | 2636 | 2923 | 2282 | 2020 | 2243 | 1586 | 1491 | 2097 | 2934 | 3646 | 3177 | 3300 | 2636 | 2923 | 1.02 | 1.02 | 1.02 | 1.02 | 1.02 | 1.02 | 1.02 | 1.02 | 1.02 | 1.02 | 1.02 | 1.02 | 2328 | 2060 | 2288 | 1618 | 1521 | 2139 | 2993 | 3719 | 3241 | 3366 | 2689 | 2981 | 2328 | 2060 | 2288 | 1618 | 1521 | 2139 | 2993 | 3719 | 3241 | 3366 | 2689 | 2981 | 286.216 | 253.203 | 281.199 | 198.772 | 186.89 | 262.93 | 367.813 | 457.104 | 398.233 | 413.68 | 330.525 | 366.435 | 30335 | 30335 | 30943 | 30943 | 3803 | 2020
59262 | N | . | Lancaster Little Rock | Sustainable Power Group, LLC | 58661 | CA | PACC | WECC |  | 22 | 2 | NAICS-22 Non-Cogen | PV | SUN | SUN |  |  |  | 0 | 0 | 0 | 0 | 0 | 0 | 0 | 0 | 0 | 0 | 0 | 0 | 0 | 0 | 0 | 0 | 0 | 0 | 0 | 0 | 0 | 0 | 0 | 0 | 0 | 0 | 0 | 0 | 0 | 0 | 0 | 0 | 0 | 0 | 0 | 0 | 5125 | 6947 | 6798 | 8568 | 11213 | 11166 | 12198 | 10449 | 8205 | 7584 | 5996 | 4747 | 5125 | 6947 | 6798 | 8568 | 11213 | 11166 | 12198 | 10449 | 8205 | 7584 | 5996 | 4747 | 585.066 | 793.086 | 776.082 | 978.082 | 1280.065 | 1274.689 | 1392.481 | 1192.82 | 936.599 | 865.724 | 684.418 | 541.888 | 0 | 0 | 98996 | 98996 | 11301 | 2020
59265 | N | . | Merced Solar LLC | Merced Solar LLC | 59089 | CA | PACC | WECC |  | 22 | 2 | NAICS-22 Non-Cogen | PV | SUN | SUN |  |  |  | 0 | 0 | 0 | 0 | 0 | 0 | 0 | 0 | 0 | 0 | 0 | 0 | 0 | 0 | 0 | 0 | 0 | 0 | 0 | 0 | 0 | 0 | 0 | 0 | 0 | 0 | 0 | 0 | 0 | 0 | 0 | 0 | 0 | 0 | 0 | 0 | 1754 | 2378 | 2327 | 2933 | 3838 | 3822 | 4175 | 3576 | 2808 | 2596 | 2052 | 1625 | 1754 | 2378 | 2327 | 2933 | 3838 | 3822 | 4175 | 3576 | 2808 | 2596 | 2052 | 1625 | 200.252 | 271.45 | 265.63 | 334.769 | 438.128 | 436.289 | 476.605 | 408.267 | 320.57 | 296.312 | 234.256 | 185.472 | 0 | 0 | 33884 | 33884 | 3868 | 2020
59267 | N | . | Mission Solar LLC | Mission Solar LLC | 59090 | CA | PACC | WECC |  | 22 | 2 | NAICS-22 Non-Cogen | PV | SUN | SUN |  |  |  | 0 | 0 | 0 | 0 | 0 | 0 | 0 | 0 | 0 | 0 | 0 | 0 | 0 | 0 | 0 | 0 | 0 | 0 | 0 | 0 | 0 | 0 | 0 | 0 | 0 | 0 | 0 | 0 | 0 | 0 | 0 | 0 | 0 | 0 | 0 | 0 | 1815 | 2460 | 2408 | 3034 | 3971 | 3954 | 4320 | 3700 | 2905 | 2686 | 2123 | 1681 | 1815 | 2460 | 2408 | 3034 | 3971 | 3954 | 4320 | 3700 | 2905 | 2686 | 2123 | 1681 | 207.187 | 280.854 | 274.832 | 346.366 | 453.307 | 451.403 | 493.117 | 422.411 | 331.676 | 306.577 | 242.372 | 191.898 | 0 | 0 | 35057 | 35057 | 4002 | 2020
59268 | N | . | Hollister Solar LLC | Hollister Solar LLC | 59091 | CA | PACC | WECC |  | 22 | 2 | NAICS-22 Non-Cogen | PV | SUN | SUN |  |  |  | 0 | 0 | 0 | 0 | 0 | 0 | 0 | 0 | 0 | 0 | 0 | 0 | 0 | 0 | 0 | 0 | 0 | 0 | 0 | 0 | 0 | 0 | 0 | 0 | 0 | 0 | 0 | 0 | 0 | 0 | 0 | 0 | 0 | 0 | 0 | 0 | 1727 | 2342 | 2291 | 2888 | 3779 | 3764 | 4111 | 3522 | 2765 | 2556 | 2021 | 1600 | 1727 | 2342 | 2291 | 2888 | 3779 | 3764 | 4111 | 3522 | 2765 | 2556 | 2021 | 1600 | 197.196 | 267.309 | 261.578 | 329.662 | 431.446 | 429.634 | 469.336 | 402.04 | 315.681 | 291.792 | 230.683 | 182.643 | 0 | 0 | 33366 | 33366 | 3809 | 2020
59269 | N | . | Victor Mesa Linda B2 | Sustainable Power Group, LLC | 58661 | CA | PACC | WECC |  | 22 | 2 | NAICS-22 Non-Cogen | PV | SUN | SUN |  |  |  | 0 | 0 | 0 | 0 | 0 | 0 | 0 | 0 | 0 | 0 | 0 | 0 | 0 | 0 | 0 | 0 | 0 | 0 | 0 | 0 | 0 | 0 | 0 | 0 | 0 | 0 | 0 | 0 | 0 | 0 | 0 | 0 | 0 | 0 | 0 | 0 | 1666 | 2259 | 2210 | 2785 | 3646 | 3630 | 3966 | 3397 | 2667 | 2466 | 1949 | 1543 | 1666 | 2259 | 2210 | 2785 | 3646 | 3630 | 3966 | 3397 | 2667 | 2466 | 1949 | 1543 | 190.21 | 257.835 | 252.307 | 317.978 | 416.154 | 414.406 | 452.701 | 387.79 | 304.492 | 281.45 | 222.507 | 176.17 | 0 | 0 | 32184 | 32184 | 3674 | 2020
59270 | N | . | Victor Mesa Linda C2 | Sustainable Power Group, LLC | 58661 | CA | PACC | WECC |  | 22 | 2 | NAICS-22 Non-Cogen | PV | SUN | SUN |  |  |  | 0 | 0 | 0 | 0 | 0 | 0 | 0 | 0 | 0 | 0 | 0 | 0 | 0 | 0 | 0 | 0 | 0 | 0 | 0 | 0 | 0 | 0 | 0 | 0 | 0 | 0 | 0 | 0 | 0 | 0 | 0 | 0 | 0 | 0 | 0 | 0 | 1653 | 2240 | 2192 | 2763 | 3616 | 3601 | 3933 | 3369 | 2646 | 2445 | 1933 | 1531 | 1653 | 2240 | 2192 | 2763 | 3616 | 3601 | 3933 | 3369 | 2646 | 2445 | 1933 | 1531 | 188.654 | 255.73 | 250.247 | 315.382 | 412.756 | 411.023 | 449.005 | 384.624 | 302.006 | 279.152 | 220.69 | 174.731 | 0 | 0 | 31922 | 31922 | 3644 | 2020
59271 | N | . | Victor Mesa Linda D2 | Sustainable Power Group, LLC | 58661 | CA | PACC | WECC |  | 22 | 2 | NAICS-22 Non-Cogen | PV | SUN | SUN |  |  |  | 0 | 0 | 0 | 0 | 0 | 0 | 0 | 0 | 0 | 0 | 0 | 0 | 0 | 0 | 0 | 0 | 0 | 0 | 0 | 0 | 0 | 0 | 0 | 0 | 0 | 0 | 0 | 0 | 0 | 0 | 0 | 0 | 0 | 0 | 0 | 0 | 1649 | 2236 | 2188 | 2757 | 3609 | 3594 | 3926 | 3363 | 2640 | 2441 | 1930 | 1528 | 1649 | 2236 | 2188 | 2757 | 3609 | 3594 | 3926 | 3363 | 2640 | 2441 | 1930 | 1528 | 188.291 | 255.239 | 249.767 | 314.776 | 411.963 | 410.233 | 448.142 | 383.885 | 301.426 | 278.616 | 220.266 | 174.396 | 0 | 0 | 31861 | 31861 | 3637 | 2020
59272 | N | . | Victor Mesa Linda E2 | Sustainable Power Group, LLC | 58661 | CA | PACC | WECC |  | 22 | 2 | NAICS-22 Non-Cogen | PV | SUN | SUN |  |  |  | 0 | 0 | 0 | 0 | 0 | 0 | 0 | 0 | 0 | 0 | 0 | 0 | 0 | 0 | 0 | 0 | 0 | 0 | 0 | 0 | 0 | 0 | 0 | 0 | 0 | 0 | 0 | 0 | 0 | 0 | 0 | 0 | 0 | 0 | 0 | 0 | 1631 | 2211 | 2163 | 2726 | 3568 | 3553 | 3881 | 3325 | 2611 | 2413 | 1908 | 1510 | 1631 | 2211 | 2163 | 2726 | 3568 | 3553 | 3881 | 3325 | 2611 | 2413 | 1908 | 1510 | 186.169 | 252.361 | 246.951 | 311.228 | 407.319 | 405.608 | 443.09 | 379.558 | 298.028 | 275.475 | 217.783 | 172.43 | 0 | 0 | 31500 | 31500 | 3596 | 2020
59273 | N | . | SEPV Palmdale East | Sustainable Power Group, LLC | 58661 | CA | PACC | WECC |  | 22 | 2 | NAICS-22 Non-Cogen | PV | SUN | SUN |  |  |  | 0 | 0 | 0 | 0 | 0 | 0 | 0 | 0 | 0 | 0 | 0 | 0 | 0 | 0 | 0 | 0 | 0 | 0 | 0 | 0 | 0 | 0 | 0 | 0 | 0 | 0 | 0 | 0 | 0 | 0 | 0 | 0 | 0 | 0 | 0 | 0 | 11155 | 15121 | 14797 | 18648 | 24405 | 24303 | 26549 | 22742 | 17857 | 16506 | 13049 | 10331 | 11155 | 15121 | 14797 | 18648 | 24405 | 24303 | 26549 | 22742 | 17857 | 16506 | 13049 | 10331 | 1273.363 | 1726.107 | 1689.1 | 2128.742 | 2785.99 | 2774.29 | 3030.659 | 2596.106 | 2038.456 | 1884.2 | 1489.598 | 1179.389 | 0 | 0 | 215463 | 215463 | 24596 | 2020
59279 | N | . | Life Technologies - Pleasanton | Bloom Energy | 57128 | CA | PACC | WECC |  | 22 | 2 | NAICS-22 Non-Cogen | FC | NG | NG |  |  | mcf | 3986 | 3526 | 3915 | 2768 | 2602 | 3661 | 5121 | 6365 | 5545 | 5760 | 4602 | 5102 | 3986 | 3526 | 3915 | 2768 | 2602 | 3661 | 5121 | 6365 | 5545 | 5760 | 4602 | 5102 | 1.02 | 1.02 | 1.02 | 1.02 | 1.02 | 1.02 | 1.02 | 1.02 | 1.02 | 1.02 | 1.02 | 1.02 | 4066 | 3597 | 3993 | 2823 | 2654 | 3734 | 5223 | 6492 | 5656 | 5875 | 4694 | 5204 | 4066 | 3597 | 3993 | 2823 | 2654 | 3734 | 5223 | 6492 | 5656 | 5875 | 4694 | 5204 | 602.233 | 532.772 | 591.679 | 418.241 | 393.241 | 553.238 | 773.926 | 961.806 | 837.934 | 870.436 | 695.468 | 771.026 | 52953 | 52953 | 54011 | 54011 | 8002 | 2020
59280 | N | . | Kellogg's - San Jose | Bloom Energy | 57128 | CA | PACC | WECC |  | 22 | 2 | NAICS-22 Non-Cogen | FC | NG | NG |  |  | mcf | 3449 | 3051 | 3389 | 2395 | 2252 | 3168 | 4432 | 5508 | 4799 | 4985 | 3983 | 4416 | 3449 | 3051 | 3389 | 2395 | 2252 | 3168 | 4432 | 5508 | 4799 | 4985 | 3983 | 4416 | 1.02 | 1.02 | 1.02 | 1.02 | 1.02 | 1.02 | 1.02 | 1.02 | 1.02 | 1.02 | 1.02 | 1.02 | 3518 | 3112 | 3457 | 2443 | 2297 | 3231 | 4521 | 5618 | 4895 | 5085 | 4063 | 4504 | 3518 | 3112 | 3457 | 2443 | 2297 | 3231 | 4521 | 5618 | 4895 | 5085 | 4063 | 4504 | 452.841 | 400.611 | 444.905 | 314.491 | 295.693 | 416 | 581.943 | 723.218 | 630.074 | 654.513 | 522.948 | 579.763 | 45827 | 45827 | 46744 | 46744 | 6017 | 2020
59283 | N | . | California PV Energy at ISD WWTP | California PV Energy LLC | 58540 | CA | PACC | WECC |  | 22 | 2 | NAICS-22 Non-Cogen | PV | SUN | SUN |  |  |  | 0 | 0 | 0 | 0 | 0 | 0 | 0 | 0 | 0 | 0 | 0 | 0 | 0 | 0 | 0 | 0 | 0 | 0 | 0 | 0 | 0 | 0 | 0 | 0 | 0 | 0 | 0 | 0 | 0 | 0 | 0 | 0 | 0 | 0 | 0 | 0 | 225 | 305 | 298 | 376 | 492 | 490 | 535 | 459 | 360 | 333 | 263 | 208 | 225 | 305 | 298 | 376 | 492 | 490 | 535 | 459 | 360 | 333 | 263 | 208 | 25.679 | 34.808 | 34.062 | 42.928 | 56.182 | 55.946 | 61.116 | 52.353 | 41.107 | 37.997 | 30.039 | 23.783 | 0 | 0 | 4344 | 4344 | 496 | 2020
59299 | N | . | Waste Mangement Redwood LFGTE | WM Renewable Energy LLC | 54842 | CA | PACC | WECC |  | 22 | 2 | NAICS-22 Non-Cogen | IC | LFG | MLG |  |  | mcf | 50112 | 45077 | 47498 | 44454 | 47222 | 43523 | 48882 | 46670 | 46292 | 44551 | 44852 | 40059 | 50112 | 45077 | 47498 | 44454 | 47222 | 43523 | 48882 | 46670 | 46292 | 44551 | 44852 | 40059 | 0.52 | 0.52 | 0.52 | 0.52 | 0.52 | 0.52 | 0.52 | 0.52 | 0.52 | 0.52 | 0.52 | 0.52 | 26058 | 23440 | 24699 | 23116 | 24555 | 22632 | 25419 | 24268 | 24072 | 23167 | 23323 | 20831 | 26058 | 23440 | 24699 | 23116 | 24555 | 22632 | 25419 | 24268 | 24072 | 23167 | 23323 | 20831 | 2329.541 | 2095.46 | 2208.001 | 2066.488 | 2195.188 | 2023.254 | 2272.354 | 2169.541 | 2151.936 | 2071.039 | 2084.998 | 1862.2 | 549192 | 549192 | 285580 | 285580 | 25530 | 2020
59300 | N | . | Hanford 1 and 2 | CD Arevon USA, Inc. | 61230 | CA | PACC | WECC |  | 22 | 2 | NAICS-22 Non-Cogen | PV | SUN | SUN |  |  |  | 0 | 0 | 0 | 0 | 0 | 0 | 0 | 0 | 0 | 0 | 0 | 0 | 0 | 0 | 0 | 0 | 0 | 0 | 0 | 0 | 0 | 0 | 0 | 0 | 0 | 0 | 0 | 0 | 0 | 0 | 0 | 0 | 0 | 0 | 0 | 0 | 2588 | 3508 | 3433 | 4326 | 5662 | 5638 | 6159 | 5276 | 4143 | 3829 | 3027 | 2397 | 2588 | 3508 | 3433 | 4326 | 5662 | 5638 | 6159 | 5276 | 4143 | 3829 | 3027 | 2397 | 295.405 | 400.438 | 391.853 | 493.845 | 646.319 | 643.605 | 703.079 | 602.268 | 472.899 | 437.114 | 345.57 | 273.605 | 0 | 0 | 49986 | 49986 | 5706 | 2020
59308 | N | . | Beacon Solar Plant Site 5 | CD Global Solar Holdings, LLC | 60865 | CA | PACC | WECC |  | 22 | 2 | NAICS-22 Non-Cogen | PV | SUN | SUN |  |  |  | 0 | 0 | 0 | 0 | 0 | 0 | 0 | 0 | 0 | 0 | 0 | 0 | 0 | 0 | 0 | 0 | 0 | 0 | 0 | 0 | 0 | 0 | 0 | 0 | 0 | 0 | 0 | 0 | 0 | 0 | 0 | 0 | 0 | 0 | 0 | 0 | 46743 | 61189 | 75047 | 80820 | 99391 | 101362 | 107406 | 88161 | 70001 | 64176 | 49441 | 39893 | 46743 | 61189 | 75047 | 80820 | 99391 | 101362 | 107406 | 88161 | 70001 | 64176 | 49441 | 39893 | 5336 | 6985 | 8567 | 9226 | 11346 | 11571 | 12261 | 10064 | 7991 | 7326 | 5644 | 4554 | 0 | 0 | 883630 | 883630 | 100871 | 2020
59309 | N | . | Beacon Solar Plant Site 2 | CD Global Solar Holdings, LLC | 60865 | CA | PACC | WECC |  | 22 | 2 | NAICS-22 Non-Cogen | PV | SUN | SUN |  |  |  | 0 | 0 | 0 | 0 | 0 | 0 | 0 | 0 | 0 | 0 | 0 | 0 | 0 | 0 | 0 | 0 | 0 | 0 | 0 | 0 | 0 | 0 | 0 | 0 | 0 | 0 | 0 | 0 | 0 | 0 | 0 | 0 | 0 | 0 | 0 | 0 | 59664 | 76992 | 97131 | 104559 | 126512 | 126293 | 134904 | 89527 | 85314 | 79129 | 62415 | 51115 | 59664 | 76992 | 97131 | 104559 | 126512 | 126293 | 134904 | 89527 | 85314 | 79129 | 62415 | 51115 | 6811 | 8789 | 11088 | 11936 | 14442 | 14417 | 15400 | 10220 | 9739 | 9033 | 7125 | 5835 | 0 | 0 | 1093555 | 1093555 | 124835 | 2020
59315 | N | . | Hecate Energy Beacon Solar 1 | Sustainable Power Group, LLC | 58661 | CA | PACC | WECC |  | 22 | 2 | NAICS-22 Non-Cogen | PV | SUN | SUN |  |  |  | 0 | 0 | 0 | 0 | 0 | 0 | 0 | 0 | 0 | 0 | 0 | 0 | 0 | 0 | 0 | 0 | 0 | 0 | 0 | 0 | 0 | 0 | 0 | 0 | 0 | 0 | 0 | 0 | 0 | 0 | 0 | 0 | 0 | 0 | 0 | 0 | 65919 | 84516 | 102439 | 116622 | 141202 | 140545 | 145985 | 119775 | 91892 | 86680 | 69020 | 56721 | 65919 | 84516 | 102439 | 116622 | 141202 | 140545 | 145985 | 119775 | 91892 | 86680 | 69020 | 56721 | 7525 | 9648 | 11694 | 13313 | 16119 | 16044 | 16665 | 13673 | 10490 | 9895 | 7879 | 6475 | 0 | 0 | 1221316 | 1221316 | 139420 | 2020
59316 | N | . | Hecate Energy Beacon Solar 3 | Sustainable Power Group, LLC | 58661 | CA | PACC | WECC |  | 22 | 2 | NAICS-22 Non-Cogen | PV | SUN | SUN |  |  |  | 0 | 0 | 0 | 0 | 0 | 0 | 0 | 0 | 0 | 0 | 0 | 0 | 0 | 0 | 0 | 0 | 0 | 0 | 0 | 0 | 0 | 0 | 0 | 0 | 0 | 0 | 0 | 0 | 0 | 0 | 0 | 0 | 0 | 0 | 0 | 0 | 65595 | 83474 | 101248 | 115816 | 145390 | 137103 | 144855 | 119259 | 91367 | 85401 | 67496 | 55538 | 65595 | 83474 | 101248 | 115816 | 145390 | 137103 | 144855 | 119259 | 91367 | 85401 | 67496 | 55538 | 7488 | 9529 | 11558 | 13221 | 16597 | 15651 | 16536 | 13614 | 10430 | 9749 | 7705 | 6340 | 0 | 0 | 1212542 | 1212542 | 138418 | 2020
59317 | N | . | Hecate Energy Beacon Solar 4 | Sustainable Power Group, LLC | 58661 | CA | PACC | WECC |  | 22 | 2 | NAICS-22 Non-Cogen | PV | SUN | SUN |  |  |  | 0 | 0 | 0 | 0 | 0 | 0 | 0 | 0 | 0 | 0 | 0 | 0 | 0 | 0 | 0 | 0 | 0 | 0 | 0 | 0 | 0 | 0 | 0 | 0 | 0 | 0 | 0 | 0 | 0 | 0 | 0 | 0 | 0 | 0 | 0 | 0 | 57579 | 71823 | 89273 | 103018 | 126503 | 124331 | 130104 | 106618 | 82940 | 76764 | 60032 | 48951 | 57579 | 71823 | 89273 | 103018 | 126503 | 124331 | 130104 | 106618 | 82940 | 76764 | 60032 | 48951 | 6573 | 8199 | 10191 | 11760 | 14441 | 14193 | 14852 | 12171 | 9468 | 8763 | 6853 | 5588 | 0 | 0 | 1077936 | 1077936 | 123052 | 2020
59322 | N | . | Pumpjack Solar I | Pumpjack Solar I, LLC | 59121 | CA | PACC | WECC |  | 22 | 2 | NAICS-22 Non-Cogen | PV | SUN | SUN |  |  |  | 0 | 0 | 0 | 0 | 0 | 0 | 0 | 0 | 0 | 0 | 0 | 0 | 0 | 0 | 0 | 0 | 0 | 0 | 0 | 0 | 0 | 0 | 0 | 0 | 0 | 0 | 0 | 0 | 0 | 0 | 0 | 0 | 0 | 0 | 0 | 0 | 20442 | 27710 | 27116 | 34173 | 44724 | 44537 | 48652 | 41676 | 32724 | 30248 | 23913 | 18933 | 20442 | 27710 | 27116 | 34173 | 44724 | 44537 | 48652 | 41676 | 32724 | 30248 | 23913 | 18933 | 2333.535 | 3163.22 | 3095.402 | 3901.077 | 5105.533 | 5084.092 | 5553.907 | 4757.558 | 3735.622 | 3452.936 | 2729.8 | 2161.318 | 0 | 0 | 394848 | 394848 | 45074 | 2020
59328 | N | . | Golden Acorn Casino | Foundation CA Fund VII Manager, LLC | 59129 | CA | PACC | WECC |  | 713 | 4 | Commercial NAICS Non-Cogen | WT | WND | WND |  |  |  | 0 | 0 | 0 | 0 | 0 | 0 | 0 | 0 | 0 | 0 | 0 | 0 | 0 | 0 | 0 | 0 | 0 | 0 | 0 | 0 | 0 | 0 | 0 | 0 | 0 | 0 | 0 | 0 | 0 | 0 | 0 | 0 | 0 | 0 | 0 | 0 | 4108 | 3189 | 3960 | 3811 | 3075 | 2978 | 2409 | 2032 | 1515 | 2777 | 3951 | 4652 | 4108 | 3189 | 3960 | 3811 | 3075 | 2978 | 2409 | 2032 | 1515 | 2777 | 3951 | 4652 | 469 | 364 | 452 | 435 | 351 | 340 | 275 | 232 | 173 | 317 | 451 | 531 | 0 | 0 | 38457 | 38457 | 4390 | 2020
59329 | N | . | City of Soledad Water Reclamation | Foundation CA Fund VII Manager, LLC | 59129 | CA | PACC | WECC |  | 22 | 2 | NAICS-22 Non-Cogen | WT | WND | WND |  |  |  | 0 | 0 | 0 | 0 | 0 | 0 | 0 | 0 | 0 | 0 | 0 | 0 | 0 | 0 | 0 | 0 | 0 | 0 | 0 | 0 | 0 | 0 | 0 | 0 | 0 | 0 | 0 | 0 | 0 | 0 | 0 | 0 | 0 | 0 | 0 | 0 | 1700 | 1743 | 2527 | 3407 | 3476 | 3855 | 3785 | 3225 | 1785 | 1945 | 1488 | 1462 | 1700 | 1743 | 2527 | 3407 | 3476 | 3855 | 3785 | 3225 | 1785 | 1945 | 1488 | 1462 | 194.105 | 198.971 | 288.436 | 388.876 | 396.803 | 440.055 | 432.062 | 368.108 | 203.786 | 222.03 | 169.912 | 166.856 | 0 | 0 | 30398 | 30398 | 3470 | 2020
59330 | N | . | Taylor Farms | Foundation CA Fund VII Manager, LLC | 59129 | CA | PACC | WECC |  | 22 | 2 | NAICS-22 Non-Cogen | WT | WND | WND |  |  |  | 0 | 0 | 0 | 0 | 0 | 0 | 0 | 0 | 0 | 0 | 0 | 0 | 0 | 0 | 0 | 0 | 0 | 0 | 0 | 0 | 0 | 0 | 0 | 0 | 0 | 0 | 0 | 0 | 0 | 0 | 0 | 0 | 0 | 0 | 0 | 0 | 1718 | 1762 | 2554 | 3443 | 3513 | 3896 | 3825 | 3259 | 1804 | 1966 | 1504 | 1477 | 1718 | 1762 | 2554 | 3443 | 3513 | 3896 | 3825 | 3259 | 1804 | 1966 | 1504 | 1477 | 196.174 | 201.093 | 291.512 | 393.022 | 401.034 | 444.747 | 436.669 | 372.033 | 205.959 | 224.398 | 171.724 | 168.635 | 0 | 0 | 30721 | 30721 | 3507 | 2020
59331 | N | . | Anheuser-Busch #2 | Foundation CA Fund VII Manager, LLC | 59129 | CA | PACC | WECC |  | 312 | 6 | Industrial NAICS Non-Cogen | WT | WND | WND |  |  |  | 0 | 0 | 0 | 0 | 0 | 0 | 0 | 0 | 0 | 0 | 0 | 0 | 0 | 0 | 0 | 0 | 0 | 0 | 0 | 0 | 0 | 0 | 0 | 0 | 0 | 0 | 0 | 0 | 0 | 0 | 0 | 0 | 0 | 0 | 0 | 0 | 867 | 1568 | 1857 | 2996 | 3285 | 3881 | 4923 | 4765 | 2742 | 1218 | 1077 | 604 | 867 | 1568 | 1857 | 2996 | 3285 | 3881 | 4923 | 4765 | 2742 | 1218 | 1077 | 604 | 99 | 179 | 212 | 342 | 375 | 443 | 562 | 544 | 313 | 139 | 123 | 69 | 0 | 0 | 29783 | 29783 | 3400 | 2020
59334 | N | . | Catalina Solar 2, LLC | Dominion Renewable Energy | 58468 | CA | PACC | WECC |  | 22 | 2 | NAICS-22 Non-Cogen | PV | SUN | SUN |  |  |  | 0 | 0 | 0 | 0 | 0 | 0 | 0 | 0 | 0 | 0 | 0 | 0 | 0 | 0 | 0 | 0 | 0 | 0 | 0 | 0 | 0 | 0 | 0 | 0 | 0 | 0 | 0 | 0 | 0 | 0 | 0 | 0 | 0 | 0 | 0 | 0 | 21848 | 29616 | 28981 | 36525 | 47801 | 47601 | 51999 | 44543 | 34975 | 32329 | 25558 | 20236 | 21848 | 29616 | 28981 | 36525 | 47801 | 47601 | 51999 | 44543 | 34975 | 32329 | 25558 | 20236 | 2494.077 | 3380.843 | 3308.359 | 4169.464 | 5456.783 | 5433.868 | 5936.005 | 5084.868 | 3992.625 | 3690.491 | 2917.605 | 2310.012 | 0 | 0 | 422012 | 422012 | 48175 | 2020
59339 | N | . | Quinto Solar PV Project | CD Arevon USA, Inc. | 61230 | CA | PACC | WECC |  | 22 | 2 | NAICS-22 Non-Cogen | PV | SUN | SUN |  |  |  | 0 | 0 | 0 | 0 | 0 | 0 | 0 | 0 | 0 | 0 | 0 | 0 | 0 | 0 | 0 | 0 | 0 | 0 | 0 | 0 | 0 | 0 | 0 | 0 | 0 | 0 | 0 | 0 | 0 | 0 | 0 | 0 | 0 | 0 | 0 | 0 | 120672 | 163577 | 160070 | 201733 | 264018 | 262909 | 287204 | 246023 | 193177 | 178558 | 141164 | 111766 | 120672 | 163577 | 160070 | 201733 | 264018 | 262909 | 287204 | 246023 | 193177 | 178558 | 141164 | 111766 | 13775.326 | 18673.129 | 18272.788 | 23028.855 | 30139.002 | 30012.432 | 32785.846 | 28084.833 | 22052.137 | 20383.387 | 16114.565 | 12758.7 | 0 | 0 | 2330871 | 2330871 | 266081 | 2020
59359 | N | . | SCE-Snowline-Duncan Road (North) | SunEdison LLC | 59139 | CA | PACC | WECC |  | 22 | 2 | NAICS-22 Non-Cogen | PV | SUN | SUN |  |  |  | 0 | 0 | 0 | 0 | 0 | 0 | 0 | 0 | 0 | 0 | 0 | 0 | 0 | 0 | 0 | 0 | 0 | 0 | 0 | 0 | 0 | 0 | 0 | 0 | 0 | 0 | 0 | 0 | 0 | 0 | 0 | 0 | 0 | 0 | 0 | 0 | 1351 | 1831 | 1792 | 2258 | 2955 | 2943 | 3214 | 2754 | 2162 | 1998 | 1580 | 1251 | 1351 | 1831 | 1792 | 2258 | 2955 | 2943 | 3214 | 2754 | 2162 | 1998 | 1580 | 1251 | 154.173 | 208.991 | 204.511 | 257.741 | 337.318 | 335.902 | 366.942 | 314.328 | 246.809 | 228.133 | 180.356 | 142.796 | 0 | 0 | 26089 | 26089 | 2978 | 2020
59360 | N | . | SCE-Snowline-Duncan Road (South) | SunEdison LLC | 59139 | CA | PACC | WECC |  | 22 | 2 | NAICS-22 Non-Cogen | PV | SUN | SUN |  |  |  | 0 | 0 | 0 | 0 | 0 | 0 | 0 | 0 | 0 | 0 | 0 | 0 | 0 | 0 | 0 | 0 | 0 | 0 | 0 | 0 | 0 | 0 | 0 | 0 | 0 | 0 | 0 | 0 | 0 | 0 | 0 | 0 | 0 | 0 | 0 | 0 | 1100 | 1491 | 1459 | 1839 | 2407 | 2397 | 2619 | 2243 | 1761 | 1628 | 1287 | 1019 | 1100 | 1491 | 1459 | 1839 | 2407 | 2397 | 2619 | 2243 | 1761 | 1628 | 1287 | 1019 | 125.596 | 170.253 | 166.603 | 209.966 | 274.793 | 273.639 | 298.926 | 256.064 | 201.061 | 185.846 | 146.925 | 116.328 | 0 | 0 | 21250 | 21250 | 2426 | 2020
59380 | N | . | Wildwood Solar I, LLC | Wildwood Solar I, LLC | 59158 | CA | PACC | WECC |  | 22 | 2 | NAICS-22 Non-Cogen | PV | SUN | SUN |  |  |  | 0 | 0 | 0 | 0 | 0 | 0 | 0 | 0 | 0 | 0 | 0 | 0 | 0 | 0 | 0 | 0 | 0 | 0 | 0 | 0 | 0 | 0 | 0 | 0 | 0 | 0 | 0 | 0 | 0 | 0 | 0 | 0 | 0 | 0 | 0 | 0 | 19936 | 27024 | 26445 | 33328 | 43618 | 43435 | 47449 | 40645 | 31915 | 29499 | 23322 | 18465 | 19936 | 27024 | 26445 | 33328 | 43618 | 43435 | 47449 | 40645 | 31915 | 29499 | 23322 | 18465 | 2275.808 | 3084.971 | 3018.831 | 3804.576 | 4979.237 | 4958.327 | 5416.52 | 4639.87 | 3643.213 | 3367.521 | 2662.273 | 2107.853 | 0 | 0 | 385081 | 385081 | 43959 | 2020
59405 | N | . | Diamond Valley Solar Project | Diamond Valley Solar LLC | 59176 | CA | PACC | WECC |  | 22 | 2 | NAICS-22 Non-Cogen | PV | SUN | SUN |  |  |  | 0 | 0 | 0 | 0 | 0 | 0 | 0 | 0 | 0 | 0 | 0 | 0 | 0 | 0 | 0 | 0 | 0 | 0 | 0 | 0 | 0 | 0 | 0 | 0 | 0 | 0 | 0 | 0 | 0 | 0 | 0 | 0 | 0 | 0 | 0 | 0 | 1143 | 1549 | 1516 | 1911 | 2500 | 2490 | 2720 | 2330 | 1830 | 1691 | 1337 | 1059 | 1143 | 1549 | 1516 | 1911 | 2500 | 2490 | 2720 | 2330 | 1830 | 1691 | 1337 | 1059 | 130.464 | 176.849 | 173.058 | 218.102 | 285.44 | 284.242 | 310.508 | 265.986 | 208.851 | 193.047 | 152.618 | 120.835 | 0 | 0 | 22076 | 22076 | 2520 | 2020
59408 | N | . | Shafter Solar LLC | Shafter Solar LLC | 59183 | CA | PACC | WECC |  | 22 | 2 | NAICS-22 Non-Cogen | PV | SUN | SUN |  |  |  | 0 | 0 | 0 | 0 | 0 | 0 | 0 | 0 | 0 | 0 | 0 | 0 | 0 | 0 | 0 | 0 | 0 | 0 | 0 | 0 | 0 | 0 | 0 | 0 | 0 | 0 | 0 | 0 | 0 | 0 | 0 | 0 | 0 | 0 | 0 | 0 | 22582 | 30611 | 29955 | 37751 | 49407 | 49199 | 53746 | 46039 | 36150 | 33414 | 26417 | 20915 | 22582 | 30611 | 29955 | 37751 | 49407 | 49199 | 53746 | 46039 | 36150 | 33414 | 26417 | 20915 | 2577.843 | 3494.391 | 3419.473 | 4309.499 | 5640.054 | 5616.369 | 6135.371 | 5255.648 | 4126.721 | 3814.44 | 3015.595 | 2387.596 | 0 | 0 | 436186 | 436186 | 49793 | 2020
59409 | N | . | Madelyn Solar, LLC | CD US Solar PO 3, LLC | 59185 | CA | PACC | WECC |  | 22 | 2 | NAICS-22 Non-Cogen | PV | SUN | SUN |  |  |  | 0 | 0 | 0 | 0 | 0 | 0 | 0 | 0 | 0 | 0 | 0 | 0 | 0 | 0 | 0 | 0 | 0 | 0 | 0 | 0 | 0 | 0 | 0 | 0 | 0 | 0 | 0 | 0 | 0 | 0 | 0 | 0 | 0 | 0 | 0 | 0 | 991 | 1344 | 1315 | 1657 | 2169 | 2160 | 2360 | 2021 | 1587 | 1467 | 1160 | 918 | 991 | 1344 | 1315 | 1657 | 2169 | 2160 | 2360 | 2021 | 1587 | 1467 | 1160 | 918 | 113.171 | 153.41 | 150.121 | 189.195 | 247.608 | 246.568 | 269.354 | 230.732 | 181.17 | 167.461 | 132.39 | 104.82 | 0 | 0 | 19149 | 19149 | 2186 | 2020
59410 | N | . | Rudy Solar, LLC | CD US Solar PO 3, LLC | 59185 | CA | PACC | WECC |  | 22 | 2 | NAICS-22 Non-Cogen | PV | SUN | SUN |  |  |  | 0 | 0 | 0 | 0 | 0 | 0 | 0 | 0 | 0 | 0 | 0 | 0 | 0 | 0 | 0 | 0 | 0 | 0 | 0 | 0 | 0 | 0 | 0 | 0 | 0 | 0 | 0 | 0 | 0 | 0 | 0 | 0 | 0 | 0 | 0 | 0 | 1688 | 2289 | 2240 | 2823 | 3694 | 3679 | 4019 | 3442 | 2703 | 2498 | 1975 | 1564 | 1688 | 2289 | 2240 | 2823 | 3694 | 3679 | 4019 | 3442 | 2703 | 2498 | 1975 | 1564 | 192.746 | 261.274 | 255.672 | 322.219 | 421.704 | 419.933 | 458.739 | 392.962 | 308.553 | 285.204 | 225.475 | 178.519 | 0 | 0 | 32614 | 32614 | 3723 | 2020
59411 | N | . | Mitchell Solar, LLC | CD US Solar PO 3, LLC | 59185 | CA | PACC | WECC |  | 22 | 2 | NAICS-22 Non-Cogen | PV | SUN | SUN |  |  |  | 0 | 0 | 0 | 0 | 0 | 0 | 0 | 0 | 0 | 0 | 0 | 0 | 0 | 0 | 0 | 0 | 0 | 0 | 0 | 0 | 0 | 0 | 0 | 0 | 0 | 0 | 0 | 0 | 0 | 0 | 0 | 0 | 0 | 0 | 0 | 0 | 1643 | 2227 | 2180 | 2747 | 3595 | 3580 | 3911 | 3350 | 2630 | 2431 | 1922 | 1522 | 1643 | 2227 | 2180 | 2747 | 3595 | 3580 | 3911 | 3350 | 2630 | 2431 | 1922 | 1522 | 187.57 | 254.256 | 248.805 | 313.564 | 410.377 | 408.654 | 446.417 | 382.407 | 300.265 | 277.543 | 219.418 | 173.724 | 0 | 0 | 31738 | 31738 | 3623 | 2020
59412 | N | . | Algonquin SKIC20 Solar LLC | Algonquin Power Co | 59050 | CA | PACC | WECC |  | 22 | 2 | NAICS-22 Non-Cogen | PV | SUN | SUN |  |  |  | 0 | 0 | 0 | 0 | 0 | 0 | 0 | 0 | 0 | 0 | 0 | 0 | 0 | 0 | 0 | 0 | 0 | 0 | 0 | 0 | 0 | 0 | 0 | 0 | 0 | 0 | 0 | 0 | 0 | 0 | 0 | 0 | 0 | 0 | 0 | 0 | 21057 | 28543 | 27931 | 35202 | 46070 | 45876 | 50116 | 42930 | 33709 | 31158 | 24632 | 19503 | 21057 | 28543 | 27931 | 35202 | 46070 | 45876 | 50116 | 42930 | 33709 | 31158 | 24632 | 19503 | 2403.736 | 3258.381 | 3188.524 | 4018.437 | 5259.127 | 5237.041 | 5720.99 | 4900.684 | 3848.004 | 3556.814 | 2811.923 | 2226.339 | 0 | 0 | 406727 | 406727 | 46430 | 2020
59413 | N | . | Corcoran Solar 2 | Consolidated Edison Development Inc. | 56769 | CA | PACC | WECC |  | 22 | 2 | NAICS-22 Non-Cogen | PV | SUN | SUN |  |  |  | 0 | 0 | 0 | 0 | 0 | 0 | 0 | 0 | 0 | 0 | 0 | 0 | 0 | 0 | 0 | 0 | 0 | 0 | 0 | 0 | 0 | 0 | 0 | 0 | 0 | 0 | 0 | 0 | 0 | 0 | 0 | 0 | 0 | 0 | 0 | 0 | 21781 | 29526 | 28893 | 36413 | 47656 | 47455 | 51841 | 44408 | 34869 | 32230 | 25480 | 20174 | 21781 | 29526 | 28893 | 36413 | 47656 | 47455 | 51841 | 44408 | 34869 | 32230 | 25480 | 20174 | 2486.467 | 3370.526 | 3298.264 | 4156.741 | 5440.133 | 5417.287 | 5917.892 | 5069.352 | 3980.442 | 3679.23 | 2908.702 | 2302.964 | 0 | 0 | 420726 | 420726 | 48028 | 2020
59414 | N | . | Atwell Island West Solar | Consolidated Edison Development Inc. | 56769 | CA | PACC | WECC |  | 22 | 2 | NAICS-22 Non-Cogen | PV | SUN | SUN |  |  |  | 0 | 0 | 0 | 0 | 0 | 0 | 0 | 0 | 0 | 0 | 0 | 0 | 0 | 0 | 0 | 0 | 0 | 0 | 0 | 0 | 0 | 0 | 0 | 0 | 0 | 0 | 0 | 0 | 0 | 0 | 0 | 0 | 0 | 0 | 0 | 0 | 23442 | 31777 | 31096 | 39189 | 51289 | 51074 | 55793 | 47793 | 37527 | 34688 | 27423 | 21712 | 23442 | 31777 | 31096 | 39189 | 51289 | 51074 | 55793 | 47793 | 37527 | 34688 | 27423 | 21712 | 2676.051 | 3627.52 | 3549.748 | 4473.681 | 5854.928 | 5830.34 | 6369.115 | 5455.876 | 4283.94 | 3959.761 | 3130.482 | 2478.558 | 0 | 0 | 452803 | 452803 | 51690 | 2020
59416 | N | . | Anaheim Solar Energy Plant | Anaheim Public Utilities | 59187 | CA | PACC | WECC |  | 22 | 1 | Electric Utility | PV | SUN | SUN |  |  |  | 0 | 0 | 0 | 0 | 0 | 0 | 0 | 0 | 0 | 0 | 0 | 0 | 0 | 0 | 0 | 0 | 0 | 0 | 0 | 0 | 0 | 0 | 0 | 0 | 0 | 0 | 0 | 0 | 0 | 0 | 0 | 0 | 0 | 0 | 0 | 0 | 1465 | 1986 | 1943 | 2449 | 3205 | 3191 | 3486 | 2987 | 2345 | 2168 | 1714 | 1357 | 1465 | 1986 | 1943 | 2449 | 3205 | 3191 | 3486 | 2987 | 2345 | 2168 | 1714 | 1357 | 167.222 | 226.676 | 221.816 | 279.551 | 365.862 | 364.326 | 397.993 | 340.926 | 267.694 | 247.437 | 195.617 | 154.88 | 0 | 0 | 28296 | 28296 | 3230 | 2020
59421 | N | . | SCE-Snowline-White Road (South) | SunEdison LLC | 59139 | CA | PACC | WECC |  | 22 | 2 | NAICS-22 Non-Cogen | PV | SUN | SUN |  |  |  | 0 | 0 | 0 | 0 | 0 | 0 | 0 | 0 | 0 | 0 | 0 | 0 | 0 | 0 | 0 | 0 | 0 | 0 | 0 | 0 | 0 | 0 | 0 | 0 | 0 | 0 | 0 | 0 | 0 | 0 | 0 | 0 | 0 | 0 | 0 | 0 | 1315 | 1782 | 1744 | 2198 | 2877 | 2864 | 3129 | 2680 | 2105 | 1945 | 1538 | 1218 | 1315 | 1782 | 1744 | 2198 | 2877 | 2864 | 3129 | 2680 | 2105 | 1945 | 1538 | 1218 | 150.085 | 203.447 | 199.085 | 250.903 | 328.37 | 326.991 | 357.208 | 305.989 | 240.262 | 222.081 | 175.571 | 139.008 | 0 | 0 | 25395 | 25395 | 2899 | 2020
59422 | N | . | SCE-Snowline-White Road (North) | SunEdison LLC | 59139 | CA | PACC | WECC |  | 22 | 2 | NAICS-22 Non-Cogen | PV | SUN | SUN |  |  |  | 0 | 0 | 0 | 0 | 0 | 0 | 0 | 0 | 0 | 0 | 0 | 0 | 0 | 0 | 0 | 0 | 0 | 0 | 0 | 0 | 0 | 0 | 0 | 0 | 0 | 0 | 0 | 0 | 0 | 0 | 0 | 0 | 0 | 0 | 0 | 0 | 1631 | 2211 | 2164 | 2727 | 3569 | 3554 | 3883 | 3326 | 2611 | 2414 | 1908 | 1511 | 1631 | 2211 | 2164 | 2727 | 3569 | 3554 | 3883 | 3326 | 2611 | 2414 | 1908 | 1511 | 186.221 | 252.432 | 247.02 | 311.314 | 407.432 | 405.721 | 443.213 | 379.663 | 298.11 | 275.552 | 217.844 | 172.478 | 0 | 0 | 31509 | 31509 | 3597 | 2020
59423 | N | . | SCE-Snowline-White Rd (Central) | SunEdison LLC | 59139 | CA | PACC | WECC |  | 22 | 2 | NAICS-22 Non-Cogen | PV | SUN | SUN |  |  |  | 0 | 0 | 0 | 0 | 0 | 0 | 0 | 0 | 0 | 0 | 0 | 0 | 0 | 0 | 0 | 0 | 0 | 0 | 0 | 0 | 0 | 0 | 0 | 0 | 0 | 0 | 0 | 0 | 0 | 0 | 0 | 0 | 0 | 0 | 0 | 0 | 1737 | 2354 | 2303 | 2903 | 3799 | 3783 | 4133 | 3540 | 2780 | 2570 | 2031 | 1608 | 1737 | 2354 | 2303 | 2903 | 3799 | 3783 | 4133 | 3540 | 2780 | 2570 | 2031 | 1608 | 198.232 | 268.713 | 262.952 | 331.393 | 433.711 | 431.89 | 471.8 | 404.151 | 317.338 | 293.324 | 231.894 | 183.602 | 0 | 0 | 33541 | 33541 | 3829 | 2020
59431 | N | . | Sierra Solar Greenworks | Sustainable Power Group, LLC | 58661 | CA | PACC | WECC |  | 22 | 2 | NAICS-22 Non-Cogen | PV | SUN | SUN |  |  |  | 0 | 0 | 0 | 0 | 0 | 0 | 0 | 0 | 0 | 0 | 0 | 0 | 0 | 0 | 0 | 0 | 0 | 0 | 0 | 0 | 0 | 0 | 0 | 0 | 0 | 0 | 0 | 0 | 0 | 0 | 0 | 0 | 0 | 0 | 0 | 0 | 18464 | 25028 | 24492 | 30866 | 40396 | 40227 | 43944 | 37643 | 29557 | 27321 | 21599 | 17101 | 18464 | 25028 | 24492 | 30866 | 40396 | 40227 | 43944 | 37643 | 29557 | 27321 | 21599 | 17101 | 2107.71 | 2857.101 | 2795.847 | 3523.554 | 4611.449 | 4592.083 | 5016.432 | 4297.149 | 3374.11 | 3118.781 | 2465.626 | 1952.158 | 0 | 0 | 356638 | 356638 | 40712 | 2020
59440 | N | . | Adelanto Solar II, LLC | Adelanto Solar II, LLC | 59212 | CA | PACC | WECC |  | 22 | 2 | NAICS-22 Non-Cogen | PV | SUN | SUN |  |  |  | 0 | 0 | 0 | 0 | 0 | 0 | 0 | 0 | 0 | 0 | 0 | 0 | 0 | 0 | 0 | 0 | 0 | 0 | 0 | 0 | 0 | 0 | 0 | 0 | 0 | 0 | 0 | 0 | 0 | 0 | 0 | 0 | 0 | 0 | 0 | 0 | 7440 | 10085 | 9869 | 12438 | 16278 | 16209 | 17707 | 15168 | 11910 | 11009 | 8703 | 6891 | 7440 | 10085 | 9869 | 12438 | 16278 | 16209 | 17707 | 15168 | 11910 | 11009 | 8703 | 6891 | 849.305 | 1151.276 | 1126.593 | 1419.825 | 1858.195 | 1850.391 | 2021.384 | 1731.547 | 1359.606 | 1256.721 | 993.53 | 786.627 | 0 | 0 | 143707 | 143707 | 16405 | 2020
59441 | N | . | Adelanto Solar, LLC | Adelanto Solar, LLC | 59211 | CA | PACC | WECC |  | 22 | 2 | NAICS-22 Non-Cogen | PV | SUN | SUN |  |  |  | 0 | 0 | 0 | 0 | 0 | 0 | 0 | 0 | 0 | 0 | 0 | 0 | 0 | 0 | 0 | 0 | 0 | 0 | 0 | 0 | 0 | 0 | 0 | 0 | 0 | 0 | 0 | 0 | 0 | 0 | 0 | 0 | 0 | 0 | 0 | 0 | 24698 | 33479 | 32761 | 41288 | 54036 | 53809 | 58781 | 50353 | 39537 | 36545 | 28892 | 22875 | 24698 | 33479 | 32761 | 41288 | 54036 | 53809 | 58781 | 50353 | 39537 | 36545 | 28892 | 22875 | 2819.353 | 3821.773 | 3739.837 | 4713.247 | 6168.459 | 6142.554 | 6710.181 | 5748.039 | 4513.345 | 4171.807 | 3298.12 | 2611.285 | 0 | 0 | 477054 | 477054 | 54458 | 2020
59443 | N | . | TA-Acacia, LLC | Dominion Renewable Energy | 58468 | CA | PACC | WECC |  | 22 | 2 | NAICS-22 Non-Cogen | PV | SUN | SUN |  |  |  | 0 | 0 | 0 | 0 | 0 | 0 | 0 | 0 | 0 | 0 | 0 | 0 | 0 | 0 | 0 | 0 | 0 | 0 | 0 | 0 | 0 | 0 | 0 | 0 | 0 | 0 | 0 | 0 | 0 | 0 | 0 | 0 | 0 | 0 | 0 | 0 | 26267 | 35606 | 34842 | 43911 | 57469 | 57228 | 62516 | 53552 | 42049 | 38867 | 30727 | 24328 | 26267 | 35606 | 34842 | 43911 | 57469 | 57228 | 62516 | 53552 | 42049 | 38867 | 30727 | 24328 | 2998.485 | 4064.59 | 3977.448 | 5012.704 | 6560.373 | 6532.823 | 7136.513 | 6113.241 | 4800.101 | 4436.863 | 3507.666 | 2777.193 | 0 | 0 | 507362 | 507362 | 57918 | 2020
59456 | Y | . | P Plant | Qualcomm Incorporated | 59222 | CA | PACC | WECC |  | 541 | 5 | Commercial NAICS Cogen | GT | NG | NG |  |  | mcf | 37112 | 32704 | 31151 | 29771 | 31643 | 30769 | 31812 | 33269 | 31166 | 31373 | 31332 | 30370 | 23928 | 21297 | 20464 | 19734 | 21160 | 20739 | 21353 | 22558 | 21118 | 21311 | 20994 | 20189 | 1.032 | 1.032 | 1.032 | 1.032 | 1.032 | 1.032 | 1.032 | 1.032 | 1.032 | 1.032 | 1.032 | 1.032 | 38300 | 33751 | 32148 | 30724 | 32656 | 31754 | 32830 | 34334 | 32163 | 32377 | 32335 | 31342 | 24694 | 21979 | 21119 | 20365 | 21837 | 21403 | 22036 | 23280 | 21794 | 21993 | 21666 | 20835 | 3404 | 3032 | 2906 | 2803 | 3020 | 2958 | 3039 | 3210 | 3003 | 3036 | 2993 | 2886 | 382472 | 254845 | 394714 | 263001 | 36290 | 2020
59457 | Y | . | Q Plant | Qualcomm Incorporated | 59222 | CA | PACC | WECC |  | 541 | 5 | Commercial NAICS Cogen | GT | NG | NG |  |  | mcf | 27528 | 30095 | 32068 | 28625 | 31614 | 30552 | 31345 | 27393 | 29983 | 30385 | 30765 | 31947 | 13931 | 15224 | 16205 | 14427 | 15910 | 15359 | 15695 | 13620 | 14938 | 15153 | 15434 | 16065 | 1.032 | 1.032 | 1.032 | 1.032 | 1.032 | 1.032 | 1.032 | 1.032 | 1.032 | 1.032 | 1.032 | 1.032 | 28409 | 31058 | 33094 | 29541 | 32626 | 31530 | 32348 | 28270 | 30942 | 31357 | 31749 | 32969 | 14377 | 15711 | 16724 | 14889 | 16419 | 15850 | 16197 | 14056 | 15416 | 15638 | 15928 | 16579 | 2763 | 3020 | 3215 | 2861 | 3156 | 3047 | 3114 | 2701 | 2963 | 3006 | 3061 | 3187 | 362300 | 181961 | 373893 | 187784 | 36094 | 2020
59458 | Y | . | W Plant | Qualcomm Incorporated | 59222 | CA | PACC | WECC |  | 541 | 5 | Commercial NAICS Cogen | GT | NG | NG |  |  | mcf | 26869 | 29055 | 30131 | 29734 | 29661 | 28778 | 22006 | 30031 | 29093 | 30153 | 29550 | 30057 | 15853 | 17123 | 17737 | 17465 | 17349 | 16809 | 12819 | 17459 | 16902 | 17535 | 17233 | 17558 | 1.032 | 1.032 | 1.032 | 1.032 | 1.032 | 1.032 | 1.032 | 1.032 | 1.032 | 1.032 | 1.032 | 1.032 | 27729 | 29985 | 31095 | 30685 | 30610 | 29699 | 22710 | 30992 | 30024 | 31118 | 30496 | 31019 | 16360 | 17671 | 18305 | 18024 | 17904 | 17347 | 13229 | 18018 | 17443 | 18096 | 17784 | 18120 | 2708 | 2926 | 3030 | 2984 | 2964 | 2872 | 2189 | 2982 | 2888 | 2995 | 2945 | 3002 | 345118 | 201842 | 356162 | 208301 | 34485 | 2020
59461 | N | . | Bowerman Power LFG, LLC | Bowerman Power LFG, LLC | 59228 | CA | PACC | WECC |  | 22 | 2 | NAICS-22 Non-Cogen | IC | LFG | MLG |  |  | mcf | 267740 | 240837 | 253771 | 237507 | 252299 | 232538 | 261168 | 249351 | 247328 | 238030 | 239634 | 214028 | 267740 | 240837 | 253771 | 237507 | 252299 | 232538 | 261168 | 249351 | 247328 | 238030 | 239634 | 214028 | 0.503 | 0.503 | 0.503 | 0.503 | 0.503 | 0.503 | 0.503 | 0.503 | 0.503 | 0.503 | 0.503 | 0.503 | 134673 | 121141 | 127647 | 119466 | 126906 | 116967 | 131368 | 125424 | 124406 | 119729 | 120536 | 107656 | 134673 | 121141 | 127647 | 119466 | 126906 | 116967 | 131368 | 125424 | 124406 | 119729 | 120536 | 107656 | 13177.375 | 11853.263 | 12489.867 | 11689.376 | 12417.385 | 11444.818 | 12853.885 | 12272.312 | 12172.724 | 11715.118 | 11794.083 | 10533.794 | 2934231 | 2934231 | 1475919 | 1475919 | 144414 | 2020
59469 | N | . | Alamo Solar | Dominion Renewable Energy | 58468 | CA | PACC | WECC |  | 22 | 2 | NAICS-22 Non-Cogen | PV | SUN | SUN |  |  |  | 0 | 0 | 0 | 0 | 0 | 0 | 0 | 0 | 0 | 0 | 0 | 0 | 0 | 0 | 0 | 0 | 0 | 0 | 0 | 0 | 0 | 0 | 0 | 0 | 0 | 0 | 0 | 0 | 0 | 0 | 0 | 0 | 0 | 0 | 0 | 0 | 18852 | 25555 | 25007 | 31516 | 41247 | 41073 | 44869 | 38435 | 30179 | 27896 | 22054 | 17461 | 18852 | 25555 | 25007 | 31516 | 41247 | 41073 | 44869 | 38435 | 30179 | 27896 | 22054 | 17461 | 2152.076 | 2917.244 | 2854.7 | 3597.726 | 4708.522 | 4688.748 | 5122.03 | 4387.605 | 3445.136 | 3184.433 | 2517.528 | 1993.252 | 0 | 0 | 364144 | 364144 | 41569 | 2020
59473 | N | . | Apple Campus 2 PV | Apple, Inc | 57369 | CA | PACC | WECC |  | 334 | 6 | Industrial NAICS Non-Cogen | PV | SUN | SUN |  |  |  | 0 | 0 | 0 | 0 | 0 | 0 | 0 | 0 | 0 | 0 | 0 | 0 | 0 | 0 | 0 | 0 | 0 | 0 | 0 | 0 | 0 | 0 | 0 | 0 | 0 | 0 | 0 | 0 | 0 | 0 | 0 | 0 | 0 | 0 | 0 | 0 | 7305 | 9902 | 9690 | 12212 | 15982 | 15915 | 17386 | 14893 | 11694 | 10809 | 8545 | 6766 | 7305 | 9902 | 9690 | 12212 | 15982 | 15915 | 17386 | 14893 | 11694 | 10809 | 8545 | 6766 | 833.878 | 1130.363 | 1106.129 | 1394.033 | 1824.44 | 1816.779 | 1984.665 | 1700.093 | 1334.908 | 1233.892 | 975.482 | 772.338 | 0 | 0 | 141099 | 141099 | 16107 | 2020
59522 | N | . | Giffen Solar Park | Giffen Solar Park, LLC | 59257 | CA | PACC | WECC |  | 22 | 2 | NAICS-22 Non-Cogen | PV | SUN | SUN |  |  |  | 0 | 0 | 0 | 0 | 0 | 0 | 0 | 0 | 0 | 0 | 0 | 0 | 0 | 0 | 0 | 0 | 0 | 0 | 0 | 0 | 0 | 0 | 0 | 0 | 0 | 0 | 0 | 0 | 0 | 0 | 0 | 0 | 0 | 0 | 0 | 0 | 13652 | 18506 | 18109 | 22822 | 29869 | 29743 | 32492 | 27833 | 21854 | 20200 | 15970 | 12644 | 13652 | 18506 | 18109 | 22822 | 29869 | 29743 | 32492 | 27833 | 21854 | 20200 | 15970 | 12644 | 1558.417 | 2112.509 | 2067.218 | 2605.277 | 3409.654 | 3395.335 | 3709.094 | 3177.264 | 2494.78 | 2305.992 | 1823.056 | 1443.404 | 0 | 0 | 263694 | 263694 | 30102 | 2020
59523 | N | . | Five Points Solar Park | Five Points Solar Park, LLC | 59258 | CA | PACC | WECC |  | 22 | 2 | NAICS-22 Non-Cogen | PV | SUN | SUN |  |  |  | 0 | 0 | 0 | 0 | 0 | 0 | 0 | 0 | 0 | 0 | 0 | 0 | 0 | 0 | 0 | 0 | 0 | 0 | 0 | 0 | 0 | 0 | 0 | 0 | 0 | 0 | 0 | 0 | 0 | 0 | 0 | 0 | 0 | 0 | 0 | 0 | 61085 | 82804 | 81029 | 102119 | 133649 | 133087 | 145386 | 124540 | 97788 | 90388 | 71458 | 56577 | 61085 | 82804 | 81029 | 102119 | 133649 | 133087 | 145386 | 124540 | 97788 | 90388 | 71458 | 56577 | 6973.215 | 9452.534 | 9249.877 | 11657.448 | 15256.68 | 15192.609 | 16596.54 | 14216.838 | 11163.024 | 10318.285 | 8157.362 | 6458.588 | 0 | 0 | 1179910 | 1179910 | 134693 | 2020
59524 | N | . | Blackwell Solar Park | Consolidated Edison Development Inc. | 56769 | CA | PACC | WECC |  | 22 | 2 | NAICS-22 Non-Cogen | PV | SUN | SUN |  |  |  | 0 | 0 | 0 | 0 | 0 | 0 | 0 | 0 | 0 | 0 | 0 | 0 | 0 | 0 | 0 | 0 | 0 | 0 | 0 | 0 | 0 | 0 | 0 | 0 | 0 | 0 | 0 | 0 | 0 | 0 | 0 | 0 | 0 | 0 | 0 | 0 | 20894 | 28323 | 27716 | 34930 | 45715 | 45523 | 49729 | 42599 | 33449 | 30917 | 24443 | 19352 | 20894 | 28323 | 27716 | 34930 | 45715 | 45523 | 49729 | 42599 | 33449 | 30917 | 24443 | 19352 | 2385.201 | 3233.258 | 3163.938 | 3987.453 | 5218.577 | 5196.661 | 5676.878 | 4862.897 | 3818.334 | 3529.389 | 2790.241 | 2209.173 | 0 | 0 | 403590 | 403590 | 46072 | 2020
59525 | N | . | Wright Solar Park | Wright Solar Park LLC | 59260 | CA | PACC | WECC |  | 22 | 2 | NAICS-22 Non-Cogen | PV | SUN | SUN |  |  |  | 0 | 0 | 0 | 0 | 0 | 0 | 0 | 0 | 0 | 0 | 0 | 0 | 0 | 0 | 0 | 0 | 0 | 0 | 0 | 0 | 0 | 0 | 0 | 0 | 0 | 0 | 0 | 0 | 0 | 0 | 0 | 0 | 0 | 0 | 0 | 0 | 183469 | 324199 | 275423 | 362752 | 487275 | 558564 | 111970 | 460811 | 332617 | 278805 | 230309 | 183706 | 183469 | 324199 | 275423 | 362752 | 487275 | 558564 | 111970 | 460811 | 332617 | 278805 | 230309 | 183706 | 20944 | 37009 | 31441 | 41410 | 55625 | 63763 | 12782 | 52604 | 37970 | 31827 | 26291 | 20971 | 0 | 0 | 3789900 | 3789900 | 432637 | 2020
59528 | N | . | Solar Oasis LLC | NRG Solar Oasis, LLC | 59262 | CA | PACC | WECC |  | 22 | 2 | NAICS-22 Non-Cogen | PV | SUN | SUN |  |  |  | 0 | 0 | 0 | 0 | 0 | 0 | 0 | 0 | 0 | 0 | 0 | 0 | 0 | 0 | 0 | 0 | 0 | 0 | 0 | 0 | 0 | 0 | 0 | 0 | 0 | 0 | 0 | 0 | 0 | 0 | 0 | 0 | 0 | 0 | 0 | 0 | 23056 | 31254 | 30584 | 38544 | 50445 | 50233 | 54875 | 47007 | 36909 | 34116 | 26972 | 21355 | 23056 | 31254 | 30584 | 38544 | 50445 | 50233 | 54875 | 47007 | 36909 | 34116 | 26972 | 21355 | 2631.995 | 3567.798 | 3491.306 | 4400.028 | 5758.535 | 5734.352 | 6264.256 | 5366.053 | 4213.411 | 3894.57 | 3078.944 | 2437.752 | 0 | 0 | 445350 | 445350 | 50839 | 2020
59531 | N | . | Borden Solar Farm | 41MB 8me, LLC | 59272 | CA | PACC | WECC |  | 22 | 2 | NAICS-22 Non-Cogen | PV | SUN | SUN |  |  |  | . | . | . | . | 0 | 0 | 0 | 0 | 0 | 0 | 0 | 0 | . | . | . | . | 0 | 0 | 0 | 0 | 0 | 0 | 0 | 0 | . | . | . | . | 0 | 0 | 0 | 0 | 0 | 0 | 0 | 0 | . | . | . | . | 140388 | 75809 | 115282 | 100503 | 67960 | 74118 | 58876 | 41960 | . | . | . | . | 140388 | 75809 | 115282 | 100503 | 67960 | 74118 | 58876 | 41960 | . | . | . | . | 16026 | 8654 | 13160 | 11473 | 7758 | 8461 | 6721 | 4790 | 0 | 0 | 674896 | 674896 | 77043 | 2020
59532 | N | . | Springbok Solar Farm 1 | 62SK 8me, LLC | 59273 | CA | PACC | WECC |  | 22 | 2 | NAICS-22 Non-Cogen | PV | SUN | SUN |  |  |  | 0 | 0 | 0 | 0 | 0 | 0 | 0 | 0 | 0 | 0 | 0 | 0 | 0 | 0 | 0 | 0 | 0 | 0 | 0 | 0 | 0 | 0 | 0 | 0 | 0 | 0 | 0 | 0 | 0 | 0 | 0 | 0 | 0 | 0 | 0 | 0 | 133614 | 181121 | 177238 | 223369 | 292334 | 291107 | 318008 | 272410 | 213896 | 197709 | 156304 | 123753 | 133614 | 181121 | 177238 | 223369 | 292334 | 291107 | 318008 | 272410 | 213896 | 197709 | 156304 | 123753 | 15252.773 | 20675.879 | 20232.6 | 25498.769 | 33371.502 | 33231.357 | 36302.228 | 31097.017 | 24417.296 | 22569.567 | 17842.902 | 14127.11 | 0 | 0 | 2580863 | 2580863 | 294619 | 2020
59536 | N | . | Coronus Adelanto West 1 | CF SBC Master Tenant One LLC | 59275 | CA | PACC | WECC |  | 22 | 2 | NAICS-22 Non-Cogen | PV | SUN | SUN |  |  |  | 0 | 0 | 0 | 0 | 0 | 0 | 0 | 0 | 0 | 0 | 0 | 0 | 0 | 0 | 0 | 0 | 0 | 0 | 0 | 0 | 0 | 0 | 0 | 0 | 0 | 0 | 0 | 0 | 0 | 0 | 0 | 0 | 0 | 0 | 0 | 0 | 920 | 1247 | 1220 | 1538 | 2012 | 2004 | 2189 | 1875 | 1472 | 1361 | 1076 | 852 | 920 | 1247 | 1220 | 1538 | 2012 | 2004 | 2189 | 1875 | 1472 | 1361 | 1076 | 852 | 104.992 | 142.322 | 139.27 | 175.52 | 229.712 | 228.747 | 249.885 | 214.055 | 168.076 | 155.357 | 122.821 | 97.243 | 0 | 0 | 17766 | 17766 | 2028 | 2020
59537 | N | . | Coronus Adelanto West 2 | CF SBC Master Tenant One LLC | 59275 | CA | PACC | WECC |  | 22 | 2 | NAICS-22 Non-Cogen | PV | SUN | SUN |  |  |  | 0 | 0 | 0 | 0 | 0 | 0 | 0 | 0 | 0 | 0 | 0 | 0 | 0 | 0 | 0 | 0 | 0 | 0 | 0 | 0 | 0 | 0 | 0 | 0 | 0 | 0 | 0 | 0 | 0 | 0 | 0 | 0 | 0 | 0 | 0 | 0 | 960 | 1301 | 1273 | 1604 | 2100 | 2091 | 2284 | 1956 | 1536 | 1420 | 1123 | 889 | 960 | 1301 | 1273 | 1604 | 2100 | 2091 | 2284 | 1956 | 1536 | 1420 | 1123 | 889 | 109.548 | 148.497 | 145.314 | 183.136 | 239.679 | 238.673 | 260.728 | 223.344 | 175.369 | 162.098 | 128.151 | 101.463 | 0 | 0 | 18537 | 18537 | 2116 | 2020
59539 | N | . | Park Meridian #1 | Kona Solar, LLC | 59284 | CA | PACC | WECC |  | 22 | 2 | NAICS-22 Non-Cogen | PV | SUN | SUN |  |  |  | 0 | 0 | 0 | 0 | 0 | 0 | 0 | 0 | 0 | 0 | 0 | 0 | 0 | 0 | 0 | 0 | 0 | 0 | 0 | 0 | 0 | 0 | 0 | 0 | 0 | 0 | 0 | 0 | 0 | 0 | 0 | 0 | 0 | 0 | 0 | 0 | 1324 | 1795 | 1757 | 2214 | 2897 | 2885 | 3152 | 2700 | 2120 | 1960 | 1549 | 1227 | 1324 | 1795 | 1757 | 2214 | 2897 | 2885 | 3152 | 2700 | 2120 | 1960 | 1549 | 1227 | 151.174 | 204.921 | 200.527 | 252.721 | 330.748 | 329.359 | 359.795 | 308.206 | 242.002 | 223.689 | 176.843 | 140.015 | 0 | 0 | 25580 | 25580 | 2920 | 2020
59540 | N | . | Rancho Cucamonga Dist #1 | Kona Solar, LLC | 59284 | CA | PACC | WECC |  | 22 | 2 | NAICS-22 Non-Cogen | PV | SUN | SUN |  |  |  | 0 | 0 | 0 | 0 | 0 | 0 | 0 | 0 | 0 | 0 | 0 | 0 | 0 | 0 | 0 | 0 | 0 | 0 | 0 | 0 | 0 | 0 | 0 | 0 | 0 | 0 | 0 | 0 | 0 | 0 | 0 | 0 | 0 | 0 | 0 | 0 | 1396 | 1892 | 1852 | 2334 | 3054 | 3041 | 3322 | 2846 | 2235 | 2066 | 1633 | 1293 | 1396 | 1892 | 1852 | 2334 | 3054 | 3041 | 3322 | 2846 | 2235 | 2066 | 1633 | 1293 | 159.351 | 216.009 | 211.378 | 266.396 | 348.645 | 347.181 | 379.264 | 324.883 | 255.097 | 235.793 | 186.412 | 147.591 | 0 | 0 | 26964 | 26964 | 3078 | 2020
59541 | N | . | Terra Francesco | Kona Solar, LLC | 59284 | CA | PACC | WECC |  | 22 | 2 | NAICS-22 Non-Cogen | PV | SUN | SUN |  |  |  | 0 | 0 | 0 | 0 | 0 | 0 | 0 | 0 | 0 | 0 | 0 | 0 | 0 | 0 | 0 | 0 | 0 | 0 | 0 | 0 | 0 | 0 | 0 | 0 | 0 | 0 | 0 | 0 | 0 | 0 | 0 | 0 | 0 | 0 | 0 | 0 | 1297 | 1759 | 1721 | 2169 | 2839 | 2827 | 3088 | 2645 | 2077 | 1920 | 1518 | 1202 | 1297 | 1759 | 1721 | 2169 | 2839 | 2827 | 3088 | 2645 | 2077 | 1920 | 1518 | 1202 | 148.116 | 200.78 | 196.476 | 247.615 | 324.066 | 322.705 | 352.525 | 301.978 | 237.113 | 219.17 | 173.27 | 137.186 | 0 | 0 | 25062 | 25062 | 2861 | 2020
59550 | N | . | Putah Creek Solar Farm | Solvida Energy Group/Blue Oak Energy | 59290 | CA | PACC | WECC |  | 22 | 2 | NAICS-22 Non-Cogen | PV | SUN | SUN |  |  |  | 0 | 0 | 0 | 0 | 0 | 0 | 0 | 0 | 0 | 0 | 0 | 0 | 0 | 0 | 0 | 0 | 0 | 0 | 0 | 0 | 0 | 0 | 0 | 0 | 0 | 0 | 0 | 0 | 0 | 0 | 0 | 0 | 0 | 0 | 0 | 0 | 2189 | 2967 | 2903 | 3659 | 4789 | 4768 | 5209 | 4462 | 3504 | 3239 | 2560 | 2027 | 2189 | 2967 | 2903 | 3659 | 4789 | 4768 | 5209 | 4462 | 3504 | 3239 | 2560 | 2027 | 249.847 | 338.681 | 331.42 | 417.682 | 546.641 | 544.346 | 594.648 | 509.384 | 399.967 | 369.7 | 292.275 | 231.409 | 0 | 0 | 42276 | 42276 | 4826 | 2020
59555 | N | . | Vega Solar | Vega Solar, LLC | 59298 | CA | PACC | WECC |  | 22 | 2 | NAICS-22 Non-Cogen | PV | SUN | SUN |  |  |  | 0 | 0 | 0 | 0 | 0 | 0 | 0 | 0 | 0 | 0 | 0 | 0 | 0 | 0 | 0 | 0 | 0 | 0 | 0 | 0 | 0 | 0 | 0 | 0 | 0 | 0 | 0 | 0 | 0 | 0 | 0 | 0 | 0 | 0 | 0 | 0 | 19539 | 26486 | 25918 | 32664 | 42749 | 42569 | 46503 | 39835 | 31279 | 28912 | 22857 | 18097 | 19539 | 26486 | 25918 | 32664 | 42749 | 42569 | 46503 | 39835 | 31279 | 28912 | 22857 | 18097 | 2230.457 | 3023.494 | 2958.672 | 3728.76 | 4880.013 | 4859.519 | 5308.581 | 4547.408 | 3570.613 | 3300.414 | 2609.22 | 2065.849 | 0 | 0 | 377408 | 377408 | 43083 | 2020
59557 | N | . | Apple Campus 2 Fuel Cell | Apple, Inc | 57369 | CA | PACC | WECC |  | 334 | 6 | Industrial NAICS Non-Cogen | FC | LFG | MLG |  |  | mcf | 31742 | 28551 | 30084 | 28156 | 29910 | 27567 | 30961 | 29560 | 29320 | 28218 | 28408 | 25373 | 31742 | 28551 | 30084 | 28156 | 29910 | 27567 | 30961 | 29560 | 29320 | 28218 | 28408 | 25373 | 0.6 | 0.6 | 0.6 | 0.6 | 0.6 | 0.6 | 0.6 | 0.6 | 0.6 | 0.6 | 0.6 | 0.6 | 19045 | 17131 | 18050 | 16894 | 17946 | 16540 | 18577 | 17736 | 17592 | 16931 | 17045 | 15224 | 19045 | 17131 | 18050 | 16894 | 17946 | 16540 | 18577 | 17736 | 17592 | 16931 | 17045 | 15224 | 1889.913 | 1700.007 | 1791.309 | 1676.502 | 1780.914 | 1641.427 | 1843.517 | 1760.107 | 1745.824 | 1680.194 | 1691.519 | 1510.767 | 347850 | 347850 | 208711 | 208711 | 20712 | 2020
59557 | N | . | Apple Campus 2 Fuel Cell | Apple, Inc | 57369 | CA | PACC | WECC |  | 334 | 6 | Industrial NAICS Non-Cogen | FC | OBG | ORW |  |  | Mcf | 0 | 0 | 0 | 0 | 0 | 0 | 0 | 0 | 0 | 0 | 0 | 0 | 0 | 0 | 0 | 0 | 0 | 0 | 0 | 0 | 0 | 0 | 0 | 0 | 0 | 0 | 0 | 0 | 0 | 0 | 0 | 0 | 0 | 0 | 0 | 0 | 0 | 0 | 0 | 0 | 0 | 0 | 0 | 0 | 0 | 0 | 0 | 0 | 0 | 0 | 0 | 0 | 0 | 0 | 0 | 0 | 0 | 0 | 0 | 0 | 0 | 0 | 0 | 0 | 0 | 0 | 0 | 0 | 0 | 0 | 0 | 0 | 0 | 0 | 0 | 0 | 0 | 2020
59597 | N | . | Colton Solar One, LLC | Colton Solar One, LLC | 59345 | CA | PACC | WECC |  | 22 | 2 | NAICS-22 Non-Cogen | PV | SUN | SUN |  |  |  | 0 | 0 | 0 | 0 | 0 | 0 | 0 | 0 | 0 | 0 | 0 | 0 | 0 | 0 | 0 | 0 | 0 | 0 | 0 | 0 | 0 | 0 | 0 | 0 | 0 | 0 | 0 | 0 | 0 | 0 | 0 | 0 | 0 | 0 | 0 | 0 | 1983 | 2688 | 2631 | 3315 | 4339 | 4321 | 4720 | 4043 | 3175 | 2935 | 2320 | 1837 | 1983 | 2688 | 2631 | 3315 | 4339 | 4321 | 4720 | 4043 | 3175 | 2935 | 2320 | 1837 | 226.396 | 306.89 | 300.31 | 378.476 | 495.33 | 493.25 | 538.83 | 461.57 | 362.423 | 334.998 | 264.84 | 209.687 | 0 | 0 | 38307 | 38307 | 4373 | 2020
59598 | N | . | Colton Solar Two, LLC | Colton Solar Two, LLC | 59346 | CA | PACC | WECC |  | 22 | 2 | NAICS-22 Non-Cogen | PV | SUN | SUN |  |  |  | 0 | 0 | 0 | 0 | 0 | 0 | 0 | 0 | 0 | 0 | 0 | 0 | 0 | 0 | 0 | 0 | 0 | 0 | 0 | 0 | 0 | 0 | 0 | 0 | 0 | 0 | 0 | 0 | 0 | 0 | 0 | 0 | 0 | 0 | 0 | 0 | 747 | 1013 | 991 | 1249 | 1634 | 1627 | 1778 | 1523 | 1196 | 1105 | 874 | 692 | 747 | 1013 | 991 | 1249 | 1634 | 1627 | 1778 | 1523 | 1196 | 1105 | 874 | 692 | 85.267 | 115.584 | 113.106 | 142.545 | 186.556 | 185.772 | 202.939 | 173.841 | 136.499 | 126.17 | 99.747 | 78.974 | 0 | 0 | 14429 | 14429 | 1647 | 2020
59599 | N | . | Tropico Solar PV Plant | CD Arevon USA, Inc. | 61230 | CA | PACC | WECC |  | 22 | 2 | NAICS-22 Non-Cogen | PV | SUN | SUN |  |  |  | 0 | 0 | 0 | 0 | 0 | 0 | 0 | 0 | 0 | 0 | 0 | 0 | 0 | 0 | 0 | 0 | 0 | 0 | 0 | 0 | 0 | 0 | 0 | 0 | 0 | 0 | 0 | 0 | 0 | 0 | 0 | 0 | 0 | 0 | 0 | 0 | 14811 | 20078 | 19647 | 24761 | 32406 | 32270 | 35252 | 30197 | 23711 | 21916 | 17327 | 13718 | 14811 | 20078 | 19647 | 24761 | 32406 | 32270 | 35252 | 30197 | 23711 | 21916 | 17327 | 13718 | 1690.795 | 2291.955 | 2242.817 | 2826.58 | 3699.286 | 3683.751 | 4024.162 | 3447.155 | 2706.697 | 2501.874 | 1977.915 | 1566.013 | 0 | 0 | 286094 | 286094 | 32659 | 2020
59600 | N | . | Nicolis Solar PV Plant | CD Arevon USA, Inc. | 61230 | CA | PACC | WECC |  | 22 | 2 | NAICS-22 Non-Cogen | PV | SUN | SUN |  |  |  | 0 | 0 | 0 | 0 | 0 | 0 | 0 | 0 | 0 | 0 | 0 | 0 | 0 | 0 | 0 | 0 | 0 | 0 | 0 | 0 | 0 | 0 | 0 | 0 | 0 | 0 | 0 | 0 | 0 | 0 | 0 | 0 | 0 | 0 | 0 | 0 | 21390 | 28995 | 28373 | 35758 | 46798 | 46602 | 50908 | 43609 | 34241 | 31650 | 25022 | 19811 | 21390 | 28995 | 28373 | 35758 | 46798 | 46602 | 50908 | 43609 | 34241 | 31650 | 25022 | 19811 | 2441.738 | 3309.892 | 3238.93 | 4081.963 | 5342.267 | 5319.832 | 5811.432 | 4978.157 | 3908.836 | 3613.043 | 2856.376 | 2261.534 | 0 | 0 | 413157 | 413157 | 47164 | 2020
59607 | N | . | Maricopa West Solar PV, LLC | Dominion Renewable Energy | 58468 | CA | PACC | WECC |  | 22 | 2 | NAICS-22 Non-Cogen | PV | SUN | SUN |  |  |  | 0 | 0 | 0 | 0 | 0 | 0 | 0 | 0 | 0 | 0 | 0 | 0 | 0 | 0 | 0 | 0 | 0 | 0 | 0 | 0 | 0 | 0 | 0 | 0 | 0 | 0 | 0 | 0 | 0 | 0 | 0 | 0 | 0 | 0 | 0 | 0 | 18900 | 25620 | 25071 | 31596 | 41352 | 41178 | 44983 | 38533 | 30256 | 27967 | 22110 | 17505 | 18900 | 25620 | 25071 | 31596 | 41352 | 41178 | 44983 | 38533 | 30256 | 27967 | 22110 | 17505 | 2157.564 | 2924.683 | 2861.98 | 3606.9 | 4720.528 | 4700.704 | 5135.091 | 4398.794 | 3453.921 | 3192.553 | 2523.948 | 1998.334 | 0 | 0 | 365071 | 365071 | 41675 | 2020
59610 | N | . | AP North Lake I, LP | AP North Lake I, LP | 59353 | CA | PACC | WECC |  | 22 | 2 | NAICS-22 Non-Cogen | PV | SUN | SUN |  |  |  | 0 | 0 | 0 | 0 | 0 | 0 | 0 | 0 | 0 | 0 | 0 | 0 | 0 | 0 | 0 | 0 | 0 | 0 | 0 | 0 | 0 | 0 | 0 | 0 | 0 | 0 | 0 | 0 | 0 | 0 | 0 | 0 | 0 | 0 | 0 | 0 | 19673 | 26668 | 26096 | 32888 | 43043 | 42862 | 46823 | 40109 | 31493 | 29110 | 23014 | 18221 | 19673 | 26668 | 26096 | 32888 | 43043 | 42862 | 46823 | 40109 | 31493 | 29110 | 23014 | 18221 | 2245.782 | 3044.267 | 2979 | 3754.378 | 4913.54 | 4892.906 | 5345.054 | 4578.651 | 3595.145 | 3323.089 | 2627.146 | 2080.042 | 0 | 0 | 380000 | 380000 | 43379 | 2020
59633 | N | . | Kettleman Solar -Centaurus | EE Kettleman California LLC | 59381 | CA | PACC | WECC |  | 22 | 2 | NAICS-22 Non-Cogen | PV | SUN | SUN |  |  |  | 0 | 0 | 0 | 0 | 0 | 0 | 0 | 0 | 0 | 0 | 0 | 0 | 0 | 0 | 0 | 0 | 0 | 0 | 0 | 0 | 0 | 0 | 0 | 0 | 0 | 0 | 0 | 0 | 0 | 0 | 0 | 0 | 0 | 0 | 0 | 0 | 21872 | 29648 | 29013 | 36564 | 47853 | 47652 | 52056 | 44592 | 35013 | 32364 | 25586 | 20258 | 21872 | 29648 | 29013 | 36564 | 47853 | 47652 | 52056 | 44592 | 35013 | 32364 | 25586 | 20258 | 2496.768 | 3384.492 | 3311.93 | 4173.964 | 5462.674 | 5439.733 | 5942.412 | 5090.357 | 3996.935 | 3694.475 | 2920.754 | 2312.506 | 0 | 0 | 422471 | 422471 | 48227 | 2020
59638 | N | . | Coronal Lost Hills | CD Arevon USA, Inc. | 61230 | CA | PACC | WECC |  | 22 | 2 | NAICS-22 Non-Cogen | PV | SUN | SUN |  |  |  | 0 | 0 | 0 | 0 | 0 | 0 | 0 | 0 | 0 | 0 | 0 | 0 | 0 | 0 | 0 | 0 | 0 | 0 | 0 | 0 | 0 | 0 | 0 | 0 | 0 | 0 | 0 | 0 | 0 | 0 | 0 | 0 | 0 | 0 | 0 | 0 | 21025 | 28501 | 27890 | 35149 | 46001 | 45808 | 50041 | 42866 | 33658 | 31111 | 24596 | 19474 | 21025 | 28501 | 27890 | 35149 | 46001 | 45808 | 50041 | 42866 | 33658 | 31111 | 24596 | 19474 | 2400.164 | 3253.539 | 3183.785 | 4012.465 | 5251.312 | 5229.259 | 5712.488 | 4893.401 | 3842.285 | 3551.528 | 2807.744 | 2223.03 | 0 | 0 | 406120 | 406120 | 46361 | 2020
59651 | N | . | Forever 21 Retail, Inc. | Los Angeles Department of Water & Power | 11208 | CA | PACC | WECC |  | 22 | 2 | NAICS-22 Non-Cogen | PV | SUN | SUN |  |  |  | 0 | 0 | 0 | 0 | 0 | 0 | 0 | 0 | 0 | 0 | 0 | 0 | 0 | 0 | 0 | 0 | 0 | 0 | 0 | 0 | 0 | 0 | 0 | 0 | 0 | 0 | 0 | 0 | 0 | 0 | 0 | 0 | 0 | 0 | 0 | 0 | 984 | 1334 | 1305 | 1645 | 2153 | 2144 | 2342 | 2006 | 1575 | 1456 | 1151 | 911 | 984 | 1334 | 1305 | 1645 | 2153 | 2144 | 2342 | 2006 | 1575 | 1456 | 1151 | 911 | 112.344 | 152.287 | 149.022 | 187.81 | 245.796 | 244.764 | 267.382 | 229.043 | 179.844 | 166.235 | 131.421 | 104.052 | 0 | 0 | 19006 | 19006 | 2170 | 2020
59652 | N | . | Nordhoff Place | Los Angeles Department of Water & Power | 11208 | CA | PACC | WECC |  | 22 | 2 | NAICS-22 Non-Cogen | PV | SUN | SUN |  |  |  | 0 | 0 | 0 | 0 | 0 | 0 | 0 | 0 | 0 | 0 | 0 | 0 | 0 | 0 | 0 | 0 | 0 | 0 | 0 | 0 | 0 | 0 | 0 | 0 | 0 | 0 | 0 | 0 | 0 | 0 | 0 | 0 | 0 | 0 | 0 | 0 | 588 | 797 | 780 | 983 | 1287 | 1282 | 1400 | 1199 | 942 | 870 | 688 | 545 | 588 | 797 | 780 | 983 | 1287 | 1282 | 1400 | 1199 | 942 | 870 | 688 | 545 | 67.148 | 91.021 | 89.07 | 112.253 | 146.911 | 146.294 | 159.813 | 136.898 | 107.492 | 99.358 | 78.55 | 62.192 | 0 | 0 | 11361 | 11361 | 1297 | 2020
59657 | N | . | Imperial Valley Solar Co (IVSC) 2, LLC | Dominion Renewable Energy | 58468 | CA | PACC | WECC |  | 22 | 2 | NAICS-22 Non-Cogen | PV | SUN | SUN |  |  |  | 0 | 0 | 0 | 0 | 0 | 0 | 0 | 0 | 0 | 0 | 0 | 0 | 0 | 0 | 0 | 0 | 0 | 0 | 0 | 0 | 0 | 0 | 0 | 0 | 0 | 0 | 0 | 0 | 0 | 0 | 0 | 0 | 0 | 0 | 0 | 0 | 19951 | 27044 | 26464 | 33352 | 43650 | 43467 | 47483 | 40675 | 31938 | 29521 | 23338 | 18478 | 19951 | 27044 | 26464 | 33352 | 43650 | 43467 | 47483 | 40675 | 31938 | 29521 | 23338 | 18478 | 2277.465 | 3087.216 | 3021.028 | 3807.346 | 4982.862 | 4961.936 | 5420.463 | 4643.247 | 3645.866 | 3369.972 | 2664.211 | 2109.388 | 0 | 0 | 385361 | 385361 | 43991 | 2020
59658 | Y | . | SPI Anderson 2 | Sierra Pacific Industries Inc | 17164 | CA | PACC | WECC |  | 321 | 7 | Industrial NAICS Cogen | ST | NG | NG |  |  | mcf | 150 | 11 | 30 | 917 | 10 | 5 | 0 | 2 | 0 | 95 | 3309 | 300 | 35 | 3 | 7 | 217 | 2 | 1 | 0 | 0 | 0 | 22 | 718 | 71 | 1 | 1 | 1 | 1 | 1 | 1 | 0 | 1 | 0 | 1 | 1 | 1 | 150 | 11 | 30 | 917 | 10 | 5 | 0 | 2 | 0 | 95 | 3309 | 300 | 35 | 3 | 7 | 217 | 2 | 1 | 0 | 0 | 0 | 22 | 718 | 71 | 7.562 | 0.577 | 1.504 | 46.297 | 0.513 | 0.253 | 0 | 0.107 | 0 | 4.669 | 154.888 | 15.27 | 4829 | 1076 | 4829 | 1076 | 231.64 | 2020
59658 | Y | . | SPI Anderson 2 | Sierra Pacific Industries Inc | 17164 | CA | PACC | WECC |  | 321 | 7 | Industrial NAICS Cogen | ST | WDS | WWW |  |  | short tons | 14249 | 14797 | 14563 | 5221 | 16383 | 15163 | 16233 | 16880 | 14872 | 13901 | 8624 | 14992 | 3330 | 3575 | 3387 | 1237 | 3919 | 3600 | 4018 | 4227 | 3629 | 3191 | 1871 | 3530 | 18 | 18 | 18 | 18 | 18 | 18 | 18 | 18 | 18 | 18 | 18 | 18 | 256482 | 266346 | 262134 | 93978 | 294894 | 272934 | 292194 | 303840 | 267696 | 250218 | 155232 | 269856 | 59939 | 64352 | 60974 | 22259 | 70541 | 64793 | 72317 | 76083 | 65314 | 57432 | 33679 | 63533 | 12930.438 | 13972.423 | 13139.496 | 4744.703 | 15126.487 | 13794.747 | 15496 | 16231.893 | 14002 | 12297.331 | 7266.112 | 13735.73 | 165878 | 39514 | 2985804 | 711216 | 152737.36 | 2020
59661 | N | . | Tehachapi Energy Storage Project | Southern California Edison Co | 17609 | CA | PACC | WECC |  | 22 | 1 | Electric Utility | BA | MWH | OTH |  |  | megawatthours | 0 | 0 | 0 | 0 | 0 | 0 | 0 | 0 | 0 | 0 | 0 | 0 | 0 | 0 | 0 | 0 | 0 | 0 | 0 | 0 | 0 | 0 | 0 | 0 | 0 | 0 | 0 | 0 | 0 | 0 | 0 | 0 | 0 | 0 | 0 | 0 | 0 | 0 | 0 | 0 | 0 | 0 | 0 | 0 | 0 | 0 | 0 | 0 | 0 | 0 | 0 | 0 | 0 | 0 | 0 | 0 | 0 | 0 | 0 | 0 | 0 | 0 | 0 | 0 | 0 | 0 | 0 | 0 | 0 | 0 | 0 | 0 | 0 | 0 | 0 | 0 | 0 | 2020
59687 | N | . | Sun Harvest Solar NDP1 | Altus Power America Management, LLC | 60281 | CA | PACC | WECC |  | 22 | 2 | NAICS-22 Non-Cogen | PV | SUN | SUN |  |  |  | 0 | 0 | 0 | 0 | 0 | 0 | 0 | 0 | 0 | 0 | 0 | 0 | 0 | 0 | 0 | 0 | 0 | 0 | 0 | 0 | 0 | 0 | 0 | 0 | 0 | 0 | 0 | 0 | 0 | 0 | 0 | 0 | 0 | 0 | 0 | 0 | 78 | 105 | 103 | 130 | 170 | 169 | 185 | 158 | 124 | 115 | 91 | 72 | 78 | 105 | 103 | 130 | 170 | 169 | 185 | 158 | 124 | 115 | 91 | 72 | 8.853 | 12 | 11.743 | 14.8 | 19.369 | 19.288 | 21.07 | 18.049 | 14.172 | 13.1 | 10.356 | 8.2 | 0 | 0 | 1500 | 1500 | 171 | 2020
59703 | N | . | Cottonwood Solar, LLC Cottonwood Carport | Dominion Renewable Energy | 58468 | CA | PACC | WECC |  | 22 | 2 | NAICS-22 Non-Cogen | PV | SUN | SUN |  |  |  | 0 | 0 | 0 | 0 | 0 | 0 | 0 | 0 | 0 | 0 | 0 | 0 | 0 | 0 | 0 | 0 | 0 | 0 | 0 | 0 | 0 | 0 | 0 | 0 | 0 | 0 | 0 | 0 | 0 | 0 | 0 | 0 | 0 | 0 | 0 | 0 | 542 | 735 | 719 | 907 | 1187 | 1182 | 1291 | 1106 | 868 | 803 | 635 | 502 | 542 | 735 | 719 | 907 | 1187 | 1182 | 1291 | 1106 | 868 | 803 | 635 | 502 | 61.917 | 83.933 | 82.134 | 103.512 | 135.471 | 134.902 | 147.368 | 126.238 | 99.122 | 91.621 | 72.433 | 57.349 | 0 | 0 | 10477 | 10477 | 1196 | 2020
59722 | N | . | Seville 1 | Seville Solar One LLC | 59491 | CA | PACC | WECC |  | 22 | 2 | NAICS-22 Non-Cogen | PV | SUN | SUN |  |  |  | 0 | 0 | 0 | 0 | 0 | 0 | 0 | 0 | 0 | 0 | 0 | 0 | 0 | 0 | 0 | 0 | 0 | 0 | 0 | 0 | 0 | 0 | 0 | 0 | 0 | 0 | 0 | 0 | 0 | 0 | 0 | 0 | 0 | 0 | 0 | 0 | 23355 | 31658 | 30980 | 39043 | 51098 | 50883 | 55585 | 47615 | 37387 | 34558 | 27321 | 21631 | 23355 | 31658 | 30980 | 39043 | 51098 | 50883 | 55585 | 47615 | 37387 | 34558 | 27321 | 21631 | 2666.06 | 3613.975 | 3536.494 | 4456.977 | 5833.067 | 5808.57 | 6345.334 | 5435.505 | 4267.944 | 3944.976 | 3118.794 | 2469.304 | 0 | 0 | 451114 | 451114 | 51497 | 2020
59723 | N | . | Seville 2 | Seville Solar Two LLC | 59492 | CA | PACC | WECC |  | 22 | 2 | NAICS-22 Non-Cogen | PV | SUN | SUN |  |  |  | 0 | 0 | 0 | 0 | 0 | 0 | 0 | 0 | 0 | 0 | 0 | 0 | 0 | 0 | 0 | 0 | 0 | 0 | 0 | 0 | 0 | 0 | 0 | 0 | 0 | 0 | 0 | 0 | 0 | 0 | 0 | 0 | 0 | 0 | 0 | 0 | 36244 | 49130 | 48077 | 60590 | 79297 | 78964 | 86261 | 73893 | 58020 | 53630 | 42398 | 33569 | 36244 | 49130 | 48077 | 60590 | 79297 | 78964 | 86261 | 73893 | 58020 | 53630 | 42398 | 33569 | 4137.398 | 5608.444 | 5488.202 | 6916.679 | 9052.201 | 9014.186 | 9847.176 | 8435.234 | 6623.324 | 6122.117 | 4839.984 | 3832.055 | 0 | 0 | 700073 | 700073 | 79917 | 2020
59730 | N | . | SEPV 18 | Sustainable Power Group, LLC | 58661 | CA | PACC | WECC |  | 22 | 2 | NAICS-22 Non-Cogen | PV | SUN | SUN |  |  |  | 0 | 0 | 0 | 0 | 0 | 0 | 0 | 0 | 0 | 0 | 0 | 0 | 0 | 0 | 0 | 0 | 0 | 0 | 0 | 0 | 0 | 0 | 0 | 0 | 0 | 0 | 0 | 0 | 0 | 0 | 0 | 0 | 0 | 0 | 0 | 0 | 2395 | 3247 | 3178 | 4005 | 5241 | 5219 | 5701 | 4884 | 3835 | 3545 | 2802 | 2219 | 2395 | 3247 | 3178 | 4005 | 5241 | 5219 | 5701 | 4884 | 3835 | 3545 | 2802 | 2219 | 273.455 | 370.682 | 362.735 | 457.148 | 598.292 | 595.78 | 650.835 | 557.515 | 437.759 | 404.633 | 319.892 | 253.274 | 0 | 0 | 46271 | 46271 | 5282 | 2020
59737 | N | . | Aspiration G | Sustainable Power Group, LLC | 58661 | CA | PACC | WECC |  | 22 | 2 | NAICS-22 Non-Cogen | PV | SUN | SUN |  |  |  | 0 | 0 | 0 | 0 | 0 | 0 | 0 | 0 | 0 | 0 | 0 | 0 | 0 | 0 | 0 | 0 | 0 | 0 | 0 | 0 | 0 | 0 | 0 | 0 | 0 | 0 | 0 | 0 | 0 | 0 | 0 | 0 | 0 | 0 | 0 | 0 | 9562 | 12962 | 12684 | 15986 | 20921 | 20834 | 22759 | 19496 | 15308 | 14149 | 11186 | 8857 | 9562 | 12962 | 12684 | 15986 | 20921 | 20834 | 22759 | 19496 | 15308 | 14149 | 11186 | 8857 | 1091.595 | 1479.711 | 1447.987 | 1824.871 | 2388.298 | 2378.269 | 2598.042 | 2225.52 | 1747.473 | 1615.236 | 1276.963 | 1011.035 | 0 | 0 | 184704 | 184704 | 21085 | 2020
59738 | N | . | Citizen B | Sustainable Power Group, LLC | 58661 | CA | PACC | WECC |  | 22 | 2 | NAICS-22 Non-Cogen | PV | SUN | SUN |  |  |  | 0 | 0 | 0 | 0 | 0 | 0 | 0 | 0 | 0 | 0 | 0 | 0 | 0 | 0 | 0 | 0 | 0 | 0 | 0 | 0 | 0 | 0 | 0 | 0 | 0 | 0 | 0 | 0 | 0 | 0 | 0 | 0 | 0 | 0 | 0 | 0 | 4684 | 6349 | 6213 | 7830 | 10248 | 10205 | 11148 | 9549 | 7498 | 6931 | 5479 | 4338 | 4684 | 6349 | 6213 | 7830 | 10248 | 10205 | 11148 | 9549 | 7498 | 6931 | 5479 | 4338 | 534.692 | 724.802 | 709.263 | 893.871 | 1169.853 | 1164.94 | 1272.591 | 1090.12 | 855.959 | 791.186 | 625.491 | 495.232 | 0 | 0 | 90472 | 90472 | 10328 | 2020
59739 | N | . | Lancaster WAD B | Sustainable Power Group, LLC | 58661 | CA | PACC | WECC |  | 22 | 2 | NAICS-22 Non-Cogen | PV | SUN | SUN |  |  |  | 0 | 0 | 0 | 0 | 0 | 0 | 0 | 0 | 0 | 0 | 0 | 0 | 0 | 0 | 0 | 0 | 0 | 0 | 0 | 0 | 0 | 0 | 0 | 0 | 0 | 0 | 0 | 0 | 0 | 0 | 0 | 0 | 0 | 0 | 0 | 0 | 3335 | 4521 | 4424 | 5576 | 7297 | 7266 | 7938 | 6800 | 5339 | 4935 | 3902 | 3089 | 3335 | 4521 | 4424 | 5576 | 7297 | 7266 | 7938 | 6800 | 5339 | 4935 | 3902 | 3089 | 380.724 | 516.092 | 505.027 | 636.476 | 832.988 | 829.49 | 906.142 | 776.214 | 609.481 | 563.36 | 445.378 | 352.628 | 0 | 0 | 64422 | 64422 | 7354 | 2020
59740 | N | . | SEPV Mojave West | Sustainable Power Group, LLC | 58661 | CA | PACC | WECC |  | 22 | 2 | NAICS-22 Non-Cogen | PV | SUN | SUN |  |  |  | 0 | 0 | 0 | 0 | 0 | 0 | 0 | 0 | 0 | 0 | 0 | 0 | 0 | 0 | 0 | 0 | 0 | 0 | 0 | 0 | 0 | 0 | 0 | 0 | 0 | 0 | 0 | 0 | 0 | 0 | 0 | 0 | 0 | 0 | 0 | 0 | 23966 | 32487 | 31791 | 40065 | 52435 | 52215 | 57040 | 48861 | 38366 | 35463 | 28036 | 22197 | 23966 | 32487 | 31791 | 40065 | 52435 | 52215 | 57040 | 48861 | 38366 | 35463 | 28036 | 22197 | 2735.849 | 3708.576 | 3629.066 | 4573.644 | 5985.754 | 5960.617 | 6511.431 | 5577.786 | 4379.663 | 4048.241 | 3200.432 | 2533.941 | 0 | 0 | 462922 | 462922 | 52845 | 2020
59798 | N | . | Colon PV | Los Angeles Department of Water & Power | 11208 | CA | PACC | WECC |  | 22 | 2 | NAICS-22 Non-Cogen | PV | SUN | SUN |  |  |  | 0 | 0 | 0 | 0 | 0 | 0 | 0 | 0 | 0 | 0 | 0 | 0 | 0 | 0 | 0 | 0 | 0 | 0 | 0 | 0 | 0 | 0 | 0 | 0 | 0 | 0 | 0 | 0 | 0 | 0 | 0 | 0 | 0 | 0 | 0 | 0 | 909 | 1233 | 1206 | 1520 | 1989 | 1981 | 2164 | 1854 | 1456 | 1345 | 1064 | 842 | 909 | 1233 | 1206 | 1520 | 1989 | 1981 | 2164 | 1854 | 1456 | 1345 | 1064 | 842 | 103.801 | 140.708 | 137.691 | 173.529 | 227.106 | 226.153 | 247.051 | 211.628 | 166.169 | 153.595 | 121.428 | 96.141 | 0 | 0 | 17563 | 17563 | 2005 | 2020
59800 | N | . | Amazon San Bernardino | Bloom Energy | 57128 | CA | PACC | WECC |  | 22 | 2 | NAICS-22 Non-Cogen | FC | NG | NG |  |  | mcf | 3447 | 3049 | 3386 | 2393 | 2250 | 3166 | 4429 | 5504 | 4795 | 4981 | 3980 | 4412 | 3447 | 3049 | 3386 | 2393 | 2250 | 3166 | 4429 | 5504 | 4795 | 4981 | 3980 | 4412 | 1.02 | 1.02 | 1.02 | 1.02 | 1.02 | 1.02 | 1.02 | 1.02 | 1.02 | 1.02 | 1.02 | 1.02 | 3516 | 3110 | 3454 | 2441 | 2295 | 3229 | 4518 | 5614 | 4891 | 5081 | 4060 | 4500 | 3516 | 3110 | 3454 | 2441 | 2295 | 3229 | 4518 | 5614 | 4891 | 5081 | 4060 | 4500 | 462.023 | 408.734 | 453.926 | 320.867 | 301.688 | 424.435 | 593.743 | 737.882 | 642.849 | 667.784 | 533.551 | 591.518 | 45792 | 45792 | 46709 | 46709 | 6139 | 2020
59802 | N | . | Maxim | Bloom Energy | 57128 | CA | PACC | WECC |  | 22 | 2 | NAICS-22 Non-Cogen | FC | NG | NG |  |  | mcf | 4007 | 3547 | 3939 | 2784 | 2618 | 3683 | 5152 | 6403 | 5578 | 5794 | 4630 | 5133 | 4007 | 3547 | 3939 | 2784 | 2618 | 3683 | 5152 | 6403 | 5578 | 5794 | 4630 | 5133 | 1.02 | 1.02 | 1.02 | 1.02 | 1.02 | 1.02 | 1.02 | 1.02 | 1.02 | 1.02 | 1.02 | 1.02 | 4087 | 3618 | 4018 | 2840 | 2670 | 3757 | 5255 | 6531 | 5690 | 5910 | 4723 | 5236 | 4087 | 3618 | 4018 | 2840 | 2670 | 3757 | 5255 | 6531 | 5690 | 5910 | 4723 | 5236 | 535.63 | 473.849 | 526.24 | 371.984 | 349.75 | 492.051 | 688.331 | 855.433 | 745.261 | 774.168 | 618.551 | 685.752 | 53268 | 53268 | 54335 | 54335 | 7117 | 2020
59803 | N | . | Pixar - Emeryville | Bloom Energy | 57128 | CA | PACC | WECC |  | 22 | 2 | NAICS-22 Non-Cogen | FC | NG | NG |  |  | mcf | 3701 | 3276 | 3638 | 2572 | 2418 | 3402 | 4759 | 5914 | 5152 | 5352 | 4276 | 4741 | 3701 | 3276 | 3638 | 2572 | 2418 | 3402 | 4759 | 5914 | 5152 | 5352 | 4276 | 4741 | 1.02 | 1.02 | 1.02 | 1.02 | 1.02 | 1.02 | 1.02 | 1.02 | 1.02 | 1.02 | 1.02 | 1.02 | 3775 | 3342 | 3711 | 2623 | 2466 | 3470 | 4854 | 6032 | 5255 | 5459 | 4362 | 4836 | 3775 | 3342 | 3711 | 2623 | 2466 | 3470 | 4854 | 6032 | 5255 | 5459 | 4362 | 4836 | 515.533 | 456.072 | 506.498 | 358.029 | 336.629 | 473.592 | 662.508 | 823.341 | 717.302 | 745.125 | 595.345 | 660.026 | 49201 | 49201 | 50185 | 50185 | 6850 | 2020
59804 | N | . | Starbucks - Evolution Fresh | Bloom Energy | 57128 | CA | PACC | WECC |  | 22 | 2 | NAICS-22 Non-Cogen | FC | NG | NG |  |  | mcf | 3512 | 3107 | 3450 | 2439 | 2293 | 3226 | 4513 | 5609 | 4886 | 5076 | 4055 | 4496 | 3512 | 3107 | 3450 | 2439 | 2293 | 3226 | 4513 | 5609 | 4886 | 5076 | 4055 | 4496 | 1.02 | 1.02 | 1.02 | 1.02 | 1.02 | 1.02 | 1.02 | 1.02 | 1.02 | 1.02 | 1.02 | 1.02 | 3582 | 3169 | 3519 | 2488 | 2339 | 3291 | 4603 | 5721 | 4984 | 5178 | 4136 | 4586 | 3582 | 3169 | 3519 | 2488 | 2339 | 3291 | 4603 | 5721 | 4984 | 5178 | 4136 | 4586 | 480.389 | 424.979 | 471.967 | 333.62 | 313.679 | 441.305 | 617.342 | 767.209 | 668.399 | 694.326 | 554.757 | 615.028 | 46662 | 46662 | 47596 | 47596 | 6383 | 2020
59805 | N | . | Yahoo! - HQ | Bloom Energy | 57128 | CA | PACC | WECC |  | 22 | 2 | NAICS-22 Non-Cogen | FC | NG | NG |  |  | mcf | 3295 | 2913 | 3235 | 2287 | 2150 | 3025 | 4232 | 5259 | 4582 | 4760 | 3803 | 4216 | 3295 | 2913 | 3235 | 2287 | 2150 | 3025 | 4232 | 5259 | 4582 | 4760 | 3803 | 4216 | 1.02 | 1.02 | 1.02 | 1.02 | 1.02 | 1.02 | 1.02 | 1.02 | 1.02 | 1.02 | 1.02 | 1.02 | 3361 | 2971 | 3300 | 2333 | 2193 | 3086 | 4317 | 5364 | 4674 | 4855 | 3879 | 4300 | 3361 | 2971 | 3300 | 2333 | 2193 | 3086 | 4317 | 5364 | 4674 | 4855 | 3879 | 4300 | 431.167 | 381.436 | 423.61 | 299.438 | 281.539 | 396.089 | 554.089 | 688.601 | 599.916 | 623.185 | 497.917 | 552.013 | 43757 | 43757 | 44633 | 44633 | 5729 | 2020
59840 | N | . | Springbok Solar Farm 2 | 63SU 8me, LLC | 59616 | CA | PACC | WECC |  | 22 | 2 | NAICS-22 Non-Cogen | PV | SUN | SUN |  |  |  | 0 | 0 | 0 | 0 | 0 | 0 | 0 | 0 | 0 | 0 | 0 | 0 | 0 | 0 | 0 | 0 | 0 | 0 | 0 | 0 | 0 | 0 | 0 | 0 | 0 | 0 | 0 | 0 | 0 | 0 | 0 | 0 | 0 | 0 | 0 | 0 | 186394 | 252667 | 247250 | 311604 | 407812 | 406099 | 443626 | 380017 | 298388 | 275808 | 218047 | 172638 | 186394 | 252667 | 247250 | 311604 | 407812 | 406099 | 443626 | 380017 | 298388 | 275808 | 218047 | 172638 | 21277.903 | 28843.237 | 28224.854 | 35571.259 | 46553.867 | 46358.363 | 50642.285 | 43380.919 | 34062.583 | 31484.968 | 24891.18 | 19707.582 | 0 | 0 | 3600350 | 3600350 | 410999 | 2020
59868 | N | . | Kingbird A Solar LLC | CD Arevon USA, Inc. | 61230 | CA | PACC | WECC |  | 22 | 2 | NAICS-22 Non-Cogen | PV | SUN | SUN |  |  |  | 0 | 0 | 0 | 0 | 0 | 0 | 0 | 0 | 0 | 0 | 0 | 0 | 0 | 0 | 0 | 0 | 0 | 0 | 0 | 0 | 0 | 0 | 0 | 0 | 0 | 0 | 0 | 0 | 0 | 0 | 0 | 0 | 0 | 0 | 0 | 0 | 25583 | 34679 | 33936 | 42769 | 55974 | 55738 | 60889 | 52159 | 40955 | 37856 | 29928 | 23695 | 25583 | 34679 | 33936 | 42769 | 55974 | 55738 | 60889 | 52159 | 40955 | 37856 | 29928 | 23695 | 2920.462 | 3958.832 | 3873.957 | 4882.275 | 6389.675 | 6362.842 | 6950.825 | 5954.178 | 4675.205 | 4321.418 | 3416.399 | 2704.932 | 0 | 0 | 494161 | 494161 | 56411 | 2020
59870 | N | . | Little Bear Solar 1, LLC | Longroad Energy Services LLC | 61219 | CA | PACC | WECC |  | 22 | 2 | NAICS-22 Non-Cogen | PV | SUN | SUN |  |  |  | . | . | . | . | . | . | . | . | . | . | . | 0 | . | . | . | . | . | . | . | . | . | . | . | 0 | . | . | . | . | . | . | . | . | . | . | . | 0 | . | . | . | . | . | . | . | . | . | . | . | 40839 | . | . | . | . | . | . | . | . | . | . | . | 40839 | . | . | . | . | . | . | . | . | . | . | . | 4662 | 0 | 0 | 40839 | 40839 | 4662 | 2020
59872 | N | . | UC Davis South Campus | Solar Star California XXXII, LLC | 59660 | CA | PACC | WECC |  | 92 | 4 | Commercial NAICS Non-Cogen | PV | SUN | SUN |  |  |  | 0 | 0 | 0 | 0 | 0 | 0 | 0 | 0 | 0 | 0 | 0 | 0 | 0 | 0 | 0 | 0 | 0 | 0 | 0 | 0 | 0 | 0 | 0 | 0 | 0 | 0 | 0 | 0 | 0 | 0 | 0 | 0 | 0 | 0 | 0 | 0 | 12605 | 17086 | 16720 | 21072 | 27577 | 27462 | 29999 | 25698 | 20178 | 18651 | 14745 | 11674 | 12605 | 17086 | 16720 | 21072 | 27577 | 27462 | 29999 | 25698 | 20178 | 18651 | 14745 | 11674 | 1438.877 | 1950.467 | 1908.65 | 2405.437 | 3148.114 | 3134.893 | 3424.585 | 2933.549 | 2303.415 | 2129.109 | 1683.217 | 1332.687 | 0 | 0 | 243467 | 243467 | 27793 | 2020
59878 | N | . | Windhub Solar A LLC | EDP Renewables North America LLC | 61785 | CA | PACC | WECC |  | 22 | 2 | NAICS-22 Non-Cogen | PV | SUN | SUN |  |  |  | 0 | 0 | 0 | 0 | 0 | 0 | 0 | 0 | 0 | 0 | 0 | 0 | 0 | 0 | 0 | 0 | 0 | 0 | 0 | 0 | 0 | 0 | 0 | 0 | 0 | 0 | 0 | 0 | 0 | 0 | 0 | 0 | 0 | 0 | 0 | 0 | 22464 | 30451 | 29798 | 37554 | 49149 | 48942 | 53465 | 45799 | 35961 | 33240 | 26279 | 20806 | 22464 | 30451 | 29798 | 37554 | 49149 | 48942 | 53465 | 45799 | 35961 | 33240 | 26279 | 20806 | 2564.383 | 3476.145 | 3401.618 | 4286.996 | 5610.604 | 5587.042 | 6103.334 | 5228.205 | 4105.173 | 3794.522 | 2999.849 | 2375.129 | 0 | 0 | 433908 | 433908 | 49533 | 2020
59879 | N | . | North Rosamond Solar LLC | North Rosamond Solar, LLC | 61943 | CA | PACC | WECC |  | 22 | 2 | NAICS-22 Non-Cogen | PV | SUN | SUN |  |  |  | 0 | 0 | 0 | 0 | 0 | 0 | 0 | 0 | 0 | 0 | 0 | 0 | 0 | 0 | 0 | 0 | 0 | 0 | 0 | 0 | 0 | 0 | 0 | 0 | 0 | 0 | 0 | 0 | 0 | 0 | 0 | 0 | 0 | 0 | 0 | 0 | 179230 | 236608 | 201769 | 193719 | 300669 | 325635 | 421268 | 350286 | 272532 | 255687 | 197047 | 168753 | 179230 | 236608 | 201769 | 193719 | 300669 | 325635 | 421268 | 350286 | 272532 | 255687 | 197047 | 168753 | 20460 | 27010 | 23033 | 22114 | 34323 | 37173 | 48090 | 39987 | 31111 | 29188 | 22494 | 19264 | 0 | 0 | 3103203 | 3103203 | 354247 | 2020
59900 | N | . | Corcoran Solar 3 | Consolidated Edison Development Inc. | 56769 | CA | PACC | WECC |  | 22 | 2 | NAICS-22 Non-Cogen | PV | SUN | SUN |  |  |  | 0 | 0 | 0 | 0 | 0 | 0 | 0 | 0 | 0 | 0 | 0 | 0 | 0 | 0 | 0 | 0 | 0 | 0 | 0 | 0 | 0 | 0 | 0 | 0 | 0 | 0 | 0 | 0 | 0 | 0 | 0 | 0 | 0 | 0 | 0 | 0 | 21195 | 28732 | 28116 | 35434 | 46374 | 46179 | 50446 | 43213 | 33931 | 31363 | 24795 | 19631 | 21195 | 28732 | 28116 | 35434 | 46374 | 46179 | 50446 | 43213 | 33931 | 31363 | 24795 | 19631 | 2419.576 | 3279.856 | 3209.538 | 4044.921 | 5293.788 | 5271.557 | 5758.695 | 4932.982 | 3873.364 | 3580.256 | 2830.455 | 2241.012 | 0 | 0 | 409409 | 409409 | 46736 | 2020
59915 | N | . | Oro Loma | Consolidated Edison Development Inc. | 56769 | CA | PACC | WECC |  | 22 | 2 | NAICS-22 Non-Cogen | PV | SUN | SUN |  |  |  | 0 | 0 | 0 | 0 | 0 | 0 | 0 | 0 | 0 | 0 | 0 | 0 | 0 | 0 | 0 | 0 | 0 | 0 | 0 | 0 | 0 | 0 | 0 | 0 | 0 | 0 | 0 | 0 | 0 | 0 | 0 | 0 | 0 | 0 | 0 | 0 | 23211 | 31464 | 30790 | 38804 | 50784 | 50571 | 55244 | 47323 | 37158 | 34346 | 27153 | 21498 | 23211 | 31464 | 30790 | 38804 | 50784 | 50571 | 55244 | 47323 | 37158 | 34346 | 27153 | 21498 | 2649.701 | 3591.799 | 3514.793 | 4429.628 | 5797.273 | 5772.927 | 6306.397 | 5402.151 | 4241.755 | 3920.769 | 3099.656 | 2454.151 | 0 | 0 | 448346 | 448346 | 51181 | 2020
59916 | N | . | SunE- E Philadelphia Ontario | SunEdison LLC | 59139 | CA | PACC | WECC |  | 22 | 2 | NAICS-22 Non-Cogen | PV | SUN | SUN |  |  |  | 0 | 0 | 0 | 0 | 0 | 0 | 0 | 0 | 0 | 0 | 0 | 0 | 0 | 0 | 0 | 0 | 0 | 0 | 0 | 0 | 0 | 0 | 0 | 0 | 0 | 0 | 0 | 0 | 0 | 0 | 0 | 0 | 0 | 0 | 0 | 0 | 746 | 1011 | 990 | 1247 | 1632 | 1625 | 1776 | 1521 | 1194 | 1104 | 873 | 691 | 746 | 1011 | 990 | 1247 | 1632 | 1625 | 1776 | 1521 | 1194 | 1104 | 873 | 691 | 85.163 | 115.443 | 112.968 | 142.372 | 186.329 | 185.547 | 202.693 | 173.63 | 136.334 | 126.017 | 99.626 | 78.878 | 0 | 0 | 14410 | 14410 | 1645 | 2020
59939 | N | . | RE Tranquillity | Southern Power Co | 17650 | CA | PACC | WECC |  | 22 | 2 | NAICS-22 Non-Cogen | PV | SUN | SUN |  |  |  | 0 | 0 | 0 | 0 | 0 | 0 | 0 | 0 | 0 | 0 | 0 | 0 | 0 | 0 | 0 | 0 | 0 | 0 | 0 | 0 | 0 | 0 | 0 | 0 | 0 | 0 | 0 | 0 | 0 | 0 | 0 | 0 | 0 | 0 | 0 | 0 | 194154 | 263185 | 257542 | 324576 | 424788 | 423004 | 462094 | 395836 | 310809 | 287290 | 227124 | 179825 | 194154 | 263185 | 257542 | 324576 | 424788 | 423004 | 462094 | 395836 | 310809 | 287290 | 227124 | 179825 | 22163.656 | 30043.918 | 29399.794 | 37052.014 | 48491.804 | 48288.161 | 52750.414 | 45186.773 | 35480.535 | 32795.619 | 25927.346 | 20527.966 | 0 | 0 | 3750227 | 3750227 | 428108 | 2020
59940 | N | . | Great Valley Solar Portfolio Holdings, LLC | Consolidated Edison Development Inc. | 56769 | CA | PACC | WECC |  | 22 | 2 | NAICS-22 Non-Cogen | PV | SUN | SUN |  |  |  | 0 | 0 | 0 | 0 | 0 | 0 | 0 | 0 | 0 | 0 | 0 | 0 | 0 | 0 | 0 | 0 | 0 | 0 | 0 | 0 | 0 | 0 | 0 | 0 | 0 | 0 | 0 | 0 | 0 | 0 | 0 | 0 | 0 | 0 | 0 | 0 | 212036 | 341544 | 341745 | 430037 | 552414 | 579334 | 606288 | 458954 | 347965 | 312723 | 249809 | 214550 | 212036 | 341544 | 341745 | 430037 | 552414 | 579334 | 606288 | 458954 | 347965 | 312723 | 249809 | 214550 | 24205 | 38989 | 39012 | 49091 | 63061 | 66134 | 69211 | 52392 | 39722 | 35699 | 28517 | 24492 | 0 | 0 | 4647399 | 4647399 | 530525 | 2020
59948 | N | . | Bakersfield 111 | Bakersfield 111 LLC | 59711 | CA | PACC | WECC |  | 22 | 2 | NAICS-22 Non-Cogen | PV | SUN | SUN |  |  |  | 0 | 0 | 0 | 0 | 0 | 0 | 0 | 0 | 0 | 0 | 0 | 0 | 0 | 0 | 0 | 0 | 0 | 0 | 0 | 0 | 0 | 0 | 0 | 0 | 0 | 0 | 0 | 0 | 0 | 0 | 0 | 0 | 0 | 0 | 0 | 0 | 1428 | 1936 | 1894 | 2387 | 3125 | 3111 | 3399 | 2912 | 2286 | 2113 | 1671 | 1323 | 1428 | 1936 | 1894 | 2387 | 3125 | 3111 | 3399 | 2912 | 2286 | 2113 | 1671 | 1323 | 163.027 | 220.992 | 216.254 | 272.541 | 356.687 | 355.189 | 388.012 | 332.377 | 260.981 | 241.232 | 190.712 | 150.996 | 0 | 0 | 27585 | 27585 | 3149 | 2020
59952 | N | . | Potrero Hills Energy Producers | Potrero Hills Energy Producers, LLC | 59713 | CA | PACC | WECC |  | 22 | 2 | NAICS-22 Non-Cogen | IC | LFG | MLG |  |  | mcf | 114332 | 102843 | 108367 | 101421 | 107738 | 99299 | 111525 | 106479 | 105615 | 101645 | 102330 | 91395 | 114332 | 102843 | 108367 | 101421 | 107738 | 99299 | 111525 | 106479 | 105615 | 101645 | 102330 | 91395 | 0.528 | 0.528 | 0.528 | 0.528 | 0.528 | 0.528 | 0.528 | 0.528 | 0.528 | 0.528 | 0.528 | 0.528 | 60367 | 54301 | 57218 | 53550 | 56886 | 52430 | 58885 | 56221 | 55765 | 53669 | 54030 | 48257 | 60367 | 54301 | 57218 | 53550 | 56886 | 52430 | 58885 | 56221 | 55765 | 53669 | 54030 | 48257 | 5799.856 | 5217.064 | 5497.258 | 5144.931 | 5465.355 | 5037.292 | 5657.475 | 5401.503 | 5357.671 | 5156.261 | 5191.017 | 4636.317 | 1252989 | 1252989 | 661579 | 661579 | 63562 | 2020
59961 | N | . | Western Antelope Blue Sky B | Sustainable Power Group, LLC | 58661 | CA | PACC | WECC |  | 22 | 2 | NAICS-22 Non-Cogen | PV | SUN | SUN |  |  |  | 0 | 0 | 0 | 0 | 0 | 0 | 0 | 0 | 0 | 0 | 0 | 0 | 0 | 0 | 0 | 0 | 0 | 0 | 0 | 0 | 0 | 0 | 0 | 0 | 0 | 0 | 0 | 0 | 0 | 0 | 0 | 0 | 0 | 0 | 0 | 0 | 24975 | 33854 | 33129 | 41751 | 54642 | 54412 | 59441 | 50918 | 39980 | 36955 | 29216 | 23132 | 24975 | 33854 | 33129 | 41751 | 54642 | 54412 | 59441 | 50918 | 39980 | 36955 | 29216 | 23132 | 2850.986 | 3864.652 | 3781.796 | 4766.128 | 6237.667 | 6211.472 | 6785.467 | 5812.53 | 4563.983 | 4218.613 | 3335.123 | 2640.583 | 0 | 0 | 482405 | 482405 | 55069 | 2020
59962 | N | . | North Lancaster Ranch | Sustainable Power Group, LLC | 58661 | CA | PACC | WECC |  | 22 | 2 | NAICS-22 Non-Cogen | PV | SUN | SUN |  |  |  | 0 | 0 | 0 | 0 | 0 | 0 | 0 | 0 | 0 | 0 | 0 | 0 | 0 | 0 | 0 | 0 | 0 | 0 | 0 | 0 | 0 | 0 | 0 | 0 | 0 | 0 | 0 | 0 | 0 | 0 | 0 | 0 | 0 | 0 | 0 | 0 | 15275 | 20706 | 20262 | 25536 | 33420 | 33279 | 36355 | 31142 | 24453 | 22602 | 17869 | 14148 | 15275 | 20706 | 20262 | 25536 | 33420 | 33279 | 36355 | 31142 | 24453 | 22602 | 17869 | 14148 | 1743.705 | 2363.677 | 2313.002 | 2915.033 | 3815.048 | 3799.026 | 4150.09 | 3555.027 | 2791.398 | 2580.165 | 2039.81 | 1615.019 | 0 | 0 | 295047 | 295047 | 33681 | 2020
59963 | N | . | Central Antelope Dry Ranch C | Sustainable Power Group, LLC | 58661 | CA | PACC | WECC |  | 22 | 2 | NAICS-22 Non-Cogen | PV | SUN | SUN |  |  |  | 0 | 0 | 0 | 0 | 0 | 0 | 0 | 0 | 0 | 0 | 0 | 0 | 0 | 0 | 0 | 0 | 0 | 0 | 0 | 0 | 0 | 0 | 0 | 0 | 0 | 0 | 0 | 0 | 0 | 0 | 0 | 0 | 0 | 0 | 0 | 0 | 14836 | 20111 | 19680 | 24803 | 32460 | 32324 | 35311 | 30248 | 23751 | 21953 | 17356 | 13741 | 14836 | 20111 | 19680 | 24803 | 32460 | 32324 | 35311 | 30248 | 23751 | 21953 | 17356 | 13741 | 1693.64 | 2295.815 | 2246.594 | 2831.341 | 3705.516 | 3689.954 | 4030.939 | 3452.961 | 2711.256 | 2506.087 | 1981.246 | 1568.651 | 0 | 0 | 286574 | 286574 | 32714 | 2020
59964 | N | . | Elevation Solar C | Sustainable Power Group, LLC | 58661 | CA | PACC | WECC |  | 22 | 2 | NAICS-22 Non-Cogen | PV | SUN | SUN |  |  |  | 0 | 0 | 0 | 0 | 0 | 0 | 0 | 0 | 0 | 0 | 0 | 0 | 0 | 0 | 0 | 0 | 0 | 0 | 0 | 0 | 0 | 0 | 0 | 0 | 0 | 0 | 0 | 0 | 0 | 0 | 0 | 0 | 0 | 0 | 0 | 0 | 57010 | 69362 | 66094 | 88108 | 110770 | 109228 | 117533 | 94757 | 78183 | 72393 | 56274 | 48189 | 57010 | 69362 | 66094 | 88108 | 110770 | 109228 | 117533 | 94757 | 78183 | 72393 | 56274 | 48189 | 6508 | 7918 | 7545 | 10058 | 12645 | 12469 | 13417 | 10817 | 8925 | 8264 | 6424 | 5501 | 0 | 0 | 967901 | 967901 | 110491 | 2020
59976 | N | . | RE Astoria | RE Astoria LLC | 59727 | CA | PACC | WECC |  | 22 | 2 | NAICS-22 Non-Cogen | PV | SUN | SUN |  |  |  | 0 | 0 | 0 | 0 | 0 | 0 | 0 | 0 | 0 | 0 | 0 | 0 | 0 | 0 | 0 | 0 | 0 | 0 | 0 | 0 | 0 | 0 | 0 | 0 | 0 | 0 | 0 | 0 | 0 | 0 | 0 | 0 | 0 | 0 | 0 | 0 | 140966 | 173833 | 167658 | 220656 | 282317 | 277683 | 309789 | 260628 | 209925 | 190512 | 153475 | 126337 | 140966 | 173833 | 167658 | 220656 | 282317 | 277683 | 309789 | 260628 | 209925 | 190512 | 153475 | 126337 | 16092 | 19844 | 19139 | 25189 | 32228 | 31699 | 35364 | 29752 | 23964 | 21748 | 17520 | 14422 | 0 | 0 | 2513779 | 2513779 | 286961 | 2020
59977 | N | . | RE Astoria 2 | RE Astoria 2 LLC | 59728 | CA | PACC | WECC |  | 22 | 2 | NAICS-22 Non-Cogen | PV | SUN | SUN |  |  |  | 0 | 0 | 0 | 0 | 0 | 0 | 0 | 0 | 0 | 0 | 0 | 0 | 0 | 0 | 0 | 0 | 0 | 0 | 0 | 0 | 0 | 0 | 0 | 0 | 0 | 0 | 0 | 0 | 0 | 0 | 0 | 0 | 0 | 0 | 0 | 0 | 108475 | 138723 | 131514 | 172239 | 217537 | 216810 | 234076 | 196583 | 159195 | 148149 | 116709 | 96912 | 108475 | 138723 | 131514 | 172239 | 217537 | 216810 | 234076 | 196583 | 159195 | 148149 | 116709 | 96912 | 12383 | 15836 | 15013 | 19662 | 24833 | 24750 | 26721 | 22441 | 18173 | 16912 | 13323 | 11063 | 0 | 0 | 1936922 | 1936922 | 221110 | 2020
59978 | N | . | Enerparc CA2, LLC | Adapture Renewables, Inc. | 60496 | CA | PACC | WECC |  | 22 | 2 | NAICS-22 Non-Cogen | PV | SUN | SUN |  |  |  | 0 | 0 | 0 | 0 | 0 | 0 | 0 | 0 | 0 | 0 | 0 | 0 | 0 | 0 | 0 | 0 | 0 | 0 | 0 | 0 | 0 | 0 | 0 | 0 | 0 | 0 | 0 | 0 | 0 | 0 | 0 | 0 | 0 | 0 | 0 | 0 | 1582 | 2144 | 2098 | 2644 | 3461 | 3446 | 3765 | 3225 | 2532 | 2341 | 1850 | 1465 | 1582 | 2144 | 2098 | 2644 | 3461 | 3446 | 3765 | 3225 | 2532 | 2341 | 1850 | 1465 | 180.578 | 244.782 | 239.534 | 301.88 | 395.086 | 393.427 | 429.783 | 368.158 | 289.077 | 267.202 | 211.242 | 167.251 | 0 | 0 | 30553 | 30553 | 3488 | 2020
59979 | N | . | Columbia Solar Energy, LLC | Columbia Solar Energy LLC | 59736 | CA | PACC | WECC |  | 22 | 2 | NAICS-22 Non-Cogen | PV | SUN | SUN |  |  |  | 0 | 0 | 0 | 0 | 0 | 0 | 0 | 0 | 0 | 0 | 0 | 0 | 0 | 0 | 0 | 0 | 0 | 0 | 0 | 0 | 0 | 0 | 0 | 0 | 0 | 0 | 0 | 0 | 0 | 0 | 0 | 0 | 0 | 0 | 0 | 0 | 15147 | 20532 | 20092 | 25321 | 33139 | 33000 | 36049 | 30880 | 24247 | 22412 | 17719 | 14029 | 15147 | 20532 | 20092 | 25321 | 33139 | 33000 | 36049 | 30880 | 24247 | 22412 | 17719 | 14029 | 1729.053 | 2343.817 | 2293.567 | 2890.54 | 3782.992 | 3767.106 | 4115.219 | 3525.157 | 2767.944 | 2558.485 | 2022.671 | 1601.449 | 0 | 0 | 292567 | 292567 | 33398 | 2020
60007 | N | . | Morelos del Sol | Southern Power Co | 17650 | CA | PACC | WECC |  | 22 | 2 | NAICS-22 Non-Cogen | PV | SUN | SUN |  |  |  | 0 | 0 | 0 | 0 | 0 | 0 | 0 | 0 | 0 | 0 | 0 | 0 | 0 | 0 | 0 | 0 | 0 | 0 | 0 | 0 | 0 | 0 | 0 | 0 | 0 | 0 | 0 | 0 | 0 | 0 | 0 | 0 | 0 | 0 | 0 | 0 | 16132 | 21867 | 21398 | 26968 | 35294 | 35146 | 38394 | 32889 | 25824 | 23870 | 18871 | 14941 | 16132 | 21867 | 21398 | 26968 | 35294 | 35146 | 38394 | 32889 | 25824 | 23870 | 18871 | 14941 | 1841.5 | 2496.244 | 2442.726 | 3078.523 | 4029.015 | 4012.095 | 4382.848 | 3754.411 | 2947.954 | 2724.874 | 2154.213 | 1705.597 | 0 | 0 | 311594 | 311594 | 35570 | 2020
60027 | N | . | Adera Solar | Sustainable Power Group, LLC | 58661 | CA | PACC | WECC |  | 22 | 2 | NAICS-22 Non-Cogen | PV | SUN | SUN |  |  |  | 0 | 0 | 0 | 0 | 0 | 0 | 0 | 0 | 0 | 0 | 0 | 0 | 0 | 0 | 0 | 0 | 0 | 0 | 0 | 0 | 0 | 0 | 0 | 0 | 0 | 0 | 0 | 0 | 0 | 0 | 0 | 0 | 0 | 0 | 0 | 0 | 16742 | 22695 | 22209 | 27989 | 36631 | 36477 | 39848 | 34134 | 26802 | 24774 | 19586 | 15507 | 16742 | 22695 | 22209 | 27989 | 36631 | 36477 | 39848 | 34134 | 26802 | 24774 | 19586 | 15507 | 1911.235 | 2590.775 | 2535.23 | 3195.103 | 4181.59 | 4164.029 | 4548.822 | 3896.587 | 3059.59 | 2828.062 | 2235.791 | 1770.186 | 0 | 0 | 323394 | 323394 | 36917 | 2020
60033 | N | . | CA Flats Solar 130, LLC | California Flats Solar 130, LLC | 61423 | CA | PACC | WECC |  | 22 | 2 | NAICS-22 Non-Cogen | PV | SUN | SUN |  |  |  | 0 | 0 | 0 | 0 | 0 | 0 | 0 | 0 | 0 | 0 | 0 | 0 | 0 | 0 | 0 | 0 | 0 | 0 | 0 | 0 | 0 | 0 | 0 | 0 | 0 | 0 | 0 | 0 | 0 | 0 | 0 | 0 | 0 | 0 | 0 | 0 | 158460 | 217896 | 191949 | 260995 | 356742 | 360343 | 376803 | 301029 | 238018 | 203372 | 169357 | 150803 | 158460 | 217896 | 191949 | 260995 | 356742 | 360343 | 376803 | 301029 | 238018 | 203372 | 169357 | 150803 | 18089 | 24874 | 21912 | 29794 | 40724 | 41135 | 43014 | 34364 | 27171 | 23216 | 19333 | 17215 | 0 | 0 | 2985767 | 2985767 | 340841 | 2020
60034 | N | . | CA Flats Solar 150, LLC | CD Arevon USA, Inc. | 61230 | CA | PACC | WECC |  | 22 | 2 | NAICS-22 Non-Cogen | PV | SUN | SUN |  |  |  | 0 | 0 | 0 | 0 | 0 | 0 | 0 | 0 | 0 | 0 | 0 | 0 | 0 | 0 | 0 | 0 | 0 | 0 | 0 | 0 | 0 | 0 | 0 | 0 | 0 | 0 | 0 | 0 | 0 | 0 | 0 | 0 | 0 | 0 | 0 | 0 | 166440 | 230546 | 209110 | 284358 | 389102 | 390144 | 423826 | 319758 | 257360 | 225281 | 182918 | 162875 | 166440 | 230546 | 209110 | 284358 | 389102 | 390144 | 423826 | 319758 | 257360 | 225281 | 182918 | 162875 | 19000 | 26318 | 23871 | 32461 | 44418 | 44537 | 48382 | 36502 | 29379 | 25717 | 20881 | 18593 | 0 | 0 | 3241718 | 3241718 | 370059 | 2020
60035 | N | . | Tequesquite Landfill Solar PV Project | Solar Star California XXXI, LLC | 59775 | CA | PACC | WECC |  | 22 | 2 | NAICS-22 Non-Cogen | PV | SUN | SUN |  |  |  | 0 | 0 | 0 | 0 | 0 | 0 | 0 | 0 | 0 | 0 | 0 | 0 | 0 | 0 | 0 | 0 | 0 | 0 | 0 | 0 | 0 | 0 | 0 | 0 | 0 | 0 | 0 | 0 | 0 | 0 | 0 | 0 | 0 | 0 | 0 | 0 | 6309 | 8553 | 8369 | 10548 | 13804 | 13746 | 15016 | 12863 | 10100 | 9336 | 7381 | 5844 | 6309 | 8553 | 8369 | 10548 | 13804 | 13746 | 15016 | 12863 | 10100 | 9336 | 7381 | 5844 | 720.241 | 976.321 | 955.39 | 1204.06 | 1575.813 | 1569.195 | 1714.202 | 1468.411 | 1152.992 | 1065.742 | 842.547 | 667.086 | 0 | 0 | 121869 | 121869 | 13912 | 2020
60039 | N | . | Frontier Solar LLC | Frontier Solar, LLC | 59776 | CA | PACC | WECC |  | 22 | 2 | NAICS-22 Non-Cogen | PV | SUN | SUN |  |  |  | 0 | 0 | 0 | 0 | 0 | 0 | 0 | 0 | 0 | 0 | 0 | 0 | 0 | 0 | 0 | 0 | 0 | 0 | 0 | 0 | 0 | 0 | 0 | 0 | 0 | 0 | 0 | 0 | 0 | 0 | 0 | 0 | 0 | 0 | 0 | 0 | 22501 | 30501 | 29847 | 37616 | 49229 | 49023 | 53553 | 45874 | 36020 | 33294 | 26322 | 20840 | 22501 | 30501 | 29847 | 37616 | 49229 | 49023 | 53553 | 45874 | 36020 | 33294 | 26322 | 20840 | 2568.575 | 3481.829 | 3407.181 | 4294.007 | 5619.779 | 5596.179 | 6113.315 | 5236.755 | 4111.886 | 3800.727 | 3004.754 | 2379.013 | 0 | 0 | 434620 | 434620 | 49614 | 2020
60043 | N | . | Cuyama Solar, LLC | Cuyama Solar, LLC | 61112 | CA | PACC | WECC |  | 22 | 2 | NAICS-22 Non-Cogen | PV | SUN | SUN |  |  |  | 0 | 0 | 0 | 0 | 0 | 0 | 0 | 0 | 0 | 0 | 0 | 0 | 0 | 0 | 0 | 0 | 0 | 0 | 0 | 0 | 0 | 0 | 0 | 0 | 0 | 0 | 0 | 0 | 0 | 0 | 0 | 0 | 0 | 0 | 0 | 0 | 49871 | 70465 | 69108 | 56388 | 85988 | 93977 | 98182 | 72603 | 55784 | 65428 | 56625 | 42381 | 49871 | 70465 | 69108 | 56388 | 85988 | 93977 | 98182 | 72603 | 55784 | 65428 | 56625 | 42381 | 5693 | 8044 | 7889 | 6437 | 9816 | 10728 | 11208 | 8288 | 6368 | 7469 | 6464 | 4838 | 0 | 0 | 816800 | 816800 | 93242 | 2020
60049 | N | . | Golden Hills Wind | Golden Hills Wind, LLC | 59780 | CA | PACC | WECC |  | 22 | 2 | NAICS-22 Non-Cogen | WT | WND | WND |  |  |  | 0 | 0 | 0 | 0 | 0 | 0 | 0 | 0 | 0 | 0 | 0 | 0 | 0 | 0 | 0 | 0 | 0 | 0 | 0 | 0 | 0 | 0 | 0 | 0 | 0 | 0 | 0 | 0 | 0 | 0 | 0 | 0 | 0 | 0 | 0 | 0 | 128708 | 131935 | 191258 | 257857 | 263114 | 291793 | 286493 | 244086 | 135127 | 147225 | 112666 | 110639 | 128708 | 131935 | 191258 | 257857 | 263114 | 291793 | 286493 | 244086 | 135127 | 147225 | 112666 | 110639 | 14692.721 | 15061.038 | 21833.054 | 29435.759 | 30035.812 | 33309.747 | 32704.702 | 27863.739 | 15425.463 | 16806.484 | 12861.408 | 12630.073 | 0 | 0 | 2300901 | 2300901 | 262660 | 2020
60060 | N | . | Lindberg FIeld Solar | Lindberg Field Solar I LLC | 59791 | CA | PACC | WECC |  | 22 | 2 | NAICS-22 Non-Cogen | PV | SUN | SUN |  |  |  | 0 | 0 | 0 | 0 | 0 | 0 | 0 | 0 | 0 | 0 | 0 | 0 | 0 | 0 | 0 | 0 | 0 | 0 | 0 | 0 | 0 | 0 | 0 | 0 | 0 | 0 | 0 | 0 | 0 | 0 | 0 | 0 | 0 | 0 | 0 | 0 | 2396 | 3248 | 3179 | 4006 | 5243 | 5221 | 5703 | 4886 | 3836 | 3546 | 2803 | 2220 | 2396 | 3248 | 3179 | 4006 | 5243 | 5221 | 5703 | 4886 | 3836 | 3546 | 2803 | 2220 | 273.56 | 370.822 | 362.872 | 457.321 | 598.519 | 596.005 | 651.081 | 557.726 | 437.925 | 404.786 | 320.013 | 253.37 | 0 | 0 | 46287 | 46287 | 5284 | 2020
60077 | N | . | CED Avenal | Consolidated Edison Development Inc. | 56769 | CA | PACC | WECC |  | 22 | 2 | NAICS-22 Non-Cogen | PV | SUN | SUN |  |  |  | 0 | 0 | 0 | 0 | 0 | 0 | 0 | 0 | 0 | 0 | 0 | 0 | 0 | 0 | 0 | 0 | 0 | 0 | 0 | 0 | 0 | 0 | 0 | 0 | 0 | 0 | 0 | 0 | 0 | 0 | 0 | 0 | 0 | 0 | 0 | 0 | 18458 | 25020 | 24484 | 30856 | 40383 | 40214 | 43930 | 37631 | 29548 | 27312 | 21592 | 17095 | 18458 | 25020 | 24484 | 30856 | 40383 | 40214 | 43930 | 37631 | 29548 | 27312 | 21592 | 17095 | 2107.035 | 2856.189 | 2794.954 | 3522.429 | 4609.977 | 4590.617 | 5014.831 | 4295.777 | 3373.033 | 3117.785 | 2464.838 | 1951.535 | 0 | 0 | 356523 | 356523 | 40699 | 2020
60078 | N | . | CED Ducor 1 | Consolidated Edison Development Inc. | 56769 | CA | PACC | WECC |  | 22 | 2 | NAICS-22 Non-Cogen | PV | SUN | SUN |  |  |  | 0 | 0 | 0 | 0 | 0 | 0 | 0 | 0 | 0 | 0 | 0 | 0 | 0 | 0 | 0 | 0 | 0 | 0 | 0 | 0 | 0 | 0 | 0 | 0 | 0 | 0 | 0 | 0 | 0 | 0 | 0 | 0 | 0 | 0 | 0 | 0 | 22570 | 30595 | 29939 | 37732 | 49381 | 49174 | 53718 | 46015 | 36131 | 33397 | 26403 | 20904 | 22570 | 30595 | 29939 | 37732 | 49381 | 49174 | 53718 | 46015 | 36131 | 33397 | 26403 | 20904 | 2576.497 | 3492.567 | 3417.688 | 4307.249 | 5637.109 | 5613.436 | 6132.167 | 5252.904 | 4124.566 | 3812.448 | 3014.02 | 2386.349 | 0 | 0 | 435959 | 435959 | 49767 | 2020
60079 | N | . | CED Ducor 2 | Consolidated Edison Development Inc. | 56769 | CA | PACC | WECC |  | 22 | 2 | NAICS-22 Non-Cogen | PV | SUN | SUN |  |  |  | 0 | 0 | 0 | 0 | 0 | 0 | 0 | 0 | 0 | 0 | 0 | 0 | 0 | 0 | 0 | 0 | 0 | 0 | 0 | 0 | 0 | 0 | 0 | 0 | 0 | 0 | 0 | 0 | 0 | 0 | 0 | 0 | 0 | 0 | 0 | 0 | 22860 | 30988 | 30324 | 38217 | 50016 | 49806 | 54409 | 46607 | 36596 | 33827 | 26742 | 21173 | 22860 | 30988 | 30324 | 38217 | 50016 | 49806 | 54409 | 46607 | 36596 | 33827 | 26742 | 21173 | 2609.629 | 3537.481 | 3461.639 | 4362.639 | 5709.602 | 5685.625 | 6211.027 | 5320.456 | 4177.608 | 3861.476 | 3052.78 | 2417.038 | 0 | 0 | 441565 | 441565 | 50407 | 2020
60080 | N | . | CED Ducor 3 | Consolidated Edison Development Inc. | 56769 | CA | PACC | WECC |  | 22 | 2 | NAICS-22 Non-Cogen | PV | SUN | SUN |  |  |  | 0 | 0 | 0 | 0 | 0 | 0 | 0 | 0 | 0 | 0 | 0 | 0 | 0 | 0 | 0 | 0 | 0 | 0 | 0 | 0 | 0 | 0 | 0 | 0 | 0 | 0 | 0 | 0 | 0 | 0 | 0 | 0 | 0 | 0 | 0 | 0 | 17142 | 23237 | 22739 | 28657 | 37505 | 37347 | 40799 | 34949 | 27442 | 25365 | 20053 | 15877 | 17142 | 23237 | 22739 | 28657 | 37505 | 37347 | 40799 | 34949 | 27442 | 25365 | 20053 | 15877 | 1956.846 | 2652.602 | 2595.731 | 3271.352 | 4281.38 | 4263.401 | 4657.377 | 3989.577 | 3132.605 | 2895.552 | 2289.146 | 1812.431 | 0 | 0 | 331112 | 331112 | 37798 | 2020
60081 | N | . | CED Ducor 4 | Consolidated Edison Development Inc. | 56769 | CA | PACC | WECC |  | 22 | 2 | NAICS-22 Non-Cogen | PV | SUN | SUN |  |  |  | 0 | 0 | 0 | 0 | 0 | 0 | 0 | 0 | 0 | 0 | 0 | 0 | 0 | 0 | 0 | 0 | 0 | 0 | 0 | 0 | 0 | 0 | 0 | 0 | 0 | 0 | 0 | 0 | 0 | 0 | 0 | 0 | 0 | 0 | 0 | 0 | 22085 | 29938 | 29296 | 36921 | 48320 | 48117 | 52564 | 45027 | 35355 | 32680 | 25836 | 20455 | 22085 | 29938 | 29296 | 36921 | 48320 | 48117 | 52564 | 45027 | 35355 | 32680 | 25836 | 20455 | 2521.153 | 3417.546 | 3344.276 | 4214.728 | 5516.024 | 5492.859 | 6000.448 | 5140.071 | 4035.97 | 3730.556 | 2949.279 | 2335.09 | 0 | 0 | 426594 | 426594 | 48698 | 2020
60083 | N | . | Fresno Solar | Wellhead Services, Inc | 20323 | CA | PACC | WECC |  | 22 | 2 | NAICS-22 Non-Cogen | PV | SUN | SUN |  |  |  | 0 | 0 | 0 | 0 | 0 | 0 | 0 | 0 | 0 | 0 | 0 | 0 | 0 | 0 | 0 | 0 | 0 | 0 | 0 | 0 | 0 | 0 | 0 | 0 | 0 | 0 | 0 | 0 | 0 | 0 | 0 | 0 | 0 | 0 | 0 | 0 | 2898 | 3928 | 3844 | 4845 | 6340 | 6314 | 6897 | 5908 | 4639 | 4288 | 3390 | 2684 | 2898 | 3928 | 3844 | 4845 | 6340 | 6314 | 6897 | 5908 | 4639 | 4288 | 3390 | 2684 | 330.819 | 448.44 | 438.825 | 553.044 | 723.795 | 720.756 | 787.36 | 674.464 | 529.587 | 489.512 | 386.995 | 306.403 | 0 | 0 | 55975 | 55975 | 6390 | 2020
60085 | N | . | AVS Lancaster 1 | Tesla Inc. | 60947 | CA | PACC | WECC |  | 22 | 2 | NAICS-22 Non-Cogen | PV | SUN | SUN |  |  |  | 0 | 0 | 0 | 0 | 0 | 0 | 0 | 0 | 0 | 0 | 0 | 0 | 0 | 0 | 0 | 0 | 0 | 0 | 0 | 0 | 0 | 0 | 0 | 0 | 0 | 0 | 0 | 0 | 0 | 0 | 0 | 0 | 0 | 0 | 0 | 0 | 3377 | 4578 | 4479 | 5645 | 7388 | 7357 | 8037 | 6885 | 5406 | 4997 | 3950 | 3128 | 3377 | 4578 | 4479 | 5645 | 7388 | 7357 | 8037 | 6885 | 5406 | 4997 | 3950 | 3128 | 385.487 | 522.548 | 511.345 | 644.439 | 843.409 | 839.867 | 917.478 | 785.925 | 617.106 | 570.408 | 450.949 | 357.039 | 0 | 0 | 65227 | 65227 | 7446 | 2020
60086 | N | . | US-TOPCO (Soccer Center) | Tesla Inc. | 60947 | CA | PACC | WECC |  | 22 | 2 | NAICS-22 Non-Cogen | PV | SUN | SUN |  |  |  | 0 | 0 | 0 | 0 | 0 | 0 | 0 | 0 | 0 | 0 | 0 | 0 | 0 | 0 | 0 | 0 | 0 | 0 | 0 | 0 | 0 | 0 | 0 | 0 | 0 | 0 | 0 | 0 | 0 | 0 | 0 | 0 | 0 | 0 | 0 | 0 | 2466 | 3342 | 3271 | 4122 | 5395 | 5372 | 5869 | 5027 | 3947 | 3649 | 2884 | 2284 | 2466 | 3342 | 3271 | 4122 | 5395 | 5372 | 5869 | 5027 | 3947 | 3649 | 2884 | 2284 | 281.479 | 381.56 | 373.379 | 470.563 | 615.849 | 613.263 | 669.934 | 573.875 | 450.605 | 416.507 | 329.279 | 260.707 | 0 | 0 | 47628 | 47628 | 5437 | 2020
60091 | N | . | Kingbird B Solar, LLC | CD Arevon USA, Inc. | 61230 | CA | PACC | WECC |  | 22 | 2 | NAICS-22 Non-Cogen | PV | SUN | SUN |  |  |  | 0 | 0 | 0 | 0 | 0 | 0 | 0 | 0 | 0 | 0 | 0 | 0 | 0 | 0 | 0 | 0 | 0 | 0 | 0 | 0 | 0 | 0 | 0 | 0 | 0 | 0 | 0 | 0 | 0 | 0 | 0 | 0 | 0 | 0 | 0 | 0 | 25913 | 35127 | 34374 | 43321 | 56696 | 56458 | 61675 | 52832 | 41483 | 38344 | 30314 | 24001 | 25913 | 35127 | 34374 | 43321 | 56696 | 56458 | 61675 | 52832 | 41483 | 38344 | 30314 | 24001 | 2958.154 | 4009.921 | 3923.951 | 4945.283 | 6472.136 | 6444.956 | 7040.527 | 6031.018 | 4735.539 | 4377.187 | 3460.488 | 2739.84 | 0 | 0 | 500538 | 500538 | 57139 | 2020
60092 | N | . | Blythe Solar II, LLC | Blythe Solar II, LLC | 59843 | CA | PACC | WECC |  | 22 | 2 | NAICS-22 Non-Cogen | PV | SUN | SUN |  |  |  | 0 | 0 | 0 | 0 | 0 | 0 | 0 | 0 | 0 | 0 | 0 | 0 | 0 | 0 | 0 | 0 | 0 | 0 | 0 | 0 | 0 | 0 | 0 | 0 | 0 | 0 | 0 | 0 | 0 | 0 | 0 | 0 | 0 | 0 | 0 | 0 | 125826 | 170563 | 166906 | 210349 | 275294 | 274137 | 299470 | 256530 | 201427 | 186184 | 147193 | 116540 | 125826 | 170563 | 166906 | 210349 | 275294 | 274137 | 299470 | 256530 | 201427 | 186184 | 147193 | 116540 | 14363.655 | 19470.636 | 19053.196 | 24012.389 | 31426.202 | 31294.227 | 34186.09 | 29284.303 | 22993.957 | 21253.937 | 16802.799 | 13303.609 | 0 | 0 | 2430419 | 2430419 | 277445 | 2020
60093 | N | . | Blythe Solar 110, LLC | Blythe Solar 110, LLC | 59842 | CA | PACC | WECC |  | 22 | 2 | NAICS-22 Non-Cogen | PV | SUN | SUN |  |  |  | 0 | 0 | 0 | 0 | 0 | 0 | 0 | 0 | 0 | 0 | 0 | 0 | 0 | 0 | 0 | 0 | 0 | 0 | 0 | 0 | 0 | 0 | 0 | 0 | 0 | 0 | 0 | 0 | 0 | 0 | 0 | 0 | 0 | 0 | 0 | 0 | 133965 | 181596 | 177703 | 223955 | 293101 | 291870 | 318842 | 273125 | 214457 | 198228 | 156714 | 124078 | 133965 | 181596 | 177703 | 223955 | 293101 | 291870 | 318842 | 273125 | 214457 | 198228 | 156714 | 124078 | 15292.793 | 20730.127 | 20285.685 | 25565.671 | 33459.059 | 33318.547 | 36397.475 | 31178.607 | 24481.36 | 22628.784 | 17889.716 | 14164.176 | 0 | 0 | 2587634 | 2587634 | 295392 | 2020
60094 | N | . | Blythe Solar III, LLC Hybrid | Blythe Solar III, LLC | 59844 | CA | PACC | WECC |  | 22 | 2 | NAICS-22 Non-Cogen | PV | SUN | SUN |  |  |  | . | . | . | . | 0 | 0 | 0 | 0 | 0 | 0 | 0 | 0 | . | . | . | . | 0 | 0 | 0 | 0 | 0 | 0 | 0 | 0 | . | . | . | . | 0 | 0 | 0 | 0 | 0 | 0 | 0 | 0 | . | . | . | . | 230125 | 361779 | 378213 | 332889 | 254014 | 148596 | 160317 | 88651 | . | . | . | . | 230125 | 361779 | 378213 | 332889 | 254014 | 148596 | 160317 | 88651 | . | . | . | . | 26270 | 41299 | 43175 | 38001 | 28997 | 16963 | 18301 | 10120 | 0 | 0 | 1954584 | 1954584 | 223126 | 2020
60095 | N | . | Blythe Solar IV, LLC | Blythe Solar IV, LLC | 59845 | CA | PACC | WECC |  | 22 | 2 | NAICS-22 Non-Cogen | PV | SUN | SUN |  |  |  | . | . | . | . | . | . | . | . | . | . | 0 | 0 | . | . | . | . | . | . | . | . | . | . | 0 | 0 | . | . | . | . | . | . | . | . | . | . | 0 | 0 | . | . | . | . | . | . | . | . | . | . | 184223 | 140686 | . | . | . | . | . | . | . | . | . | . | 184223 | 140686 | . | . | . | . | . | . | . | . | . | . | 21030 | 16060 | 0 | 0 | 324909 | 324909 | 37090 | 2020
60100 | N | . | Dinuba Energy | Dinuba Energy | 59849 | CA | PACC | WECC |  | 22 | 2 | NAICS-22 Non-Cogen | ST | AB | ORW |  |  | short tons | 0 | 0 | 0 | 0 | 0 | 0 | 0 | 0 | 0 | 0 | 0 | 0 | 0 | 0 | 0 | 0 | 0 | 0 | 0 | 0 | 0 | 0 | 0 | 0 | 0 | 0 | 0 | 0 | 0 | 0 | 0 | 0 | 0 | 0 | 0 | 0 | 0 | 0 | 0 | 0 | 0 | 0 | 0 | 0 | 0 | 0 | 0 | 0 | 0 | 0 | 0 | 0 | 0 | 0 | 0 | 0 | 0 | 0 | 0 | 0 | 0 | 0 | 0 | 0 | 0 | 0 | 0 | 0 | 0 | 0 | 0 | 0 | 0 | 0 | 0 | 0 | 0 | 2020
60100 | N | . | Dinuba Energy | Dinuba Energy | 59849 | CA | PACC | WECC |  | 22 | 2 | NAICS-22 Non-Cogen | ST | NG | NG |  |  | mcf | 0 | 0 | 0 | 0 | 0 | 0 | 0 | 0 | 0 | 0 | 0 | 0 | 0 | 0 | 0 | 0 | 0 | 0 | 0 | 0 | 0 | 0 | 0 | 0 | 0 | 0 | 0 | 0 | 0 | 0 | 0 | 0 | 0 | 0 | 0 | 0 | 0 | 0 | 0 | 0 | 0 | 0 | 0 | 0 | 0 | 0 | 0 | 0 | 0 | 0 | 0 | 0 | 0 | 0 | 0 | 0 | 0 | 0 | 0 | 0 | 0 | 0 | 0 | 0 | 0 | 0 | 0 | 0 | 0 | 0 | 0 | 0 | 0 | 0 | 0 | 0 | 0 | 2020
60100 | N | . | Dinuba Energy | Dinuba Energy | 59849 | CA | PACC | WECC |  | 22 | 2 | NAICS-22 Non-Cogen | ST | WDS | WWW |  |  | short tons | 0 | 0 | 0 | 0 | 0 | 0 | 0 | 0 | 0 | 0 | 0 | 0 | 0 | 0 | 0 | 0 | 0 | 0 | 0 | 0 | 0 | 0 | 0 | 0 | 0 | 0 | 0 | 0 | 0 | 0 | 0 | 0 | 0 | 0 | 0 | 0 | 0 | 0 | 0 | 0 | 0 | 0 | 0 | 0 | 0 | 0 | 0 | 0 | 0 | 0 | 0 | 0 | 0 | 0 | 0 | 0 | 0 | 0 | 0 | 0 | 0 | 0 | 0 | 0 | 0 | 0 | 0 | 0 | 0 | 0 | 0 | 0 | 0 | 0 | 0 | 0 | 0 | 2020
60120 | Y | . | UCI Fuel Cell | UCI Fuel Cell, LLC | 59892 | CA | PACC | WECC |  | 22 | 3 | NAICS-22 Cogen | FC | NG | NG |  |  | mcf | 3539 | 3132 | 3478 | 2458 | 2312 | 3252 | 4549 | 5654 | 4926 | 5117 | 4088 | 4532 | 2474 | 2188 | 2430 | 1718 | 1615 | 2272 | 3179 | 3950 | 3441 | 3575 | 2856 | 3167 | 1.024 | 1.024 | 1.024 | 1.024 | 1.024 | 1.024 | 1.024 | 1.024 | 1.024 | 1.024 | 1.024 | 1.024 | 3624 | 3207 | 3561 | 2517 | 2367 | 3330 | 4658 | 5790 | 5044 | 5240 | 4186 | 4641 | 2533 | 2241 | 2488 | 1759 | 1654 | 2327 | 3255 | 4045 | 3524 | 3661 | 2925 | 3243 | 375.7 | 332.367 | 369.115 | 260.917 | 245.321 | 345.134 | 482.809 | 600.017 | 522.74 | 543.017 | 433.863 | 481 | 47037 | 32865 | 48165 | 33655 | 4992 | 2020
60142 | N | . | Lemoore 1 | AES Distributed Energy | 61012 | CA | PACC | WECC |  | 22 | 2 | NAICS-22 Non-Cogen | PV | SUN | SUN |  |  |  | 0 | 0 | 0 | 0 | 0 | 0 | 0 | 0 | 0 | 0 | 0 | 0 | 0 | 0 | 0 | 0 | 0 | 0 | 0 | 0 | 0 | 0 | 0 | 0 | 0 | 0 | 0 | 0 | 0 | 0 | 0 | 0 | 0 | 0 | 0 | 0 | 537 | 728 | 712 | 898 | 1175 | 1170 | 1278 | 1095 | 860 | 795 | 628 | 497 | 537 | 728 | 712 | 898 | 1175 | 1170 | 1278 | 1095 | 860 | 795 | 628 | 497 | 61.297 | 83.091 | 81.31 | 102.473 | 134.112 | 133.549 | 145.89 | 124.971 | 98.127 | 90.701 | 71.706 | 56.773 | 0 | 0 | 10373 | 10373 | 1184 | 2020
60151 | N | . | Building F | Golden Springs Development Company LLC | 57104 | CA | PACC | WECC |  | 22 | 2 | NAICS-22 Non-Cogen | PV | SUN | SUN |  |  |  | 0 | 0 | 0 | 0 | 0 | 0 | 0 | 0 | 0 | 0 | 0 | 0 | 0 | 0 | 0 | 0 | 0 | 0 | 0 | 0 | 0 | 0 | 0 | 0 | 0 | 0 | 0 | 0 | 0 | 0 | 0 | 0 | 0 | 0 | 0 | 0 | 1113 | 1509 | 1476 | 1861 | 2435 | 2425 | 2649 | 2269 | 1782 | 1647 | 1302 | 1031 | 1113 | 1509 | 1476 | 1861 | 2435 | 2425 | 2649 | 2269 | 1782 | 1647 | 1302 | 1031 | 127.047 | 172.218 | 168.525 | 212.389 | 277.965 | 276.797 | 302.376 | 259.02 | 203.381 | 187.991 | 148.621 | 117.67 | 0 | 0 | 21499 | 21499 | 2454 | 2020
60153 | N | . | Building G | Golden Springs Development Company LLC | 57104 | CA | PACC | WECC |  | 22 | 2 | NAICS-22 Non-Cogen | PV | SUN | SUN |  |  |  | 0 | 0 | 0 | 0 | 0 | 0 | 0 | 0 | 0 | 0 | 0 | 0 | 0 | 0 | 0 | 0 | 0 | 0 | 0 | 0 | 0 | 0 | 0 | 0 | 0 | 0 | 0 | 0 | 0 | 0 | 0 | 0 | 0 | 0 | 0 | 0 | 1004 | 1360 | 1331 | 1678 | 2196 | 2187 | 2389 | 2046 | 1607 | 1485 | 1174 | 930 | 1004 | 1360 | 1331 | 1678 | 2196 | 2187 | 2389 | 2046 | 1607 | 1485 | 1174 | 930 | 114.57 | 155.305 | 151.975 | 191.531 | 250.667 | 249.614 | 272.68 | 233.582 | 183.408 | 169.529 | 134.025 | 106.114 | 0 | 0 | 19387 | 19387 | 2213 | 2020
60154 | N | . | Buidling L | Golden Springs Development Company LLC | 57104 | CA | PACC | WECC |  | 22 | 2 | NAICS-22 Non-Cogen | PV | SUN | SUN |  |  |  | 0 | 0 | 0 | 0 | 0 | 0 | 0 | 0 | 0 | 0 | 0 | 0 | 0 | 0 | 0 | 0 | 0 | 0 | 0 | 0 | 0 | 0 | 0 | 0 | 0 | 0 | 0 | 0 | 0 | 0 | 0 | 0 | 0 | 0 | 0 | 0 | 722 | 979 | 958 | 1207 | 1580 | 1573 | 1718 | 1472 | 1156 | 1068 | 845 | 669 | 722 | 979 | 958 | 1207 | 1580 | 1573 | 1718 | 1472 | 1156 | 1068 | 845 | 669 | 82.418 | 111.724 | 109.329 | 137.785 | 180.326 | 179.569 | 196.162 | 168.036 | 131.941 | 121.957 | 96.416 | 76.337 | 0 | 0 | 13947 | 13947 | 1592 | 2020
60182 | N | . | Dulles | Golden Springs Development Company LLC | 57104 | CA | PACC | WECC |  | 22 | 2 | NAICS-22 Non-Cogen | PV | SUN | SUN |  |  |  | 0 | 0 | 0 | 0 | 0 | 0 | 0 | 0 | 0 | 0 | 0 | 0 | 0 | 0 | 0 | 0 | 0 | 0 | 0 | 0 | 0 | 0 | 0 | 0 | 0 | 0 | 0 | 0 | 0 | 0 | 0 | 0 | 0 | 0 | 0 | 0 | 1437 | 1948 | 1906 | 2403 | 3144 | 3131 | 3421 | 2930 | 2301 | 2127 | 1681 | 1331 | 1437 | 1948 | 1906 | 2403 | 3144 | 3131 | 3421 | 2930 | 2301 | 2127 | 1681 | 1331 | 164.063 | 222.395 | 217.627 | 274.272 | 358.953 | 357.445 | 390.476 | 334.488 | 262.639 | 242.764 | 191.923 | 151.955 | 0 | 0 | 27760 | 27760 | 3169 | 2020
60183 | N | . | Freeway Springs | Golden Springs Development Company LLC | 57104 | CA | PACC | WECC |  | 22 | 2 | NAICS-22 Non-Cogen | PV | SUN | SUN |  |  |  | 0 | 0 | 0 | 0 | 0 | 0 | 0 | 0 | 0 | 0 | 0 | 0 | 0 | 0 | 0 | 0 | 0 | 0 | 0 | 0 | 0 | 0 | 0 | 0 | 0 | 0 | 0 | 0 | 0 | 0 | 0 | 0 | 0 | 0 | 0 | 0 | 1360 | 1844 | 1804 | 2274 | 2976 | 2963 | 3237 | 2773 | 2177 | 2013 | 1591 | 1260 | 1360 | 1844 | 1804 | 2274 | 2976 | 2963 | 3237 | 2773 | 2177 | 2013 | 1591 | 1260 | 155.263 | 210.465 | 205.953 | 259.558 | 339.697 | 338.27 | 369.529 | 316.544 | 248.55 | 229.741 | 181.627 | 143.803 | 0 | 0 | 26272 | 26272 | 2999 | 2020
60185 | N | . | Solverde 1 | Sustainable Power Group, LLC | 58661 | CA | PACC | WECC |  | 22 | 2 | NAICS-22 Non-Cogen | PV | SUN | SUN |  |  |  | 0 | 0 | 0 | 0 | 0 | 0 | 0 | 0 | 0 | 0 | 0 | 0 | 0 | 0 | 0 | 0 | 0 | 0 | 0 | 0 | 0 | 0 | 0 | 0 | 0 | 0 | 0 | 0 | 0 | 0 | 0 | 0 | 0 | 0 | 0 | 0 | 103517 | 129333 | 125513 | 181446 | 226026 | 224282 | 240725 | 193482 | 151171 | 139810 | 105576 | 85778 | 103517 | 129333 | 125513 | 181446 | 226026 | 224282 | 240725 | 193482 | 151171 | 139810 | 105576 | 85778 | 11817 | 14764 | 14328 | 20713 | 25802 | 25603 | 27480 | 22087 | 17257 | 15960 | 12052 | 9792 | 0 | 0 | 1906659 | 1906659 | 217655 | 2020
60186 | N | . | Antelope DSR 1 | Sustainable Power Group, LLC | 58661 | CA | PACC | WECC |  | 22 | 2 | NAICS-22 Non-Cogen | PV | SUN | SUN |  |  |  | 0 | 0 | 0 | 0 | 0 | 0 | 0 | 0 | 0 | 0 | 0 | 0 | 0 | 0 | 0 | 0 | 0 | 0 | 0 | 0 | 0 | 0 | 0 | 0 | 0 | 0 | 0 | 0 | 0 | 0 | 0 | 0 | 0 | 0 | 0 | 0 | 61811 | 77289 | 75108 | 105681 | 132004 | 130620 | 139888 | 113022 | 88844 | 82712 | 62958 | 51903 | 61811 | 77289 | 75108 | 105681 | 132004 | 130620 | 139888 | 113022 | 88844 | 82712 | 62958 | 51903 | 7056 | 8823 | 8574 | 12064 | 15069 | 14911 | 15969 | 12902 | 10142 | 9442 | 7187 | 5925 | 0 | 0 | 1121840 | 1121840 | 128064 | 2020
60187 | N | . | Antelope DSR 2 | Sustainable Power Group, LLC | 58661 | CA | PACC | WECC |  | 22 | 2 | NAICS-22 Non-Cogen | PV | SUN | SUN |  |  |  | 0 | 0 | 0 | 0 | 0 | 0 | 0 | 0 | 0 | 0 | 0 | 0 | 0 | 0 | 0 | 0 | 0 | 0 | 0 | 0 | 0 | 0 | 0 | 0 | 0 | 0 | 0 | 0 | 0 | 0 | 0 | 0 | 0 | 0 | 0 | 0 | 6263 | 8490 | 8308 | 10470 | 13703 | 13645 | 14906 | 12769 | 10026 | 9267 | 7327 | 5801 | 6263 | 8490 | 8308 | 10470 | 13703 | 13645 | 14906 | 12769 | 10026 | 9267 | 7327 | 5801 | 714.959 | 969.163 | 948.385 | 1195.232 | 1564.259 | 1557.69 | 1701.634 | 1457.645 | 1144.539 | 1057.928 | 836.37 | 662.196 | 0 | 0 | 120975 | 120975 | 13810 | 2020
60193 | N | . | Whitethorn Solar LLC | Whitethorn Solar LLC | 59969 | CA | PACC | WECC |  | 22 | 2 | NAICS-22 Non-Cogen | PV | SUN | SUN |  |  |  | 0 | 0 | 0 | 0 | 0 | 0 | 0 | 0 | 0 | 0 | 0 | 0 | 0 | 0 | 0 | 0 | 0 | 0 | 0 | 0 | 0 | 0 | 0 | 0 | 0 | 0 | 0 | 0 | 0 | 0 | 0 | 0 | 0 | 0 | 0 | 0 | 2676 | 3627 | 3549 | 4473 | 5854 | 5830 | 6368 | 5455 | 4283 | 3959 | 3130 | 2478 | 2676 | 3627 | 3549 | 4473 | 5854 | 5830 | 6368 | 5455 | 4283 | 3959 | 3130 | 2478 | 305.45 | 414.052 | 405.175 | 510.635 | 668.293 | 665.487 | 726.983 | 622.745 | 488.977 | 451.975 | 357.32 | 282.908 | 0 | 0 | 51682 | 51682 | 5900 | 2020
60219 | N | . | Strata Roof 1 | Strata Roof 1, LLC | 60004 | CA | PACC | WECC |  | 22 | 2 | NAICS-22 Non-Cogen | PV | SUN | SUN |  |  |  | 0 | 0 | 0 | 0 | 0 | 0 | 0 | 0 | 0 | 0 | 0 | 0 | 0 | 0 | 0 | 0 | 0 | 0 | 0 | 0 | 0 | 0 | 0 | 0 | 0 | 0 | 0 | 0 | 0 | 0 | 0 | 0 | 0 | 0 | 0 | 0 | 666 | 902 | 883 | 1113 | 1457 | 1450 | 1585 | 1357 | 1066 | 985 | 779 | 617 | 666 | 902 | 883 | 1113 | 1457 | 1450 | 1585 | 1357 | 1066 | 985 | 779 | 617 | 76.001 | 103.022 | 100.813 | 127.053 | 166.28 | 165.582 | 180.883 | 154.947 | 121.664 | 112.458 | 88.906 | 70.391 | 0 | 0 | 12860 | 12860 | 1468 | 2020
60220 | Y | . | Zero Waste Energy Development Co LLC | Zero Waste Energy Development Company LLC | 60003 | CA | PACC | WECC |  | 22 | 3 | NAICS-22 Cogen | IC | OBG | ORW |  |  | Mcf | 3793 | 3411 | 3594 | 3364 | 3574 | 3294 | 3699 | 3532 | 3503 | 3371 | 3394 | 3031 | 2320 | 2087 | 2200 | 2058 | 2187 | 2016 | 2264 | 2161 | 2143 | 2063 | 2077 | 1855 | 1.011 | 1.011 | 1.011 | 1.011 | 1.011 | 1.011 | 1.011 | 1.011 | 1.011 | 1.011 | 1.011 | 1.011 | 3835 | 3449 | 3634 | 3401 | 3613 | 3330 | 3740 | 3571 | 3542 | 3408 | 3431 | 3064 | 2346 | 2110 | 2224 | 2081 | 2211 | 2038 | 2289 | 2185 | 2167 | 2086 | 2100 | 1875 | 385.063 | 346.371 | 364.973 | 341.582 | 362.855 | 334.435 | 375.61 | 358.616 | 355.706 | 342.334 | 344.641 | 307.814 | 41560 | 25431 | 42018 | 25712 | 4220 | 2020
60223 | N | . | Equinix San Jose | Bloom Energy | 57128 | CA | PACC | WECC |  | 22 | 2 | NAICS-22 Non-Cogen | FC | NG | NG |  |  | mcf | 3949 | 3493 | 3879 | 2742 | 2578 | 3627 | 5074 | 6305 | 5493 | 5706 | 4559 | 5055 | 3949 | 3493 | 3879 | 2742 | 2578 | 3627 | 5074 | 6305 | 5493 | 5706 | 4559 | 5055 | 1.02 | 1.02 | 1.02 | 1.02 | 1.02 | 1.02 | 1.02 | 1.02 | 1.02 | 1.02 | 1.02 | 1.02 | 4028 | 3563 | 3957 | 2797 | 2630 | 3700 | 5175 | 6431 | 5603 | 5820 | 4650 | 5156 | 4028 | 3563 | 3957 | 2797 | 2630 | 3700 | 5175 | 6431 | 5603 | 5820 | 4650 | 5156 | 562.947 | 498.018 | 553.081 | 390.957 | 367.589 | 517.148 | 723.44 | 899.064 | 783.272 | 813.655 | 650.1 | 720.729 | 52460 | 52460 | 53510 | 53510 | 7480 | 2020
60224 | N | . | Intel Santa Clara | Bloom Energy | 57128 | CA | PACC | WECC |  | 22 | 2 | NAICS-22 Non-Cogen | FC | NG | NG |  |  | mcf | 3990 | 3531 | 3921 | 2772 | 2606 | 3666 | 5129 | 6374 | 5553 | 5768 | 4609 | 5109 | 3990 | 3531 | 3921 | 2772 | 2606 | 3666 | 5129 | 6374 | 5553 | 5768 | 4609 | 5109 | 1.02 | 1.02 | 1.02 | 1.02 | 1.02 | 1.02 | 1.02 | 1.02 | 1.02 | 1.02 | 1.02 | 1.02 | 4070 | 3602 | 3999 | 2827 | 2658 | 3739 | 5232 | 6501 | 5664 | 5883 | 4701 | 5211 | 4070 | 3602 | 3999 | 2827 | 2658 | 3739 | 5232 | 6501 | 5664 | 5883 | 4701 | 5211 | 572.355 | 506.34 | 562.324 | 397.491 | 373.731 | 525.79 | 735.529 | 914.089 | 796.362 | 827.252 | 660.964 | 732.773 | 53028 | 53028 | 54087 | 54087 | 7605 | 2020
60226 | N | . | Rancho Seco Solar, LLC | Rancho Seco Solar, LLC | 60413 | CA | PACC | WECC |  | 22 | 2 | NAICS-22 Non-Cogen | PV | SUN | SUN |  |  |  | 0 | 0 | 0 | 0 | 0 | 0 | 0 | 0 | 0 | 0 | 0 | 0 | 0 | 0 | 0 | 0 | 0 | 0 | 0 | 0 | 0 | 0 | 0 | 0 | 0 | 0 | 0 | 0 | 0 | 0 | 0 | 0 | 0 | 0 | 0 | 0 | 10387 | 14080 | 13778 | 17364 | 22725 | 22630 | 24721 | 21177 | 16628 | 15369 | 12151 | 9620 | 10387 | 14080 | 13778 | 17364 | 22725 | 22630 | 24721 | 21177 | 16628 | 15369 | 12151 | 9620 | 1185.716 | 1607.295 | 1572.836 | 1982.215 | 2594.223 | 2583.329 | 2822.051 | 2417.41 | 1898.144 | 1754.506 | 1387.066 | 1098.209 | 0 | 0 | 200630 | 200630 | 22903 | 2020
60231 | N | . | Genentech-Oceanside Hybrid | Tesla Inc. | 60947 | CA | PACC | WECC |  | 22 | 2 | NAICS-22 Non-Cogen | BA | MWH | OTH |  |  | megawatthours | 0 | 0 | 0 | 0 | 0 | 0 | 0 | 0 | 0 | 0 | 0 | 0 | 0 | 0 | 0 | 0 | 0 | 0 | 0 | 0 | 0 | 0 | 0 | 0 | 0 | 0 | 0 | 0 | 0 | 0 | 0 | 0 | 0 | 0 | 0 | 0 | 0 | 0 | 0 | 0 | 0 | 0 | 0 | 0 | 0 | 0 | 0 | 0 | 0 | 0 | 0 | 0 | 0 | 0 | 0 | 0 | 0 | 0 | 0 | 0 | 0 | 0 | 0 | 0 | 0 | 0 | 0 | 0 | 0 | 0 | 0 | 0 | 0 | 0 | 0 | 0 | 0 | 2020
60231 | N | . | Genentech-Oceanside Hybrid | Tesla Inc. | 60947 | CA | PACC | WECC |  | 22 | 2 | NAICS-22 Non-Cogen | PV | SUN | SUN |  |  |  | 0 | 0 | 0 | 0 | 0 | 0 | 0 | 0 | 0 | 0 | 0 | 0 | 0 | 0 | 0 | 0 | 0 | 0 | 0 | 0 | 0 | 0 | 0 | 0 | 0 | 0 | 0 | 0 | 0 | 0 | 0 | 0 | 0 | 0 | 0 | 0 | 2997 | 4062 | 3975 | 5010 | 6557 | 6529 | 7133 | 6110 | 4797 | 4434 | 3506 | 2776 | 2997 | 4062 | 3975 | 5010 | 6557 | 6529 | 7133 | 6110 | 4797 | 4434 | 3506 | 2776 | 342.105 | 463.739 | 453.796 | 571.911 | 748.488 | 745.345 | 814.221 | 697.474 | 547.655 | 506.212 | 400.198 | 316.856 | 0 | 0 | 57886 | 57886 | 6608 | 2020
60233 | N | . | RE Garland | Southern Power Co | 17650 | CA | PACC | WECC |  | 22 | 2 | NAICS-22 Non-Cogen | PV | SUN | SUN |  |  |  | 0 | 0 | 0 | 0 | 0 | 0 | 0 | 0 | 0 | 0 | 0 | 0 | 0 | 0 | 0 | 0 | 0 | 0 | 0 | 0 | 0 | 0 | 0 | 0 | 0 | 0 | 0 | 0 | 0 | 0 | 0 | 0 | 0 | 0 | 0 | 0 | 221361 | 300066 | 293632 | 370059 | 484315 | 482281 | 526848 | 451306 | 354364 | 327548 | 258951 | 205024 | 221361 | 300066 | 293632 | 370059 | 484315 | 482281 | 526848 | 451306 | 354364 | 327548 | 258951 | 205024 | 25269.511 | 34254.059 | 33519.671 | 42244.218 | 55287.099 | 55054.92 | 60142.481 | 51518.925 | 40452.524 | 37391.363 | 29560.62 | 23404.609 | 0 | 0 | 4275755 | 4275755 | 488100 | 2020
60237 | N | . | Midway Solar Farm II | Dominion Renewable Energy | 58468 | CA | PACC | WECC |  | 22 | 2 | NAICS-22 Non-Cogen | PV | SUN | SUN |  |  |  | 0 | 0 | 0 | 0 | 0 | 0 | 0 | 0 | 0 | 0 | 0 | 0 | 0 | 0 | 0 | 0 | 0 | 0 | 0 | 0 | 0 | 0 | 0 | 0 | 0 | 0 | 0 | 0 | 0 | 0 | 0 | 0 | 0 | 0 | 0 | 0 | 37064 | 42766 | 48224 | 58578 | 75064 | 69843 | 75117 | 70360 | 59472 | 48040 | 38754 | 29915 | 37064 | 42766 | 48224 | 58578 | 75064 | 69843 | 75117 | 70360 | 59472 | 48040 | 38754 | 29915 | 4231 | 4882 | 5505 | 6687 | 8569 | 7973 | 8575 | 8032 | 6789 | 5484 | 4424 | 3415 | 0 | 0 | 653197 | 653197 | 74566 | 2020
60242 | N | . | Algonquin SKIC 10 Solar, LLC | Algonquin Power Co | 59050 | CA | PACC | WECC |  | 22 | 2 | NAICS-22 Non-Cogen | PV | SUN | SUN |  |  |  | 0 | 0 | 0 | 0 | 0 | 0 | 0 | 0 | 0 | 0 | 0 | 0 | 0 | 0 | 0 | 0 | 0 | 0 | 0 | 0 | 0 | 0 | 0 | 0 | 0 | 0 | 0 | 0 | 0 | 0 | 0 | 0 | 0 | 0 | 0 | 0 | 8205 | 11122 | 10884 | 13717 | 17952 | 17876 | 19528 | 16728 | 13135 | 12141 | 9598 | 7599 | 8205 | 11122 | 10884 | 13717 | 17952 | 17876 | 19528 | 16728 | 13135 | 12141 | 9598 | 7599 | 936.645 | 1269.667 | 1242.446 | 1565.832 | 2049.281 | 2040.675 | 2229.252 | 1909.609 | 1499.42 | 1385.955 | 1095.699 | 867.519 | 0 | 0 | 158485 | 158485 | 18092 | 2020
60249 | Y | . | Silicon Valley Clean Water | Silicon Valley Clean Water | 60038 | CA | PACC | WECC |  | 22 | 3 | NAICS-22 Cogen | BA | MWH | OTH |  |  | megawatthours | . | . | . | . | . | . | . | . | . | . | 0 | 0 | . | . | . | . | . | . | . | . | . | . | 0 | 0 | . | . | . | . | . | . | . | . | . | . | 0 | 0 | . | . | . | . | . | . | . | . | . | . | 0 | 0 | . | . | . | . | . | . | . | . | . | . | 0 | 0 | . | . | . | . | . | . | . | . | . | . | 11.891 | 11.109 | 0 | 0 | 0 | 0 | 23 | 2020
60249 | Y | . | Silicon Valley Clean Water | Silicon Valley Clean Water | 60038 | CA | PACC | WECC |  | 22 | 3 | NAICS-22 Cogen | IC | NG | NG |  |  | mcf | 325 | 289 | 321 | 227 | 213 | 300 | 419 | 521 | 454 | 472 | 377 | 418 | 154 | 137 | 151 | 107 | 101 | 142 | 198 | 247 | 215 | 223 | 179 | 197 | 1.03 | 1.03 | 1.03 | 1.03 | 1.03 | 1.03 | 1.03 | 1.03 | 1.03 | 1.03 | 1.03 | 1.03 | 335 | 298 | 331 | 234 | 219 | 309 | 432 | 537 | 468 | 486 | 388 | 431 | 159 | 141 | 156 | 110 | 104 | 146 | 204 | 254 | 221 | 230 | 184 | 203 | 27.568 | 24.388 | 27.084 | 19.145 | 18.001 | 25.325 | 35.427 | 44.027 | 38.357 | 39.845 | 31.836 | 35.294 | 4336 | 2051 | 4468 | 2112 | 366.297 | 2020
60249 | Y | . | Silicon Valley Clean Water | Silicon Valley Clean Water | 60038 | CA | PACC | WECC |  | 22 | 3 | NAICS-22 Cogen | IC | OBG | ORW |  |  | Mcf | 10472 | 9422 | 9928 | 9291 | 9870 | 9097 | 10217 | 9755 | 9676 | 9312 | 9375 | 8373 | 4951 | 4454 | 4694 | 4393 | 4666 | 4301 | 4830 | 4612 | 4575 | 4402 | 4432 | 3958 | 0.595 | 0.595 | 0.595 | 0.595 | 0.595 | 0.595 | 0.595 | 0.595 | 0.595 | 0.595 | 0.595 | 0.595 | 6231 | 5606 | 5907 | 5528 | 5873 | 5413 | 6079 | 5804 | 5757 | 5541 | 5578 | 4982 | 2946 | 2650 | 2793 | 2614 | 2776 | 2559 | 2874 | 2744 | 2722 | 2619 | 2637 | 2355 | 511.14 | 459.779 | 484.472 | 453.422 | 481.66 | 443.935 | 498.592 | 476.033 | 472.17 | 454.42 | 457.483 | 408.597 | 114788 | 54268 | 68299 | 32289 | 5601.703 | 2020
60255 | N | . | Weymouth Solar Plant | Metropolitan Water District of S CA | 12397 | CA | PACC | WECC |  | 22 | 1 | Electric Utility | PV | SUN | SUN |  |  |  | 0 | 0 | 0 | 0 | 0 | 0 | 0 | 0 | 0 | 0 | 0 | 0 | 0 | 0 | 0 | 0 | 0 | 0 | 0 | 0 | 0 | 0 | 0 | 0 | 0 | 0 | 0 | 0 | 0 | 0 | 0 | 0 | 0 | 0 | 0 | 0 | 2270 | 3077 | 3011 | 3795 | 4966 | 4945 | 5402 | 4628 | 3634 | 3359 | 2655 | 2102 | 2270 | 3077 | 3011 | 3795 | 4966 | 4945 | 5402 | 4628 | 3634 | 3359 | 2655 | 2102 | 259.115 | 351.243 | 343.712 | 433.174 | 566.916 | 564.536 | 616.704 | 528.277 | 414.802 | 383.413 | 303.116 | 239.992 | 0 | 0 | 43844 | 43844 | 5005 | 2020
60275 | N | . | Westside Solar Power PV1 | Westside Assets LLC | 60067 | CA | PACC | WECC |  | 22 | 2 | NAICS-22 Non-Cogen | PV | SUN | SUN |  |  |  | 0 | 0 | 0 | 0 | 0 | 0 | 0 | 0 | 0 | 0 | 0 | 0 | 0 | 0 | 0 | 0 | 0 | 0 | 0 | 0 | 0 | 0 | 0 | 0 | 0 | 0 | 0 | 0 | 0 | 0 | 0 | 0 | 0 | 0 | 0 | 0 | 2149 | 2913 | 2851 | 3593 | 4702 | 4683 | 5115 | 4382 | 3441 | 3180 | 2514 | 1991 | 2149 | 2913 | 2851 | 3593 | 4702 | 4683 | 5115 | 4382 | 3441 | 3180 | 2514 | 1991 | 245.344 | 332.575 | 325.445 | 410.152 | 536.787 | 534.532 | 583.928 | 500.201 | 392.757 | 363.036 | 287.006 | 227.237 | 0 | 0 | 41514 | 41514 | 4739 | 2020
60277 | N | . | Castor Solar | ZGlobal Inc | 60059 | CA | PACC | WECC |  | 22 | 2 | NAICS-22 Non-Cogen | PV | SUN | SUN |  |  |  | 0 | 0 | 0 | 0 | 0 | 0 | 0 | 0 | 0 | 0 | 0 | 0 | 0 | 0 | 0 | 0 | 0 | 0 | 0 | 0 | 0 | 0 | 0 | 0 | 0 | 0 | 0 | 0 | 0 | 0 | 0 | 0 | 0 | 0 | 0 | 0 | 1394 | 1890 | 1849 | 2331 | 3050 | 3037 | 3318 | 2842 | 2232 | 2063 | 1631 | 1291 | 1394 | 1890 | 1849 | 2331 | 3050 | 3037 | 3318 | 2842 | 2232 | 2063 | 1631 | 1291 | 159.143 | 215.728 | 211.103 | 266.049 | 348.192 | 346.73 | 378.771 | 324.461 | 254.766 | 235.487 | 186.17 | 147.4 | 0 | 0 | 26928 | 26928 | 3074 | 2020
60279 | N | . | Antelope Big Sky Ranch | Sustainable Power Group, LLC | 58661 | CA | PACC | WECC |  | 22 | 2 | NAICS-22 Non-Cogen | PV | SUN | SUN |  |  |  | 0 | 0 | 0 | 0 | 0 | 0 | 0 | 0 | 0 | 0 | 0 | 0 | 0 | 0 | 0 | 0 | 0 | 0 | 0 | 0 | 0 | 0 | 0 | 0 | 0 | 0 | 0 | 0 | 0 | 0 | 0 | 0 | 0 | 0 | 0 | 0 | 23630 | 32032 | 31345 | 39503 | 51700 | 51483 | 56240 | 48176 | 37828 | 34965 | 27643 | 21886 | 23630 | 32032 | 31345 | 39503 | 51700 | 51483 | 56240 | 48176 | 37828 | 34965 | 27643 | 21886 | 2697.485 | 3656.573 | 3578.179 | 4509.512 | 5901.821 | 5877.037 | 6420.127 | 5499.574 | 4318.251 | 3991.476 | 3155.555 | 2498.41 | 0 | 0 | 456431 | 456431 | 52104 | 2020
60280 | N | . | Summer Solar LLC | Sustainable Power Group, LLC | 58661 | CA | PACC | WECC |  | 22 | 2 | NAICS-22 Non-Cogen | PV | SUN | SUN |  |  |  | 0 | 0 | 0 | 0 | 0 | 0 | 0 | 0 | 0 | 0 | 0 | 0 | 0 | 0 | 0 | 0 | 0 | 0 | 0 | 0 | 0 | 0 | 0 | 0 | 0 | 0 | 0 | 0 | 0 | 0 | 0 | 0 | 0 | 0 | 0 | 0 | 24618 | 33371 | 32656 | 41155 | 53862 | 53636 | 58592 | 50191 | 39410 | 36428 | 28799 | 22801 | 24618 | 33371 | 32656 | 41155 | 53862 | 53636 | 58592 | 50191 | 39410 | 36428 | 28799 | 22801 | 2810.294 | 3809.492 | 3727.819 | 4698.101 | 6148.637 | 6122.815 | 6688.618 | 5729.567 | 4498.841 | 4158.401 | 3287.521 | 2602.894 | 0 | 0 | 475519 | 475519 | 54283 | 2020
60281 | N | . | Central Antelope Dry Ranch B LLC | Central Antelope Dry Ranch B LLC | 63250 | CA | PACC | WECC |  | 22 | 2 | NAICS-22 Non-Cogen | PV | SUN | SUN |  |  |  | 0 | 0 | 0 | 0 | 0 | 0 | 0 | 0 | 0 | 0 | 0 | 0 | 0 | 0 | 0 | 0 | 0 | 0 | 0 | 0 | 0 | 0 | 0 | 0 | 0 | 0 | 0 | 0 | 0 | 0 | 0 | 0 | 0 | 0 | 0 | 0 | 3579 | 4852 | 4748 | 5983 | 7831 | 7798 | 8519 | 7297 | 5730 | 5296 | 4187 | 3315 | 3579 | 4852 | 4748 | 5983 | 7831 | 7798 | 8519 | 7297 | 5730 | 5296 | 4187 | 3315 | 408.579 | 553.848 | 541.973 | 683.039 | 893.927 | 890.173 | 972.433 | 833 | 654.069 | 604.574 | 477.96 | 378.425 | 0 | 0 | 69135 | 69135 | 7892 | 2020
60310 | N | . | Portal Ridge Solar B, LLC | Portal Ridge Solar, LLC | 60412 | CA | PACC | WECC |  | 22 | 2 | NAICS-22 Non-Cogen | PV | SUN | SUN |  |  |  | 0 | 0 | 0 | 0 | 0 | 0 | 0 | 0 | 0 | 0 | 0 | 0 | 0 | 0 | 0 | 0 | 0 | 0 | 0 | 0 | 0 | 0 | 0 | 0 | 0 | 0 | 0 | 0 | 0 | 0 | 0 | 0 | 0 | 0 | 0 | 0 | 22131 | 30000 | 29357 | 36998 | 48421 | 48217 | 52673 | 45120 | 35428 | 32747 | 25889 | 20498 | 22131 | 30000 | 29357 | 36998 | 48421 | 48217 | 52673 | 45120 | 35428 | 32747 | 25889 | 20498 | 2526.381 | 3424.634 | 3351.212 | 4223.47 | 5527.464 | 5504.251 | 6012.893 | 5150.731 | 4044.341 | 3738.294 | 2955.396 | 2339.933 | 0 | 0 | 427479 | 427479 | 48799 | 2020
60311 | N | . | Portal Ridge Solar C, LLC | Portal Ridge Solar, LLC | 60412 | CA | PACC | WECC |  | 22 | 2 | NAICS-22 Non-Cogen | PV | SUN | SUN |  |  |  | 0 | 0 | 0 | 0 | 0 | 0 | 0 | 0 | 0 | 0 | 0 | 0 | 0 | 0 | 0 | 0 | 0 | 0 | 0 | 0 | 0 | 0 | 0 | 0 | 0 | 0 | 0 | 0 | 0 | 0 | 0 | 0 | 0 | 0 | 0 | 0 | 13074 | 17722 | 17342 | 21856 | 28604 | 28484 | 31117 | 26655 | 20929 | 19346 | 15294 | 12109 | 13074 | 17722 | 17342 | 21856 | 28604 | 28484 | 31117 | 26655 | 20929 | 19346 | 15294 | 12109 | 1492.459 | 2023.102 | 1979.728 | 2495.014 | 3265.348 | 3251.635 | 3552.115 | 3042.794 | 2389.194 | 2208.396 | 1745.9 | 1382.315 | 0 | 0 | 252532 | 252532 | 28828 | 2020
60315 | N | . | Midway Solar Farm III | Greenbacker Renewable Energy Corporation | 60025 | CA | PACC | WECC |  | 22 | 2 | NAICS-22 Non-Cogen | PV | SUN | SUN |  |  |  | 0 | 0 | 0 | 0 | 0 | 0 | 0 | 0 | 0 | 0 | 0 | 0 | 0 | 0 | 0 | 0 | 0 | 0 | 0 | 0 | 0 | 0 | 0 | 0 | 0 | 0 | 0 | 0 | 0 | 0 | 0 | 0 | 0 | 0 | 0 | 0 | 19983 | 27088 | 26507 | 33406 | 43720 | 43537 | 47560 | 40740 | 31989 | 29569 | 23376 | 18508 | 19983 | 27088 | 26507 | 33406 | 43720 | 43537 | 47560 | 40740 | 31989 | 29569 | 23376 | 18508 | 2281.142 | 3092.199 | 3025.904 | 3813.491 | 4990.904 | 4969.944 | 5429.211 | 4650.741 | 3651.75 | 3375.411 | 2668.511 | 2112.792 | 0 | 0 | 385983 | 385983 | 44062 | 2020
60324 | N | . | Willow Spring Solar, LLC | Willow Spring Solar LLC | 61672 | CA | PACC | WECC |  | 22 | 2 | NAICS-22 Non-Cogen | PV | SUN | SUN |  |  |  | 0 | 0 | 0 | 0 | 0 | 0 | 0 | 0 | 0 | 0 | 0 | 0 | 0 | 0 | 0 | 0 | 0 | 0 | 0 | 0 | 0 | 0 | 0 | 0 | 0 | 0 | 0 | 0 | 0 | 0 | 0 | 0 | 0 | 0 | 0 | 0 | 137068 | 164714 | 147063 | 128623 | 210879 | 239700 | 296929 | 237527 | 194901 | 192151 | 145582 | 123481 | 137068 | 164714 | 147063 | 128623 | 210879 | 239700 | 296929 | 237527 | 194901 | 192151 | 145582 | 123481 | 15647 | 18803 | 16788 | 14683 | 24073 | 27363 | 33896 | 27115 | 22249 | 21935 | 16619 | 14096 | 0 | 0 | 2218618 | 2218618 | 253267 | 2020
60336 | N | . | Midway Solar Farm 1 | 83WI 8ME, LLC | 60118 | CA | PACC | WECC |  | 22 | 2 | NAICS-22 Non-Cogen | PV | SUN | SUN |  |  |  | 0 | 0 | 0 | 0 | 0 | 0 | 0 | 0 | 0 | 0 | 0 | 0 | 0 | 0 | 0 | 0 | 0 | 0 | 0 | 0 | 0 | 0 | 0 | 0 | 0 | 0 | 0 | 0 | 0 | 0 | 0 | 0 | 0 | 0 | 0 | 0 | 71876 | 87635 | 103972 | 125426 | 143611 | 134711 | 102842 | 72664 | 42013 | 0 | 0 | 40664 | 71876 | 87635 | 103972 | 125426 | 143611 | 134711 | 102842 | 72664 | 42013 | 0 | 0 | 40664 | 8205 | 10004 | 11869 | 14318 | 16394 | 15378 | 11740 | 8295 | 4796 | 0 | 0 | 4642 | 0 | 0 | 925414 | 925414 | 105641 | 2020
60385 | Y | . | Santa Rita Jail Fuel Cell | SRJFC, LLC | 60182 | CA | PACC | WECC |  | 22 | 3 | NAICS-22 Cogen | FC | NG | NG |  |  | mcf | 6360 | 5626 | 6248 | 4416 | 4152 | 5842 | 8172 | 10156 | 8848 | 9191 | 7344 | 8142 | 6360 | 5626 | 6248 | 4416 | 4152 | 5842 | 8172 | 10156 | 8848 | 9191 | 7344 | 8142 | 1.039 | 1.039 | 1.039 | 1.039 | 1.039 | 1.039 | 1.039 | 1.039 | 1.039 | 1.039 | 1.039 | 1.039 | 6608 | 5845 | 6492 | 4588 | 4314 | 6070 | 8491 | 10552 | 9193 | 9549 | 7630 | 8460 | 6608 | 5845 | 6492 | 4588 | 4314 | 6070 | 8491 | 10552 | 9193 | 9549 | 7630 | 8460 | 698.339 | 617.795 | 686.102 | 484.986 | 455.997 | 641.527 | 897.433 | 1115.296 | 971.656 | 1009.345 | 806.454 | 894.07 | 84497 | 84497 | 87792 | 87792 | 9279 | 2020
60386 | N | . | RE Garland A | Southern Power Co | 17650 | CA | PACC | WECC |  | 22 | 2 | NAICS-22 Non-Cogen | PV | SUN | SUN |  |  |  | 0 | 0 | 0 | 0 | 0 | 0 | 0 | 0 | 0 | 0 | 0 | 0 | 0 | 0 | 0 | 0 | 0 | 0 | 0 | 0 | 0 | 0 | 0 | 0 | 0 | 0 | 0 | 0 | 0 | 0 | 0 | 0 | 0 | 0 | 0 | 0 | 23954 | 32471 | 31775 | 40045 | 52409 | 52189 | 57012 | 48837 | 38347 | 35445 | 28022 | 22186 | 23954 | 32471 | 31775 | 40045 | 52409 | 52189 | 57012 | 48837 | 38347 | 35445 | 28022 | 22186 | 2734.502 | 3706.751 | 3627.28 | 4571.394 | 5982.809 | 5957.685 | 6508.227 | 5575.042 | 4377.508 | 4046.25 | 3198.858 | 2532.694 | 0 | 0 | 462692 | 462692 | 52819 | 2020
60389 | N | . | RE Barren Ridge 1 | RE Barren Ridge 1, LLC | 60191 | CA | PACC | WECC |  | 22 | 2 | NAICS-22 Non-Cogen | PV | SUN | SUN |  |  |  | 0 | 0 | 0 | 0 | 0 | 0 | 0 | 0 | 0 | 0 | 0 | 0 | 0 | 0 | 0 | 0 | 0 | 0 | 0 | 0 | 0 | 0 | 0 | 0 | 0 | 0 | 0 | 0 | 0 | 0 | 0 | 0 | 0 | 0 | 0 | 0 | 76469 | 103657 | 101435 | 127836 | 167305 | 166603 | 181998 | 155903 | 122414 | 113151 | 89454 | 70825 | 76469 | 103657 | 101435 | 127836 | 167305 | 166603 | 181998 | 155903 | 122414 | 113151 | 89454 | 70825 | 8729.293 | 11832.984 | 11579.292 | 14593.166 | 19098.799 | 19018.593 | 20776.079 | 17797.092 | 13974.229 | 12916.759 | 10211.647 | 8085.067 | 0 | 0 | 1477050 | 1477050 | 168613 | 2020
60412 | N | . | Munro Valley Solar | Ecos Energy LLC | 58135 | CA | PACC | WECC |  | 22 | 2 | NAICS-22 Non-Cogen | PV | SUN | SUN |  |  |  | 0 | 0 | 0 | 0 | 0 | 0 | 0 | 0 | 0 | 0 | 0 | 0 | 0 | 0 | 0 | 0 | 0 | 0 | 0 | 0 | 0 | 0 | 0 | 0 | 0 | 0 | 0 | 0 | 0 | 0 | 0 | 0 | 0 | 0 | 0 | 0 | 4732 | 6414 | 6277 | 7911 | 10353 | 10310 | 11262 | 9647 | 7575 | 7002 | 5536 | 4383 | 4732 | 6414 | 6277 | 7911 | 10353 | 10310 | 11262 | 9647 | 7575 | 7002 | 5536 | 4383 | 540.182 | 732.241 | 716.542 | 903.045 | 1181.859 | 1176.896 | 1285.652 | 1101.308 | 864.744 | 799.306 | 631.91 | 500.315 | 0 | 0 | 91402 | 91402 | 10434 | 2020
60426 | N | . | RCWD PV Project | Solar Star California XL, LLC | 60206 | CA | PACC | WECC |  | 22 | 2 | NAICS-22 Non-Cogen | PV | SUN | SUN |  |  |  | 0 | 0 | 0 | 0 | 0 | 0 | 0 | 0 | 0 | 0 | 0 | 0 | 0 | 0 | 0 | 0 | 0 | 0 | 0 | 0 | 0 | 0 | 0 | 0 | 0 | 0 | 0 | 0 | 0 | 0 | 0 | 0 | 0 | 0 | 0 | 0 | 4349 | 5896 | 5769 | 7271 | 9516 | 9476 | 10351 | 8867 | 6962 | 6436 | 5088 | 4028 | 4349 | 5896 | 5769 | 7271 | 9516 | 9476 | 10351 | 8867 | 6962 | 6436 | 5088 | 4028 | 496.484 | 673.01 | 658.582 | 829.998 | 1086.26 | 1081.698 | 1181.656 | 1012.224 | 794.796 | 734.651 | 580.796 | 459.845 | 0 | 0 | 84009 | 84009 | 9590 | 2020
60428 | N | . | CA Dept of Public Health at Richmond | California PV Energy LLC | 58540 | CA | PACC | WECC |  | 22 | 2 | NAICS-22 Non-Cogen | PV | SUN | SUN |  |  |  | 0 | 0 | 0 | 0 | 0 | 0 | 0 | 0 | 0 | 0 | 0 | 0 | 0 | 0 | 0 | 0 | 0 | 0 | 0 | 0 | 0 | 0 | 0 | 0 | 0 | 0 | 0 | 0 | 0 | 0 | 0 | 0 | 0 | 0 | 0 | 0 | 1561 | 2117 | 2071 | 2610 | 3416 | 3402 | 3716 | 3183 | 2500 | 2310 | 1827 | 1446 | 1561 | 2117 | 2071 | 2610 | 3416 | 3402 | 3716 | 3183 | 2500 | 2310 | 1827 | 1446 | 178.249 | 241.624 | 236.444 | 297.986 | 389.989 | 388.351 | 424.238 | 363.408 | 285.347 | 263.754 | 208.517 | 165.093 | 0 | 0 | 30159 | 30159 | 3443 | 2020
60474 | N | . | Bayshore Solar B, LLC | Sustainable Power Group, LLC | 58661 | CA | PACC | WECC |  | 22 | 2 | NAICS-22 Non-Cogen | PV | SUN | SUN |  |  |  | 0 | 0 | 0 | 0 | 0 | 0 | 0 | 0 | 0 | 0 | 0 | 0 | 0 | 0 | 0 | 0 | 0 | 0 | 0 | 0 | 0 | 0 | 0 | 0 | 0 | 0 | 0 | 0 | 0 | 0 | 0 | 0 | 0 | 0 | 0 | 0 | 22513 | 30518 | 29864 | 37637 | 49257 | 49050 | 53583 | 45900 | 36040 | 33313 | 26337 | 20852 | 22513 | 30518 | 29864 | 37637 | 49257 | 49050 | 53583 | 45900 | 36040 | 33313 | 26337 | 20852 | 2570.025 | 3483.794 | 3409.104 | 4296.43 | 5622.951 | 5599.337 | 6116.765 | 5239.71 | 4114.206 | 3802.872 | 3006.45 | 2380.356 | 0 | 0 | 434864 | 434864 | 49642 | 2020
60475 | N | . | Bayshore Solar C, LLC | Sustainable Power Group, LLC | 58661 | CA | PACC | WECC |  | 22 | 2 | NAICS-22 Non-Cogen | PV | SUN | SUN |  |  |  | 0 | 0 | 0 | 0 | 0 | 0 | 0 | 0 | 0 | 0 | 0 | 0 | 0 | 0 | 0 | 0 | 0 | 0 | 0 | 0 | 0 | 0 | 0 | 0 | 0 | 0 | 0 | 0 | 0 | 0 | 0 | 0 | 0 | 0 | 0 | 0 | 22483 | 30477 | 29823 | 37586 | 49191 | 48984 | 53511 | 45838 | 35992 | 33268 | 26301 | 20824 | 22483 | 30477 | 29823 | 37586 | 49191 | 48984 | 53511 | 45838 | 35992 | 33268 | 26301 | 20824 | 2566.555 | 3479.092 | 3404.503 | 4290.631 | 5615.362 | 5591.78 | 6108.51 | 5232.638 | 4108.654 | 3797.74 | 3002.392 | 2377.143 | 0 | 0 | 434278 | 434278 | 49575 | 2020
60481 | N | . | Bayshore Solar A, LLC | Sustainable Power Group, LLC | 58661 | CA | PACC | WECC |  | 22 | 2 | NAICS-22 Non-Cogen | PV | SUN | SUN |  |  |  | 0 | 0 | 0 | 0 | 0 | 0 | 0 | 0 | 0 | 0 | 0 | 0 | 0 | 0 | 0 | 0 | 0 | 0 | 0 | 0 | 0 | 0 | 0 | 0 | 0 | 0 | 0 | 0 | 0 | 0 | 0 | 0 | 0 | 0 | 0 | 0 | 23636 | 32040 | 31353 | 39514 | 51714 | 51497 | 56255 | 48189 | 37838 | 34975 | 27650 | 21892 | 23636 | 32040 | 31353 | 39514 | 51714 | 51497 | 56255 | 48189 | 37838 | 34975 | 27650 | 21892 | 2698.209 | 3657.556 | 3579.14 | 4510.724 | 5903.407 | 5878.616 | 6421.852 | 5501.052 | 4319.411 | 3992.549 | 3156.403 | 2499.081 | 0 | 0 | 456553 | 456553 | 52118 | 2020
60485 | N | . | Longboat Solar, LLC | Longboat Solar, LLC | 60271 | CA | PACC | WECC |  | 22 | 2 | NAICS-22 Non-Cogen | PV | SUN | SUN |  |  |  | 0 | 0 | 0 | 0 | 0 | 0 | 0 | 0 | 0 | 0 | 0 | 0 | 0 | 0 | 0 | 0 | 0 | 0 | 0 | 0 | 0 | 0 | 0 | 0 | 0 | 0 | 0 | 0 | 0 | 0 | 0 | 0 | 0 | 0 | 0 | 0 | 23763 | 32212 | 31521 | 39725 | 51991 | 51772 | 56557 | 48447 | 38041 | 35162 | 27798 | 22009 | 23763 | 32212 | 31521 | 39725 | 51991 | 51772 | 56557 | 48447 | 38041 | 35162 | 27798 | 22009 | 2712.654 | 3677.136 | 3598.3 | 4534.871 | 5935.01 | 5910.085 | 6456.229 | 5530.5 | 4342.534 | 4013.922 | 3173.3 | 2512.459 | 0 | 0 | 458998 | 458998 | 52397 | 2020
60490 | N | . | Redwood 4 Solar Farm | 54 KR 8me LLC | 60277 | CA | PACC | WECC |  | 22 | 2 | NAICS-22 Non-Cogen | PV | SUN | SUN |  |  |  | 0 | 0 | 0 | 0 | 0 | 0 | 0 | 0 | 0 | 0 | 0 | 0 | 0 | 0 | 0 | 0 | 0 | 0 | 0 | 0 | 0 | 0 | 0 | 0 | 0 | 0 | 0 | 0 | 0 | 0 | 0 | 0 | 0 | 0 | 0 | 0 | 22448 | 30430 | 29777 | 37528 | 49114 | 48908 | 53427 | 45767 | 35936 | 33217 | 26260 | 20791 | 22448 | 30430 | 29777 | 37528 | 49114 | 48908 | 53427 | 45767 | 35936 | 33217 | 26260 | 20791 | 2562.569 | 3473.689 | 3399.215 | 4283.967 | 5606.64 | 5583.094 | 6099.022 | 5224.511 | 4102.272 | 3791.841 | 2997.729 | 2373.451 | 0 | 0 | 433603 | 433603 | 49498 | 2020
60491 | N | . | Springbok 3 Solar Farm Hybrid | 64KT 8me LLC | 60278 | CA | PACC | WECC |  | 22 | 2 | NAICS-22 Non-Cogen | BA | MWH | OTH |  |  | megawatthours | 0 | 0 | 0 | 0 | 0 | 0 | 0 | 0 | 22 | 37 | 9 | 11 | 0 | 0 | 0 | 0 | 0 | 0 | 0 | 0 | 22 | 37 | 9 | 11 | 0 | 0 | 0 | 0 | 0 | 0 | 0 | 0 | 0 | 0 | 0 | 0 | 0 | 0 | 0 | 0 | 0 | 0 | 0 | 0 | 0 | 0 | 0 | 0 | 0 | 0 | 0 | 0 | 0 | 0 | 0 | 0 | 0 | 0 | 0 | 0 | 0 | 0 | 0 | 0 | 0 | 0 | 0 | 0 | 16 | -8 | 8 | 9 | 79 | 79 | 0 | 0 | 25 | 2020
60491 | N | . | Springbok 3 Solar Farm Hybrid | 64KT 8me LLC | 60278 | CA | PACC | WECC |  | 22 | 2 | NAICS-22 Non-Cogen | PV | SUN | SUN |  |  |  | 0 | 0 | 0 | 0 | 0 | 0 | 0 | 0 | 0 | 0 | 0 | 0 | 0 | 0 | 0 | 0 | 0 | 0 | 0 | 0 | 0 | 0 | 0 | 0 | 0 | 0 | 0 | 0 | 0 | 0 | 0 | 0 | 0 | 0 | 0 | 0 | 119802 | 154938 | 179817 | 208076 | 247698 | 217169 | 270053 | 205194 | 145188 | 160842 | 116990 | 98787 | 119802 | 154938 | 179817 | 208076 | 247698 | 217169 | 270053 | 205194 | 145188 | 160842 | 116990 | 98787 | 13676 | 17687 | 20527 | 23753 | 28276 | 24791 | 30828 | 23424 | 16574 | 18361 | 13355 | 11277 | 0 | 0 | 2124554 | 2124554 | 242529 | 2020
60509 | N | . | Valley Center | Heelstone Energy Holdings, LLC | 59462 | CA | PACC | WECC |  | 22 | 2 | NAICS-22 Non-Cogen | PV | SUN | SUN |  |  |  | 0 | 0 | 0 | 0 | 0 | 0 | 0 | 0 | 0 | 0 | 0 | 0 | 0 | 0 | 0 | 0 | 0 | 0 | 0 | 0 | 0 | 0 | 0 | 0 | 0 | 0 | 0 | 0 | 0 | 0 | 0 | 0 | 0 | 0 | 0 | 0 | 2645 | 3586 | 3509 | 4422 | 5788 | 5763 | 6296 | 5393 | 4235 | 3914 | 3095 | 2450 | 2645 | 3586 | 3509 | 4422 | 5788 | 5763 | 6296 | 5393 | 4235 | 3914 | 3095 | 2450 | 301.982 | 409.35 | 400.574 | 504.836 | 660.704 | 657.929 | 718.728 | 615.673 | 483.425 | 446.842 | 353.262 | 279.695 | 0 | 0 | 51096 | 51096 | 5833 | 2020
60516 | N | . | Granger | Heelstone Energy Holdings, LLC | 59462 | CA | PACC | WECC |  | 22 | 2 | NAICS-22 Non-Cogen | PV | SUN | SUN |  |  |  | 0 | 0 | 0 | 0 | 0 | 0 | 0 | 0 | 0 | 0 | 0 | 0 | 0 | 0 | 0 | 0 | 0 | 0 | 0 | 0 | 0 | 0 | 0 | 0 | 0 | 0 | 0 | 0 | 0 | 0 | 0 | 0 | 0 | 0 | 0 | 0 | 3290 | 4460 | 4364 | 5500 | 7199 | 7169 | 7831 | 6708 | 5267 | 4869 | 3849 | 3047 | 3290 | 4460 | 4364 | 5500 | 7199 | 7169 | 7831 | 6708 | 5267 | 4869 | 3849 | 3047 | 375.6 | 509.144 | 498.228 | 627.908 | 821.774 | 818.323 | 893.943 | 765.765 | 601.277 | 555.776 | 439.382 | 347.88 | 0 | 0 | 63553 | 63553 | 7255 | 2020
60558 | N | . | Solar Blythe 2 | NRG Solar Blythe II LLC | 60307 | CA | PACC | WECC |  | 22 | 2 | NAICS-22 Non-Cogen | PV | SUN | SUN |  |  |  | 0 | 0 | 0 | 0 | 0 | 0 | 0 | 0 | 0 | 0 | 0 | 0 | 0 | 0 | 0 | 0 | 0 | 0 | 0 | 0 | 0 | 0 | 0 | 0 | 0 | 0 | 0 | 0 | 0 | 0 | 0 | 0 | 0 | 0 | 0 | 0 | 22458 | 30443 | 29790 | 37544 | 49136 | 48930 | 53451 | 45787 | 35952 | 33231 | 26272 | 20801 | 22458 | 30443 | 29790 | 37544 | 49136 | 48930 | 53451 | 45787 | 35952 | 33231 | 26272 | 20801 | 2563.709 | 3475.233 | 3400.725 | 4285.871 | 5609.132 | 5585.576 | 6101.733 | 5226.833 | 4104.095 | 3793.526 | 2999.061 | 2374.506 | 0 | 0 | 433795 | 433795 | 49520 | 2020
60565 | N | . | Borrego Springs Energy Storage | SDGE Batteries | 60336 | CA | PACC | WECC |  | 22 | 1 | Electric Utility | BA | MWH | OTH |  |  | megawatthours | 15 | 13 | 20 | 17 | 17 | 15 | 18 | 18 | 19 | 20 | 20 | 19 | 15 | 13 | 20 | 17 | 17 | 15 | 18 | 18 | 19 | 20 | 20 | 19 | 0 | 0 | 0 | 0 | 0 | 0 | 0 | 0 | 0 | 0 | 0 | 0 | 0 | 0 | 0 | 0 | 0 | 0 | 0 | 0 | 0 | 0 | 0 | 0 | 0 | 0 | 0 | 0 | 0 | 0 | 0 | 0 | 0 | 0 | 0 | 0 | -2.111 | -1.63 | -2.501 | -2.218 | -2.149 | -1.909 | -2.256 | -2.249 | -2.431 | -2.596 | -2.559 | -2.391 | 211 | 211 | 0 | 0 | -27 | 2020
60566 | N | . | Pala Energy Storage Yard | SDGE Batteries | 60336 | CA | PACC | WECC |  | 22 | 1 | Electric Utility | BA | MWH | OTH |  |  | megawatthours | 0 | 0 | 0 | 0 | 0 | 0 | 0 | 0 | 0 | 0 | 0 | 0 | 0 | 0 | 0 | 0 | 0 | 0 | 0 | 0 | 0 | 0 | 0 | 0 | 0 | 0 | 0 | 0 | 0 | 0 | 0 | 0 | 0 | 0 | 0 | 0 | 0 | 0 | 0 | 0 | 0 | 0 | 0 | 0 | 0 | 0 | 0 | 0 | 0 | 0 | 0 | 0 | 0 | 0 | 0 | 0 | 0 | 0 | 0 | 0 | 0 | 0 | 0 | 0 | 0 | 0 | 0 | 0 | 0 | 0 | 0 | 0 | 0 | 0 | 0 | 0 | 0 | 2020
60567 | N | . | Ortega Highway Energy Storage | SDGE Batteries | 60336 | CA | PACC | WECC |  | 22 | 1 | Electric Utility | BA | MWH | OTH |  |  | megawatthours | 0 | 0 | 0 | 0 | 0 | 0 | 0 | 0 | 0 | 0 | 0 | 0 | 0 | 0 | 0 | 0 | 0 | 0 | 0 | 0 | 0 | 0 | 0 | 0 | 0 | 0 | 0 | 0 | 0 | 0 | 0 | 0 | 0 | 0 | 0 | 0 | 0 | 0 | 0 | 0 | 0 | 0 | 0 | 0 | 0 | 0 | 0 | 0 | 0 | 0 | 0 | 0 | 0 | 0 | 0 | 0 | 0 | 0 | 0 | 0 | 0 | 0 | 0 | 0 | 0 | 0 | 0 | 0 | 0 | 0 | 0 | 0 | 0 | 0 | 0 | 0 | 0 | 2020
60568 | N | . | Canyon Crest Academy | SDGE Batteries | 60336 | CA | PACC | WECC |  | 22 | 1 | Electric Utility | BA | MWH | OTH |  |  | megawatthours | 19 | 15 | 23 | 20 | 20 | 17 | 21 | 21 | 22 | 24 | 23 | 22 | 19 | 15 | 23 | 20 | 20 | 17 | 21 | 21 | 22 | 24 | 23 | 22 | 0 | 0 | 0 | 0 | 0 | 0 | 0 | 0 | 0 | 0 | 0 | 0 | 0 | 0 | 0 | 0 | 0 | 0 | 0 | 0 | 0 | 0 | 0 | 0 | 0 | 0 | 0 | 0 | 0 | 0 | 0 | 0 | 0 | 0 | 0 | 0 | -2.188 | -1.691 | -2.594 | -2.3 | -2.229 | -1.979 | -2.34 | -2.332 | -2.521 | -2.693 | -2.654 | -2.479 | 247 | 247 | 0 | 0 | -28 | 2020
60569 | N | . | El Cajon Energy Storage | San Diego Gas & Electric Co | 16609 | CA | PACC | WECC |  | 22 | 1 | Electric Utility | BA | MWH | OTH |  |  | megawatthours | 127 | 421 | 522 | 317 | 396 | 442 | 378 | 434 | 531 | 453 | 568 | 592 | 127 | 421 | 522 | 317 | 396 | 442 | 378 | 434 | 531 | 453 | 568 | 592 | 0 | 0 | 0 | 0 | 0 | 0 | 0 | 0 | 0 | 0 | 0 | 0 | 0 | 0 | 0 | 0 | 0 | 0 | 0 | 0 | 0 | 0 | 0 | 0 | 0 | 0 | 0 | 0 | 0 | 0 | 0 | 0 | 0 | 0 | 0 | 0 | -22 | -56 | -69 | -26 | -55 | -64 | -59 | -58 | -83 | -41 | -75 | -90 | 5181 | 5181 | 0 | 0 | -698 | 2020
60570 | N | . | Escondido Energy Storage | San Diego Gas & Electric Co | 16609 | CA | PACC | WECC |  | 22 | 1 | Electric Utility | BA | MWH | OTH |  |  | megawatthours | 1230 | 3130 | 3156 | 2601 | 2689 | 2452 | 1772 | 2134 | 2998 | 2820 | 3052 | 2961 | 1230 | 3130 | 3156 | 2601 | 2689 | 2452 | 1772 | 2134 | 2998 | 2820 | 3052 | 2961 | 0 | 0 | 0 | 0 | 0 | 0 | 0 | 0 | 0 | 0 | 0 | 0 | 0 | 0 | 0 | 0 | 0 | 0 | 0 | 0 | 0 | 0 | 0 | 0 | 0 | 0 | 0 | 0 | 0 | 0 | 0 | 0 | 0 | 0 | 0 | 0 | -108 | -424 | -272 | -383 | -294 | -302 | -289 | -204 | -425 | -278 | -336 | -412 | 30995 | 30995 | 0 | 0 | -3727 | 2020
60571 | N | . | North City - Landfill Gas Engine North | City of San Diego | 16764 | CA | PACC | WECC |  | 22132 | 4 | Commercial NAICS Non-Cogen | IC | LFG | MLG |  |  | mcf | 13462 | 12109 | 12760 | 11942 | 12686 | 11692 | 13131 | 12537 | 12436 | 11968 | 12049 | 10761 | 13462 | 12109 | 12760 | 11942 | 12686 | 11692 | 13131 | 12537 | 12436 | 11968 | 12049 | 10761 | 0.53 | 0.53 | 0.53 | 0.53 | 0.53 | 0.53 | 0.53 | 0.53 | 0.53 | 0.53 | 0.53 | 0.53 | 7135 | 6418 | 6763 | 6329 | 6724 | 6197 | 6959 | 6645 | 6591 | 6343 | 6386 | 5703 | 7135 | 6418 | 6763 | 6329 | 6724 | 6197 | 6959 | 6645 | 6591 | 6343 | 6386 | 5703 | 576.135 | 518.243 | 546.076 | 511.077 | 542.907 | 500.385 | 561.991 | 536.564 | 532.21 | 512.203 | 515.655 | 460.554 | 147533 | 147533 | 78193 | 78193 | 6314 | 2020
60590 | N | . | Golden Fields Solar I, LLC | Golden Fields Solar I, LLC | 60352 | CA | PACC | WECC |  | 22 | 2 | NAICS-22 Non-Cogen | PV | SUN | SUN |  |  |  | 0 | 0 | 0 | 0 | 0 | 0 | 0 | 0 | 0 | 0 | 0 | 0 | 0 | 0 | 0 | 0 | 0 | 0 | 0 | 0 | 0 | 0 | 0 | 0 | 0 | 0 | 0 | 0 | 0 | 0 | 0 | 0 | 0 | 0 | 0 | 0 | 75616 | 92891 | 101669 | 121028 | 125189 | 115895 | 114642 | 95589 | 76790 | 70448 | 57220 | 47006 | 75616 | 92891 | 101669 | 121028 | 125189 | 115895 | 114642 | 95589 | 76790 | 70448 | 57220 | 47006 | 8632 | 10604 | 11606 | 13816 | 14291 | 13230 | 13087 | 10912 | 8766 | 8042 | 6532 | 5366 | 0 | 0 | 1093983 | 1093983 | 124884 | 2020
60591 | N | . | Solar Star California, XLI, LLC | Solar Star California, XLI, LLC | 60353 | CA | PACC | WECC |  | 22 | 2 | NAICS-22 Non-Cogen | PV | SUN | SUN |  |  |  | 0 | 0 | 0 | 0 | 0 | 0 | 0 | 0 | 0 | 0 | 0 | 0 | 0 | 0 | 0 | 0 | 0 | 0 | 0 | 0 | 0 | 0 | 0 | 0 | 0 | 0 | 0 | 0 | 0 | 0 | 0 | 0 | 0 | 0 | 0 | 0 | 80347 | 96780 | 101642 | 124804 | 132749 | 109824 | 96386 | 81372 | 64824 | 60628 | 49617 | 39236 | 80347 | 96780 | 101642 | 124804 | 132749 | 109824 | 96386 | 81372 | 64824 | 60628 | 49617 | 39236 | 9172 | 11048 | 11603 | 14247 | 15154 | 12537 | 11003 | 9289 | 7400 | 6921 | 5664 | 4479 | 0 | 0 | 1038209 | 1038209 | 118517 | 2020
60594 | N | . | Voyager Wind I | Terra-Gen Operating Co-Wind | 2770 | CA | PACC | WECC |  | 22 | 2 | NAICS-22 Non-Cogen | WT | WND | WND |  |  |  | 0 | 0 | 0 | 0 | 0 | 0 | 0 | 0 | 0 | 0 | 0 | 0 | 0 | 0 | 0 | 0 | 0 | 0 | 0 | 0 | 0 | 0 | 0 | 0 | 0 | 0 | 0 | 0 | 0 | 0 | 0 | 0 | 0 | 0 | 0 | 0 | 182103 | 182602 | 232683 | 410371 | 428478 | 397248 | 350794 | 353939 | 213078 | 227278 | 161421 | 165135 | 182103 | 182602 | 232683 | 410371 | 428478 | 397248 | 350794 | 353939 | 213078 | 227278 | 161421 | 165135 | 20788 | 20845 | 26562 | 46846 | 48913 | 45348 | 40045 | 40404 | 24324 | 25945 | 18427 | 18851 | 0 | 0 | 3305130 | 3305130 | 377298 | 2020
60661 | N | . | Mira Loma Energy Storage Facility | Southern California Edison Co | 17609 | CA | PACC | WECC |  | 22 | 1 | Electric Utility | BA | MWH | OTH |  |  | megawatthours | 0 | 0 | 0 | 0 | 0 | 0 | 0 | 0 | 0 | 0 | 0 | 0 | 0 | 0 | 0 | 0 | 0 | 0 | 0 | 0 | 0 | 0 | 0 | 0 | 0 | 0 | 0 | 0 | 0 | 0 | 0 | 0 | 0 | 0 | 0 | 0 | 0 | 0 | 0 | 0 | 0 | 0 | 0 | 0 | 0 | 0 | 0 | 0 | 0 | 0 | 0 | 0 | 0 | 0 | 0 | 0 | 0 | 0 | 0 | 0 | 0 | 0 | 0 | 0 | 0 | 0 | 0 | 0 | 0 | 0 | 0 | 0 | 0 | 0 | 0 | 0 | 0 | 2020
60678 | N | . | San Joaquin Solar | GASNA 6P, LLC | 60399 | CA | PACC | WECC |  | 22 | 2 | NAICS-22 Non-Cogen | PV | SUN | SUN |  |  |  | 0 | 0 | 0 | 0 | 0 | 0 | 0 | 0 | 0 | 0 | 0 | 0 | 0 | 0 | 0 | 0 | 0 | 0 | 0 | 0 | 0 | 0 | 0 | 0 | 0 | 0 | 0 | 0 | 0 | 0 | 0 | 0 | 0 | 0 | 0 | 0 | 18623 | 25244 | 24703 | 31132 | 40745 | 40573 | 44323 | 37968 | 29812 | 27556 | 21785 | 17248 | 18623 | 25244 | 24703 | 31132 | 40745 | 40573 | 44323 | 37968 | 29812 | 27556 | 21785 | 17248 | 2125.881 | 2881.734 | 2819.951 | 3553.932 | 4651.207 | 4631.674 | 5059.682 | 4334.197 | 3403.2 | 3145.67 | 2486.883 | 1968.989 | 0 | 0 | 359712 | 359712 | 41063 | 2020
60698 | N | . | Stanton Energy Reliability Center Hybrid | Wellhead Services, Inc | 20323 | CA | PACC | WECC |  | 22 | 2 | NAICS-22 Non-Cogen | BA | MWH | OTH |  |  | megawatthours | . | . | . | . | . | . | . | 30 | 34 | 15 | 5 | 7 | . | . | . | . | . | . | . | 30 | 34 | 15 | 5 | 7 | . | . | . | . | . | . | . | 0 | 0 | 0 | 0 | 0 | . | . | . | . | . | . | . | 0 | 0 | 0 | 0 | 0 | . | . | . | . | . | . | . | 0 | 0 | 0 | 0 | 0 | . | . | . | . | . | . | . | 5 | -2 | -3 | 0 | -4 | 91 | 91 | 0 | 0 | -4 | 2020
60698 | N | . | Stanton Energy Reliability Center Hybrid | Wellhead Services, Inc | 20323 | CA | PACC | WECC |  | 22 | 2 | NAICS-22 Non-Cogen | GT | NG | NG |  |  | mcf | . | . | . | . | . | . | . | 70531 | 53459 | 62843 | 26585 | 12015 | . | . | . | . | . | . | . | 70531 | 53459 | 62843 | 26585 | 12015 | . | . | . | . | . | . | . | 1.029 | 1.034 | 1.032 | 1.023 | 1.029 | . | . | . | . | . | . | . | 72576 | 55277 | 64854 | 27196 | 12363 | . | . | . | . | . | . | . | 72576 | 55277 | 64854 | 27196 | 12363 | . | . | . | . | . | . | . | 6511 | 5012 | 5746 | 2408 | 1164 | 225433 | 225433 | 232266 | 232266 | 20841 | 2020
60699 | N | . | DESI-1 Battery Energy Storage Facility | Southern California Edison Co | 17609 | CA | PACC | WECC |  | 22 | 1 | Electric Utility | BA | MWH | OTH |  |  | megawatthours | 0 | 0 | 0 | 0 | 0 | 0 | 0 | 0 | 0 | 0 | 0 | 0 | 0 | 0 | 0 | 0 | 0 | 0 | 0 | 0 | 0 | 0 | 0 | 0 | 0 | 0 | 0 | 0 | 0 | 0 | 0 | 0 | 0 | 0 | 0 | 0 | 0 | 0 | 0 | 0 | 0 | 0 | 0 | 0 | 0 | 0 | 0 | 0 | 0 | 0 | 0 | 0 | 0 | 0 | 0 | 0 | 0 | 0 | 0 | 0 | 0 | 0 | 0 | 0 | 0 | 0 | 0 | 0 | 0 | 0 | 0 | 0 | 0 | 0 | 0 | 0 | 0 | 2020
60744 | N | . | SEPV Imperial Dixieland West | AES Distributed Energy | 61012 | CA | PACC | WECC |  | 22 | 2 | NAICS-22 Non-Cogen | PV | SUN | SUN |  |  |  | 0 | 0 | 0 | 0 | 0 | 0 | 0 | 0 | 0 | 0 | 0 | 0 | 0 | 0 | 0 | 0 | 0 | 0 | 0 | 0 | 0 | 0 | 0 | 0 | 0 | 0 | 0 | 0 | 0 | 0 | 0 | 0 | 0 | 0 | 0 | 0 | 4102 | 5561 | 5442 | 6858 | 8976 | 8938 | 9764 | 8364 | 6567 | 6070 | 4799 | 3800 | 4102 | 5561 | 5442 | 6858 | 8976 | 8938 | 9764 | 8364 | 6567 | 6070 | 4799 | 3800 | 468.321 | 634.833 | 621.223 | 782.916 | 1024.641 | 1020.338 | 1114.626 | 954.805 | 749.71 | 692.977 | 547.85 | 433.76 | 0 | 0 | 79241 | 79241 | 9046 | 2020
60745 | N | . | SEPV Imperial Dixieland East | AES Distributed Energy | 61012 | CA | PACC | WECC |  | 22 | 2 | NAICS-22 Non-Cogen | PV | SUN | SUN |  |  |  | 0 | 0 | 0 | 0 | 0 | 0 | 0 | 0 | 0 | 0 | 0 | 0 | 0 | 0 | 0 | 0 | 0 | 0 | 0 | 0 | 0 | 0 | 0 | 0 | 0 | 0 | 0 | 0 | 0 | 0 | 0 | 0 | 0 | 0 | 0 | 0 | 2561 | 3472 | 3398 | 4282 | 5604 | 5581 | 6096 | 5222 | 4100 | 3790 | 2996 | 2372 | 2561 | 3472 | 3398 | 4282 | 5604 | 5581 | 6096 | 5222 | 4100 | 3790 | 2996 | 2372 | 292.405 | 396.367 | 387.869 | 488.825 | 639.749 | 637.062 | 695.933 | 596.146 | 468.092 | 432.67 | 342.058 | 270.824 | 0 | 0 | 49474 | 49474 | 5648 | 2020
60777 | N | . | American Kings Solar, LLC | Goldman Sachs Renewable Power Group | 61944 | CA | PACC | WECC |  | 22 | 2 | NAICS-22 Non-Cogen | PV | SUN | SUN |  |  |  | . | . | . | . | . | . | . | . | . | . | . | 0 | . | . | . | . | . | . | . | . | . | . | . | 0 | . | . | . | . | . | . | . | . | . | . | . | 0 | . | . | . | . | . | . | . | . | . | . | . | 125207 | . | . | . | . | . | . | . | . | . | . | . | 125207 | . | . | . | . | . | . | . | . | . | . | . | 14293 | 0 | 0 | 125207 | 125207 | 14293 | 2020
60790 | N | . | PVN Milliken, LLC | PVN Milliken, LLC | 60455 | CA | PACC | WECC |  | 22 | 2 | NAICS-22 Non-Cogen | PV | SUN | SUN |  |  |  | 0 | 0 | 0 | 0 | 0 | 0 | 0 | 0 | 0 | 0 | 0 | 0 | 0 | 0 | 0 | 0 | 0 | 0 | 0 | 0 | 0 | 0 | 0 | 0 | 0 | 0 | 0 | 0 | 0 | 0 | 0 | 0 | 0 | 0 | 0 | 0 | 2078 | 2817 | 2756 | 3474 | 4546 | 4527 | 4946 | 4237 | 3327 | 3075 | 2431 | 1925 | 2078 | 2817 | 2756 | 3474 | 4546 | 4527 | 4946 | 4237 | 3327 | 3075 | 2431 | 1925 | 237.216 | 321.557 | 314.663 | 396.564 | 519.003 | 516.824 | 564.583 | 483.63 | 379.745 | 351.008 | 277.498 | 219.709 | 0 | 0 | 40139 | 40139 | 4582 | 2020
60791 | N | . | SunAnza | Arizona Electric Pwr Coop Inc | 796 | CA | PACC | WECC |  | 22 | 1 | Electric Utility | PV | SUN | SUN |  |  |  | 0 | 0 | 0 | 0 | 0 | 0 | 0 | 0 | 0 | 0 | 0 | 0 | 0 | 0 | 0 | 0 | 0 | 0 | 0 | 0 | 0 | 0 | 0 | 0 | 0 | 0 | 0 | 0 | 0 | 0 | 0 | 0 | 0 | 0 | 0 | 0 | 2288 | 3102 | 3036 | 3826 | 5007 | 4986 | 5447 | 4666 | 3663 | 3386 | 2677 | 2120 | 2288 | 3102 | 3036 | 3826 | 5007 | 4986 | 5447 | 4666 | 3663 | 3386 | 2677 | 2120 | 261.236 | 354.12 | 346.528 | 436.723 | 571.561 | 569.16 | 621.756 | 532.605 | 418.2 | 386.554 | 305.599 | 241.958 | 0 | 0 | 44204 | 44204 | 5046 | 2020
60813 | N | . | Cloverdale Solar Center | Adapture Renewables, Inc. | 60496 | CA | PACC | WECC |  | 22 | 2 | NAICS-22 Non-Cogen | PV | SUN | SUN |  |  |  | 0 | 0 | 0 | 0 | 0 | 0 | 0 | 0 | 0 | 0 | 0 | 0 | 0 | 0 | 0 | 0 | 0 | 0 | 0 | 0 | 0 | 0 | 0 | 0 | 0 | 0 | 0 | 0 | 0 | 0 | 0 | 0 | 0 | 0 | 0 | 0 | 1061 | 1438 | 1407 | 1773 | 2321 | 2311 | 2525 | 2163 | 1698 | 1570 | 1241 | 982 | 1061 | 1438 | 1407 | 1773 | 2321 | 2311 | 2525 | 2163 | 1698 | 1570 | 1241 | 982 | 121.093 | 164.147 | 160.628 | 202.436 | 264.939 | 263.826 | 288.206 | 246.881 | 193.851 | 179.181 | 141.656 | 112.156 | 0 | 0 | 20490 | 20490 | 2339 | 2020
60824 | N | . | Valley Sanitary District WTP Solar | Tesla Inc. | 60947 | CA | PACC | WECC |  | 22 | 2 | NAICS-22 Non-Cogen | PV | SUN | SUN |  |  |  | 0 | 0 | 0 | 0 | 0 | 0 | 0 | 0 | 0 | 0 | 0 | 0 | 0 | 0 | 0 | 0 | 0 | 0 | 0 | 0 | 0 | 0 | 0 | 0 | 0 | 0 | 0 | 0 | 0 | 0 | 0 | 0 | 0 | 0 | 0 | 0 | 712 | 965 | 944 | 1190 | 1558 | 1551 | 1695 | 1452 | 1140 | 1054 | 833 | 659 | 712 | 965 | 944 | 1190 | 1558 | 1551 | 1695 | 1452 | 1140 | 1054 | 833 | 659 | 81.281 | 110.18 | 107.818 | 135.881 | 177.834 | 177.087 | 193.452 | 165.713 | 130.118 | 120.271 | 95.083 | 75.282 | 0 | 0 | 13753 | 13753 | 1570 | 2020
60825 | N | . | Colgreen North Shore Solar Farm | Sunpin Holdings, LLC | 60495 | CA | PACC | WECC |  | 22 | 2 | NAICS-22 Non-Cogen | PV | SUN | SUN |  |  |  | 0 | 0 | 0 | 0 | 0 | 0 | 0 | 0 | 0 | 0 | 0 | 0 | 0 | 0 | 0 | 0 | 0 | 0 | 0 | 0 | 0 | 0 | 0 | 0 | 0 | 0 | 0 | 0 | 0 | 0 | 0 | 0 | 0 | 0 | 0 | 0 | 51176 | 102580 | 133581 | 142876 | 197748 | 137427 | 197626 | 173089 | 144593 | 121764 | 101572 | 79961 | 51176 | 102580 | 133581 | 142876 | 197748 | 137427 | 197626 | 173089 | 144593 | 121764 | 101572 | 79961 | 5842 | 11710 | 15249 | 16310 | 22574 | 15688 | 22560 | 19759 | 16506 | 13900 | 11595 | 9128 | 0 | 0 | 1583993 | 1583993 | 180821 | 2020
60844 | N | . | Genentech Vacaville Meter #1 | Tesla Inc. | 60947 | CA | PACC | WECC |  | 22 | 2 | NAICS-22 Non-Cogen | PV | SUN | SUN |  |  |  | 0 | 0 | 0 | 0 | 0 | 0 | 0 | 0 | 0 | 0 | 0 | 0 | 0 | 0 | 0 | 0 | 0 | 0 | 0 | 0 | 0 | 0 | 0 | 0 | 0 | 0 | 0 | 0 | 0 | 0 | 0 | 0 | 0 | 0 | 0 | 0 | 3632 | 4924 | 4818 | 6072 | 7947 | 7914 | 8645 | 7405 | 5815 | 5375 | 4249 | 3364 | 3632 | 4924 | 4818 | 6072 | 7947 | 7914 | 8645 | 7405 | 5815 | 5375 | 4249 | 3364 | 414.636 | 562.059 | 550.008 | 693.165 | 907.18 | 903.37 | 986.849 | 845.349 | 663.766 | 613.537 | 485.046 | 384.035 | 0 | 0 | 70160 | 70160 | 8009 | 2020
60846 | N | . | US GSA - Sacramento | Tesla Inc. | 60947 | CA | PACC | WECC |  | 22 | 2 | NAICS-22 Non-Cogen | PV | SUN | SUN |  |  |  | 0 | 0 | 0 | 0 | 0 | 0 | 0 | 0 | 0 | 0 | 0 | 0 | 0 | 0 | 0 | 0 | 0 | 0 | 0 | 0 | 0 | 0 | 0 | 0 | 0 | 0 | 0 | 0 | 0 | 0 | 0 | 0 | 0 | 0 | 0 | 0 | 986 | 1336 | 1308 | 1648 | 2157 | 2148 | 2347 | 2010 | 1578 | 1459 | 1153 | 913 | 986 | 1336 | 1308 | 1648 | 2157 | 2148 | 2347 | 2010 | 1578 | 1459 | 1153 | 913 | 112.55 | 152.568 | 149.297 | 188.156 | 246.249 | 245.215 | 267.875 | 229.466 | 180.176 | 166.541 | 131.663 | 104.244 | 0 | 0 | 19043 | 19043 | 2174 | 2020
60861 | N | . | Dept of General Services -FTB | California PV Energy 2, LLC | 60518 | CA | PACC | WECC |  | 22 | 2 | NAICS-22 Non-Cogen | PV | SUN | SUN |  |  |  | 0 | 0 | 0 | 0 | 0 | 0 | 0 | 0 | 0 | 0 | 0 | 0 | 0 | 0 | 0 | 0 | 0 | 0 | 0 | 0 | 0 | 0 | 0 | 0 | 0 | 0 | 0 | 0 | 0 | 0 | 0 | 0 | 0 | 0 | 0 | 0 | 2323 | 3149 | 3081 | 3883 | 5082 | 5061 | 5529 | 4736 | 3719 | 3437 | 2717 | 2151 | 2323 | 3149 | 3081 | 3883 | 5082 | 5061 | 5529 | 4736 | 3719 | 3437 | 2717 | 2151 | 265.171 | 359.454 | 351.747 | 443.3 | 580.169 | 577.733 | 631.12 | 540.627 | 424.499 | 392.376 | 310.202 | 245.602 | 0 | 0 | 44868 | 44868 | 5122 | 2020
60869 | N | . | Solar Star California, XLIV, LLC | Solar Star California, XLIV, LLC | 60525 | CA | PACC | WECC |  | 22 | 2 | NAICS-22 Non-Cogen | PV | SUN | SUN |  |  |  | 0 | 0 | 0 | 0 | 0 | 0 | 0 | 0 | 0 | 0 | 0 | 0 | 0 | 0 | 0 | 0 | 0 | 0 | 0 | 0 | 0 | 0 | 0 | 0 | 0 | 0 | 0 | 0 | 0 | 0 | 0 | 0 | 0 | 0 | 0 | 0 | 8779 | 11900 | 11645 | 14676 | 19207 | 19126 | 20894 | 17898 | 14053 | 12990 | 10269 | 8131 | 8779 | 11900 | 11645 | 14676 | 19207 | 19126 | 20894 | 17898 | 14053 | 12990 | 10269 | 8131 | 1002.135 | 1358.443 | 1329.318 | 1675.315 | 2192.568 | 2183.36 | 2385.122 | 2043.13 | 1604.26 | 1482.861 | 1172.311 | 928.177 | 0 | 0 | 169568 | 169568 | 19357 | 2020
60914 | N | . | Westmont 300B | Westmont Solar, LLC | 60991 | CA | PACC | WECC |  | 22 | 2 | NAICS-22 Non-Cogen | PV | SUN | SUN |  |  |  | 0 | 0 | 0 | 0 | 0 | 0 | 0 | 0 | 0 | 0 | 0 | 0 | 0 | 0 | 0 | 0 | 0 | 0 | 0 | 0 | 0 | 0 | 0 | 0 | 0 | 0 | 0 | 0 | 0 | 0 | 0 | 0 | 0 | 0 | 0 | 0 | 2596 | 3519 | 3443 | 4340 | 5680 | 5656 | 6178 | 5293 | 4156 | 3841 | 3037 | 2404 | 2596 | 3519 | 3443 | 4340 | 5680 | 5656 | 6178 | 5293 | 4156 | 3841 | 3037 | 2404 | 296.339 | 401.701 | 393.089 | 495.402 | 648.358 | 645.635 | 705.297 | 604.168 | 474.391 | 438.492 | 346.66 | 274.468 | 0 | 0 | 50143 | 50143 | 5724 | 2020
60918 | N | . | Verwey-Hanford Dairy Digester #1 | AlsoEnergy | 60572 | CA | PACC | WECC |  | 22 | 2 | NAICS-22 Non-Cogen | IC | OBG | ORW |  |  | Mcf | 1475 | 1326 | 1398 | 1308 | 1390 | 1281 | 1438 | 1373 | 1362 | 1311 | 1320 | 1179 | 1475 | 1326 | 1398 | 1308 | 1390 | 1281 | 1438 | 1373 | 1362 | 1311 | 1320 | 1179 | 0.58 | 0.58 | 0.58 | 0.58 | 0.58 | 0.58 | 0.58 | 0.58 | 0.58 | 0.58 | 0.58 | 0.58 | 856 | 769 | 811 | 759 | 806 | 743 | 834 | 796 | 790 | 760 | 766 | 684 | 856 | 769 | 811 | 759 | 806 | 743 | 834 | 796 | 790 | 760 | 766 | 684 | 70.258 | 63.2 | 66.595 | 62.327 | 66.208 | 61.023 | 68.536 | 65.435 | 64.904 | 62.464 | 62.885 | 56.165 | 16161 | 16161 | 9374 | 9374 | 770 | 2020
60947 | N | . | Jacumba Solar Farm | AEP Renewables | 60639 | CA | PACC | WECC |  | 22 | 2 | NAICS-22 Non-Cogen | PV | SUN | SUN |  |  |  | 0 | 0 | 0 | 0 | 0 | 0 | 0 | 0 | 0 | 0 | 0 | 0 | 0 | 0 | 0 | 0 | 0 | 0 | 0 | 0 | 0 | 0 | 0 | 0 | 0 | 0 | 0 | 0 | 0 | 0 | 0 | 0 | 0 | 0 | 0 | 0 | 17577 | 23826 | 23316 | 29384 | 38456 | 38295 | 41834 | 35835 | 28138 | 26009 | 20562 | 16280 | 17577 | 23826 | 23316 | 29384 | 38456 | 38295 | 41834 | 35835 | 28138 | 26009 | 20562 | 16280 | 2006.495 | 2719.903 | 2661.59 | 3354.352 | 4390.006 | 4371.57 | 4775.542 | 4090.799 | 3212.085 | 2969.017 | 2347.226 | 1858.415 | 0 | 0 | 339512 | 339512 | 38757 | 2020
60953 | N | . | Owens Valley Solar Project 11 | Los Angeles Department of Water & Power | 11208 | CA | PACC | WECC |  | 22 | 2 | NAICS-22 Non-Cogen | PV | SUN | SUN |  |  |  | 0 | 0 | 0 | 0 | 0 | 0 | 0 | 0 | 0 | 0 | 0 | 0 | 0 | 0 | 0 | 0 | 0 | 0 | 0 | 0 | 0 | 0 | 0 | 0 | 0 | 0 | 0 | 0 | 0 | 0 | 0 | 0 | 0 | 0 | 0 | 0 | 1380 | 1871 | 1831 | 2307 | 3019 | 3007 | 3285 | 2814 | 2209 | 2042 | 1614 | 1278 | 1380 | 1871 | 1831 | 2307 | 3019 | 3007 | 3285 | 2814 | 2209 | 2042 | 1614 | 1278 | 157.541 | 213.553 | 208.974 | 263.366 | 344.681 | 343.233 | 374.951 | 321.188 | 252.196 | 233.112 | 184.292 | 145.913 | 0 | 0 | 26657 | 26657 | 3043 | 2020
60960 | N | . | Hyperion Treatment Plant CHP Plant | Constellation New Energy Inc. | 60396 | CA | PACC | WECC |  | 22 | 2 | NAICS-22 Non-Cogen | GT | NG | NG |  |  | mcf | 23493 | 17983 | 22808 | 24269 | 17426 | 14532 | 21728 | 40717 | 40358 | 38716 | 39689 | 40539 | 23493 | 17983 | 22808 | 24269 | 17426 | 14532 | 21728 | 40717 | 40358 | 38716 | 39689 | 40539 | 1.03 | 1.03 | 1.03 | 1.03 | 1.03 | 1.03 | 1.03 | 1.03 | 1.03 | 1.03 | 1.03 | 1.03 | 24198 | 18522 | 23492 | 24997 | 17949 | 14968 | 22380 | 41939 | 41569 | 39877 | 40880 | 41755 | 24198 | 18522 | 23492 | 24997 | 17949 | 14968 | 22380 | 41939 | 41569 | 39877 | 40880 | 41755 | 2281.16 | 1777.892 | 2280.583 | 2519.164 | 2229.748 | 1913.586 | 2807.667 | 3867.95 | 3768.712 | 3646.482 | 3645.419 | 3612.765 | 342258 | 342258 | 352526 | 352526 | 34351.128 | 2020
60960 | N | . | Hyperion Treatment Plant CHP Plant | Constellation New Energy Inc. | 60396 | CA | PACC | WECC |  | 22 | 2 | NAICS-22 Non-Cogen | GT | OBG | ORW |  |  | Mcf | 202282 | 192594 | 195421 | 137239 | 144940 | 139288 | 136025 | 133663 | 171335 | 171726 | 171640 | 178444 | 202282 | 192594 | 195421 | 137239 | 144940 | 139288 | 136025 | 133663 | 171335 | 171726 | 171640 | 178444 | 0.574 | 0.574 | 0.574 | 0.574 | 0.574 | 0.574 | 0.574 | 0.574 | 0.574 | 0.574 | 0.574 | 0.574 | 116110 | 110549 | 112172 | 78775 | 83196 | 79951 | 78078 | 76723 | 98346 | 98571 | 98521 | 102427 | 116110 | 110549 | 112172 | 78775 | 83196 | 79951 | 78078 | 76723 | 98346 | 98571 | 98521 | 102427 | 10945.84 | 10611.108 | 10889.417 | 7938.836 | 10335.252 | 10221.414 | 9795.333 | 7076.05 | 8916.288 | 9013.518 | 8785.581 | 8862.235 | 1974597 | 1974597 | 1133419 | 1133419 | 113390.87 | 2020
60974 | N | . | Glendale Battery Energy Storage System | City of Glendale - (CA) | 7294 | CA | PACC | WECC |  | 22 | 1 | Electric Utility | BA | MWH | OTH |  |  | megawatthours | 0 | 0 | 1 | 0 | 0 | 0 | 1 | 0 | 1 | 1 | 1 | 1 | 0 | 0 | 1 | 0 | 0 | 0 | 1 | 0 | 1 | 1 | 1 | 1 | 0 | 0 | 0 | 0 | 0 | 0 | 0 | 0 | 0 | 0 | 0 | 0 | 0 | 0 | 0 | 0 | 0 | 0 | 0 | 0 | 0 | 0 | 0 | 0 | 0 | 0 | 0 | 0 | 0 | 0 | 0 | 0 | 0 | 0 | 0 | 0 | 0 | 0 | 0 | 0 | 0 | 0 | 0 | 0 | 0 | 0 | 0 | 0 | 6 | 6 | 0 | 0 | 0 | 2020
60975 | N | . | Whitney Point Solar | Whitney Point Solar, LLC | 60619 | CA | PACC | WECC |  | 22 | 2 | NAICS-22 Non-Cogen | PV | SUN | SUN |  |  |  | 0 | 0 | 0 | 0 | 0 | 0 | 0 | 0 | 0 | 0 | 0 | 0 | 0 | 0 | 0 | 0 | 0 | 0 | 0 | 0 | 0 | 0 | 0 | 0 | 0 | 0 | 0 | 0 | 0 | 0 | 0 | 0 | 0 | 0 | 0 | 0 | 22855 | 30982 | 30317 | 38208 | 50005 | 49795 | 54397 | 46597 | 36588 | 33819 | 26737 | 21169 | 22855 | 30982 | 30317 | 38208 | 50005 | 49795 | 54397 | 46597 | 36588 | 33819 | 26737 | 21169 | 2609.061 | 3536.709 | 3460.884 | 4361.687 | 5708.356 | 5684.384 | 6209.671 | 5319.295 | 4176.696 | 3860.633 | 3052.114 | 2416.51 | 0 | 0 | 441469 | 441469 | 50396 | 2020
60978 | N | . | CSUF State College | Solar Star California XLVIII, LLC | 60630 | CA | PACC | WECC |  | 22 | 2 | NAICS-22 Non-Cogen | PV | SUN | SUN |  |  |  | 0 | 0 | 0 | 0 | 0 | 0 | 0 | 0 | 0 | 0 | 0 | 0 | 0 | 0 | 0 | 0 | 0 | 0 | 0 | 0 | 0 | 0 | 0 | 0 | 0 | 0 | 0 | 0 | 0 | 0 | 0 | 0 | 0 | 0 | 0 | 0 | 743 | 1008 | 986 | 1243 | 1626 | 1619 | 1769 | 1515 | 1190 | 1100 | 870 | 688 | 743 | 1008 | 986 | 1243 | 1626 | 1619 | 1769 | 1515 | 1190 | 1100 | 870 | 688 | 84.853 | 115.022 | 112.556 | 141.853 | 185.65 | 184.87 | 201.954 | 172.996 | 135.836 | 125.557 | 99.262 | 78.591 | 0 | 0 | 14357 | 14357 | 1639 | 2020
60979 | N | . | CSUF Nutwood Solar | Solar Star California XLVIII, LLC | 60630 | CA | PACC | WECC |  | 22 | 2 | NAICS-22 Non-Cogen | PV | SUN | SUN |  |  |  | 0 | 0 | 0 | 0 | 0 | 0 | 0 | 0 | 0 | 0 | 0 | 0 | 0 | 0 | 0 | 0 | 0 | 0 | 0 | 0 | 0 | 0 | 0 | 0 | 0 | 0 | 0 | 0 | 0 | 0 | 0 | 0 | 0 | 0 | 0 | 0 | 1439 | 1951 | 1909 | 2406 | 3149 | 3136 | 3426 | 2935 | 2304 | 2130 | 1684 | 1333 | 1439 | 1951 | 1909 | 2406 | 3149 | 3136 | 3426 | 2935 | 2304 | 2130 | 1684 | 1333 | 164.322 | 222.746 | 217.971 | 274.704 | 359.519 | 358.009 | 391.092 | 335.016 | 263.053 | 243.147 | 192.226 | 152.195 | 0 | 0 | 27802 | 27802 | 3174 | 2020
60981 | N | . | NextEra Westside PV | Westside Solar, LLC | 60614 | CA | PACC | WECC |  | 22 | 2 | NAICS-22 Non-Cogen | PV | SUN | SUN |  |  |  | 0 | 0 | 0 | 0 | 0 | 0 | 0 | 0 | 0 | 0 | 0 | 0 | 0 | 0 | 0 | 0 | 0 | 0 | 0 | 0 | 0 | 0 | 0 | 0 | 0 | 0 | 0 | 0 | 0 | 0 | 0 | 0 | 0 | 0 | 0 | 0 | 22814 | 30926 | 30263 | 38139 | 49915 | 49705 | 54298 | 46513 | 36522 | 33758 | 26688 | 21130 | 22814 | 30926 | 30263 | 38139 | 49915 | 49705 | 54298 | 46513 | 36522 | 33758 | 26688 | 21130 | 2604.348 | 3530.323 | 3454.634 | 4353.812 | 5698.049 | 5674.12 | 6198.458 | 5309.69 | 4169.154 | 3853.662 | 3046.603 | 2412.147 | 0 | 0 | 440671 | 440671 | 50305 | 2020
60984 | N | . | Lindberg Field Solar 2 | Lindberg Field Solar 2, LLC | 60618 | CA | PACC | WECC |  | 22 | 2 | NAICS-22 Non-Cogen | PV | SUN | SUN |  |  |  | 0 | 0 | 0 | 0 | 0 | 0 | 0 | 0 | 0 | 0 | 0 | 0 | 0 | 0 | 0 | 0 | 0 | 0 | 0 | 0 | 0 | 0 | 0 | 0 | 0 | 0 | 0 | 0 | 0 | 0 | 0 | 0 | 0 | 0 | 0 | 0 | 2202 | 2985 | 2921 | 3681 | 4817 | 4797 | 5240 | 4489 | 3525 | 3258 | 2576 | 2039 | 2202 | 2985 | 2921 | 3681 | 4817 | 4797 | 5240 | 4489 | 3525 | 3258 | 2576 | 2039 | 251.349 | 340.716 | 333.411 | 420.192 | 549.926 | 547.617 | 598.221 | 512.445 | 402.37 | 371.922 | 294.032 | 232.799 | 0 | 0 | 42530 | 42530 | 4855 | 2020
60995 | N | . | Ramona Solar Energy | San Diego Gas & Electric Co | 16609 | CA | PACC | WECC |  | 22 | 1 | Electric Utility | PV | SUN | SUN |  |  |  | 0 | 0 | 0 | 0 | 0 | 0 | 0 | 0 | 0 | 0 | 0 | 0 | 0 | 0 | 0 | 0 | 0 | 0 | 0 | 0 | 0 | 0 | 0 | 0 | 0 | 0 | 0 | 0 | 0 | 0 | 0 | 0 | 0 | 0 | 0 | 0 | 2786 | 3776 | 3696 | 4657 | 6095 | 6070 | 6631 | 5680 | 4460 | 4122 | 3259 | 2580 | 2786 | 3776 | 3696 | 4657 | 6095 | 6070 | 6631 | 5680 | 4460 | 4122 | 3259 | 2580 | 318.03 | 431.106 | 421.863 | 531.666 | 695.818 | 692.896 | 756.925 | 648.393 | 509.117 | 470.59 | 372.036 | 294.56 | 0 | 0 | 53812 | 53812 | 6143 | 2020
61006 | N | . | SCDA Solar 1 | SCDA Solar 1, LLC | 60648 | CA | PACC | WECC |  | 22 | 2 | NAICS-22 Non-Cogen | PV | SUN | SUN |  |  |  | 0 | 0 | 0 | 0 | 0 | 0 | 0 | 0 | 0 | 0 | 0 | 0 | 0 | 0 | 0 | 0 | 0 | 0 | 0 | 0 | 0 | 0 | 0 | 0 | 0 | 0 | 0 | 0 | 0 | 0 | 0 | 0 | 0 | 0 | 0 | 0 | 6526 | 8846 | 8657 | 10910 | 14278 | 14218 | 15532 | 13305 | 10447 | 9657 | 7634 | 6044 | 6526 | 8846 | 8657 | 10910 | 14278 | 14218 | 15532 | 13305 | 10447 | 9657 | 7634 | 6044 | 744.985 | 1009.867 | 988.216 | 1245.43 | 1629.956 | 1623.111 | 1773.1 | 1518.864 | 1192.608 | 1102.36 | 871.496 | 690.007 | 0 | 0 | 126054 | 126054 | 14390 | 2020
61013 | N | . | Marin Clean Energy Solar One | Sustainable Power Group, LLC | 58661 | CA | PACC | WECC |  | 22 | 2 | NAICS-22 Non-Cogen | PV | SUN | SUN |  |  |  | 0 | 0 | 0 | 0 | 0 | 0 | 0 | 0 | 0 | 0 | 0 | 0 | 0 | 0 | 0 | 0 | 0 | 0 | 0 | 0 | 0 | 0 | 0 | 0 | 0 | 0 | 0 | 0 | 0 | 0 | 0 | 0 | 0 | 0 | 0 | 0 | 9278 | 12577 | 12308 | 15511 | 20300 | 20215 | 22083 | 18917 | 14853 | 13729 | 10854 | 8594 | 9278 | 12577 | 12308 | 15511 | 20300 | 20215 | 22083 | 18917 | 14853 | 13729 | 10854 | 8594 | 1059.187 | 1435.779 | 1404.997 | 1770.691 | 2317.391 | 2307.66 | 2520.908 | 2159.446 | 1695.591 | 1567.281 | 1239.051 | 981.018 | 0 | 0 | 179219 | 179219 | 20459 | 2020
61027 | N | . | Pacific Ethanol Stockton Cogen Plant | Pacific Ethanol Stockton | 60658 | CA | PACC | WECC |  | 325193 | 6 | Industrial NAICS Non-Cogen | GT | NG | NG |  |  | mcf | 0 | 0 | 0 | 0 | 0 | 0 | 0 | 0 | 0 | 0 | 0 | 0 | 0 | 0 | 0 | 0 | 0 | 0 | 0 | 0 | 0 | 0 | 0 | 0 | 0 | 0 | 0 | 0 | 0 | 0 | 0 | 0 | 0 | 0 | 0 | 0 | 0 | 0 | 0 | 0 | 0 | 0 | 0 | 0 | 0 | 0 | 0 | 0 | 0 | 0 | 0 | 0 | 0 | 0 | 0 | 0 | 0 | 0 | 0 | 0 | 0 | 0 | 0 | 0 | 0 | 0 | 0 | 0 | 0 | 0 | 0 | 0 | 0 | 0 | 0 | 0 | 0 | 2020
61066 | N | . | Foundation CDCR LAC | Foundation CA Fund VIII Manager, LLC | 60690 | CA | PACC | WECC |  | 22 | 2 | NAICS-22 Non-Cogen | WT | WND | WND |  |  |  | 0 | 0 | 0 | 0 | 0 | 0 | 0 | 0 | 0 | 0 | 0 | 0 | 0 | 0 | 0 | 0 | 0 | 0 | 0 | 0 | 0 | 0 | 0 | 0 | 0 | 0 | 0 | 0 | 0 | 0 | 0 | 0 | 0 | 0 | 0 | 0 | 2117 | 2170 | 3146 | 4241 | 4327 | 4799 | 4712 | 4015 | 2222 | 2421 | 1853 | 1820 | 2117 | 2170 | 3146 | 4241 | 4327 | 4799 | 4712 | 4015 | 2222 | 2421 | 1853 | 1820 | 241.654 | 247.711 | 359.091 | 484.133 | 494.003 | 547.849 | 537.898 | 458.278 | 253.704 | 276.418 | 211.533 | 207.728 | 0 | 0 | 37843 | 37843 | 4320 | 2020
61067 | N | . | Foundation Scheid Vineyards | Foundation CA Fund VIII Manager, LLC | 60690 | CA | PACC | WECC |  | 22 | 2 | NAICS-22 Non-Cogen | WT | WND | WND |  |  |  | 0 | 0 | 0 | 0 | 0 | 0 | 0 | 0 | 0 | 0 | 0 | 0 | 0 | 0 | 0 | 0 | 0 | 0 | 0 | 0 | 0 | 0 | 0 | 0 | 0 | 0 | 0 | 0 | 0 | 0 | 0 | 0 | 0 | 0 | 0 | 0 | 1834 | 1880 | 2725 | 3674 | 3748 | 4157 | 4082 | 3477 | 1925 | 2097 | 1605 | 1576 | 1834 | 1880 | 2725 | 3674 | 3748 | 4157 | 4082 | 3477 | 1925 | 2097 | 1605 | 1576 | 209.321 | 214.568 | 311.046 | 419.358 | 427.907 | 474.549 | 465.929 | 396.962 | 219.76 | 239.434 | 183.231 | 179.935 | 0 | 0 | 32780 | 32780 | 3742 | 2020
61107 | N | . | Vanadium Redox Flow Battery Plant | VRF Battery Plant | 60723 | CA | PACC | WECC |  | 22 | 1 | Electric Utility | BA | MWH | OTH |  |  | megawatthours | 197 | 151 | 232 | 206 | 200 | 177 | 210 | 209 | 226 | 241 | 238 | 222 | 197 | 151 | 232 | 206 | 200 | 177 | 210 | 209 | 226 | 241 | 238 | 222 | 0 | 0 | 0 | 0 | 0 | 0 | 0 | 0 | 0 | 0 | 0 | 0 | 0 | 0 | 0 | 0 | 0 | 0 | 0 | 0 | 0 | 0 | 0 | 0 | 0 | 0 | 0 | 0 | 0 | 0 | 0 | 0 | 0 | 0 | 0 | 0 | -62.511 | -48.301 | -74.116 | -65.722 | -63.674 | -56.55 | -66.858 | -66.632 | -72.035 | -76.93 | -75.832 | -70.839 | 2509 | 2509 | 0 | 0 | -800 | 2020
61115 | N | . | Manteca Land PV | AES Distributed Energy | 61012 | CA | PACC | WECC |  | 22 | 2 | NAICS-22 Non-Cogen | PV | SUN | SUN |  |  |  | 0 | 0 | 0 | 0 | 0 | 0 | 0 | 0 | 0 | 0 | 0 | 0 | 0 | 0 | 0 | 0 | 0 | 0 | 0 | 0 | 0 | 0 | 0 | 0 | 0 | 0 | 0 | 0 | 0 | 0 | 0 | 0 | 0 | 0 | 0 | 0 | 849 | 1151 | 1127 | 1420 | 1858 | 1851 | 2022 | 1732 | 1360 | 1257 | 994 | 787 | 849 | 1151 | 1127 | 1420 | 1858 | 1851 | 2022 | 1732 | 1360 | 1257 | 994 | 787 | 96.967 | 131.444 | 128.626 | 162.105 | 212.155 | 211.264 | 230.786 | 197.695 | 155.23 | 143.483 | 113.434 | 89.811 | 0 | 0 | 16408 | 16408 | 1873 | 2020
61116 | N | . | Delano Land 1 | AES Distributed Energy | 61012 | CA | PACC | WECC |  | 22 | 2 | NAICS-22 Non-Cogen | PV | SUN | SUN |  |  |  | 0 | 0 | 0 | 0 | 0 | 0 | 0 | 0 | 0 | 0 | 0 | 0 | 0 | 0 | 0 | 0 | 0 | 0 | 0 | 0 | 0 | 0 | 0 | 0 | 0 | 0 | 0 | 0 | 0 | 0 | 0 | 0 | 0 | 0 | 0 | 0 | 787 | 1067 | 1044 | 1316 | 1723 | 1715 | 1874 | 1605 | 1260 | 1165 | 921 | 729 | 787 | 1067 | 1044 | 1316 | 1723 | 1715 | 1874 | 1605 | 1260 | 1165 | 921 | 729 | 89.873 | 121.83 | 119.218 | 150.248 | 196.637 | 195.811 | 213.906 | 183.235 | 143.875 | 132.988 | 105.137 | 83.242 | 0 | 0 | 15206 | 15206 | 1736 | 2020
61117 | N | . | Bakersfield PV 1 | AES Distributed Energy | 61012 | CA | PACC | WECC |  | 22 | 2 | NAICS-22 Non-Cogen | PV | SUN | SUN |  |  |  | 0 | 0 | 0 | 0 | 0 | 0 | 0 | 0 | 0 | 0 | 0 | 0 | 0 | 0 | 0 | 0 | 0 | 0 | 0 | 0 | 0 | 0 | 0 | 0 | 0 | 0 | 0 | 0 | 0 | 0 | 0 | 0 | 0 | 0 | 0 | 0 | 4311 | 5843 | 5718 | 7206 | 9431 | 9392 | 10260 | 8788 | 6901 | 6379 | 5043 | 3993 | 4311 | 5843 | 5718 | 7206 | 9431 | 9392 | 10260 | 8788 | 6901 | 6379 | 5043 | 3993 | 492.085 | 667.045 | 652.744 | 822.641 | 1076.632 | 1072.11 | 1171.183 | 1003.252 | 787.751 | 728.14 | 575.648 | 455.769 | 0 | 0 | 83265 | 83265 | 9505 | 2020
61118 | N | . | Bakersfield Industrial PV 1 | AES Distributed Energy | 61012 | CA | PACC | WECC |  | 22 | 2 | NAICS-22 Non-Cogen | PV | SUN | SUN |  |  |  | 0 | 0 | 0 | 0 | 0 | 0 | 0 | 0 | 0 | 0 | 0 | 0 | 0 | 0 | 0 | 0 | 0 | 0 | 0 | 0 | 0 | 0 | 0 | 0 | 0 | 0 | 0 | 0 | 0 | 0 | 0 | 0 | 0 | 0 | 0 | 0 | 1019 | 1381 | 1351 | 1703 | 2229 | 2219 | 2424 | 2077 | 1631 | 1507 | 1192 | 943 | 1019 | 1381 | 1351 | 1703 | 2229 | 2219 | 2424 | 2077 | 1631 | 1507 | 1192 | 943 | 116.278 | 157.621 | 154.241 | 194.387 | 254.404 | 253.336 | 276.747 | 237.065 | 186.143 | 172.057 | 136.024 | 107.697 | 0 | 0 | 19676 | 19676 | 2246 | 2020
61152 | N | . | Intel Folsom Phase 3 | Tesla Inc. | 60947 | CA | PACC | WECC |  | 22 | 2 | NAICS-22 Non-Cogen | PV | SUN | SUN |  |  |  | 0 | 0 | 0 | 0 | 0 | 0 | 0 | 0 | 0 | 0 | 0 | 0 | 0 | 0 | 0 | 0 | 0 | 0 | 0 | 0 | 0 | 0 | 0 | 0 | 0 | 0 | 0 | 0 | 0 | 0 | 0 | 0 | 0 | 0 | 0 | 0 | 2348 | 3183 | 3114 | 3925 | 5137 | 5115 | 5588 | 4787 | 3759 | 3474 | 2747 | 2175 | 2348 | 3183 | 3114 | 3925 | 5137 | 5115 | 5588 | 4787 | 3759 | 3474 | 2747 | 2175 | 268.021 | 363.313 | 355.524 | 448.06 | 586.399 | 583.936 | 637.897 | 546.432 | 429.057 | 396.589 | 313.533 | 248.239 | 0 | 0 | 45352 | 45352 | 5177 | 2020
61153 | N | . | AT&T Holger | Bloom Energy | 57128 | CA | PACC | WECC |  | 22 | 2 | NAICS-22 Non-Cogen | FC | NG | NG |  |  | mcf | 4607 | 4076 | 4526 | 3200 | 3008 | 4232 | 5921 | 7358 | 6410 | 6659 | 5320 | 5898 | 4607 | 4076 | 4526 | 3200 | 3008 | 4232 | 5921 | 7358 | 6410 | 6659 | 5320 | 5898 | 1.02 | 1.02 | 1.02 | 1.02 | 1.02 | 1.02 | 1.02 | 1.02 | 1.02 | 1.02 | 1.02 | 1.02 | 4699 | 4158 | 4617 | 3264 | 3068 | 4317 | 6039 | 7505 | 6538 | 6792 | 5426 | 6016 | 4699 | 4158 | 4617 | 3264 | 3068 | 4317 | 6039 | 7505 | 6538 | 6792 | 5426 | 6016 | 631.286 | 558.472 | 620.22 | 438.416 | 412.21 | 579.925 | 811.258 | 1008.202 | 878.354 | 912.424 | 729.015 | 808.218 | 61215 | 61215 | 62439 | 62439 | 8388 | 2020
61154 | N | . | AT&T Anaheim | Bloom Energy | 57128 | CA | PACC | WECC |  | 22 | 2 | NAICS-22 Non-Cogen | FC | NG | NG |  |  | mcf | 4603 | 4072 | 4522 | 3196 | 3005 | 4228 | 5915 | 7351 | 6404 | 6652 | 5315 | 5893 | 4603 | 4072 | 4522 | 3196 | 3005 | 4228 | 5915 | 7351 | 6404 | 6652 | 5315 | 5893 | 1.02 | 1.02 | 1.02 | 1.02 | 1.02 | 1.02 | 1.02 | 1.02 | 1.02 | 1.02 | 1.02 | 1.02 | 4695 | 4153 | 4612 | 3260 | 3065 | 4313 | 6033 | 7498 | 6532 | 6785 | 5421 | 6011 | 4695 | 4153 | 4612 | 3260 | 3065 | 4313 | 6033 | 7498 | 6532 | 6785 | 5421 | 6011 | 647.241 | 572.587 | 635.895 | 449.496 | 422.629 | 594.582 | 831.762 | 1033.683 | 900.554 | 935.485 | 747.441 | 828.645 | 61156 | 61156 | 62378 | 62378 | 8600 | 2020
61202 | N | . | Mount Signal Solar Farm V | Imperial Valley Solar 3, LLC | 63447 | CA | PACC | WECC |  | 22 | 2 | NAICS-22 Non-Cogen | PV | SUN | SUN |  |  |  | 0 | 0 | 0 | 0 | 0 | 0 | 0 | 0 | 0 | 0 | 0 | 0 | 0 | 0 | 0 | 0 | 0 | 0 | 0 | 0 | 0 | 0 | 0 | 0 | 0 | 0 | 0 | 0 | 0 | 0 | 0 | 0 | 0 | 0 | 0 | 0 | 223783 | 242161 | 256808 | 511225 | 620007 | 646427 | 705583 | 596241 | 439226 | 376058 | 320590 | 283001 | 223783 | 242161 | 256808 | 511225 | 620007 | 646427 | 705583 | 596241 | 439226 | 376058 | 320590 | 283001 | 25546 | 27644 | 29316 | 58359 | 70777 | 73793 | 80546 | 68064 | 50140 | 42929 | 36597 | 32306 | 0 | 0 | 5221110 | 5221110 | 596017 | 2020
61209 | N | . | Sacramento Regional County Sanitation PV | Tesla Inc. | 60947 | CA | PACC | WECC |  | 22 | 2 | NAICS-22 Non-Cogen | PV | SUN | SUN |  |  |  | 0 | 0 | 0 | 0 | 0 | 0 | 0 | 0 | 0 | 0 | 0 | 0 | 0 | 0 | 0 | 0 | 0 | 0 | 0 | 0 | 0 | 0 | 0 | 0 | 0 | 0 | 0 | 0 | 0 | 0 | 0 | 0 | 0 | 0 | 0 | 0 | 3459 | 4689 | 4588 | 5783 | 7568 | 7536 | 8232 | 7052 | 5537 | 5118 | 4046 | 3204 | 3459 | 4689 | 4588 | 5783 | 7568 | 7536 | 8232 | 7052 | 5537 | 5118 | 4046 | 3204 | 394.86 | 535.25 | 523.775 | 660.104 | 863.91 | 860.282 | 939.78 | 805.029 | 632.107 | 584.274 | 461.911 | 365.718 | 0 | 0 | 66812 | 66812 | 7627 | 2020
61215 | N | . | Green Beanworks C PV | Sustainable Power Group, LLC | 58661 | CA | PACC | WECC |  | 22 | 2 | NAICS-22 Non-Cogen | PV | SUN | SUN |  |  |  | 0 | 0 | 0 | 0 | 0 | 0 | 0 | 0 | 0 | 0 | 0 | 0 | 0 | 0 | 0 | 0 | 0 | 0 | 0 | 0 | 0 | 0 | 0 | 0 | 0 | 0 | 0 | 0 | 0 | 0 | 0 | 0 | 0 | 0 | 0 | 0 | 3422 | 4639 | 4540 | 5721 | 7487 | 7456 | 8145 | 6977 | 5478 | 5064 | 4003 | 3170 | 3422 | 4639 | 4540 | 5721 | 7487 | 7456 | 8145 | 6977 | 5478 | 5064 | 4003 | 3170 | 390.665 | 529.566 | 518.212 | 653.093 | 854.736 | 851.146 | 929.8 | 796.48 | 625.394 | 578.068 | 457.006 | 361.834 | 0 | 0 | 66102 | 66102 | 7546 | 2020
61216 | N | . | Green Beanworks D PV | Sustainable Power Group, LLC | 58661 | CA | PACC | WECC |  | 22 | 2 | NAICS-22 Non-Cogen | PV | SUN | SUN |  |  |  | 0 | 0 | 0 | 0 | 0 | 0 | 0 | 0 | 0 | 0 | 0 | 0 | 0 | 0 | 0 | 0 | 0 | 0 | 0 | 0 | 0 | 0 | 0 | 0 | 0 | 0 | 0 | 0 | 0 | 0 | 0 | 0 | 0 | 0 | 0 | 0 | 3307 | 4482 | 4386 | 5528 | 7234 | 7204 | 7870 | 6741 | 5293 | 4893 | 3868 | 3063 | 3307 | 4482 | 4386 | 5528 | 7234 | 7204 | 7870 | 6741 | 5293 | 4893 | 3868 | 3063 | 377.462 | 511.67 | 500.701 | 631.024 | 825.852 | 822.384 | 898.379 | 769.565 | 604.26 | 558.534 | 441.562 | 349.607 | 0 | 0 | 63869 | 63869 | 7291 | 2020
61222 | N | . | Golden Hills North Wind Energy Center | Golden Hills Interconnection Wind, LLC | 60811 | CA | PACC | WECC |  | 22 | 2 | NAICS-22 Non-Cogen | WT | WND | WND |  |  |  | 0 | 0 | 0 | 0 | 0 | 0 | 0 | 0 | 0 | 0 | 0 | 0 | 0 | 0 | 0 | 0 | 0 | 0 | 0 | 0 | 0 | 0 | 0 | 0 | 0 | 0 | 0 | 0 | 0 | 0 | 0 | 0 | 0 | 0 | 0 | 0 | 67776 | 87705 | 94652 | 168139 | 169086 | 174972 | 226683 | 177180 | 92120 | 76615 | 63457 | 46060 | 67776 | 87705 | 94652 | 168139 | 169086 | 174972 | 226683 | 177180 | 92120 | 76615 | 63457 | 46060 | 7737 | 10012 | 10805 | 19194 | 19302 | 19974 | 25877 | 20226 | 10516 | 8746 | 7244 | 5258 | 0 | 0 | 1444445 | 1444445 | 164891 | 2020
61249 | N | . | Westmont 300A | Westmont Solar, LLC | 60991 | CA | PACC | WECC |  | 22 | 2 | NAICS-22 Non-Cogen | PV | SUN | SUN |  |  |  | 0 | 0 | 0 | 0 | 0 | 0 | 0 | 0 | 0 | 0 | 0 | 0 | 0 | 0 | 0 | 0 | 0 | 0 | 0 | 0 | 0 | 0 | 0 | 0 | 0 | 0 | 0 | 0 | 0 | 0 | 0 | 0 | 0 | 0 | 0 | 0 | 2596 | 3519 | 3443 | 4340 | 5680 | 5656 | 6178 | 5293 | 4156 | 3841 | 3037 | 2404 | 2596 | 3519 | 3443 | 4340 | 5680 | 5656 | 6178 | 5293 | 4156 | 3841 | 3037 | 2404 | 296.339 | 401.701 | 393.089 | 495.402 | 648.358 | 645.635 | 705.297 | 604.168 | 474.391 | 438.492 | 346.66 | 274.468 | 0 | 0 | 50143 | 50143 | 5724 | 2020
61250 | N | . | USPS PV | USPS LA Solar FiT A & B | 60950 | CA | PACC | WECC |  | 22 | 1 | Electric Utility | PV | SUN | SUN |  |  |  | 0 | 0 | 0 | 0 | 0 | 0 | 0 | 0 | 0 | 0 | 0 | 0 | 0 | 0 | 0 | 0 | 0 | 0 | 0 | 0 | 0 | 0 | 0 | 0 | 0 | 0 | 0 | 0 | 0 | 0 | 0 | 0 | 0 | 0 | 0 | 0 | 5181 | 7024 | 6873 | 8662 | 11336 | 11289 | 12332 | 10564 | 8295 | 7667 | 6061 | 4799 | 5181 | 7024 | 6873 | 8662 | 11336 | 11289 | 12332 | 10564 | 8295 | 7667 | 6061 | 4799 | 591.486 | 801.788 | 784.598 | 988.814 | 1294.11 | 1288.675 | 1407.76 | 1205.908 | 946.876 | 875.223 | 691.928 | 547.834 | 0 | 0 | 100083 | 100083 | 11425 | 2020
61264 | N | . | Antelope Expansion 2 | Sustainable Power Group, LLC | 58661 | CA | PACC | WECC |  | 22 | 2 | NAICS-22 Non-Cogen | PV | SUN | SUN |  |  |  | 0 | 0 | 0 | 0 | 0 | 0 | 0 | 0 | 0 | 0 | 0 | 0 | 0 | 0 | 0 | 0 | 0 | 0 | 0 | 0 | 0 | 0 | 0 | 0 | 0 | 0 | 0 | 0 | 0 | 0 | 0 | 0 | 0 | 0 | 0 | 0 | 140905 | 173614 | 152494 | 198011 | 204931 | 218413 | 264333 | 240042 | 192860 | 166887 | 140186 | 118540 | 140905 | 173614 | 152494 | 198011 | 204931 | 218413 | 264333 | 240042 | 192860 | 166887 | 140186 | 118540 | 16085 | 19819 | 17408 | 22604 | 23394 | 24933 | 30175 | 27402 | 22016 | 19051 | 16003 | 13532 | 0 | 0 | 2211216 | 2211216 | 252422 | 2020
61265 | N | . | Antelope DSR 3 | Sustainable Power Group, LLC | 58661 | CA | PACC | WECC |  | 22 | 2 | NAICS-22 Non-Cogen | PV | SUN | SUN |  |  |  | 0 | 0 | 0 | 0 | 0 | 0 | 0 | 0 | 0 | 0 | 0 | 0 | 0 | 0 | 0 | 0 | 0 | 0 | 0 | 0 | 0 | 0 | 0 | 0 | 0 | 0 | 0 | 0 | 0 | 0 | 0 | 0 | 0 | 0 | 0 | 0 | 25878 | 35080 | 34327 | 43262 | 56620 | 56382 | 61592 | 52761 | 41427 | 38292 | 30273 | 23969 | 25878 | 35080 | 34327 | 43262 | 56620 | 56382 | 61592 | 52761 | 41427 | 38292 | 30273 | 23969 | 2954.166 | 4004.518 | 3918.663 | 4938.618 | 6463.414 | 6436.271 | 7031.039 | 6022.891 | 4729.158 | 4371.289 | 3455.825 | 2736.148 | 0 | 0 | 499863 | 499863 | 57062 | 2020
61319 | N | . | Port of LA Solar FiT Project | Los Angeles Department of Water & Power | 11208 | CA | PACC | WECC |  | 22 | 2 | NAICS-22 Non-Cogen | PV | SUN | SUN |  |  |  | 0 | 0 | 0 | 0 | 0 | 0 | 0 | 0 | 0 | 0 | 0 | 0 | 0 | 0 | 0 | 0 | 0 | 0 | 0 | 0 | 0 | 0 | 0 | 0 | 0 | 0 | 0 | 0 | 0 | 0 | 0 | 0 | 0 | 0 | 0 | 0 | 824 | 1116 | 1092 | 1377 | 1802 | 1794 | 1960 | 1679 | 1318 | 1219 | 963 | 763 | 824 | 1116 | 1092 | 1377 | 1802 | 1794 | 1960 | 1679 | 1318 | 1219 | 963 | 763 | 94.015 | 127.444 | 124.712 | 157.172 | 205.698 | 204.835 | 223.763 | 191.679 | 150.506 | 139.116 | 109.982 | 87.078 | 0 | 0 | 15907 | 15907 | 1816 | 2020
61339 | N | . | Green Beanworks B PV | Sustainable Power Group, LLC | 58661 | CA | PACC | WECC |  | 22 | 2 | NAICS-22 Non-Cogen | PV | SUN | SUN |  |  |  | 0 | 0 | 0 | 0 | 0 | 0 | 0 | 0 | 0 | 0 | 0 | 0 | 0 | 0 | 0 | 0 | 0 | 0 | 0 | 0 | 0 | 0 | 0 | 0 | 0 | 0 | 0 | 0 | 0 | 0 | 0 | 0 | 0 | 0 | 0 | 0 | 3183 | 4315 | 4223 | 5322 | 6965 | 6935 | 7576 | 6490 | 5096 | 4710 | 3724 | 2948 | 3183 | 4315 | 4223 | 5322 | 6965 | 6935 | 7576 | 6490 | 5096 | 4710 | 3724 | 2948 | 363.383 | 492.582 | 482.021 | 607.482 | 795.042 | 791.704 | 864.864 | 740.855 | 581.717 | 537.697 | 425.089 | 336.564 | 0 | 0 | 61487 | 61487 | 7019 | 2020
61348 | N | . | Westmont 400A | Westmont Solar, LLC | 60991 | CA | PACC | WECC |  | 22 | 2 | NAICS-22 Non-Cogen | PV | SUN | SUN |  |  |  | 0 | 0 | 0 | 0 | 0 | 0 | 0 | 0 | 0 | 0 | 0 | 0 | 0 | 0 | 0 | 0 | 0 | 0 | 0 | 0 | 0 | 0 | 0 | 0 | 0 | 0 | 0 | 0 | 0 | 0 | 0 | 0 | 0 | 0 | 0 | 0 | 1580 | 2142 | 2096 | 2641 | 3457 | 3442 | 3761 | 3221 | 2529 | 2338 | 1848 | 1463 | 1580 | 2142 | 2096 | 2641 | 3457 | 3442 | 3761 | 3221 | 2529 | 2338 | 1848 | 1463 | 180.373 | 244.501 | 239.259 | 301.534 | 394.633 | 392.975 | 429.29 | 367.736 | 288.745 | 266.895 | 211 | 167.059 | 0 | 0 | 30518 | 30518 | 3484 | 2020
61349 | N | . | Westmont 400B | Westmont Solar, LLC | 60991 | CA | PACC | WECC |  | 22 | 2 | NAICS-22 Non-Cogen | PV | SUN | SUN |  |  |  | 0 | 0 | 0 | 0 | 0 | 0 | 0 | 0 | 0 | 0 | 0 | 0 | 0 | 0 | 0 | 0 | 0 | 0 | 0 | 0 | 0 | 0 | 0 | 0 | 0 | 0 | 0 | 0 | 0 | 0 | 0 | 0 | 0 | 0 | 0 | 0 | 1580 | 2142 | 2096 | 2641 | 3457 | 3442 | 3761 | 3221 | 2529 | 2338 | 1848 | 1463 | 1580 | 2142 | 2096 | 2641 | 3457 | 3442 | 3761 | 3221 | 2529 | 2338 | 1848 | 1463 | 180.373 | 244.501 | 239.259 | 301.534 | 394.633 | 392.975 | 429.29 | 367.736 | 288.745 | 266.895 | 211 | 167.059 | 0 | 0 | 30518 | 30518 | 3484 | 2020
61353 | N | . | Mount Signal Solar Farm II | Imperial Valley Solar 2, LLC | 60986 | CA | PACC | WECC |  | 22 | 2 | NAICS-22 Non-Cogen | PV | SUN | SUN |  |  |  | 0 | 0 | 0 | 0 | 0 | 0 | 0 | 0 | 0 | 0 | 0 | 0 | 0 | 0 | 0 | 0 | 0 | 0 | 0 | 0 | 0 | 0 | 0 | 0 | 0 | 0 | 0 | 0 | 0 | 0 | 0 | 0 | 0 | 0 | 0 | 0 | 230625 | 247409 | 295256 | 319013 | 387017 | 399447 | 407831 | 349165 | 304130 | 284910 | 234164 | 193228 | 230625 | 247409 | 295256 | 319013 | 387017 | 399447 | 407831 | 349165 | 304130 | 284910 | 234164 | 193228 | 26327 | 28243 | 33705 | 36417 | 44180 | 45599 | 46556 | 39859 | 34718 | 32524 | 26731 | 22058 | 0 | 0 | 3652195 | 3652195 | 416917 | 2020
61377 | N | . | Amazon - Patterson PV | AES Distributed Energy | 61012 | CA | PACC | WECC |  | 22 | 2 | NAICS-22 Non-Cogen | PV | SUN | SUN |  |  |  | 0 | 0 | 0 | 0 | 0 | 0 | 0 | 0 | 0 | 0 | 0 | 0 | 0 | 0 | 0 | 0 | 0 | 0 | 0 | 0 | 0 | 0 | 0 | 0 | 0 | 0 | 0 | 0 | 0 | 0 | 0 | 0 | 0 | 0 | 0 | 0 | 2048 | 2776 | 2716 | 3423 | 4480 | 4461 | 4873 | 4175 | 3278 | 3030 | 2395 | 1897 | 2048 | 2776 | 2716 | 3423 | 4480 | 4461 | 4873 | 4175 | 3278 | 3030 | 2395 | 1897 | 233.748 | 316.855 | 310.062 | 390.766 | 511.414 | 509.266 | 556.327 | 476.558 | 374.192 | 345.876 | 273.44 | 216.496 | 0 | 0 | 39552 | 39552 | 4515 | 2020
61418 | N | . | Valencia 1 Solar CA | ZGlobal Inc | 60059 | CA | PACC | WECC |  | 22 | 2 | NAICS-22 Non-Cogen | PV | SUN | SUN |  |  |  | 0 | 0 | 0 | 0 | 0 | 0 | 0 | 0 | 0 | 0 | 0 | 0 | 0 | 0 | 0 | 0 | 0 | 0 | 0 | 0 | 0 | 0 | 0 | 0 | 0 | 0 | 0 | 0 | 0 | 0 | 0 | 0 | 0 | 0 | 0 | 0 | 3275 | 4439 | 4344 | 5475 | 7165 | 7135 | 7794 | 6677 | 5243 | 4846 | 3831 | 3033 | 3275 | 4439 | 4344 | 5475 | 7165 | 7135 | 7794 | 6677 | 5243 | 4846 | 3831 | 3033 | 373.839 | 506.758 | 495.893 | 624.965 | 817.923 | 814.488 | 889.754 | 762.176 | 598.459 | 553.172 | 437.323 | 346.25 | 0 | 0 | 63257 | 63257 | 7221 | 2020
61419 | N | . | One Ten Partners PV | One Ten Partners, LLC | 61058 | CA | PACC | WECC |  | 22 | 2 | NAICS-22 Non-Cogen | PV | SUN | SUN |  |  |  | 0 | 0 | 0 | 0 | 0 | 0 | 0 | 0 | 0 | 0 | 0 | 0 | 0 | 0 | 0 | 0 | 0 | 0 | 0 | 0 | 0 | 0 | 0 | 0 | 0 | 0 | 0 | 0 | 0 | 0 | 0 | 0 | 0 | 0 | 0 | 0 | 2680 | 3633 | 3555 | 4481 | 5864 | 5840 | 6379 | 5464 | 4291 | 3966 | 3135 | 2482 | 2680 | 3633 | 3555 | 4481 | 5864 | 5840 | 6379 | 5464 | 4291 | 3966 | 3135 | 2482 | 305.968 | 414.754 | 405.862 | 511.5 | 669.426 | 666.615 | 728.216 | 623.8 | 489.806 | 452.741 | 357.925 | 283.387 | 0 | 0 | 51770 | 51770 | 5910 | 2020
61420 | N | . | Merced 1 PV | ZGlobal Inc | 60059 | CA | PACC | WECC |  | 22 | 2 | NAICS-22 Non-Cogen | PV | SUN | SUN |  |  |  | 0 | 0 | 0 | 0 | 0 | 0 | 0 | 0 | 0 | 0 | 0 | 0 | 0 | 0 | 0 | 0 | 0 | 0 | 0 | 0 | 0 | 0 | 0 | 0 | 0 | 0 | 0 | 0 | 0 | 0 | 0 | 0 | 0 | 0 | 0 | 0 | 3039 | 4120 | 4032 | 5081 | 6650 | 6622 | 7234 | 6197 | 4866 | 4497 | 3556 | 2815 | 3039 | 4120 | 4032 | 5081 | 6650 | 6622 | 7234 | 6197 | 4866 | 4497 | 3556 | 2815 | 346.969 | 470.335 | 460.252 | 580.047 | 759.136 | 755.948 | 825.804 | 707.396 | 555.445 | 513.413 | 405.891 | 321.364 | 0 | 0 | 58709 | 58709 | 6702 | 2020
61421 | N | . | Madera 1 PV | ZGlobal Inc | 60059 | CA | PACC | WECC |  | 22 | 2 | NAICS-22 Non-Cogen | PV | SUN | SUN |  |  |  | 0 | 0 | 0 | 0 | 0 | 0 | 0 | 0 | 0 | 0 | 0 | 0 | 0 | 0 | 0 | 0 | 0 | 0 | 0 | 0 | 0 | 0 | 0 | 0 | 0 | 0 | 0 | 0 | 0 | 0 | 0 | 0 | 0 | 0 | 0 | 0 | 1253 | 1699 | 1662 | 2095 | 2742 | 2730 | 2982 | 2555 | 2006 | 1854 | 1466 | 1161 | 1253 | 1699 | 1662 | 2095 | 2742 | 2730 | 2982 | 2555 | 2006 | 1854 | 1466 | 1161 | 143.043 | 193.903 | 189.746 | 239.133 | 312.965 | 311.651 | 340.45 | 291.634 | 228.991 | 211.662 | 167.335 | 132.487 | 0 | 0 | 24205 | 24205 | 2763 | 2020
61431 | N | . | Beacon BESS 1 | Los Angeles Department of Water & Power | 11208 | CA | PACC | WECC |  | 22 | 1 | Electric Utility | BA | MWH | OTH |  |  | megawatthours | 0 | 0 | 0 | 23 | 62 | 205 | 314 | 349 | 256 | 241 | 315 | 269 | 0 | 0 | 0 | 23 | 62 | 205 | 314 | 349 | 256 | 241 | 315 | 269 | 0 | 0 | 0 | 0 | 0 | 0 | 0 | 0 | 0 | 0 | 0 | 0 | 0 | 0 | 0 | 0 | 0 | 0 | 0 | 0 | 0 | 0 | 0 | 0 | 0 | 0 | 0 | 0 | 0 | 0 | 0 | 0 | 0 | 0 | 0 | 0 | 0 | 0 | 0 | -23 | -62 | -87 | -140 | -134 | -110 | -81 | -78 | -83 | 2034 | 2034 | 0 | 0 | -798 | 2020
61442 | N | . | Foundation California Training Facility | Foundation CA Fund IX Manager, LLC | 61070 | CA | PACC | WECC |  | 22 | 2 | NAICS-22 Non-Cogen | WT | WND | WND |  |  |  | 0 | 0 | 0 | 0 | 0 | 0 | 0 | 0 | 0 | 0 | 0 | 0 | 0 | 0 | 0 | 0 | 0 | 0 | 0 | 0 | 0 | 0 | 0 | 0 | 0 | 0 | 0 | 0 | 0 | 0 | 0 | 0 | 0 | 0 | 0 | 0 | 2467 | 2529 | 3666 | 4942 | 5043 | 5592 | 5491 | 4678 | 2590 | 2822 | 2159 | 2120 | 2467 | 2529 | 3666 | 4942 | 5043 | 5592 | 5491 | 4678 | 2590 | 2822 | 2159 | 2120 | 281.592 | 288.652 | 418.441 | 564.15 | 575.65 | 638.397 | 626.801 | 534.021 | 295.636 | 322.104 | 246.495 | 242.061 | 0 | 0 | 44099 | 44099 | 5034 | 2020
61443 | N | . | Foundation Mann Packing | Foundation CA Fund IX Manager, LLC | 61070 | CA | PACC | WECC |  | 22 | 2 | NAICS-22 Non-Cogen | WT | WND | WND |  |  |  | 0 | 0 | 0 | 0 | 0 | 0 | 0 | 0 | 0 | 0 | 0 | 0 | 0 | 0 | 0 | 0 | 0 | 0 | 0 | 0 | 0 | 0 | 0 | 0 | 0 | 0 | 0 | 0 | 0 | 0 | 0 | 0 | 0 | 0 | 0 | 0 | 2513 | 2576 | 3735 | 5035 | 5138 | 5698 | 5594 | 4766 | 2639 | 2875 | 2200 | 2160 | 2513 | 2576 | 3735 | 5035 | 5138 | 5698 | 5594 | 4766 | 2639 | 2875 | 2200 | 2160 | 286.908 | 294.099 | 426.337 | 574.796 | 586.514 | 650.444 | 638.629 | 544.099 | 301.215 | 328.183 | 251.147 | 246.629 | 0 | 0 | 44929 | 44929 | 5129 | 2020
61444 | N | . | Foundation SaIinas Valley State Prison | Foundation CA Fund IX Manager, LLC | 61070 | CA | PACC | WECC |  | 22 | 2 | NAICS-22 Non-Cogen | WT | WND | WND |  |  |  | 0 | 0 | 0 | 0 | 0 | 0 | 0 | 0 | 0 | 0 | 0 | 0 | 0 | 0 | 0 | 0 | 0 | 0 | 0 | 0 | 0 | 0 | 0 | 0 | 0 | 0 | 0 | 0 | 0 | 0 | 0 | 0 | 0 | 0 | 0 | 0 | 2328 | 2386 | 3459 | 4663 | 4758 | 5277 | 5181 | 4414 | 2444 | 2662 | 2037 | 2001 | 2328 | 2386 | 3459 | 4663 | 4758 | 5277 | 5181 | 4414 | 2444 | 2662 | 2037 | 2001 | 265.706 | 272.367 | 394.834 | 532.323 | 543.174 | 602.381 | 591.439 | 503.894 | 278.957 | 303.932 | 232.588 | 228.405 | 0 | 0 | 41610 | 41610 | 4750 | 2020
61445 | N | . | Gaskell West 1 Solar Facility | Southern Power Co | 17650 | CA | PACC | WECC |  | 22 | 2 | NAICS-22 Non-Cogen | PV | SUN | SUN |  |  |  | 0 | 0 | 0 | 0 | 0 | 0 | 0 | 0 | 0 | 0 | 0 | 0 | 0 | 0 | 0 | 0 | 0 | 0 | 0 | 0 | 0 | 0 | 0 | 0 | 0 | 0 | 0 | 0 | 0 | 0 | 0 | 0 | 0 | 0 | 0 | 0 | 24200 | 32805 | 32102 | 40457 | 52948 | 52726 | 57598 | 49339 | 38741 | 35810 | 28310 | 22414 | 24200 | 32805 | 32102 | 40457 | 52948 | 52726 | 57598 | 49339 | 38741 | 35810 | 28310 | 22414 | 2762.613 | 3744.858 | 3664.57 | 4618.39 | 6044.315 | 6018.932 | 6575.134 | 5632.356 | 4422.511 | 4087.847 | 3231.743 | 2558.731 | 0 | 0 | 467450 | 467450 | 53362 | 2020
61463 | N | . | Vandenberg Solar Project | Vandenberg Solar I, LLC | 61082 | CA | PACC | WECC |  | 22 | 2 | NAICS-22 Non-Cogen | PV | SUN | SUN |  |  |  | 0 | 0 | 0 | 0 | 0 | 0 | 0 | 0 | 0 | 0 | 0 | 0 | 0 | 0 | 0 | 0 | 0 | 0 | 0 | 0 | 0 | 0 | 0 | 0 | 0 | 0 | 0 | 0 | 0 | 0 | 0 | 0 | 0 | 0 | 0 | 0 | 19009 | 25768 | 25215 | 31778 | 41590 | 41415 | 45242 | 38755 | 30431 | 28128 | 22237 | 17606 | 19009 | 25768 | 25215 | 31778 | 41590 | 41415 | 45242 | 38755 | 30431 | 28128 | 22237 | 17606 | 2169.989 | 2941.526 | 2878.461 | 3627.671 | 4747.713 | 4727.775 | 5164.663 | 4424.126 | 3473.812 | 3210.938 | 2538.483 | 2009.843 | 0 | 0 | 367174 | 367174 | 41915 | 2020
61464 | N | . | CoreSite Real Estate 2972 Stender, L.P. | CoreSite Real Estate 2972 Stender, L.P. | 61078 | CA | PACC | WECC |  | 22 | 2 | NAICS-22 Non-Cogen | IC | DFO | DFO |  |  | barrels | 18 | 17 | 16 | 13 | 19 | 16 | 23 | 22 | 19 | 21 | 20 | 16 | 18 | 17 | 16 | 13 | 19 | 16 | 23 | 22 | 19 | 21 | 20 | 16 | 5.8 | 5.8 | 5.8 | 5.8 | 5.8 | 5.8 | 5.8 | 5.8 | 5.8 | 5.8 | 5.8 | 5.8 | 104 | 99 | 93 | 75 | 110 | 93 | 133 | 128 | 110 | 122 | 116 | 93 | 104 | 99 | 93 | 75 | 110 | 93 | 133 | 128 | 110 | 122 | 116 | 93 | 0 | 0 | 0 | 0 | 0 | 0 | 0 | 0 | 0 | 0 | 0 | 0 | 220 | 220 | 1276 | 1276 | 0 | 2020
61474 | N | . | CoreSite Real Estate 55 S. Market Street | CoreSite Real Estate 55 S. Market Street, LLC | 61088 | CA | PACC | WECC |  | 53 | 4 | Commercial NAICS Non-Cogen | IC | DFO | DFO |  |  | barrels | 3 | 3 | 3 | 2 | 3 | 3 | 4 | 4 | 3 | 4 | 4 | 3 | 3 | 3 | 3 | 2 | 3 | 3 | 4 | 4 | 3 | 4 | 4 | 3 | 5.8 | 5.8 | 5.8 | 5.8 | 5.8 | 5.8 | 5.8 | 5.8 | 5.8 | 5.8 | 5.8 | 5.8 | 17 | 17 | 17 | 12 | 17 | 17 | 23 | 23 | 17 | 23 | 23 | 17 | 17 | 17 | 17 | 12 | 17 | 17 | 23 | 23 | 17 | 23 | 23 | 17 | 0 | 0 | 0 | 0 | 0 | 0 | 0 | 0 | 0 | 0 | 0 | 0 | 39 | 39 | 223 | 223 | 0 | 2020
61475 | N | . | CoreSite Real Estate 1656 McCarthy, L.P. | CoreSite Real Estate 1656 McCarthy, L.P. | 61089 | CA | PACC | WECC |  | 53 | 4 | Commercial NAICS Non-Cogen | IC | DFO | DFO |  |  | barrels | 18 | 17 | 16 | 13 | 19 | 16 | 23 | 22 | 19 | 20 | 20 | 16 | 18 | 17 | 16 | 13 | 19 | 16 | 23 | 22 | 19 | 20 | 20 | 16 | 5.8 | 5.8 | 5.8 | 5.8 | 5.8 | 5.8 | 5.8 | 5.8 | 5.8 | 5.8 | 5.8 | 5.8 | 104 | 99 | 93 | 75 | 110 | 93 | 133 | 128 | 110 | 116 | 116 | 93 | 104 | 99 | 93 | 75 | 110 | 93 | 133 | 128 | 110 | 116 | 116 | 93 | 0 | 0 | 0 | 0 | 0 | 0 | 0 | 0 | 0 | 0 | 0 | 0 | 219 | 219 | 1270 | 1270 | 0 | 2020
61476 | N | . | CoreSite Real Estate 2901 Coronado, L.P. | CoreSite Real Estate 2901 Coronado, L.P. | 61086 | CA | PACC | WECC |  | 53 | 4 | Commercial NAICS Non-Cogen | IC | DFO | DFO |  |  | barrels | 6 | 8 | 8 | 6 | 9 | 8 | 11 | 10 | 9 | 9 | 9 | 8 | 6 | 8 | 8 | 6 | 9 | 8 | 11 | 10 | 9 | 9 | 9 | 8 | 5.8 | 5.8 | 5.8 | 5.8 | 5.8 | 5.8 | 5.8 | 5.8 | 5.8 | 5.8 | 5.8 | 5.8 | 35 | 46 | 46 | 35 | 52 | 46 | 64 | 58 | 52 | 52 | 52 | 46 | 35 | 46 | 46 | 35 | 52 | 46 | 64 | 58 | 52 | 52 | 52 | 46 | 0 | 0 | 0 | 0 | 0 | 0 | 0 | 0 | 0 | 0 | 0 | 0 | 101 | 101 | 584 | 584 | 0 | 2020
61482 | N | . | CoreSite Real Estate 3032 Coronado, L.P. | CoreSite Real Estate 3032 Coronado, L.P. | 61087 | CA | PACC | WECC |  | 53 | 4 | Commercial NAICS Non-Cogen | IC | DFO | DFO |  |  | barrels | 31 | 30 | 29 | 23 | 33 | 29 | 40 | 39 | 33 | 36 | 36 | 29 | 31 | 30 | 29 | 23 | 33 | 29 | 40 | 39 | 33 | 36 | 36 | 29 | 5.8 | 5.8 | 5.8 | 5.8 | 5.8 | 5.8 | 5.8 | 5.8 | 5.8 | 5.8 | 5.8 | 5.8 | 180 | 174 | 168 | 133 | 191 | 168 | 232 | 226 | 191 | 209 | 209 | 168 | 180 | 174 | 168 | 133 | 191 | 168 | 232 | 226 | 191 | 209 | 209 | 168 | 0 | 0 | 0 | 0 | 0 | 0 | 0 | 0 | 0 | 0 | 0 | 0 | 388 | 388 | 2249 | 2249 | 0 | 2020
61582 | N | . | Voyager Wind II | Terra-Gen Operating Co-Wind | 2770 | CA | PACC | WECC |  | 22 | 2 | NAICS-22 Non-Cogen | WT | WND | WND |  |  |  | 0 | 0 | 0 | 0 | 0 | 0 | 0 | 0 | 0 | 0 | 0 | 0 | 0 | 0 | 0 | 0 | 0 | 0 | 0 | 0 | 0 | 0 | 0 | 0 | 0 | 0 | 0 | 0 | 0 | 0 | 0 | 0 | 0 | 0 | 0 | 0 | 353816 | 236897 | 279768 | 464043 | 457290 | 454600 | 456378 | 427996 | 257456 | 284761 | 216284 | 218991 | 353816 | 236897 | 279768 | 464043 | 457290 | 454600 | 456378 | 427996 | 257456 | 284761 | 216284 | 218991 | 40390 | 27043 | 31937 | 52973 | 52202 | 51895 | 52098 | 48858 | 29390 | 32507 | 24690 | 24999 | 0 | 0 | 4108280 | 4108280 | 468982 | 2020
61583 | N | . | Voyager Wind III | Terra-Gen Operating Co-Wind | 2770 | CA | PACC | WECC |  | 22 | 2 | NAICS-22 Non-Cogen | WT | WND | WND |  |  |  | 0 | 0 | 0 | 0 | 0 | 0 | 0 | 0 | 0 | 0 | 0 | 0 | 0 | 0 | 0 | 0 | 0 | 0 | 0 | 0 | 0 | 0 | 0 | 0 | 0 | 0 | 0 | 0 | 0 | 0 | 0 | 0 | 0 | 0 | 0 | 0 | 107985 | 64955 | 79751 | 143463 | 140370 | 141483 | 127221 | 124786 | 70352 | 79059 | 56844 | 60426 | 107985 | 64955 | 79751 | 143463 | 140370 | 141483 | 127221 | 124786 | 70352 | 79059 | 56844 | 60426 | 12327 | 7415 | 9104 | 16377 | 16024 | 16151 | 14523 | 14245 | 8031 | 9025 | 6489 | 6898 | 0 | 0 | 1196695 | 1196695 | 136609 | 2020
61584 | N | . | Voyager Wind IV | Terra-Gen Operating Co-Wind | 2770 | CA | PACC | WECC |  | 22 | 2 | NAICS-22 Non-Cogen | WT | WND | WND |  |  |  | 0 | 0 | 0 | 0 | 0 | 0 | 0 | 0 | 0 | 0 | 0 | 0 | 0 | 0 | 0 | 0 | 0 | 0 | 0 | 0 | 0 | 0 | 0 | 0 | 0 | 0 | 0 | 0 | 0 | 0 | 0 | 0 | 0 | 0 | 0 | 0 | 34982 | 35859 | 51982 | 70084 | 71512 | 79307 | 77867 | 66341 | 36727 | 40015 | 30622 | 30071 | 34982 | 35859 | 51982 | 70084 | 71512 | 79307 | 77867 | 66341 | 36727 | 40015 | 30622 | 30071 | 3993.372 | 4093.476 | 5934.059 | 8000.417 | 8163.506 | 9053.337 | 8888.89 | 7573.153 | 4192.524 | 4567.875 | 3495.633 | 3432.758 | 0 | 0 | 625369 | 625369 | 71389 | 2020
61593 | N | . | Westmont 301 | Westmont Solar, LLC | 60991 | CA | PACC | WECC |  | 493 | 4 | Commercial NAICS Non-Cogen | PV | SUN | SUN |  |  |  | 0 | 0 | 0 | 0 | 0 | 0 | 0 | 0 | 0 | 0 | 0 | 0 | 0 | 0 | 0 | 0 | 0 | 0 | 0 | 0 | 0 | 0 | 0 | 0 | 0 | 0 | 0 | 0 | 0 | 0 | 0 | 0 | 0 | 0 | 0 | 0 | 1428 | 1935 | 1894 | 2387 | 3124 | 3110 | 3398 | 2911 | 2285 | 2113 | 1670 | 1322 | 1428 | 1935 | 1894 | 2387 | 3124 | 3110 | 3398 | 2911 | 2285 | 2113 | 1670 | 1322 | 162.976 | 220.921 | 216.185 | 272.454 | 356.574 | 355.077 | 387.889 | 332.271 | 260.898 | 241.156 | 190.651 | 150.948 | 0 | 0 | 27577 | 27577 | 3148 | 2020
61594 | N | . | Westmont 401 | Westmont Solar, LLC | 60991 | CA | PACC | WECC |  | 493 | 4 | Commercial NAICS Non-Cogen | PV | SUN | SUN |  |  |  | 0 | 0 | 0 | 0 | 0 | 0 | 0 | 0 | 0 | 0 | 0 | 0 | 0 | 0 | 0 | 0 | 0 | 0 | 0 | 0 | 0 | 0 | 0 | 0 | 0 | 0 | 0 | 0 | 0 | 0 | 0 | 0 | 0 | 0 | 0 | 0 | 2255 | 3057 | 2992 | 3770 | 4934 | 4914 | 5368 | 4598 | 3610 | 3337 | 2638 | 2089 | 2255 | 3057 | 2992 | 3770 | 4934 | 4914 | 5368 | 4598 | 3610 | 3337 | 2638 | 2089 | 257.457 | 348.997 | 341.515 | 430.405 | 563.292 | 560.926 | 612.761 | 524.9 | 412.15 | 380.961 | 301.178 | 238.458 | 0 | 0 | 43562 | 43562 | 4973 | 2020
61607 | N | . | Stenner Creek Solar | Stenner Creek Solar LLC | 61210 | CA | PACC | WECC |  | 611 | 4 | Commercial NAICS Non-Cogen | PV | SUN | SUN |  |  |  | 0 | 0 | 0 | 0 | 0 | 0 | 0 | 0 | 0 | 0 | 0 | 0 | 0 | 0 | 0 | 0 | 0 | 0 | 0 | 0 | 0 | 0 | 0 | 0 | 0 | 0 | 0 | 0 | 0 | 0 | 0 | 0 | 0 | 0 | 0 | 0 | 4576 | 6204 | 6071 | 7651 | 10013 | 9971 | 10892 | 9330 | 7326 | 6772 | 5354 | 4239 | 4576 | 6204 | 6071 | 7651 | 10013 | 9971 | 10892 | 9330 | 7326 | 6772 | 5354 | 4239 | 522.422 | 708.17 | 692.987 | 873.359 | 1143.008 | 1138.208 | 1243.388 | 1065.104 | 836.317 | 773.031 | 611.138 | 483.868 | 0 | 0 | 88399 | 88399 | 10091 | 2020
61628 | N | . | Kilroy Solar | Nautilus Solar Solutions | 61227 | CA | PACC | WECC |  | 22 | 2 | NAICS-22 Non-Cogen | PV | SUN | SUN |  |  |  | 0 | 0 | 0 | 0 | 0 | 0 | 0 | 0 | 0 | 0 | 0 | 0 | 0 | 0 | 0 | 0 | 0 | 0 | 0 | 0 | 0 | 0 | 0 | 0 | 0 | 0 | 0 | 0 | 0 | 0 | 0 | 0 | 0 | 0 | 0 | 0 | 3072 | 4164 | 4075 | 5136 | 6721 | 6693 | 7312 | 6263 | 4918 | 4546 | 3594 | 2845 | 3072 | 4164 | 4075 | 5136 | 6721 | 6693 | 7312 | 6263 | 4918 | 4546 | 3594 | 2845 | 350.699 | 475.388 | 465.196 | 586.278 | 767.291 | 764.069 | 834.676 | 714.995 | 561.412 | 518.929 | 410.251 | 324.816 | 0 | 0 | 59339 | 59339 | 6774 | 2020
61661 | N | . | Vista Energy Storage System | Vista Energy Storage, LLC | 61277 | CA | PACC | WECC |  | 22 | 2 | NAICS-22 Non-Cogen | BA | MWH | OTH |  |  | megawatthours | 2744 | 1815 | 4082 | 2221 | 1167 | 1462 | 1289 | 2068 | 2300 | 3492 | 5165 | 5421 | 2744 | 1815 | 4082 | 2221 | 1167 | 1462 | 1289 | 2068 | 2300 | 3492 | 5165 | 5421 | 0 | 0 | 0 | 0 | 0 | 0 | 0 | 0 | 0 | 0 | 0 | 0 | 0 | 0 | 0 | 0 | 0 | 0 | 0 | 0 | 0 | 0 | 0 | 0 | 0 | 0 | 0 | 0 | 0 | 0 | 0 | 0 | 0 | 0 | 0 | 0 | -187 | -316 | -308 | 306 | -309 | 75 | -35 | -302 | -362 | -488 | -638 | -628 | 33226 | 33226 | 0 | 0 | -3192 | 2020
61698 | N | . | Folsom SP and CSP Sacramento | Ecoplexus, Inc | 58970 | CA | PACC | WECC |  | 22 | 2 | NAICS-22 Non-Cogen | PV | SUN | SUN |  |  |  | 0 | 0 | 0 | 0 | 0 | 0 | 0 | 0 | 0 | 0 | 0 | 0 | 0 | 0 | 0 | 0 | 0 | 0 | 0 | 0 | 0 | 0 | 0 | 0 | 0 | 0 | 0 | 0 | 0 | 0 | 0 | 0 | 0 | 0 | 0 | 0 | 1163 | 1577 | 1543 | 1945 | 2545 | 2534 | 2769 | 2372 | 1862 | 1721 | 1361 | 1077 | 1163 | 1577 | 1543 | 1945 | 2545 | 2534 | 2769 | 2372 | 1862 | 1721 | 1361 | 1077 | 132.794 | 180.007 | 176.148 | 221.996 | 290.538 | 289.317 | 316.053 | 270.736 | 212.581 | 196.494 | 155.343 | 122.993 | 0 | 0 | 22469 | 22469 | 2565 | 2020
61718 | N | . | Aerolease | PCS Energy, LLC | 61348 | CA | PACC | WECC |  | 211 | 6 | Industrial NAICS Non-Cogen | PV | SUN | SUN |  |  |  | 0 | 0 | 0 | 0 | 0 | 0 | 0 | 0 | 0 | 0 | 0 | 0 | 0 | 0 | 0 | 0 | 0 | 0 | 0 | 0 | 0 | 0 | 0 | 0 | 0 | 0 | 0 | 0 | 0 | 0 | 0 | 0 | 0 | 0 | 0 | 0 | 866 | 1174 | 1148 | 1447 | 1894 | 1886 | 2061 | 1765 | 1386 | 1281 | 1013 | 802 | 866 | 1174 | 1148 | 1447 | 1894 | 1886 | 2061 | 1765 | 1386 | 1281 | 1013 | 802 | 98.833 | 133.97 | 131.098 | 165.221 | 216.232 | 215.324 | 235.222 | 201.495 | 158.213 | 146.241 | 115.614 | 91.537 | 0 | 0 | 16723 | 16723 | 1909 | 2020
61721 | N | . | Baldwin | Advanced Microgrid Solutions | 61344 | CA | PACC | WECC |  | 622 | 4 | Commercial NAICS Non-Cogen | BA | MWH | OTH |  |  | megawatthours | 85 | 62 | 120 | 76 | 141 | 106 | 137 | 92 | 99 | 153 | 99 | 397 | 85 | 62 | 120 | 76 | 141 | 106 | 137 | 92 | 99 | 153 | 99 | 397 | 0 | 0 | 0 | 0 | 0 | 0 | 0 | 0 | 0 | 0 | 0 | 0 | 0 | 0 | 0 | 0 | 0 | 0 | 0 | 0 | 0 | 0 | 0 | 0 | 0 | 0 | 0 | 0 | 0 | 0 | 0 | 0 | 0 | 0 | 0 | 0 | -11 | -8 | -15 | -10 | -16 | -13 | -14 | -14 | -11 | -15 | -11 | -45 | 1567 | 1567 | 0 | 0 | -183 | 2020
61750 | N | . | Wistaria Ranch Solar | Consolidated Edison Development Inc. | 56769 | CA | PACC | WECC |  | 22 | 2 | NAICS-22 Non-Cogen | PV | SUN | SUN |  |  |  | 0 | 0 | 0 | 0 | 0 | 0 | 0 | 0 | 0 | 0 | 0 | 0 | 0 | 0 | 0 | 0 | 0 | 0 | 0 | 0 | 0 | 0 | 0 | 0 | 0 | 0 | 0 | 0 | 0 | 0 | 0 | 0 | 0 | 0 | 0 | 0 | 160001 | 178222 | 209890 | 205974 | 251771 | 233769 | 296219 | 235644 | 178616 | 151399 | 141141 | 120625 | 160001 | 178222 | 209890 | 205974 | 251771 | 233769 | 296219 | 235644 | 178616 | 151399 | 141141 | 120625 | 18265 | 20345 | 23960 | 23513 | 28741 | 26686 | 33815 | 26900 | 20390 | 17283 | 16112 | 13770 | 0 | 0 | 2363271 | 2363271 | 269780 | 2020
61754 | Y | . | SunSelect1 | SunSelect Produce (California) Inc | 63182 | CA | PACC | WECC |  | 311 | 7 | Industrial NAICS Cogen | IC | NG | NG |  |  | mcf | 1592 | 1408 | 1563 | 1105 | 1039 | 1462 | 2045 | 2542 | 2214 | 2300 | 1838 | 2037 | 1592 | 1408 | 1563 | 1105 | 1039 | 1462 | 2045 | 2542 | 2214 | 2300 | 1838 | 2037 | 1.033 | 1.033 | 1.033 | 1.033 | 1.033 | 1.033 | 1.033 | 1.033 | 1.033 | 1.033 | 1.033 | 1.033 | 1645 | 1454 | 1615 | 1141 | 1073 | 1510 | 2112 | 2626 | 2287 | 2376 | 1899 | 2104 | 1645 | 1454 | 1615 | 1141 | 1073 | 1510 | 2112 | 2626 | 2287 | 2376 | 1899 | 2104 | 182.206 | 161.19 | 179.012 | 126.538 | 118.975 | 167.382 | 234.151 | 290.994 | 253.516 | 263.35 | 210.413 | 233.273 | 21145 | 21145 | 21842 | 21842 | 2421 | 2020
61791 | N | . | Stage Gulch Solar | Stage Gulch Solar, LLC | 61418 | CA | PACC | WECC |  | 22 | 2 | NAICS-22 Non-Cogen | PV | SUN | SUN |  |  |  | 0 | 0 | 0 | 0 | 0 | 0 | 0 | 0 | 0 | 0 | 0 | 0 | 0 | 0 | 0 | 0 | 0 | 0 | 0 | 0 | 0 | 0 | 0 | 0 | 0 | 0 | 0 | 0 | 0 | 0 | 0 | 0 | 0 | 0 | 0 | 0 | 744 | 1009 | 987 | 1244 | 1628 | 1621 | 1771 | 1517 | 1191 | 1101 | 871 | 689 | 744 | 1009 | 987 | 1244 | 1628 | 1621 | 1771 | 1517 | 1191 | 1101 | 871 | 689 | 84.956 | 115.163 | 112.694 | 142.026 | 185.876 | 185.096 | 202.2 | 173.207 | 136.002 | 125.71 | 99.383 | 78.687 | 0 | 0 | 14373 | 14373 | 1641 | 2020
61792 | N | . | Lavio Solar | Lavio Solar, LLC | 61417 | CA | PACC | WECC |  | 22 | 2 | NAICS-22 Non-Cogen | PV | SUN | SUN |  |  |  | 0 | 0 | 0 | 0 | 0 | 0 | 0 | 0 | 0 | 0 | 0 | 0 | 0 | 0 | 0 | 0 | 0 | 0 | 0 | 0 | 0 | 0 | 0 | 0 | 0 | 0 | 0 | 0 | 0 | 0 | 0 | 0 | 0 | 0 | 0 | 0 | 932 | 1263 | 1236 | 1557 | 2038 | 2030 | 2217 | 1899 | 1491 | 1378 | 1090 | 863 | 932 | 1263 | 1236 | 1557 | 2038 | 2030 | 2217 | 1899 | 1491 | 1378 | 1090 | 863 | 106.337 | 144.146 | 141.056 | 177.77 | 232.657 | 231.68 | 253.089 | 216.8 | 170.23 | 157.349 | 124.396 | 98.49 | 0 | 0 | 17994 | 17994 | 2054 | 2020
61795 | N | . | Pacific Union College BESS | ENGIE Storage Services NA LLC | 61420 | CA | PACC | WECC |  | 611 | 4 | Commercial NAICS Non-Cogen | BA | MWH | OTH |  |  | megawatthours | . | . | . | . | . | 4 | 4 | 4 | 5 | 5 | 5 | 5 | . | . | . | . | . | 4 | 4 | 4 | 5 | 5 | 5 | 5 | . | . | . | . | . | 0 | 0 | 0 | 0 | 0 | 0 | 0 | . | . | . | . | . | 0 | 0 | 0 | 0 | 0 | 0 | 0 | . | . | . | . | . | 0 | 0 | 0 | 0 | 0 | 0 | 0 | . | . | . | . | . | 3.61 | 4.267 | 4.253 | 4.598 | 4.91 | 4.84 | 4.522 | 32 | 32 | 0 | 0 | 31 | 2020
61824 | N | . | Target Shafter | Good Fellow Solar 1 PH1, LLC | 61443 | CA | PACC | WECC |  | 22 | 2 | NAICS-22 Non-Cogen | PV | SUN | SUN |  |  |  | 0 | 0 | 0 | 0 | 0 | 0 | 0 | 0 | 0 | 0 | 0 | 0 | 0 | 0 | 0 | 0 | 0 | 0 | 0 | 0 | 0 | 0 | 0 | 0 | 0 | 0 | 0 | 0 | 0 | 0 | 0 | 0 | 0 | 0 | 0 | 0 | 1442 | 1954 | 1912 | 2410 | 3154 | 3141 | 3431 | 2939 | 2308 | 2133 | 1687 | 1335 | 1442 | 1954 | 1912 | 2410 | 3154 | 3141 | 3431 | 2939 | 2308 | 2133 | 1687 | 1335 | 164.581 | 223.097 | 218.314 | 275.137 | 360.085 | 358.573 | 391.709 | 335.543 | 263.468 | 243.53 | 192.529 | 152.434 | 0 | 0 | 27846 | 27846 | 3179 | 2020
61834 | N | . | Soboba Community Solar Project | Soboba Band of Luiseno Indians | 61453 | CA | PACC | WECC |  | 22 | 1 | Electric Utility | PV | SUN | SUN |  |  |  | 0 | 0 | 0 | 0 | 0 | 0 | 0 | 0 | 0 | 0 | 0 | 0 | 0 | 0 | 0 | 0 | 0 | 0 | 0 | 0 | 0 | 0 | 0 | 0 | 0 | 0 | 0 | 0 | 0 | 0 | 0 | 0 | 0 | 0 | 0 | 0 | 1709 | 2316 | 2267 | 2857 | 3739 | 3723 | 4067 | 3484 | 2736 | 2529 | 1999 | 1583 | 1709 | 2316 | 2267 | 2857 | 3739 | 3723 | 4067 | 3484 | 2736 | 2529 | 1999 | 1583 | 195.074 | 264.432 | 258.763 | 326.114 | 426.801 | 425.009 | 464.284 | 397.712 | 312.283 | 288.651 | 228.2 | 180.677 | 0 | 0 | 33009 | 33009 | 3768 | 2020
61843 | N | . | SeaWorld Aquatica | Onyx Asset Services Group | 60584 | CA | PACC | WECC |  | 22 | 2 | NAICS-22 Non-Cogen | PV | SUN | SUN |  |  |  | 0 | 0 | 0 | 0 | 0 | 0 | 0 | 0 | 0 | 0 | 0 | 0 | 0 | 0 | 0 | 0 | 0 | 0 | 0 | 0 | 0 | 0 | 0 | 0 | 0 | 0 | 0 | 0 | 0 | 0 | 0 | 0 | 0 | 0 | 0 | 0 | 879 | 1192 | 1166 | 1470 | 1924 | 1916 | 2093 | 1793 | 1408 | 1301 | 1029 | 814 | 879 | 1192 | 1166 | 1470 | 1924 | 1916 | 2093 | 1793 | 1408 | 1301 | 1029 | 814 | 100.384 | 136.076 | 133.158 | 167.817 | 219.631 | 218.708 | 238.919 | 204.661 | 160.7 | 148.539 | 117.431 | 92.976 | 0 | 0 | 16985 | 16985 | 1939 | 2020
61846 | Y | . | Tulare BioMAT Fuel Cell | Central CA Fuel Cell 2, LLC | 61467 | CA | PACC | WECC |  | 22 | 3 | NAICS-22 Cogen | FC | NG | NG |  |  | mcf | 945 | 837 | 929 | 657 | 617 | 869 | 1215 | 1510 | 1316 | 1367 | 1092 | 1211 | 945 | 837 | 929 | 657 | 617 | 869 | 1215 | 1510 | 1316 | 1367 | 1092 | 1211 | 0.903 | 0.903 | 0.903 | 0.903 | 0.903 | 0.903 | 0.903 | 0.903 | 0.903 | 0.903 | 0.903 | 0.903 | 853 | 756 | 839 | 593 | 557 | 785 | 1097 | 1364 | 1188 | 1234 | 986 | 1094 | 853 | 756 | 839 | 593 | 557 | 785 | 1097 | 1364 | 1188 | 1234 | 986 | 1094 | 108.537 | 96.018 | 106.634 | 75.376 | 70.871 | 99.706 | 139.479 | 173.339 | 151.015 | 156.872 | 125.339 | 138.956 | 12565 | 12565 | 11346 | 11346 | 1442.142 | 2020
61846 | Y | . | Tulare BioMAT Fuel Cell | Central CA Fuel Cell 2, LLC | 61467 | CA | PACC | WECC |  | 22 | 3 | NAICS-22 Cogen | FC | OBG | ORW |  |  | Mcf | 15482 | 13927 | 14675 | 13735 | 14590 | 13447 | 15103 | 14420 | 14303 | 13765 | 13858 | 12377 | 15481 | 13927 | 14675 | 13735 | 14590 | 13447 | 15103 | 14420 | 14303 | 13764 | 13858 | 12376 | 0.675 | 0.675 | 0.675 | 0.675 | 0.675 | 0.675 | 0.675 | 0.675 | 0.675 | 0.675 | 0.675 | 0.675 | 10450 | 9401 | 9906 | 9271 | 9848 | 9077 | 10195 | 9734 | 9655 | 9291 | 9354 | 8354 | 10450 | 9401 | 9906 | 9271 | 9848 | 9077 | 10195 | 9734 | 9655 | 9291 | 9354 | 8354 | 1328.364 | 1194.885 | 1259.059 | 1178.364 | 1251.752 | 1153.711 | 1295.754 | 1237.128 | 1227.089 | 1180.959 | 1188.919 | 1061.874 | 169682 | 169679 | 114536 | 114536 | 14557.858 | 2020
62004 | N | . | San Pablo Raceway | Sustainable Power Group, LLC | 58661 | CA | PACC | WECC |  | 22 | 2 | NAICS-22 Non-Cogen | PV | SUN | SUN |  |  |  | 0 | 0 | 0 | 0 | 0 | 0 | 0 | 0 | 0 | 0 | 0 | 0 | 0 | 0 | 0 | 0 | 0 | 0 | 0 | 0 | 0 | 0 | 0 | 0 | 0 | 0 | 0 | 0 | 0 | 0 | 0 | 0 | 0 | 0 | 0 | 0 | 134781 | 158214 | 144365 | 180736 | 268941 | 274784 | 313792 | 258770 | 211282 | 196198 | 154377 | 128702 | 134781 | 158214 | 144365 | 180736 | 268941 | 274784 | 313792 | 258770 | 211282 | 196198 | 154377 | 128702 | 15386 | 18061 | 16480 | 20632 | 30701 | 31368 | 35821 | 29540 | 24119 | 22397 | 17623 | 14692 | 0 | 0 | 2424942 | 2424942 | 276820 | 2020
62015 | N | . | Mustang Two | RE Mustang Two LLC | 61589 | CA | PACC | WECC |  | 22 | 2 | NAICS-22 Non-Cogen | PV | SUN | SUN |  |  |  | . | . | . | . | . | . | . | . | . | . | 0 | 0 | . | . | . | . | . | . | . | . | . | . | 0 | 0 | . | . | . | . | . | . | . | . | . | . | 0 | 0 | . | . | . | . | . | . | . | . | . | . | 203740 | 164127 | . | . | . | . | . | . | . | . | . | . | 203740 | 164127 | . | . | . | . | . | . | . | . | . | . | 23258 | 18736 | 0 | 0 | 367867 | 367867 | 41994 | 2020
62016 | N | . | UC Riverside Lots 30 & 32 | Goldman Sachs Renewable Power Group | 61944 | CA | PACC | WECC |  | 22 | 2 | NAICS-22 Non-Cogen | PV | SUN | SUN |  |  |  | 0 | 0 | 0 | 0 | 0 | 0 | 0 | 0 | 0 | 0 | 0 | 0 | 0 | 0 | 0 | 0 | 0 | 0 | 0 | 0 | 0 | 0 | 0 | 0 | 0 | 0 | 0 | 0 | 0 | 0 | 0 | 0 | 0 | 0 | 0 | 0 | 2905 | 3938 | 3854 | 4857 | 6356 | 6330 | 6915 | 5923 | 4651 | 4299 | 3399 | 2691 | 2905 | 3938 | 3854 | 4857 | 6356 | 6330 | 6915 | 5923 | 4651 | 4299 | 3399 | 2691 | 331.645 | 449.563 | 439.924 | 554.428 | 725.608 | 722.561 | 789.332 | 676.153 | 530.913 | 490.738 | 387.964 | 307.171 | 0 | 0 | 56118 | 56118 | 6406 | 2020
62020 | N | . | Stanford Campus Solar | Solar Star California XLII, LLC | 61602 | CA | PACC | WECC |  | 22 | 2 | NAICS-22 Non-Cogen | PV | SUN | SUN |  |  |  | 0 | 0 | 0 | 0 | 0 | 0 | 0 | 0 | 0 | 0 | 0 | 0 | 0 | 0 | 0 | 0 | 0 | 0 | 0 | 0 | 0 | 0 | 0 | 0 | 0 | 0 | 0 | 0 | 0 | 0 | 0 | 0 | 0 | 0 | 0 | 0 | 2810 | 3810 | 3728 | 4698 | 6149 | 6123 | 6689 | 5730 | 4499 | 4159 | 3288 | 2603 | 2810 | 3810 | 3728 | 4698 | 6149 | 6123 | 6689 | 5730 | 4499 | 4159 | 3288 | 2603 | 320.826 | 434.895 | 425.571 | 536.34 | 701.934 | 698.987 | 763.579 | 654.093 | 513.592 | 474.727 | 375.307 | 297.149 | 0 | 0 | 54286 | 54286 | 6197 | 2020
62028 | N | . | CSU Long Beach Lots 7 & 14 | Solar Star California XLVII, LLC | 61601 | CA | PACC | WECC |  | 22 | 2 | NAICS-22 Non-Cogen | PV | SUN | SUN |  |  |  | 0 | 0 | 0 | 0 | 0 | 0 | 0 | 0 | 0 | 0 | 0 | 0 | 0 | 0 | 0 | 0 | 0 | 0 | 0 | 0 | 0 | 0 | 0 | 0 | 0 | 0 | 0 | 0 | 0 | 0 | 0 | 0 | 0 | 0 | 0 | 0 | 3343 | 4532 | 4435 | 5589 | 7315 | 7284 | 7957 | 6816 | 5352 | 4947 | 3911 | 3097 | 3343 | 4532 | 4435 | 5589 | 7315 | 7284 | 7957 | 6816 | 5352 | 4947 | 3911 | 3097 | 381.656 | 517.355 | 506.263 | 638.034 | 835.027 | 831.52 | 908.36 | 778.114 | 610.973 | 564.739 | 446.468 | 353.491 | 0 | 0 | 64578 | 64578 | 7372 | 2020
62039 | N | . | Santa Rosa Junior College Petaluma Solar | Sonoma County Junior College District | 61987 | CA | PACC | WECC |  | 22 | 2 | NAICS-22 Non-Cogen | PV | SUN | SUN |  |  |  | 0 | 0 | 0 | 0 | 0 | 0 | 0 | 0 | 0 | 0 | 0 | 0 | 0 | 0 | 0 | 0 | 0 | 0 | 0 | 0 | 0 | 0 | 0 | 0 | 0 | 0 | 0 | 0 | 0 | 0 | 0 | 0 | 0 | 0 | 0 | 0 | 883 | 1197 | 1171 | 1476 | 1932 | 1924 | 2102 | 1800 | 1414 | 1307 | 1033 | 818 | 883 | 1197 | 1171 | 1476 | 1932 | 1924 | 2102 | 1800 | 1414 | 1307 | 1033 | 818 | 100.796 | 136.637 | 133.708 | 168.51 | 220.537 | 219.611 | 239.905 | 205.506 | 161.363 | 149.152 | 117.915 | 93.36 | 0 | 0 | 17057 | 17057 | 1947 | 2020
62052 | N | . | Citizens Imperial Solar | Citizens Enterprises Corporation | 58871 | CA | PACC | WECC |  | 22 | 2 | NAICS-22 Non-Cogen | PV | SUN | SUN |  |  |  | 0 | 0 | 0 | 0 | 0 | 0 | 0 | 0 | 0 | 0 | 0 | 0 | 0 | 0 | 0 | 0 | 0 | 0 | 0 | 0 | 0 | 0 | 0 | 0 | 0 | 0 | 0 | 0 | 0 | 0 | 0 | 0 | 0 | 0 | 0 | 0 | 42959 | 50204 | 60199 | 71122 | 81223 | 80303 | 76816 | 64491 | 51500 | 44396 | 40568 | 33428 | 42959 | 50204 | 60199 | 71122 | 81223 | 80303 | 76816 | 64491 | 51500 | 44396 | 40568 | 33428 | 4904 | 5731 | 6872 | 8119 | 9272 | 9167 | 8769 | 7362 | 5879 | 5068 | 4631 | 3816 | 0 | 0 | 697209 | 697209 | 79590 | 2020
62056 | N | . | Lancaster | AVS Phase 2 LLC | 61633 | CA | PACC | WECC |  | 22 | 2 | NAICS-22 Non-Cogen | PV | SUN | SUN |  |  |  | 0 | 0 | 0 | 0 | 0 | 0 | 0 | 0 | 0 | 0 | 0 | 0 | 0 | 0 | 0 | 0 | 0 | 0 | 0 | 0 | 0 | 0 | 0 | 0 | 0 | 0 | 0 | 0 | 0 | 0 | 0 | 0 | 0 | 0 | 0 | 0 | 3088 | 4185 | 4096 | 5162 | 6755 | 6727 | 7348 | 6295 | 4943 | 4569 | 3612 | 2860 | 3088 | 4185 | 4096 | 5162 | 6755 | 6727 | 7348 | 6295 | 4943 | 4569 | 3612 | 2860 | 352.459 | 477.774 | 467.531 | 589.221 | 771.142 | 767.904 | 838.865 | 718.584 | 564.23 | 521.533 | 412.31 | 326.447 | 0 | 0 | 59640 | 59640 | 6808 | 2020
62077 | N | . | Blue Shld Of Cal- El Dorado Hlls Mtr B | Tesla Inc. | 60947 | CA | PACC | WECC |  | 22 | 2 | NAICS-22 Non-Cogen | PV | SUN | SUN |  |  |  | 0 | 0 | 0 | 0 | 0 | 0 | 0 | 0 | 0 | 0 | 0 | 0 | 0 | 0 | 0 | 0 | 0 | 0 | 0 | 0 | 0 | 0 | 0 | 0 | 0 | 0 | 0 | 0 | 0 | 0 | 0 | 0 | 0 | 0 | 0 | 0 | 590 | 800 | 783 | 986 | 1291 | 1285 | 1404 | 1203 | 945 | 873 | 690 | 546 | 590 | 800 | 783 | 986 | 1291 | 1285 | 1404 | 1203 | 945 | 873 | 690 | 546 | 67.355 | 91.302 | 89.345 | 112.599 | 147.364 | 146.745 | 160.306 | 137.32 | 107.824 | 99.664 | 78.792 | 62.384 | 0 | 0 | 11396 | 11396 | 1301 | 2020
62114 | N | . | Roseville Solar | Greenskies | 61674 | CA | PACC | WECC |  | 22 | 2 | NAICS-22 Non-Cogen | PV | SUN | SUN |  |  |  | 0 | 0 | 0 | 0 | 0 | 0 | 0 | 0 | 0 | 0 | 0 | 0 | 0 | 0 | 0 | 0 | 0 | 0 | 0 | 0 | 0 | 0 | 0 | 0 | 0 | 0 | 0 | 0 | 0 | 0 | 0 | 0 | 0 | 0 | 0 | 0 | 802 | 1088 | 1064 | 1341 | 1755 | 1748 | 1909 | 1636 | 1284 | 1187 | 939 | 743 | 802 | 1088 | 1064 | 1341 | 1755 | 1748 | 1909 | 1636 | 1284 | 1187 | 939 | 743 | 91.583 | 124.146 | 121.484 | 153.104 | 200.375 | 199.533 | 217.972 | 186.718 | 146.61 | 135.516 | 107.135 | 84.824 | 0 | 0 | 15496 | 15496 | 1769 | 2020
62115 | N | . | AES Alamitos Energy Center | AES Alamitos Energy, LLC | 61669 | CA | PACC | WECC |  | 22 | 2 | NAICS-22 Non-Cogen | CA | NG | NG |  |  | mcf | . | 0 | 0 | 0 | 0 | 0 | 0 | 0 | 0 | 0 | 0 | 0 | . | 0 | 0 | 0 | 0 | 0 | 0 | 0 | 0 | 0 | 0 | 0 | . | 0 | 0 | 0 | 0 | 0 | 0 | 0 | 0 | 0 | 0 | 0 | . | 0 | 0 | 0 | 0 | 0 | 0 | 0 | 0 | 0 | 0 | 0 | . | 0 | 0 | 0 | 0 | 0 | 0 | 0 | 0 | 0 | 0 | 0 | . | 18332 | 9804 | 13686 | 9025 | 27133 | 60349 | 72789 | 64197 | 71832 | 48223 | 40125 | 0 | 0 | 0 | 0 | 435495 | 2020
62115 | N | . | AES Alamitos Energy Center | AES Alamitos Energy, LLC | 61669 | CA | PACC | WECC |  | 22 | 2 | NAICS-22 Non-Cogen | CT | NG | NG |  |  | mcf | . | 368760 | 201930 | 277420 | 182000 | 542990 | 1144000 | 1416433 | 1269545 | 1416660 | 941460 | 772530 | . | 368760 | 201930 | 277420 | 182000 | 542990 | 1144000 | 1416433 | 1269545 | 1416660 | 941460 | 772530 | . | 1.035 | 1.034 | 1.036 | 1.032 | 1.024 | 1.019 | 1.019 | 1.027 | 1.023 | 1.032 | 1.042 | . | 381667 | 208796 | 287407 | 187824 | 556022 | 1165736 | 1443345 | 1303823 | 1449243 | 971587 | 804976 | . | 381667 | 208796 | 287407 | 187824 | 556022 | 1165736 | 1443345 | 1303823 | 1449243 | 971587 | 804976 | . | 35498 | 18886 | 26667 | 16877 | 51405 | 112422 | 131072 | 114902 | 132486 | 86048 | 72067 | 8533728 | 8533728 | 8760426 | 8760426 | 798330 | 2020
62116 | N | . | AES Huntington Beach Energy Project | AES Huntington Beach Energy, LLC | 61670 | CA | PACC | WECC |  | 22 | 2 | NAICS-22 Non-Cogen | CA | NG | NG |  |  | mcf | . | 0 | 0 | 0 | 0 | 0 | 0 | 0 | 0 | 0 | 0 | 0 | . | 0 | 0 | 0 | 0 | 0 | 0 | 0 | 0 | 0 | 0 | 0 | . | 0 | 0 | 0 | 0 | 0 | 0 | 0 | 0 | 0 | 0 | 0 | . | 0 | 0 | 0 | 0 | 0 | 0 | 0 | 0 | 0 | 0 | 0 | . | 0 | 0 | 0 | 0 | 0 | 0 | 0 | 0 | 0 | 0 | 0 | . | 0 | 25860 | 4840 | 19080 | 35089 | 60293 | 63592 | 70872 | 76575 | 42853 | 32768 | 0 | 0 | 0 | 0 | 431822 | 2020
62116 | N | . | AES Huntington Beach Energy Project | AES Huntington Beach Energy, LLC | 61670 | CA | PACC | WECC |  | 22 | 2 | NAICS-22 Non-Cogen | CT | NG | NG |  |  | mcf | . | 679000 | 523000 | 104930 | 370000 | 684870 | 1167816 | 1217314 | 1340763 | 1448362 | 817658 | 620403 | . | 679000 | 523000 | 104930 | 370000 | 684870 | 1167816 | 1217314 | 1340763 | 1448362 | 817658 | 620403 | . | 1.035 | 1.032 | 1.035 | 1.032 | 1.024 | 1.019 | 1.02 | 1.028 | 1.033 | 1.043 | 1.047 | . | 702765 | 539736 | 108603 | 381840 | 701307 | 1190005 | 1241660 | 1378304 | 1496158 | 852817 | 649562 | . | 702765 | 539736 | 108603 | 381840 | 701307 | 1190005 | 1241660 | 1378304 | 1496158 | 852817 | 649562 | . | 65217 | 50423 | 9396 | 35355 | 65421 | 112660 | 115689 | 126788 | 138288 | 77591 | 56517 | 8974116 | 8974116 | 9242757 | 9242757 | 853345 | 2020
62150 | N | . | Chaffey College Rancho Cucamonga Campus | Chaffey Community College District | 61686 | CA | PACC | WECC |  | 611 | 4 | Commercial NAICS Non-Cogen | PV | SUN | SUN |  |  |  | 0 | 0 | 0 | 0 | 0 | 0 | 0 | 0 | 0 | 0 | 0 | 0 | 0 | 0 | 0 | 0 | 0 | 0 | 0 | 0 | 0 | 0 | 0 | 0 | 0 | 0 | 0 | 0 | 0 | 0 | 0 | 0 | 0 | 0 | 0 | 0 | 3190 | 4324 | 4231 | 5332 | 6978 | 6949 | 7591 | 6503 | 5106 | 4720 | 3731 | 2954 | 3190 | 4324 | 4231 | 5332 | 6978 | 6949 | 7591 | 6503 | 5106 | 4720 | 3731 | 2954 | 364.106 | 493.564 | 482.983 | 608.694 | 796.628 | 793.283 | 866.589 | 742.333 | 582.878 | 538.77 | 425.937 | 337.235 | 0 | 0 | 61609 | 61609 | 7033 | 2020
62176 | N | . | Berry NMW Cogens | Berry Petroleum Co | 1569 | CA | PACC | WECC |  | 211 | 6 | Industrial NAICS Non-Cogen | GT | NG | NG |  |  | mcf | 62487 | 55280 | 61392 | 43396 | 40802 | 57403 | 80302 | 99796 | 86943 | 90315 | 72161 | 80001 | 62487 | 55280 | 61392 | 43396 | 40802 | 57403 | 80302 | 99796 | 86943 | 90315 | 72161 | 80001 | 1.016 | 1.016 | 1.016 | 1.016 | 1.016 | 1.016 | 1.016 | 1.016 | 1.016 | 1.016 | 1.016 | 1.016 | 63487 | 56164 | 62374 | 44090 | 41455 | 58321 | 81587 | 101393 | 88334 | 91760 | 73316 | 81281 | 63487 | 56164 | 62374 | 44090 | 41455 | 58321 | 81587 | 101393 | 88334 | 91760 | 73316 | 81281 | 3771.6 | 3336.585 | 3705.496 | 2619.31 | 2462.745 | 3464.755 | 4846.852 | 6023.489 | 5247.716 | 5451.268 | 4355.494 | 4828.69 | 830278 | 830278 | 843562 | 843562 | 50114 | 2020
62177 | N | . | Desert Harvest, LLC | Desert Harvest, LLC | 61709 | CA | PACC | WECC |  | 22 | 2 | NAICS-22 Non-Cogen | PV | SUN | SUN |  |  |  | . | . | . | . | . | . | . | . | . | . | . | 0 | . | . | . | . | . | . | . | . | . | . | . | 0 | . | . | . | . | . | . | . | . | . | . | . | 0 | . | . | . | . | . | . | . | . | . | . | . | 83001 | . | . | . | . | . | . | . | . | . | . | . | 83001 | . | . | . | . | . | . | . | . | . | . | . | 9475 | 0 | 0 | 83001 | 83001 | 9475 | 2020
62178 | N | . | Maverick Solar, LLC | Maverick Solar, LLC | 61710 | CA | PACC | WECC |  | 22 | 2 | NAICS-22 Non-Cogen | PV | SUN | SUN |  |  |  | . | . | . | . | . | . | . | . | . | . | . | 0 | . | . | . | . | . | . | . | . | . | . | . | 0 | . | . | . | . | . | . | . | . | . | . | . | 0 | . | . | . | . | . | . | . | . | . | . | . | 130375 | . | . | . | . | . | . | . | . | . | . | . | 130375 | . | . | . | . | . | . | . | . | . | . | . | 14883 | 0 | 0 | 130375 | 130375 | 14883 | 2020
62242 | N | . | County of San Diego SBRC | Solar Star California LXIII, LLC | 61766 | CA | PACC | WECC |  | 22 | 2 | NAICS-22 Non-Cogen | PV | SUN | SUN |  |  |  | 0 | 0 | 0 | 0 | 0 | 0 | 0 | 0 | 0 | 0 | 0 | 0 | 0 | 0 | 0 | 0 | 0 | 0 | 0 | 0 | 0 | 0 | 0 | 0 | 0 | 0 | 0 | 0 | 0 | 0 | 0 | 0 | 0 | 0 | 0 | 0 | 1076 | 1458 | 1427 | 1798 | 2354 | 2344 | 2560 | 2193 | 1722 | 1592 | 1258 | 996 | 1076 | 1458 | 1427 | 1798 | 2354 | 2344 | 2560 | 2193 | 1722 | 1592 | 1258 | 996 | 122.801 | 166.463 | 162.894 | 205.293 | 268.677 | 267.548 | 292.272 | 250.364 | 196.586 | 181.709 | 143.655 | 113.738 | 0 | 0 | 20778 | 20778 | 2372 | 2020
62246 | N | . | Target Woodland Solar Project | Good Fellow Solar 1 PH1, LLC | 61443 | CA | PACC | WECC |  | 22 | 2 | NAICS-22 Non-Cogen | PV | SUN | SUN |  |  |  | 0 | 0 | 0 | 0 | 0 | 0 | 0 | 0 | 0 | 0 | 0 | 0 | 0 | 0 | 0 | 0 | 0 | 0 | 0 | 0 | 0 | 0 | 0 | 0 | 0 | 0 | 0 | 0 | 0 | 0 | 0 | 0 | 0 | 0 | 0 | 0 | 1813 | 2457 | 2405 | 3030 | 3966 | 3949 | 4314 | 3696 | 2902 | 2682 | 2121 | 1679 | 1813 | 2457 | 2405 | 3030 | 3966 | 3949 | 4314 | 3696 | 2902 | 2682 | 2121 | 1679 | 206.93 | 280.503 | 274.489 | 345.933 | 452.74 | 450.839 | 492.501 | 421.883 | 331.261 | 306.194 | 242.069 | 191.658 | 0 | 0 | 35014 | 35014 | 3997 | 2020
62274 | N | . | Liberty HS Solar Project | Kern Highschool District Solar,LLC | 61798 | CA | PACC | WECC |  | 611 | 4 | Commercial NAICS Non-Cogen | PV | SUN | SUN |  |  |  | 0 | 0 | 0 | 0 | 0 | 0 | 0 | 0 | 0 | 0 | 0 | 0 | 0 | 0 | 0 | 0 | 0 | 0 | 0 | 0 | 0 | 0 | 0 | 0 | 0 | 0 | 0 | 0 | 0 | 0 | 0 | 0 | 0 | 0 | 0 | 0 | 1174 | 1592 | 1557 | 1963 | 2569 | 2558 | 2795 | 2394 | 1880 | 1737 | 1374 | 1088 | 1174 | 1592 | 1557 | 1963 | 2569 | 2558 | 2795 | 2394 | 1880 | 1737 | 1374 | 1088 | 134.034 | 181.692 | 177.796 | 224.074 | 293.256 | 292.025 | 319.01 | 273.269 | 214.57 | 198.333 | 156.797 | 124.144 | 0 | 0 | 22681 | 22681 | 2589 | 2020
62275 | N | . | Frontier HS Solar Project | Kern Highschool District Solar,LLC | 61798 | CA | PACC | WECC |  | 611 | 4 | Commercial NAICS Non-Cogen | PV | SUN | SUN |  |  |  | 0 | 0 | 0 | 0 | 0 | 0 | 0 | 0 | 0 | 0 | 0 | 0 | 0 | 0 | 0 | 0 | 0 | 0 | 0 | 0 | 0 | 0 | 0 | 0 | 0 | 0 | 0 | 0 | 0 | 0 | 0 | 0 | 0 | 0 | 0 | 0 | 1157 | 1568 | 1535 | 1934 | 2531 | 2521 | 2754 | 2359 | 1852 | 1712 | 1353 | 1072 | 1157 | 1568 | 1535 | 1934 | 2531 | 2521 | 2754 | 2359 | 1852 | 1712 | 1353 | 1072 | 132.067 | 179.025 | 175.187 | 220.785 | 288.952 | 287.738 | 314.328 | 269.258 | 211.421 | 195.422 | 154.495 | 122.322 | 0 | 0 | 22348 | 22348 | 2551 | 2020
62286 | N | . | Xebec 1 | AES Distributed Energy | 61012 | CA | PACC | WECC |  | 493 | 4 | Commercial NAICS Non-Cogen | PV | SUN | SUN |  |  |  | 0 | 0 | 0 | 0 | 0 | 0 | 0 | 0 | 0 | 0 | 0 | 0 | 0 | 0 | 0 | 0 | 0 | 0 | 0 | 0 | 0 | 0 | 0 | 0 | 0 | 0 | 0 | 0 | 0 | 0 | 0 | 0 | 0 | 0 | 0 | 0 | 1888 | 2560 | 2505 | 3157 | 4132 | 4114 | 4495 | 3850 | 3023 | 2794 | 2209 | 1749 | 1888 | 2560 | 2505 | 3157 | 4132 | 4114 | 4495 | 3850 | 3023 | 2794 | 2209 | 1749 | 215.574 | 292.223 | 285.958 | 360.387 | 471.656 | 469.676 | 513.078 | 439.51 | 345.102 | 318.987 | 252.183 | 199.666 | 0 | 0 | 36476 | 36476 | 4164 | 2020
62287 | N | . | Francisco St. Solar | AES Distributed Energy | 61012 | CA | PACC | WECC |  | 493 | 4 | Commercial NAICS Non-Cogen | PV | SUN | SUN |  |  |  | 0 | 0 | 0 | 0 | 0 | 0 | 0 | 0 | 0 | 0 | 0 | 0 | 0 | 0 | 0 | 0 | 0 | 0 | 0 | 0 | 0 | 0 | 0 | 0 | 0 | 0 | 0 | 0 | 0 | 0 | 0 | 0 | 0 | 0 | 0 | 0 | 1052 | 1426 | 1395 | 1758 | 2301 | 2291 | 2503 | 2144 | 1684 | 1556 | 1230 | 974 | 1052 | 1426 | 1395 | 1758 | 2301 | 2291 | 2503 | 2144 | 1684 | 1556 | 1230 | 974 | 120.059 | 162.744 | 159.254 | 200.705 | 262.673 | 261.57 | 285.741 | 244.77 | 192.193 | 177.649 | 140.445 | 111.197 | 0 | 0 | 20314 | 20314 | 2319 | 2020
62288 | N | . | Valentine Solar, LLC | EDF Renewable Asset Holdings, Inc. | 57170 | CA | PACC | WECC |  | 22 | 2 | NAICS-22 Non-Cogen | PV | SUN | SUN |  |  |  | 0 | 0 | 0 | 0 | 0 | 0 | 0 | 0 | 0 | 0 | 0 | 0 | 0 | 0 | 0 | 0 | 0 | 0 | 0 | 0 | 0 | 0 | 0 | 0 | 0 | 0 | 0 | 0 | 0 | 0 | 0 | 0 | 0 | 0 | 0 | 0 | 105488 | 193132 | 184486 | 126433 | 214156 | 227156 | 269020 | 250387 | 199956 | 180395 | 137366 | 133371 | 105488 | 193132 | 184486 | 126433 | 214156 | 227156 | 269020 | 250387 | 199956 | 180395 | 137366 | 133371 | 12042 | 22047 | 21060 | 14433 | 24447 | 25931 | 30710 | 28583 | 22826 | 20593 | 15681 | 15225 | 0 | 0 | 2221346 | 2221346 | 253578 | 2020
62458 | N | . | Ratkovich Alhambra | Bloom Energy | 57128 | CA | PACC | WECC |  | 22 | 2 | NAICS-22 Non-Cogen | FC | NG | NG |  |  | mcf | 4374 | 3869 | 4297 | 3038 | 2856 | 4018 | 5621 | 6986 | 6086 | 6322 | 5051 | 5600 | 4374 | 3869 | 4297 | 3038 | 2856 | 4018 | 5621 | 6986 | 6086 | 6322 | 5051 | 5600 | 1.026 | 1.026 | 1.026 | 1.026 | 1.026 | 1.026 | 1.026 | 1.026 | 1.026 | 1.026 | 1.026 | 1.026 | 4488 | 3970 | 4409 | 3117 | 2930 | 4122 | 5767 | 7168 | 6244 | 6486 | 5182 | 5746 | 4488 | 3970 | 4409 | 3117 | 2930 | 4122 | 5767 | 7168 | 6244 | 6486 | 5182 | 5746 | 637.08 | 563.599 | 625.913 | 442.44 | 415.994 | 585.249 | 818.705 | 1017.457 | 886.417 | 920.8 | 735.708 | 815.638 | 58118 | 58118 | 59629 | 59629 | 8465 | 2020
62459 | N | . | Micro Santa Clara | Bloom Energy | 57128 | CA | PACC | WECC |  | 22 | 2 | NAICS-22 Non-Cogen | FC | NG | NG |  |  | mcf | 4111 | 3638 | 4040 | 2856 | 2685 | 3777 | 5284 | 6567 | 5721 | 5943 | 4748 | 5264 | 4111 | 3638 | 4040 | 2856 | 2685 | 3777 | 5284 | 6567 | 5721 | 5943 | 4748 | 5264 | 1.02 | 1.02 | 1.02 | 1.02 | 1.02 | 1.02 | 1.02 | 1.02 | 1.02 | 1.02 | 1.02 | 1.02 | 4193 | 3711 | 4121 | 2913 | 2739 | 3853 | 5390 | 6698 | 5835 | 6062 | 4843 | 5369 | 4193 | 3711 | 4121 | 2913 | 2739 | 3853 | 5390 | 6698 | 5835 | 6062 | 4843 | 5369 | 557.153 | 492.891 | 547.388 | 386.933 | 363.805 | 511.825 | 715.992 | 889.809 | 775.209 | 805.279 | 643.407 | 713.309 | 54634 | 54634 | 55727 | 55727 | 7403 | 2020
62463 | N | . | Little Bear 3 | Longroad Energy Services LLC | 61219 | CA | PACC | WECC |  | 22 | 2 | NAICS-22 Non-Cogen | PV | SUN | SUN |  |  |  | . | . | . | . | . | . | . | . | . | . | . | 0 | . | . | . | . | . | . | . | . | . | . | . | 0 | . | . | . | . | . | . | . | . | . | . | . | 0 | . | . | . | . | . | . | . | . | . | . | . | 13622 | . | . | . | . | . | . | . | . | . | . | . | 13622 | . | . | . | . | . | . | . | . | . | . | . | 1555 | 0 | 0 | 13622 | 13622 | 1555 | 2020
62464 | N | . | Little Bear 4 | Longroad Energy Services LLC | 61219 | CA | PACC | WECC |  | 22 | 2 | NAICS-22 Non-Cogen | PV | SUN | SUN |  |  |  | . | . | . | . | . | . | . | . | . | . | . | 0 | . | . | . | . | . | . | . | . | . | . | . | 0 | . | . | . | . | . | . | . | . | . | . | . | 0 | . | . | . | . | . | . | . | . | . | . | . | 48495 | . | . | . | . | . | . | . | . | . | . | . | 48495 | . | . | . | . | . | . | . | . | . | . | . | 5536 | 0 | 0 | 48495 | 48495 | 5536 | 2020
62465 | N | . | Little Bear 5 | Longroad Energy Services LLC | 61219 | CA | PACC | WECC |  | 22 | 2 | NAICS-22 Non-Cogen | PV | SUN | SUN |  |  |  | . | . | . | . | . | . | . | . | . | . | . | 0 | . | . | . | . | . | . | . | . | . | . | . | 0 | . | . | . | . | . | . | . | . | . | . | . | 0 | . | . | . | . | . | . | . | . | . | . | . | 50764 | . | . | . | . | . | . | . | . | . | . | . | 50764 | . | . | . | . | . | . | . | . | . | . | . | 5795 | 0 | 0 | 50764 | 50764 | 5795 | 2020
62545 | N | . | Renew Solar ABC Sacramento LLC | Greenbacker Renewable Energy Corporation | 60025 | CA | PACC | WECC |  | 22 | 2 | NAICS-22 Non-Cogen | PV | SUN | SUN |  |  |  | . | . | . | . | . | . | . | . | . | . | 0 | 0 | . | . | . | . | . | . | . | . | . | . | 0 | 0 | . | . | . | . | . | . | . | . | . | . | 0 | 0 | . | . | . | . | . | . | . | . | . | . | 1623 | 1285 | . | . | . | . | . | . | . | . | . | . | 1623 | 1285 | . | . | . | . | . | . | . | . | . | . | 185.294 | 146.706 | 0 | 0 | 2908 | 2908 | 332 | 2020
62571 | N | . | Disney Prospect | Bloom Energy | 57128 | CA | PACC | WECC |  | 22 | 2 | NAICS-22 Non-Cogen | FC | NG | NG |  |  | mcf | 3983 | 3523 | 3912 | 2765 | 2600 | 3658 | 5117 | 6359 | 5540 | 5755 | 4598 | 5098 | 3983 | 3523 | 3912 | 2765 | 2600 | 3658 | 5117 | 6359 | 5540 | 5755 | 4598 | 5098 | 1.02 | 1.02 | 1.02 | 1.02 | 1.02 | 1.02 | 1.02 | 1.02 | 1.02 | 1.02 | 1.02 | 1.02 | 4063 | 3593 | 3990 | 2820 | 2652 | 3731 | 5219 | 6486 | 5651 | 5870 | 4690 | 5200 | 4063 | 3593 | 3990 | 2820 | 2652 | 3731 | 5219 | 6486 | 5651 | 5870 | 4690 | 5200 | 555.12 | 491.093 | 545.391 | 385.522 | 362.478 | 509.958 | 713.381 | 886.564 | 772.382 | 802.342 | 641.061 | 710.708 | 52908 | 52908 | 53965 | 53965 | 7376 | 2020
62573 | N | . | ATT Kelvin | Bloom Energy | 57128 | CA | PACC | WECC |  | 22 | 2 | NAICS-22 Non-Cogen | FC | NG | NG |  |  | mcf | 3993 | 3532 | 3923 | 2773 | 2607 | 3668 | 5131 | 6377 | 5555 | 5771 | 4611 | 5112 | 3993 | 3532 | 3923 | 2773 | 2607 | 3668 | 5131 | 6377 | 5555 | 5771 | 4611 | 5112 | 1.02 | 1.02 | 1.02 | 1.02 | 1.02 | 1.02 | 1.02 | 1.02 | 1.02 | 1.02 | 1.02 | 1.02 | 4073 | 3603 | 4001 | 2828 | 2659 | 3741 | 5234 | 6505 | 5666 | 5886 | 4703 | 5214 | 4073 | 3603 | 4001 | 2828 | 2659 | 3741 | 5234 | 6505 | 5666 | 5886 | 4703 | 5214 | 578.903 | 512.133 | 568.757 | 402.038 | 378.007 | 531.805 | 743.943 | 924.546 | 805.472 | 836.715 | 668.525 | 741.156 | 53053 | 53053 | 54113 | 54113 | 7692 | 2020
62574 | N | . | ATT Van Nyus | Bloom Energy | 57128 | CA | PACC | WECC |  | 22 | 2 | NAICS-22 Non-Cogen | FC | NG | NG |  |  | mcf | 3777 | 3342 | 3712 | 2624 | 2467 | 3470 | 4855 | 6033 | 5256 | 5460 | 4363 | 4837 | 3777 | 3342 | 3712 | 2624 | 2467 | 3470 | 4855 | 6033 | 5256 | 5460 | 4363 | 4837 | 1.02 | 1.02 | 1.02 | 1.02 | 1.02 | 1.02 | 1.02 | 1.02 | 1.02 | 1.02 | 1.02 | 1.02 | 3853 | 3409 | 3786 | 2676 | 2516 | 3539 | 4952 | 6154 | 5361 | 5569 | 4450 | 4934 | 3853 | 3409 | 3786 | 2676 | 2516 | 3539 | 4952 | 6154 | 5361 | 5569 | 4450 | 4934 | 517.114 | 457.47 | 508.051 | 359.127 | 337.661 | 475.044 | 664.539 | 825.865 | 719.501 | 747.409 | 597.17 | 662.049 | 50196 | 50196 | 51199 | 51199 | 6871 | 2020
62575 | N | . | FLEX Gibraltar | Bloom Energy | 57128 | CA | PACC | WECC |  | 22 | 2 | NAICS-22 Non-Cogen | FC | NG | NG |  |  | mcf | 4112 | 3638 | 4040 | 2856 | 2685 | 3778 | 5284 | 6567 | 5721 | 5943 | 4749 | 5265 | 4112 | 3638 | 4040 | 2856 | 2685 | 3778 | 5284 | 6567 | 5721 | 5943 | 4749 | 5265 | 1.02 | 1.02 | 1.02 | 1.02 | 1.02 | 1.02 | 1.02 | 1.02 | 1.02 | 1.02 | 1.02 | 1.02 | 4194 | 3711 | 4121 | 2913 | 2739 | 3854 | 5390 | 6698 | 5835 | 6062 | 4844 | 5370 | 4194 | 3711 | 4121 | 2913 | 2739 | 3854 | 5390 | 6698 | 5835 | 6062 | 4844 | 5370 | 566.862 | 501.48 | 556.926 | 393.675 | 370.144 | 520.743 | 728.469 | 905.314 | 788.718 | 819.311 | 654.619 | 725.739 | 54638 | 54638 | 55731 | 55731 | 7532 | 2020
62577 | N | . | APP Prune A-D | Bloom Energy | 57128 | CA | PACC | WECC |  | 22 | 2 | NAICS-22 Non-Cogen | FC | NG | NG |  |  | mcf | 15147 | 13400 | 14882 | 10519 | 9891 | 13915 | 19465 | 24191 | 21075 | 21893 | 17492 | 19393 | 15147 | 13400 | 14882 | 10519 | 9891 | 13915 | 19465 | 24191 | 21075 | 21893 | 17492 | 19393 | 1.02 | 1.02 | 1.02 | 1.02 | 1.02 | 1.02 | 1.02 | 1.02 | 1.02 | 1.02 | 1.02 | 1.02 | 15450 | 13668 | 15180 | 10729 | 10089 | 14193 | 19854 | 24675 | 21497 | 22331 | 17842 | 19781 | 15450 | 13668 | 15180 | 10729 | 10089 | 14193 | 19854 | 24675 | 21497 | 22331 | 17842 | 19781 | 1558.869 | 1379.069 | 1531.547 | 1082.607 | 1017.896 | 1432.045 | 2003.289 | 2489.614 | 2168.974 | 2253.105 | 1800.202 | 1995.783 | 201263 | 201263 | 205289 | 205289 | 20713 | 2020
62611 | N | . | PFMG Solar Grossmont Helix LLC | PFMG Solar Grossmont Helix LLC | 62028 | CA | PACC | WECC |  | 22 | 2 | NAICS-22 Non-Cogen | PV | SUN | SUN |  |  |  | 0 | 0 | 0 | 0 | 0 | 0 | 0 | 0 | 0 | 0 | 0 | 0 | 0 | 0 | 0 | 0 | 0 | 0 | 0 | 0 | 0 | 0 | 0 | 0 | 0 | 0 | 0 | 0 | 0 | 0 | 0 | 0 | 0 | 0 | 0 | 0 | 1034 | 1401 | 1371 | 1728 | 2261 | 2252 | 2460 | 2107 | 1655 | 1529 | 1209 | 957 | 1034 | 1401 | 1371 | 1728 | 2261 | 2252 | 2460 | 2107 | 1655 | 1529 | 1209 | 957 | 117.987 | 159.936 | 156.508 | 197.244 | 258.142 | 257.058 | 280.813 | 240.548 | 188.878 | 174.585 | 138.022 | 109.279 | 0 | 0 | 19964 | 19964 | 2279 | 2020
62649 | N | . | SFDK Solar | Sustainable Power Group, LLC | 58661 | CA | PACC | WECC |  | 22 | 2 | NAICS-22 Non-Cogen | PV | SUN | SUN |  |  |  | 0 | 0 | 0 | 0 | 0 | 0 | 0 | 0 | 0 | 0 | 0 | 0 | 0 | 0 | 0 | 0 | 0 | 0 | 0 | 0 | 0 | 0 | 0 | 0 | 0 | 0 | 0 | 0 | 0 | 0 | 0 | 0 | 0 | 0 | 0 | 0 | 4901 | 6643 | 6501 | 8193 | 10722 | 10677 | 11664 | 9991 | 7845 | 7252 | 5733 | 4539 | 4901 | 6643 | 6501 | 8193 | 10722 | 10677 | 11664 | 9991 | 7845 | 7252 | 5733 | 4539 | 559.438 | 758.347 | 742.089 | 935.241 | 1223.996 | 1218.856 | 1331.489 | 1140.573 | 895.575 | 827.804 | 654.44 | 518.152 | 0 | 0 | 94661 | 94661 | 10806 | 2020
62655 | N | . | HL Solar | HL Solar LLC | 62131 | CA | PACC | WECC |  | 22 | 2 | NAICS-22 Non-Cogen | PV | SUN | SUN |  |  |  | 0 | 0 | 0 | 0 | 0 | 0 | 0 | 0 | 0 | 0 | 0 | 0 | 0 | 0 | 0 | 0 | 0 | 0 | 0 | 0 | 0 | 0 | 0 | 0 | 0 | 0 | 0 | 0 | 0 | 0 | 0 | 0 | 0 | 0 | 0 | 0 | 5119 | 6939 | 6791 | 8558 | 11200 | 11153 | 12184 | 10437 | 8195 | 7575 | 5989 | 4741 | 5119 | 6939 | 6791 | 8558 | 11200 | 11153 | 12184 | 10437 | 8195 | 7575 | 5989 | 4741 | 584.391 | 792.173 | 775.19 | 976.957 | 1278.592 | 1273.223 | 1390.88 | 1191.448 | 935.522 | 864.728 | 683.631 | 541.265 | 0 | 0 | 98881 | 98881 | 11288 | 2020
62671 | N | . | Equinix Caspian Dr. Fuel Cell | 2016 ESA Project Company, LLC | 62150 | CA | PACC | WECC |  | 22 | 2 | NAICS-22 Non-Cogen | FC | NG | NG |  |  | mcf | 20010 | 17702 | 19659 | 13897 | 13066 | 18382 | 25715 | 31957 | 27841 | 28921 | 23108 | 25618 | 20010 | 17702 | 19659 | 13897 | 13066 | 18382 | 25715 | 31957 | 27841 | 28921 | 23108 | 25618 | 1.036 | 1.036 | 1.036 | 1.036 | 1.036 | 1.036 | 1.036 | 1.036 | 1.036 | 1.036 | 1.036 | 1.036 | 20730 | 18339 | 20367 | 14397 | 13536 | 19044 | 26641 | 33107 | 28843 | 29962 | 23940 | 26540 | 20730 | 18339 | 20367 | 14397 | 13536 | 19044 | 26641 | 33107 | 28843 | 29962 | 23940 | 26540 | 2887.819 | 2554.737 | 2837.203 | 2005.538 | 1885.66 | 2652.874 | 3711.11 | 4612.03 | 4018.041 | 4173.896 | 3334.889 | 3697.203 | 265876 | 265876 | 275446 | 275446 | 38371 | 2020
62687 | N | . | American Canyon Solar | RP Napa Solar 1, LLC | 62162 | CA | PACC | WECC |  | 22 | 2 | NAICS-22 Non-Cogen | PV | SUN | SUN |  |  |  | 0 | 0 | 0 | 0 | 0 | 0 | 0 | 0 | 0 | 0 | 0 | 0 | 0 | 0 | 0 | 0 | 0 | 0 | 0 | 0 | 0 | 0 | 0 | 0 | 0 | 0 | 0 | 0 | 0 | 0 | 0 | 0 | 0 | 0 | 0 | 0 | 3018 | 4091 | 4004 | 5046 | 6603 | 6576 | 7183 | 6153 | 4832 | 4466 | 3531 | 2795 | 3018 | 4091 | 4004 | 5046 | 6603 | 6576 | 7183 | 6153 | 4832 | 4466 | 3531 | 2795 | 344.537 | 467.037 | 457.024 | 575.979 | 753.812 | 750.646 | 820.013 | 702.435 | 551.55 | 509.813 | 403.044 | 319.11 | 0 | 0 | 58298 | 58298 | 6655 | 2020
62689 | N | . | Hellyer Solar Farm | County of Santa Clara (CA) | 62628 | CA | PACC | WECC |  | 22 | 2 | NAICS-22 Non-Cogen | PV | SUN | SUN |  |  |  | 0 | 0 | 0 | 0 | 0 | 0 | 0 | 0 | 0 | 0 | 0 | 0 | 0 | 0 | 0 | 0 | 0 | 0 | 0 | 0 | 0 | 0 | 0 | 0 | 0 | 0 | 0 | 0 | 0 | 0 | 0 | 0 | 0 | 0 | 0 | 0 | 1694 | 2297 | 2248 | 2832 | 3707 | 3691 | 4033 | 3454 | 2712 | 2507 | 1982 | 1569 | 1694 | 2297 | 2248 | 2832 | 3707 | 3691 | 4033 | 3454 | 2712 | 2507 | 1982 | 1569 | 193.417 | 262.186 | 256.565 | 323.344 | 423.177 | 421.4 | 460.341 | 394.335 | 309.63 | 286.2 | 226.262 | 179.143 | 0 | 0 | 32726 | 32726 | 3736 | 2020
62690 | N | . | Guadalupe Solar Farm | County of Santa Clara (CA) | 62628 | CA | PACC | WECC |  | 22 | 2 | NAICS-22 Non-Cogen | PV | SUN | SUN |  |  |  | 0 | 0 | 0 | 0 | 0 | 0 | 0 | 0 | 0 | 0 | 0 | 0 | 0 | 0 | 0 | 0 | 0 | 0 | 0 | 0 | 0 | 0 | 0 | 0 | 0 | 0 | 0 | 0 | 0 | 0 | 0 | 0 | 0 | 0 | 0 | 0 | 928 | 1258 | 1231 | 1552 | 2031 | 2023 | 2209 | 1893 | 1486 | 1374 | 1086 | 860 | 928 | 1258 | 1231 | 1552 | 2031 | 2023 | 2209 | 1893 | 1486 | 1374 | 1086 | 860 | 105.976 | 143.655 | 140.575 | 177.164 | 231.864 | 230.89 | 252.226 | 216.061 | 169.65 | 156.812 | 123.972 | 98.155 | 0 | 0 | 17931 | 17931 | 2047 | 2020
62697 | N | . | Mission College Blvd. Fuel Cell | 2016 ESA Project Company, LLC | 62150 | CA | PACC | WECC |  | 22 | 2 | NAICS-22 Non-Cogen | FC | NG | NG |  |  | mcf | 20216 | 17882 | 19860 | 14038 | 13199 | 18569 | 25977 | 32283 | 28125 | 29216 | 23343 | 25879 | 20216 | 17882 | 19860 | 14038 | 13199 | 18569 | 25977 | 32283 | 28125 | 29216 | 23343 | 25879 | 1.036 | 1.036 | 1.036 | 1.036 | 1.036 | 1.036 | 1.036 | 1.036 | 1.036 | 1.036 | 1.036 | 1.036 | 20944 | 18526 | 20575 | 14543 | 13674 | 19237 | 26912 | 33445 | 29138 | 30268 | 24183 | 26811 | 20944 | 18526 | 20575 | 14543 | 13674 | 19237 | 26912 | 33445 | 29138 | 30268 | 24183 | 26811 | 2749.414 | 2432.297 | 2701.225 | 1909.419 | 1795.287 | 2525.73 | 3533.248 | 4390.99 | 3825.469 | 3973.854 | 3175.059 | 3520.008 | 268587 | 268587 | 278256 | 278256 | 36532 | 2020
62698 | N | . | Kaiser East La Palma Ave. Fuel Cell | 2016 ESA Project Company, LLC | 62150 | CA | PACC | WECC |  | 22 | 2 | NAICS-22 Non-Cogen | FC | NG | NG |  |  | mcf | 8985 | 7950 | 8829 | 6241 | 5868 | 8255 | 11548 | 14351 | 12503 | 12988 | 10377 | 11505 | 8985 | 7950 | 8829 | 6241 | 5868 | 8255 | 11548 | 14351 | 12503 | 12988 | 10377 | 11505 | 1.036 | 1.036 | 1.036 | 1.036 | 1.036 | 1.036 | 1.036 | 1.036 | 1.036 | 1.036 | 1.036 | 1.036 | 9308 | 8236 | 9147 | 6466 | 6079 | 8552 | 11964 | 14868 | 12953 | 13456 | 10751 | 11919 | 9308 | 8236 | 9147 | 6466 | 6079 | 8552 | 11964 | 14868 | 12953 | 13456 | 10751 | 11919 | 1241.723 | 1098.502 | 1219.958 | 862.354 | 810.808 | 1140.699 | 1595.726 | 1983.109 | 1727.702 | 1794.717 | 1433.956 | 1589.746 | 119400 | 119400 | 123699 | 123699 | 16499 | 2020
62699 | N | . | Kaiser Deer Valley Rd. Fuel Cell | 2016 ESA Project Company, LLC | 62150 | CA | PACC | WECC |  | 22 | 2 | NAICS-22 Non-Cogen | FC | NG | NG |  |  | mcf | 5560 | 4918 | 5462 | 3861 | 3630 | 5107 | 7145 | 8879 | 7736 | 8036 | 6420 | 7118 | 5560 | 4918 | 5462 | 3861 | 3630 | 5107 | 7145 | 8879 | 7736 | 8036 | 6420 | 7118 | 1.036 | 1.036 | 1.036 | 1.036 | 1.036 | 1.036 | 1.036 | 1.036 | 1.036 | 1.036 | 1.036 | 1.036 | 5760 | 5095 | 5659 | 4000 | 3761 | 5291 | 7402 | 9199 | 8014 | 8325 | 6651 | 7374 | 5760 | 5095 | 5659 | 4000 | 3761 | 5291 | 7402 | 9199 | 8014 | 8325 | 6651 | 7374 | 765.924 | 677.584 | 752.501 | 531.922 | 500.127 | 703.612 | 984.284 | 1223.232 | 1065.69 | 1107.027 | 884.501 | 980.596 | 73872 | 73872 | 76531 | 76531 | 10177 | 2020
62700 | N | . | Kaiser Owens Dr. Fuel Cell | 2016 ESA Project Company, LLC | 62150 | CA | PACC | WECC |  | 22 | 2 | NAICS-22 Non-Cogen | FC | NG | NG |  |  | mcf | 3967 | 3509 | 3897 | 2755 | 2590 | 3644 | 5097 | 6335 | 5519 | 5733 | 4581 | 5078 | 3967 | 3509 | 3897 | 2755 | 2590 | 3644 | 5097 | 6335 | 5519 | 5733 | 4581 | 5078 | 1.036 | 1.036 | 1.036 | 1.036 | 1.036 | 1.036 | 1.036 | 1.036 | 1.036 | 1.036 | 1.036 | 1.036 | 4110 | 3635 | 4037 | 2854 | 2683 | 3775 | 5280 | 6563 | 5718 | 5939 | 4746 | 5261 | 4110 | 3635 | 4037 | 2854 | 2683 | 3775 | 5280 | 6563 | 5718 | 5939 | 4746 | 5261 | 551.208 | 487.631 | 541.546 | 382.804 | 359.922 | 506.363 | 708.352 | 880.314 | 766.937 | 796.685 | 636.541 | 705.697 | 52705 | 52705 | 54601 | 54601 | 7324 | 2020
62701 | N | . | Kaiser Napa Valley Corporate Dr Fuel Cell | 2016 ESA Project Company, LLC | 62150 | CA | PACC | WECC |  | 22 | 2 | NAICS-22 Non-Cogen | FC | NG | NG |  |  | mcf | 17793 | 15741 | 17482 | 12357 | 11619 | 16346 | 22866 | 28418 | 24758 | 25718 | 20548 | 22781 | 17793 | 15741 | 17482 | 12357 | 11619 | 16346 | 22866 | 28418 | 24758 | 25718 | 20548 | 22781 | 1.036 | 1.036 | 1.036 | 1.036 | 1.036 | 1.036 | 1.036 | 1.036 | 1.036 | 1.036 | 1.036 | 1.036 | 18434 | 16308 | 18111 | 12802 | 12037 | 16934 | 23689 | 29441 | 25649 | 26644 | 21288 | 23601 | 18434 | 16308 | 18111 | 12802 | 12037 | 16934 | 23689 | 29441 | 25649 | 26644 | 21288 | 23601 | 2426.999 | 2147.068 | 2384.46 | 1685.507 | 1584.759 | 2229.545 | 3118.914 | 3876.072 | 3376.868 | 3507.852 | 2802.729 | 3107.227 | 236427 | 236427 | 244938 | 244938 | 32248 | 2020
62702 | N | . | Equinix Great Oaks Blvd. Fuel Cell | 2016 ESA Project Company, LLC | 62150 | CA | PACC | WECC |  | 22 | 2 | NAICS-22 Non-Cogen | FC | NG | NG |  |  | mcf | 19203 | 16989 | 18867 | 13337 | 12540 | 17642 | 24679 | 30670 | 26720 | 27756 | 22177 | 24586 | 19203 | 16989 | 18867 | 13337 | 12540 | 17642 | 24679 | 30670 | 26720 | 27756 | 22177 | 24586 | 1.036 | 1.036 | 1.036 | 1.036 | 1.036 | 1.036 | 1.036 | 1.036 | 1.036 | 1.036 | 1.036 | 1.036 | 19894 | 17601 | 19546 | 13817 | 12991 | 18277 | 25567 | 31774 | 27682 | 28755 | 22975 | 25471 | 19894 | 17601 | 19546 | 13817 | 12991 | 18277 | 25567 | 31774 | 27682 | 28755 | 22975 | 25471 | 2685.97 | 2376.17 | 2638.892 | 1865.358 | 1753.859 | 2467.447 | 3451.716 | 4289.665 | 3737.194 | 3882.155 | 3101.792 | 3438.782 | 255166 | 255166 | 264350 | 264350 | 35689 | 2020
62703 | N | . | Equinix Lundy Ave. Fuel Cell | 2016 ESA Project Company, LLC | 62150 | CA | PACC | WECC |  | 22 | 2 | NAICS-22 Non-Cogen | FC | NG | NG |  |  | mcf | 15067 | 13330 | 14803 | 10464 | 9839 | 13842 | 19363 | 24064 | 20965 | 21778 | 17400 | 19291 | 15067 | 13330 | 14803 | 10464 | 9839 | 13842 | 19363 | 24064 | 20965 | 21778 | 17400 | 19291 | 1.036 | 1.036 | 1.036 | 1.036 | 1.036 | 1.036 | 1.036 | 1.036 | 1.036 | 1.036 | 1.036 | 1.036 | 15609 | 13810 | 15336 | 10841 | 10193 | 14340 | 20060 | 24930 | 21720 | 22562 | 18026 | 19985 | 15609 | 13810 | 15336 | 10841 | 10193 | 14340 | 20060 | 24930 | 21720 | 22562 | 18026 | 19985 | 2145.072 | 1897.66 | 2107.476 | 1489.715 | 1400.67 | 1970.556 | 2756.614 | 3425.819 | 2984.603 | 3100.372 | 2477.158 | 2746.285 | 200206 | 200206 | 207412 | 207412 | 28502 | 2020
62704 | N | . | Equinix Douglas St. Fuel Cell | 2016 ESA Project Company, LLC | 62150 | CA | PACC | WECC |  | 22 | 2 | NAICS-22 Non-Cogen | FC | NG | NG |  |  | mcf | 3722 | 3293 | 3657 | 2585 | 2430 | 3419 | 4783 | 5944 | 5178 | 5379 | 4298 | 4765 | 3722 | 3293 | 3657 | 2585 | 2430 | 3419 | 4783 | 5944 | 5178 | 5379 | 4298 | 4765 | 1.036 | 1.036 | 1.036 | 1.036 | 1.036 | 1.036 | 1.036 | 1.036 | 1.036 | 1.036 | 1.036 | 1.036 | 3856 | 3412 | 3789 | 2678 | 2517 | 3542 | 4955 | 6158 | 5364 | 5573 | 4453 | 4937 | 3856 | 3412 | 3789 | 2678 | 2517 | 3542 | 4955 | 6158 | 5364 | 5573 | 4453 | 4937 | 508.534 | 449.88 | 499.622 | 353.168 | 332.058 | 467.162 | 653.514 | 812.163 | 707.563 | 735.009 | 587.262 | 651.065 | 49453 | 49453 | 51234 | 51234 | 6757 | 2020
62705 | N | . | Equinix Maple Ave. Fuel Cell | 2016 ESA Project Company, LLC | 62150 | CA | PACC | WECC |  | 22 | 2 | NAICS-22 Non-Cogen | FC | NG | NG |  |  | mcf | 4085 | 3614 | 4014 | 2837 | 2668 | 3753 | 5250 | 6525 | 5684 | 5905 | 4718 | 5230 | 4085 | 3614 | 4014 | 2837 | 2668 | 3753 | 5250 | 6525 | 5684 | 5905 | 4718 | 5230 | 1.036 | 1.036 | 1.036 | 1.036 | 1.036 | 1.036 | 1.036 | 1.036 | 1.036 | 1.036 | 1.036 | 1.036 | 4232 | 3744 | 4159 | 2939 | 2764 | 3888 | 5439 | 6760 | 5889 | 6118 | 4888 | 5418 | 4232 | 3744 | 4159 | 2939 | 2764 | 3888 | 5439 | 6760 | 5889 | 6118 | 4888 | 5418 | 563.099 | 498.151 | 553.229 | 391.062 | 367.687 | 517.287 | 723.633 | 899.304 | 783.482 | 813.872 | 650.273 | 720.921 | 54283 | 54283 | 56238 | 56238 | 7482 | 2020
62732 | N | . | Solar Star Palo Alto I, LLC | DG 1 Acquisition Co., LLC | 62648 | CA | PACC | WECC |  | 22 | 2 | NAICS-22 Non-Cogen | PV | SUN | SUN |  |  |  | 0 | 0 | 0 | 0 | 0 | 0 | 0 | 0 | 0 | 0 | 0 | 0 | 0 | 0 | 0 | 0 | 0 | 0 | 0 | 0 | 0 | 0 | 0 | 0 | 0 | 0 | 0 | 0 | 0 | 0 | 0 | 0 | 0 | 0 | 0 | 0 | 990 | 1342 | 1313 | 1655 | 2166 | 2157 | 2356 | 2018 | 1585 | 1465 | 1158 | 917 | 990 | 1342 | 1313 | 1655 | 2166 | 2157 | 2356 | 2018 | 1585 | 1465 | 1158 | 917 | 113.016 | 153.199 | 149.915 | 188.935 | 247.268 | 246.23 | 268.984 | 230.416 | 180.922 | 167.231 | 132.208 | 104.676 | 0 | 0 | 19122 | 19122 | 2183 | 2020
62902 | N | . | Windsor Floating Solar | CA ODEVI LLC | 62772 | CA | PACC | WECC |  | 22 | 2 | NAICS-22 Non-Cogen | PV | SUN | SUN |  |  |  | . | . | . | . | . | . | . | . | . | . | 0 | 0 | . | . | . | . | . | . | . | . | . | . | 0 | 0 | . | . | . | . | . | . | . | . | . | . | 0 | 0 | . | . | . | . | . | . | . | . | . | . | 1325 | 1049 | . | . | . | . | . | . | . | . | . | . | 1325 | 1049 | . | . | . | . | . | . | . | . | . | . | 151.249 | 119.751 | 0 | 0 | 2374 | 2374 | 271 | 2020
62987 | N | . | Grossmont HS Solar Project | Solar Star California LXXVIII, LLC | 62854 | CA | PACC | WECC |  | 611 | 4 | Commercial NAICS Non-Cogen | PV | SUN | SUN |  |  |  | 0 | 0 | 0 | 0 | 0 | 0 | 0 | 0 | 0 | 0 | 0 | 0 | 0 | 0 | 0 | 0 | 0 | 0 | 0 | 0 | 0 | 0 | 0 | 0 | 0 | 0 | 0 | 0 | 0 | 0 | 0 | 0 | 0 | 0 | 0 | 0 | 1029 | 1395 | 1365 | 1720 | 2251 | 2242 | 2449 | 2098 | 1647 | 1523 | 1204 | 953 | 1029 | 1395 | 1365 | 1720 | 2251 | 2242 | 2449 | 2098 | 1647 | 1523 | 1204 | 953 | 117.467 | 159.235 | 155.821 | 196.378 | 257.01 | 255.93 | 279.581 | 239.493 | 188.049 | 173.819 | 137.417 | 108.8 | 0 | 0 | 19876 | 19876 | 2269 | 2020
62988 | N | . | Wildflower Solar 1 | Lightsource Renewable Energy Asset Management, LLC | 62842 | CA | PACC | WECC |  | 22 | 2 | NAICS-22 Non-Cogen | PV | SUN | SUN |  |  |  | . | . | . | . | . | . | . | . | . | . | . | 0 | . | . | . | . | . | . | . | . | . | . | . | 0 | . | . | . | . | . | . | . | . | . | . | . | 0 | . | . | . | . | . | . | . | . | . | . | . | 5037 | . | . | . | . | . | . | . | . | . | . | . | 5037 | . | . | . | . | . | . | . | . | . | . | . | 575 | 0 | 0 | 5037 | 5037 | 575 | 2020
63021 | N | . | SCCCD - Clovis Community College | Forefront Power, LLC | 62856 | CA | PACC | WECC |  | 22 | 2 | NAICS-22 Non-Cogen | PV | SUN | SUN |  |  |  | 0 | 0 | 0 | 0 | 0 | 0 | 0 | 0 | 0 | 0 | 0 | 0 | 0 | 0 | 0 | 0 | 0 | 0 | 0 | 0 | 0 | 0 | 0 | 0 | 0 | 0 | 0 | 0 | 0 | 0 | 0 | 0 | 0 | 0 | 0 | 0 | 908 | 1231 | 1204 | 1518 | 1986 | 1978 | 2161 | 1851 | 1453 | 1343 | 1062 | 841 | 908 | 1231 | 1204 | 1518 | 1986 | 1978 | 2161 | 1851 | 1453 | 1343 | 1062 | 841 | 103.645 | 140.497 | 137.485 | 173.27 | 226.767 | 225.814 | 246.682 | 211.311 | 165.921 | 153.365 | 121.246 | 95.997 | 0 | 0 | 17536 | 17536 | 2002 | 2020
63054 | N | . | CalCity Solar 1 | CalCity Solar 1 , LLC | 62885 | CA | PACC | WECC |  | 22 | 2 | NAICS-22 Non-Cogen | PV | SUN | SUN |  |  |  | 0 | 0 | 0 | 0 | 0 | 0 | 0 | 0 | 0 | 0 | 0 | 0 | 0 | 0 | 0 | 0 | 0 | 0 | 0 | 0 | 0 | 0 | 0 | 0 | 0 | 0 | 0 | 0 | 0 | 0 | 0 | 0 | 0 | 0 | 0 | 0 | 3682 | 4991 | 4884 | 6155 | 8055 | 8021 | 8762 | 7506 | 5894 | 5448 | 4307 | 3410 | 3682 | 4991 | 4884 | 6155 | 8055 | 8021 | 8762 | 7506 | 5894 | 5448 | 4307 | 3410 | 420.279 | 569.708 | 557.494 | 702.599 | 919.526 | 915.664 | 1000.28 | 856.854 | 672.8 | 621.887 | 491.647 | 389.262 | 0 | 0 | 71115 | 71115 | 8118 | 2020
63068 | N | . | SCCCD - Fresno Community College | Forefront Power, LLC | 62856 | CA | PACC | WECC |  | 22 | 2 | NAICS-22 Non-Cogen | PV | SUN | SUN |  |  |  | 0 | 0 | 0 | 0 | 0 | 0 | 0 | 0 | 0 | 0 | 0 | 0 | 0 | 0 | 0 | 0 | 0 | 0 | 0 | 0 | 0 | 0 | 0 | 0 | 0 | 0 | 0 | 0 | 0 | 0 | 0 | 0 | 0 | 0 | 0 | 0 | 1653 | 2240 | 2192 | 2763 | 3616 | 3601 | 3933 | 3369 | 2646 | 2445 | 1933 | 1531 | 1653 | 2240 | 2192 | 2763 | 3616 | 3601 | 3933 | 3369 | 2646 | 2445 | 1933 | 1531 | 188.654 | 255.73 | 250.247 | 315.382 | 412.756 | 411.023 | 449.005 | 384.624 | 302.006 | 279.152 | 220.69 | 174.731 | 0 | 0 | 31922 | 31922 | 3644 | 2020
63074 | N | . | Reedley Community College Solar | Forefront Power, LLC | 62856 | CA | PACC | WECC |  | 22 | 2 | NAICS-22 Non-Cogen | PV | SUN | SUN |  |  |  | 0 | 0 | 0 | 0 | 0 | 0 | 0 | 0 | 0 | 0 | 0 | 0 | 0 | 0 | 0 | 0 | 0 | 0 | 0 | 0 | 0 | 0 | 0 | 0 | 0 | 0 | 0 | 0 | 0 | 0 | 0 | 0 | 0 | 0 | 0 | 0 | 1712 | 2320 | 2270 | 2861 | 3745 | 3729 | 4074 | 3490 | 2740 | 2533 | 2002 | 1585 | 1712 | 2320 | 2270 | 2861 | 3745 | 3729 | 4074 | 3490 | 2740 | 2533 | 2002 | 1585 | 195.385 | 264.853 | 259.175 | 326.633 | 427.481 | 425.686 | 465.023 | 398.345 | 312.78 | 289.111 | 228.563 | 180.965 | 0 | 0 | 33061 | 33061 | 3774 | 2020
63204 | N | . | CID Solar (CA) | DG California Solar LLC | 62988 | CA | PACC | WECC |  | 22 | 2 | NAICS-22 Non-Cogen | PV | SUN | SUN |  |  |  | 0 | 0 | 0 | 0 | 0 | 0 | 0 | 0 | 0 | 0 | 0 | 0 | 0 | 0 | 0 | 0 | 0 | 0 | 0 | 0 | 0 | 0 | 0 | 0 | 0 | 0 | 0 | 0 | 0 | 0 | 0 | 0 | 0 | 0 | 0 | 0 | 1913 | 2594 | 2538 | 3199 | 4186 | 4169 | 4554 | 3901 | 3063 | 2831 | 2238 | 1772 | 1913 | 2594 | 2538 | 3199 | 4186 | 4169 | 4554 | 3901 | 3063 | 2831 | 2238 | 1772 | 218.423 | 296.083 | 289.735 | 365.147 | 477.886 | 475.879 | 519.855 | 445.315 | 349.66 | 323.2 | 255.514 | 202.303 | 0 | 0 | 36958 | 36958 | 4219 | 2020
63303 | N | . | Alticor Inc - Solar Project | Solar Star California LXIV, LLC | 63091 | CA | PACC | WECC |  | 22 | 2 | NAICS-22 Non-Cogen | PV | SUN | SUN |  |  |  | 0 | 0 | 0 | 0 | 0 | 0 | 0 | 0 | 0 | 0 | 0 | 0 | 0 | 0 | 0 | 0 | 0 | 0 | 0 | 0 | 0 | 0 | 0 | 0 | 0 | 0 | 0 | 0 | 0 | 0 | 0 | 0 | 0 | 0 | 0 | 0 | 846 | 1147 | 1122 | 1414 | 1851 | 1843 | 2013 | 1724 | 1354 | 1252 | 989 | 783 | 846 | 1147 | 1122 | 1414 | 1851 | 1843 | 2013 | 1724 | 1354 | 1252 | 989 | 783 | 96.551 | 130.883 | 128.077 | 161.413 | 211.249 | 210.361 | 229.801 | 196.851 | 154.567 | 142.87 | 112.949 | 89.428 | 0 | 0 | 16338 | 16338 | 1865 | 2020
63416 | N | . | Sierra Pacific Industries (2042-RD) | Sierra Pacific Industries Inc | 17164 | CA | PACC | WECC |  | 321 | 6 | Industrial NAICS Non-Cogen | PV | SUN | SUN |  |  |  | . | . | . | . | 0 | 0 | 0 | 0 | 0 | 0 | 0 | 0 | . | . | . | . | 0 | 0 | 0 | 0 | 0 | 0 | 0 | 0 | . | . | . | . | 0 | 0 | 0 | 0 | 0 | 0 | 0 | 0 | . | . | . | . | 18307 | 18230 | 19914 | 17059 | 13395 | 12381 | 9788 | 7750 | . | . | . | . | 18307 | 18230 | 19914 | 17059 | 13395 | 12381 | 9788 | 7750 | . | . | . | . | 2089.804 | 2081.027 | 2273.332 | 1947.37 | 1529.069 | 1413.36 | 1117.365 | 884.673 | 0 | 0 | 116824 | 116824 | 13336 | 2020
63418 | N | . | DGS Wasco State Prison | Forefront Power, LLC | 62856 | CA | PACC | WECC |  | 22 | 2 | NAICS-22 Non-Cogen | PV | SUN | SUN |  |  |  | . | . | . | . | . | . | 0 | 0 | 0 | 0 | 0 | 0 | . | . | . | . | . | . | 0 | 0 | 0 | 0 | 0 | 0 | . | . | . | . | . | . | 0 | 0 | 0 | 0 | 0 | 0 | . | . | . | . | . | . | 4722 | 4045 | 3176 | 2935 | 2321 | 1837 | . | . | . | . | . | . | 4722 | 4045 | 3176 | 2935 | 2321 | 1837 | . | . | . | . | . | . | 538.992 | 461.708 | 362.532 | 335.098 | 264.92 | 209.75 | 0 | 0 | 19036 | 19036 | 2173 | 2020
63419 | N | . | DGS Central California Womens Facility | Forefront Power, LLC | 62856 | CA | PACC | WECC |  | 22 | 2 | NAICS-22 Non-Cogen | PV | SUN | SUN |  |  |  | . | . | . | . | . | . | . | . | . | . | . | 0 | . | . | . | . | . | . | . | . | . | . | . | 0 | . | . | . | . | . | . | . | . | . | . | . | 0 | . | . | . | . | . | . | . | . | . | . | . | 491 | . | . | . | . | . | . | . | . | . | . | . | 491 | . | . | . | . | . | . | . | . | . | . | . | 56 | 0 | 0 | 491 | 491 | 56 | 2020
63420 | N | . | Fresno Bullard High School Hybrid | Forefront Power, LLC | 62856 | CA | PACC | WECC |  | 22 | 2 | NAICS-22 Non-Cogen | BA | MWH | OTH |  |  | megawatthours | . | . | 3 | 4 | 4 | 3 | 4 | 4 | 4 | 4 | 4 | 4 | . | . | 3 | 4 | 4 | 3 | 4 | 4 | 4 | 4 | 4 | 4 | . | . | 0 | 0 | 0 | 0 | 0 | 0 | 0 | 0 | 0 | 0 | . | . | 0 | 0 | 0 | 0 | 0 | 0 | 0 | 0 | 0 | 0 | . | . | 0 | 0 | 0 | 0 | 0 | 0 | 0 | 0 | 0 | 0 | . | . | -0.646 | -0.572 | -0.554 | -0.492 | -0.582 | -0.58 | -0.627 | -0.67 | -0.66 | -0.617 | 38 | 38 | 0 | 0 | -6 | 2020
63420 | N | . | Fresno Bullard High School Hybrid | Forefront Power, LLC | 62856 | CA | PACC | WECC |  | 22 | 2 | NAICS-22 Non-Cogen | PV | SUN | SUN |  |  |  | . | . | 0 | 0 | 0 | 0 | 0 | 0 | 0 | 0 | 0 | 0 | . | . | 0 | 0 | 0 | 0 | 0 | 0 | 0 | 0 | 0 | 0 | . | . | 0 | 0 | 0 | 0 | 0 | 0 | 0 | 0 | 0 | 0 | . | . | 1193 | 1503 | 1967 | 1959 | 2140 | 1833 | 1440 | 1331 | 1052 | 833 | . | . | 1193 | 1503 | 1967 | 1959 | 2140 | 1833 | 1440 | 1331 | 1052 | 833 | . | . | 136.166 | 171.608 | 224.592 | 223.649 | 244.316 | 209.285 | 164.33 | 151.894 | 120.084 | 95.076 | 0 | 0 | 15251 | 15251 | 1741 | 2020
63421 | N | . | Fresno Hoover High School Hybrid | Forefront Power, LLC | 62856 | CA | PACC | WECC |  | 22 | 2 | NAICS-22 Non-Cogen | BA | MWH | OTH |  |  | megawatthours | . | . | 1 | 1 | 1 | 1 | 1 | 1 | 1 | 1 | 1 | 1 | . | . | 1 | 1 | 1 | 1 | 1 | 1 | 1 | 1 | 1 | 1 | . | . | 0 | 0 | 0 | 0 | 0 | 0 | 0 | 0 | 0 | 0 | . | . | 0 | 0 | 0 | 0 | 0 | 0 | 0 | 0 | 0 | 0 | . | . | 0 | 0 | 0 | 0 | 0 | 0 | 0 | 0 | 0 | 0 | . | . | -0.107 | -0.095 | -0.092 | -0.082 | -0.097 | -0.097 | -0.105 | -0.112 | -0.11 | -0.103 | 10 | 10 | 0 | 0 | -1 | 2020
63421 | N | . | Fresno Hoover High School Hybrid | Forefront Power, LLC | 62856 | CA | PACC | WECC |  | 22 | 2 | NAICS-22 Non-Cogen | PV | SUN | SUN |  |  |  | . | . | 0 | 0 | 0 | 0 | 0 | 0 | 0 | 0 | 0 | 0 | . | . | 0 | 0 | 0 | 0 | 0 | 0 | 0 | 0 | 0 | 0 | . | . | 0 | 0 | 0 | 0 | 0 | 0 | 0 | 0 | 0 | 0 | . | . | 1170 | 1475 | 1930 | 1922 | 2100 | 1799 | 1412 | 1305 | 1032 | 817 | . | . | 1170 | 1475 | 1930 | 1922 | 2100 | 1799 | 1412 | 1305 | 1032 | 817 | . | . | 133.585 | 168.355 | 220.335 | 219.41 | 239.685 | 205.318 | 161.215 | 149.015 | 117.808 | 93.274 | 0 | 0 | 14962 | 14962 | 1708 | 2020
63422 | N | . | Fresno Sunnyside High School Hybrid | Forefront Power, LLC | 62856 | CA | PACC | WECC |  | 22 | 2 | NAICS-22 Non-Cogen | BA | MWH | OTH |  |  | megawatthours | . | . | . | . | . | . | . | . | . | . | . | 2 | . | . | . | . | . | . | . | . | . | . | . | 2 | . | . | . | . | . | . | . | . | . | . | . | 0 | . | . | . | . | . | . | . | . | . | . | . | 0 | . | . | . | . | . | . | . | . | . | . | . | 0 | . | . | . | . | . | . | . | . | . | . | . | -2 | 2 | 2 | 0 | 0 | -2 | 2020
63422 | N | . | Fresno Sunnyside High School Hybrid | Forefront Power, LLC | 62856 | CA | PACC | WECC |  | 22 | 2 | NAICS-22 Non-Cogen | PV | SUN | SUN |  |  |  | . | . | . | . | . | . | . | . | . | . | . | 0 | . | . | . | . | . | . | . | . | . | . | . | 0 | . | . | . | . | . | . | . | . | . | . | . | 0 | . | . | . | . | . | . | . | . | . | . | . | 2751 | . | . | . | . | . | . | . | . | . | . | . | 2751 | . | . | . | . | . | . | . | . | . | . | . | 314 | 0 | 0 | 2751 | 2751 | 314 | 2020
63455 | N | . | RE-VFO LLC | RE-VFO LLC | 63198 | CA | PACC | WECC |  | 22 | 2 | NAICS-22 Non-Cogen | PV | SUN | SUN |  |  |  | 0 | 0 | 0 | 0 | 0 | 0 | 0 | 0 | 0 | 0 | 0 | 0 | 0 | 0 | 0 | 0 | 0 | 0 | 0 | 0 | 0 | 0 | 0 | 0 | 0 | 0 | 0 | 0 | 0 | 0 | 0 | 0 | 0 | 0 | 0 | 0 | 817 | 1108 | 1084 | 1366 | 1788 | 1781 | 1945 | 1666 | 1308 | 1209 | 956 | 757 | 817 | 1108 | 1084 | 1366 | 1788 | 1781 | 1945 | 1666 | 1308 | 1209 | 956 | 757 | 93.292 | 126.461 | 123.75 | 155.96 | 204.113 | 203.255 | 222.038 | 190.201 | 149.345 | 138.044 | 109.134 | 86.407 | 0 | 0 | 15785 | 15785 | 1802 | 2020
63486 | N | . | D'Arrigo Brothers - Phase 4 | CalCom Energy | 63226 | CA | PACC | WECC |  | 22 | 2 | NAICS-22 Non-Cogen | PV | SUN | SUN |  |  |  | 0 | 0 | 0 | 0 | 0 | 0 | 0 | 0 | 0 | 0 | 0 | 0 | 0 | 0 | 0 | 0 | 0 | 0 | 0 | 0 | 0 | 0 | 0 | 0 | 0 | 0 | 0 | 0 | 0 | 0 | 0 | 0 | 0 | 0 | 0 | 0 | 1854 | 2514 | 2460 | 3100 | 4057 | 4040 | 4414 | 3781 | 2969 | 2744 | 2169 | 1718 | 1854 | 2514 | 2460 | 3100 | 4057 | 4040 | 4414 | 3781 | 2969 | 2744 | 2169 | 1718 | 211.692 | 286.959 | 280.807 | 353.896 | 463.161 | 461.216 | 503.837 | 431.594 | 338.886 | 313.242 | 247.641 | 196.069 | 0 | 0 | 35820 | 35820 | 4089 | 2020
63493 | N | . | PSREC/SIAD Solar | Plumas Sierra Rural Electric Coop | 57353 | CA | PACC | WECC |  | 22 | 1 | Electric Utility | PV | SUN | SUN |  |  |  | 0 | 0 | 0 | 0 | 0 | 0 | 0 | 0 | 0 | 0 | 0 | 0 | 0 | 0 | 0 | 0 | 0 | 0 | 0 | 0 | 0 | 0 | 0 | 0 | 0 | 0 | 0 | 0 | 0 | 0 | 0 | 0 | 0 | 0 | 0 | 0 | 2747 | 3723 | 3643 | 4591 | 6009 | 5984 | 6537 | 5599 | 4397 | 4064 | 3213 | 2544 | 2747 | 3723 | 3643 | 4591 | 6009 | 5984 | 6537 | 5599 | 4397 | 4064 | 3213 | 2544 | 313.528 | 425 | 415.888 | 524.136 | 685.963 | 683.083 | 746.205 | 639.21 | 501.906 | 463.926 | 366.767 | 290.388 | 0 | 0 | 53051 | 53051 | 6056 | 2020
63510 | N | . | Walnut Unified School District Walnut HS Hybrid | Tesla Inc. | 60947 | CA | PACC | WECC |  | 22 | 2 | NAICS-22 Non-Cogen | BA | MWH | OTH |  |  | megawatthours | . | 0 | 0 | 0 | 0 | 0 | 0 | 0 | 0 | 0 | 0 | 0 | . | 0 | 0 | 0 | 0 | 0 | 0 | 0 | 0 | 0 | 0 | 0 | . | 0 | 0 | 0 | 0 | 0 | 0 | 0 | 0 | 0 | 0 | 0 | . | 0 | 0 | 0 | 0 | 0 | 0 | 0 | 0 | 0 | 0 | 0 | . | 0 | 0 | 0 | 0 | 0 | 0 | 0 | 0 | 0 | 0 | 0 | . | 0 | 0 | 0 | 0 | 0 | 0 | 0 | 0 | 0 | 0 | 0 | 0 | 0 | 0 | 0 | 0 | 2020
63510 | N | . | Walnut Unified School District Walnut HS Hybrid | Tesla Inc. | 60947 | CA | PACC | WECC |  | 22 | 2 | NAICS-22 Non-Cogen | PV | SUN | SUN |  |  |  | . | 0 | 0 | 0 | 0 | 0 | 0 | 0 | 0 | 0 | 0 | 0 | . | 0 | 0 | 0 | 0 | 0 | 0 | 0 | 0 | 0 | 0 | 0 | . | 0 | 0 | 0 | 0 | 0 | 0 | 0 | 0 | 0 | 0 | 0 | . | 1172 | 1146 | 1445 | 1891 | 1883 | 2057 | 1762 | 1384 | 1279 | 1011 | 800 | . | 1172 | 1146 | 1445 | 1891 | 1883 | 2057 | 1762 | 1384 | 1279 | 1011 | 800 | . | 133.736 | 130.869 | 164.931 | 215.854 | 214.947 | 234.811 | 201.142 | 157.936 | 145.985 | 115.412 | 91.377 | 0 | 0 | 15830 | 15830 | 1807 | 2020
63514 | N | . | Moonlight Packing - Phase 2 | CalCom Energy | 63226 | CA | PACC | WECC |  | 22 | 2 | NAICS-22 Non-Cogen | PV | SUN | SUN |  |  |  | 0 | 0 | 0 | 0 | 0 | 0 | 0 | 0 | 0 | 0 | 0 | 0 | 0 | 0 | 0 | 0 | 0 | 0 | 0 | 0 | 0 | 0 | 0 | 0 | 0 | 0 | 0 | 0 | 0 | 0 | 0 | 0 | 0 | 0 | 0 | 0 | 1257 | 1704 | 1668 | 2102 | 2751 | 2739 | 2992 | 2563 | 2012 | 1860 | 1471 | 1164 | 1257 | 1704 | 1668 | 2102 | 2751 | 2739 | 2992 | 2563 | 2012 | 1860 | 1471 | 1164 | 143.508 | 194.534 | 190.364 | 239.912 | 313.985 | 312.666 | 341.559 | 292.584 | 229.737 | 212.352 | 167.88 | 132.919 | 0 | 0 | 24283 | 24283 | 2772 | 2020
63516 | N | . | California City | Goldman Sachs Renewable Power Group | 61944 | CA | PACC | WECC |  | 22 | 2 | NAICS-22 Non-Cogen | PV | SUN | SUN |  |  |  | 0 | 0 | 0 | 0 | 0 | 0 | 0 | 0 | 0 | 0 | 0 | 0 | 0 | 0 | 0 | 0 | 0 | 0 | 0 | 0 | 0 | 0 | 0 | 0 | 0 | 0 | 0 | 0 | 0 | 0 | 0 | 0 | 0 | 0 | 0 | 0 | 2432 | 3296 | 3226 | 4065 | 5320 | 5298 | 5788 | 4958 | 3893 | 3598 | 2845 | 2252 | 2432 | 3296 | 3226 | 4065 | 5320 | 5298 | 5788 | 4958 | 3893 | 3598 | 2845 | 2252 | 277.598 | 376.296 | 368.229 | 464.072 | 607.354 | 604.803 | 660.692 | 565.959 | 444.389 | 410.761 | 324.737 | 257.11 | 0 | 0 | 46971 | 46971 | 5362 | 2020
63527 | N | . | Lafayette 2 - Internal Services Dept | Goldman Sachs Renewable Power Group | 61944 | CA | PACC | WECC |  | 22 | 2 | NAICS-22 Non-Cogen | PV | SUN | SUN |  |  |  | . | . | . | . | . | . | . | 0 | 0 | 0 | 0 | 0 | . | . | . | . | . | . | . | 0 | 0 | 0 | 0 | 0 | . | . | . | . | . | . | . | 0 | 0 | 0 | 0 | 0 | . | . | . | . | . | . | . | 1361 | 1069 | 988 | 781 | 618 | . | . | . | . | . | . | . | 1361 | 1069 | 988 | 781 | 618 | . | . | . | . | . | . | . | 155.408 | 122.027 | 112.793 | 89.171 | 70.601 | 0 | 0 | 4817 | 4817 | 550 | 2020
63545 | N | . | Chevron - Lost Hills Hybrid | Goldman Sachs Renewable Power Group | 61944 | CA | PACC | WECC |  | 22 | 2 | NAICS-22 Non-Cogen | PV | SUN | SUN |  |  |  | . | . | . | 0 | 0 | 0 | 0 | 0 | 0 | 0 | 0 | 0 | . | . | . | 0 | 0 | 0 | 0 | 0 | 0 | 0 | 0 | 0 | . | . | . | 0 | 0 | 0 | 0 | 0 | 0 | 0 | 0 | 0 | . | . | . | 34068 | 77622 | 80364 | 81906 | 65227 | 47830 | 42582 | 33104 | 28155 | . | . | . | 34068 | 77622 | 80364 | 81906 | 65227 | 47830 | 42582 | 33104 | 28155 | . | . | . | 3889 | 8861 | 9174 | 9350 | 7446 | 5460 | 4861 | 3779 | 3214 | 0 | 0 | 490858 | 490858 | 56034 | 2020
63603 | N | . | Illumina Way SD | Bloom Energy | 57128 | CA | PACC | WECC |  | 339 | 6 | Industrial NAICS Non-Cogen | FC | NG | NG |  |  | mcf | 14728 | 13030 | 14470 | 10229 | 9617 | 13530 | 18928 | 23523 | 20493 | 21288 | 17009 | 18857 | 14728 | 13030 | 14470 | 10229 | 9617 | 13530 | 18928 | 23523 | 20493 | 21288 | 17009 | 18857 | 1.02 | 1.02 | 1.02 | 1.02 | 1.02 | 1.02 | 1.02 | 1.02 | 1.02 | 1.02 | 1.02 | 1.02 | 15023 | 13291 | 14759 | 10434 | 9809 | 13801 | 19307 | 23993 | 20903 | 21714 | 17349 | 19234 | 15023 | 13291 | 14759 | 10434 | 9809 | 13801 | 19307 | 23993 | 20903 | 21714 | 17349 | 19234 | 2296.346 | 2031.486 | 2256.098 | 1594.772 | 1499.447 | 2109.523 | 2951.015 | 3667.412 | 3195.081 | 3319.014 | 2651.85 | 2939.956 | 195702 | 195702 | 199617 | 199617 | 30512 | 2020
63604 | N | . | Extreme San Ignacio | Bloom Energy | 57128 | CA | PACC | WECC |  | 518 | 4 | Commercial NAICS Non-Cogen | FC | NG | NG |  |  | mcf | 4182 | 3698 | 4107 | 2903 | 2730 | 3840 | 5372 | 6677 | 5817 | 6042 | 4828 | 5352 | 4182 | 3698 | 4107 | 2903 | 2730 | 3840 | 5372 | 6677 | 5817 | 6042 | 4828 | 5352 | 1.02 | 1.02 | 1.02 | 1.02 | 1.02 | 1.02 | 1.02 | 1.02 | 1.02 | 1.02 | 1.02 | 1.02 | 4266 | 3772 | 4189 | 2961 | 2785 | 3917 | 5479 | 6811 | 5933 | 6163 | 4925 | 5459 | 4266 | 3772 | 4189 | 2961 | 2785 | 3917 | 5479 | 6811 | 5933 | 6163 | 4925 | 5459 | 640.843 | 566.928 | 629.61 | 445.054 | 418.451 | 588.706 | 823.541 | 1023.467 | 891.653 | 926.239 | 740.053 | 820.455 | 55548 | 55548 | 56660 | 56660 | 8515 | 2020
63605 | N | . | ATT North Watney | Bloom Energy | 57128 | CA | PACC | WECC |  | 517 | 4 | Commercial NAICS Non-Cogen | FC | NG | NG |  |  | mcf | 4032 | 3567 | 3962 | 2801 | 2633 | 3705 | 5182 | 6440 | 5611 | 5829 | 4657 | 5163 | 4032 | 3567 | 3962 | 2801 | 2633 | 3705 | 5182 | 6440 | 5611 | 5829 | 4657 | 5163 | 1.02 | 1.02 | 1.02 | 1.02 | 1.02 | 1.02 | 1.02 | 1.02 | 1.02 | 1.02 | 1.02 | 1.02 | 4113 | 3638 | 4041 | 2857 | 2686 | 3779 | 5286 | 6569 | 5723 | 5946 | 4750 | 5266 | 4113 | 3638 | 4041 | 2857 | 2686 | 3779 | 5286 | 6569 | 5723 | 5946 | 4750 | 5266 | 636.929 | 563.466 | 625.765 | 442.336 | 415.896 | 585.11 | 818.512 | 1017.216 | 886.208 | 920.583 | 735.534 | 815.445 | 53582 | 53582 | 54654 | 54654 | 8463 | 2020
63606 | N | . | ATT Ventura Blvd | Bloom Energy | 57128 | CA | PACC | WECC |  | 517 | 4 | Commercial NAICS Non-Cogen | FC | NG | NG |  |  | mcf | 4254 | 3763 | 4180 | 2954 | 2778 | 3908 | 5467 | 6794 | 5919 | 6149 | 4913 | 5447 | 4254 | 3763 | 4180 | 2954 | 2778 | 3908 | 5467 | 6794 | 5919 | 6149 | 4913 | 5447 | 1.02 | 1.02 | 1.02 | 1.02 | 1.02 | 1.02 | 1.02 | 1.02 | 1.02 | 1.02 | 1.02 | 1.02 | 4339 | 3838 | 4264 | 3013 | 2834 | 3986 | 5576 | 6930 | 6037 | 6272 | 5011 | 5556 | 4339 | 3838 | 4264 | 3013 | 2834 | 3986 | 5576 | 6930 | 6037 | 6272 | 5011 | 5556 | 663.345 | 586.835 | 651.719 | 460.682 | 433.145 | 609.378 | 852.459 | 1059.405 | 922.963 | 958.764 | 766.04 | 849.265 | 56526 | 56526 | 57656 | 57656 | 8814 | 2020
63607 | N | . | Extreme Via Del Oro | Bloom Energy | 57128 | CA | PACC | WECC |  | 518 | 4 | Commercial NAICS Non-Cogen | FC | NG | NG |  |  | mcf | 5207 | 4608 | 5117 | 3617 | 3401 | 4785 | 6693 | 8318 | 7247 | 7528 | 6015 | 6668 | 5207 | 4608 | 5117 | 3617 | 3401 | 4785 | 6693 | 8318 | 7247 | 7528 | 6015 | 6668 | 1.02 | 1.02 | 1.02 | 1.02 | 1.02 | 1.02 | 1.02 | 1.02 | 1.02 | 1.02 | 1.02 | 1.02 | 5311 | 4700 | 5219 | 3689 | 3469 | 4881 | 6827 | 8484 | 7392 | 7679 | 6135 | 6801 | 5311 | 4700 | 5219 | 3689 | 3469 | 4881 | 6827 | 8484 | 7392 | 7679 | 6135 | 6801 | 791.514 | 700.221 | 777.641 | 549.692 | 516.835 | 727.119 | 1017.168 | 1264.098 | 1101.294 | 1144.011 | 914.051 | 1013.356 | 69204 | 69204 | 70587 | 70587 | 10517 | 2020
63623 | N | . | Lafayette 2 - MLK Jr. Hospital (MLK) | Goldman Sachs Renewable Power Group | 61944 | CA | PACC | WECC |  | 22 | 2 | NAICS-22 Non-Cogen | PV | SUN | SUN |  |  |  | . | . | . | . | . | . | . | 0 | 0 | 0 | 0 | 0 | . | . | . | . | . | . | . | 0 | 0 | 0 | 0 | 0 | . | . | . | . | . | . | . | 0 | 0 | 0 | 0 | 0 | . | . | . | . | . | . | . | 1790 | 1405 | 1299 | 1027 | 813 | . | . | . | . | . | . | . | 1790 | 1405 | 1299 | 1027 | 813 | . | . | . | . | . | . | . | 204.292 | 160.41 | 148.271 | 117.219 | 92.808 | 0 | 0 | 6334 | 6334 | 723 | 2020
63638 | N | . | Tracy 210 | Costco Wholesale | 58622 | CA | PACC | WECC |  | 311 | 6 | Industrial NAICS Non-Cogen | FC | NG | NG |  |  | mcf | 11565 | 10232 | 11363 | 8032 | 7552 | 10625 | 14863 | 18472 | 16093 | 16717 | 13357 | 14808 | 11565 | 10232 | 11363 | 8032 | 7552 | 10625 | 14863 | 18472 | 16093 | 16717 | 13357 | 14808 | 1.021 | 1.021 | 1.021 | 1.021 | 1.021 | 1.021 | 1.021 | 1.021 | 1.021 | 1.021 | 1.021 | 1.021 | 11808 | 10447 | 11602 | 8201 | 7711 | 10848 | 15175 | 18860 | 16431 | 17068 | 13637 | 15119 | 11808 | 10447 | 11602 | 8201 | 7711 | 10848 | 15175 | 18860 | 16431 | 17068 | 13637 | 15119 | 1718.723 | 1520.485 | 1688.598 | 1193.622 | 1122.275 | 1578.893 | 2208.715 | 2744.91 | 2391.389 | 2484.148 | 1984.803 | 2200.439 | 153679 | 153679 | 156907 | 156907 | 22837 | 2020
63651 | N | . | North Kern State Prison Phase II | SunE P11L Holdings, LLC | 63344 | CA | PACC | WECC |  | 22 | 2 | NAICS-22 Non-Cogen | PV | SUN | SUN |  |  |  | 0 | 0 | 0 | 0 | 0 | 0 | 0 | 0 | 0 | 0 | 0 | 0 | 0 | 0 | 0 | 0 | 0 | 0 | 0 | 0 | 0 | 0 | 0 | 0 | 0 | 0 | 0 | 0 | 0 | 0 | 0 | 0 | 0 | 0 | 0 | 0 | 3522 | 4774 | 4671 | 5887 | 7705 | 7672 | 8381 | 7180 | 5637 | 5211 | 4120 | 3262 | 3522 | 4774 | 4671 | 5887 | 7705 | 7672 | 8381 | 7180 | 5637 | 5211 | 4120 | 3262 | 402.004 | 544.935 | 533.252 | 672.047 | 879.542 | 875.848 | 956.784 | 819.595 | 643.544 | 594.845 | 470.269 | 372.335 | 0 | 0 | 68022 | 68022 | 7765 | 2020
63699 | N | . | AGT000 Stevens Creek Fuel Cell | 2016 ESA Project Company, LLC | 62150 | CA | PACC | WECC |  | 22 | 2 | NAICS-22 Non-Cogen | FC | NG | NG |  |  | mcf | 9187 | 8127 | 9025 | 6380 | 5998 | 8439 | 11805 | 14671 | 12782 | 13277 | 10608 | 11761 | 9187 | 8127 | 9025 | 6380 | 5998 | 8439 | 11805 | 14671 | 12782 | 13277 | 10608 | 11761 | 1.036 | 1.036 | 1.036 | 1.036 | 1.036 | 1.036 | 1.036 | 1.036 | 1.036 | 1.036 | 1.036 | 1.036 | 9518 | 8420 | 9350 | 6610 | 6214 | 8743 | 12230 | 15199 | 13242 | 13755 | 10990 | 12184 | 9518 | 8420 | 9350 | 6610 | 6214 | 8743 | 12230 | 15199 | 13242 | 13755 | 10990 | 12184 | 1337.904 | 1183.591 | 1314.455 | 929.151 | 873.612 | 1229.057 | 1719.33 | 2136.719 | 1861.529 | 1933.735 | 1545.03 | 1712.887 | 122060 | 122060 | 126455 | 126455 | 17777 | 2020
63701 | N | . | CST001 McCarthy Fuel Cell | 2016 ESA Project Company, LLC | 62150 | CA | PACC | WECC |  | 22 | 2 | NAICS-22 Non-Cogen | FC | NG | NG |  |  | mcf | 5026 | 4448 | 4940 | 3492 | 3283 | 4619 | 6461 | 8029 | 6995 | 7267 | 5806 | 6437 | 5026 | 4448 | 4940 | 3492 | 3283 | 4619 | 6461 | 8029 | 6995 | 7267 | 5806 | 6437 | 1.036 | 1.036 | 1.036 | 1.036 | 1.036 | 1.036 | 1.036 | 1.036 | 1.036 | 1.036 | 1.036 | 1.036 | 5207 | 4608 | 5118 | 3618 | 3401 | 4785 | 6694 | 8318 | 7247 | 7529 | 6015 | 6669 | 5207 | 4608 | 5118 | 3618 | 3401 | 4785 | 6694 | 8318 | 7247 | 7529 | 6015 | 6669 | 751.251 | 664.6 | 738.082 | 521.729 | 490.544 | 690.13 | 965.424 | 1199.794 | 1045.271 | 1085.815 | 867.553 | 961.807 | 66803 | 66803 | 69209 | 69209 | 9982 | 2020
63704 | N | . | EQX010 Great Oaks Fuel Cell | 2016 ESA Project Company, LLC | 62150 | CA | PACC | WECC |  | 22 | 2 | NAICS-22 Non-Cogen | FC | NG | NG |  |  | mcf | 9993 | 8839 | 9817 | 6939 | 6524 | 9179 | 12840 | 15958 | 13902 | 14442 | 11539 | 12792 | 9993 | 8839 | 9817 | 6939 | 6524 | 9179 | 12840 | 15958 | 13902 | 14442 | 11539 | 12792 | 1.036 | 1.036 | 1.036 | 1.036 | 1.036 | 1.036 | 1.036 | 1.036 | 1.036 | 1.036 | 1.036 | 1.036 | 10353 | 9157 | 10170 | 7189 | 6759 | 9509 | 13302 | 16532 | 14402 | 14962 | 11954 | 13253 | 10353 | 9157 | 10170 | 7189 | 6759 | 9509 | 13302 | 16532 | 14402 | 14962 | 11954 | 13253 | 1556.159 | 1376.672 | 1528.885 | 1080.725 | 1016.127 | 1429.556 | 1999.808 | 2485.287 | 2165.204 | 2249.189 | 1797.074 | 1992.314 | 132764 | 132764 | 137542 | 137542 | 20677 | 2020
63705 | N | . | EQX011 Duane Fuel Cell | 2016 ESA Project Company, LLC | 62150 | CA | PACC | WECC |  | 22 | 2 | NAICS-22 Non-Cogen | FC | NG | NG |  |  | mcf | 19198 | 16983 | 18861 | 13332 | 12535 | 17635 | 24670 | 30659 | 26710 | 27746 | 22169 | 24578 | 19198 | 16983 | 18861 | 13332 | 12535 | 17635 | 24670 | 30659 | 26710 | 27746 | 22169 | 24578 | 1.036 | 1.036 | 1.036 | 1.036 | 1.036 | 1.036 | 1.036 | 1.036 | 1.036 | 1.036 | 1.036 | 1.036 | 19889 | 17594 | 19540 | 13812 | 12986 | 18270 | 25558 | 31763 | 27672 | 28745 | 22967 | 25463 | 19889 | 17594 | 19540 | 13812 | 12986 | 18270 | 25558 | 31763 | 27672 | 28745 | 22967 | 25463 | 2914.084 | 2577.973 | 2863.008 | 2023.779 | 1902.811 | 2677.003 | 3744.864 | 4653.979 | 4054.587 | 4211.859 | 3365.222 | 3730.831 | 255076 | 255076 | 264259 | 264259 | 38720 | 2020
63708 | N | . | EQX015 Great Oaks Fuel Cell | 2016 ESA Project Company, LLC | 62150 | CA | PACC | WECC |  | 22 | 2 | NAICS-22 Non-Cogen | FC | NG | NG |  |  | mcf | 16695 | 14769 | 16402 | 11594 | 10901 | 15336 | 21454 | 26662 | 23228 | 24129 | 19279 | 21374 | 16695 | 14769 | 16402 | 11594 | 10901 | 15336 | 21454 | 26662 | 23228 | 24129 | 19279 | 21374 | 1.036 | 1.036 | 1.036 | 1.036 | 1.036 | 1.036 | 1.036 | 1.036 | 1.036 | 1.036 | 1.036 | 1.036 | 17296 | 15301 | 16992 | 12011 | 11293 | 15888 | 22226 | 27622 | 24064 | 24998 | 19973 | 22143 | 17296 | 15301 | 16992 | 12011 | 11293 | 15888 | 22226 | 27622 | 24064 | 24998 | 19973 | 22143 | 2338.267 | 2068.571 | 2297.283 | 1623.884 | 1526.819 | 2148.032 | 3004.886 | 3734.361 | 3253.408 | 3379.603 | 2700.26 | 2993.626 | 221823 | 221823 | 229807 | 229807 | 31069 | 2020
63711 | N | . | JSR000 N Mathilda Fuel Cell | 2016 ESA Project Company, LLC | 62150 | CA | PACC | WECC |  | 22 | 2 | NAICS-22 Non-Cogen | FC | NG | NG |  |  | mcf | 4776 | 4224 | 4691 | 3316 | 3118 | 4386 | 6136 | 7626 | 6644 | 6901 | 5514 | 6113 | 4776 | 4224 | 4691 | 3316 | 3118 | 4386 | 6136 | 7626 | 6644 | 6901 | 5514 | 6113 | 1.036 | 1.036 | 1.036 | 1.036 | 1.036 | 1.036 | 1.036 | 1.036 | 1.036 | 1.036 | 1.036 | 1.036 | 4948 | 4376 | 4860 | 3435 | 3230 | 4544 | 6357 | 7901 | 6883 | 7149 | 5713 | 6333 | 4948 | 4376 | 4860 | 3435 | 3230 | 4544 | 6357 | 7901 | 6883 | 7149 | 5713 | 6333 | 723.704 | 640.232 | 711.02 | 502.6 | 472.558 | 664.826 | 930.026 | 1155.802 | 1006.945 | 1046.003 | 835.743 | 926.541 | 63445 | 63445 | 65729 | 65729 | 9616 | 2020
63712 | N | . | KSR028 Merced Fuel Cell | 2016 ESA Project Company, LLC | 62150 | CA | PACC | WECC |  | 22 | 2 | NAICS-22 Non-Cogen | FC | NG | NG |  |  | mcf | 8599 | 7608 | 8449 | 5973 | 5616 | 7900 | 11052 | 13735 | 11966 | 12430 | 9931 | 11010 | 8599 | 7608 | 8449 | 5973 | 5616 | 7900 | 11052 | 13735 | 11966 | 12430 | 9931 | 11010 | 1.036 | 1.036 | 1.036 | 1.036 | 1.036 | 1.036 | 1.036 | 1.036 | 1.036 | 1.036 | 1.036 | 1.036 | 8909 | 7882 | 8753 | 6188 | 5818 | 8184 | 11450 | 14229 | 12397 | 12877 | 10289 | 11406 | 8909 | 7882 | 8753 | 6188 | 5818 | 8184 | 11450 | 14229 | 12397 | 12877 | 10289 | 11406 | 1226.669 | 1085.186 | 1205.17 | 851.9 | 800.979 | 1126.872 | 1576.383 | 1959.07 | 1706.759 | 1772.962 | 1416.574 | 1570.476 | 114269 | 114269 | 118382 | 118382 | 16299 | 2020
63714 | N | . | GEN005 Antibody Fuel Cell | 2016 ESA Project Company, LLC | 62150 | CA | PACC | WECC |  | 22 | 2 | NAICS-22 Non-Cogen | FC | NG | NG |  |  | mcf | 10811 | 9564 | 10621 | 7508 | 7059 | 9931 | 13892 | 17265 | 15041 | 15625 | 12484 | 13840 | 10811 | 9564 | 10621 | 7508 | 7059 | 9931 | 13892 | 17265 | 15041 | 15625 | 12484 | 13840 | 1.036 | 1.036 | 1.036 | 1.036 | 1.036 | 1.036 | 1.036 | 1.036 | 1.036 | 1.036 | 1.036 | 1.036 | 11200 | 9908 | 11003 | 7778 | 7313 | 10289 | 14392 | 17887 | 15582 | 16188 | 12933 | 14338 | 11200 | 9908 | 11003 | 7778 | 7313 | 10289 | 14392 | 17887 | 15582 | 16188 | 12933 | 14338 | 1648.355 | 1458.233 | 1619.463 | 1144.752 | 1076.327 | 1514.249 | 2118.285 | 2632.527 | 2293.48 | 2382.441 | 1903.54 | 2110.348 | 143641 | 143641 | 148811 | 148811 | 21902 | 2020
63715 | N | . | SCU000 El Camino Real Fuel Cell | 2016 ESA Project Company, LLC | 62150 | CA | PACC | WECC |  | 22 | 2 | NAICS-22 Non-Cogen | FC | NG | NG |  |  | mcf | 6312 | 5584 | 6202 | 4384 | 4122 | 5799 | 8112 | 10081 | 8783 | 9123 | 7289 | 8081 | 6312 | 5584 | 6202 | 4384 | 4122 | 5799 | 8112 | 10081 | 8783 | 9123 | 7289 | 8081 | 1.036 | 1.036 | 1.036 | 1.036 | 1.036 | 1.036 | 1.036 | 1.036 | 1.036 | 1.036 | 1.036 | 1.036 | 6539 | 5785 | 6425 | 4542 | 4270 | 6008 | 8404 | 10444 | 9099 | 9451 | 7551 | 8372 | 6539 | 5785 | 6425 | 4542 | 4270 | 6008 | 8404 | 10444 | 9099 | 9451 | 7551 | 8372 | 952.571 | 842.702 | 935.875 | 661.544 | 622.001 | 875.073 | 1224.141 | 1521.317 | 1325.385 | 1376.795 | 1100.042 | 1219.554 | 83872 | 83872 | 86890 | 86890 | 12657 | 2020
63716 | N | . | KSR053 Cantara Fuel Cell | 2016 ESA Project Company, LLC | 62150 | CA | PACC | WECC |  | 22 | 2 | NAICS-22 Non-Cogen | FC | NG | NG |  |  | mcf | 6627 | 5864 | 6512 | 4603 | 4328 | 6089 | 8518 | 10585 | 9222 | 9580 | 7654 | 8486 | 6627 | 5864 | 6512 | 4603 | 4328 | 6089 | 8518 | 10585 | 9222 | 9580 | 7654 | 8486 | 1.036 | 1.036 | 1.036 | 1.036 | 1.036 | 1.036 | 1.036 | 1.036 | 1.036 | 1.036 | 1.036 | 1.036 | 6866 | 6075 | 6746 | 4769 | 4484 | 6308 | 8825 | 10966 | 9554 | 9925 | 7930 | 8791 | 6866 | 6075 | 6746 | 4769 | 4484 | 6308 | 8825 | 10966 | 9554 | 9925 | 7930 | 8791 | 924.349 | 817.734 | 908.147 | 641.944 | 603.573 | 849.146 | 1187.872 | 1476.244 | 1286.117 | 1336.003 | 1067.45 | 1183.421 | 88068 | 88068 | 91239 | 91239 | 12282 | 2020
63717 | N | . | TLR000 Hansen Fuel Cell | 2016 ESA Project Company, LLC | 62150 | CA | PACC | WECC |  | 22 | 2 | NAICS-22 Non-Cogen | FC | NG | NG |  |  | mcf | 12722 | 11255 | 12499 | 8835 | 8307 | 11687 | 16349 | 20318 | 17701 | 18388 | 14692 | 16288 | 12722 | 11255 | 12499 | 8835 | 8307 | 11687 | 16349 | 20318 | 17701 | 18388 | 14692 | 16288 | 1.036 | 1.036 | 1.036 | 1.036 | 1.036 | 1.036 | 1.036 | 1.036 | 1.036 | 1.036 | 1.036 | 1.036 | 13180 | 11660 | 12949 | 9153 | 8606 | 12108 | 16938 | 21049 | 18338 | 19050 | 15221 | 16874 | 13180 | 11660 | 12949 | 9153 | 8606 | 12108 | 16938 | 21049 | 18338 | 19050 | 15221 | 16874 | 1974.532 | 1746.79 | 1939.925 | 1371.278 | 1289.312 | 1813.891 | 2537.455 | 3153.455 | 2747.318 | 2853.882 | 2280.216 | 2527.946 | 169041 | 169041 | 175126 | 175126 | 26236 | 2020
63758 | N | . | Kroger La Habra | Ralph's Grocery Company | 63452 | CA | PACC | WECC |  | 311 | 6 | Industrial NAICS Non-Cogen | PV | SUN | SUN |  |  |  | . | . | . | 0 | 0 | 0 | 0 | 0 | 0 | 0 | 0 | 0 | . | . | . | 0 | 0 | 0 | 0 | 0 | 0 | 0 | 0 | 0 | . | . | . | 0 | 0 | 0 | 0 | 0 | 0 | 0 | 0 | 0 | . | . | . | 2801 | 3666 | 3650 | 3987 | 3416 | 2682 | 2479 | 1960 | 1552 | . | . | . | 2801 | 3666 | 3650 | 3987 | 3416 | 2682 | 2479 | 1960 | 1552 | . | . | . | 319.726 | 418.442 | 416.685 | 455.19 | 389.923 | 306.166 | 282.998 | 223.731 | 177.139 | 0 | 0 | 26193 | 26193 | 2990 | 2020
63761 | N | . | Soscol Ferry Solar | Soscol Ferry Solar | 63675 | CA | PACC | WECC |  | 22 | 2 | NAICS-22 Non-Cogen | PV | SUN | SUN |  |  |  | . | . | . | . | . | . | . | . | . | . | . | 0 | . | . | . | . | . | . | . | . | . | . | . | 0 | . | . | . | . | . | . | . | . | . | . | . | 0 | . | . | . | . | . | . | . | . | . | . | . | 1340 | . | . | . | . | . | . | . | . | . | . | . | 1340 | . | . | . | . | . | . | . | . | . | . | . | 153 | 0 | 0 | 1340 | 1340 | 153 | 2020
63762 | N | . | Silveira Ranch Road Solar | Silveira Ranch Road Solar | 63676 | CA | PACC | WECC |  | 22 | 2 | NAICS-22 Non-Cogen | PV | SUN | SUN |  |  |  | 0 | 0 | 0 | 0 | 0 | 0 | 0 | 0 | 0 | 0 | 0 | 0 | 0 | 0 | 0 | 0 | 0 | 0 | 0 | 0 | 0 | 0 | 0 | 0 | 0 | 0 | 0 | 0 | 0 | 0 | 0 | 0 | 0 | 0 | 0 | 0 | 0 | 0 | 0 | 0 | 0 | 0 | 0 | 0 | 0 | 0 | 0 | 0 | 0 | 0 | 0 | 0 | 0 | 0 | 0 | 0 | 0 | 0 | 0 | 0 | 0 | 0 | 0 | 0 | 0 | 0 | 0 | 0 | 0 | 0 | 0 | 0 | 0 | 0 | 0 | 0 | 0 | 2020
63834 | N | . | Gateway Energy Storage System | Gateway Energy Storage, LLC | 63512 | CA | PACC | WECC |  | 22 | 2 | NAICS-22 Non-Cogen | BA | MWH | OTH |  |  | megawatthours | . | . | . | . | . | . | 1523 | 4118 | 6472 | 3883 | 3375 | 1699 | . | . | . | . | . | . | 1523 | 4118 | 6472 | 3883 | 3375 | 1699 | . | . | . | . | . | . | 0 | 0 | 0 | 0 | 0 | 0 | . | . | . | . | . | . | 0 | 0 | 0 | 0 | 0 | 0 | . | . | . | . | . | . | 0 | 0 | 0 | 0 | 0 | 0 | . | . | . | . | . | . | -78 | -1120 | -1317 | 1198 | -901 | -944 | 21070 | 21070 | 0 | 0 | -3162 | 2020
63859 | N | . | Golden Field Solar III, LLC | Golden Field Solar III, LLC | 63545 | CA | PACC | WECC |  | 22 | 2 | NAICS-22 Non-Cogen | PV | SUN | SUN |  |  |  | . | . | . | . | . | . | . | . | . | . | . | 0 | . | . | . | . | . | . | . | . | . | . | . | 0 | . | . | . | . | . | . | . | . | . | . | . | 0 | . | . | . | . | . | . | . | . | . | . | . | 0 | . | . | . | . | . | . | . | . | . | . | . | 0 | . | . | . | . | . | . | . | . | . | . | . | 0 | 0 | 0 | 0 | 0 | 0 | 2020
63932 | N | . | Titan Solar 1 (CA) | Titan Solar 1, LLC | 63602 | CA | PACC | WECC |  | 22 | 2 | NAICS-22 Non-Cogen | PV | SUN | SUN |  |  |  | . | . | . | . | . | . | . | . | . | . | . | 0 | . | . | . | . | . | . | . | . | . | . | . | 0 | . | . | . | . | . | . | . | . | . | . | . | 0 | . | . | . | . | . | . | . | . | . | . | . | 86312 | . | . | . | . | . | . | . | . | . | . | . | 86312 | . | . | . | . | . | . | . | . | . | . | . | 9853 | 0 | 0 | 86312 | 86312 | 9853 | 2020
63993 | N | . | FTF-PackingShed | Family Tree Farms | 63648 | CA | PACC | WECC |  | 22 | 2 | NAICS-22 Non-Cogen | PV | SUN | SUN |  |  |  | 0 | 0 | 0 | 0 | 0 | 0 | 0 | 0 | 0 | 0 | 0 | 0 | 0 | 0 | 0 | 0 | 0 | 0 | 0 | 0 | 0 | 0 | 0 | 0 | 0 | 0 | 0 | 0 | 0 | 0 | 0 | 0 | 0 | 0 | 0 | 0 | 211 | 286 | 280 | 353 | 462 | 460 | 503 | 431 | 338 | 313 | 247 | 196 | 211 | 286 | 280 | 353 | 462 | 460 | 503 | 431 | 338 | 313 | 247 | 196 | 24.126 | 32.703 | 32.002 | 40.332 | 52.784 | 52.562 | 57.419 | 49.186 | 38.621 | 35.698 | 28.222 | 22.345 | 0 | 0 | 4080 | 4080 | 466 | 2020
63994 | N | . | Firebaugh-CCS-PV-1 | Mike Woolf Farming | 63649 | CA | PACC | WECC |  | 111 | 6 | Industrial NAICS Non-Cogen | PV | SUN | SUN |  |  |  | 0 | 0 | 0 | 0 | 0 | 0 | 0 | 0 | 0 | 0 | 0 | 0 | 0 | 0 | 0 | 0 | 0 | 0 | 0 | 0 | 0 | 0 | 0 | 0 | 0 | 0 | 0 | 0 | 0 | 0 | 0 | 0 | 0 | 0 | 0 | 0 | 716 | 970 | 949 | 1196 | 1566 | 1559 | 1703 | 1459 | 1146 | 1059 | 837 | 663 | 716 | 970 | 949 | 1196 | 1566 | 1559 | 1703 | 1459 | 1146 | 1059 | 837 | 663 | 81.696 | 110.741 | 108.367 | 136.573 | 178.74 | 177.989 | 194.437 | 166.558 | 130.781 | 120.884 | 95.568 | 75.666 | 0 | 0 | 13823 | 13823 | 1578 | 2020
64055 | N | . | Wonderful Orchards - New Columbia | Wonderful Renewable Energy, LLC. | 63689 | CA | PACC | WECC |  | 111 | 6 | Industrial NAICS Non-Cogen | PV | SUN | SUN |  |  |  | . | . | . | . | . | . | . | . | 0 | 0 | 0 | 0 | . | . | . | . | . | . | . | . | 0 | 0 | 0 | 0 | . | . | . | . | . | . | . | . | 0 | 0 | 0 | 0 | . | . | . | . | . | . | . | . | 0 | 0 | 0 | 0 | . | . | . | . | . | . | . | . | 0 | 0 | 0 | 0 | . | . | . | . | . | . | . | . | 0 | 0 | 0 | 0 | 0 | 0 | 0 | 0 | 0 | 2020
64103 | N | . | Desert Harvest II LLC | Desert Harvest II LLC | 63731 | CA | PACC | WECC |  | 22 | 2 | NAICS-22 Non-Cogen | BA | MWH | OTH |  |  | megawatthours | . | . | . | . | . | . | . | . | . | . | . | 0 | . | . | . | . | . | . | . | . | . | . | . | 0 | . | . | . | . | . | . | . | . | . | . | . | 0 | . | . | . | . | . | . | . | . | . | . | . | 0 | . | . | . | . | . | . | . | . | . | . | . | 0 | . | . | . | . | . | . | . | . | . | . | . | 0 | 0 | 0 | 0 | 0 | 0 | 2020
64103 | N | . | Desert Harvest II LLC | Desert Harvest II LLC | 63731 | CA | PACC | WECC |  | 22 | 2 | NAICS-22 Non-Cogen | PV | SUN | SUN |  |  |  | . | . | . | . | . | . | . | . | . | . | . | 0 | . | . | . | . | . | . | . | . | . | . | . | 0 | . | . | . | . | . | . | . | . | . | . | . | 0 | . | . | . | . | . | . | . | . | . | . | . | 53086 | . | . | . | . | . | . | . | . | . | . | . | 53086 | . | . | . | . | . | . | . | . | . | . | . | 6060 | 0 | 0 | 53086 | 53086 | 6060 | 2020
64104 | N | . | Maverick Solar 4, LLC | Maverick Solar 4, LLC | 63732 | CA | PACC | RFC |  | 22 | 2 | NAICS-22 Non-Cogen | PV | SUN | SUN |  |  |  | . | . | . | . | . | . | . | . | . | . | . | 0 | . | . | . | . | . | . | . | . | . | . | . | 0 | . | . | . | . | . | . | . | . | . | . | . | 0 | . | . | . | . | . | . | . | . | . | . | . | 60943 | . | . | . | . | . | . | . | . | . | . | . | 60943 | . | . | . | . | . | . | . | . | . | . | . | 6957 | 0 | 0 | 60943 | 60943 | 6957 | 2020
64221 | N | . | Wonderful Orchards - Belridge | Wonderful Renewable Energy, LLC. | 63689 | CA | PACC | WECC |  | 111 | 6 | Industrial NAICS Non-Cogen | PV | SUN | SUN |  |  |  | 0 | 0 | 0 | 0 | 0 | 0 | 0 | 0 | 0 | 0 | 0 | 0 | 0 | 0 | 0 | 0 | 0 | 0 | 0 | 0 | 0 | 0 | 0 | 0 | 0 | 0 | 0 | 0 | 0 | 0 | 0 | 0 | 0 | 0 | 0 | 0 | 0 | 0 | 0 | 0 | 0 | 0 | 0 | 0 | 0 | 0 | 0 | 0 | 0 | 0 | 0 | 0 | 0 | 0 | 0 | 0 | 0 | 0 | 0 | 0 | 0 | 0 | 0 | 0 | 0 | 0 | 0 | 0 | 0 | 0 | 0 | 0 | 0 | 0 | 0 | 0 | 0 | 2020
64264 | N | . | Las Virgenes | Greenbacker Renewable Energy Corporation | 60025 | CA | PACC | WECC |  | 22 | 2 | NAICS-22 Non-Cogen | PV | SUN | SUN |  |  |  | 0 | 0 | 0 | 0 | 0 | 0 | 0 | 0 | 0 | 0 | 0 | 0 | 0 | 0 | 0 | 0 | 0 | 0 | 0 | 0 | 0 | 0 | 0 | 0 | 0 | 0 | 0 | 0 | 0 | 0 | 0 | 0 | 0 | 0 | 0 | 0 | 0 | 0 | 0 | 0 | 0 | 0 | 0 | 0 | 0 | 0 | 0 | 0 | 0 | 0 | 0 | 0 | 0 | 0 | 0 | 0 | 0 | 0 | 0 | 0 | 0 | 0 | 0 | 0 | 0 | 0 | 0 | 0 | 0 | 0 | 0 | 0 | 0 | 0 | 0 | 0 | 0 | 2020
64267 | N | . | Valencia 2 | Greenbacker Renewable Energy Corporation | 60025 | CA | PACC | WECC |  | 22 | 2 | NAICS-22 Non-Cogen | PV | SUN | SUN |  |  |  | . | . | . | . | . | . | . | . | . | . | . | 0 | . | . | . | . | . | . | . | . | . | . | . | 0 | . | . | . | . | . | . | . | . | . | . | . | 0 | . | . | . | . | . | . | . | . | . | . | . | 2619 | . | . | . | . | . | . | . | . | . | . | . | 2619 | . | . | . | . | . | . | . | . | . | . | . | 299 | 0 | 0 | 2619 | 2619 | 299 | 2020
64376 | N | . | Tranquillity ID | Tranquillity Solar 1, LLC | 63992 | CA | PACC | WECC |  | 22 | 2 | NAICS-22 Non-Cogen | PV | SUN | SUN |  |  |  | 0 | 0 | 0 | 0 | 0 | 0 | 0 | 0 | 0 | 0 | 0 | 0 | 0 | 0 | 0 | 0 | 0 | 0 | 0 | 0 | 0 | 0 | 0 | 0 | 0 | 0 | 0 | 0 | 0 | 0 | 0 | 0 | 0 | 0 | 0 | 0 | 1379 | 1869 | 1829 | 2305 | 3016 | 3004 | 3281 | 2811 | 2207 | 2040 | 1613 | 1277 | 1379 | 1869 | 1829 | 2305 | 3016 | 3004 | 3281 | 2811 | 2207 | 2040 | 1613 | 1277 | 157.385 | 213.342 | 208.768 | 263.107 | 344.341 | 342.895 | 374.581 | 320.872 | 251.948 | 232.882 | 184.11 | 145.769 | 0 | 0 | 26631 | 26631 | 3040 | 2020
64418 | N | . | Big Bear | Los Palos Street Operating, LLC | 64034 | CA | PACC | WECC |  | 22 | 2 | NAICS-22 Non-Cogen | PV | SUN | SUN |  |  |  | . | . | . | . | . | . | . | . | . | . | . | 0 | . | . | . | . | . | . | . | . | . | . | . | 0 | . | . | . | . | . | . | . | . | . | . | . | 0 | . | . | . | . | . | . | . | . | . | . | . | 683 | . | . | . | . | . | . | . | . | . | . | . | 683 | . | . | . | . | . | . | . | . | . | . | . | 78 | 0 | 0 | 683 | 683 | 78 | 2020
64579 | N | . | Broadway 2 - UC Riverside | Goldman Sachs Renewable Power Group | 61944 | CA | PACC | WECC |  | 22 | 2 | NAICS-22 Non-Cogen | PV | SUN | SUN |  |  |  | 0 | 0 | 0 | 0 | 0 | 0 | 0 | 0 | 0 | 0 | 0 | 0 | 0 | 0 | 0 | 0 | 0 | 0 | 0 | 0 | 0 | 0 | 0 | 0 | 0 | 0 | 0 | 0 | 0 | 0 | 0 | 0 | 0 | 0 | 0 | 0 | 2311 | 3133 | 3066 | 3864 | 5056 | 5035 | 5501 | 4712 | 3700 | 3420 | 2704 | 2141 | 2311 | 3133 | 3066 | 3864 | 5056 | 5035 | 5501 | 4712 | 3700 | 3420 | 2704 | 2141 | 263.826 | 357.629 | 349.962 | 441.05 | 577.224 | 574.8 | 627.917 | 537.882 | 422.344 | 390.384 | 308.627 | 244.355 | 0 | 0 | 44643 | 44643 | 5096 | 2020
99999 | N | . | State-Fuel Level Increment | State-Fuel Level Increment | 99999 | CA | PACC |  |  | 99999 | 2 | NAICS-22 Non-Cogen | BA | MWH | OTH |  |  | megawatthours | 0 | 0 | 0 | 0 | 0 | 0 | 0 | 0 | 0 | 0 | 0 | 0 | 0 | 0 | 0 | 0 | 0 | 0 | 0 | 0 | 0 | 0 | 0 | 0 | 0 | 0 | 0 | 0 | 0 | 0 | 0 | 0 | 0 | 0 | 0 | 0 | 0 | 0 | 0 | 0 | 0 | 0 | 0 | 0 | 0 | 0 | 0 | 0 | 0 | 0 | 0 | 0 | 0 | 0 | 0 | 0 | 0 | 0 | 0 | 0 | 0 | 0 | 0 | 0 | 0 | 0 | 0 | 0 | 0 | 0 | 0 | 0 | 0 | 0 | 0 | 0 | 0 | 2020
99999 | N | . | State-Fuel Level Increment | State-Fuel Level Increment | 99999 | CA | PACC |  |  | 99999 | 4 | Commercial NAICS Non-Cogen | BA | MWH | OTH |  |  | megawatthours | 0 | 0 | 0 | 0 | 0 | 0 | 0 | 0 | 0 | 0 | 0 | 0 | 0 | 0 | 0 | 0 | 0 | 0 | 0 | 0 | 0 | 0 | 0 | 0 | 0 | 0 | 0 | 0 | 0 | 0 | 0 | 0 | 0 | 0 | 0 | 0 | 0 | 0 | 0 | 0 | 0 | 0 | 0 | 0 | 0 | 0 | 0 | 0 | 0 | 0 | 0 | 0 | 0 | 0 | 0 | 0 | 0 | 0 | 0 | 0 | 0 | 0 | 0 | 0 | 0 | 0 | 0 | 0 | 0 | 0 | 0 | 0 | 0 | 0 | 0 | 0 | 0 | 2020
99999 | N | . | State-Fuel Level Increment | State-Fuel Level Increment | 99999 | CA | PACC |  |  | 99999 | 1 | Electric Utility | CA | NG | NG |  |  | mcf | 0 | 0 | 0 | 0 | 0 | 0 | 0 | 0 | 0 | 0 | 0 | 0 | 0 | 0 | 0 | 0 | 0 | 0 | 0 | 0 | 0 | 0 | 0 | 0 | 0 | 0 | 0 | 0 | 0 | 0 | 0 | 0 | 0 | 0 | 0 | 0 | 0 | 0 | 0 | 0 | 0 | 0 | 0 | 0 | 0 | 0 | 0 | 0 | 0 | 0 | 0 | 0 | 0 | 0 | 0 | 0 | 0 | 0 | 0 | 0 | 0 | 0 | 0 | 0 | 0 | 0 | 0 | 0 | 0 | 0 | 0 | 0 | 0 | 0 | 0 | 0 | 0 | 2020
99999 | N | . | State-Fuel Level Increment | State-Fuel Level Increment | 99999 | CA | PACC |  |  | 99999 | 2 | NAICS-22 Non-Cogen | CA | NG | NG |  |  | mcf | 0 | 0 | 0 | 0 | 0 | 0 | 0 | 0 | 0 | 0 | 0 | 0 | 0 | 0 | 0 | 0 | 0 | 0 | 0 | 0 | 0 | 0 | 0 | 0 | 0 | 0 | 0 | 0 | 0 | 0 | 0 | 0 | 0 | 0 | 0 | 0 | 0 | 0 | 0 | 0 | 0 | 0 | 0 | 0 | 0 | 0 | 0 | 0 | 0 | 0 | 0 | 0 | 0 | 0 | 0 | 0 | 0 | 0 | 0 | 0 | 0 | 0 | 0 | 0 | 0 | 0 | 0 | 0 | 0 | 0 | 0 | 0 | 0 | 0 | 0 | 0 | 0 | 2020
99999 | Y | . | State-Fuel Level Increment | State-Fuel Level Increment | 99999 | CA | PACC |  |  | 99999 | 7 | Industrial NAICS Cogen | CA | NG | NG |  |  | mcf | 0 | 0 | 0 | 0 | 0 | 0 | 0 | 0 | 0 | 0 | 0 | 0 | 0 | 0 | 0 | 0 | 0 | 0 | 0 | 0 | 0 | 0 | 0 | 0 | 0 | 0 | 0 | 0 | 0 | 0 | 0 | 0 | 0 | 0 | 0 | 0 | 0 | 0 | 0 | 0 | 0 | 0 | 0 | 0 | 0 | 0 | 0 | 0 | 0 | 0 | 0 | 0 | 0 | 0 | 0 | 0 | 0 | 0 | 0 | 0 | 0 | 0 | 0 | 0 | 0 | 0 | 0 | 0 | 0 | 0 | 0 | 0 | 0 | 0 | 0 | 0 | 0 | 2020
99999 | N | . | State-Fuel Level Increment | State-Fuel Level Increment | 99999 | CA | PACC |  |  | 99999 | 1 | Electric Utility | CT | NG | NG |  |  | mcf | 11685 | 14416 | 21282 | 16138 | 18274 | 31985 | 40139 | 65191 | 43202 | 42796 | 21499 | 22371 | 11685 | 14416 | 21282 | 16138 | 18274 | 31985 | 40139 | 65191 | 43202 | 42796 | 21499 | 22371 | 1.037 | 1.038 | 1.037 | 1.036 | 1.031 | 1.027 | 1.025 | 1.028 | 1.029 | 1.031 | 1.033 | 1.036 | 12117 | 14964 | 22069 | 16719 | 18840 | 32849 | 41142 | 67016 | 44455 | 44123 | 22208 | 23176 | 12117 | 14964 | 22069 | 16719 | 18840 | 32849 | 41142 | 67016 | 44455 | 44123 | 22208 | 23176 | 1231.593 | 1723.091 | 2598.512 | 1792.932 | 1956.194 | 2499.895 | 4520.464 | 8200.505 | 5441.451 | 5392.377 | 2400.96 | 2316.954 | 348978 | 348978 | 359678 | 359678 | 40074.928 | 2020
99999 | N | . | State-Fuel Level Increment | State-Fuel Level Increment | 99999 | CA | PACC |  |  | 99999 | 2 | NAICS-22 Non-Cogen | CT | NG | NG |  |  | mcf | 16205 | 17256 | 21062 | 16771 | 18482 | 28154 | 36413 | 52285 | 37502 | 36532 | 21905 | 23587 | 16205 | 17256 | 21062 | 16771 | 18482 | 28154 | 36413 | 52285 | 37502 | 36532 | 21905 | 23587 | 1.037 | 1.038 | 1.037 | 1.036 | 1.031 | 1.027 | 1.025 | 1.028 | 1.029 | 1.031 | 1.033 | 1.036 | 16805 | 17912 | 21841 | 17375 | 19055 | 28914 | 37323 | 53749 | 38590 | 37664 | 22628 | 24436 | 16805 | 17912 | 21841 | 17375 | 19055 | 28914 | 37323 | 53749 | 38590 | 37664 | 22628 | 24436 | 1051.925 | 1340.734 | 1876.078 | 1335.922 | 1449.756 | 1847.26 | 3198.827 | 5523.591 | 3751.658 | 3703.776 | 1778.643 | 1766.678 | 326154 | 326154 | 336292 | 336292 | 28624.848 | 2020
99999 | Y | . | State-Fuel Level Increment | State-Fuel Level Increment | 99999 | CA | PACC |  |  | 99999 | 7 | Industrial NAICS Cogen | CT | NG | NG |  |  | mcf | 0 | 0 | 0 | 0 | 0 | 0 | 0 | 0 | 0 | 0 | 0 | 0 | 0 | 0 | 0 | 0 | 0 | 0 | 0 | 0 | 0 | 0 | 0 | 0 | 0 | 0 | 0 | 0 | 0 | 0 | 0 | 0 | 0 | 0 | 0 | 0 | 0 | 0 | 0 | 0 | 0 | 0 | 0 | 0 | 0 | 0 | 0 | 0 | 0 | 0 | 0 | 0 | 0 | 0 | 0 | 0 | 0 | 0 | 0 | 0 | 0 | 0 | 0 | 0 | 0 | 0 | 0 | 0 | 0 | 0 | 0 | 0 | 0 | 0 | 0 | 0 | 0 | 2020
99999 | N | . | State-Fuel Level Increment | State-Fuel Level Increment | 99999 | CA | PACC |  |  | 99999 | 2 | NAICS-22 Non-Cogen | FC | NG | NG |  |  | mcf | 0 | 0 | 0 | 0 | 0 | 0 | 0 | 0 | 0 | 0 | 0 | 0 | 0 | 0 | 0 | 0 | 0 | 0 | 0 | 0 | 0 | 0 | 0 | 0 | 0 | 0 | 0 | 0 | 0 | 0 | 0 | 0 | 0 | 0 | 0 | 0 | 0 | 0 | 0 | 0 | 0 | 0 | 0 | 0 | 0 | 0 | 0 | 0 | 0 | 0 | 0 | 0 | 0 | 0 | 0 | 0 | 0 | 0 | 0 | 0 | 0 | 0 | 0 | 0 | 0 | 0 | 0 | 0 | 0 | 0 | 0 | 0 | 0 | 0 | 0 | 0 | 0 | 2020
99999 | Y | . | State-Fuel Level Increment | State-Fuel Level Increment | 99999 | CA | PACC |  |  | 99999 | 3 | NAICS-22 Cogen | FC | NG | NG |  |  | mcf | 0 | 0 | 0 | 0 | 0 | 0 | 0 | 0 | 0 | 0 | 0 | 0 | 0 | 0 | 0 | 0 | 0 | 0 | 0 | 0 | 0 | 0 | 0 | 0 | 0 | 0 | 0 | 0 | 0 | 0 | 0 | 0 | 0 | 0 | 0 | 0 | 0 | 0 | 0 | 0 | 0 | 0 | 0 | 0 | 0 | 0 | 0 | 0 | 0 | 0 | 0 | 0 | 0 | 0 | 0 | 0 | 0 | 0 | 0 | 0 | 0 | 0 | 0 | 0 | 0 | 0 | 0 | 0 | 0 | 0 | 0 | 0 | 0 | 0 | 0 | 0 | 0 | 2020
99999 | Y | . | State-Fuel Level Increment | State-Fuel Level Increment | 99999 | CA | PACC |  |  | 99999 | 5 | Commercial NAICS Cogen | FC | NG | NG |  |  | mcf | 0 | 0 | 0 | 0 | 0 | 0 | 0 | 0 | 0 | 0 | 0 | 0 | 0 | 0 | 0 | 0 | 0 | 0 | 0 | 0 | 0 | 0 | 0 | 0 | 0 | 0 | 0 | 0 | 0 | 0 | 0 | 0 | 0 | 0 | 0 | 0 | 0 | 0 | 0 | 0 | 0 | 0 | 0 | 0 | 0 | 0 | 0 | 0 | 0 | 0 | 0 | 0 | 0 | 0 | 0 | 0 | 0 | 0 | 0 | 0 | 0 | 0 | 0 | 0 | 0 | 0 | 0 | 0 | 0 | 0 | 0 | 0 | 0 | 0 | 0 | 0 | 0 | 2020
99999 | N | . | State-Fuel Level Increment | State-Fuel Level Increment | 99999 | CA | PACC |  |  | 99999 | 2 | NAICS-22 Non-Cogen | FC | OBG | ORW |  |  | Mcf | 0 | 0 | 0 | 0 | 0 | 0 | 0 | 0 | 0 | 0 | 0 | 0 | 0 | 0 | 0 | 0 | 0 | 0 | 0 | 0 | 0 | 0 | 0 | 0 | 0 | 0 | 0 | 0 | 0 | 0 | 0 | 0 | 0 | 0 | 0 | 0 | 0 | 0 | 0 | 0 | 0 | 0 | 0 | 0 | 0 | 0 | 0 | 0 | 0 | 0 | 0 | 0 | 0 | 0 | 0 | 0 | 0 | 0 | 0 | 0 | 0 | 0 | 0 | 0 | 0 | 0 | 0 | 0 | 0 | 0 | 0 | 0 | 0 | 0 | 0 | 0 | 0 | 2020
99999 | Y | . | State-Fuel Level Increment | State-Fuel Level Increment | 99999 | CA | PACC |  |  | 99999 | 5 | Commercial NAICS Cogen | FC | OBG | ORW |  |  | Mcf | 0 | 0 | 0 | 0 | 0 | 0 | 0 | 0 | 0 | 0 | 0 | 0 | 0 | 0 | 0 | 0 | 0 | 0 | 0 | 0 | 0 | 0 | 0 | 0 | 0 | 0 | 0 | 0 | 0 | 0 | 0 | 0 | 0 | 0 | 0 | 0 | 0 | 0 | 0 | 0 | 0 | 0 | 0 | 0 | 0 | 0 | 0 | 0 | 0 | 0 | 0 | 0 | 0 | 0 | 0 | 0 | 0 | 0 | 0 | 0 | 0 | 0 | 0 | 0 | 0 | 0 | 0 | 0 | 0 | 0 | 0 | 0 | 0 | 0 | 0 | 0 | 0 | 2020
99999 | N | . | State-Fuel Level Increment | State-Fuel Level Increment | 99999 | CA | PACC |  |  | 99999 | 1 | Electric Utility | GT | DFO | DFO |  |  | barrels | 0 | 0 | 0 | 0 | 0 | 0 | 0 | 0 | 0 | 0 | 0 | 0 | 0 | 0 | 0 | 0 | 0 | 0 | 0 | 0 | 0 | 0 | 0 | 0 | 0 | 0 | 0 | 0 | 0 | 0 | 0 | 0 | 0 | 0 | 0 | 0 | 0 | 0 | 0 | 0 | 0 | 0 | 0 | 0 | 0 | 0 | 0 | 0 | 0 | 0 | 0 | 0 | 0 | 0 | 0 | 0 | 0 | 0 | 0 | 0 | 0 | 0 | 0 | 0 | 0 | 0 | 0 | 0 | 0 | 0 | 0 | 0 | 0 | 0 | 0 | 0 | 0 | 2020
99999 | Y | . | State-Fuel Level Increment | State-Fuel Level Increment | 99999 | CA | PACC |  |  | 99999 | 3 | NAICS-22 Cogen | GT | DFO | DFO |  |  | barrels | 0 | 0 | 0 | 0 | 0 | 0 | 0 | 0 | 0 | 0 | 0 | 0 | 0 | 0 | 0 | 0 | 0 | 0 | 0 | 0 | 0 | 0 | 0 | 0 | 0 | 0 | 0 | 0 | 0 | 0 | 0 | 0 | 0 | 0 | 0 | 0 | 0 | 0 | 0 | 0 | 0 | 0 | 0 | 0 | 0 | 0 | 0 | 0 | 0 | 0 | 0 | 0 | 0 | 0 | 0 | 0 | 0 | 0 | 0 | 0 | 0 | 0 | 0 | 0 | 0 | 0 | 0 | 0 | 0 | 0 | 0 | 0 | 0 | 0 | 0 | 0 | 0 | 2020
99999 | N | . | State-Fuel Level Increment | State-Fuel Level Increment | 99999 | CA | PACC |  |  | 99999 | 2 | NAICS-22 Non-Cogen | GT | LFG | MLG |  |  | mcf | 89286 | 81621 | 90915 | 87091 | 88870 | 81721 | 88403 | 90402 | 86945 | 85060 | 83957 | 89505 | 89286 | 81621 | 90915 | 87091 | 88870 | 81721 | 88403 | 90402 | 86945 | 85060 | 83957 | 89505 | 0.42 | 0.422 | 0.412 | 0.408 | 0.408 | 0.412 | 0.407 | 0.403 | 0.397 | 0.403 | 0.399 | 0.404 | 37500 | 34444 | 37457 | 35533 | 36259 | 33669 | 35980 | 36432 | 34517 | 34279 | 33499 | 36160 | 37500 | 34444 | 37457 | 35533 | 36259 | 33669 | 35980 | 36432 | 34517 | 34279 | 33499 | 36160 | 2597.281 | 2325.83 | 2609.447 | 2484.121 | 2623.239 | 2295.138 | 2488.877 | 2487.129 | 2376.684 | 2349.48 | 2301.558 | 2493.593 | 1043776 | 1043776 | 425729 | 425729 | 29432.377 | 2020
99999 | N | . | State-Fuel Level Increment | State-Fuel Level Increment | 99999 | CA | PACC |  |  | 99999 | 1 | Electric Utility | GT | NG | NG |  |  | mcf | 8791 | 19863 | 43863 | 30627 | 36358 | 77461 | 93637 | 174666 | 106351 | 107390 | 42237 | 41337 | 8791 | 19863 | 43863 | 30627 | 36358 | 77461 | 93637 | 174666 | 106351 | 107390 | 42237 | 41337 | 1.037 | 1.038 | 1.037 | 1.036 | 1.031 | 1.027 | 1.025 | 1.028 | 1.029 | 1.031 | 1.033 | 1.036 | 9116 | 20618 | 45486 | 31730 | 37485 | 79552 | 95978 | 179557 | 109435 | 110719 | 43631 | 42825 | 9116 | 20618 | 45486 | 31730 | 37485 | 79552 | 95978 | 179557 | 109435 | 110719 | 43631 | 42825 | 672.746 | 2581.931 | 5720.19 | 3427.546 | 3837.527 | 4972.239 | 10763.521 | 23025.053 | 14195.123 | 14243.061 | 4719.219 | 3924.472 | 782581 | 782581 | 806132 | 806132 | 92082.628 | 2020
99999 | N | . | State-Fuel Level Increment | State-Fuel Level Increment | 99999 | CA | PACC |  |  | 99999 | 2 | NAICS-22 Non-Cogen | GT | NG | NG |  |  | mcf | 39558 | 53009 | 106615 | 74002 | 88156 | 190207 | 229425 | 431290 | 261395 | 264236 | 102317 | 99654 | 39558 | 53009 | 106615 | 74002 | 88156 | 190207 | 229425 | 431290 | 261395 | 264236 | 102317 | 99654 | 1.037 | 1.038 | 1.037 | 1.036 | 1.031 | 1.027 | 1.025 | 1.028 | 1.029 | 1.031 | 1.033 | 1.036 | 41022 | 55024 | 110561 | 76666 | 90889 | 195343 | 235161 | 443367 | 268975 | 272426 | 105694 | 103241 | 41022 | 55024 | 110561 | 76666 | 90889 | 195343 | 235161 | 443367 | 268975 | 272426 | 105694 | 103241 | 3202.457 | 5732.189 | 13258.568 | 7666.717 | 8644.058 | 11240.905 | 25382.976 | 56029.409 | 34088.208 | 34282.765 | 10635.594 | 8699.335 | 1939864 | 1939864 | 1998369 | 1998369 | 218863.18 | 2020
99999 | Y | . | State-Fuel Level Increment | State-Fuel Level Increment | 99999 | CA | PACC |  |  | 99999 | 3 | NAICS-22 Cogen | GT | NG | NG |  |  | mcf | 78986 | 67030 | 62798 | 73067 | 77499 | 87023 | 98824 | 124625 | 105086 | 102032 | 65705 | 69564 | 28868 | 29166 | 23707 | 33423 | 36412 | 44607 | 53416 | 75253 | 59154 | 56431 | 25286 | 27124 | 1.037 | 1.038 | 1.037 | 1.036 | 1.031 | 1.027 | 1.025 | 1.028 | 1.029 | 1.031 | 1.033 | 1.036 | 81909 | 69577 | 65122 | 75698 | 79902 | 89373 | 101295 | 128114 | 108134 | 105195 | 67873 | 72069 | 29936 | 30275 | 24584 | 34627 | 37541 | 45812 | 54752 | 77360 | 60870 | 58181 | 26121 | 28100 | 6964.677 | 6094.571 | 5719.543 | 7321.439 | 7374.46 | 8477.611 | 9708.74 | 13175.829 | 10601.933 | 9827.696 | 5937.161 | 6537.427 | 1012239 | 492847 | 1044261 | 508159 | 97741.087 | 2020
99999 | Y | . | State-Fuel Level Increment | State-Fuel Level Increment | 99999 | CA | PACC |  |  | 99999 | 5 | Commercial NAICS Cogen | GT | NG | NG |  |  | mcf | 52818 | 23266 | 25149 | 25615 | 26493 | 27807 | 29547 | 31390 | 29569 | 28419 | 25370 | 27660 | 29866 | 13033 | 13821 | 14557 | 15405 | 16344 | 17266 | 17921 | 17069 | 16634 | 14505 | 16392 | 1.037 | 1.038 | 1.037 | 1.036 | 1.031 | 1.027 | 1.025 | 1.028 | 1.029 | 1.031 | 1.033 | 1.036 | 54773 | 24151 | 26079 | 26537 | 27314 | 28558 | 30286 | 32269 | 30426 | 29300 | 26207 | 28656 | 30971 | 13528 | 14333 | 15081 | 15883 | 16785 | 17698 | 18423 | 17564 | 17150 | 14984 | 16982 | 4619.476 | 2175.844 | 2298.456 | 2423.836 | 2554.613 | 2695.692 | 2837.857 | 2935.803 | 2810.479 | 2747.363 | 2410.12 | 2731.525 | 353103 | 202813 | 364556 | 209382 | 33241.064 | 2020
99999 | Y | . | State-Fuel Level Increment | State-Fuel Level Increment | 99999 | CA | PACC |  |  | 99999 | 7 | Industrial NAICS Cogen | GT | NG | NG |  |  | mcf | 277890 | 220308 | 240520 | 392236 | 250609 | 261873 | 276957 | 290183 | 275885 | 264942 | 241748 | 263999 | 230866 | 181303 | 195825 | 250918 | 207589 | 217655 | 230382 | 241511 | 229365 | 221029 | 198782 | 218069 | 1.037 | 1.038 | 1.037 | 1.036 | 1.031 | 1.027 | 1.025 | 1.028 | 1.029 | 1.031 | 1.033 | 1.036 | 288172 | 228679 | 249420 | 406357 | 258378 | 268943 | 283880 | 298308 | 283886 | 273155 | 249726 | 273504 | 239409 | 188193 | 203071 | 259951 | 214024 | 223532 | 236141 | 248273 | 236017 | 227881 | 205343 | 225920 | 29024.923 | 21361.63 | 22273.547 | 33108.951 | 25078.218 | 26295.462 | 27489.812 | 27669.837 | 26982.374 | 26508.005 | 23669.167 | 26831.328 | 3257150 | 2623294 | 3362408 | 2707755 | 316293.25 | 2020
99999 | Y | . | State-Fuel Level Increment | State-Fuel Level Increment | 99999 | CA | PACC |  |  | 99999 | 7 | Industrial NAICS Cogen | GT | OG | OOG |  |  | mcf | . | . | . | 267391 | . | . | . | . | . | . | . | . | . | . | . | 77399 | . | . | . | . | . | . | . | . | . | . | . | 1.017 | . | . | . | . | . | . | . | . | . | . | . | 271937 | . | . | . | . | . | . | . | . | . | . | . | 78715 | . | . | . | . | . | . | . | . | . | . | . | 14017.386 | . | . | . | . | . | . | . | . | 267391 | 77399 | 271937 | 78715 | 14017.386 | 2020
99999 | N | . | State-Fuel Level Increment | State-Fuel Level Increment | 99999 | CA | PACC |  |  | 99999 | 2 | NAICS-22 Non-Cogen | GT | PG | WOO |  |  | mcf | 0 | 0 | 0 | 0 | 0 | 0 | 0 | 0 | 0 | 0 | 0 | 0 | 0 | 0 | 0 | 0 | 0 | 0 | 0 | 0 | 0 | 0 | 0 | 0 | 0 | 0 | 0 | 0 | 0 | 0 | 0 | 0 | 0 | 0 | 0 | 0 | 0 | 0 | 0 | 0 | 0 | 0 | 0 | 0 | 0 | 0 | 0 | 0 | 0 | 0 | 0 | 0 | 0 | 0 | 0 | 0 | 0 | 0 | 0 | 0 | 0 | 0 | 0 | 0 | 0 | 0 | 0 | 0 | 0 | 0 | 0 | 0 | 0 | 0 | 0 | 0 | 0 | 2020
99999 | N | . | State-Fuel Level Increment | State-Fuel Level Increment | 99999 | CA | PACC |  |  | 99999 | 1 | Electric Utility | HY | WAT | HYC |  |  |  | 0 | 0 | 0 | 0 | 0 | 0 | 0 | 0 | 0 | 0 | 0 | 0 | 0 | 0 | 0 | 0 | 0 | 0 | 0 | 0 | 0 | 0 | 0 | 0 | 0 | 0 | 0 | 0 | 0 | 0 | 0 | 0 | 0 | 0 | 0 | 0 | 175818 | 125991 | 116515 | 175969 | 263082 | 247589 | 266452 | 265629 | 121658 | 109257 | 87167 | 69558 | 175818 | 125991 | 116515 | 175969 | 263082 | 247589 | 266452 | 265629 | 121658 | 109257 | 87167 | 69558 | 20070.549 | 14382.455 | 13300.748 | 20087.889 | 30032.076 | 28263.554 | 30416.972 | 30323.037 | 13887.906 | 12472.166 | 9950.542 | 7940.39 | 0 | 0 | 2024685 | 2024685 | 231128.28 | 2020
99999 | N | . | State-Fuel Level Increment | State-Fuel Level Increment | 99999 | CA | PACC |  |  | 99999 | 2 | NAICS-22 Non-Cogen | HY | WAT | HYC |  |  |  | 0 | 0 | 0 | 0 | 0 | 0 | 0 | 0 | 0 | 0 | 0 | 0 | 0 | 0 | 0 | 0 | 0 | 0 | 0 | 0 | 0 | 0 | 0 | 0 | 0 | 0 | 0 | 0 | 0 | 0 | 0 | 0 | 0 | 0 | 0 | 0 | 43999 | 33623 | 40600 | 65577 | 84831 | 77520 | 78731 | 79200 | 54559 | 40929 | 29109 | 25206 | 43999 | 33623 | 40600 | 65577 | 84831 | 77520 | 78731 | 79200 | 54559 | 40929 | 29109 | 25206 | 5022.737 | 3838.154 | 4634.691 | 7486.001 | 9683.996 | 8849.412 | 8987.614 | 9040.834 | 6228.279 | 4672.232 | 3323.062 | 2877.447 | 0 | 0 | 653884 | 653884 | 74644.459 | 2020
99999 | N | . | State-Fuel Level Increment | State-Fuel Level Increment | 99999 | CA | PACC |  |  | 99999 | 1 | Electric Utility | IC | DFO | DFO |  |  | barrels | 115 | 87 | 86 | 79 | 76 | 87 | 104 | 100 | 97 | 105 | 82 | 97 | 115 | 87 | 86 | 79 | 76 | 87 | 104 | 100 | 97 | 105 | 82 | 97 | 5.622 | 5.771 | 5.78 | 5.883 | 5.933 | 5.763 | 5.684 | 5.761 | 5.764 | 5.702 | 5.778 | 5.78 | 647 | 502 | 497 | 465 | 451 | 501 | 591 | 576 | 559 | 599 | 474 | 561 | 647 | 502 | 497 | 465 | 451 | 501 | 591 | 576 | 559 | 599 | 474 | 561 | 24.161 | 18.875 | 18.743 | 17.215 | 16.614 | 18.75 | 21.832 | 21.499 | 20.752 | 22.321 | 17.255 | 20.827 | 1115 | 1115 | 6423 | 6423 | 238.844 | 2020
99999 | N | . | State-Fuel Level Increment | State-Fuel Level Increment | 99999 | CA | PACC |  |  | 99999 | 6 | Industrial NAICS Non-Cogen | IC | DFO | DFO |  |  | barrels | 0 | 0 | 0 | 0 | 0 | 0 | 0 | 0 | 0 | 0 | 0 | 0 | 0 | 0 | 0 | 0 | 0 | 0 | 0 | 0 | 0 | 0 | 0 | 0 | 0 | 0 | 0 | 0 | 0 | 0 | 0 | 0 | 0 | 0 | 0 | 0 | 0 | 0 | 0 | 0 | 0 | 0 | 0 | 0 | 0 | 0 | 0 | 0 | 0 | 0 | 0 | 0 | 0 | 0 | 0 | 0 | 0 | 0 | 0 | 0 | 0 | 0 | 0 | 0 | 0 | 0 | 0 | 0 | 0 | 0 | 0 | 0 | 0 | 0 | 0 | 0 | 0 | 2020
99999 | N | . | State-Fuel Level Increment | State-Fuel Level Increment | 99999 | CA | PACC |  |  | 99999 | 2 | NAICS-22 Non-Cogen | IC | LFG | MLG |  |  | mcf | 10345 | 9628 | 10049 | 10571 | 42414 | 6927 | 17931 | 8935 | 9023 | 10370 | 1499 | 869 | 10345 | 9628 | 10049 | 10571 | 42414 | 6927 | 17931 | 8935 | 9023 | 10370 | 1499 | 869 | 0.42 | 0.422 | 0.412 | 0.408 | 0.408 | 0.412 | 0.407 | 0.403 | 0.397 | 0.403 | 0.399 | 0.404 | 4345 | 4063 | 4140 | 4313 | 17305 | 2854 | 7298 | 3601 | 3582 | 4179 | 598 | 351 | 4345 | 4063 | 4140 | 4313 | 17305 | 2854 | 7298 | 3601 | 3582 | 4179 | 598 | 351 | 309.847 | 52.967 | 363.369 | 356.584 | 1170.335 | 144.109 | 534.659 | 327.901 | 309.712 | 330.794 | 211.097 | 235.925 | 138561 | 138561 | 56629 | 56629 | 4347.299 | 2020
99999 | Y | . | State-Fuel Level Increment | State-Fuel Level Increment | 99999 | CA | PACC |  |  | 99999 | 3 | NAICS-22 Cogen | IC | LFG | MLG |  |  | mcf | 54383 | 47346 | 46025 | 32403 | 39402 | 39330 | 42158 | 41963 | 40992 | 43442 | 47669 | 43647 | 19512 | 17801 | 19874 | 18705 | 19404 | 17277 | 19177 | 19238 | 17827 | 18347 | 18236 | 18569 | 0.42 | 0.422 | 0.412 | 0.408 | 0.408 | 0.412 | 0.407 | 0.403 | 0.397 | 0.403 | 0.399 | 0.404 | 22841 | 19980 | 18962 | 13220 | 16076 | 16204 | 17158 | 16911 | 16274 | 17507 | 19020 | 17633 | 8195 | 7512 | 8188 | 7632 | 7917 | 7118 | 7805 | 7753 | 7077 | 7394 | 7276 | 7502 | 1885.56 | 1728.247 | 1884.678 | 1757.766 | 1824.041 | 1639.114 | 1797.552 | 1785.708 | 1630.088 | 1700.228 | 1674.084 | 1725.883 | 518760 | 223967 | 211786 | 91369 | 21032.949 | 2020
99999 | N | . | State-Fuel Level Increment | State-Fuel Level Increment | 99999 | CA | PACC |  |  | 99999 | 4 | Commercial NAICS Non-Cogen | IC | LFG | MLG |  |  | mcf | 139095 | 122951 | 122973 | 99637 | 106392 | 96978 | 103934 | 104137 | 91904 | 113687 | 122058 | 120973 | 139095 | 122951 | 122973 | 99637 | 106392 | 96978 | 103934 | 104137 | 91904 | 113687 | 122058 | 120973 | 0.42 | 0.422 | 0.412 | 0.408 | 0.408 | 0.412 | 0.407 | 0.403 | 0.397 | 0.403 | 0.399 | 0.404 | 58420 | 51885 | 50665 | 40652 | 43408 | 39955 | 42301 | 41967 | 36486 | 45816 | 48701 | 48873 | 58420 | 51885 | 50665 | 40652 | 43408 | 39955 | 42301 | 41967 | 36486 | 45816 | 48701 | 48873 | 4175.786 | 3822.76 | 4197.675 | 3943.67 | 4139.602 | 3667.429 | 4036.57 | 4009.809 | 3676.201 | 3721.739 | 3699.509 | 3688.009 | 1344719 | 1344719 | 549129 | 549129 | 46778.759 | 2020
99999 | N | . | State-Fuel Level Increment | State-Fuel Level Increment | 99999 | CA | PACC |  |  | 99999 | 1 | Electric Utility | IC | NG | NG |  |  | mcf | 0 | 0 | 167 | 3 | 81 | 790 | 823 | 2394 | 1147 | 1231 | 72 | 0 | 0 | 0 | 167 | 3 | 81 | 790 | 823 | 2394 | 1147 | 1231 | 72 | 0 | 0 | 0 | 1.037 | 1.036 | 1.031 | 1.027 | 1.025 | 1.028 | 1.029 | 1.031 | 1.033 | 0 | 0 | 0 | 173 | 3 | 84 | 811 | 844 | 2461 | 1180 | 1269 | 74 | 0 | 0 | 0 | 173 | 3 | 84 | 811 | 844 | 2461 | 1180 | 1269 | 74 | 0 | 0 | 0 | 41.698 | 5.777 | 10.637 | 16.61 | 108.516 | 351.797 | 185.473 | 191.592 | 13.462 | 0 | 6708 | 6708 | 6899 | 6899 | 925.562 | 2020
99999 | Y | . | State-Fuel Level Increment | State-Fuel Level Increment | 99999 | CA | PACC |  |  | 99999 | 3 | NAICS-22 Cogen | IC | NG | NG |  |  | mcf | 36513 | 29698 | 30336 | 32583 | 33996 | 36549 | 39808 | 45292 | 40782 | 39355 | 31253 | 33759 | 34618 | 28412 | 29455 | 31281 | 32554 | 35025 | 38168 | 43598 | 39152 | 37684 | 29903 | 32244 | 1.037 | 1.038 | 1.037 | 1.036 | 1.031 | 1.027 | 1.025 | 1.028 | 1.029 | 1.031 | 1.033 | 1.036 | 37864 | 30827 | 31458 | 33756 | 35049 | 37536 | 40803 | 46560 | 41965 | 40575 | 32285 | 34974 | 35899 | 29492 | 30544 | 32407 | 33563 | 35971 | 39122 | 44818 | 40288 | 38852 | 30890 | 33404 | 4148.666 | 3349.52 | 3713.458 | 3802.157 | 3965.221 | 4269.493 | 4590.357 | 5131.069 | 4666.524 | 4496.284 | 3588.949 | 3975.195 | 429924 | 412094 | 443652 | 425250 | 49696.893 | 2020
99999 | Y | . | State-Fuel Level Increment | State-Fuel Level Increment | 99999 | CA | PACC |  |  | 99999 | 5 | Commercial NAICS Cogen | IC | NG | NG |  |  | mcf | 10741 | 8609 | 9138 | 9467 | 9820 | 10389 | 11132 | 12112 | 11230 | 10809 | 9280 | 10087 | 5788 | 4581 | 5024 | 5187 | 5451 | 5862 | 6281 | 6871 | 6320 | 6099 | 4965 | 5510 | 1.037 | 1.038 | 1.037 | 1.036 | 1.031 | 1.027 | 1.025 | 1.028 | 1.029 | 1.031 | 1.033 | 1.036 | 11138 | 8936 | 9476 | 9808 | 10124 | 10670 | 11410 | 12451 | 11556 | 11144 | 9586 | 10450 | 6002 | 4755 | 5210 | 5374 | 5620 | 6020 | 6438 | 7063 | 6503 | 6288 | 5129 | 5708 | 896.434 | 710.203 | 778.152 | 802.704 | 839.377 | 899.162 | 961.622 | 1054.894 | 971.276 | 939.178 | 766.075 | 852.542 | 122814 | 67939 | 126749 | 70110 | 10471.619 | 2020
99999 | N | . | State-Fuel Level Increment | State-Fuel Level Increment | 99999 | CA | PACC |  |  | 99999 | 2 | NAICS-22 Non-Cogen | IC | OBG | ORW |  |  | Mcf | 63088 | 57449 | 60521 | 58936 | 55498 | 56313 | 58656 | 60835 | 57666 | 56941 | 57250 | 63243 | 63088 | 57449 | 60521 | 58936 | 55498 | 56313 | 58656 | 60835 | 57666 | 56941 | 57250 | 63243 | 0.612 | 0.617 | 0.638 | 0.62 | 0.617 | 0.62 | 0.619 | 0.619 | 0.618 | 0.619 | 0.616 | 0.603 | 38610 | 35446 | 38613 | 36540 | 34242 | 34913 | 36308 | 37657 | 35638 | 35246 | 35266 | 38136 | 38610 | 35446 | 38613 | 36540 | 34242 | 34913 | 36308 | 37657 | 35638 | 35246 | 35266 | 38136 | 3049.678 | 2858.695 | 3034.33 | 2882.53 | 2592.255 | 2768.709 | 2787.101 | 2902.586 | 2775.756 | 2729.971 | 2738.563 | 2962.957 | 706396 | 706396 | 436615 | 436615 | 34083.131 | 2020
99999 | N | . | State-Fuel Level Increment | State-Fuel Level Increment | 99999 | CA | PACC |  |  | 99999 | 1 | Electric Utility | PS | WAT | HPS |  |  | megawatthours | 0 | 0 | 0 | 0 | 0 | 0 | 0 | 0 | . | . | . | . | 0 | 0 | 0 | 0 | 0 | 0 | 0 | 0 | . | . | . | . | 0 | 0 | 0 | 0 | 0 | 0 | 0 | 0 | . | . | . | . | 0 | 0 | 0 | 0 | 0 | 0 | 0 | 0 | . | . | . | . | 0 | 0 | 0 | 0 | 0 | 0 | 0 | 0 | . | . | . | . | 0 | 0 | 0 | 0 | 0 | 0 | 0 | 0 | . | . | . | . | 0 | 0 | 0 | 0 | 0 | 2020
99999 | N | . | State-Fuel Level Increment | State-Fuel Level Increment | 99999 | CA | PACC |  |  | 99999 | 2 | NAICS-22 Non-Cogen | PV | SUN | SUN |  |  |  | 0 | 0 | 0 | 0 | 0 | 0 | 0 | 0 | 0 | 0 | 0 | 0 | 0 | 0 | 0 | 0 | 0 | 0 | 0 | 0 | 0 | 0 | 0 | 0 | 0 | 0 | 0 | 0 | 0 | 0 | 0 | 0 | 0 | 0 | 0 | 0 | 366317 | 455934 | 546375 | 679183 | 792830 | 785559 | 838651 | 732055 | 604911 | 545902 | 437477 | 362589 | 366317 | 455934 | 546375 | 679183 | 792830 | 785559 | 838651 | 732055 | 604911 | 545902 | 437477 | 362589 | 41816.918 | 52047.185 | 62371.146 | 77531.937 | 90505.851 | 89675.774 | 95736.095 | 83568.134 | 69053.887 | 62317.378 | 49940.247 | 41391.532 | 0 | 0 | 7147783 | 7147783 | 815956.08 | 2020
99999 | N | . | State-Fuel Level Increment | State-Fuel Level Increment | 99999 | CA | PACC |  |  | 99999 | 4 | Commercial NAICS Non-Cogen | PV | SUN | SUN |  |  |  | 0 | 0 | 0 | 0 | 0 | 0 | 0 | 0 | 0 | 0 | 0 | 0 | 0 | 0 | 0 | 0 | 0 | 0 | 0 | 0 | 0 | 0 | 0 | 0 | 0 | 0 | 0 | 0 | 0 | 0 | 0 | 0 | 0 | 0 | 0 | 0 | 27507 | 33581 | 40050 | 49488 | 57837 | 57254 | 60889 | 53055 | 43817 | 39564 | 31674 | 26072 | 27507 | 33581 | 40050 | 49488 | 57837 | 57254 | 60889 | 53055 | 43817 | 39564 | 31674 | 26072 | 3140.001 | 3833.26 | 4572.104 | 5649.43 | 6602.504 | 6535.73 | 6950.769 | 6056.267 | 5001.78 | 4516.509 | 3616.032 | 2976.35 | 0 | 0 | 520788 | 520788 | 59450.736 | 2020
99999 | N | . | State-Fuel Level Increment | State-Fuel Level Increment | 99999 | CA | PACC |  |  | 99999 | 6 | Industrial NAICS Non-Cogen | PV | SUN | SUN |  |  |  | 0 | 0 | 0 | 0 | 0 | 0 | 0 | 0 | 0 | 0 | 0 | 0 | 0 | 0 | 0 | 0 | 0 | 0 | 0 | 0 | 0 | 0 | 0 | 0 | 0 | 0 | 0 | 0 | 0 | 0 | 0 | 0 | 0 | 0 | 0 | 0 | 6770 | 8324 | 9536 | 11911 | 14086 | 13937 | 14868 | 12905 | 10640 | 9695 | 9437 | 7846 | 6770 | 8324 | 9536 | 11911 | 14086 | 13937 | 14868 | 12905 | 10640 | 9695 | 9437 | 7846 | 772.862 | 950.222 | 1088.628 | 1359.753 | 1607.937 | 1591.002 | 1697.288 | 1473.246 | 1214.672 | 1106.751 | 1077.252 | 895.654 | 0 | 0 | 129955 | 129955 | 14835.267 | 2020
99999 | Y | . | State-Fuel Level Increment | State-Fuel Level Increment | 99999 | CA | PACC |  |  | 99999 | 3 | NAICS-22 Cogen | ST | BIT | COL |  |  | short tons | 0 | 0 | 0 | 0 | 0 | 0 | 0 | 0 | 0 | 0 | 0 | 0 | 0 | 0 | 0 | 0 | 0 | 0 | 0 | 0 | 0 | 0 | 0 | 0 | 0 | 0 | 0 | 0 | 0 | 0 | 0 | 0 | 0 | 0 | 0 | 0 | 0 | 0 | 0 | 0 | 0 | 0 | 0 | 0 | 0 | 0 | 0 | 0 | 0 | 0 | 0 | 0 | 0 | 0 | 0 | 0 | 0 | 0 | 0 | 0 | 0 | 0 | 0 | 0 | 0 | 0 | 0 | 0 | 0 | 0 | 0 | 0 | 0 | 0 | 0 | 0 | 0 | 2020
99999 | Y | . | State-Fuel Level Increment | State-Fuel Level Increment | 99999 | CA | PACC |  |  | 99999 | 7 | Industrial NAICS Cogen | ST | DFO | DFO |  |  | barrels | 0 | 0 | 0 | 0 | 0 | 0 | 0 | 0 | 0 | 0 | 0 | 0 | 0 | 0 | 0 | 0 | 0 | 0 | 0 | 0 | 0 | 0 | 0 | 0 | 0 | 0 | 0 | 0 | 0 | 0 | 0 | 0 | 0 | 0 | 0 | 0 | 0 | 0 | 0 | 0 | 0 | 0 | 0 | 0 | 0 | 0 | 0 | 0 | 0 | 0 | 0 | 0 | 0 | 0 | 0 | 0 | 0 | 0 | 0 | 0 | 0 | 0 | 0 | 0 | 0 | 0 | 0 | 0 | 0 | 0 | 0 | 0 | 0 | 0 | 0 | 0 | 0 | 2020
99999 | N | . | State-Fuel Level Increment | State-Fuel Level Increment | 99999 | CA | PACC |  |  | 99999 | 2 | NAICS-22 Non-Cogen | ST | GEO | GEO |  |  |  | 0 | 0 | 0 | 0 | 0 | 0 | 0 | 0 | 0 | 0 | 0 | 0 | 0 | 0 | 0 | 0 | 0 | 0 | 0 | 0 | 0 | 0 | 0 | 0 | 0 | 0 | 0 | 0 | 0 | 0 | 0 | 0 | 0 | 0 | 0 | 0 | 9203 | 9852 | 11744 | 11025 | 10850 | 10148 | 10575 | 10548 | 10275 | 10261 | 11153 | 11184 | 9203 | 9852 | 11744 | 11025 | 10850 | 10148 | 10575 | 10548 | 10275 | 10261 | 11153 | 11184 | 1050.573 | 1124.707 | 1340.657 | 1258.543 | 1238.641 | 1158.484 | 1207.202 | 1204.063 | 1172.968 | 1171.399 | 1273.211 | 1276.725 | 0 | 0 | 126818 | 126818 | 14477.173 | 2020
99999 | N | . | State-Fuel Level Increment | State-Fuel Level Increment | 99999 | CA | PACC |  |  | 99999 | 2 | NAICS-22 Non-Cogen | ST | LFG | MLG |  |  | mcf | 137283 | 125389 | 140097 | 133605 | 116316 | 127262 | 131059 | 139973 | 134353 | 130462 | 134301 | 143636 | 137283 | 125389 | 140097 | 133605 | 116316 | 127262 | 131059 | 139973 | 134353 | 130462 | 134301 | 143636 | 0.42 | 0.422 | 0.412 | 0.408 | 0.408 | 0.412 | 0.407 | 0.403 | 0.397 | 0.403 | 0.399 | 0.404 | 57659 | 52914 | 57720 | 54511 | 47457 | 52432 | 53341 | 56409 | 53338 | 52576 | 53586 | 58029 | 57659 | 52914 | 57720 | 54511 | 47457 | 52432 | 53341 | 56409 | 53338 | 52576 | 53586 | 58029 | 4076.484 | 3816.708 | 4057.012 | 3854.264 | 3482.209 | 3698.321 | 3730.258 | 3880.494 | 3710.861 | 3650.147 | 3659.351 | 3959.332 | 1593736 | 1593736 | 649972 | 649972 | 45575.441 | 2020
99999 | N | . | State-Fuel Level Increment | State-Fuel Level Increment | 99999 | CA | PACC |  |  | 99999 | 2 | NAICS-22 Non-Cogen | ST | NG | NG |  |  | mcf | 7263 | 6520 | 6206 | 5873 | 5852 | 7456 | 9124 | 10528 | 8104 | 7922 | 6976 | 7509 | 7263 | 6520 | 6206 | 5873 | 5852 | 7456 | 9124 | 10528 | 8104 | 7922 | 6976 | 7509 | 1.037 | 1.038 | 1.037 | 1.036 | 1.031 | 1.027 | 1.025 | 1.028 | 1.029 | 1.031 | 1.033 | 1.036 | 7531 | 6768 | 6435 | 6084 | 6034 | 7657 | 9352 | 10823 | 8339 | 8167 | 7207 | 7779 | 7531 | 6768 | 6435 | 6084 | 6034 | 7657 | 9352 | 10823 | 8339 | 8167 | 7207 | 7779 | 325.14 | 292.011 | 283.536 | 262.149 | 258.9 | 354.039 | 417.96 | 476.148 | 370.16 | 368.253 | 316.465 | 349.66 | 89333 | 89333 | 92176 | 92176 | 4074.421 | 2020
99999 | Y | . | State-Fuel Level Increment | State-Fuel Level Increment | 99999 | CA | PACC |  |  | 99999 | 3 | NAICS-22 Cogen | ST | NG | NG |  |  | mcf | 31763 | 27472 | 46511 | 51971 | 67860 | 46396 | 35882 | 29384 | 38584 | 25474 | 37962 | 106452 | 23660 | 14467 | 36925 | 37200 | 6994 | 28095 | 35882 | 29384 | 26339 | 3815 | 36555 | 95656 | 1.037 | 1.038 | 1.037 | 1.036 | 1.031 | 1.027 | 1.025 | 1.028 | 1.029 | 1.031 | 1.033 | 1.036 | 32938 | 28516 | 48232 | 53842 | 69964 | 47649 | 36779 | 30206 | 39703 | 26264 | 39214 | 110285 | 24535 | 15016 | 38292 | 38539 | 7211 | 28854 | 36779 | 30206 | 27103 | 3933 | 37761 | 99100 | 1726.275 | 1056.574 | 2694.261 | 2711.656 | 507.363 | 2030.198 | 5285.501 | 5693.156 | 1906.956 | 276.707 | 3247.996 | 7458.002 | 545711 | 374972 | 563592 | 387329 | 34594.645 | 2020
99999 | N | . | State-Fuel Level Increment | State-Fuel Level Increment | 99999 | CA | PACC |  |  | 99999 | 4 | Commercial NAICS Non-Cogen | ST | NG | NG |  |  | mcf | 0 | 0 | 0 | 0 | 0 | 0 | 0 | 0 | 0 | 0 | 0 | 0 | 0 | 0 | 0 | 0 | 0 | 0 | 0 | 0 | 0 | 0 | 0 | 0 | 0 | 0 | 0 | 0 | 0 | 0 | 0 | 0 | 0 | 0 | 0 | 0 | 0 | 0 | 0 | 0 | 0 | 0 | 0 | 0 | 0 | 0 | 0 | 0 | 0 | 0 | 0 | 0 | 0 | 0 | 0 | 0 | 0 | 0 | 0 | 0 | 0 | 0 | 0 | 0 | 0 | 0 | 0 | 0 | 0 | 0 | 0 | 0 | 0 | 0 | 0 | 0 | 0 | 2020
99999 | N | . | State-Fuel Level Increment | State-Fuel Level Increment | 99999 | CA | PACC |  |  | 99999 | 6 | Industrial NAICS Non-Cogen | ST | NG | NG |  |  | mcf | 1763 | 1500 | 1550 | 1825 | 2047 | 2040 | 2171 | 2600 | 2312 | 2142 | 1566 | 2231 | 1763 | 1500 | 1550 | 1825 | 2047 | 2040 | 2171 | 2600 | 2312 | 2142 | 1566 | 2231 | 1.037 | 1.038 | 1.037 | 1.036 | 1.031 | 1.027 | 1.025 | 1.028 | 1.029 | 1.031 | 1.033 | 1.036 | 1828 | 1557 | 1607 | 1891 | 2110 | 2095 | 2225 | 2673 | 2379 | 2208 | 1618 | 2311 | 1828 | 1557 | 1607 | 1891 | 2110 | 2095 | 2225 | 2673 | 2379 | 2208 | 1618 | 2311 | 31.015 | 62.567 | 106.428 | 91.168 | 70.006 | 102.157 | 145.277 | 219.629 | 143.326 | 112.113 | 66.011 | 86.763 | 23747 | 23747 | 24502 | 24502 | 1236.46 | 2020
99999 | Y | . | State-Fuel Level Increment | State-Fuel Level Increment | 99999 | CA | PACC |  |  | 99999 | 7 | Industrial NAICS Cogen | ST | NG | NG |  |  | mcf | . | . | . | 13262 | . | . | . | . | . | . | . | . | . | . | . | 2670 | . | . | . | . | . | . | . | . | . | . | . | 1.036 | . | . | . | . | . | . | . | . | . | . | . | 13739 | . | . | . | . | . | . | . | . | . | . | . | 2766 | . | . | . | . | . | . | . | . | . | . | . | 487.546 | . | . | . | . | . | . | . | . | 13262 | 2670 | 13739 | 2766 | 487.546 | 2020
99999 | N | . | State-Fuel Level Increment | State-Fuel Level Increment | 99999 | CA | PACC |  |  | 99999 | 6 | Industrial NAICS Non-Cogen | ST | OG | OOG |  |  | mcf | 5619 | 8330 | 7652 | 7060 | 0 | 5966 | 7283 | 9356 | 7430 | 6110 | 7110 | 5439 | 5619 | 8330 | 7652 | 7060 | 0 | 5966 | 7283 | 9356 | 7430 | 6110 | 7110 | 5439 | 1.027 | 1.073 | 1.068 | 1.017 | 0 | 0.983 | 0.982 | 1.025 | 1.04 | 1.026 | 0.983 | 0.992 | 5771 | 8938 | 8172 | 7180 | 0 | 5865 | 7152 | 9590 | 7727 | 6269 | 6989 | 5395 | 5771 | 8938 | 8172 | 7180 | 0 | 5865 | 7152 | 9590 | 7727 | 6269 | 6989 | 5395 | 426.338 | 250.675 | 431.518 | 295.325 | 0 | 409.344 | 109.918 | 586.046 | 191.938 | 121.431 | 400.303 | 457.587 | 77355 | 77355 | 79048 | 79048 | 3680.423 | 2020
99999 | Y | . | State-Fuel Level Increment | State-Fuel Level Increment | 99999 | CA | PACC |  |  | 99999 | 7 | Industrial NAICS Cogen | ST | OG | OOG |  |  | mcf | . | . | . | 46671 | . | . | . | . | . | . | . | . | . | . | . | 7714 | . | . | . | . | . | . | . | . | . | . | . | 1.017 | . | . | . | . | . | . | . | . | . | . | . | 47464 | . | . | . | . | . | . | . | . | . | . | . | 7845 | . | . | . | . | . | . | . | . | . | . | . | 1382.818 | . | . | . | . | . | . | . | . | 46671 | 7714 | 47464 | 7845 | 1382.818 | 2020
99999 | Y | . | State-Fuel Level Increment | State-Fuel Level Increment | 99999 | CA | PACC |  |  | 99999 | 3 | NAICS-22 Cogen | ST | PC | PC |  |  | short tons | 0 | 0 | 0 | 0 | 0 | 0 | 0 | 0 | 0 | 0 | 0 | 0 | 0 | 0 | 0 | 0 | 0 | 0 | 0 | 0 | 0 | 0 | 0 | 0 | 0 | 0 | 0 | 0 | 0 | 0 | 0 | 0 | 0 | 0 | 0 | 0 | 0 | 0 | 0 | 0 | 0 | 0 | 0 | 0 | 0 | 0 | 0 | 0 | 0 | 0 | 0 | 0 | 0 | 0 | 0 | 0 | 0 | 0 | 0 | 0 | 0 | 0 | 0 | 0 | 0 | 0 | 0 | 0 | 0 | 0 | 0 | 0 | 0 | 0 | 0 | 0 | 0 | 2020
99999 | N | . | State-Fuel Level Increment | State-Fuel Level Increment | 99999 | CA | PACC |  |  | 99999 | 2 | NAICS-22 Non-Cogen | ST | WDS | WWW |  |  | short tons | 15485 | 15229 | 14936 | 10533 | 11590 | 12928 | 14684 | 15405 | 13954 | 14109 | 14881 | 15271 | 15485 | 15229 | 14936 | 10533 | 11590 | 12928 | 14684 | 15405 | 13954 | 14109 | 14881 | 15271 | 15.9 | 15.284 | 15.159 | 15.529 | 14.812 | 14.89 | 15.867 | 14.976 | 14.788 | 14.669 | 14.484 | 15.081 | 246211 | 232761 | 226415 | 163567 | 171671 | 192498 | 232991 | 230706 | 206351 | 206964 | 215536 | 230302 | 246211 | 232761 | 226415 | 163567 | 171671 | 192498 | 232991 | 230706 | 206351 | 206964 | 215536 | 230302 | 12374.682 | 11933.024 | 10811.301 | 7546.485 | 8633.595 | 9343.165 | 11564.768 | 12880.627 | 10373.692 | 9567.677 | 10421.038 | 11110.874 | 169005 | 169005 | 2555973 | 2555973 | 126560.93 | 2020
99999 | Y | . | State-Fuel Level Increment | State-Fuel Level Increment | 99999 | CA | PACC |  |  | 99999 | 3 | NAICS-22 Cogen | ST | WDS | WWW |  |  | short tons | 50950 | 53490 | 55935 | 46189 | 57008 | 53124 | 43677 | 58533 | 56553 | 56694 | 59106 | 59465 | 41386 | 40295 | 42900 | 39782 | 42165 | 38986 | 37820 | 39918 | 39097 | 39053 | 41598 | 41160 | 15.9 | 15.284 | 15.159 | 15.529 | 14.812 | 14.89 | 15.867 | 14.976 | 14.788 | 14.669 | 14.484 | 15.081 | 810105 | 817541 | 847918 | 717269 | 844403 | 791016 | 693023 | 876590 | 836306 | 831645 | 856091 | 896791 | 658046 | 615869 | 650318 | 617777 | 624553 | 580492 | 600088 | 597808 | 578159 | 572864 | 602508 | 620740 | 46301.345 | 43333.741 | 45757.664 | 43467.998 | 43944.76 | 40844.565 | 43287.112 | 42062.946 | 40680.409 | 40307.818 | 42393.637 | 43676.444 | 650724 | 484160 | 9818698 | 7319222 | 516058.44 | 2020
99999 | Y | . | State-Fuel Level Increment | State-Fuel Level Increment | 99999 | CA | PACC |  |  | 99999 | 7 | Industrial NAICS Cogen | ST | WDS | WWW |  |  | short tons | 6163 | 6552 | 6875 | 5526 | 7018 | 6553 | 5199 | 7306 | 7033 | 6994 | 7312 | 7366 | 490 | 573 | 412 | 376 | 396 | 409 | 567 | 669 | 529 | 630 | 518 | 576 | 15.9 | 15.284 | 15.159 | 15.529 | 14.812 | 14.89 | 15.867 | 14.976 | 14.788 | 14.669 | 14.484 | 15.081 | 97992 | 100141 | 104218 | 85813 | 103951 | 97574 | 82493 | 109415 | 104004 | 102595 | 105907 | 111087 | 7797 | 8751 | 6240 | 5844 | 5871 | 6094 | 8992 | 10019 | 7821 | 9244 | 7499 | 8687 | 1865.205 | 2093.436 | 1492.768 | 1398.146 | 1404.548 | 1457.946 | 2151.118 | 2396.875 | 1871.11 | 2211.334 | 1793.939 | 2078.221 | 79897 | 6145 | 1205190 | 92859 | 22214.646 | 2020
99999 | N | . | State-Fuel Level Increment | State-Fuel Level Increment | 99999 | CA | PACC |  |  | 99999 | 2 | NAICS-22 Non-Cogen | WT | WND | WND |  |  |  | 0 | 0 | 0 | 0 | 0 | 0 | 0 | 0 | 0 | 0 | 0 | 0 | 0 | 0 | 0 | 0 | 0 | 0 | 0 | 0 | 0 | 0 | 0 | 0 | 0 | 0 | 0 | 0 | 0 | 0 | 0 | 0 | 0 | 0 | 0 | 0 | 103083 | 21462 | 49018 | 46930 | 52766 | 87725 | 56426 | 43449 | 21253 | 89467 | 25854 | 59644 | 103083 | 21462 | 49018 | 46930 | 52766 | 87725 | 56426 | 43449 | 21253 | 89467 | 25854 | 59644 | 11767.566 | 2449.978 | 5595.707 | 5357.22 | 6023.505 | 10014.2 | 6441.342 | 4959.981 | 2426.107 | 10212.996 | 2951.448 | 6808.715 | 0 | 0 | 657077 | 657077 | 75008.765 | 2020

## NREL ATB (hidden)
ATB Solar - Utility PV
Basis Year
| 2018 | 2019 | 2020 | 2021 | 2022 | 2023 | 2024 | 2025 | 2026 | 2027 | 2028 | 2029 | 2030 | 2031 | 2032 | 2033 | 2034 | 2035 | 2036 | 2037 | 2038 | 2039 | 2040 | 2041 | 2042 | 2043 | 2044 | 2045 | 2046 | 2047 | 2048 | 2049 | 2050
Utility PV - Seattle - Advanced | 21.8% | 22.14% | 22.48% | 22.82% | 23.16% | 23.5% | 23.84% | 24.18% | 24.51% | 24.85% | 25.19% | 25.53% | 25.87% | 26.02% | 26.17% | 26.32% | 26.47% | 26.62% | 26.77% | 26.93% | 27.08% | 27.23% | 27.38% | 27.53% | 27.68% | 27.83% | 27.98% | 28.13% | 28.28% | 28.43% | 28.58% | 28.73% | 28.88%
Utility PV - Seattle - Moderate | 21.8% | 21.96% | 22.11% | 22.27% | 22.42% | 22.57% | 22.73% | 22.88% | 23.04% | 23.19% | 23.35% | 23.5% | 23.65% | 23.77% | 23.88% | 23.99% | 24.1% | 24.21% | 24.32% | 24.43% | 24.54% | 24.65% | 24.76% | 24.87% | 24.98% | 25.09% | 25.21% | 25.32% | 25.43% | 25.54% | 25.65% | 25.76% | 25.87%
Utility PV - Seattle - Conservative | 21.8% | 21.8% | 21.8% | 21.8% | 21.8% | 21.8% | 21.8% | 21.8% | 21.8% | 21.8% | 21.8% | 21.8% | 21.8% | 21.9% | 21.99% | 22.08% | 22.17% | 22.27% | 22.36% | 22.45% | 22.54% | 22.64% | 22.73% | 22.82% | 22.91% | 23.01% | 23.1% | 23.19% | 23.28% | 23.38% | 23.47% | 23.56% | 23.65%
Utility PV - Chicago - Advanced | 25.17% | 25.54% | 25.92% | 26.3% | 26.67% | 27.05% | 27.43% | 27.8% | 28.18% | 28.56% | 28.94% | 29.31% | 29.69% | 29.85% | 30% | 30.16% | 30.32% | 30.48% | 30.63% | 30.79% | 30.95% | 31.11% | 31.26% | 31.42% | 31.58% | 31.73% | 31.89% | 32.05% | 32.21% | 32.36% | 32.52% | 32.68% | 32.84%
Utility PV - Chicago - Moderate | 25.17% | 25.34% | 25.51% | 25.68% | 25.85% | 26.02% | 26.2% | 26.37% | 26.54% | 26.71% | 26.88% | 27.06% | 27.23% | 27.35% | 27.47% | 27.6% | 27.72% | 27.84% | 27.97% | 28.09% | 28.21% | 28.34% | 28.46% | 28.58% | 28.7% | 28.83% | 28.95% | 29.07% | 29.2% | 29.32% | 29.44% | 29.57% | 29.69%
Utility PV - Chicago - Conservative | 25.17% | 25.17% | 25.17% | 25.17% | 25.17% | 25.17% | 25.17% | 25.17% | 25.17% | 25.17% | 25.17% | 25.17% | 25.17% | 25.27% | 25.37% | 25.47% | 25.58% | 25.68% | 25.78% | 25.89% | 25.99% | 26.09% | 26.2% | 26.3% | 26.4% | 26.51% | 26.61% | 26.71% | 26.82% | 26.92% | 27.02% | 27.12% | 27.23%
Utility PV - Kansas City - Advanced | 27.22% | 27.6% | 27.97% | 28.34% | 28.72% | 29.09% | 29.46% | 29.84% | 30.21% | 30.58% | 30.96% | 31.33% | 31.71% | 31.88% | 32.06% | 32.23% | 32.41% | 32.59% | 32.76% | 32.94% | 33.12% | 33.29% | 33.47% | 33.64% | 33.82% | 34% | 34.17% | 34.35% | 34.53% | 34.7% | 34.88% | 35.05% | 35.23%
Utility PV - Kansas City - Moderate | 27.22% | 27.4% | 27.57% | 27.74% | 27.91% | 28.08% | 28.25% | 28.42% | 28.59% | 28.76% | 28.94% | 29.11% | 29.28% | 29.4% | 29.52% | 29.64% | 29.76% | 29.89% | 30.01% | 30.13% | 30.25% | 30.37% | 30.49% | 30.61% | 30.73% | 30.86% | 30.98% | 31.1% | 31.22% | 31.34% | 31.46% | 31.58% | 31.71%
Utility PV - Kansas City - Conservative | 27.22% | 27.22% | 27.22% | 27.22% | 27.22% | 27.22% | 27.22% | 27.22% | 27.22% | 27.22% | 27.22% | 27.22% | 27.22% | 27.33% | 27.43% | 27.53% | 27.63% | 27.74% | 27.84% | 27.94% | 28.05% | 28.15% | 28.25% | 28.35% | 28.46% | 28.56% | 28.66% | 28.76% | 28.87% | 28.97% | 29.07% | 29.18% | 29.28%
Utility PV - Los Angeles - Advanced | 31.89% | 32.24% | 32.6% | 32.95% | 33.3% | 33.66% | 34.01% | 34.37% | 34.72% | 35.08% | 35.43% | 35.79% | 36.14% | 36.32% | 36.49% | 36.67% | 36.84% | 37.02% | 37.19% | 37.37% | 37.55% | 37.72% | 37.9% | 38.07% | 38.25% | 38.42% | 38.6% | 38.77% | 38.95% | 39.12% | 39.3% | 39.48% | 39.65%
Utility PV - Los Angeles - Moderate | 31.89% | 32.05% | 32.22% | 32.38% | 32.55% | 32.71% | 32.88% | 33.04% | 33.21% | 33.37% | 33.54% | 33.7% | 33.87% | 33.98% | 34.09% | 34.21% | 34.32% | 34.43% | 34.55% | 34.66% | 34.78% | 34.89% | 35% | 35.12% | 35.23% | 35.34% | 35.46% | 35.57% | 35.69% | 35.8% | 35.91% | 36.03% | 36.14%
Utility PV - Los Angeles - Conservative | 31.89% | 31.89% | 31.89% | 31.89% | 31.89% | 31.89% | 31.89% | 31.89% | 31.89% | 31.89% | 31.89% | 31.89% | 31.89% | 31.99% | 32.08% | 32.18% | 32.28% | 32.38% | 32.48% | 32.58% | 32.68% | 32.78% | 32.88% | 32.97% | 33.07% | 33.17% | 33.27% | 33.37% | 33.47% | 33.57% | 33.67% | 33.77% | 33.87%
Utility PV - Daggett, CA - Advanced | 35.15% | 35.51% | 35.87% | 36.23% | 36.59% | 36.96% | 37.32% | 37.68% | 38.04% | 38.4% | 38.77% | 39.13% | 39.49% | 39.68% | 39.86% | 40.05% | 40.23% | 40.41% | 40.6% | 40.78% | 40.97% | 41.15% | 41.34% | 41.52% | 41.71% | 41.89% | 42.08% | 42.26% | 42.45% | 42.63% | 42.82% | 43% | 43.19%
Utility PV - Daggett, CA - Moderate | 35.15% | 35.32% | 35.49% | 35.67% | 35.84% | 36.01% | 36.19% | 36.36% | 36.53% | 36.7% | 36.88% | 37.05% | 37.22% | 37.34% | 37.45% | 37.56% | 37.68% | 37.79% | 37.9% | 38.02% | 38.13% | 38.24% | 38.36% | 38.47% | 38.58% | 38.7% | 38.81% | 38.92% | 39.04% | 39.15% | 39.26% | 39.38% | 39.49%
Utility PV - Daggett, CA - Conservative | 35.15% | 35.15% | 35.15% | 35.15% | 35.15% | 35.15% | 35.15% | 35.15% | 35.15% | 35.15% | 35.15% | 35.15% | 35.15% | 35.25% | 35.35% | 35.46% | 35.56% | 35.67% | 35.77% | 35.87% | 35.98% | 36.08% | 36.19% | 36.29% | 36.39% | 36.5% | 36.6% | 36.7% | 36.81% | 36.91% | 37.02% | 37.12% | 37.22%
Average | 28.25% | 28.42% | 28.6% | 28.77% | 28.95% | 29.13% | 29.3% | 29.48% | 29.65% | 29.83% | 30.01% | 30.18% | 30.36% | 30.49% | 30.62% | 30.74% | 30.87% | 31% | 31.13% | 31.26% | 31.39% | 31.52% | 31.64% | 31.77% | 31.9% | 32.03% | 32.16% | 32.29% | 32.41% | 32.54% | 32.67% | 32.8% | 32.93%
ATB Solar Thermal
| 2018 | 2019 | 2020 | 2021 | 2022 | 2023 | 2024 | 2025 | 2026 | 2027 | 2028 | 2029 | 2030 | 2031 | 2032 | 2033 | 2034 | 2035 | 2036 | 2037 | 2038 | 2039 | 2040 | 2041 | 2042 | 2043 | 2044 | 2045 | 2046 | 2047 | 2048 | 2049 | 2050
10hrs TES - Class 1 - Advanced | 50.4% | 50.4% | 50.4% | 50.4% | 50.4% | 50.4% | 50.4% | 50.4% | 50.4% | 50.4% | 50.4% | 50.4% | 50.4% | 50.4% | 50.4% | 50.4% | 50.4% | 50.4% | 50.4% | 50.4% | 50.4% | 50.4% | 50.4% | 50.4% | 50.4% | 50.4% | 50.4% | 50.4% | 50.4% | 50.4% | 50.4% | 50.4% | 50.4%
10hrs TES - Class 1 - Moderate | 50.4% | 50.4% | 50.4% | 50.4% | 50.4% | 50.4% | 50.4% | 50.4% | 50.4% | 50.4% | 50.4% | 50.4% | 50.4% | 50.4% | 50.4% | 50.4% | 50.4% | 50.4% | 50.4% | 50.4% | 50.4% | 50.4% | 50.4% | 50.4% | 50.4% | 50.4% | 50.4% | 50.4% | 50.4% | 50.4% | 50.4% | 50.4% | 50.4%
10hrs TES - Class 1 - Conservative | 50.4% | 50.4% | 50.4% | 50.4% | 50.4% | 50.4% | 50.4% | 50.4% | 50.4% | 50.4% | 50.4% | 50.4% | 50.4% | 50.4% | 50.4% | 50.4% | 50.4% | 50.4% | 50.4% | 50.4% | 50.4% | 50.4% | 50.4% | 50.4% | 50.4% | 50.4% | 50.4% | 50.4% | 50.4% | 50.4% | 50.4% | 50.4% | 50.4%
10hrs TES - Class 3 - Advanced | 61.2% | 61.2% | 61.2% | 61.2% | 61.2% | 61.2% | 61.2% | 61.2% | 61.2% | 61.2% | 61.2% | 61.2% | 61.2% | 61.2% | 61.2% | 61.2% | 61.2% | 61.2% | 61.2% | 61.2% | 61.2% | 61.2% | 61.2% | 61.2% | 61.2% | 61.2% | 61.2% | 61.2% | 61.2% | 61.2% | 61.2% | 61.2% | 61.2%
10hrs TES - Class 3 - Moderate | 61.2% | 61.2% | 61.2% | 61.2% | 61.2% | 61.2% | 61.2% | 61.2% | 61.2% | 61.2% | 61.2% | 61.2% | 61.2% | 61.2% | 61.2% | 61.2% | 61.2% | 61.2% | 61.2% | 61.2% | 61.2% | 61.2% | 61.2% | 61.2% | 61.2% | 61.2% | 61.2% | 61.2% | 61.2% | 61.2% | 61.2% | 61.2% | 61.2%
10hrs TES - Class 3 - Conservative | 61.2% | 61.2% | 61.2% | 61.2% | 61.2% | 61.2% | 61.2% | 61.2% | 61.2% | 61.2% | 61.2% | 61.2% | 61.2% | 61.2% | 61.2% | 61.2% | 61.2% | 61.2% | 61.2% | 61.2% | 61.2% | 61.2% | 61.2% | 61.2% | 61.2% | 61.2% | 61.2% | 61.2% | 61.2% | 61.2% | 61.2% | 61.2% | 61.2%
10hrs TES - Class 5 - Advanced | 63.8% | 63.8% | 63.8% | 63.8% | 63.8% | 63.8% | 63.8% | 63.8% | 63.8% | 63.8% | 63.8% | 63.8% | 63.8% | 63.8% | 63.8% | 63.8% | 63.8% | 63.8% | 63.8% | 63.8% | 63.8% | 63.8% | 63.8% | 63.8% | 63.8% | 63.8% | 63.8% | 63.8% | 63.8% | 63.8% | 63.8% | 63.8% | 63.8%
10hrs TES - Class 5 - Moderate | 63.8% | 63.8% | 63.8% | 63.8% | 63.8% | 63.8% | 63.8% | 63.8% | 63.8% | 63.8% | 63.8% | 63.8% | 63.8% | 63.8% | 63.8% | 63.8% | 63.8% | 63.8% | 63.8% | 63.8% | 63.8% | 63.8% | 63.8% | 63.8% | 63.8% | 63.8% | 63.8% | 63.8% | 63.8% | 63.8% | 63.8% | 63.8% | 63.8%
10hrs TES - Class 5 - Conservative | 63.8% | 63.8% | 63.8% | 63.8% | 63.8% | 63.8% | 63.8% | 63.8% | 63.8% | 63.8% | 63.8% | 63.8% | 63.8% | 63.8% | 63.8% | 63.8% | 63.8% | 63.8% | 63.8% | 63.8% | 63.8% | 63.8% | 63.8% | 63.8% | 63.8% | 63.8% | 63.8% | 63.8% | 63.8% | 63.8% | 63.8% | 63.8% | 63.8%
ATB Onshore Wind
| 2018 | 2019 | 2020 | 2021 | 2022 | 2023 | 2024 | 2025 | 2026 | 2027 | 2028 | 2029 | 2030 | 2031 | 2032 | 2033 | 2034 | 2035 | 2036 | 2037 | 2038 | 2039 | 2040 | 2041 | 2042 | 2043 | 2044 | 2045 | 2046 | 2047 | 2048 | 2049 | 2050
Class 1 - Advanced | 52.1% | 52.5% | 52.9% | 53.29% | 53.69% | 54.08% | 54.48% | 54.88% | 55.27% | 55.67% | 56.06% | 56.46% | 56.86% | 56.91% | 56.97% | 57.03% | 57.08% | 57.14% | 57.2% | 57.25% | 57.31% | 57.37% | 57.42% | 57.48% | 57.54% | 57.6% | 57.65% | 57.71% | 57.77% | 57.82% | 57.88% | 57.94% | 57.99%
Class 1 - Moderate | 52.1% | 52.28% | 52.46% | 52.64% | 52.81% | 52.99% | 53.17% | 53.35% | 53.52% | 53.7% | 53.88% | 54.06% | 54.23% | 54.26% | 54.29% | 54.31% | 54.34% | 54.37% | 54.4% | 54.42% | 54.45% | 54.48% | 54.5% | 54.53% | 54.56% | 54.59% | 54.61% | 54.64% | 54.67% | 54.69% | 54.72% | 54.75% | 54.78%
Class 1 - Conservative | 52.1% | 52% | 51.9% | 51.8% | 51.7% | 51.6% | 51.5% | 51.4% | 51.3% | 51.2% | 51.1% | 51% | 50.9% | 50.91% | 50.92% | 50.94% | 50.95% | 50.96% | 50.98% | 50.99% | 51% | 51.01% | 51.03% | 51.04% | 51.05% | 51.06% | 51.08% | 51.09% | 51.1% | 51.12% | 51.13% | 51.14% | 51.15%
Class 2 - Advanced | 46.74% | 47.22% | 47.71% | 48.19% | 48.67% | 49.16% | 49.64% | 50.12% | 50.61% | 51.09% | 51.57% | 52.06% | 52.54% | 52.62% | 52.7% | 52.78% | 52.85% | 52.93% | 53.01% | 53.09% | 53.17% | 53.25% | 53.33% | 53.41% | 53.48% | 53.56% | 53.64% | 53.72% | 53.8% | 53.88% | 53.96% | 54.04% | 54.12%
Class 2 - Moderate | 46.74% | 47% | 47.26% | 47.52% | 47.78% | 48.03% | 48.29% | 48.55% | 48.81% | 49.07% | 49.33% | 49.59% | 49.85% | 49.88% | 49.92% | 49.96% | 50% | 50.03% | 50.07% | 50.11% | 50.15% | 50.18% | 50.22% | 50.26% | 50.3% | 50.33% | 50.37% | 50.41% | 50.45% | 50.48% | 50.52% | 50.56% | 50.6%
Class 2 - Conservative | 46.74% | 46.73% | 46.73% | 46.72% | 46.72% | 46.71% | 46.7% | 46.7% | 46.69% | 46.68% | 46.68% | 46.67% | 46.67% | 46.68% | 46.7% | 46.72% | 46.74% | 46.75% | 46.77% | 46.79% | 46.81% | 46.82% | 46.84% | 46.86% | 46.88% | 46.89% | 46.91% | 46.93% | 46.95% | 46.96% | 46.98% | 47% | 47.02%
Class 3 - Advanced | 44.6% | 45.15% | 45.69% | 46.24% | 46.78% | 47.33% | 47.87% | 48.42% | 48.97% | 49.51% | 50.06% | 50.6% | 51.15% | 51.25% | 51.35% | 51.46% | 51.56% | 51.66% | 51.76% | 51.86% | 51.97% | 52.07% | 52.17% | 52.27% | 52.38% | 52.48% | 52.58% | 52.68% | 52.79% | 52.89% | 52.99% | 53.09% | 53.19%
Class 3 - Moderate | 44.6% | 44.92% | 45.25% | 45.57% | 45.89% | 46.21% | 46.53% | 46.86% | 47.18% | 47.5% | 47.82% | 48.14% | 48.47% | 48.52% | 48.56% | 48.61% | 48.66% | 48.71% | 48.76% | 48.81% | 48.85% | 48.9% | 48.95% | 49% | 49.05% | 49.1% | 49.15% | 49.19% | 49.24% | 49.29% | 49.34% | 49.39% | 49.44%
Class 3 - Conservative | 44.6% | 44.66% | 44.72% | 44.79% | 44.85% | 44.91% | 44.97% | 45.03% | 45.09% | 45.15% | 45.21% | 45.27% | 45.34% | 45.36% | 45.38% | 45.4% | 45.43% | 45.45% | 45.47% | 45.49% | 45.52% | 45.54% | 45.56% | 45.59% | 45.61% | 45.63% | 45.65% | 45.68% | 45.7% | 45.72% | 45.74% | 45.77% | 45.79%
Class 4 - Advanced | 42.85% | 43.43% | 44% | 44.58% | 45.15% | 45.73% | 46.3% | 46.88% | 47.45% | 48.03% | 48.6% | 49.17% | 49.75% | 49.87% | 50% | 50.12% | 50.25% | 50.37% | 50.5% | 50.62% | 50.74% | 50.87% | 50.99% | 51.12% | 51.24% | 51.37% | 51.49% | 51.62% | 51.74% | 51.86% | 51.99% | 52.11% | 52.24%
Class 4 - Moderate | 42.85% | 43.21% | 43.56% | 43.91% | 44.26% | 44.61% | 44.96% | 45.31% | 45.66% | 46.01% | 46.36% | 46.71% | 47.06% | 47.12% | 47.18% | 47.24% | 47.3% | 47.35% | 47.41% | 47.47% | 47.53% | 47.59% | 47.65% | 47.71% | 47.77% | 47.83% | 47.88% | 47.94% | 48% | 48.06% | 48.12% | 48.18% | 48.24%
Class 4 - Conservative | 42.85% | 42.95% | 43.05% | 43.14% | 43.24% | 43.33% | 43.43% | 43.52% | 43.62% | 43.71% | 43.81% | 43.9% | 44% | 44.03% | 44.05% | 44.08% | 44.11% | 44.14% | 44.16% | 44.19% | 44.22% | 44.25% | 44.27% | 44.3% | 44.33% | 44.36% | 44.38% | 44.41% | 44.44% | 44.47% | 44.49% | 44.52% | 44.55%
Class 5 - Advanced | 40.91% | 41.5% | 42.09% | 42.68% | 43.27% | 43.86% | 44.45% | 45.04% | 45.63% | 46.22% | 46.81% | 47.4% | 47.99% | 48.13% | 48.28% | 48.42% | 48.56% | 48.71% | 48.85% | 49% | 49.14% | 49.28% | 49.43% | 49.57% | 49.71% | 49.86% | 50% | 50.15% | 50.29% | 50.43% | 50.58% | 50.72% | 50.87%
Class 5 - Moderate | 40.91% | 41.27% | 41.64% | 42.01% | 42.37% | 42.74% | 43.11% | 43.47% | 43.84% | 44.21% | 44.57% | 44.94% | 45.31% | 45.37% | 45.44% | 45.51% | 45.58% | 45.65% | 45.71% | 45.78% | 45.85% | 45.92% | 45.99% | 46.05% | 46.12% | 46.19% | 46.26% | 46.33% | 46.39% | 46.46% | 46.53% | 46.6% | 46.67%
Class 5 - Conservative | 40.91% | 41.02% | 41.14% | 41.26% | 41.38% | 41.5% | 41.62% | 41.74% | 41.86% | 41.98% | 42.1% | 42.21% | 42.33% | 42.37% | 42.4% | 42.43% | 42.46% | 42.49% | 42.52% | 42.56% | 42.59% | 42.62% | 42.65% | 42.68% | 42.71% | 42.75% | 42.78% | 42.81% | 42.84% | 42.87% | 42.91% | 42.94% | 42.97%
Class 6 - Advanced | 38.03% | 38.63% | 39.23% | 39.83% | 40.43% | 41.03% | 41.63% | 42.23% | 42.83% | 43.43% | 44.03% | 44.62% | 45.22% | 45.38% | 45.54% | 45.7% | 45.86% | 46.02% | 46.17% | 46.33% | 46.49% | 46.65% | 46.81% | 46.97% | 47.12% | 47.28% | 47.44% | 47.6% | 47.76% | 47.92% | 48.07% | 48.23% | 48.39%
Class 6 - Moderate | 38.03% | 38.44% | 38.85% | 39.27% | 39.68% | 40.09% | 40.5% | 40.92% | 41.33% | 41.74% | 42.15% | 42.57% | 42.98% | 43.06% | 43.13% | 43.21% | 43.28% | 43.36% | 43.43% | 43.51% | 43.58% | 43.66% | 43.73% | 43.81% | 43.88% | 43.96% | 44.03% | 44.11% | 44.18% | 44.26% | 44.33% | 44.41% | 44.48%
Class 6 - Conservative | 38.03% | 38.17% | 38.31% | 38.46% | 38.6% | 38.74% | 38.89% | 39.03% | 39.17% | 39.31% | 39.46% | 39.6% | 39.74% | 39.78% | 39.81% | 39.85% | 39.88% | 39.92% | 39.95% | 39.99% | 40.02% | 40.06% | 40.09% | 40.13% | 40.16% | 40.19% | 40.23% | 40.26% | 40.3% | 40.33% | 40.37% | 40.4% | 40.44%
Class 7 - Advanced | 34.51% | 35.1% | 35.68% | 36.27% | 36.86% | 37.44% | 38.03% | 38.62% | 39.2% | 39.79% | 40.37% | 40.96% | 41.55% | 41.71% | 41.88% | 42.05% | 42.21% | 42.38% | 42.54% | 42.71% | 42.88% | 43.04% | 43.21% | 43.38% | 43.54% | 43.71% | 43.87% | 44.04% | 44.21% | 44.37% | 44.54% | 44.7% | 44.87%
Class 7 - Moderate | 34.51% | 34.88% | 35.25% | 35.63% | 36% | 36.37% | 36.74% | 37.11% | 37.48% | 37.86% | 38.23% | 38.6% | 38.97% | 39.05% | 39.13% | 39.21% | 39.28% | 39.36% | 39.44% | 39.52% | 39.6% | 39.67% | 39.75% | 39.83% | 39.91% | 39.99% | 40.06% | 40.14% | 40.22% | 40.3% | 40.37% | 40.45% | 40.53%
Class 7 - Conservative | 34.51% | 34.66% | 34.81% | 34.97% | 35.12% | 35.27% | 35.42% | 35.57% | 35.72% | 35.88% | 36.03% | 36.18% | 36.33% | 36.37% | 36.4% | 36.44% | 36.48% | 36.51% | 36.55% | 36.59% | 36.62% | 36.66% | 36.7% | 36.73% | 36.77% | 36.8% | 36.84% | 36.88% | 36.91% | 36.95% | 36.99% | 37.02% | 37.06%
Class 8 - Advanced | 30.42% | 30.97% | 31.53% | 32.08% | 32.63% | 33.19% | 33.74% | 34.29% | 34.85% | 35.4% | 35.95% | 36.51% | 37.06% | 37.23% | 37.39% | 37.56% | 37.73% | 37.89% | 38.06% | 38.23% | 38.39% | 38.56% | 38.73% | 38.89% | 39.06% | 39.23% | 39.4% | 39.56% | 39.73% | 39.9% | 40.06% | 40.23% | 40.4%
Class 8 - Moderate | 30.42% | 30.77% | 31.12% | 31.47% | 31.81% | 32.16% | 32.51% | 32.86% | 33.21% | 33.55% | 33.9% | 34.25% | 34.6% | 34.68% | 34.75% | 34.83% | 34.91% | 34.99% | 35.07% | 35.14% | 35.22% | 35.3% | 35.38% | 35.46% | 35.53% | 35.61% | 35.69% | 35.77% | 35.84% | 35.92% | 36% | 36.08% | 36.16%
Class 8 - Conservative | 30.42% | 30.57% | 30.72% | 30.87% | 31.01% | 31.16% | 31.31% | 31.46% | 31.61% | 31.76% | 31.9% | 32.05% | 32.2% | 32.24% | 32.27% | 32.31% | 32.35% | 32.38% | 32.42% | 32.45% | 32.49% | 32.53% | 32.56% | 32.6% | 32.64% | 32.67% | 32.71% | 32.74% | 32.78% | 32.82% | 32.85% | 32.89% | 32.93%
Class 9 - Advanced | 26% | 26.51% | 27.01% | 27.51% | 28.02% | 28.52% | 29.03% | 29.53% | 30.04% | 30.54% | 31.04% | 31.55% | 32.05% | 32.21% | 32.37% | 32.53% | 32.69% | 32.85% | 33.01% | 33.17% | 33.33% | 33.5% | 33.66% | 33.82% | 33.98% | 34.14% | 34.3% | 34.46% | 34.62% | 34.78% | 34.94% | 35.1% | 35.26%
Class 9 - Moderate | 26% | 26.31% | 26.63% | 26.94% | 27.25% | 27.57% | 27.88% | 28.19% | 28.5% | 28.82% | 29.13% | 29.44% | 29.76% | 29.83% | 29.91% | 29.98% | 30.05% | 30.13% | 30.2% | 30.28% | 30.35% | 30.43% | 30.5% | 30.57% | 30.65% | 30.72% | 30.8% | 30.87% | 30.95% | 31.02% | 31.1% | 31.17% | 31.24%
Class 9 - Conservative | 26% | 26.14% | 26.27% | 26.41% | 26.55% | 26.68% | 26.82% | 26.96% | 27.09% | 27.23% | 27.36% | 27.5% | 27.64% | 27.67% | 27.71% | 27.74% | 27.78% | 27.81% | 27.84% | 27.88% | 27.91% | 27.95% | 27.98% | 28.02% | 28.05% | 28.09% | 28.12% | 28.16% | 28.19% | 28.22% | 28.26% | 28.29% | 28.33%
Class 10 - Advanced | 16.49% | 16.83% | 17.16% | 17.5% | 17.84% | 18.17% | 18.51% | 18.84% | 19.18% | 19.52% | 19.85% | 20.19% | 20.53% | 20.64% | 20.75% | 20.87% | 20.98% | 21.09% | 21.2% | 21.32% | 21.43% | 21.54% | 21.66% | 21.77% | 21.88% | 21.99% | 22.11% | 22.22% | 22.33% | 22.45% | 22.56% | 22.67% | 22.78%
Class 10 - Moderate | 16.49% | 16.68% | 16.87% | 17.06% | 17.26% | 17.45% | 17.64% | 17.83% | 18.02% | 18.21% | 18.4% | 18.59% | 18.79% | 18.84% | 18.89% | 18.94% | 18.99% | 19.04% | 19.1% | 19.15% | 19.2% | 19.25% | 19.3% | 19.35% | 19.41% | 19.46% | 19.51% | 19.56% | 19.61% | 19.66% | 19.72% | 19.77% | 19.82%
Class 10 - Conservative | 16.49% | 16.56% | 16.63% | 16.71% | 16.78% | 16.85% | 16.92% | 16.99% | 17.06% | 17.14% | 17.21% | 17.28% | 17.35% | 17.38% | 17.4% | 17.42% | 17.45% | 17.47% | 17.5% | 17.52% | 17.54% | 17.57% | 17.59% | 17.61% | 17.64% | 17.66% | 17.69% | 17.71% | 17.73% | 17.76% | 17.78% | 17.81% | 17.83%
Land-Based Wind Techno-Resource Groups (TRG)
Techno-Resource Group (TRG) | Wind Speed Range (m/s) | Weighted Average Wind Speed (m/s) | Potential Wind Plant Capacity (GW)
[6 empty] | 2018 | 2019 | 2020 | 2021 | 2022 | 2023 | 2024 | 2025 | 2026 | 2027 | 2028 | 2029 | 2030 | 2031 | 2032 | 2033 | 2034 | 2035 | 2036 | 2037 | 2038 | 2039 | 2040 | 2041 | 2042 | 2043 | 2044 | 2045 | 2046 | 2047 | 2048 | 2049 | 2050
Class1 | > 9.0 | 9.5 | 153 |  | Class 1 - Moderate | 52.1% | 52.28% | 52.46% | 52.64% | 52.81% | 52.99% | 53.17% | 53.35% | 53.52% | 53.7% | 53.88% | 54.06% | 54.23% | 54.26% | 54.29% | 54.31% | 54.34% | 54.37% | 54.4% | 54.42% | 54.45% | 54.48% | 54.5% | 54.53% | 54.56% | 54.59% | 54.61% | 54.64% | 54.67% | 54.69% | 54.72% | 54.75% | 54.78%
Class2 | 8.8 - 9.0 | 8.9 | 152 |  | Class 2 - Moderate | 46.74% | 47% | 47.26% | 47.52% | 47.78% | 48.03% | 48.29% | 48.55% | 48.81% | 49.07% | 49.33% | 49.59% | 49.85% | 49.88% | 49.92% | 49.96% | 50% | 50.03% | 50.07% | 50.11% | 50.15% | 50.18% | 50.22% | 50.26% | 50.3% | 50.33% | 50.37% | 50.41% | 50.45% | 50.48% | 50.52% | 50.56% | 50.6%
Class3 | 8.6 - 8.8 | 8.7 | 304 |  | Class 3 - Moderate | 44.6% | 44.92% | 45.25% | 45.57% | 45.89% | 46.21% | 46.53% | 46.86% | 47.18% | 47.5% | 47.82% | 48.14% | 48.47% | 48.52% | 48.56% | 48.61% | 48.66% | 48.71% | 48.76% | 48.81% | 48.85% | 48.9% | 48.95% | 49% | 49.05% | 49.1% | 49.15% | 49.19% | 49.24% | 49.29% | 49.34% | 49.39% | 49.44%
Class4 | 8.4 - 8.6 | 8.5 | 606 |  | Class 4 - Moderate | 42.85% | 43.21% | 43.56% | 43.91% | 44.26% | 44.61% | 44.96% | 45.31% | 45.66% | 46.01% | 46.36% | 46.71% | 47.06% | 47.12% | 47.18% | 47.24% | 47.3% | 47.35% | 47.41% | 47.47% | 47.53% | 47.59% | 47.65% | 47.71% | 47.77% | 47.83% | 47.88% | 47.94% | 48% | 48.06% | 48.12% | 48.18% | 48.24%
Class5 | 8.1 - 8.4 | 8.2 | 1222
Class6 | 7.6 - 8.1 | 7.8 | 2404
Class7 | 7.1 - 7.6 | 7.4 | 2444
Class8 | 6.5 - 7.1 | 6.8 | 2441
Class9 | 5.9 - 6.5 | 6.2 | 2406 |  | Weighted average of first 4 classes | 44.94% | 45.25% | 45.56% | 45.87% | 46.18% | 46.49% | 46.8% | 47.11% | 47.42% | 47.73% | 48.04% | 48.35% | 48.66% | 48.71% | 48.76% | 48.81% | 48.86% | 48.91% | 48.96% | 49.01% | 49.06% | 49.11% | 49.16% | 49.21% | 49.26% | 49.31% | 49.36% | 49.41% | 49.46% | 49.51% | 49.56% | 49.61% | 49.66%
Class10 | 0 - 5.9 | 5.2 | 3044
Total |  |  | 15176
ATB Offshore Wind | bar: 2018 to 2045
| 2018 | 2019 | 2020 | 2021 | 2022 | 2023 | 2024 | 2025 | 2026 | 2027 | 2028 | 2029 | 2030 | 2031 | 2032 | 2033 | 2034 | 2035 | 2036 | 2037 | 2038 | 2039 | 2040 | 2041 | 2042 | 2043 | 2044 | 2045 | 2046 | 2047 | 2048 | 2049 | 2050
Class 1 - Advanced | 43.89% | 45.19% | 45.95% | 46.49% | 46.91% | 47.26% | 47.55% | 47.81% | 48.03% | 48.23% | 48.41% | 48.58% | 48.73% | 48.87% | 49% | 49.13% | 49.24% | 49.35% | 49.45% | 49.55% | 49.65% | 49.73% | 49.82% | 49.9% | 49.98% | 50.05% | 50.13% | 50.2% | 50.26% | 50.33% | 50.39% | 50.45% | 50.51%
Class 1 - Moderate | 43.89% | 44.97% | 45.6% | 46.05% | 46.4% | 46.69% | 46.93% | 47.13% | 47.32% | 47.48% | 47.63% | 47.77% | 47.89% | 48.01% | 48.12% | 48.22% | 48.31% | 48.4% | 48.48% | 48.56% | 48.64% | 48.71% | 48.78% | 48.85% | 48.91% | 48.97% | 49.03% | 49.09% | 49.14% | 49.2% | 49.25% | 49.3% | 49.35%
Class 1 - Conservative | 43.89% | 44.43% | 44.74% | 44.96% | 45.13% | 45.27% | 45.39% | 45.49% | 45.58% | 45.66% | 45.73% | 45.79% | 45.85% | 45.91% | 45.96% | 46.01% | 46.05% | 46.1% | 46.14% | 46.17% | 46.21% | 46.24% | 46.28% | 46.31% | 46.34% | 46.37% | 46.4% | 46.42% | 46.45% | 46.47% | 46.5% | 46.52% | 46.54%
Class 2 - Advanced | 42.77% | 44.03% | 44.78% | 45.31% | 45.72% | 46.06% | 46.34% | 46.59% | 46.81% | 47% | 47.18% | 47.34% | 47.49% | 47.63% | 47.75% | 47.87% | 47.99% | 48.09% | 48.19% | 48.29% | 48.38% | 48.47% | 48.55% | 48.63% | 48.7% | 48.78% | 48.85% | 48.92% | 48.98% | 49.04% | 49.11% | 49.17% | 49.22%
Class 2 - Moderate | 42.77% | 43.82% | 44.44% | 44.88% | 45.22% | 45.49% | 45.73% | 45.93% | 46.11% | 46.27% | 46.42% | 46.55% | 46.67% | 46.78% | 46.89% | 46.99% | 47.08% | 47.17% | 47.25% | 47.33% | 47.4% | 47.47% | 47.54% | 47.6% | 47.67% | 47.73% | 47.78% | 47.84% | 47.89% | 47.94% | 47.99% | 48.04% | 48.09%
Class 2 - Conservative | 42.77% | 43.3% | 43.6% | 43.82% | 43.98% | 44.12% | 44.23% | 44.33% | 44.41% | 44.49% | 44.56% | 44.63% | 44.68% | 44.74% | 44.79% | 44.83% | 44.88% | 44.92% | 44.96% | 45% | 45.03% | 45.07% | 45.1% | 45.13% | 45.16% | 45.19% | 45.21% | 45.24% | 45.26% | 45.29% | 45.31% | 45.34% | 45.36%
Class 3 - Advanced | 43.09% | 44.36% | 45.11% | 45.65% | 46.06% | 46.4% | 46.69% | 46.94% | 47.16% | 47.35% | 47.53% | 47.69% | 47.84% | 47.98% | 48.11% | 48.23% | 48.34% | 48.45% | 48.55% | 48.65% | 48.74% | 48.83% | 48.91% | 48.99% | 49.07% | 49.14% | 49.21% | 49.28% | 49.35% | 49.41% | 49.47% | 49.53% | 49.59%
Class 3 - Moderate | 43.09% | 44.15% | 44.77% | 45.21% | 45.56% | 45.83% | 46.07% | 46.28% | 46.46% | 46.62% | 46.76% | 46.9% | 47.02% | 47.13% | 47.24% | 47.34% | 47.43% | 47.52% | 47.6% | 47.68% | 47.76% | 47.83% | 47.89% | 47.96% | 48.02% | 48.08% | 48.14% | 48.2% | 48.25% | 48.3% | 48.35% | 48.4% | 48.45%
Class 3 - Conservative | 43.09% | 43.62% | 43.93% | 44.14% | 44.31% | 44.45% | 44.56% | 44.66% | 44.75% | 44.82% | 44.89% | 44.96% | 45.02% | 45.07% | 45.12% | 45.17% | 45.21% | 45.26% | 45.3% | 45.33% | 45.37% | 45.4% | 45.43% | 45.47% | 45.49% | 45.52% | 45.55% | 45.58% | 45.6% | 45.63% | 45.65% | 45.67% | 45.7%
Class 4 - Advanced | 42.89% | 44.16% | 44.91% | 45.44% | 45.85% | 46.19% | 46.47% | 46.72% | 46.94% | 47.14% | 47.31% | 47.48% | 47.62% | 47.76% | 47.89% | 48.01% | 48.12% | 48.23% | 48.33% | 48.43% | 48.52% | 48.61% | 48.69% | 48.77% | 48.85% | 48.92% | 48.99% | 49.06% | 49.12% | 49.19% | 49.25% | 49.31% | 49.37%
Class 4 - Moderate | 42.89% | 43.95% | 44.57% | 45.01% | 45.35% | 45.63% | 45.86% | 46.07% | 46.25% | 46.41% | 46.55% | 46.68% | 46.81% | 46.92% | 47.02% | 47.12% | 47.22% | 47.3% | 47.39% | 47.46% | 47.54% | 47.61% | 47.68% | 47.74% | 47.8% | 47.86% | 47.92% | 47.98% | 48.03% | 48.08% | 48.13% | 48.18% | 48.23%
Class 4 - Conservative | 42.89% | 43.42% | 43.73% | 43.94% | 44.11% | 44.24% | 44.36% | 44.46% | 44.54% | 44.62% | 44.69% | 44.75% | 44.81% | 44.87% | 44.92% | 44.96% | 45.01% | 45.05% | 45.09% | 45.13% | 45.16% | 45.2% | 45.23% | 45.26% | 45.29% | 45.32% | 45.34% | 45.37% | 45.4% | 45.42% | 45.44% | 45.47% | 45.49%
Class 5 - Advanced | 42.2% | 43.45% | 44.18% | 44.71% | 45.11% | 45.44% | 45.73% | 45.97% | 46.18% | 46.38% | 46.55% | 46.71% | 46.86% | 46.99% | 47.12% | 47.24% | 47.35% | 47.45% | 47.55% | 47.65% | 47.74% | 47.82% | 47.9% | 47.98% | 48.06% | 48.13% | 48.2% | 48.27% | 48.33% | 48.39% | 48.45% | 48.51% | 48.57%
Class 5 - Moderate | 42.2% | 43.24% | 43.85% | 44.28% | 44.62% | 44.89% | 45.12% | 45.32% | 45.5% | 45.66% | 45.8% | 45.93% | 46.05% | 46.16% | 46.27% | 46.36% | 46.45% | 46.54% | 46.62% | 46.7% | 46.77% | 46.84% | 46.91% | 46.97% | 47.03% | 47.09% | 47.15% | 47.2% | 47.26% | 47.31% | 47.36% | 47.4% | 47.45%
Class 5 - Conservative | 42.2% | 42.72% | 43.02% | 43.23% | 43.4% | 43.53% | 43.64% | 43.74% | 43.83% | 43.9% | 43.97% | 44.03% | 44.09% | 44.14% | 44.19% | 44.24% | 44.28% | 44.32% | 44.36% | 44.4% | 44.43% | 44.47% | 44.5% | 44.53% | 44.56% | 44.59% | 44.61% | 44.64% | 44.66% | 44.69% | 44.71% | 44.73% | 44.76%
Class 6 - Advanced | 36.23% | 37.3% | 37.93% | 38.38% | 38.73% | 39.02% | 39.26% | 39.47% | 39.65% | 39.82% | 39.97% | 40.1% | 40.23% | 40.35% | 40.45% | 40.56% | 40.65% | 40.74% | 40.83% | 40.91% | 40.98% | 41.06% | 41.13% | 41.2% | 41.26% | 41.32% | 41.38% | 41.44% | 41.49% | 41.55% | 41.6% | 41.65% | 41.7%
Class 6 - Moderate | 36.23% | 37.13% | 37.65% | 38.02% | 38.31% | 38.54% | 38.74% | 38.91% | 39.06% | 39.2% | 39.32% | 39.43% | 39.54% | 39.63% | 39.72% | 39.81% | 39.88% | 39.96% | 40.03% | 40.09% | 40.16% | 40.22% | 40.27% | 40.33% | 40.38% | 40.43% | 40.48% | 40.53% | 40.57% | 40.62% | 40.66% | 40.7% | 40.74%
Class 6 - Conservative | 36.23% | 36.68% | 36.94% | 37.12% | 37.26% | 37.37% | 37.47% | 37.55% | 37.63% | 37.69% | 37.75% | 37.8% | 37.85% | 37.9% | 37.94% | 37.98% | 38.02% | 38.05% | 38.09% | 38.12% | 38.15% | 38.18% | 38.2% | 38.23% | 38.26% | 38.28% | 38.3% | 38.32% | 38.35% | 38.37% | 38.39% | 38.41% | 38.42%
Class 7 - Advanced | 27.99% | 28.82% | 29.31% | 29.65% | 29.92% | 30.14% | 30.33% | 30.49% | 30.63% | 30.76% | 30.88% | 30.98% | 31.08% | 31.17% | 31.25% | 31.33% | 31.4% | 31.47% | 31.54% | 31.6% | 31.66% | 31.72% | 31.77% | 31.83% | 31.87% | 31.92% | 31.97% | 32.01% | 32.06% | 32.1% | 32.14% | 32.18% | 32.21%
Class 7 - Moderate | 27.99% | 28.68% | 29.08% | 29.37% | 29.59% | 29.77% | 29.93% | 30.06% | 30.18% | 30.28% | 30.38% | 30.46% | 30.54% | 30.62% | 30.69% | 30.75% | 30.81% | 30.87% | 30.92% | 30.97% | 31.02% | 31.07% | 31.11% | 31.15% | 31.2% | 31.23% | 31.27% | 31.31% | 31.34% | 31.38% | 31.41% | 31.44% | 31.47%
Class 7 - Conservative | 27.99% | 28.34% | 28.53% | 28.68% | 28.78% | 28.87% | 28.95% | 29.01% | 29.07% | 29.12% | 29.16% | 29.2% | 29.24% | 29.28% | 29.31% | 29.34% | 29.37% | 29.4% | 29.42% | 29.45% | 29.47% | 29.49% | 29.51% | 29.53% | 29.55% | 29.57% | 29.59% | 29.61% | 29.62% | 29.64% | 29.65% | 29.67% | 29.68%
Class 8 - Advanced | 51.02% | 51.65% | 52.03% | 52.29% | 52.49% | 52.66% | 52.8% | 52.92% | 53.03% | 53.13% | 53.21% | 53.29% | 53.37% | 53.44% | 53.5% | 53.56% | 53.61% | 53.67% | 53.72% | 53.76% | 53.81% | 53.85% | 53.89% | 53.93% | 53.97% | 54% | 54.04% | 54.07% | 54.1% | 54.14% | 54.17% | 54.2% | 54.22%
Class 8 - Moderate | 51.02% | 51.55% | 51.86% | 52.08% | 52.25% | 52.38% | 52.5% | 52.6% | 52.69% | 52.77% | 52.84% | 52.91% | 52.97% | 53.03% | 53.08% | 53.13% | 53.17% | 53.22% | 53.26% | 53.3% | 53.33% | 53.37% | 53.4% | 53.44% | 53.47% | 53.5% | 53.53% | 53.55% | 53.58% | 53.61% | 53.63% | 53.65% | 53.68%
Class 8 - Conservative | 51.02% | 51.29% | 51.44% | 51.55% | 51.63% | 51.7% | 51.76% | 51.81% | 51.85% | 51.89% | 51.93% | 51.96% | 51.99% | 52.02% | 52.04% | 52.07% | 52.09% | 52.11% | 52.13% | 52.15% | 52.17% | 52.18% | 52.2% | 52.22% | 52.23% | 52.25% | 52.26% | 52.27% | 52.29% | 52.3% | 52.31% | 52.32% | 52.34%
Class 9 - Advanced | 49.78% | 50.39% | 50.75% | 51.01% | 51.21% | 51.37% | 51.51% | 51.63% | 51.73% | 51.83% | 51.91% | 51.99% | 52.06% | 52.13% | 52.19% | 52.25% | 52.3% | 52.35% | 52.4% | 52.45% | 52.49% | 52.53% | 52.57% | 52.61% | 52.65% | 52.68% | 52.72% | 52.75% | 52.78% | 52.81% | 52.84% | 52.87% | 52.9%
Class 9 - Moderate | 49.78% | 50.29% | 50.59% | 50.8% | 50.97% | 51.1% | 51.22% | 51.32% | 51.4% | 51.48% | 51.55% | 51.62% | 51.68% | 51.73% | 51.78% | 51.83% | 51.87% | 51.92% | 51.96% | 51.99% | 52.03% | 52.07% | 52.1% | 52.13% | 52.16% | 52.19% | 52.22% | 52.24% | 52.27% | 52.3% | 52.32% | 52.34% | 52.37%
Class 9 - Conservative | 49.78% | 50.03% | 50.18% | 50.29% | 50.37% | 50.44% | 50.49% | 50.54% | 50.58% | 50.62% | 50.66% | 50.69% | 50.72% | 50.75% | 50.77% | 50.79% | 50.82% | 50.84% | 50.86% | 50.87% | 50.89% | 50.91% | 50.93% | 50.94% | 50.96% | 50.97% | 50.98% | 51% | 51.01% | 51.02% | 51.03% | 51.04% | 51.06%
Class 10 - Advanced | 48.89% | 49.5% | 49.85% | 50.11% | 50.3% | 50.46% | 50.6% | 50.71% | 50.82% | 50.91% | 50.99% | 51.07% | 51.14% | 51.21% | 51.27% | 51.32% | 51.38% | 51.43% | 51.47% | 51.52% | 51.56% | 51.6% | 51.64% | 51.68% | 51.72% | 51.75% | 51.78% | 51.82% | 51.85% | 51.88% | 51.91% | 51.93% | 51.96%
Class 10 - Moderate | 48.89% | 49.4% | 49.69% | 49.9% | 50.06% | 50.2% | 50.31% | 50.41% | 50.49% | 50.57% | 50.64% | 50.7% | 50.76% | 50.81% | 50.86% | 50.91% | 50.96% | 51% | 51.04% | 51.07% | 51.11% | 51.14% | 51.18% | 51.21% | 51.24% | 51.26% | 51.29% | 51.32% | 51.34% | 51.37% | 51.39% | 51.42% | 51.44%
Class 10 - Conservative | 48.89% | 49.15% | 49.29% | 49.4% | 49.48% | 49.54% | 49.6% | 49.65% | 49.69% | 49.73% | 49.76% | 49.79% | 49.82% | 49.85% | 49.87% | 49.89% | 49.92% | 49.94% | 49.95% | 49.97% | 49.99% | 50.01% | 50.02% | 50.04% | 50.05% | 50.07% | 50.08% | 50.09% | 50.11% | 50.12% | 50.13% | 50.14% | 50.15%
Class 11 - Advanced | 48.23% | 48.83% | 49.18% | 49.43% | 49.62% | 49.78% | 49.91% | 50.03% | 50.13% | 50.22% | 50.3% | 50.38% | 50.45% | 50.51% | 50.57% | 50.63% | 50.68% | 50.73% | 50.78% | 50.82% | 50.86% | 50.91% | 50.94% | 50.98% | 51.02% | 51.05% | 51.08% | 51.11% | 51.15% | 51.17% | 51.2% | 51.23% | 51.26%
Class 11 - Moderate | 48.23% | 48.73% | 49.02% | 49.23% | 49.39% | 49.52% | 49.63% | 49.72% | 49.81% | 49.88% | 49.95% | 50.02% | 50.07% | 50.13% | 50.18% | 50.22% | 50.27% | 50.31% | 50.35% | 50.38% | 50.42% | 50.45% | 50.48% | 50.51% | 50.54% | 50.57% | 50.6% | 50.62% | 50.65% | 50.67% | 50.7% | 50.72% | 50.74%
Class 11 - Conservative | 48.23% | 48.48% | 48.63% | 48.73% | 48.81% | 48.87% | 48.93% | 48.97% | 49.02% | 49.05% | 49.09% | 49.12% | 49.15% | 49.17% | 49.2% | 49.22% | 49.24% | 49.26% | 49.28% | 49.3% | 49.31% | 49.33% | 49.35% | 49.36% | 49.38% | 49.39% | 49.4% | 49.41% | 49.43% | 49.44% | 49.45% | 49.46% | 49.47%
Class 12 - Advanced | 45.44% | 46.01% | 46.34% | 46.57% | 46.75% | 46.9% | 47.03% | 47.14% | 47.23% | 47.32% | 47.4% | 47.47% | 47.53% | 47.59% | 47.65% | 47.7% | 47.75% | 47.8% | 47.84% | 47.88% | 47.92% | 47.96% | 48% | 48.03% | 48.07% | 48.1% | 48.13% | 48.16% | 48.19% | 48.22% | 48.24% | 48.27% | 48.29%
Class 12 - Moderate | 45.44% | 45.91% | 46.19% | 46.38% | 46.53% | 46.66% | 46.76% | 46.85% | 46.93% | 47% | 47.07% | 47.12% | 47.18% | 47.23% | 47.28% | 47.32% | 47.36% | 47.4% | 47.44% | 47.47% | 47.5% | 47.53% | 47.56% | 47.59% | 47.62% | 47.65% | 47.67% | 47.7% | 47.72% | 47.74% | 47.77% | 47.79% | 47.81%
Class 12 - Conservative | 45.44% | 45.68% | 45.82% | 45.91% | 45.99% | 46.05% | 46.1% | 46.14% | 46.18% | 46.22% | 46.25% | 46.28% | 46.3% | 46.33% | 46.35% | 46.37% | 46.39% | 46.41% | 46.43% | 46.45% | 46.46% | 46.48% | 46.49% | 46.51% | 46.52% | 46.53% | 46.55% | 46.56% | 46.57% | 46.58% | 46.59% | 46.6% | 46.61%
Class 13 - Advanced | 36.24% | 36.69% | 36.95% | 37.14% | 37.28% | 37.4% | 37.5% | 37.59% | 37.67% | 37.73% | 37.8% | 37.85% | 37.9% | 37.95% | 38% | 38.04% | 38.08% | 38.12% | 38.15% | 38.19% | 38.22% | 38.25% | 38.28% | 38.3% | 38.33% | 38.36% | 38.38% | 38.41% | 38.43% | 38.45% | 38.47% | 38.49% | 38.51%
Class 13 - Moderate | 36.24% | 36.61% | 36.83% | 36.99% | 37.11% | 37.21% | 37.29% | 37.36% | 37.42% | 37.48% | 37.53% | 37.58% | 37.62% | 37.66% | 37.7% | 37.73% | 37.77% | 37.8% | 37.83% | 37.86% | 37.88% | 37.91% | 37.93% | 37.95% | 37.98% | 38% | 38.02% | 38.04% | 38.06% | 38.07% | 38.09% | 38.11% | 38.13%
Class 13 - Conservative | 36.24% | 36.43% | 36.54% | 36.61% | 36.67% | 36.72% | 36.76% | 36.8% | 36.83% | 36.86% | 36.88% | 36.9% | 36.93% | 36.95% | 36.96% | 36.98% | 37% | 37.01% | 37.03% | 37.04% | 37.05% | 37.06% | 37.08% | 37.09% | 37.1% | 37.11% | 37.12% | 37.13% | 37.14% | 37.15% | 37.15% | 37.16% | 37.17%
Class 14 - Advanced | 29.79% | 30.16% | 30.37% | 30.52% | 30.64% | 30.74% | 30.82% | 30.9% | 30.96% | 31.01% | 31.07% | 31.11% | 31.16% | 31.19% | 31.23% | 31.27% | 31.3% | 31.33% | 31.36% | 31.39% | 31.41% | 31.44% | 31.46% | 31.48% | 31.51% | 31.53% | 31.55% | 31.57% | 31.59% | 31.6% | 31.62% | 31.64% | 31.65%
Class 14 - Moderate | 29.79% | 30.09% | 30.27% | 30.4% | 30.5% | 30.58% | 30.65% | 30.71% | 30.76% | 30.81% | 30.85% | 30.89% | 30.92% | 30.96% | 30.99% | 31.02% | 31.04% | 31.07% | 31.09% | 31.11% | 31.14% | 31.16% | 31.18% | 31.2% | 31.21% | 31.23% | 31.25% | 31.26% | 31.28% | 31.29% | 31.31% | 31.32% | 31.34%
Class 14 - Conservative | 29.79% | 29.94% | 30.03% | 30.09% | 30.14% | 30.18% | 30.22% | 30.24% | 30.27% | 30.29% | 30.31% | 30.33% | 30.35% | 30.37% | 30.38% | 30.4% | 30.41% | 30.42% | 30.43% | 30.44% | 30.45% | 30.46% | 30.47% | 30.48% | 30.49% | 30.5% | 30.51% | 30.52% | 30.52% | 30.53% | 30.54% | 30.55% | 30.55%
Potential Capacity (GW)
Class 1 - Offshore Fixed | 13.57 |  | Class 1 - Moderate | 43.89% | 44.97% | 45.6% | 46.05% | 46.4% | 46.69% | 46.93% | 47.13% | 47.32% | 47.48% | 47.63% | 47.77% | 47.89% | 48.01% | 48.12% | 48.22% | 48.31% | 48.4% | 48.48% | 48.56% | 48.64% | 48.71% | 48.78% | 48.85% | 48.91% | 48.97% | 49.03% | 49.09% | 49.14% | 49.2% | 49.25% | 49.3% | 49.35%
Class 2 - Offshore Fixed | 13.57 |  | Class 2 - Moderate | 42.77% | 43.82% | 44.44% | 44.88% | 45.22% | 45.49% | 45.73% | 45.93% | 46.11% | 46.27% | 46.42% | 46.55% | 46.67% | 46.78% | 46.89% | 46.99% | 47.08% | 47.17% | 47.25% | 47.33% | 47.4% | 47.47% | 47.54% | 47.6% | 47.67% | 47.73% | 47.78% | 47.84% | 47.89% | 47.94% | 47.99% | 48.04% | 48.09%
Class 8 - Offshore Floating | 27.6 |  | Class 8 - Moderate | 51.02% | 51.55% | 51.86% | 52.08% | 52.25% | 52.38% | 52.5% | 52.6% | 52.69% | 52.77% | 52.84% | 52.91% | 52.97% | 53.03% | 53.08% | 53.13% | 53.17% | 53.22% | 53.26% | 53.3% | 53.33% | 53.37% | 53.4% | 53.44% | 53.47% | 53.5% | 53.53% | 53.55% | 53.58% | 53.61% | 53.63% | 53.65% | 53.68%
Class 9 - Offshore Floating | 27.6 |  | Class 9 - Moderate | 49.78% | 50.29% | 50.59% | 50.8% | 50.97% | 51.1% | 51.22% | 51.32% | 51.4% | 51.48% | 51.55% | 51.62% | 51.68% | 51.73% | 51.78% | 51.83% | 51.87% | 51.92% | 51.96% | 51.99% | 52.03% | 52.07% | 52.1% | 52.13% | 52.16% | 52.19% | 52.22% | 52.24% | 52.27% | 52.3% | 52.32% | 52.34% | 52.37%
|  |  | Weighted Average of Classes 1-2 and 8-9 | 48.07% | 48.77% | 49.18% | 49.47% | 49.7% | 49.88% | 50.04% | 50.17% | 50.29% | 50.4% | 50.49% | 50.58% | 50.66% | 50.74% | 50.81% | 50.87% | 50.93% | 50.99% | 51.05% | 51.1% | 51.15% | 51.19% | 51.24% | 51.28% | 51.32% | 51.36% | 51.4% | 51.44% | 51.47% | 51.51% | 51.54% | 51.57% | 51.6%

## Wind By State (hidden)
Wind
State | 2018 | 2019 | 2020 | 2021 | 2022 | 2023 | 2024 | 2025 | 2026 | 2027 | 2028 | 2029 | 2030 | 2031 | 2032 | 2033 | 2034 | 2035 | 2036 | 2037 | 2038 | 2039 | 2040 | 2041 | 2042 | 2043 | 2044 | 2045 | 2046 | 2047 | 2048 | 2049 | 2050
CA | 0.22569 | 0.2283 | 0.23091 | 0.23352 | 0.23613 | 0.23874 | 0.24135 | 0.24396 | 0.24658 | 0.24919 | 0.2518 | 0.25441 | 0.25702 | 0.25765 | 0.25828 | 0.25892 | 0.25955 | 0.26019 | 0.26082 | 0.26145 | 0.26209 | 0.26272 | 0.26335 | 0.26399 | 0.26462 | 0.26525 | 0.26589 | 0.26652 | 0.26716 | 0.26779 | 0.26842 | 0.26906 | 0.26969
| 1 | 2 | 3 | 4 | 5 | 6 | 7 | 8 | 9 | 10
California | 94 | 55 | 94 | 75 | 886 | 5076 | 19020 | 46418 | 75107 | 156550
Capacity by Wind TRG Class (MW)
State | 1 | 2 | 3 | 4 | 5 | 6 | 7 | 8 | 9 | 10 | Weighted Class | Weighted Class by Capacity
AL | 0 | 0 | 0 | 0 | 2 | 72 | 1761 | 24172 | 105097 | 11782 | 8.8871
AR | 6 | 6 | 8 | 45 | 363 | 4896 | 48185 | 65971 | 37039 | 5811 | 7.9341
AZ | 0 | 0 | 0 | 1 | 36 | 1750 | 34679 | 120345 | 206319 | 111836 | 8.8247
CA | 94 | 55 | 94 | 75 | 886 | 5076 | 19020 | 46418 | 75107 | 156550 | 9.1689
CO | 227 | 618 | 954 | 19027 | 70367 | 84010 | 78984 | 59735 | 42556 | 38899 | 6.9278
CT | 0 | 0 | 0 | 0 | 0 | 0 | 16 | 539 | 885 | 239 | 8.8023
DE | 0 | 0 | 0 | 0 | 0 | 0 | 6 | 522 | 227 | 0 | 8.2927
FL | 0 | 0 | 0 | 0 | 0 | 0 | 774 | 13626 | 22006 | 1839 | 8.6513
GA | 0 | 0 | 0 | 0 | 5 | 49 | 424 | 11407 | 73098 | 8657 | 8.9598
IA | 99 | 3514 | 15717 | 43324 | 111326 | 77613 | 27407 | 552 | 17 | 0 | 5.1733
ID | 31 | 21 | 44 | 60 | 427 | 3322 | 41862 | 77921 | 37556 | 51588 | 8.4235
IL | 0 | 0 | 0 | 0 | 5645 | 77347 | 72097 | 34004 | 2254 | 3 | 6.7381
IN | 0 | 0 | 0 | 0 | 4705 | 35070 | 48453 | 19072 | 10688 | 400 | 6.9761
KS | 12028 | 62684 | 79463 | 129403 | 162006 | 55912 | 4687 | 0 | 0 | 0 | 4.0928
KY | 0 | 0 | 0 | 0 | 0 | 20 | 5128 | 75392 | 57351 | 13065 | 8.5188
LA | 0 | 0 | 0 | 0 | 0 | 4 | 9162 | 33370 | 14193 | 0 | 8.0885
MA | 0 | 0 | 0 | 0 | 2 | 38 | 311 | 1922 | 1713 | 763 | 8.5993
MD | 0 | 0 | 0 | 0 | 7 | 142 | 722 | 3046 | 2420 | 946 | 8.4511
ME | 5 | 3 | 14 | 18 | 66 | 829 | 6579 | 33625 | 22330 | 6328 | 8.3776
MI | 1 | 3 | 10 | 175 | 264 | 8603 | 44702 | 24577 | 2976 | 0 | 7.256
MN | 149 | 2771 | 11734 | 11232 | 39297 | 79661 | 30041 | 7586 | 354 | 0 | 5.6581
MO | 0 | 0 | 0 | 339 | 5815 | 69041 | 131335 | 55094 | 16603 | 467 | 7.0288
MS | 0 | 0 | 0 | 0 | 0 | 0 | 4375 | 40757 | 64740 | 4667 | 8.6085
MT | 3629 | 3542 | 13464 | 44029 | 142558 | 247609 | 122684 | 40167 | 20889 | 40406 | 6.1826
NC | 3 | 0 | 3 | 7 | 18 | 138 | 806 | 3480 | 35348 | 37839 | 9.4145
ND | 3584 | 6630 | 38543 | 81675 | 140152 | 24208 | 1291 | 0 | 0 | 0 | 4.4387
NE | 8290 | 19706 | 55103 | 140249 | 198274 | 40414 | 3439 | 0 | 0 | 0 | 4.3653
NH | 0 | 0 | 0 | 3 | 12 | 215 | 1124 | 3733 | 4273 | 3301 | 8.7324
NJ | 0 | 0 | 0 | 0 | 0 | 0 | 1 | 125 | 700 | 119 | 8.9915
NM | 2326 | 4912 | 5837 | 21559 | 86457 | 112684 | 158360 | 142506 | 94740 | 23194 | 6.9838
NV | 2 | 0 | 5 | 5 | 88 | 1486 | 15743 | 87372 | 162387 | 200946 | 9.165
NY | 4 | 5 | 10 | 14 | 63 | 1181 | 14842 | 41902 | 24189 | 9437 | 8.2783
OH | 0 | 0 | 0 | 0 | 155 | 3437 | 58531 | 26020 | 27174 | 3810 | 7.7391
OK | 3216 | 8904 | 14981 | 42970 | 99419 | 84278 | 72462 | 22050 | 9893 | 1262 | 5.6363
OR | 48 | 33 | 61 | 98 | 655 | 5746 | 32516 | 83529 | 70658 | 103991 | 8.7784
PA | 0 | 0 | 0 | 0 | 0 | 297 | 3232 | 21354 | 44168 | 39895 | 9.1027
RI | 0 | 0 | 0 | 0 | 0 | 0 | 0 | 146 | 46 | 0 | 8.2396
SC | 0 | 0 | 0 | 0 | 0 | 6 | 90 | 6196 | 30917 | 4501 | 8.9546
SD | 5198 | 10497 | 40442 | 116892 | 184209 | 44841 | 12769 | 2775 | 252 | 4 | 4.5924
TN | 1 | 0 | 1 | 1 | 17 | 176 | 4510 | 50361 | 44870 | 15920 | 8.6196
TX | 45733 | 72106 | 109659 | 130064 | 267337 | 364328 | 286166 | 62223 | 9303 | 1073 | 5.3096
UT | 1 | 0 | 4 | 3 | 69 | 1314 | 26330 | 79662 | 84963 | 85399 | 8.8157
VA | 3 | 3 | 7 | 19 | 85 | 361 | 1224 | 3845 | 32017 | 51556 | 9.4899
VT | 0 | 2 | 3 | 7 | 25 | 316 | 1619 | 6606 | 7153 | 6460 | 8.7973
WA | 38 | 22 | 49 | 67 | 546 | 3916 | 23249 | 65388 | 33461 | 47488 | 8.5442
WI | 0 | 0 | 0 | 7 | 197 | 14124 | 61424 | 36159 | 2403 | 0 | 7.2312
WV | 5 | 6 | 11 | 29 | 159 | 688 | 2849 | 7004 | 30253 | 28094 | 9.1794
WY | 15209 | 3980 | 13639 | 18533 | 78414 | 144895 | 84042 | 57684 | 34444 | 21578 | 6.2978
Source | https://windexchange.energy.gov/maps-data/321
| Class 1 - Moderate | Class 2 - Moderate | Class 3 - Moderate | Class 4 - Moderate | Class 5 - Moderate | Class 6 - Moderate | Class 7 - Moderate | Class 8 - Moderate | Class 9 - Moderate | Class 10 - Moderate
2018 | 52.1% | 46.74% | 44.6% | 42.85% | 40.91% | 38.03% | 34.51% | 30.42% | 26% | 16.49% | 0.22569
2019 | 52.28% | 47% | 44.92% | 43.21% | 41.27% | 38.44% | 34.88% | 30.77% | 26.31% | 16.68% | 0.2283
2020 | 52.46% | 47.26% | 45.25% | 43.56% | 41.64% | 38.85% | 35.25% | 31.12% | 26.63% | 16.87% | 0.23091
2021 | 52.64% | 47.52% | 45.57% | 43.91% | 42.01% | 39.27% | 35.63% | 31.47% | 26.94% | 17.06% | 0.23352
2022 | 52.81% | 47.78% | 45.89% | 44.26% | 42.37% | 39.68% | 36% | 31.81% | 27.25% | 17.26% | 0.23613
2023 | 52.99% | 48.03% | 46.21% | 44.61% | 42.74% | 40.09% | 36.37% | 32.16% | 27.57% | 17.45% | 0.23874
2024 | 53.17% | 48.29% | 46.53% | 44.96% | 43.11% | 40.5% | 36.74% | 32.51% | 27.88% | 17.64% | 0.24135
2025 | 53.35% | 48.55% | 46.86% | 45.31% | 43.47% | 40.92% | 37.11% | 32.86% | 28.19% | 17.83% | 0.24396
2026 | 53.52% | 48.81% | 47.18% | 45.66% | 43.84% | 41.33% | 37.48% | 33.21% | 28.5% | 18.02% | 0.24658
2027 | 53.7% | 49.07% | 47.5% | 46.01% | 44.21% | 41.74% | 37.86% | 33.55% | 28.82% | 18.21% | 0.24919
2028 | 53.88% | 49.33% | 47.82% | 46.36% | 44.57% | 42.15% | 38.23% | 33.9% | 29.13% | 18.4% | 0.2518
2029 | 54.06% | 49.59% | 48.14% | 46.71% | 44.94% | 42.57% | 38.6% | 34.25% | 29.44% | 18.59% | 0.25441
2030 | 54.23% | 49.85% | 48.47% | 47.06% | 45.31% | 42.98% | 38.97% | 34.6% | 29.76% | 18.79% | 0.25702
2031 | 54.26% | 49.88% | 48.52% | 47.12% | 45.37% | 43.06% | 39.05% | 34.68% | 29.83% | 18.84% | 0.25765
2032 | 54.29% | 49.92% | 48.56% | 47.18% | 45.44% | 43.13% | 39.13% | 34.75% | 29.91% | 18.89% | 0.25828
2033 | 54.31% | 49.96% | 48.61% | 47.24% | 45.51% | 43.21% | 39.21% | 34.83% | 29.98% | 18.94% | 0.25892
2034 | 54.34% | 50% | 48.66% | 47.3% | 45.58% | 43.28% | 39.28% | 34.91% | 30.05% | 18.99% | 0.25955
2035 | 54.37% | 50.03% | 48.71% | 47.35% | 45.65% | 43.36% | 39.36% | 34.99% | 30.13% | 19.04% | 0.26019
2036 | 54.4% | 50.07% | 48.76% | 47.41% | 45.71% | 43.43% | 39.44% | 35.07% | 30.2% | 19.1% | 0.26082
2037 | 54.42% | 50.11% | 48.81% | 47.47% | 45.78% | 43.51% | 39.52% | 35.14% | 30.28% | 19.15% | 0.26145
2038 | 54.45% | 50.15% | 48.85% | 47.53% | 45.85% | 43.58% | 39.6% | 35.22% | 30.35% | 19.2% | 0.26209
2039 | 54.48% | 50.18% | 48.9% | 47.59% | 45.92% | 43.66% | 39.67% | 35.3% | 30.43% | 19.25% | 0.26272
2040 | 54.5% | 50.22% | 48.95% | 47.65% | 45.99% | 43.73% | 39.75% | 35.38% | 30.5% | 19.3% | 0.26335
2041 | 54.53% | 50.26% | 49% | 47.71% | 46.05% | 43.81% | 39.83% | 35.46% | 30.57% | 19.35% | 0.26399
2042 | 54.56% | 50.3% | 49.05% | 47.77% | 46.12% | 43.88% | 39.91% | 35.53% | 30.65% | 19.41% | 0.26462
2043 | 54.59% | 50.33% | 49.1% | 47.83% | 46.19% | 43.96% | 39.99% | 35.61% | 30.72% | 19.46% | 0.26525
2044 | 54.61% | 50.37% | 49.15% | 47.88% | 46.26% | 44.03% | 40.06% | 35.69% | 30.8% | 19.51% | 0.26589
2045 | 54.64% | 50.41% | 49.19% | 47.94% | 46.33% | 44.11% | 40.14% | 35.77% | 30.87% | 19.56% | 0.26652
2046 | 54.67% | 50.45% | 49.24% | 48% | 46.39% | 44.18% | 40.22% | 35.84% | 30.95% | 19.61% | 0.26716
2047 | 54.69% | 50.48% | 49.29% | 48.06% | 46.46% | 44.26% | 40.3% | 35.92% | 31.02% | 19.66% | 0.26779
2048 | 54.72% | 50.52% | 49.34% | 48.12% | 46.53% | 44.33% | 40.37% | 36% | 31.1% | 19.72% | 0.26842
2049 | 54.75% | 50.56% | 49.39% | 48.18% | 46.6% | 44.41% | 40.45% | 36.08% | 31.17% | 19.77% | 0.26906
2050 | 54.78% | 50.6% | 49.44% | 48.24% | 46.67% | 44.48% | 40.53% | 36.16% | 31.24% | 19.82% | 0.26969

## Solar by State (hidden)
|  | 2018 | 2019 | 2020 | 2021 | 2022 | 2023 | 2024 | 2025 | 2026 | 2027 | 2028 | 2029 | 2030 | 2031 | 2032 | 2033 | 2034 | 2035 | 2036 | 2037 | 2038 | 2039 | 2040 | 2041 | 2042 | 2043 | 2044 | 2045 | 2046 | 2047 | 2048 | 2049 | 2050
State | California
Closest Rep City (Latitude) | Kansas City | 0.27224 | 0.27395 | 0.27566 | 0.27738 | 0.27909 | 0.2808 | 0.28251 | 0.28422 | 0.28594 | 0.28765 | 0.28936 | 0.29107 | 0.29279 | 0.294 | 0.29521 | 0.29643 | 0.29764 | 0.29885 | 0.30007 | 0.30128 | 0.30249 | 0.30371 | 0.30492 | 0.30613 | 0.30735 | 0.30856 | 0.30977 | 0.31099 | 0.3122 | 0.31341 | 0.31463 | 0.31584 | 0.31705
State or federal district | Location (N)
Alabama | 32.7794 | 2018: Los Angeles
Alaska | 64.0685 | 2018: Seattle
Arizona | 34.2744 | 2018: Los Angeles
Arkansas | 34.8938 | 2018: Daggett
California | 37.1841 | 2018: Kansas City
Colorado | 38.9972 | 2018: Kansas City
Connecticut | 41.6219 | 2018: Chicago
Delaware | 38.9896 | 2018: Kansas City
District of Columbia | 38.9101 | 2018: Kansas City
Florida | 28.6305 | 2018: Los Angeles
Georgia | 32.6415 | 2018: Los Angeles
Hawaii | 20.2927 | 2018: Los Angeles
Idaho | 44.3509 | 2018: Chicago
Illinois | 40.0417 | 2018: Kansas City
Indiana | 39.8942 | 2018: Kansas City
Iowa | 42.0751 | 2018: Chicago
Kansas | 38.4937 | 2018: Kansas City
Kentucky | 37.5347 | 2018: Kansas City
Louisiana | 31.0689 | 2018: Los Angeles
Maine | 45.3695 | 2018: Seattle
Maryland | 39.055 | 2018: Kansas City
Massachusetts | 42.2596 | 2018: Chicago
Michigan | 44.3467 | 2018: Chicago
Minnesota | 46.2807 | 2018: Seattle
Mississippi | 32.7364 | 2018: Los Angeles
Missouri | 38.3566 | 2018: Kansas City
Montana | 47.0527 | 2018: Seattle
Nebraska | 41.5378 | 2018: Chicago
Nevada | 39.3289 | 2018: Kansas City
New Hampshire | 43.6805 | 2018: Chicago
New Jersey | 40.1907 | 2018: Kansas City
New Mexico | 34.4071 | 2018: Los Angeles
New York | 42.9538 | 2018: Chicago
North Carolina | 35.5557 | 2018: Daggett
North Dakota | 47.4501 | 2018: Seattle
Ohio | 40.2862 | 2018: Kansas City
Oklahoma | 35.5889 | 2018: Daggett
Oregon | 43.9336 | 2018: Chicago
Pennsylvania | 40.8781 | 2018: Chicago
Rhode Island | 41.6762 | 2018: Chicago
South Carolina | 33.9169 | 2018: Los Angeles
South Dakota | 44.4443 | 2018: Chicago
Tennessee | 35.858 | 2018: Daggett
Texas | 31.4757 | 2018: Los Angeles
Utah | 39.3055 | 2018: Kansas City
Vermont | 44.0687 | 2018: Chicago
Virginia | 37.5215 | 2018: Kansas City
Washington | 47.3826 | 2018: Seattle
West Virginia | 38.6409 | 2018: Kansas City
Wisconsin | 44.6243 | 2018: Chicago
Wyoming | 42.9957 | 2018: Chicago
Latitude (N)
Seattle | 47.6062
Chicago | 41.8781
Kansas City | 39.0997
Los Angeles | 34.0522
Daggett | 34.864
| 2018 | 2019 | 2020 | 2021 | 2022 | 2023 | 2024 | 2025 | 2026 | 2027 | 2028 | 2029 | 2030 | 2031 | 2032 | 2033 | 2034 | 2035 | 2036 | 2037 | 2038 | 2039 | 2040 | 2041 | 2042 | 2043 | 2044 | 2045 | 2046 | 2047 | 2048 | 2049 | 2050
Seattle | 21.8% | 21.96% | 22.11% | 22.27% | 22.42% | 22.57% | 22.73% | 22.88% | 23.04% | 23.19% | 23.35% | 23.5% | 23.65% | 23.77% | 23.88% | 23.99% | 24.1% | 24.21% | 24.32% | 24.43% | 24.54% | 24.65% | 24.76% | 24.87% | 24.98% | 25.09% | 25.21% | 25.32% | 25.43% | 25.54% | 25.65% | 25.76% | 25.87%
Chicago | 25.17% | 25.34% | 25.51% | 25.68% | 25.85% | 26.02% | 26.2% | 26.37% | 26.54% | 26.71% | 26.88% | 27.06% | 27.23% | 27.35% | 27.47% | 27.6% | 27.72% | 27.84% | 27.97% | 28.09% | 28.21% | 28.34% | 28.46% | 28.58% | 28.7% | 28.83% | 28.95% | 29.07% | 29.2% | 29.32% | 29.44% | 29.57% | 29.69%
Kansas City | 27.22% | 27.4% | 27.57% | 27.74% | 27.91% | 28.08% | 28.25% | 28.42% | 28.59% | 28.76% | 28.94% | 29.11% | 29.28% | 29.4% | 29.52% | 29.64% | 29.76% | 29.89% | 30.01% | 30.13% | 30.25% | 30.37% | 30.49% | 30.61% | 30.73% | 30.86% | 30.98% | 31.1% | 31.22% | 31.34% | 31.46% | 31.58% | 31.71%
Los Angeles | 31.89% | 32.05% | 32.22% | 32.38% | 32.55% | 32.71% | 32.88% | 33.04% | 33.21% | 33.37% | 33.54% | 33.7% | 33.87% | 33.98% | 34.09% | 34.21% | 34.32% | 34.43% | 34.55% | 34.66% | 34.78% | 34.89% | 35% | 35.12% | 35.23% | 35.34% | 35.46% | 35.57% | 35.69% | 35.8% | 35.91% | 36.03% | 36.14%
Daggett | 35.15% | 35.32% | 35.49% | 35.67% | 35.84% | 36.01% | 36.19% | 36.36% | 36.53% | 36.7% | 36.88% | 37.05% | 37.22% | 37.34% | 37.45% | 37.56% | 37.68% | 37.79% | 37.9% | 38.02% | 38.13% | 38.24% | 38.36% | 38.47% | 38.58% | 38.7% | 38.81% | 38.92% | 39.04% | 39.15% | 39.26% | 39.38% | 39.49%

## Table 4.8.B (hidden)
Table 4.08.B. Capacity Factors for Utility Scale Generators Primarily Using Non-Fossil Fuels
| Geothermal |  | Hydroelectric |  | Nuclear |  | Other Biomass |  | Other Gas |  | Solar |  |  |  | Wind |  | Wood
Year/Month | [10 empty] | Photovoltaic |  | Thermal
| Time Adjusted Capacity | Capacity Factor | Time Adjusted Capacity | Capacity Factor | Time Adjusted Capacity | Capacity Factor | Time Adjusted Capacity | Capacity Factor | Time Adjusted Capacity | Capacity Factor | Time Adjusted Capacity | Capacity Factor | Time Adjusted Capacity | Capacity Factor | Time Adjusted Capacity | Capacity Factor | Time Adjusted Capacity | Capacity Factor
Annual Data
2008 | 2225.4 | 74.3% | 77925.2 | 37.1% | 100754.9 | 91.1% | 4112.4 | 64.8% | 1882 | 46.8% | 42.8 | 19.2% | 507.5 | 19.5% | 19275.3 | 31.7% | 6970 | 63.6%
2009 | 2278 | 73% | 78500.4 | 39.6% | 101003.7 | 90.3% | 4183.9 | 65% | 1752.2 | 43.4% | 81.9 | 20% | 468.2 | 23.6% | 28996.9 | 28.1% | 6936.4 | 61.7%
2010 | 2392.1 | 71.6% | 78810.3 | 37.5% | 101167.4 | 91.1% | 4298.7 | 64.2% | 1929 | 50.5% | 206.8 | 20.2% | 473 | 24.5% | 35702.6 | 29.7% | 6991.5 | 61.5%
2011 | 2407.9 | 71.5% | 78564.7 | 45.8% | 101265.1 | 89.1% | 4469.8 | 64.2% | 1902.7 | 54.1% | 537 | 19% | 485.3 | 23.9% | 42019.2 | 32.1% | 7000.3 | 59.6%
2012 | 2531.8 | 68.3% | 78296.6 | 39.6% | 101166 | 86.6% | 4639.7 | 63.3% | 1802.8 | 59.6% | 1527.1 | 20.4% | 476 | 23.6% | 49458 | 31.8% | 7089.1 | 61.3%
2013 | 2509.5 | 71.8% | 78873.5 | 38.8% | 99006.8 | 90.8% | 4949.7 | 62.3% | 2171.6 | 55.9% | 3525.2 | 24.5% | 552.1 | 17.4% | 59175.6 | 32.4% | 7887.9 | 59%
2014 | 2513.3 | 72% | 79582.8 | 37.2% | 98569.3 | 91.7% | 5114.6 | 62.7% | 1994 | 54% | 6555.6 | 25.6% | 1445.3 | 18.3% | 60587.8 | 34% | 8319.7 | 60%
2015 | 2523 | 71.9% | 79650.8 | 35.7% | 98614.6 | 92.3% | 5104.5 | 62.6% | 2527.7 | 60.8% | 9521.6 | 25.5% | 1697.3 | 21.7% | 67106.2 | 32.2% | 9024.5 | 59.3%
2016 | 2516.6 | 71.6% | 79806 | 38.2% | 99364.8 | 92.3% | 5099.5 | 62.7% | 2458.8 | 64.8% | 14161.4 | 25% | 1757.9 | 22.1% | 74162.7 | 34.5% | 8979.8 | 58.3%
2017 | 2460.4 | 73.2% | 79698.8 | 43% | 99619.5 | 92.3% | 5125.6 | 61.8% | 2375.8 | 62.8% | 21940.9 | 25.6% | 1757.9 | 21.8% | 83355.6 | 34.6% | 8807.5 | 60.2%
2018 | 2391.5 | 76% | 79771.9 | 41.9% | 99605.2 | 92.5% | 5059 | 61.8% | 2543.9 | 65.4% | 27143.3 | 25.1% | 1757.9 | 23.6% | 89228.5 | 34.6% | 8760.2 | 60.6%
Year 2016
January | 2516.6 | 71.1% | 79588 | 43.2% | 98920.9 | 98.6% | 5074.6 | 61.6% | 2460.1 | 69.9% | 12223.1 | 15.1% | 1757.9 | 6.8% | 72600.5 | 33.9% | 8998.3 | 61.4%
February | 2516.6 | 71% | 79677.6 | 43.5% | 98920.9 | 95.3% | 5083.9 | 61.2% | 2460.1 | 70.5% | 12470.5 | 22.8% | 1757.9 | 19.5% | 73061.4 | 39.6% | 8996.9 | 61.7%
March | 2516.6 | 70.2% | 79734.6 | 46.2% | 98920.9 | 89.9% | 5080 | 60.9% | 2460.1 | 66.9% | 12611.2 | 24.7% | 1757.9 | 19.6% | 73059.9 | 40.1% | 8989.1 | 58.2%
April | 2516.6 | 66.7% | 79763.9 | 45% | 98920.9 | 88.1% | 5073.5 | 62.9% | 2460.1 | 67.7% | 12822 | 27.1% | 1757.9 | 20.9% | 73394.7 | 39.3% | 8986.1 | 52.4%
May | 2516.6 | 71.7% | 79801.3 | 42.9% | 98920.9 | 90.5% | 5104.2 | 65.1% | 2460.1 | 65.5% | 13298 | 30% | 1757.9 | 28.8% | 73582.3 | 34.1% | 8988.1 | 54%
June | 2516.6 | 69.1% | 79802.5 | 40.4% | 98920.9 | 94.2% | 5105.4 | 63.8% | 2460.1 | 62.4% | 13419.8 | 30.2% | 1757.9 | 33.5% | 73854.8 | 30.5% | 8988.1 | 58.4%
July | 2516.6 | 70% | 79839.1 | 36% | 100042.9 | 94.5% | 5111.9 | 63.4% | 2460.1 | 60.9% | 13635.3 | 31.5% | 1757.9 | 36.9% | 74276.5 | 31.8% | 8988.1 | 60.2%
August | 2516.6 | 70.7% | 79866.5 | 32.9% | 100042.9 | 96.1% | 5111 | 63.3% | 2456.9 | 62.3% | 14360.4 | 31.6% | 1757.9 | 29.2% | 74700.1 | 24.4% | 8970.1 | 61.4%
September | 2516.6 | 73.2% | 79866.3 | 28.5% | 100042.9 | 90.9% | 5112.2 | 61.2% | 2456.9 | 62.2% | 15298.1 | 28.4% | 1757.9 | 30.2% | 74721.5 | 30.4% | 8970.1 | 58.2%
October | 2516.6 | 72.3% | 79904.3 | 29.2% | 99564.8 | 81.7% | 5122.7 | 57.8% | 2456.9 | 59.3% | 16064.3 | 23.9% | 1757.9 | 19% | 74844.5 | 36.3% | 8970.1 | 54%
November | 2516.6 | 75.3% | 79910.8 | 32.7% | 99564.8 | 90.9% | 5125.6 | 65% | 2456.9 | 64.4% | 16477.2 | 20.3% | 1757.9 | 14.4% | 75455.5 | 35.3% | 8977.2 | 58.6%
December | 2516.6 | 77.7% | 79912.8 | 37.9% | 99564.8 | 96.8% | 5088.8 | 65.7% | 2456.9 | 66.4% | 17192 | 16.2% | 1757.9 | 7% | 76354.3 | 38.8% | 8936.1 | 61.7%
Year 2017
January | 2511.1 | 74.9% | 79657.2 | 44.9% | 99609.9 | 98.7% | 5095.1 | 64.2% | 2375.8 | 63.8% | 20249.8 | 14.6% | 1757.9 | 7.3% | 81337.2 | 34.2% | 8748.6 | 61.4%
February | 2511.1 | 73% | 79657.2 | 44.6% | 99609.9 | 95% | 5097.3 | 63.2% | 2375.8 | 65.4% | 20603.7 | 18.6% | 1757.9 | 11.6% | 81713 | 40.2% | 8748.6 | 61.6%
March | 2451.1 | 73.8% | 79657.2 | 50% | 99609.9 | 87.8% | 5097.3 | 61.1% | 2375.8 | 64.8% | 20792.6 | 26.7% | 1757.9 | 22.9% | 81962.1 | 41.8% | 8741.6 | 60%
April | 2451.1 | 75.6% | 79660.1 | 51.3% | 99609.9 | 79.2% | 5105.7 | 60% | 2375.8 | 61.8% | 21177.9 | 29.6% | 1757.9 | 24.8% | 83041.4 | 42.4% | 8789.1 | 56.4%
May | 2451.1 | 71% | 79660.1 | 55% | 99609.9 | 82.8% | 5122.7 | 62.5% | 2375.8 | 58.1% | 21700.6 | 33.1% | 1757.9 | 30.9% | 83182.1 | 37.2% | 8796.6 | 55%
June | 2451.1 | 72.4% | 79660.1 | 53.3% | 99609.9 | 93.5% | 5126.7 | 62.8% | 2375.8 | 59.1% | 22006.1 | 35.4% | 1757.9 | 37.9% | 83313.5 | 33.4% | 8802.9 | 60.6%
July | 2451.1 | 74.9% | 79667.4 | 44.8% | 99628.9 | 96.2% | 5145.2 | 61.7% | 2375.8 | 58.9% | 22242.6 | 31.5% | 1757.9 | 25.3% | 83498.6 | 25.8% | 8802.9 | 62.1%
August | 2451.1 | 74.4% | 79614.2 | 37.1% | 99628.9 | 97.7% | 5147.3 | 62% | 2375.8 | 65% | 22356.4 | 29.9% | 1757.9 | 27.5% | 83980.6 | 22.2% | 8856.4 | 63.3%
September | 2451.1 | 75.1% | 79761.5 | 33.3% | 99628.9 | 95% | 5147.2 | 59.4% | 2375.8 | 61.8% | 22547.7 | 28.7% | 1757.9 | 29.1% | 83980.6 | 29.5% | 8856.4 | 58.6%
October | 2451.1 | 66.2% | 79797.5 | 29.8% | 99628.9 | 89% | 5147.2 | 58.2% | 2375.8 | 62.1% | 22762.8 | 25.2% | 1757.9 | 24.1% | 84229.8 | 38.7% | 8856.4 | 57.4%
November | 2451.1 | 73.5% | 79797.1 | 34.6% | 99628.9 | 92.9% | 5143.9 | 62.3% | 2375.8 | 65.1% | 23095.3 | 18.1% | 1757.9 | 10.3% | 84483.3 | 36.6% | 8856.4 | 61.2%
December | 2446.3 | 74.2% | 79794.4 | 37.5% | 99628.9 | 99.4% | 5129.5 | 63.9% | 2375.8 | 67.4% | 23660 | 15.6% | 1757.9 | 9% | 85431.2 | 34.2% | 8830.9 | 65.3%
Year 2018
January | 2387.5 | 75.3% | 79771.8 | 42.2% | 99730.6 | 100.6% | 5108.5 | 62.2% | 2543.9 | 66.2% | 25311.1 | 16.3% | 1757.9 | 10% | 87552.6 | 38.7% | 8813 | 65.3%
February | 2403.5 | 78.9% | 79771.8 | 46.4% | 99730.6 | 96.7% | 5083.1 | 64.6% | 2543.9 | 66.6% | 25968.4 | 20.9% | 1757.9 | 16.1% | 88563.2 | 38.8% | 8813 | 62.5%
March | 2382.2 | 76.8% | 79785.3 | 43.6% | 99730.6 | 90.3% | 5086.1 | 62% | 2543.9 | 63.3% | 26067.6 | 24.3% | 1757.9 | 19.2% | 88787.7 | 40.1% | 8780.5 | 61.7%
April | 2392.2 | 69% | 79792.3 | 48.9% | 99730.6 | 82.4% | 5086.1 | 60.9% | 2543.9 | 61.6% | 26591.3 | 29.7% | 1757.9 | 24.4% | 88789.2 | 41.3% | 8780.5 | 55.6%
May | 2392.2 | 77.7% | 79753.3 | 51.3% | 99730.6 | 90.7% | 5083.5 | 59.4% | 2543.9 | 63.2% | 26859.7 | 31.8% | 1757.9 | 32.9% | 89086.2 | 36% | 8761.5 | 58%
June | 2392.2 | 75.5% | 79753.8 | 48.1% | 99730.6 | 97.1% | 5006.9 | 63% | 2543.9 | 64.1% | 27291.3 | 34.9% | 1757.9 | 41.7% | 89078.2 | 38.4% | 8775.5 | 61.7%
July | 2392.2 | 77% | 79751.6 | 42.3% | 99730.6 | 97.7% | 5050.2 | 62.3% | 2543.9 | 65.8% | 27451.7 | 31.1% | 1757.9 | 30.1% | 89227.2 | 24.7% | 8767.2 | 63.7%
August | 2392.2 | 76.8% | 79751.6 | 37.1% | 99730.6 | 97.4% | 5042.5 | 62.6% | 2543.9 | 68.7% | 27590.1 | 30.5% | 1757.9 | 32.5% | 89387.5 | 29.8% | 8748.7 | 62.2%
September | 2392.2 | 77.1% | 79751.6 | 33.4% | 99277.9 | 90.3% | 5042.5 | 58.3% | 2543.9 | 67.2% | 27674 | 27.7% | 1757.9 | 34.8% | 89469.5 | 28.6% | 8748.7 | 58.5%
October | 2392.2 | 71.5% | 79753.6 | 32.9% | 99277.9 | 80.4% | 5041.4 | 61% | 2543.9 | 64.3% | 27989.5 | 22.4% | 1757.9 | 20.7% | 89941.8 | 31.5% | 8748.7 | 56.5%
November | 2392.2 | 77.3% | 79753.6 | 38.1% | 99432.9 | 89.3% | 5039 | 62.3% | 2543.9 | 67.4% | 28158.3 | 17.3% | 1757.9 | 13.3% | 90282.8 | 33.8% | 8694.6 | 60.4%
December | 2387.9 | 79.4% | 79870.8 | 38.4% | 99432.9 | 96.9% | 5038.6 | 63.2% | 2543.9 | 67% | 28690.2 | 13.7% | 1757.9 | 7% | 90534.1 | 34.8% | 8694.6 | 61.4%
Values are final. Time adjusted capacity for month rows is the summer capacity of generators in operation for the entire month; units that began operation during the month or that retired during the month are excluded. Time adjusted capacity for year rows is a time weighted average of the month rows. Capacity factors are a comparison of net generation with available capacity. See the technical note for an explanation of how capacity factors are calculated. Sources: U.S. Energy Information Administration, Form EIA-923, Power Plant Operations Report; U.S. Energy Information Administration, Form EIA-860, 'Annual Electric Generator Report' and Form EIA-860M, 'Monthly Update to the Annual Electric Generator Report.'

## Gridlab Cap Factors (hidden)
CA
Raw |  | 2019 | 2020 | 2021 | 2022 | 2023 | 2024 | 2025 | 2026 | 2027 | 2028 | 2029 | 2030 | 2031 | 2032 | 2033 | 2034 | 2035 | 2036 | 2037 | 2038 | 2039 | 2040 | 2041 | 2042 | 2043 | 2044 | 2045 | 2046 | 2047 | 2048 | 2049 | 2050
solar PV | Utility PV | 0.3 | 0.29867 | 0.29833 | 0.29767 | 0.291 | 0.2905 | 0.2895 | 0.2885 | 0.286 | 0.2835 | 0.27925 | 0.2755 | 0.276 | 0.276 | 0.27375 | 0.2715 | 0.2695 | 0.268 | 0.26725 | 0.26575 | 0.26475 | 0.26375 | 0.264 | 0.2645 | 0.26475 | 0.265 | 0.265 | 0.26525 | 0.2655 | 0.26575 | 0.266 | 0.26575
offshore wind | Wind offshore | 0 | 0 | 0 | 0 | 0 | 0 | 0 | 0 | 0 | 0 | 0 | 0 | 0.414 | 0.414 | 0.397 | 0.394 | 0.393 | 0.389 | 0.387 | 0.386 | 0.386 | 0.385 | 0.393 | 0.399 | 0.403 | 0.407 | 0.41 | 0.409 | 0.408 | 0.407 | 0.406 | 0.405
onshore wind | Wind onshore | 0.27333 | 0.273 | 0.274 | 0.27467 | 0.27433 | 0.27433 | 0.27667 | 0.27867 | 0.28375 | 0.28 | 0.26825 | 0.25875 | 0.256 | 0.253 | 0.2535 | 0.25375 | 0.254 | 0.258 | 0.26175 | 0.2655 | 0.26925 | 0.27275 | 0.278 | 0.28375 | 0.29 | 0.297 | 0.30425 | 0.3035 | 0.3035 | 0.30325 | 0.30325 | 0.3035
Fix Zeros
solar PV | Utility PV | 0.3 | 0.29867 | 0.29833 | 0.29767 | 0.291 | 0.2905 | 0.2895 | 0.2885 | 0.286 | 0.2835 | 0.27925 | 0.2755 | 0.276 | 0.276 | 0.27375 | 0.2715 | 0.2695 | 0.268 | 0.26725 | 0.26575 | 0.26475 | 0.26375 | 0.264 | 0.2645 | 0.26475 | 0.265 | 0.265 | 0.26525 | 0.2655 | 0.26575 | 0.266 | 0.26575
offshore wind | Wind offshore | 0.24975 | 0.24975 | 0.24975 | 0.24975 | 0.24975 | 0.24975 | 0.24975 | 0.24975 | 0.24975 | 0.24975 | 0.24975 | 0.24975 | 0.414 | 0.414 | 0.397 | 0.394 | 0.393 | 0.389 | 0.387 | 0.386 | 0.386 | 0.385 | 0.393 | 0.399 | 0.403 | 0.407 | 0.41 | 0.409 | 0.408 | 0.407 | 0.406 | 0.405
onshore wind | Wind onshore | 0.27333 | 0.273 | 0.274 | 0.27467 | 0.27433 | 0.27433 | 0.27667 | 0.27867 | 0.28375 | 0.28 | 0.26825 | 0.25875 | 0.256 | 0.253 | 0.2535 | 0.25375 | 0.254 | 0.258 | 0.26175 | 0.2655 | 0.26925 | 0.27275 | 0.278 | 0.28375 | 0.29 | 0.297 | 0.30425 | 0.3035 | 0.3035 | 0.30325 | 0.30325 | 0.3035
| Average of Capacity factor (MWh/MW) | 2019: Column Labels
| Row Labels | 2010 | 2011 | 2012 | 2013 | 2014 | 2015 | 2016 | 2017 | 2018 | 2019 | 2020 | 2021 | 2022 | 2023 | 2024 | 2025 | 2026 | 2027 | 2028 | 2029 | 2030 | 2031 | 2032 | 2033 | 2034 | 2035 | 2036 | 2037 | 2038 | 2039 | 2040 | 2041 | 2042 | 2043 | 2044 | 2045 | 2046 | 2047 | 2048 | 2049 | 2050 | Grand Total
AL | AL | 0.38443 | 0.401 | 0.41743 | 0.37462 | 0.36312 | 0.37594 | 0.39335 | 0.35695 | 0.34937 | 0.35274 | 0.356 | 0.35295 | 0.34979 | 0.33737 | 0.32437 | 0.32242 | 0.32063 | 0.3109 | 0.3005 | 0.28919 | 0.264 | 0.25852 | 0.25129 | 0.24443 | 0.2391 | 0.23179 | 0.23089 | 0.23016 | 0.22953 | 0.22884 | 0.22826 | 0.22926 | 0.23026 | 0.23121 | 0.23221 | 0.23311 | 0.24065 | 0.24035 | 0.2402 | 0.2398 | 0.26617 | 0.2901
AL | Battery | [7 empty] | -0.001 | -0.001 | 0 | 0 | 0 | 0 | 0 | 0 | -0.01 | -0.02 | -0.033 | -0.046 | -0.048 | -0.0495 | -0.0465 | -0.0465 | -0.054 | -0.056 | -0.057 | -0.0595 | -0.061 | -0.0625 | -0.064 | -0.065 | -0.0635 | -0.062 | -0.061 | -0.0595 | -0.0585 | -0.056 | -0.054 | -0.052 | -0.0505 | -0.049 | -0.046107
AL | Biopower | 0.261 | 0.261 | 0.261 | 0.261 | 0.261 | 0.261 | 0.261 | 0.261 | 0.261 | 0.261 | 0.261 | 0.261 | 0.261 | 0.261 | 0.261 | 0.261 | 0.261 | 0.261 | 0.261 | 0.261 | 0.261 | 0.261 | 0.261 | 0.261 | 0.261 | 0.522 | 0.522 | 0.522 | 0.522 | 0.522 | 0.522 | 0.522 | 0.522 | 0.522 | 0.522 | 0.522 | 0.522 | 0.522 | 0.522 | 0.522 | 0.522 | 0.32427
AL | Coal | 0.81 | 0.691 | 0.572 | 0.6965 | 0.8305 | 0.7435 | 0.631 | 0.6715 | 0.712 | 0.658 | 0.604 | 0.6175 | 0.631 | 0.6225 | 0.614 | 0.713 | 0.8115 | 0.788 | 0.764 | 0.7565 | 0.652 | 0.589 | 0.509 | 0.509 | 0.509 | [16 empty] | 0.68098
AL | CSP
AL | Dist PV |  |  |  | 0.175 | 0.175 | 0.175 | 0.175 | 0.175 | 0.175 | 0.175 | 0.175 | 0.175 | 0.175 | 0.175 | 0.175 | 0.175 | 0.175 | 0.1385 | 0.119 | 0.1565 | 0.175 | 0.172 | 0.17 | 0.172 | 0.174 | 0.175 | 0.175 | 0.175 | 0.175 | 0.175 | 0.175 | 0.1745 | 0.174 | 0.1735 | 0.173 | 0.1725 | 0.1715 | 0.1705 | 0.17 | 0.169 | 0.1685 | 0.17089
AL | Gas CCGT | 0.368 | 0.6345 | 0.901 | 0.632 | 0.362 | 0.6315 | 0.9005 | 0.8205 | 0.7405 | 0.8195 | 0.8985 | 0.8665 | 0.834 | 0.7195 | 0.605 | 0.497 | 0.3885 | 0.334 | 0.2795 | 0.3005 | 0.3205 | 0.297 | 0.273 | 0.223 | 0.1735 | 0.124 | 0.1225 | 0.121 | 0.12 | 0.119 | 0.1175 | 0.123 | 0.1285 | 0.1335 | 0.139 | 0.144 | 0.14 | 0.1365 | 0.1325 | 0.1285 | 0.1245 | 0.38717
AL | Gas CT | 0.0035 | 0.0105 | 0.017 | 0.012 | 0.0065 | 0.011 | 0.015 | 0.012 | 0.0095 | 0.0075 | 0.0055 | 0.005 | 0.004 | 0.003 | 0.002 | 0.0025 | 0.003 | 0.004 | 0.0055 | 0.0055 | 0.0055 | 0.0025 | 0 | 0 | 0 | 0 | 0 | 0 | 0 | 0 | 0 | 0 | 0 | 0 | 0 | 0 | 0 | 0 | 0 | 0 | 0 | 0.0037654
AL | Geothermal
AL | Hydro | 0.3465 | 0.308 | 0.269 | 0.3185 | 0.368 | 0.326 | 0.284 | 0.284 | 0.284 | 0.2845 | 0.2845 | 0.2845 | 0.2845 | 0.2845 | 0.2845 | 0.2845 | 0.2845 | 0.2845 | 0.2845 | 0.2845 | 0.2845 | 0.285 | 0.285 | 0.285 | 0.285 | 0.285 | 0.285 | 0.285 | 0.285 | 0.285 | 0.285 | 0.285 | 0.285 | 0.285 | 0.285 | 0.285 | 0.285 | 0.285 | 0.285 | 0.285 | 0.285 | 0.29029
AL | Nuclear | 0.902 | 0.902 | 0.902 | 0.902 | 0.902 | 0.902 | 0.902 | 0.902 | 0.902 | 0.902 | 0.902 | 0.902 | 0.902 | 0.902 | 0.902 | 0.902 | 0.902 | 0.902 | 0.902 | 0.902 | 0.902 | 0.902 | 0.902 | 0.902 | 0.902 | 0.902 | 0.902 | 0.902 | 0.902 | 0.902 | 0.902 | 0.902 | 0.902 | 0.902 | 0.902 | 0.902 | 0.8995 | 0.8965 | 0.894 | 0.891 | 0.8885 | 0.90101
AL | Other | 0 | 0 | 0 | 0 | 0 | 0.0295 | 0.059 | 0.0295 | 0 | 0.009 | 0.018 | 0.009 | 0 | 0 | 0 | 0 | 0 | 0 | 0 | 0 | 0 | 0 | 0 | 0 | 0 | 0 | 0 | 0 | 0 | 0 | 0 | 0 | 0 | 0 | 0 | 0 | 0 | 0 | 0 | 0 | 0 | 0.0038025
AL | Utility PV | [5 empty] | 0.232 | 0.232 | 0.236 | 0.2355 | 0.2345 | 0.2335 | 0.2325 | 0.2315 | 0.2375 | 0.238 | 0.233 | 0.2305 | 0.2295 | 0.2285 | 0.236 | 0.235 | 0.236 | 0.2365 | 0.2315 | 0.2305 | 0.23 | 0.2295 | 0.229 | 0.2285 | 0.228 | 0.228 | 0.2275 | 0.227 | 0.2265 | 0.226 | 0.2255 | 0.225 | 0.2245 | 0.2245 | 0.224 | 0.2235 | 0.23043
AL | Wind offshore | Column Labels 2046: 0.388; Column Labels 2047: 0.388; Column Labels 2048: 0.388; Column Labels 2049: 0.388; Column Labels 2050: 0.388 | 0.388
AL | Wind onshore | Column Labels 2027: 0.368; Column Labels 2028: 0.368; Column Labels 2029: 0.364; Column Labels 2030: 0.36; Column Labels 2031: 0.311; Column Labels 2032: 0.303; Column Labels 2033: 0.2915; Column Labels 2034: 0.286; Column Labels 2035: 0.282; Column Labels 2036: 0.278; Column Labels 2037: 0.2745; Column Labels 2038: 0.2715; Column Labels 2039: 0.268; Column Labels 2040: 0.265; Column Labels 2041: 0.2685; Column Labels 2042: 0.272; Column Labels 2043: 0.276; Column Labels 2044: 0.2795; Column Labels 2045: 0.283; Column Labels 2046: 0.2865; Column Labels 2047: 0.2895; Column Labels 2048: 0.293; Column Labels 2049: 0.296; Column Labels 2050: 0.2995 | 0.29109
AR | AR | 0.34017 | 0.35308 | 0.36675 | 0.32357 | 0.30836 | 0.31719 | 0.33012 | 0.32412 | 0.31862 | 0.32631 | 0.29973 | 0.31071 | 0.30582 | 0.29782 | 0.28841 | 0.26267 | 0.26389 | 0.25944 | 0.261 | 0.24363 | 0.24326 | 0.23863 | 0.23389 | 0.23374 | 0.23353 | 0.20483 | 0.20394 | 0.20311 | 0.20211 | 0.20133 | 0.20028 | 0.20083 | 0.20122 | 0.20161 | 0.202 | 0.20244 | 0.203 | 0.20417 | 0.20611 | 0.20928 | 0.22782 | 0.2529
AR | Battery | [15 empty] | -0.068 | -0.068 | -0.074 | -0.075 | -0.065 | -0.0615 | -0.0635 | -0.0665 | -0.065 | -0.063 | -0.0615 | -0.0635 | -0.065 | -0.0665 | -0.067 | -0.068 | -0.0665 | -0.0655 | -0.0645 | -0.0635 | -0.0625 | -0.0615 | -0.06 | -0.0585 | -0.058 | -0.0565 | -0.063979
AR | Biopower | 0.359 | 0.359 | 0.359 | 0.359 | 0.359 | 0.359 | 0.359 | 0.359 | 0.359 | 0.359 | 0.359 | 0.359 | 0.359 | 0.359 | 0.359 | 0.359 | 0.359 | 0.359 | 0.359 | 0.359 | 0.359 | 0.359 | 0.359 | 0.359 | 0.359 | 0.359 | 0.359 | 0.359 | 0.359 | 0.359 | 0.359 | 0.359 | 0.359 | 0.359 | 0.359 | 0.359 | 0.3625 | 0.3695 | 0.3835 | 0.4095 | 0.4585 | 0.3636
AR | Coal | 0.846 | 0.801 | 0.762 | 0.804 | 0.846 | 0.689 | 0.504 | 0.59 | 0.6765 | 0.6155 | 0.262 | 0.298 | 0.334 | 0.333 | 0.332 | 0.433 | 0.653 | 0.726 | 0.846 | 0.845 | 0.845 | 0.795 | 0.745 | 0.745 | 0.745 | [16 empty] | 0.663
AR | CSP
AR | Dist PV |  |  |  | 0.1695 | 0.1695 | 0.1695 | 0.1695 | 0.1695 | 0.1695 | 0.1695 | 0.1695 | 0.1695 | 0.1695 | 0.1695 | 0.1695 | 0.1695 | 0.1695 | 0.1695 | 0.1695 | 0.1695 | 0.1695 | 0.1695 | 0.1695 | 0.1695 | 0.1695 | 0.1695 | 0.1695 | 0.1695 | 0.1695 | 0.1695 | 0.1695 | 0.1695 | 0.1695 | 0.1695 | 0.1695 | 0.1695 | 0.1695 | 0.1695 | 0.1695 | 0.1695 | 0.1695 | 0.1695
AR | Gas CCGT | 0.071 | 0.245 | 0.4185 | 0.2625 | 0.107 | 0.356 | 0.604 | 0.4985 | 0.3925 | 0.478 | 0.5635 | 0.5315 | 0.5 | 0.438 | 0.364 | 0.2675 | 0.171 | 0.1335 | 0.096 | 0.0885 | 0.081 | 0.069 | 0.0565 | 0.0525 | 0.0485 | 0.044 | 0.04 | 0.036 | 0.032 | 0.028 | 0.024 | 0.0245 | 0.025 | 0.025 | 0.0255 | 0.026 | 0.0275 | 0.029 | 0.0315 | 0.033 | 0.035 | 0.18
AR | Gas CT | 0.004 | 0.007 | 0.01 | 0.011 | 0.011 | 0.032 | 0.0545 | 0.0335 | 0.013 | 0.0265 | 0.0395 | 0.036 | 0.032 | 0.023 | 0.014 | 0.0115 | 0.009 | 0.007 | 0.005 | 0.0025 | 0.0005 | 0.0005 | 0 | 0 | 0 | 0 | 0 | 0 | 0 | 0 | 0 | 0 | 0 | 0 | 0 | 0 | 0 | 0 | 0 | 0 | 0 | 0.0093415
AR | Geothermal
AR | Hydro | 0.31 | 0.2555 | 0.2 | 0.208 | 0.215 | 0.229 | 0.243 | 0.243 | 0.243 | 0.2435 | 0.244 | 0.2445 | 0.245 | 0.245 | 0.245 | 0.245 | 0.245 | 0.244 | 0.2435 | 0.2435 | 0.2435 | 0.2435 | 0.2435 | 0.2435 | 0.2435 | 0.2435 | 0.2435 | 0.244 | 0.244 | 0.244 | 0.244 | 0.244 | 0.244 | 0.244 | 0.244 | 0.244 | 0.244 | 0.2445 | 0.2445 | 0.245 | 0.245 | 0.24288
AR | Nuclear | 0.902 | 0.902 | 0.902 | 0.902 | 0.902 | 0.902 | 0.902 | 0.902 | 0.902 | 0.902 | 0.902 | 0.902 | 0.902 | 0.902 | 0.902 | 0.902 | 0.902 | 0.902 | 0.902 | 0.902 | 0.902 | 0.902 | 0.902 | 0.902 | 0.902 | 0.902 | 0.902 | 0.902 | 0.902 | 0.902 | 0.902 | 0.902 | 0.902 | 0.902 | 0.902 | 0.902 | 0.902 | 0.902 | 0.902 | 0.902 | 0.902 | 0.902
AR | Other | 0 | 0 | 0 | 0 | 0 | 0.007 | 0.015 | 0.007 | 0 | 0.048 | 0.097 | 0.048 | 0 | 0 | 0 | 0 | 0 | 0 | 0 | 0 | 0 | 0 | 0 | 0 | 0 | 0 | 0 | 0 | 0 | 0 | 0 | 0 | 0 | 0 | 0 | 0 | 0 | 0 | 0 | 0 |  | 0.00555
AR | Utility PV | [5 empty] | 0.2485 | 0.2485 | 0.245 | 0.2445 | 0.2435 | 0.242 | 0.244 | 0.2435 | 0.2425 | 0.241 | 0.24 | 0.2395 | 0.2385 | 0.2375 | 0.2365 | 0.2345 | 0.2335 | 0.2325 | 0.233 | 0.2325 | 0.2325 | 0.2335 | 0.2335 | 0.233 | 0.233 | 0.232 | 0.231 | 0.2295 | 0.2285 | 0.2275 | 0.2265 | 0.226 | 0.226 | 0.2255 | 0.2255 | 0.2265 | 0.23531
AR | Wind offshore
AR | Wind onshore | [11 empty] | 0.4325 | 0.4325 | 0.437 | 0.442 | 0.438 | 0.4385 | 0.4065 | 0.402 | 0.4065 | 0.411 | 0.407 | 0.404 | 0.4045 | 0.405 | 0.4055 | 0.4025 | 0.4 | 0.397 | 0.3945 | 0.391 | 0.395 | 0.3985 | 0.402 | 0.405 | 0.4085 | 0.408 | 0.408 | 0.408 | 0.408 | 0.4075 | 0.4102
AZ | AZ | 0.26157 | 0.26146 | 0.26717 | 0.2934 | 0.2918 | 0.2906 | 0.2892 | 0.26759 | 0.26767 | 0.25714 | 0.25518 | 0.25229 | 0.25043 | 0.2421 | 0.23997 | 0.23737 | 0.23467 | 0.2338 | 0.23293 | 0.2316 | 0.2315 | 0.22563 | 0.2161 | 0.21343 | 0.21087 | 0.17564 | 0.19104 | 0.19457 | 0.19582 | 0.19618 | 0.2033 | 0.20456 | 0.20574 | 0.20685 | 0.20778 | 0.19904 | 0.19852 | 0.19824 | 0.19776 | 0.19756 | 0.19736 | 0.22932
AZ | Battery | [7 empty] | 0 | 0 | -0.0073333 | -0.0073333 | -0.017 | -0.024 | -0.027 | -0.0275 | -0.033 | -0.0355 | -0.03925 | -0.04325 | -0.0455 | -0.0475 | -0.049 | -0.05 | -0.05075 | -0.05175 | -0.052 | -0.0525 | -0.05275 | -0.05275 | -0.05275 | -0.053 | -0.052 | -0.05075 | -0.05 | -0.0495 | -0.04875 | -0.0485 | -0.04825 | -0.04825 | -0.048 | -0.04775 | -0.042164
AZ | Biopower | 0.123 | 0.143 | 0.162 | 0.162 | 0.162 | 0.138 | 0.111 | 0.111 | 0.111 | 0.111 | 0.111 | 0.111 | 0.111 | 0.111 | 0.111 | 0.111 | 0.111 | 0.111 | 0.111 | 0.111 | 0.111 | 0.111 | 0.111 | 0.111 | 0.111 | 0.111 | 0.107 | 0.103 | 0.099 | 0.096 | 0.092 | 0.09 | 0.088 | 0.087 | 0.085 | 0.084 | 0.084 | 0.084 | 0.084 | 0.084 | 0.084 | 0.1088
AZ | Coal | 0.846 | 0.846 | 0.846 | 0.846 | 0.846 | 0.828 | 0.8085 | 0.825 | 0.846 | 0.82 | 0.7865 | 0.801 | 0.8225 | 0.8335 | 0.845 | 0.8455 | 0.846 | 0.846 | 0.846 | 0.845 | 0.844 | 0.7805 | 0.6665 | 0.6665 | 0.6665 | [16 empty] | 0.81194
AZ | CSP | 0 | 0 | 0 | 0.328 | 0.3305 | 0.3305 | 0.3305 | 0.3305 | 0.3305 | 0.3305 | 0.3305 | 0.3305 | 0.3305 | 0.3305 | 0.3305 | 0.3305 | 0.3305 | 0.3305 | 0.3305 | 0.3305 | 0.3305 | 0.3305 | 0.3305 | 0.3305 | 0.3305 | 0.3305 | 0.5555 | 0.616 | 0.6445 | 0.661 | 0.6715 | 0.6805 | 0.69 | 0.6995 | 0.71 | 0.775 | 0.775 | 0.775 | 0.775 | 0.775 | 0.775 | 0.42273
AZ | Dist PV | 0.2205 | 0.2205 | 0.2205 | 0.2205 | 0.2205 | 0.2205 | 0.2205 | 0.2205 | 0.2205 | 0.2205 | 0.2205 | 0.2205 | 0.2205 | 0.2195 | 0.21875 | 0.20825 | 0.19825 | 0.205 | 0.21125 | 0.21575 | 0.2205 | 0.2205 | 0.2205 | 0.20425 | 0.1895 | 0.1745 | 0.1805 | 0.186 | 0.1915 | 0.1965 | 0.2015 | 0.20525 | 0.20925 | 0.213 | 0.21675 | 0.2205 | 0.2195 | 0.21875 | 0.21775 | 0.217 | 0.21625 | 0.21178
AZ | Gas CCGT | 0.1955 | 0.2245 | 0.253 | 0.272 | 0.2905 | 0.294 | 0.297 | 0.283 | 0.2695 | 0.2705 | 0.272 | 0.2325 | 0.1925 | 0.1725 | 0.1525 | 0.14 | 0.1285 | 0.119 | 0.11 | 0.1095 | 0.109 | 0.0795 | 0.0495 | 0.0475 | 0.0455 | 0.0435 | 0.039 | 0.0345 | 0.03 | 0.026 | 0.0215 | 0.0215 | 0.0215 | 0.0215 | 0.021 | 0.021 | 0.0195 | 0.0175 | 0.016 | 0.0145 | 0.013 | 0.12173
AZ | Gas CT | 0 | 0 | 0 | 0 | 0 | 0 | 0 | 0 | 0 | 0 | 0 | 0 | 0 | 0 | 0 | 0 | 0 | 0 | 0 | 0 | 0 | 0 | 0 | 0 | 0 | 0 | 0 | 0 | 0 | 0 | 0 | 0 | 0 | 0 | 0 | 0 | 0 | 0 | 0 | 0 | 0 | 0
AZ | Geothermal
AZ | Hydro | 0.2865 | 0.3165 | 0.347 | 0.3065 | 0.2665 | 0.2825 | 0.298 | 0.298 | 0.298 | 0.304 | 0.3095 | 0.309 | 0.309 | 0.3095 | 0.3105 | 0.31 | 0.3095 | 0.3085 | 0.307 | 0.3065 | 0.3065 | 0.3065 | 0.306 | 0.3065 | 0.307 | 0.3075 | 0.3075 | 0.3075 | 0.3075 | 0.3075 | 0.308 | 0.3075 | 0.3075 | 0.3075 | 0.307 | 0.307 | 0.3025 | 0.2985 | 0.294 | 0.2905 | 0.286 | 0.30435
AZ | Nuclear | 0.902 | 0.902 | 0.902 | 0.902 | 0.902 | 0.902 | 0.902 | 0.902 | 0.902 | 0.902 | 0.902 | 0.902 | 0.902 | 0.902 | 0.902 | 0.902 | 0.902 | 0.902 | 0.902 | 0.902 | 0.902 | 0.902 | 0.902 | 0.902 | 0.902 | 0.902 | 0.877 | 0.852 | 0.827 | 0.802 | 0.777 | 0.758 | 0.738 | 0.719 | 0.699 | 0.68 | 0.68 | 0.68 | 0.68 | 0.68 | 0.68 | 0.84344
AZ | Other | 0 | 0 | 0 | 0 | 0 | 0 | 0 | 0 | 0 | 0 | 0 | 0 | 0 | 0 | 0 | 0 | 0 | 0 | 0 | 0 | 0 | 0 | 0 | 0 | 0 | 0 | 0 | 0 | 0 | 0 | 0 | 0 | 0 | 0 | 0 | [6 empty] | 0
AZ | Utility PV | 0.309 | 0.30567 | 0.30567 | 0.30675 | 0.30625 | 0.305 | 0.30425 | 0.3035 | 0.30225 | 0.30225 | 0.301 | 0.2985 | 0.2975 | 0.29675 | 0.29575 | 0.29125 | 0.2885 | 0.2875 | 0.2855 | 0.28325 | 0.28075 | 0.2805 | 0.2805 | 0.279 | 0.27725 | 0.27575 | 0.2745 | 0.273 | 0.2715 | 0.27 | 0.2685 | 0.27125 | 0.273 | 0.27425 | 0.27525 | 0.27625 | 0.27625 | 0.277 | 0.277 | 0.27725 | 0.278 | 0.28639
AZ | Wind offshore
AZ | Wind onshore | 0.312 | 0.3285 | 0.3285 | 0.3285 | 0.3285 | 0.3265 | 0.325 | 0.3215 | 0.3175 | 0.334 | 0.3355 | 0.34 | 0.345 | 0.33367 | 0.32033 | 0.33 | 0.331 | 0.32667 | 0.32467 | 0.31267 | 0.31233 | 0.318 | 0.32033 | 0.31933 | 0.318 | 0.31633 | 0.317 | 0.31733 | 0.31733 | 0.317 | 0.31667 | 0.31933 | 0.32167 | 0.32433 | 0.32667 | 0.32967 | 0.33033 | 0.33167 | 0.333 | 0.335 | 0.337 | 0.32479
CA | CA | 0.33337 | 0.28769 | 0.266 | 0.26345 | 0.25761 | 0.25505 | 0.23657 | 0.2353 | 0.23438 | 0.22827 | 0.22484 | 0.21703 | 0.2155 | 0.21682 | 0.21695 | 0.21341 | 0.19171 | 0.18941 | 0.18403 | 0.18328 | 0.18221 | 0.19045 | 0.19228 | 0.1955 | 0.19915 | 0.20278 | 0.20233 | 0.2021 | 0.202 | 0.20233 | 0.20169 | 0.20133 | 0.20092 | 0.20049 | 0.20013 | 0.21054 | 0.21078 | 0.21116 | 0.21151 | 0.21173 | 0.21214 | 0.21648
CA | Battery |  | 0 | 0 | 0 | 0 | 0 | 0 | 0 | 0 | -0.004 | -0.0053333 | -0.00825 | -0.00875 | -0.0135 | -0.016 | -0.01975 | -0.023 | -0.032 | -0.04 | -0.04275 | -0.04525 | -0.04525 | -0.045 | -0.044 | -0.04225 | -0.04125 | -0.04125 | -0.0415 | -0.0415 | -0.0415 | -0.042 | -0.0425 | -0.043 | -0.0435 | -0.044 | -0.04425 | -0.04425 | -0.044 | -0.04375 | -0.044 | -0.0435 | -0.029827
CA | Biopower | 0.27825 | 0.24925 | 0.218 | 0.25125 | 0.28375 | 0.25125 | 0.2185 | 0.21725 | 0.21575 | 0.213 | 0.21 | 0.2125 | 0.215 | 0.215 | 0.215 | 0.216 | 0.217 | 0.22475 | 0.23225 | 0.24875 | 0.265 | 0.26075 | 0.25675 | 0.293 | 0.33025 | 0.36775 | 0.36725 | 0.36725 | 0.36925 | 0.37475 | 0.428 | 0.421 | 0.41367 | 0.406 | 0.39767 | 0.389 | 0.38067 | 0.37233 | 0.36367 | 0.35433 | 0.34533 | 0.2891
CA | Coal | Column Labels 2010: 0.846; Column Labels 2011: 0.6955; Column Labels 2012: 0.423; Column Labels 2013: 0.423; Column Labels 2014: 0.846; Column Labels 2015: 0.846 | 0.6467
CA | CSP | 0 | 0 | 0 | 0 | 0 | 0 | 0 | 0 | 0 | 0 | 0 | 0 | 0 | 0 | 0 | 0 | 0 | 0 | 0 | 0.032 | 0.056667 | 0.084 | 0.10467 | 0.10967 | 0.11467 | 0.119 | 0.12267 | 0.127 | 0.13133 | 0.136 | 0.14067 | 0.16133 | 0.182 | 0.20233 | 0.223 | 0.73 | 0.73 | 0.73 | 0.73 | 0.73 | 0.73 | 0.097417
CA | Dist PV | 0.20275 | 0.20275 | 0.20275 | 0.20275 | 0.20275 | 0.20275 | 0.20275 | 0.20275 | 0.20275 | 0.20275 | 0.20275 | 0.20275 | 0.20275 | 0.20275 | 0.20275 | 0.20275 | 0.20275 | 0.20275 | 0.20275 | 0.20275 | 0.20275 | 0.201 | 0.19925 | 0.196 | 0.1925 | 0.189 | 0.1905 | 0.19175 | 0.193 | 0.19425 | 0.1955 | 0.184 | 0.1725 | 0.16125 | 0.15025 | 0.1395 | 0.147 | 0.154 | 0.16175 | 0.16875 | 0.17675 | 0.19064
CA | Gas CCGT | 0.73367 | 0.67133 | 0.60967 | 0.67067 | 0.731 | 0.71033 | 0.68967 | 0.683 | 0.67667 | 0.63967 | 0.60567 | 0.58333 | 0.56133 | 0.56967 | 0.578 | 0.54 | 0.502 | 0.44367 | 0.38567 | 0.348 | 0.31033 | 0.32567 | 0.34033 | 0.34233 | 0.34367 | 0.345 | 0.332 | 0.31967 | 0.30667 | 0.29367 | 0.28067 | 0.27033 | 0.25933 | 0.249 | 0.238 | 0.22767 | 0.22967 | 0.23267 | 0.235 | 0.23767 | 0.24067 | 0.43641
CA | Gas CT | 0.0045 | 0.003 | 0.00125 | 0.006 | 0.01025 | 0.005 | 0 | 0.00025 | 0.0005 | 0.00025 | 0 | 0 | 0 | 0 | 0 | 0 | 0 | 0 | 0 | 0 | 0 | 0 | 0 | 0 | 0 | 0 | 0 | 0 | 0 | 0 | 0 | 0 | 0 | 0 | 0 | 0 | 0 | 0 | 0 | 0 | 0 | 0.0007561
CA | Geothermal | 0.75 | 0.75 | 0.75 | 0.75 | 0.75 | 0.75 | 0.75 | 0.75 | 0.75 | 0.75 | 0.75 | 0.75 | 0.75 | 0.75 | 0.75 | 0.75 | 0.75 | 0.75 | 0.75 | 0.75 | 0.75 | 0.75 | 0.75 | 0.75 | 0.75 | 0.75 | 0.7495 | 0.7495 | 0.749 | 0.7485 | 0.748 | 0.7485 | 0.749 | 0.749 | 0.7495 | 0.7495 | 0.7495 | 0.7495 | 0.7495 | 0.749 | 0.749 | 0.74967
CA | Hydro | 0.256 | 0.229 | 0.236 | 0.19175 | 0.148 | 0.179 | 0.20975 | 0.20975 | 0.20975 | 0.18825 | 0.1875 | 0.1875 | 0.1875 | 0.18525 | 0.18325 | 0.17925 | 0.1755 | 0.17375 | 0.1715 | 0.17075 | 0.1695 | 0.17025 | 0.1705 | 0.1695 | 0.1685 | 0.1675 | 0.16775 | 0.168 | 0.1685 | 0.16875 | 0.16925 | 0.1675 | 0.16575 | 0.164 | 0.1625 | 0.16075 | 0.161 | 0.16125 | 0.1615 | 0.162 | 0.162 | 0.17915
CA | Nuclear | Column Labels 2010: 0.902; Column Labels 2011: 0.902; Column Labels 2012: 0.902; Column Labels 2013: 0.902; Column Labels 2014: 0.902; Column Labels 2015: 0.902; Column Labels 2016: 0.902; Column Labels 2017: 0.902; Column Labels 2018: 0.902; Column Labels 2019: 0.902; Column Labels 2020: 0.902; Column Labels 2021: 0.902; Column Labels 2022: 0.902; Column Labels 2023: 0.902; Column Labels 2024: 0.902; Column Labels 2025: 0.902 | 0.902
CA | Other | 0 | 0 | 0 | 0 | 0 | 0 | 0 | 0 | 0 | 0 | 0 | 0 | 0 | 0 | 0 | 0 | 0 | 0 | 0 | 0 | 0 | 0 | 0 | 0 | 0 | 0 | 0 | 0 | 0 | 0 | 0 | 0 | 0 | 0 | 0 | 0 | 0 | 0 | 0 | 0 | 0 | 0
CA | Utility PV | 0.303 | 0.30333 | 0.30333 | 0.30567 | 0.306 | 0.30433 | 0.30367 | 0.30267 | 0.30133 | 0.3 | 0.29867 | 0.29833 | 0.29767 | 0.291 | 0.2905 | 0.2895 | 0.2885 | 0.286 | 0.2835 | 0.27925 | 0.2755 | 0.276 | 0.276 | 0.27375 | 0.2715 | 0.2695 | 0.268 | 0.26725 | 0.26575 | 0.26475 | 0.26375 | 0.264 | 0.2645 | 0.26475 | 0.265 | 0.265 | 0.26525 | 0.2655 | 0.26575 | 0.266 | 0.26575 | 0.28005
CA | Wind offshore | Column Labels 2031: 0.414; Column Labels 2032: 0.414; Column Labels 2033: 0.397; Column Labels 2034: 0.394; Column Labels 2035: 0.393; Column Labels 2036: 0.389; Column Labels 2037: 0.387; Column Labels 2038: 0.386; Column Labels 2039: 0.386; Column Labels 2040: 0.385; Column Labels 2041: 0.393; Column Labels 2042: 0.399; Column Labels 2043: 0.403; Column Labels 2044: 0.407; Column Labels 2045: 0.41; Column Labels 2046: 0.409; Column Labels 2047: 0.408; Column Labels 2048: 0.407; Column Labels 2049: 0.406; Column Labels 2050: 0.405 | 0.3996
CA | Wind onshore | 0.29967 | 0.28833 | 0.28433 | 0.284 | 0.28367 | 0.28267 | 0.28233 | 0.27567 | 0.27367 | 0.27333 | 0.273 | 0.274 | 0.27467 | 0.27433 | 0.27433 | 0.27667 | 0.27867 | 0.28375 | 0.28 | 0.26825 | 0.25875 | 0.256 | 0.253 | 0.2535 | 0.25375 | 0.254 | 0.258 | 0.26175 | 0.2655 | 0.26925 | 0.27275 | 0.278 | 0.28375 | 0.29 | 0.297 | 0.30425 | 0.3035 | 0.3035 | 0.30325 | 0.30325 | 0.3035 | 0.27818
CO | CO | 0.21747 | 0.21933 | 0.22794 | 0.22644 | 0.22672 | 0.25094 | 0.26983 | 0.25026 | 0.24563 | 0.24337 | 0.241 | 0.23632 | 0.23326 | 0.2217 | 0.2243 | 0.2241 | 0.2231 | 0.2156 | 0.2082 | 0.20705 | 0.17779 | 0.17084 | 0.16374 | 0.16416 | 0.16495 | 0.13589 | 0.13461 | 0.13361 | 0.13256 | 0.13144 | 0.13061 | 0.14478 | 0.15356 | 0.15978 | 0.16417 | 0.17741 | 0.17688 | 0.17612 | 0.17529 | 0.17406 | 0.17276 | 0.19413
CO | Battery | [7 empty] | 0 | 0 | 0 | 0 | 0 | 0 | -0.0235 | -0.0235 | -0.03 | -0.037 | -0.048 | -0.057 | -0.0575 | -0.058 | -0.062 | -0.0665 | -0.0685 | -0.07 | -0.071 | -0.074 | -0.0745 | -0.074 | -0.0735 | -0.073 | -0.0725 | -0.0715 | -0.0705 | -0.07 | -0.0685 | -0.069 | -0.0685 | -0.0685 | -0.0685 | -0.068 | -0.056032
CO | Biopower | 0.129 | 0.171 | 0.204 | 0.147 | 0.115 | 0.115 | 0.115 | 0.115 | 0.115 | 0.115 | 0.115 | 0.115 | 0.115 | 0.115 | 0.115 | 0.115 | 0.115 | 0.115 | 0.115 | 0.115 | 0.115 | 0.115 | 0.115 | 0.177 | 0.246 | 0.325 | 0.323 | 0.32 | 0.317 | 0.314 | 0.312 | 0.299 | 0.287 | 0.274 | 0.262 | 0.249 | 0.23 | 0.208 | 0.185 | 0.159 | 0.131 | 0.1818
CO | Coal | 0.8095 | 0.7755 | 0.741 | 0.788 | 0.8385 | 0.7825 | 0.718 | 0.772 | 0.834 | 0.7445 | 0.6555 | 0.712 | 0.794 | 0.8105 | 0.8315 | 0.832 | 0.8245 | 0.804 | 0.783 | 0.782 | 0.82 | 0.766 | 0.713 | 0.713 | 0.713 | [16 empty] | 0.77756
CO | CSP |  | 0 | 0 | 0 | 0 | 0 | 0 | 0 | 0 | 0 | 0 | 0 | 0 | 0 | 0 | 0 | 0 | 0 | 0 | 0 | 0 | 0 | 0 | 0 | 0 | 0 | 0 | 0 | 0 | 0 | 0 | 0.254 | 0.412 | 0.52 | 0.598 | 0.657 | 0.657 | 0.657 | 0.657 | 0.657 | 0.657 | 0.14315
CO | Dist PV | 0.2015 | 0.2015 | 0.2015 | 0.2015 | 0.2015 | 0.2015 | 0.2015 | 0.2015 | 0.2015 | 0.2015 | 0.2015 | 0.2015 | 0.2015 | 0.2015 | 0.2015 | 0.2015 | 0.2015 | 0.2015 | 0.2015 | 0.2015 | 0.2015 | 0.2015 | 0.2015 | 0.2015 | 0.2015 | 0.2015 | 0.2015 | 0.2015 | 0.2015 | 0.2015 | 0.2015 | 0.2015 | 0.2015 | 0.2015 | 0.2015 | 0.2015 | 0.2015 | 0.2015 | 0.2015 | 0.2015 | 0.2015 | 0.2015
CO | Gas CCGT | 0.0185 | 0.1285 | 0.2065 | 0.1985 | 0.19 | 0.445 | 0.6615 | 0.556 | 0.45 | 0.516 | 0.582 | 0.4685 | 0.3545 | 0.3535 | 0.3525 | 0.358 | 0.3645 | 0.3325 | 0.3005 | 0.2945 | 0.2885 | 0.2535 | 0.2185 | 0.19 | 0.162 | 0.134 | 0.119 | 0.104 | 0.089 | 0.0735 | 0.059 | 0.061 | 0.0635 | 0.066 | 0.0685 | 0.071 | 0.065 | 0.0585 | 0.0525 | 0.046 | 0.0395 | 0.22961
CO | Gas CT | 0 | 0 | 0 | 0 | 0 | 0 | 0 | 0 | 0 | 0 | 0 | 0 | 0 | 0 | 0 | 0 | 0 | 0.0005 | 0.0005 | 0.0015 | 0.002 | 0.001 | 0 | 0.001 | 0.002 | 0.0035 | 0.0025 | 0.002 | 0.0015 | 0.0005 | 0 | 0 | 0 | 0 | 0 | 0 | 0 | 0 | 0 | 0 | 0 | 0.00045122
CO | Geothermal
CO | Hydro | 0.168 | 0.179 | 0.1895 | 0.1645 | 0.14 | 0.159 | 0.1785 | 0.1785 | 0.1785 | 0.1785 | 0.1785 | 0.1775 | 0.176 | 0.175 | 0.1735 | 0.1725 | 0.1715 | 0.164 | 0.1565 | 0.156 | 0.1565 | 0.158 | 0.1595 | 0.1625 | 0.1655 | 0.1685 | 0.1675 | 0.1665 | 0.1655 | 0.1645 | 0.1635 | 0.1625 | 0.161 | 0.16 | 0.1585 | 0.157 | 0.1615 | 0.166 | 0.171 | 0.1755 | 0.18 | 0.16746
CO | Nuclear
CO | Other | 0 | 0 | 0 | 0 | 0 | 0 | 0 | 0 | 0 | 0 | 0 | 0 | 0 | 0 | 0 | 0 | 0 | 0 | 0 | 0 | 0 | 0 | 0 | 0 | 0 | 0 | 0 | 0 | 0 | 0 | 0 | 0 | 0 | 0 | 0 | 0 | 0 | 0 | 0 | 0 | 0 | 0
CO | Utility PV | 0.28 | 0.279 | 0.2785 | 0.2775 | 0.2765 | 0.278 | 0.278 | 0.277 | 0.2765 | 0.2755 | 0.2735 | 0.2825 | 0.2835 | 0.283 | 0.282 | 0.281 | 0.2795 | 0.278 | 0.277 | 0.275 | 0.274 | 0.273 | 0.2715 | 0.271 | 0.2705 | 0.2695 | 0.268 | 0.267 | 0.2655 | 0.264 | 0.263 | 0.262 | 0.26 | 0.259 | 0.258 | 0.257 | 0.256 | 0.2555 | 0.255 | 0.2545 | 0.2545 | 0.27073
CO | Wind offshore
CO | Wind onshore | 0.3065 | 0.325 | 0.3325 | 0.3345 | 0.3365 | 0.335 | 0.3335 | 0.335 | 0.3355 | 0.3385 | 0.341 | 0.3455 | 0.349 | 0.3595 | 0.368 | 0.3685 | 0.369 | 0.366 | 0.3625 | 0.36 | 0.357 | 0.3575 | 0.357 | 0.357 | 0.356 | 0.3545 | 0.3655 | 0.376 | 0.3855 | 0.3955 | 0.4055 | 0.412 | 0.418 | 0.425 | 0.431 | 0.437 | 0.445 | 0.4515 | 0.4575 | 0.4625 | 0.467 | 0.375
CT | CT | 0.38175 | 0.36338 | 0.336 | 0.32067 | 0.31889 | 0.29564 | 0.29445 | 0.29064 | 0.28773 | 0.28591 | 0.28409 | 0.28718 | 0.313 | 0.32727 | 0.33036 | 0.32527 | 0.32009 | 0.31236 | 0.30564 | 0.29718 | 0.29264 | 0.28155 | 0.27027 | 0.27591 | 0.27591 | 0.27482 | 0.27109 | 0.26791 | 0.26418 | 0.25936 | 0.25282 | 0.25191 | 0.25055 | 0.24855 | 0.24555 | 0.24018 | 0.24173 | 0.24291 | 0.24427 | 0.24536 | 0.1808 | 0.28256
CT | Battery | [5 empty] | -0.001 | -0.001 | -0.001 | -0.001 | 0 | 0 | 0 | 0 | 0 | 0 | 0 | 0 | -0.03 | -0.061 | -0.069 | -0.078 | -0.078 | -0.079 | -0.058 | -0.057 | -0.057 | -0.07 | -0.071 | -0.071 | -0.071 | -0.071 | -0.07 | -0.07 | -0.069 | -0.068 | -0.068 | -0.055 | -0.043 | -0.03 | -0.017 | -0.004 | -0.039417
CT | Biopower | 0.471 | 0.463 | 0.454 | 0.426 | 0.402 | 0.394 | 0.385 | 0.385 | 0.385 | 0.385 | 0.385 | 0.383 | 0.38 | 0.38 | 0.38 | 0.38 | 0.38 | 0.38 | 0.38 | 0.38 | 0.38 | 0.38 | 0.38 | 0.387 | 0.395 | 0.402 | 0.386 | 0.366 | 0.339 | 0.301 | 0.242 | 0.225 | 0.203 | 0.174 | 0.132 | 0.067 | 0.061 | 0.054 | 0.047 | 0.04 | 0.032 | 0.31588
CT | Coal | Column Labels 2010: 0.354; Column Labels 2011: 0.211; Column Labels 2012: 0; Column Labels 2013: 0.015; Column Labels 2014: 0.03; Column Labels 2015: 0.015; Column Labels 2016: 0; Column Labels 2017: 0; Column Labels 2018: 0; Column Labels 2019: 0; Column Labels 2020: 0; Column Labels 2021: 0 | 0.052083
CT | CSP
CT | Dist PV | 0.156 | 0.156 | 0.156 | 0.156 | 0.156 | 0.156 | 0.156 | 0.156 | 0.156 | 0.156 | 0.156 | 0.156 | 0.156 | 0.156 | 0.156 | 0.156 | 0.156 | 0.156 | 0.156 | 0.156 | 0.156 | 0.156 | 0.156 | 0.156 | 0.156 | 0.156 | 0.156 | 0.156 | 0.156 | 0.156 | 0.156 | 0.156 | 0.156 | 0.156 | 0.156 | 0.156 | 0.156 | 0.156 | 0.156 | 0.156 | 0.156 | 0.156
CT | Gas CCGT | 0.839 | 0.848 | 0.854 | 0.855 | 0.855 | 0.855 | 0.855 | 0.811 | 0.778 | 0.755 | 0.736 | 0.709 | 0.683 | 0.719 | 0.755 | 0.699 | 0.643 | 0.566 | 0.489 | 0.463 | 0.436 | 0.348 | 0.26 | 0.236 | 0.212 | 0.188 | 0.182 | 0.175 | 0.169 | 0.162 | 0.156 | 0.157 | 0.159 | 0.16 | 0.162 | 0.163 | 0.164 | 0.164 | 0.164 | 0.164 | 0.164 | 0.46127
CT | Gas CT | 0.004 | 0.004 | 0.004 | 0.004 | 0.004 | 0.004 | 0.004 | 0.004 | 0.004 | 0.004 | 0.003 | 0.003 | 0.003 | 0.003 | 0.003 | 0.003 | 0.003 | 0.001 | 0 | 0 | 0 | 0 | 0 | 0 | 0 | 0 | 0 | 0 | 0 | 0 | 0 | 0 | 0 | 0 | 0 | 0 | 0 | 0 | 0 | 0 | 0 | 0.0015122
CT | Geothermal
CT | Hydro | 0.328 | 0.323 | 0.318 | 0.311 | 0.304 | 0.316 | 0.328 | 0.33 | 0.331 | 0.332 | 0.332 | 0.332 | 0.332 | 0.332 | 0.331 | 0.332 | 0.332 | 0.363 | 0.401 | 0.405 | 0.409 | 0.409 | 0.409 | 0.409 | 0.409 | 0.409 | 0.409 | 0.409 | 0.409 | 0.409 | 0.409 | 0.409 | 0.409 | 0.409 | 0.409 | 0.409 | 0.409 | 0.409 | 0.409 | 0.409 | 0.409 | 0.37322
CT | Nuclear | 0.902 | 0.902 | 0.902 | 0.902 | 0.902 | 0.902 | 0.902 | 0.902 | 0.902 | 0.902 | 0.902 | 0.902 | 0.902 | 0.902 | 0.902 | 0.902 | 0.902 | 0.902 | 0.902 | 0.902 | 0.902 | 0.902 | 0.902 | 0.902 | 0.902 | 0.902 | 0.902 | 0.902 | 0.902 | 0.902 | 0.902 | 0.902 | 0.902 | 0.902 | 0.902 | 0.902 | 0.902 | 0.902 | 0.902 | 0.902 |  | 0.902
CT | Other | 0 | 0 | 0 | 0 | 0 | 0 | 0 | 0 | 0 | 0 | 0 | 0 | 0 | 0 | 0 | 0 | 0 | 0 | 0 | 0 | 0 | 0 | 0 | 0 | 0 | 0 | 0 | 0 | 0 | 0 | 0 | 0 | 0 | 0 | 0 | 0 | 0 | 0 | 0 | 0 | 0 | 0
CT | Utility PV |  |  |  | 0.217 | 0.217 | 0.217 | 0.216 | 0.216 | 0.216 | 0.217 | 0.217 | 0.216 | 0.215 | 0.214 | 0.213 | 0.212 | 0.211 | 0.21 | 0.209 | 0.207 | 0.206 | 0.205 | 0.204 | 0.204 | 0.204 | 0.204 | 0.206 | 0.208 | 0.209 | 0.21 | 0.21 | 0.209 | 0.208 | 0.207 | 0.206 | 0.205 | 0.205 | 0.205 | 0.206 | 0.206 | 0.206 | 0.20982
CT | Wind offshore | [13 empty] | 0.435 | 0.435 | 0.435 | 0.435 | 0.435 | 0.435 | 0.385 | 0.378 | 0.386 | 0.393 | 0.394 | 0.395 | 0.395 | 0.395 | 0.394 | 0.393 | 0.392 | 0.392 | 0.393 | 0.394 | 0.395 | 0.396 | 0.397 | 0.397 | 0.397 | 0.397 | 0.397 | 0.397 | 0.40221
CT | Wind onshore | [5 empty] | 0.394 | 0.394 | 0.394 | 0.394 | 0.394 | 0.394 | 0.458 | 0.459 | 0.459 | 0.459 | 0.459 | 0.459 | 0.453 | 0.451 | 0.44 | 0.43 | 0.389 | 0.348 | 0.405 | 0.419 | 0.424 | 0.416 | 0.408 | 0.4 | 0.392 | 0.385 | 0.39 | 0.395 | 0.4 | 0.406 | 0.411 | 0.42 | 0.428 | 0.436 | 0.442 | 0.448 | 0.41814
DE | DE | 0.26683 | 0.257 | 0.23257 | 0.21629 | 0.19971 | 0.21443 | 0.22686 | 0.21071 | 0.19471 | 0.20314 | 0.21157 | 0.236 | 0.26557 | 0.25514 | 0.24457 | 0.22771 | 0.21357 | 0.20971 | 0.204 | 0.16375 | 0.15887 | 0.158 | 0.15737 | 0.1555 | 0.15413 | 0.15275 | 0.15175 | 0.15088 | 0.14988 | 0.149 | 0.14813 | 0.17044 | 0.17111 | 0.17189 | 0.17267 | 0.17322 | 0.17378 | 0.17356 | 0.17322 | 0.17256 | 0.17189 | 0.18909
DE | Battery | Column Labels 2029: -0.07; Column Labels 2030: -0.07; Column Labels 2031: -0.066; Column Labels 2032: -0.065; Column Labels 2033: -0.062; Column Labels 2034: -0.059; Column Labels 2035: -0.057; Column Labels 2036: -0.059; Column Labels 2037: -0.061; Column Labels 2038: -0.063; Column Labels 2039: -0.064; Column Labels 2040: -0.066; Column Labels 2041: -0.065; Column Labels 2042: -0.065; Column Labels 2043: -0.064; Column Labels 2044: -0.064; Column Labels 2045: -0.064; Column Labels 2046: -0.064; Column Labels 2047: -0.063; Column Labels 2048: -0.063; Column Labels 2049: -0.063; Column Labels 2050: -0.063 | -0.063636
DE | Biopower | 0.522 | 0.522 | 0.522 | 0.522 | 0.522 | 0.522 | 0.522 | 0.522 | 0.522 | 0.522 | 0.522 | 0.522 | 0.522 | 0.522 | 0.522 | 0.522 | 0.522 | 0.522 | 0.522 | 0.522 | 0.522 | 0.522 | 0.522 | 0.522 | 0.522 | 0.522 | 0.522 | 0.522 | 0.522 | 0.522 | 0.522 | 0.522 | 0.522 | 0.522 | 0.522 | 0.522 | 0.509 | 0.496 | 0.483 | 0.47 | 0.456 | 0.51722
DE | Coal | Column Labels 2010: 0.622; Column Labels 2011: 0.383; Column Labels 2012: 0.012; Column Labels 2013: 0.01; Column Labels 2014: 0.006; Column Labels 2015: 0.003; Column Labels 2016: 0; Column Labels 2017: 0; Column Labels 2018: 0; Column Labels 2019: 0; Column Labels 2020: 0; Column Labels 2021: 0 | 0.086333
DE | CSP
DE | Dist PV | 0.168 | 0.168 | 0.168 | 0.168 | 0.168 | 0.168 | 0.168 | 0.168 | 0.168 | 0.168 | 0.168 | 0.168 | 0.168 | 0.168 | 0.168 | 0.168 | 0.168 | 0.168 | 0.168 | 0.168 | 0.168 | 0.168 | 0.168 | 0.168 | 0.168 | 0.168 | 0.168 | 0.168 | 0.168 | 0.168 | 0.168 | 0.168 | 0.168 | 0.168 | 0.168 | 0.168 | 0.168 | 0.168 | 0.168 | 0.168 | 0.168 | 0.168
DE | Gas CCGT | 0.285 | 0.485 | 0.685 | 0.574 | 0.463 | 0.57 | 0.661 | 0.549 | 0.438 | 0.498 | 0.558 | 0.531 | 0.503 | 0.431 | 0.359 | 0.263 | 0.168 | 0.128 | 0.088 | 0.059 | 0.029 | 0.029 | 0.028 | 0.023 | 0.017 | 0.011 | 0.009 | 0.007 | 0.005 | 0.002 | 0 | 0 | 0 | 0 | 0 | 0 | 0.004 | 0.008 | 0.012 | 0.016 | 0.021 | 0.20773
DE | Gas CT | 0.004 | 0.004 | 0.004 | 0.004 | 0.004 | 0.004 | 0.004 | 0.004 | 0.004 | 0.004 | 0.004 | 0.004 | 0.004 | 0.004 | 0.003 | 0.002 | 0 | 0 | 0 | 0 | 0 | 0 | 0 | 0 | 0 | 0 | 0 | 0 | 0 | 0 | 0 | 0 | 0 | 0 | 0 | 0 | 0 | 0 | 0 | 0 | 0 | 0.0014878
DE | Geothermal
DE | Hydro
DE | Nuclear
DE | Other | 0 | 0 | 0 | 0 | 0 | 0 | 0 | 0 | 0 | 0 | 0 | 0 | 0 | 0 | 0 | 0 | 0 | 0 | 0 | 0 | 0 | 0 | 0 | 0 | 0 | 0 | 0 | 0 | 0 | 0 | 0 | 0 | 0 | 0 | 0 | 0 | 0 | 0 | 0 | 0 | 0 | 0
DE | Utility PV |  | 0.237 | 0.237 | 0.236 | 0.235 | 0.234 | 0.233 | 0.232 | 0.231 | 0.23 | 0.229 | 0.228 | 0.227 | 0.226 | 0.225 | 0.224 | 0.222 | 0.235 | 0.236 | 0.235 | 0.234 | 0.228 | 0.226 | 0.228 | 0.231 | 0.233 | 0.231 | 0.23 | 0.229 | 0.228 | 0.227 | 0.226 | 0.225 | 0.224 | 0.223 | 0.221 | 0.222 | 0.222 | 0.223 | 0.223 | 0.223 | 0.22873
DE | Wind offshore | Column Labels 2041: 0.342; Column Labels 2042: 0.342; Column Labels 2043: 0.342; Column Labels 2044: 0.342; Column Labels 2045: 0.342; Column Labels 2046: 0.355; Column Labels 2047: 0.362; Column Labels 2048: 0.367; Column Labels 2049: 0.37; Column Labels 2050: 0.373 | 0.3537
DE | Wind onshore | [11 empty] | 0.435 | 0.435 | 0.435 | 0.435 | 0.415 | 0.415 | 0.415 | 0.414 | 0.396 | 0.388 | 0.383 | 0.38 | 0.365 | 0.354 | 0.345 | 0.343 | 0.341 | 0.338 | 0.336 | 0.334 | 0.341 | 0.348 | 0.355 | 0.363 | 0.37 | 0.37 | 0.369 | 0.369 | 0.369 | 0.369 | 0.3775
FL | FL | 0.30696 | 0.29557 | 0.28313 | 0.29791 | 0.2855 | 0.28059 | 0.26936 | 0.26192 | 0.26804 | 0.26192 | 0.26709 | 0.26283 | 0.25852 | 0.24339 | 0.22813 | 0.22752 | 0.23004 | 0.21833 | 0.21933 | 0.21015 | 0.20796 | 0.20974 | 0.21354 | 0.20971 | 0.20593 | 0.19607 | 0.19581 | 0.19567 | 0.19563 | 0.19574 | 0.19578 | 0.19641 | 0.19659 | 0.19659 | 0.19622 | 0.20285 | 0.20292 | 0.20304 | 0.20327 | 0.20369 | 0.2124 | 0.22731
FL | Battery | [7 empty] | 0 | 0 | 0 | 0 | 0 | 0 | -0.005 | -0.009 | -0.046 | -0.049 | -0.0515 | -0.0515 | -0.044333 | -0.044 | -0.044667 | -0.044667 | -0.045667 | -0.046667 | -0.048 | -0.050333 | -0.052333 | -0.054 | -0.055333 | -0.056333 | -0.055333 | -0.054333 | -0.053667 | -0.052667 | -0.052333 | -0.05 | -0.048 | -0.046333 | -0.044667 | -0.043333 | -0.0447
FL | Biopower | 0.41933 | 0.41533 | 0.41133 | 0.426 | 0.43767 | 0.41433 | 0.39067 | 0.39833 | 0.40667 | 0.40667 | 0.407 | 0.407 | 0.407 | 0.407 | 0.407 | 0.407 | 0.407 | 0.40833 | 0.40967 | 0.411 | 0.41267 | 0.41367 | 0.413 | 0.42633 | 0.44133 | 0.45733 | 0.458 | 0.45867 | 0.45867 | 0.45967 | 0.46 | 0.453 | 0.44433 | 0.435 | 0.424 | 0.41033 | 0.397 | 0.385 | 0.37433 | 0.366 | 0.36 | 0.41738
FL | Coal | 0.42267 | 0.24733 | 0.068 | 0.26133 | 0.45833 | 0.31733 | 0.10933 | 0.16967 | 0.24167 | 0.17267 | 0.156 | 0.1525 | 0.1495 | 0.172 | 0.196 | 0.234 | 0.2885 | 0.3015 | 0.3215 | 0.2885 | 0.2355 | 0.2295 | 0.37 | 0.37 | 0.37 | [16 empty] | 0.245
FL | CSP
FL | Dist PV | 0.18333 | 0.18333 | 0.18333 | 0.18333 | 0.18333 | 0.18333 | 0.18333 | 0.18333 | 0.18333 | 0.18333 | 0.18333 | 0.18333 | 0.18333 | 0.18333 | 0.18333 | 0.18333 | 0.18333 | 0.176 | 0.17133 | 0.17 | 0.169 | 0.17233 | 0.17467 | 0.178 | 0.18067 | 0.18333 | 0.18333 | 0.18333 | 0.18333 | 0.18333 | 0.18333 | 0.18333 | 0.18333 | 0.18333 | 0.18333 | 0.18333 | 0.18333 | 0.18333 | 0.18333 | 0.18333 | 0.18333 | 0.18151
FL | Gas CCGT | 0.403 | 0.511 | 0.61633 | 0.50267 | 0.38533 | 0.52733 | 0.685 | 0.65367 | 0.62367 | 0.64433 | 0.665 | 0.637 | 0.609 | 0.47833 | 0.34767 | 0.336 | 0.32467 | 0.32633 | 0.328 | 0.342 | 0.356 | 0.34567 | 0.33567 | 0.286 | 0.23667 | 0.18667 | 0.19133 | 0.196 | 0.201 | 0.20567 | 0.21067 | 0.21067 | 0.21033 | 0.20967 | 0.20833 | 0.20567 | 0.20967 | 0.214 | 0.218 | 0.22233 | 0.22633 | 0.36177
FL | Gas CT | 0.009 | 0.0093333 | 0.0093333 | 0.0076667 | 0.0066667 | 0.009 | 0.012 | 0.010333 | 0.0086667 | 0.0086667 | 0.0086667 | 0.006 | 0.003 | 0.0016667 | 0 | 0.001 | 0.0023333 | 0.0023333 | 0.0023333 | 0.0013333 | 0 | 0 | 0 | 0 | 0 | 0 | 0 | 0 | 0 | 0 | 0 | 0 | 0 | 0 | 0 | 0 | 0 | 0 | 0 | 0 | 0 | 0.0029344
FL | Geothermal
FL | Hydro | 0.371 | 0.346 | 0.32 | 0.384 | 0.448 | 0.416 | 0.385 | 0.385 | 0.385 | 0.386 | 0.388 | 0.391 | 0.393 | 0.393 | 0.393 | 0.393 | 0.393 | 0.393 | 0.393 | 0.393 | 0.393 | 0.393 | 0.393 | 0.393 | 0.393 | 0.393 | 0.393 | 0.393 | 0.393 | 0.393 | 0.393 | 0.393 | 0.393 | 0.393 | 0.393 | 0.393 | 0.393 | 0.393 | 0.393 | 0.393 | 0.393 | 0.39029
FL | Nuclear | 0.902 | 0.902 | 0.902 | 0.902 | 0.902 | 0.902 | 0.902 | 0.902 | 0.902 | 0.902 | 0.902 | 0.902 | 0.902 | 0.902 | 0.902 | 0.902 | 0.902 | 0.902 | 0.902 | 0.902 | 0.902 | 0.902 | 0.902 | 0.902 | 0.902 | 0.902 | 0.902 | 0.902 | 0.902 | 0.902 | 0.902 | 0.902 | 0.902 | 0.902 | 0.902 | 0.902 | 0.902 | 0.902 | 0.902 | 0.902 | 0.902 | 0.902
FL | Other | 0.012333 | 0.007 | 0 | 0 | 0 | 0 | 0 | 0 | 0 | 0 | 0 | 0 | 0 | 0 | 0 | 0 | 0 | 0 | 0 | 0 | 0 | 0 | 0 | 0 | 0 | 0 | 0 | 0 | 0 | 0 | 0 | 0 | 0 | 0 | 0 | 0 | 0 | 0 | 0 | 0 | 0 | 0.00049573
FL | Utility PV | 0.268 | 0.264 | 0.2615 | 0.2605 | 0.2585 | 0.2505 | 0.249 | 0.251 | 0.25133 | 0.25033 | 0.24967 | 0.249 | 0.24833 | 0.251 | 0.25167 | 0.24467 | 0.23867 | 0.23533 | 0.23167 | 0.23467 | 0.23733 | 0.237 | 0.23667 | 0.23333 | 0.231 | 0.22967 | 0.22833 | 0.22733 | 0.22633 | 0.22533 | 0.22367 | 0.22433 | 0.225 | 0.22567 | 0.226 | 0.22633 | 0.226 | 0.22567 | 0.226 | 0.22567 | 0.22533 | 0.2376
FL | Wind offshore | Column Labels 2033: 0.28; Column Labels 2034: 0.28; Column Labels 2035: 0.28; Column Labels 2036: 0.274; Column Labels 2037: 0.271; Column Labels 2038: 0.269; Column Labels 2039: 0.268; Column Labels 2040: 0.267; Column Labels 2041: 0.28; Column Labels 2042: 0.287; Column Labels 2043: 0.293; Column Labels 2044: 0.296; Column Labels 2045: 0.299; Column Labels 2046: 0.313; Column Labels 2047: 0.325; Column Labels 2048: 0.336; Column Labels 2049: 0.345; Column Labels 2050: 0.353 | 0.29533
FL | Wind onshore | Column Labels 2029: 0.248; Column Labels 2030: 0.248; Column Labels 2031: 0.2685; Column Labels 2032: 0.2705; Column Labels 2033: 0.231; Column Labels 2034: 0.23067; Column Labels 2035: 0.23067; Column Labels 2036: 0.22867; Column Labels 2037: 0.226; Column Labels 2038: 0.224; Column Labels 2039: 0.222; Column Labels 2040: 0.22; Column Labels 2041: 0.22667; Column Labels 2042: 0.23333; Column Labels 2043: 0.24; Column Labels 2044: 0.24667; Column Labels 2045: 0.25333; Column Labels 2046: 0.25667; Column Labels 2047: 0.25967; Column Labels 2048: 0.26267; Column Labels 2049: 0.266; Column Labels 2050: 0.269 | 0.24258
GA | GA | 0.33187 | 0.31567 | 0.29789 | 0.29567 | 0.30389 | 0.2798 | 0.2822 | 0.2889 | 0.2967 | 0.2803 | 0.2662 | 0.27564 | 0.27327 | 0.26636 | 0.25991 | 0.25564 | 0.25136 | 0.24445 | 0.24045 | 0.23591 | 0.23436 | 0.22109 | 0.2279 | 0.21625 | 0.21433 | 0.19918 | 0.19909 | 0.19927 | 0.19936 | 0.19964 | 0.19991 | 0.19827 | 0.198 | 0.19809 | 0.19873 | 0.19955 | 0.20245 | 0.20427 | 0.20527 | 0.20573 | 0.20582 | 0.23826
GA | Battery | [5 empty] | -0.001 | -0.001 | 0 | 0 | 0 | 0 | 0 | 0 | 0 | 0 | 0 | 0 | -0.004 | -0.007 | -0.007 | -0.007 | -0.007 |  | -0.054 | -0.054 | -0.054 | -0.058 | -0.061 | -0.062 | -0.063 | -0.064 | -0.063 | -0.062 | -0.062 | -0.061 | -0.061 | -0.057 | -0.054 | -0.051 | -0.049 | -0.047 | -0.0306
GA | Biopower | 0.674 | 0.473 | 0.309 | 0.221 | 0.185 | 0.196 | 0.205 | 0.168 | 0.143 | 0.099 | 0.075 | 0.075 | 0.075 | 0.075 | 0.075 | 0.075 | 0.075 | 0.074 | 0.073 | 0.073 | 0.073 | 0.073 | 0.073 | 0.072 | 0.071 | 0.071 | 0.071 | 0.072 | 0.072 | 0.073 | 0.073 | 0.073 | 0.073 | 0.072 | 0.072 | 0.072 | 0.071 | 0.071 | 0.07 | 0.07 | 0.069 | 0.12012
GA | Coal | 0.723 | 0.433 | 0.15 | 0.446 | 0.785 | 0.593 | 0.363 | 0.489 | 0.615 | 0.479 | 0.343 | 0.332 | 0.322 | 0.4 | 0.485 | 0.532 | 0.579 | 0.57 | 0.561 | 0.555 | 0.548 | 0.459 | 0.361 | 0.361 | 0.361 | [16 empty] | 0.4738
GA | CSP
GA | Dist PV | 0.177 | 0.177 | 0.177 | 0.177 | 0.177 | 0.177 | 0.177 | 0.177 | 0.177 | 0.177 | 0.177 | 0.177 | 0.177 | 0.177 | 0.177 | 0.177 | 0.177 | 0.177 | 0.177 | 0.177 | 0.177 | 0.177 | 0.177 | 0.177 | 0.177 | 0.177 | 0.177 | 0.177 | 0.177 | 0.177 | 0.177 | 0.177 | 0.177 | 0.177 | 0.177 | 0.177 | 0.177 | 0.177 | 0.177 | 0.177 | 0.177 | 0.177
GA | Gas CCGT | 0.076 | 0.518 | 0.823 | 0.577 | 0.331 | 0.587 | 0.842 | 0.82 | 0.797 | 0.814 | 0.832 | 0.816 | 0.8 | 0.647 | 0.494 | 0.405 | 0.316 | 0.293 | 0.27 | 0.281 | 0.292 | 0.234 | 0.175 | 0.165 | 0.155 | 0.145 | 0.15 | 0.155 | 0.159 | 0.164 | 0.169 | 0.181 | 0.193 | 0.204 | 0.216 | 0.228 | 0.222 | 0.217 | 0.211 | 0.206 | 0.2 | 0.37512
GA | Gas CT | 0.004 | 0.004 | 0.004 | 0.004 | 0.004 | 0.004 | 0.004 | 0.004 | 0.004 | 0.004 | 0.004 | 0.004 | 0.004 | 0.002 | 0 | 0 | 0 | 0 | 0 | 0 | 0 | 0 | 0 | 0 | 0 | 0 | 0 | 0 | 0 | 0 | 0 | 0 | 0 | 0 | 0 | 0 | 0 | 0 | 0 | 0 | 0 | 0.0013171
GA | Geothermal
GA | Hydro | 0.099 | 0.082 | 0.064 | 0.082 | 0.099 | 0.088 | 0.078 | 0.079 | 0.08 | 0.082 | 0.084 | 0.085 | 0.086 | 0.087 | 0.087 | 0.083 | 0.079 | 0.072 | 0.065 | 0.063 | 0.061 | 0.059 | 0.057 | 0.055 | 0.052 | 0.05 | 0.05 | 0.05 | 0.049 | 0.049 | 0.049 | 0.05 | 0.051 | 0.051 | 0.052 | 0.053 | 0.058 | 0.063 | 0.068 | 0.072 | 0.077 | 0.068293
GA | Nuclear | 0.902 | 0.902 | 0.902 | 0.902 | 0.902 | 0.902 | 0.902 | 0.902 | 0.902 | 0.902 | 0.902 | 0.902 | 0.902 | 0.902 | 0.902 | 0.902 | 0.902 | 0.902 | 0.902 | 0.902 | 0.902 | 0.902 | 0.902 | 0.902 | 0.902 | 0.902 | 0.902 | 0.902 | 0.902 | 0.902 | 0.902 | 0.902 | 0.902 | 0.902 | 0.902 | 0.902 | 0.889 | 0.876 | 0.864 | 0.851 | 0.838 | 0.89732
GA | Other | 0 | 0 | 0 | 0 | 0 | 0 | 0 | 0 | 0 | 0 | 0 | 0 | 0 | 0 | 0 | 0 | 0 | 0 | 0 | 0 | 0 | 0 | 0 | 0 | 0 | 0 | 0 | 0 | 0 | 0 | 0 | 0 | 0 | 0 | 0 | 0 | 0 | 0 | 0 | 0 | 0 | 0
GA | Utility PV |  | 0.252 | 0.252 | 0.252 | 0.252 | 0.252 | 0.252 | 0.25 | 0.249 | 0.246 | 0.245 | 0.243 | 0.242 | 0.242 | 0.241 | 0.24 | 0.239 | 0.238 | 0.237 | 0.235 | 0.233 | 0.233 | 0.232 | 0.232 | 0.231 | 0.231 | 0.23 | 0.23 | 0.229 | 0.228 | 0.228 | 0.227 | 0.225 | 0.224 | 0.223 | 0.222 | 0.221 | 0.22 | 0.22 | 0.219 | 0.218 | 0.23538
GA | Wind offshore | Column Labels 2033: 0.393; Column Labels 2034: 0.393; Column Labels 2035: 0.393; Column Labels 2036: 0.393; Column Labels 2037: 0.393; Column Labels 2038: 0.393; Column Labels 2039: 0.393; Column Labels 2040: 0.393; Column Labels 2041: 0.36; Column Labels 2042: 0.342; Column Labels 2043: 0.331; Column Labels 2044: 0.323; Column Labels 2045: 0.317; Column Labels 2046: 0.358; Column Labels 2047: 0.386; Column Labels 2048: 0.405; Column Labels 2049: 0.42; Column Labels 2050: 0.432 | 0.37878
GA | Wind onshore | [11 empty] | 0.398 | 0.398 | 0.398 | 0.398 | 0.398 | 0.398 | 0.367 | 0.367 | 0.316 | 0.299 | 0.302 | 0.302 | 0.292 | 0.284 | 0.276 | 0.275 | 0.274 | 0.274 | 0.273 | 0.272 | 0.274 | 0.277 | 0.28 | 0.282 | 0.285 | 0.288 | 0.291 | 0.294 | 0.297 | 0.3 | 0.3143
IA | IA | 0.37579 | 0.38253 | 0.38737 | 0.35568 | 0.35468 | 0.37246 | 0.39967 | 0.39142 | 0.38492 | 0.39504 | 0.38383 | 0.37804 | 0.37209 | 0.36308 | 0.35996 | 0.30078 | 0.28859 | 0.28611 | 0.28393 | 0.2723 | 0.26063 | 0.25563 | 0.25033 | 0.25022 | 0.25019 | 0.21446 | 0.21383 | 0.21321 | 0.21275 | 0.21233 | 0.21204 | 0.21146 | 0.211 | 0.21054 | 0.21 | 0.2095 | 0.21171 | 0.21225 | 0.21204 | 0.21117 | 0.20967 | 0.28392
IA | Battery | [15 empty] | -0.066667 | -0.066667 | -0.069667 | -0.070667 | -0.070333 | -0.069667 | -0.068 | -0.066667 | -0.065 | -0.063 | -0.061333 | -0.063667 | -0.066 | -0.067667 | -0.069333 | -0.070667 | -0.070667 | -0.070333 | -0.069667 | -0.069 | -0.068333 | -0.067333 | -0.066667 | -0.066 | -0.065667 | -0.065 | -0.067449
IA | Biopower | 0.522 | 0.522 | 0.522 | 0.5105 | 0.5045 | 0.5025 | 0.501 | 0.501 | 0.501 | 0.501 | 0.501 | 0.501 | 0.501 | 0.501 | 0.501 | 0.501 | 0.501 | 0.5025 | 0.504 | 0.508 | 0.5125 | 0.513 | 0.5135 | 0.512 | 0.5105 | 0.509 | 0.5125 | 0.5165 | 0.52 | 0.5235 | 0.527 | 0.5135 | 0.5 | 0.487 | 0.4735 | 0.46 | 0.449 | 0.436 | 0.4215 | 0.403 | 0.379 | 0.49516
IA | Coal | 0.80067 | 0.80233 | 0.80333 | 0.81233 | 0.822 | 0.81067 | 0.79933 | 0.80267 | 0.80567 | 0.808 | 0.81533 | 0.818 | 0.821 | 0.82267 | 0.82533 | 0.82533 | 0.82533 | 0.82233 | 0.82 | 0.724 | 0.628 | 0.583 | 0.53567 | 0.53567 | 0.53567 | [16 empty] | 0.76017
IA | CSP
IA | Dist PV |  |  |  | 0.165 | 0.165 | 0.165 | 0.165 | 0.165 | 0.165 | 0.165 | 0.165 | 0.165 | 0.165 | 0.165 | 0.165 | 0.165 | 0.165 | 0.165 | 0.165 | 0.165 | 0.165 | 0.165 | 0.165 | 0.165 | 0.165 | 0.165 | 0.165 | 0.165 | 0.165 | 0.165 | 0.165 | 0.165 | 0.165 | 0.165 | 0.165 | 0.165 | 0.165 | 0.165 | 0.165 | 0.165 | 0.165 | 0.165
IA | Gas CCGT | 0.022 | 0.0765 | 0.131 | 0.1105 | 0.0895 | 0.4135 | 0.737 | 0.6335 | 0.553 | 0.6535 | 0.754 | 0.676 | 0.598 | 0.555 | 0.5125 | 0.341 | 0.169 | 0.1475 | 0.127 | 0.111 | 0.0945 | 0.0955 | 0.0965 | 0.1055 | 0.1145 | 0.124 | 0.113 | 0.1015 | 0.0905 | 0.0795 | 0.068 | 0.0755 | 0.083 | 0.091 | 0.098 | 0.106 | 0.099 | 0.092 | 0.0855 | 0.0785 | 0.0715 | 0.22863
IA | Gas CT | 0.0016667 | 0.002 | 0.002 | 0.0036667 | 0.0046667 | 0.0083333 | 0.012 | 0.008 | 0.0046667 | 0.0046667 | 0.0046667 | 0.004 | 0.0033333 | 0.0036667 | 0.0036667 | 0.0036667 | 0.0036667 | 0.0036667 | 0.0036667 | 0.002 | 0 | 0 | 0 | 0 | 0 | 0 | 0 | 0 | 0 | 0 | 0 | 0 | 0 | 0 | 0 | 0 | 0 | 0 | 0 | 0 | 0 | 0.0021382
IA | Geothermal
IA | Hydro | 0.9195 | 0.8985 | 0.8775 | 0.872 | 0.866 | 0.878 | 0.89 | 0.8905 | 0.8905 | 0.8905 | 0.8905 | 0.8905 | 0.8905 | 0.8905 | 0.8905 | 0.8905 | 0.8905 | 0.8905 | 0.8905 | 0.8905 | 0.8905 | 0.8905 | 0.8905 | 0.8905 | 0.8905 | 0.8905 | 0.8905 | 0.8905 | 0.8905 | 0.8905 | 0.8905 | 0.8905 | 0.8905 | 0.8905 | 0.8905 | 0.8905 | 0.8905 | 0.8905 | 0.8905 | 0.8905 | 0.8905 | 0.88972
IA | Nuclear | Column Labels 2010: 0.902; Column Labels 2011: 0.902; Column Labels 2012: 0.902; Column Labels 2013: 0.902; Column Labels 2014: 0.902; Column Labels 2015: 0.902; Column Labels 2016: 0.902; Column Labels 2017: 0.902; Column Labels 2018: 0.902; Column Labels 2019: 0.902 | 0.902
IA | Other | 0 | 0 | 0 | 0 | 0 | 0 | 0 | 0 | 0 | 0 | 0 | 0 | 0 | 0 | 0 | 0 | 0 | 0 | 0 | 0 | 0 | 0 | 0 | 0 | 0 | 0 | 0 | 0 | 0 | 0 | 0 | 0 | 0 | 0 | 0 | 0 | 0 | 0 | 0 | 0 | 0 | 0
IA | Utility PV | [5 empty] | 0.2395 | 0.2395 | 0.2395 | 0.239 | 0.2375 | 0.2365 | 0.2355 | 0.2345 | 0.23433 | 0.23433 | 0.233 | 0.23167 | 0.23067 | 0.22933 | 0.22833 | 0.22733 | 0.226 | 0.225 | 0.224 | 0.22267 | 0.22167 | 0.22067 | 0.21933 | 0.21833 | 0.217 | 0.216 | 0.215 | 0.214 | 0.213 | 0.212 | 0.211 | 0.21 | 0.209 | 0.20767 | 0.20667 | 0.20567 | 0.22294
IA | Wind offshore
IA | Wind onshore | 0.30133 | 0.31967 | 0.327 | 0.33133 | 0.33533 | 0.33933 | 0.342 | 0.34533 | 0.34767 | 0.36033 | 0.36967 | 0.376 | 0.38067 | 0.38133 | 0.382 | 0.39167 | 0.398 | 0.396 | 0.39367 | 0.39533 | 0.39667 | 0.39533 | 0.39367 | 0.387 | 0.381 | 0.37467 | 0.378 | 0.38167 | 0.38567 | 0.39033 | 0.39567 | 0.396 | 0.397 | 0.397 | 0.39733 | 0.39733 | 0.427 | 0.445 | 0.458 | 0.46867 | 0.47767 | 0.38376
ID | ID | 0.22269 | 0.269 | 0.2765 | 0.28035 | 0.29971 | 0.27311 | 0.25011 | 0.24953 | 0.26272 | 0.2322 | 0.23255 | 0.221 | 0.21867 | 0.21733 | 0.216 | 0.21714 | 0.21824 | 0.22036 | 0.21577 | 0.21391 | 0.21191 | 0.22096 | 0.23187 | 0.24043 | 0.2497 | 0.26091 | 0.25774 | 0.25461 | 0.25152 | 0.24848 | 0.25664 | 0.24335 | 0.24157 | 0.23961 | 0.23761 | 0.2465 | 0.23632 | 0.22609 | 0.21586 | 0.20555 | 0.19518 | 0.23734
ID | Battery | [9 empty] | -0.046 | -0.046 | -0.016 | -0.014 | -0.011667 | -0.0093333 | -0.0093333 | -0.0096667 | -0.014667 | -0.018667 | -0.023667 | -0.028333 | -0.029 | -0.03 | -0.028333 | -0.028333 | -0.028333 | -0.027667 | -0.026667 | -0.025333 | -0.024333 | -0.0345 | -0.024667 | -0.024 | -0.023667 | -0.023333 | -0.022667 | -0.020333 | -0.018333 | -0.016333 | -0.015 | -0.014 | -0.022258
ID | Biopower | 0.087 | 0.066333 | 0.063 | 0.19733 | 0.324 | 0.191 | 0.057667 | 0.057667 | 0.057667 | 0.057667 | 0.057667 | 0.057667 | 0.057667 | 0.057667 | 0.057667 | 0.057667 | 0.057667 | 0.067 | 0.076667 | 0.081 | 0.085333 | 0.156 | 0.242 | 0.33467 | 0.43533 | 0.54933 | 0.546 | 0.54233 | 0.539 | 0.53533 | 0.532 | 0.50467 | 0.47733 | 0.45 | 0.42267 | 0.39567 | 0.329 | 0.26267 | 0.19633 | 0.12967 | 0.063333 | 0.2333
ID | Coal
ID | CSP
ID | Dist PV |  |  |  | 0.182 | 0.182 | 0.182 | 0.182 | 0.182 | 0.182 | 0.182 | 0.182 | 0.182 | 0.182 | 0.182 | 0.182 | 0.182 | 0.182 | 0.182 | 0.182 | 0.182 | 0.182 | 0.182 | 0.182 | 0.182 | 0.182 | 0.182 | 0.18033 | 0.179 | 0.17767 | 0.17633 | 0.175 | 0.17667 | 0.178 | 0.17933 | 0.18067 | 0.182 | 0.182 | 0.182 | 0.182 | 0.182 | 0.182 | 0.18108
ID | Gas CCGT | 0.094 | 0.4535 | 0.4425 | 0.5075 | 0.5725 | 0.5395 | 0.508 | 0.501 | 0.494 | 0.4995 | 0.505 | 0.477 | 0.448 | 0.432 | 0.4155 | 0.4275 | 0.44 | 0.381 | 0.322 | 0.3045 | 0.2865 | 0.2855 | 0.2845 | 0.2495 | 0.2145 | 0.18 | 0.1495 | 0.1185 | 0.088 | 0.0575 | 0.027 | 0.034 | 0.041 | 0.0475 | 0.0545 | 0.0615 | 0.06 | 0.0585 | 0.0565 | 0.055 | 0.0535 | 0.27384
ID | Gas CT | 0 | 0 | 0 | 0 | 0 | 0 | 0 | 0 | 0 | 0 | 0.0005 | 0 | 0 | 0 | 0 | 0 | 0 | 0 | 0 | 0 | 0 | 0 | 0 | 0 | 0 | 0 | 0 | 0 | 0 | 0 | 0 | 0 | 0 | 0 | 0 | 0 | 0 | 0 | 0 | 0 | 0 | 1.3158e-05
ID | Geothermal | 0.75 | 0.75 | 0.75 | 0.75 | 0.75 | 0.75 | 0.75 | 0.75 | 0.75 | 0.75 | 0.75 | 0.75 | 0.75 | 0.75 | 0.75 | 0.75 | 0.75 | 0.75 | 0.75 | 0.75 | 0.75 | 0.75 | 0.75 | 0.75 | 0.75 | 0.75 | 0.75 | 0.75 | 0.75 | 0.75 | 0.75 | 0.75 | 0.75 | 0.75 | 0.75 | 0.75 | 0.75 | 0.75 | 0.75 | 0.75 | 0.75 | 0.75
ID | Hydro | 0.39367 | 0.441 | 0.488 | 0.426 | 0.36467 | 0.383 | 0.40067 | 0.40067 | 0.40067 | 0.40133 | 0.40167 | 0.40167 | 0.40167 | 0.40167 | 0.40167 | 0.40167 | 0.40167 | 0.40167 | 0.40167 | 0.40167 | 0.40167 | 0.40167 | 0.40167 | 0.40167 | 0.40167 | 0.40167 | 0.40167 | 0.40167 | 0.40167 | 0.40167 | 0.40167 | 0.397 | 0.39333 | 0.389 | 0.38467 | 0.38033 | 0.36933 | 0.35767 | 0.34633 | 0.335 | 0.32333 | 0.39538
ID | Nuclear
ID | Other | Column Labels 2010: 0; Column Labels 2011: 0; Column Labels 2012: 0; Column Labels 2013: 0; Column Labels 2014: 0; Column Labels 2015: 0; Column Labels 2016: 0; Column Labels 2017: 0 | 0
ID | Utility PV | [5 empty] | 0.236 | 0.236 | 0.2435 | 0.2435 | 0.243 | 0.242 | 0.241 | 0.24 | 0.2385 | 0.2375 | 0.2365 | 0.2355 | 0.234 | 0.2335 | 0.2325 | 0.231 | 0.22533 | 0.225 | 0.22667 | 0.22633 | 0.22633 | 0.22567 | 0.22567 | 0.225 | 0.22467 | 0.22433 | 0.22333 | 0.22233 | 0.22133 | 0.22033 | 0.22 | 0.21967 | 0.22 | 0.22 | 0.22 | 0.22 | 0.22802
ID | Wind offshore
ID | Wind onshore | 0.301 | 0.2935 | 0.2915 | 0.2925 | 0.294 | 0.2915 | 0.2895 | 0.2905 | 0.2915 | 0.289 | 0.287 | 0.2895 | 0.292 | 0.292 | 0.292 | 0.293 | 0.2935 | 0.32 | 0.32033 | 0.31967 | 0.31833 | 0.31767 | 0.31733 | 0.31033 | 0.30433 | 0.29933 | 0.30033 | 0.301 | 0.30167 | 0.303 | 0.304 | 0.316 | 0.32767 | 0.33933 | 0.35033 | 0.36133 | 0.36333 | 0.365 | 0.367 | 0.369 | 0.371 | 0.31631
IL | IL | 0.29475 | 0.31573 | 0.33788 | 0.31297 | 0.30209 | 0.32489 | 0.34053 | 0.33729 | 0.33774 | 0.34106 | 0.33171 | 0.32888 | 0.32603 | 0.31935 | 0.31244 | 0.27208 | 0.26119 | 0.25346 | 0.24578 | 0.24243 | 0.23878 | 0.23521 | 0.21368 | 0.21165 | 0.20984 | 0.21268 | 0.21294 | 0.21335 | 0.21374 | 0.21403 | 0.21444 | 0.21929 | 0.21971 | 0.22023 | 0.22071 | 0.22137 | 0.22203 | 0.22269 | 0.22326 | 0.22383 | 0.18248 | 0.26046
IL | Battery |  |  |  | -0.008 | -0.008 | -0.001 | 0 | 0 | 0 | 0 | 0 | 0 | 0 | -0.003 | -0.005 | -0.04975 | -0.0515 | -0.05625 | -0.0565 | -0.06125 | -0.06225 | -0.063 | -0.0625 | -0.0615 | -0.05975 | -0.058 | -0.062 | -0.06475 | -0.067 | -0.0695 | -0.07125 | -0.0695 | -0.06775 | -0.06625 | -0.06475 | -0.063 | -0.05975 | -0.0565 | -0.05325 | -0.04975 | -0.047 | -0.0545
IL | Biopower | 0.49875 | 0.508 | 0.51875 | 0.51975 | 0.521 | 0.51975 | 0.51733 | 0.51667 | 0.51633 | 0.51633 | 0.51633 | 0.51633 | 0.51633 | 0.517 | 0.51767 | 0.519 | 0.52033 | 0.52267 | 0.525 | 0.52533 | 0.52567 | 0.52567 | 0.52533 | 0.51467 | 0.50433 | 0.49367 | 0.49967 | 0.50567 | 0.51167 | 0.51767 | 0.524 | 0.523 | 0.52167 | 0.52067 | 0.51933 | 0.51833 | 0.50433 | 0.48967 | 0.47433 | 0.458 | 0.3995 | 0.51143
IL | Coal | 0.476 | 0.405 | 0.3175 | 0.41475 | 0.545 | 0.48725 | 0.4255 | 0.45875 | 0.5265 | 0.47225 | 0.27533 | 0.279 | 0.283 | 0.28733 | 0.29167 | 0.29767 | 0.30333 | 0.28033 | 0.25633 | 0.23367 | 0.20267 | 0.17967 | 0.15633 | 0.15633 | 0.15633 | [16 empty] | 0.34154
IL | CSP
IL | Dist PV | 0.162 | 0.16325 | 0.16325 | 0.16325 | 0.16325 | 0.16325 | 0.16325 | 0.16325 | 0.16325 | 0.16325 | 0.16325 | 0.16325 | 0.16325 | 0.16325 | 0.16325 | 0.16325 | 0.16325 | 0.16325 | 0.16325 | 0.16325 | 0.16325 | 0.1605 | 0.159 | 0.155 | 0.1525 | 0.151 | 0.1545 | 0.15725 | 0.1595 | 0.1615 | 0.16325 | 0.16325 | 0.16325 | 0.16325 | 0.16325 | 0.16325 | 0.16075 | 0.15825 | 0.156 | 0.15375 | 0.1515 | 0.16091
IL | Gas CCGT | 0.050333 | 0.38267 | 0.72133 | 0.44 | 0.159 | 0.46433 | 0.73667 | 0.654 | 0.569 | 0.66333 | 0.75767 | 0.73933 | 0.72067 | 0.64167 | 0.56233 | 0.42467 | 0.28667 | 0.22467 | 0.16233 | 0.15233 | 0.14233 | 0.136 | 0.13033 | 0.13633 | 0.14233 | 0.14767 | 0.14033 | 0.133 | 0.12567 | 0.11833 | 0.111 | 0.11533 | 0.11933 | 0.12333 | 0.128 | 0.13233 | 0.13933 | 0.147 | 0.15467 | 0.162 | 0.16967 | 0.30164
IL | Gas CT | 0.00275 | 0.00625 | 0.0095 | 0.0085 | 0.0075 | 0.0125 | 0.01725 | 0.0165 | 0.01625 | 0.033 | 0.05 | 0.03975 | 0.02975 | 0.02625 | 0.0225 | 0.01675 | 0.01075 | 0.009 | 0.0065 | 0.00625 | 0.00575 | 0.00475 | 0.0035 | 0.0045 | 0.00525 | 0.00625 | 0.006 | 0.0065 | 0.00675 | 0.00675 | 0.00725 | 0.00725 | 0.0075 | 0.00725 | 0.00725 | 0.0075 | 0.00625 | 0.00525 | 0.00375 | 0.00225 | 0 | 0.011411
IL | Geothermal
IL | Hydro | 0.3615 | 0.347 | 0.332 | 0.31 | 0.287 | 0.358 | 0.4285 | 0.4285 | 0.4285 | 0.4285 | 0.4285 | 0.4285 | 0.4285 | 0.4285 | 0.4285 | 0.4285 | 0.4285 | 0.4285 | 0.4285 | 0.4285 | 0.4285 | 0.4285 | 0.4285 | 0.4285 | 0.4285 | 0.4285 | 0.4285 | 0.4285 | 0.4285 | 0.4285 | 0.4285 | 0.4285 | 0.4285 | 0.4285 | 0.4285 | 0.4285 | 0.4285 | 0.4285 | 0.4285 | 0.4285 | 0.4285 | 0.41446
IL | Nuclear | 0.902 | 0.902 | 0.902 | 0.902 | 0.902 | 0.902 | 0.902 | 0.902 | 0.902 | 0.902 | 0.902 | 0.902 | 0.902 | 0.902 | 0.902 | 0.902 | 0.902 | 0.902 | 0.902 | 0.902 | 0.902 | 0.902 | 0.902 | 0.881 | 0.86 | 0.839 | 0.8515 | 0.864 | 0.877 | 0.8895 | 0.902 | 0.889 | 0.8755 | 0.8625 | 0.848 | 0.834 | 0.834 | 0.834 | 0.834 | 0.834 |  | 0.88778
IL | Other | 0 | 0.0005 | 0.001 | 0.0005 | 0 | 0.00075 | 0.00125 | 0.00125 | 0 | 0.0045 | 0.00875 | 0.0045 | 0 | 0 | 0 | 0 | 0 | 0 | 0 | 0 | 0 | 0 | 0 | 0 | 0 | 0 | 0 | 0 | 0 | 0 | 0 | 0 | 0 | 0 | 0 | 0 | 0 | 0 | 0 | 0 | 0 | 0.00056098
IL | Utility PV | 0.233 | 0.233 | 0.233 | 0.232 | 0.231 | 0.2385 | 0.238 | 0.237 | 0.236 | 0.239 | 0.23967 | 0.238 | 0.237 | 0.23667 | 0.236 | 0.235 | 0.23367 | 0.236 | 0.23533 | 0.23433 | 0.23333 | 0.2345 | 0.23325 | 0.23225 | 0.23075 | 0.2295 | 0.2285 | 0.22725 | 0.226 | 0.225 | 0.22375 | 0.2235 | 0.224 | 0.2245 | 0.2245 | 0.22475 | 0.22425 | 0.22375 | 0.22325 | 0.22275 | 0.22225 | 0.23005
IL | Wind offshore | Column Labels 2041: 0.367; Column Labels 2042: 0.367; Column Labels 2043: 0.367; Column Labels 2044: 0.367; Column Labels 2045: 0.367; Column Labels 2046: 0.386; Column Labels 2047: 0.403; Column Labels 2048: 0.419; Column Labels 2049: 0.433; Column Labels 2050: 0.447 | 0.3923
IL | Wind onshore | 0.30575 | 0.3265 | 0.33575 | 0.336 | 0.336 | 0.3365 | 0.337 | 0.34 | 0.342 | 0.3565 | 0.365 | 0.36775 | 0.36975 | 0.373 | 0.37475 | 0.3885 | 0.39475 | 0.39 | 0.38525 | 0.38425 | 0.38325 | 0.376 | 0.369 | 0.36725 | 0.36575 | 0.36425 | 0.363 | 0.362 | 0.36075 | 0.3595 | 0.35825 | 0.365 | 0.371 | 0.378 | 0.3855 | 0.3935 | 0.40075 | 0.40825 | 0.416 | 0.425 | 0.4345 | 0.36955
IN | IN | 0.24394 | 0.27253 | 0.30137 | 0.26374 | 0.24887 | 0.27 | 0.30038 | 0.28072 | 0.27144 | 0.29642 | 0.31688 | 0.30577 | 0.29488 | 0.28488 | 0.27504 | 0.27778 | 0.27563 | 0.26263 | 0.24881 | 0.23785 | 0.22374 | 0.2217 | 0.21633 | 0.20896 | 0.20185 | 0.18564 | 0.18708 | 0.18844 | 0.18996 | 0.19132 | 0.19276 | 0.19324 | 0.19336 | 0.19344 | 0.19336 | 0.19332 | 0.20104 | 0.20015 | 0.19873 | 0.19715 | 0.19519 | 0.23586
IN | Battery | 0 | -0.018 | -0.036 | -0.025 | -0.013 | -0.006 | -0.0055 | -0.0026667 | -0.002 | -0.0026667 | -0.003 | -0.006 | -0.0093333 | -0.026667 | -0.044333 | -0.044667 | -0.046 | -0.052333 | -0.059333 | -0.055667 | -0.052667 | -0.056333 | -0.056 | -0.057333 | -0.057 | -0.056333 | -0.059333 | -0.062667 | -0.065 | -0.067667 | -0.070333 | -0.071 | -0.071667 | -0.071667 | -0.072 | -0.072333 | -0.067333 | -0.064 | -0.061667 | -0.06 | -0.059 | -0.046604
IN | Biopower | 0.522 | 0.522 | 0.522 | 0.522 | 0.522 | 0.522 | 0.522 | 0.522 | 0.522 | 0.522 | 0.522 | 0.522 | 0.522 | 0.522 | 0.522 | 0.522 | 0.522 | 0.522 | 0.522 | 0.522 | 0.522 | 0.522 | 0.522 | 0.5005 | 0.479 | 0.4575 | 0.4705 | 0.4835 | 0.4965 | 0.5095 | 0.522 | 0.5195 | 0.5165 | 0.5135 | 0.51 | 0.507 | 0.492 | 0.4775 | 0.463 | 0.4485 | 0.434 | 0.50748
IN | Coal | 0.724 | 0.666 | 0.6045 | 0.698 | 0.8075 | 0.7705 | 0.7205 | 0.711 | 0.702 | 0.6695 | 0.636 | 0.6575 | 0.7015 | 0.7185 | 0.7385 | 0.745 | 0.7535 | 0.6865 | 0.6175 | 0.532 | 0.408 | 0.385 | 0.313 | 0.313 | 0.313 | [16 empty] | 0.62368
IN | CSP
IN | Dist PV |  |  |  | 0.16 | 0.16 | 0.16 | 0.16 | 0.16 | 0.16 | 0.16 | 0.16 | 0.16 | 0.16 | 0.15767 | 0.15567 | 0.158 | 0.16 | 0.16 | 0.16 | 0.16 | 0.16 | 0.16 | 0.16 | 0.15033 | 0.143 | 0.13667 | 0.13767 | 0.13833 | 0.13933 | 0.13967 | 0.14033 | 0.14533 | 0.14967 | 0.15333 | 0.15667 | 0.16 | 0.16 | 0.16 | 0.16 | 0.16 | 0.16 | 0.15478
IN | Gas CCGT | 0.051333 | 0.29167 | 0.53167 | 0.37733 | 0.22333 | 0.444 | 0.66467 | 0.62533 | 0.58133 | 0.66233 | 0.744 | 0.69 | 0.63567 | 0.60267 | 0.57 | 0.55467 | 0.53933 | 0.47467 | 0.41067 | 0.364 | 0.31767 | 0.319 | 0.32033 | 0.286 | 0.251 | 0.21667 | 0.22233 | 0.22767 | 0.23333 | 0.239 | 0.24467 | 0.245 | 0.24533 | 0.24567 | 0.24567 | 0.246 | 0.233 | 0.21967 | 0.206 | 0.193 | 0.17933 | 0.37012
IN | Gas CT | 0.0033333 | 0.0036667 | 0.004 | 0.0043333 | 0.004 | 0.007 | 0.009 | 0.009 | 0.009 | 0.013333 | 0.018 | 0.016333 | 0.014333 | 0.015 | 0.015667 | 0.010667 | 0.0053333 | 0.0053333 | 0.005 | 0.003 | 0.001 | 0.0026667 | 0.004 | 0.0033333 | 0.0026667 | 0.002 | 0.003 | 0.0036667 | 0.0043333 | 0.005 | 0.006 | 0.006 | 0.0056667 | 0.0053333 | 0.0053333 | 0.005 | 0.0043333 | 0.0036667 | 0.003 | 0.0016667 | 0 | 0.0061707
IN | Geothermal
IN | Hydro | 0.59 | 0.5525 | 0.516 | 0.4785 | 0.441 | 0.4865 | 0.5315 | 0.5315 | 0.5315 | 0.5315 | 0.5315 | 0.5315 | 0.5315 | 0.5315 | 0.5315 | 0.5315 | 0.5315 | 0.5315 | 0.5315 | 0.5315 | 0.5315 | 0.5315 | 0.5315 | 0.5315 | 0.5315 | 0.5315 | 0.5315 | 0.5315 | 0.5315 | 0.5315 | 0.5315 | 0.5315 | 0.5315 | 0.5315 | 0.5315 | 0.5315 | 0.5315 | 0.5315 | 0.5315 | 0.5315 | 0.5315 | 0.52846
IN | Nuclear
IN | Other | 0 | 0.010667 | 0.023333 | 0.012 | 0 | 0.023 | 0.046667 | 0.027333 | 0 | 0.11333 | 0.226 | 0.17133 | 0.10767 | 0.063 | 0.017333 | 0.0086667 | 0 | 0 | 0 | 0 | 0 | 0 | 0 | 0 | 0 | 0 | 0 | 0 | 0 | 0 | 0 | 0 | 0 | 0 | 0 | 0 | 0 | 0 | 0 | 0 | 0 | 0.02074
IN | Utility PV |  | 0.241 | 0.241 | 0.23767 | 0.23733 | 0.23633 | 0.236 | 0.23533 | 0.23433 | 0.23333 | 0.23233 | 0.235 | 0.23467 | 0.23367 | 0.23233 | 0.23167 | 0.23033 | 0.23267 | 0.232 | 0.23033 | 0.22833 | 0.22733 | 0.226 | 0.22467 | 0.22267 | 0.22133 | 0.22033 | 0.21933 | 0.21867 | 0.21733 | 0.21633 | 0.21933 | 0.22067 | 0.22133 | 0.222 | 0.22233 | 0.22167 | 0.22133 | 0.22067 | 0.22033 | 0.22 | 0.22751
IN | Wind offshore | Column Labels 2046: 0.405; Column Labels 2047: 0.405; Column Labels 2048: 0.405; Column Labels 2049: 0.405; Column Labels 2050: 0.405 | 0.405
IN | Wind onshore | 0.311 | 0.315 | 0.318 | 0.32 | 0.322 | 0.323 | 0.323 | 0.326 | 0.327 | 0.361 | 0.364 | 0.364 | 0.364 | 0.3635 | 0.3635 | 0.382 | 0.387 | 0.38333 | 0.377 | 0.382 | 0.385 | 0.38367 | 0.38167 | 0.377 | 0.372 | 0.36733 | 0.367 | 0.36733 | 0.367 | 0.367 | 0.367 | 0.365 | 0.363 | 0.36133 | 0.35933 | 0.35767 | 0.37333 | 0.38633 | 0.39633 | 0.40533 | 0.41267 | 0.36996
KS | KS | 0.35425 | 0.36408 | 0.37275 | 0.34557 | 0.345 | 0.37033 | 0.3824 | 0.37481 | 0.37319 | 0.37012 | 0.36612 | 0.36031 | 0.35387 | 0.34594 | 0.338 | 0.28172 | 0.24865 | 0.24229 | 0.23647 | 0.23382 | 0.23141 | 0.22624 | 0.22118 | 0.21982 | 0.21829 | 0.21544 | 0.21588 | 0.21631 | 0.21681 | 0.21731 | 0.21781 | 0.21887 | 0.21981 | 0.22075 | 0.22156 | 0.1772 | 0.17507 | 0.17407 | 0.17353 | 0.17313 | 0.1726 | 0.26616
KS | Battery | [15 empty] | -0.061 | -0.061 | -0.066 | -0.0675 | -0.0675 | -0.068 | -0.0685 | -0.07 | -0.071 | -0.0725 | -0.0735 | -0.074 | -0.074 | -0.074 | -0.0745 | -0.0745 | -0.0735 | -0.0725 | -0.072 | -0.071 | -0.07 | -0.0695 | -0.069 | -0.068 | -0.067 | -0.066 | -0.069846
KS | Biopower | 0.522 | 0.522 | 0.522 | 0.522 | 0.522 | 0.522 | 0.522 | 0.522 | 0.522 | 0.522 | 0.522 | 0.522 | 0.522 | 0.522 | 0.522 | 0.522 | 0.522 | 0.522 | 0.522 | 0.522 | 0.522 | 0.522 | 0.522 | 0.497 | 0.472 | 0.447 | 0.462 | 0.477 | 0.492 | 0.507 | 0.522 | 0.522 | 0.522 | 0.522 | 0.522 | 0.522 | 0.497 | 0.471 | 0.445 | 0.419 | 0.393 | 0.50529
KS | Coal | 0.829 | 0.8205 | 0.811 | 0.822 | 0.8385 | 0.7945 | 0.748 | 0.792 | 0.8355 | 0.7545 | 0.666 | 0.661 | 0.6555 | 0.6295 | 0.6035 | 0.595 | 0.542 | 0.511 | 0.48 | 0.416 | 0.353 | 0.295 | 0.237 | 0.237 | 0.237 | [16 empty] | 0.65902
KS | CSP
KS | Dist PV |  |  |  | 0.1915 | 0.1915 | 0.1915 | 0.1915 | 0.1915 | 0.1915 | 0.1915 | 0.1915 | 0.1915 | 0.1915 | 0.1915 | 0.1915 | 0.1915 | 0.1915 | 0.1915 | 0.1915 | 0.1915 | 0.1915 | 0.1875 | 0.1845 | 0.187 | 0.1895 | 0.1915 | 0.188 | 0.1845 | 0.1815 | 0.179 | 0.1765 | 0.1805 | 0.1835 | 0.1865 | 0.189 | 0.1915 | 0.1915 | 0.1915 | 0.1915 | 0.1915 | 0.1915 | 0.18908
KS | Gas CCGT | 0.026 | 0.139 | 0.251 | 0.187 | 0.124 | 0.623 | 0.902 | 0.791 | 0.68 | 0.791 | 0.902 | 0.839 | 0.776 | 0.719 | 0.662 | 0.486 | 0.311 | 0.239 | 0.168 | 0.173 | 0.179 | 0.175 | 0.172 | 0.165 | 0.159 | 0.152 | 0.136 | 0.119 | 0.103 | 0.087 | 0.07 | 0.068 | 0.065 | 0.063 | 0.06 | 0.058 | 0.077 | 0.096 | 0.116 | 0.135 | 0.154 | 0.29751
KS | Gas CT | 0.001 | 0.002 | 0.0035 | 0.0045 | 0.005 | 0.005 | 0.005 | 0.0045 | 0.005 | 0.0055 | 0.0065 | 0.005 | 0.0035 | 0.0025 | 0.0015 | 0.001 | 0.0005 | 0 | 0 | 0 | 0 | 0 | 0 | 0 | 0 | 0 | 0 | 0 | 0 | 0 | 0 | 0 | 0 | 0 | 0 | 0 | 0 | 0 | 0 | 0 | 0 | 0.0015
KS | Geothermal
KS | Hydro | 0.534 | 0.508 | 0.499 | 0.52 | 0.54 | 0.518 | 0.496 | 0.496 | 0.496 | 0.496 | 0.496 | 0.496 | 0.496 | 0.496 | 0.496 | 0.496 | 0.496 | 0.496 | 0.496 | 0.496 | 0.496 | 0.496 | 0.496 | 0.496 | 0.496 | 0.496 | 0.496 | 0.496 | 0.496 | 0.496 | 0.496 | 0.496 | 0.496 | 0.496 | 0.496 | 0.496 | 0.496 | 0.496 | 0.496 | 0.496 | 0.496 | 0.49949
KS | Nuclear | 0.902 | 0.902 | 0.902 | 0.902 | 0.902 | 0.902 | 0.902 | 0.902 | 0.902 | 0.902 | 0.902 | 0.902 | 0.902 | 0.902 | 0.902 | 0.902 | 0.902 | 0.902 | 0.902 | 0.902 | 0.902 | 0.902 | 0.902 | 0.901 | 0.899 | 0.898 | 0.899 | 0.9 | 0.9 | 0.901 | 0.902 | 0.902 | 0.902 | 0.902 | 0.902 | [6 empty] | 0.90154
KS | Other | 0 | 0 | 0 | 0 | 0 | 0 | 0 | 0 | 0 | 0 | 0 | 0 | 0 | 0 | 0 | 0 | 0 | 0 | 0 | 0 | 0 | 0 | 0 | 0 | 0 | 0 | 0 | 0 | 0 | 0 | 0 | 0 | 0 | 0 | 0 | 0 | 0 | 0 | 0 | 0 | 0 | 0
KS | Utility PV | [5 empty] | 0.288 | 0.288 | 0.2865 | 0.2855 | 0.2845 | 0.283 | 0.287 | 0.287 | 0.286 | 0.285 | 0.2825 | 0.2805 | 0.28 | 0.279 | 0.277 | 0.276 | 0.273 | 0.271 | 0.2705 | 0.2705 | 0.27 | 0.2685 | 0.267 | 0.2655 | 0.264 | 0.262 | 0.262 | 0.262 | 0.262 | 0.2615 | 0.2615 | 0.2605 | 0.259 | 0.258 | 0.257 | 0.2555 | 0.27224
KS | Wind offshore
KS | Wind onshore | 0.3035 | 0.3265 | 0.335 | 0.3355 | 0.336 | 0.36 | 0.3685 | 0.3685 | 0.368 | 0.3695 | 0.371 | 0.3585 | 0.3455 | 0.3385 | 0.3315 | 0.3235 | 0.3155 | 0.319 | 0.323 | 0.332 | 0.3415 | 0.336 | 0.33 | 0.334 | 0.3365 | 0.339 | 0.348 | 0.357 | 0.366 | 0.3745 | 0.3835 | 0.388 | 0.393 | 0.398 | 0.403 | 0.408 | 0.3955 | 0.3925 | 0.3915 | 0.392 | 0.392 | 0.35679
KY | KY | 0.32727 | 0.30355 | 0.275 | 0.28494 | 0.30912 | 0.33061 | 0.31928 | 0.35489 | 0.36168 | 0.35584 | 0.35005 | 0.33368 | 0.33245 | 0.33077 | 0.3449 | 0.31091 | 0.32532 | 0.29248 | 0.27388 | 0.2633 | 0.26433 | 0.26563 | 0.26019 | 0.25154 | 0.24288 | 0.19942 | 0.19775 | 0.19662 | 0.19571 | 0.195 | 0.1945 | 0.19417 | 0.19371 | 0.19329 | 0.19275 | 0.19225 | 0.19333 | 0.19429 | 0.19496 | 0.1955 | 0.196 | 0.25691
KY | Battery | [15 empty] | -0.037 | -0.037 | -0.055667 | -0.056333 | -0.0485 | -0.04775 | -0.04975 | -0.05075 | -0.0515 | -0.052 | -0.052 | -0.05575 | -0.0585 | -0.06075 | -0.06275 | -0.06475 | -0.06275 | -0.06125 | -0.06 | -0.059 | -0.058 | -0.0545 | -0.05125 | -0.0485 | -0.04625 | -0.044 | -0.053929
KY | Biopower | 0.522 | 0.522 | 0.522 | 0.522 | 0.522 | 0.522 | 0.522 | 0.522 | 0.522 | 0.522 | 0.522 | 0.522 | 0.522 | 0.522 | 0.522 | 0.522 | 0.522 | 0.522 | 0.522 | 0.522 | 0.522 | 0.522 | 0.522 | 0.5 | 0.478 | 0.456 | 0.47 | 0.483 | 0.496 | 0.509 | 0.522 | 0.513 | 0.504 | 0.495 | 0.486 | 0.477 | 0.471 | 0.465 | 0.459 | 0.453 | 0.447 | 0.50463
KY | Coal | 0.795 | 0.66533 | 0.51767 | 0.646 | 0.79467 | 0.729 | 0.656 | 0.70733 | 0.77133 | 0.735 | 0.699 | 0.69867 | 0.69833 | 0.68933 | 0.68067 | 0.71633 | 0.75567 | 0.70133 | 0.64433 | 0.63567 | 0.64633 | 0.61233 | 0.6515 | 0.6515 | 0.6515 | [16 empty] | 0.68743
KY | CSP
KY | Dist PV |  |  |  | 0.162 | 0.162 | 0.162 | 0.162 | 0.162 | 0.162 | 0.162 | 0.162 | 0.162 | 0.162 | 0.16125 | 0.1605 | 0.14875 | 0.13975 | 0.14025 | 0.14025 | 0.13775 | 0.13575 | 0.1465 | 0.15425 | 0.1575 | 0.16 | 0.162 | 0.15325 | 0.1465 | 0.141 | 0.13675 | 0.13325 | 0.1335 | 0.1335 | 0.1335 | 0.1335 | 0.1335 | 0.1405 | 0.14675 | 0.15225 | 0.15725 | 0.162 | 0.15004
KY | Gas CCGT | [5 empty] | 0.902 | 0.902 | 0.902 | 0.902 | 0.902 | 0.902 | 0.902 | 0.902 | 0.902 | 0.902 | 0.8675 | 0.8325 | 0.6915 | 0.55 | 0.554 | 0.5575 | 0.6115 | 0.666 | 0.568 | 0.47 | 0.372 | 0.3765 | 0.381 | 0.3855 | 0.39 | 0.3945 | 0.3875 | 0.3805 | 0.3735 | 0.3665 | 0.36 | 0.3525 | 0.346 | 0.339 | 0.3315 | 0.325 | 0.58137
KY | Gas CT | 0.0035 | 0.04225 | 0.081 | 0.04225 | 0.00725 | 0.0355 | 0.052 | 0.03725 | 0.0215 | 0.021 | 0.02025 | 0.0135 | 0.007 | 0.007 | 0.00675 | 0.0055 | 0.0063333 | 0.004 | 0.002 | 0.0016667 | 0.001 | 0.0013333 | 0.0013333 | 0.001 | 0.00066667 | 0.00066667 | 0.00066667 | 0.00066667 | 0.00066667 | 0.00066667 | 0.00066667 | 0.00066667 | 0.00033333 | 0.00033333 | 0 | 0 | 0 | 0 | 0 | 0 | 0 | 0.012144
KY | Geothermal
KY | Hydro | 0.3395 | 0.326 | 0.313 | 0.42733 | 0.45433 | 0.43733 | 0.42033 | 0.42033 | 0.42033 | 0.42033 | 0.42067 | 0.42067 | 0.42067 | 0.42067 | 0.42067 | 0.42067 | 0.42067 | 0.42067 | 0.42067 | 0.42067 | 0.42067 | 0.42067 | 0.42067 | 0.42067 | 0.42067 | 0.42067 | 0.42067 | 0.42067 | 0.42067 | 0.42067 | 0.42067 | 0.42067 | 0.42067 | 0.42067 | 0.42067 | 0.42067 | 0.42067 | 0.42067 | 0.42067 | 0.42067 | 0.42067 | 0.41733
KY | Nuclear
KY | Other | Column Labels 2010: 0; Column Labels 2011: 0; Column Labels 2012: 0; Column Labels 2013: 0; Column Labels 2014: 0; Column Labels 2015: 0; Column Labels 2016: 0; Column Labels 2017: 0; Column Labels 2018: 0; Column Labels 2019: 0; Column Labels 2020: 0; Column Labels 2021: 0; Column Labels 2022: 0; Column Labels 2023: 0 | 0
KY | Utility PV | [5 empty] | 0.238 | 0.238 | 0.237 | 0.237 | 0.237 | 0.237 | 0.23875 | 0.23875 | 0.237 | 0.236 | 0.235 | 0.23425 | 0.23125 | 0.2305 | 0.22975 | 0.22975 | 0.22825 | 0.2265 | 0.22525 | 0.22425 | 0.22275 | 0.2215 | 0.22075 | 0.2195 | 0.21825 | 0.217 | 0.216 | 0.215 | 0.21475 | 0.214 | 0.213 | 0.2125 | 0.212 | 0.21125 | 0.21075 | 0.21 | 0.22382
KY | Wind offshore
KY | Wind onshore | Column Labels 2027: 0.355; Column Labels 2028: 0.355; Column Labels 2029: 0.343; Column Labels 2030: 0.34167; Column Labels 2031: 0.34133; Column Labels 2032: 0.34067; Column Labels 2033: 0.337; Column Labels 2034: 0.33367; Column Labels 2035: 0.33033; Column Labels 2036: 0.32767; Column Labels 2037: 0.325; Column Labels 2038: 0.32233; Column Labels 2039: 0.31933; Column Labels 2040: 0.317; Column Labels 2041: 0.32033; Column Labels 2042: 0.324; Column Labels 2043: 0.327; Column Labels 2044: 0.33033; Column Labels 2045: 0.33367; Column Labels 2046: 0.336; Column Labels 2047: 0.338; Column Labels 2048: 0.34; Column Labels 2049: 0.34233; Column Labels 2050: 0.34433 | 0.33379
LA | LA | 0.324 | 0.33336 | 0.3772 | 0.3689 | 0.3628 | 0.32658 | 0.33108 | 0.31715 | 0.31338 | 0.31123 | 0.30892 | 0.301 | 0.29729 | 0.292 | 0.29564 | 0.27931 | 0.28419 | 0.27881 | 0.24153 | 0.2352 | 0.23047 | 0.23253 | 0.23307 | 0.22573 | 0.21787 | 0.22457 | 0.2232 | 0.22167 | 0.2202 | 0.2188 | 0.21733 | 0.23244 | 0.23356 | 0.23438 | 0.23513 | 0.23581 | 0.23675 | 0.23725 | 0.23756 | 0.23781 | 0.19353 | 0.26204
LA | Battery | [5 empty] | 0 | 0 | 0 | -0.001 | 0 | 0 | 0 | 0 | 0 | 0 | -0.0375 | -0.043 | -0.0425 | -0.043 | -0.046 | -0.046 | -0.05 | -0.0515 | -0.054 | -0.0545 | -0.055 | -0.056 | -0.057 | -0.0575 | -0.0585 | -0.059 | -0.0585 | -0.058 | -0.057 | -0.056 | -0.0555 | -0.052 | -0.049 | -0.0465 | -0.044 | -0.042 | -0.042903
LA | Biopower | 0 | 0 | 0 | 0.036 | 0.072 | 0.036 | 0 | 0 | 0 | 0 | 0 | 0 | 0 | 0 | 0 | 0 | 0 | 0 | 0 | 0 | 0 | 0 | 0 | 0 | 0 | [16 empty] | 0.00576
LA | Coal | Column Labels 2010: 0.846; Column Labels 2011: 0.749; Column Labels 2012: 0.653; Column Labels 2013: 0.728; Column Labels 2014: 0.822; Column Labels 2015: 0.545; Column Labels 2016: 0.268; Column Labels 2017: 0.334; Column Labels 2018: 0.423; Column Labels 2019: 0.247; Column Labels 2020: 0.072; Column Labels 2021: 0.107; Column Labels 2022: 0.141; Column Labels 2023: 0.213; Column Labels 2024: 0.4; Column Labels 2025: 0.576; Column Labels 2026: 0.752; Column Labels 2027: 0.752 | 0.47933
LA | CSP
LA | Dist PV | 0.173 | 0.173 | 0.173 | 0.173 | 0.173 | 0.173 | 0.173 | 0.173 | 0.173 | 0.173 | 0.173 | 0.173 | 0.173 | 0.173 | 0.173 | 0.173 | 0.173 | 0.173 | 0.173 | 0.1385 | 0.1135 | 0.1305 | 0.145 | 0.155 | 0.1645 | 0.173 | 0.173 | 0.173 | 0.173 | 0.173 | 0.173 | 0.17 | 0.167 | 0.164 | 0.161 | 0.1585 | 0.1585 | 0.1585 | 0.1585 | 0.1585 | 0.1585 | 0.16479
LA | Gas CCGT | 0.4945 | 0.6365 | 0.7785 | 0.6535 | 0.529 | 0.6725 | 0.814 | 0.7935 | 0.7735 | 0.7805 | 0.788 | 0.7685 | 0.749 | 0.7155 | 0.682 | 0.656 | 0.6305 | 0.593 | 0.5555 | 0.5635 | 0.571 | 0.5635 | 0.5565 | 0.4915 | 0.425 | 0.3565 | 0.3505 | 0.344 | 0.3375 | 0.331 | 0.3245 | 0.3275 | 0.3295 | 0.332 | 0.3345 | 0.3375 | 0.3335 | 0.3295 | 0.326 | 0.3225 | 0.318 | 0.52609
LA | Gas CT | 0.0025 | 0.0035 | 0.005 | 0.0045 | 0.0045 | 0.0075 | 0.0105 | 0.027 | 0.032 | 0.0655 | 0.0995 | 0.097 | 0.095 | 0.075 | 0.0545 | 0.038 | 0.021 | 0.017 | 0.0125 | 0.01 | 0.008 | 0.0055 | 0.003 | 0.002 | 0.001 | 0 | 0 | 0 | 0 | 0 | 0 | 0 | 0 | 0 | 0 | 0 | 0 | 0 | 0 | 0 | 0 | 0.01711
LA | Geothermal
LA | Hydro | 0.649 | 0.563 | 0.477 | 0.534 | 0.592 | 0.56 | 0.528 | 0.528 | 0.528 | 0.528 | 0.528 | 0.528 | 0.528 | 0.528 | 0.528 | 0.528 | 0.528 | 0.528 | 0.528 | 0.528 | 0.528 | 0.528 | 0.528 | 0.528 | 0.528 | 0.528 | 0.528 | 0.528 | 0.528 | 0.528 | 0.528 | 0.528 | 0.528 | 0.528 | 0.528 | 0.528 | 0.528 | 0.528 | 0.528 | 0.528 | 0.528 | 0.53305
LA | Nuclear | 0.902 | 0.902 | 0.902 | 0.902 | 0.902 | 0.902 | 0.902 | 0.902 | 0.902 | 0.902 | 0.902 | 0.902 | 0.902 | 0.902 | 0.902 | 0.902 | 0.902 | 0.902 | 0.902 | 0.902 | 0.902 | 0.902 | 0.902 | 0.902 | 0.902 | 0.902 | 0.902 | 0.902 | 0.902 | 0.902 | 0.902 | 0.902 | 0.902 | 0.902 | 0.902 | 0.902 | 0.902 | 0.902 | 0.902 | 0.902 |  | 0.902
LA | Other | 0 | 0 | 0 | 0 | 0 | 0.081 | 0.191 | 0.111 | 0.006 | 0.069 | 0.131 | 0.091 | 0.05 | 0.025 | 0 | 0 | 0 | 0 | 0 | 0 | 0 | 0 | 0 | 0 | 0 | 0 | 0 | 0 | 0 | 0 | 0 | 0 | 0 | 0 | 0 | 0 | 0 | 0 | 0 | 0 | 0 | 0.017558
LA | Utility PV | [5 empty] | 0.262 | 0.262 | 0.261 | 0.259 | 0.262 | 0.262 | 0.2545 | 0.2535 | 0.2465 | 0.245 | 0.244 | 0.243 | 0.24 | 0.2385 | 0.235 | 0.231 | 0.232 | 0.2325 | 0.2315 | 0.23 | 0.2285 | 0.227 | 0.2255 | 0.224 | 0.2235 | 0.222 | 0.2215 | 0.222 | 0.2225 | 0.223 | 0.2235 | 0.223 | 0.2225 | 0.2215 | 0.221 | 0.2205 | 0.23371
LA | Wind offshore | Column Labels 2041: 0.383; Column Labels 2042: 0.383; Column Labels 2043: 0.383; Column Labels 2044: 0.383; Column Labels 2045: 0.383; Column Labels 2046: 0.397; Column Labels 2047: 0.406; Column Labels 2048: 0.412; Column Labels 2049: 0.416; Column Labels 2050: 0.419 | 0.3965
LA | Wind onshore | [15 empty] | 0.316 | 0.316 | 0.318 | 0.32 | 0.296 | 0.272 | 0.295 | 0.295 | 0.304 | 0.306 | 0.308 | 0.2645 | 0.262 | 0.2595 | 0.257 | 0.2545 | 0.2925 | 0.3015 | 0.307 | 0.312 | 0.316 | 0.3175 | 0.3185 | 0.32 | 0.3215 | 0.323 | 0.29756
MA | MA | 0.3515 | 0.3228 | 0.2891 | 0.3148 | 0.3546 | 0.3175 | 0.2803 | 0.245 | 0.2476 | 0.2447 | 0.16889 | 0.202 | 0.2024 | 0.2028 | 0.2032 | 0.2004 | 0.1978 | 0.1963 | 0.1946 | 0.1938 | 0.193 | 0.1887 | 0.1845 | 0.1825 | 0.1796 | 0.1768 | 0.1739 | 0.1711 | 0.1673 | 0.1628 | 0.1574 | 0.1566 | 0.1564 | 0.1564 | 0.1563 | 0.1566 | 0.1542 | 0.152 | 0.1495 | 0.1469 | 0.1442 | 0.20499
MA | Battery | [7 empty] | 0 | 0 | 0 | 0 | 0 | 0 | 0 | 0 | 0 | 0 | 0 | 0 | 0 | 0 | 0 | 0 | -0.002 | -0.005 | -0.007 | -0.016 | -0.024 | -0.033 | -0.042 | -0.05 | -0.061 | -0.064 | -0.066 | -0.067 | -0.067 | -0.069 | -0.069 | -0.069 | -0.07 | -0.07 | -0.025029
MA | Biopower | 0.486 | 0.489 | 0.492 | 0.504 | 0.516 | 0.504 | 0.492 | 0.492 | 0.492 | 0.457 | 0.427 | 0.427 | 0.427 | 0.427 | 0.427 | 0.427 | 0.427 | 0.427 | 0.427 | 0.427 | 0.427 | 0.43 | 0.434 | 0.435 | 0.436 | 0.438 | 0.427 | 0.414 | 0.395 | 0.369 | 0.33 | 0.331 | 0.331 | 0.332 | 0.332 | 0.333 | 0.304 | 0.274 | 0.244 | 0.212 | 0.179 | 0.4049
MA | Coal | Column Labels 2010: 0.672; Column Labels 2011: 0.348; Column Labels 2012: 0; Column Labels 2013: 0.331; Column Labels 2014: 0.805; Column Labels 2015: 0.463; Column Labels 2016: 0.121; Column Labels 2017: 0.121 | 0.35763
MA | CSP
MA | Dist PV | 0.159 | 0.159 | 0.159 | 0.159 | 0.159 | 0.159 | 0.159 | 0.159 | 0.159 | 0.159 | 0.159 | 0.159 | 0.159 | 0.159 | 0.159 | 0.159 | 0.159 | 0.159 | 0.159 | 0.159 | 0.159 | 0.159 | 0.159 | 0.159 | 0.159 | 0.159 | 0.159 | 0.159 | 0.159 | 0.159 | 0.159 | 0.159 | 0.159 | 0.159 | 0.159 | 0.159 | 0.159 | 0.159 | 0.159 | 0.159 | 0.159 | 0.159
MA | Gas CCGT | 0.651 | 0.663 | 0.675 | 0.586 | 0.497 | 0.478 | 0.458 | 0.349 | 0.252 | 0.25 | 0.249 | 0.247 | 0.246 | 0.251 | 0.256 | 0.231 | 0.207 | 0.194 | 0.181 | 0.178 | 0.174 | 0.137 | 0.1 | 0.09 | 0.08 | 0.07 | 0.063 | 0.056 | 0.049 | 0.041 | 0.034 | 0.037 | 0.04 | 0.043 | 0.046 | 0.049 | 0.046 | 0.044 | 0.041 | 0.038 | 0.035 | 0.20517
MA | Gas CT | 0.004 | 0.004 | 0.004 | 0.004 | 0.004 | 0.004 | 0.004 | 0.004 | 0.004 | 0.004 | 0.004 | 0.004 | 0.004 | 0.004 | 0.004 | 0.004 | 0.003 | 0.002 | 0 | 0 | 0 | 0 | 0 | 0 | 0 | 0 | 0 | 0 | 0 | 0 | 0 | 0 | 0 | 0 | 0 | 0 | 0 | 0 | 0 | 0 | 0 | 0.0016829
MA | Geothermal
MA | Hydro | 0.05 | 0.049 | 0.048 | 0.049 | 0.05 | 0.053 | 0.056 | 0.057 | 0.057 | 0.057 | 0.057 | 0.057 | 0.057 | 0.057 | 0.057 | 0.057 | 0.057 | 0.055 | 0.053 | 0.049 | 0.045 | 0.04 | 0.034 | 0.023 | 0.012 | 0.001 | -0.001 | -0.002 | -0.004 | -0.006 | -0.007 | -0.007 | -0.007 | -0.007 | -0.007 | -0.007 | -0.001 | 0.006 | 0.012 | 0.018 | 0.025 | 0.030293
MA | Nuclear | Column Labels 2010: 0.902; Column Labels 2011: 0.902; Column Labels 2012: 0.902; Column Labels 2013: 0.902; Column Labels 2014: 0.902; Column Labels 2015: 0.902; Column Labels 2016: 0.902; Column Labels 2017: 0.902; Column Labels 2018: 0.902; Column Labels 2019: 0.902 | 0.902
MA | Other | 0.013 | 0.006 | 0 | 0 | 0 | 0 | 0 | 0 | 0 | 0 | 0 | 0 | 0 | 0 | 0 | 0 | 0 | 0 | 0 | 0 | 0 | 0 | 0 | 0 | 0 | 0 | 0 | 0 | 0 | 0 | 0 | 0 | 0 | 0 | 0 | 0 | 0 | 0 | 0 | 0 | 0 | 0.00046341
MA | Utility PV | 0.215 | 0.213 | 0.212 | 0.214 | 0.214 | 0.214 | 0.213 | 0.213 | 0.212 | 0.211 | 0.21 | 0.209 | 0.208 | 0.207 | 0.206 | 0.205 | 0.204 | 0.203 | 0.202 | 0.201 | 0.2 | 0.199 | 0.198 | 0.21 | 0.212 | 0.213 | 0.212 | 0.211 | 0.21 | 0.208 | 0.207 | 0.207 | 0.206 | 0.205 | 0.204 | 0.203 | 0.203 | 0.202 | 0.201 | 0.201 | 0.2 | 0.20727
MA | Wind offshore | [11 empty] | 0.461 | 0.461 | 0.461 | 0.461 | 0.462 | 0.463 | 0.464 | 0.465 | 0.465 | 0.466 | 0.466 | 0.466 | 0.466 | 0.466 | 0.466 | 0.464 | 0.463 | 0.461 | 0.46 | 0.459 | 0.46 | 0.462 | 0.463 | 0.464 | 0.466 | 0.467 | 0.468 | 0.468 | 0.469 | 0.469 | 0.46407
MA | Wind onshore | 0.363 | 0.395 | 0.399 | 0.399 | 0.399 | 0.398 | 0.398 | 0.398 | 0.398 | 0.407 | 0.414 | 0.456 | 0.462 | 0.462 | 0.462 | 0.459 | 0.458 | 0.459 | 0.459 | 0.459 | 0.459 | 0.456 | 0.454 | 0.444 | 0.436 | 0.428 | 0.431 | 0.434 | 0.436 | 0.439 | 0.442 | 0.44 | 0.437 | 0.435 | 0.432 | 0.43 | 0.433 | 0.436 | 0.439 | 0.442 | 0.445 | 0.43249
MD | MD | 0.33277 | 0.30207 | 0.28527 | 0.27033 | 0.25553 | 0.23706 | 0.23463 | 0.2765 | 0.28044 | 0.28781 | 0.29506 | 0.30461 | 0.30156 | 0.3045 | 0.32171 | 0.31282 | 0.30594 | 0.27289 | 0.26122 | 0.25394 | 0.248 | 0.24578 | 0.24367 | 0.243 | 0.24183 | 0.25235 | 0.25206 | 0.25182 | 0.25171 | 0.25171 | 0.21081 | 0.21088 | 0.21088 | 0.21063 | 0.21013 | 0.20838 | 0.21031 | 0.21181 | 0.21319 | 0.21425 | 0.215 | 0.25627
MD | Battery | [5 empty] | -0.001 | -0.001 | 0 | 0 | 0 | 0 | 0 | 0 | 0 | 0 | -0.007 | -0.013 | -0.053 | -0.062 | -0.064 | -0.067 | -0.068 | -0.068 | -0.0625 | -0.059 | -0.056 | -0.059 | -0.061 | -0.0625 | -0.0635 | -0.065 | -0.0645 | -0.0645 | -0.0645 | -0.0645 | -0.0645 | -0.0575 | -0.053 | -0.0495 | -0.0465 | -0.044 | -0.048483
MD | Biopower | 0.521 | 0.52 | 0.5185 | 0.5205 | 0.522 | 0.52 | 0.5185 | 0.518 | 0.518 | 0.515 | 0.5125 | 0.515 | 0.5175 | 0.518 | 0.5185 | 0.5185 | 0.5185 | 0.5185 | 0.5185 | 0.5185 | 0.5185 | 0.5185 | 0.5185 | 0.5165 | 0.513 | 0.5085 | 0.509 | 0.51 | 0.5105 | 0.5115 | 0.512 | 0.5095 | 0.506 | 0.5005 | 0.4915 | 0.473 | 0.4625 | 0.452 | 0.4415 | 0.431 | 0.4205 | 0.50488
MD | Coal | 0.5285 | 0.354 | 0.146 | 0.1 | 0.0545 | 0.0385 | 0.021 | 0.0255 | 0.0305 | 0.0815 | 0.133 | 0.102 | 0.071 | 0.083 | 0.124 | 0.158 | 0.202 | 0.173 | 0.144 | 0.101 | 0.051 | 0.046 | 0.04 | 0.04 | 0.04 | [16 empty] | 0.11941
MD | CSP
MD | Dist PV | 0.167 | 0.165 | 0.165 | 0.165 | 0.165 | 0.165 | 0.165 | 0.165 | 0.165 | 0.165 | 0.165 | 0.165 | 0.165 | 0.165 | 0.165 | 0.165 | 0.165 | 0.165 | 0.165 | 0.165 | 0.165 | 0.165 | 0.1645 | 0.165 | 0.165 | 0.165 | 0.165 | 0.165 | 0.165 | 0.165 | 0.165 | 0.165 | 0.165 | 0.165 | 0.165 | 0.165 | 0.165 | 0.165 | 0.165 | 0.165 | 0.165 | 0.16501
MD | Gas CCGT | 0.06 | 0.194 | 0.328 | 0.23 | 0.131 | 0.111 | 0.091 | 0.753 | 0.807 | 0.821 | 0.834 | 0.834 | 0.833 | 0.831 | 0.83 | 0.681 | 0.532 | 0.382 | 0.232 | 0.184 | 0.136 | 0.106 | 0.077 | 0.068 | 0.059 | 0.05 | 0.051 | 0.052 | 0.053 | 0.054 | 0.055 | 0.071 | 0.087 | 0.103 | 0.12 | 0.136 | 0.149 | 0.163 | 0.176 | 0.19 | 0.203 | 0.28922
MD | Gas CT | 0.004 | 0.004 | 0.004 | 0.004 | 0.004 | 0.004 | 0.004 | 0.004 | 0.004 | 0.004 | 0.003 | 0.002 | 0.001 | 0.001 | 0 | 0 | 0 | 0 | 0 | 0 | 0 | 0 | 0 | 0 | 0 | 0 | 0 | 0 | 0 | 0 | 0 | 0 | 0 | 0 | 0 | 0 | 0 | 0 | 0 | 0 | 0 | 0.0011463
MD | Geothermal
MD | Hydro | 0.227 | 0.2435 | 0.26 | 0.242 | 0.2245 | 0.234 | 0.2435 | 0.2435 | 0.2435 | 0.2435 | 0.2435 | 0.2435 | 0.2435 | 0.2435 | 0.2435 | 0.2435 | 0.2435 | 0.2435 | 0.2435 | 0.2435 | 0.2435 | 0.2435 | 0.2435 | 0.2435 | 0.2435 | 0.2435 | 0.2435 | 0.2435 | 0.2435 | 0.2435 | 0.2435 | 0.2435 | 0.2435 | 0.2435 | 0.2435 | 0.2435 | 0.2435 | 0.2435 | 0.2435 | 0.2435 | 0.2435 | 0.24277
MD | Nuclear | 0.902 | 0.902 | 0.902 | 0.902 | 0.902 | 0.902 | 0.902 | 0.902 | 0.902 | 0.902 | 0.902 | 0.902 | 0.902 | 0.902 | 0.902 | 0.902 | 0.902 | 0.902 | 0.902 | 0.902 | 0.902 | 0.902 | 0.902 | 0.902 | 0.902 | 0.902 | 0.902 | 0.902 | 0.902 | 0.902 | [11 empty] | 0.902
MD | Other | 0 | 0 | 0 | 0 | 0 | 0 | 0 | 0 | 0 | 0 | 0 | 0 | 0 | 0 | 0 | 0 | 0 | 0 | 0 | 0 | 0 | 0 | 0 | 0 | 0 | 0 | 0 | 0 | 0 | 0 | 0 | 0 | 0 | 0 | 0 | 0 | 0 | 0 | 0 | 0 | 0 | 0
MD | Utility PV | 0.235 | 0.231 | 0.231 | 0.23 | 0.23 | 0.2295 | 0.2295 | 0.229 | 0.2285 | 0.229 | 0.229 | 0.228 | 0.227 | 0.226 | 0.225 | 0.224 | 0.2225 | 0.223 | 0.2225 | 0.2215 | 0.22 | 0.219 | 0.2175 | 0.217 | 0.216 | 0.215 | 0.214 | 0.213 | 0.212 | 0.211 | 0.21 | 0.209 | 0.208 | 0.207 | 0.206 | 0.2055 | 0.2055 | 0.2055 | 0.2055 | 0.2055 | 0.204 | 0.21875
MD | Wind offshore | [11 empty] | 0.436 | 0.436 | 0.434 | 0.433 | 0.432 | 0.432 | 0.416 | 0.405 | 0.408 | 0.411 | 0.419 | 0.427 | 0.423 | 0.418 | 0.414 | 0.415 | 0.416 | 0.418 | 0.419 | 0.42 | 0.408 | 0.397 | 0.386 | 0.377 | 0.368 | 0.386 | 0.401 | 0.415 | 0.426 | 0.436 | 0.4144
MD | Wind onshore | 0.405 | 0.404 | 0.404 | 0.404 | 0.404 | 0.403 | 0.403 | 0.403 | 0.403 | 0.41 | 0.416 | 0.401 | 0.404 | 0.421 | 0.438 | 0.425 | 0.4235 | 0.4225 | 0.422 | 0.4035 | 0.402 | 0.3975 | 0.394 | 0.391 | 0.3885 | 0.386 | 0.386 | 0.385 | 0.3845 | 0.3845 | 0.3835 | 0.385 | 0.387 | 0.389 | 0.391 | 0.3925 | 0.396 | 0.3995 | 0.404 | 0.4075 | 0.4115 | 0.401
ME | ME | 0.26925 | 0.26288 | 0.25512 | 0.27687 | 0.29862 | 0.24033 | 0.214 | 0.2095 | 0.2044 | 0.2047 | 0.204 | 0.199 | 0.21511 | 0.22322 | 0.23133 | 0.223 | 0.21444 | 0.20567 | 0.19656 | 0.19556 | 0.19444 | 0.19344 | 0.22312 | 0.20167 | 0.21133 | 0.22078 | 0.22233 | 0.22511 | 0.22944 | 0.23622 | 0.24944 | 0.249 | 0.24833 | 0.24678 | 0.24322 | 0.23067 | 0.2404 | 0.2371 | 0.2339 | 0.231 | 0.2282 | 0.22698
ME | Battery | [5 empty] | -0.002 | -0.002 | -0.001 | -0.001 | 0 | 0 | -0.001 | -0.001 | -0.004 | -0.007 | -0.006 | -0.006 | -0.03 | -0.055 | -0.06 | -0.065 | -0.065 |  | -0.057 | -0.057 | -0.057 | -0.065 | -0.068 | -0.07 | -0.071 | -0.072 | -0.073 | -0.074 | -0.074 | -0.075 | -0.075 | -0.074 | -0.072 | -0.071 | -0.069 | -0.067 | -0.0442
ME | Biopower | 0.208 | 0.146 | 0.08 | 0.254 | 0.437 | 0.235 | 0.028 | 0.029 | 0.03 | 0.03 | 0.03 | 0.03 | 0.03 | 0.03 | 0.03 | 0.03 | 0.03 | 0.03 | 0.03 | 0.03 | 0.03 | 0.037 | 0.044 | 0.15 | 0.257 | 0.363 | 0.379 | 0.401 | 0.434 | 0.489 | 0.6 | 0.593 | 0.583 | 0.565 | 0.529 | 0.411 | 0.376 | 0.341 | 0.307 | 0.272 | 0.237 | 0.22378
ME | Coal | Column Labels 2010: 0; Column Labels 2011: 0; Column Labels 2012: 0; Column Labels 2013: 0; Column Labels 2014: 0; Column Labels 2015: 0; Column Labels 2016: 0; Column Labels 2017: 0; Column Labels 2018: 0; Column Labels 2019: 0; Column Labels 2020: 0; Column Labels 2021: 0 | 0
ME | CSP
ME | Dist PV | 0.156 | 0.156 | 0.156 | 0.156 | 0.156 | 0.156 | 0.156 | 0.156 | 0.156 | 0.156 | 0.156 | 0.156 | 0.156 | 0.156 | 0.156 | 0.156 | 0.156 | 0.156 | 0.156 | 0.156 | 0.156 | 0.156 | 0.156 | 0.156 | 0.156 | 0.156 | 0.156 | 0.156 | 0.156 | 0.156 | 0.156 | 0.156 | 0.156 | 0.156 | 0.156 | 0.156 | 0.156 | 0.156 | 0.156 | 0.156 | 0.156 | 0.156
ME | Gas CCGT | 0.623 | 0.646 | 0.668 | 0.627 | 0.586 | 0.537 | 0.488 | 0.398 | 0.309 | 0.337 | 0.366 | 0.333 | 0.299 | 0.375 | 0.451 | 0.373 | 0.295 | 0.232 | 0.169 | 0.153 | 0.137 | 0.115 | 0.093 | 0.075 | 0.056 | 0.037 | 0.034 | 0.03 | 0.027 | 0.023 | 0.019 | 0.021 | 0.023 | 0.025 | 0.027 | 0.029 | 0.023 | 0.017 | 0.011 | 0.006 | 0 | 0.22178
ME | Gas CT | 0.004 | 0.004 | 0.004 | 0.004 | 0.004 | 0.004 | 0.004 | 0.004 | 0.004 | 0.002 | 0 | 0 | 0 | 0 | 0 | 0 | 0 | 0 | 0 | 0 | 0 | 0 | 0 | 0 | 0 | 0 | 0 | 0 | 0 | 0 | 0 | 0 | 0 | 0 | 0 | 0 | 0 | 0 | 0 | 0 | 0 | 0.00092683
ME | Geothermal
ME | Hydro | 0.698 | 0.684 | 0.67 | 0.651 | 0.631 | 0.657 | 0.683 | 0.684 | 0.686 | 0.685 | 0.685 | 0.685 | 0.685 | 0.685 | 0.685 | 0.685 | 0.685 | 0.685 | 0.685 | 0.685 | 0.685 | 0.685 | 0.685 | 0.685 | 0.685 | 0.685 | 0.685 | 0.685 | 0.685 | 0.685 | 0.685 | 0.685 | 0.685 | 0.685 | 0.685 | 0.685 | 0.685 | 0.685 | 0.685 | 0.685 | 0.685 | 0.68205
ME | Nuclear
ME | Other | 0.128 | 0.116 | 0.103 | 0.163 | 0.214 | 0.203 | 0.19 | 0.229 | 0.264 | 0.228 | 0.184 | 0.164 | 0.141 | 0.142 | 0.143 | 0.146 | 0.148 | 0.152 | 0.156 | 0.169 | 0.182 | 0.182 | 0.183 | 0.184 | 0.185 | 0.185 | 0.194 | 0.204 | 0.215 | 0.226 | 0.239 | 0.239 | 0.239 | 0.239 | 0.239 | 0.239 | 0.239 | 0.239 | 0.239 | 0.239 | 0.239 | 0.19395
ME | Utility PV | [7 empty] | 0.217 | 0.217 | 0.216 | 0.215 | 0.214 | 0.213 | 0.212 | 0.211 | 0.21 | 0.209 | 0.208 | 0.207 | 0.206 | 0.205 | 0.217 | 0.217 | 0.216 | 0.215 | 0.214 | 0.213 | 0.212 | 0.211 | 0.21 | 0.209 | 0.208 | 0.207 | 0.206 | 0.205 | 0.204 | 0.203 | 0.202 | 0.201 | 0.2 | 0.199 | 0.20968
ME | Wind offshore | Column Labels 2046: 0.363; Column Labels 2047: 0.363; Column Labels 2048: 0.363; Column Labels 2049: 0.363; Column Labels 2050: 0.363 | 0.363
ME | Wind onshore | 0.337 | 0.351 | 0.36 | 0.36 | 0.361 | 0.373 | 0.379 | 0.379 | 0.379 | 0.393 | 0.404 | 0.409 | 0.413 | 0.413 | 0.413 | 0.413 | 0.413 | 0.418 | 0.421 | 0.421 | 0.42 | 0.414 | 0.407 | 0.406 | 0.405 | 0.404 | 0.405 | 0.406 | 0.407 | 0.408 | 0.409 | 0.412 | 0.416 | 0.419 | 0.423 | 0.427 | 0.433 | 0.44 | 0.448 | 0.458 | 0.47 | 0.40602
MI | MI | 0.32694 | 0.36006 | 0.38633 | 0.33981 | 0.34315 | 0.35868 | 0.38323 | 0.35296 | 0.35058 | 0.35916 | 0.37264 | 0.364 | 0.35508 | 0.355 | 0.35504 | 0.32858 | 0.31292 | 0.30535 | 0.29992 | 0.28148 | 0.28458 | 0.27888 | 0.285 | 0.28476 | 0.28448 | 0.27946 | 0.27792 | 0.27646 | 0.27504 | 0.27363 | 0.27237 | 0.27317 | 0.27446 | 0.27604 | 0.27829 | 0.28154 | 0.28792 | 0.28796 | 0.288 | 0.28816 | 0.26296 | 0.30985
MI | Battery | [7 empty] | 0 | 0 | 0 | 0 | 0 | 0 | 0 | 0 | -0.0365 | -0.0365 | -0.068 | -0.0695 | -0.058667 | -0.058667 | -0.068 | -0.069 | -0.068333 | -0.068 | -0.068 | -0.069667 | -0.071667 | -0.072667 | -0.073667 | -0.074333 | -0.074 | -0.073667 | -0.073 | -0.073 | -0.072333 | -0.069 | -0.066667 | -0.064667 | -0.062333 | -0.060667 | -0.060378
MI | Biopower | 0.3585 | 0.3665 | 0.3735 | 0.3745 | 0.375 | 0.375 | 0.375 | 0.375 | 0.3745 | 0.373 | 0.3715 | 0.3715 | 0.3715 | 0.3715 | 0.3715 | 0.3715 | 0.3715 | 0.3715 | 0.3715 | 0.3715 | 0.3715 | 0.3715 | 0.3715 | 0.383 | 0.3945 | 0.406 | 0.406 | 0.406 | 0.4065 | 0.4065 | 0.407 | 0.4165 | 0.4285 | 0.4455 | 0.4695 | 0.507 | 0.4965 | 0.4845 | 0.4715 | 0.4575 | 0.4425 | 0.39963
MI | Coal | 0.413 | 0.355 | 0.2975 | 0.3655 | 0.44 | 0.4245 | 0.407 | 0.4195 | 0.432 | 0.429 | 0.5525 | 0.5085 | 0.474 | 0.4945 | 0.515 | 0.5015 | 0.4165 | 0.4015 | 0.3835 | 0.341 | 0.2855 | 0.244 | 0.403 | 0.403 | 0.403 | [16 empty] | 0.413
MI | CSP
MI | Dist PV |  |  |  | 0.15167 | 0.15167 | 0.15167 | 0.15167 | 0.15167 | 0.15167 | 0.15167 | 0.15167 | 0.15167 | 0.15167 | 0.15167 | 0.15167 | 0.15167 | 0.15167 | 0.15167 | 0.15167 | 0.15167 | 0.15167 | 0.15167 | 0.15167 | 0.15167 | 0.15167 | 0.15167 | 0.15167 | 0.15167 | 0.15167 | 0.15167 | 0.15167 | 0.15167 | 0.15167 | 0.15167 | 0.15167 | 0.15167 | 0.15167 | 0.15167 | 0.15167 | 0.15167 | 0.15167 | 0.15167
MI | Gas CCGT | 0.0405 | 0.3005 | 0.5605 | 0.3315 | 0.104 | 0.369 | 0.6335 | 0.6175 | 0.603 | 0.6395 | 0.674 | 0.653 | 0.632 | 0.6065 | 0.5815 | 0.507 | 0.432 | 0.3725 | 0.3125 | 0.2795 | 0.246 | 0.228 | 0.21 | 0.2025 | 0.1945 | 0.1875 | 0.1795 | 0.172 | 0.164 | 0.1565 | 0.1485 | 0.1475 | 0.147 | 0.1465 | 0.146 | 0.1445 | 0.146 | 0.1475 | 0.151 | 0.156 | 0.164 | 0.31305
MI | Gas CT | 0.0023333 | 0.014 | 0.026333 | 0.016 | 0.002 | 0.019 | 0.026 | 0.048 | 0.047667 | 0.047 | 0.046667 | 0.034667 | 0.022333 | 0.025 | 0.028 | 0.021333 | 0.014333 | 0.011667 | 0.0086667 | 0.008 | 0.0076667 | 0.0056667 | 0.0036667 | 0.003 | 0.002 | 0.0013333 | 0.0013333 | 0.0013333 | 0.0013333 | 0.0013333 | 0.0016667 | 0.0016667 | 0.002 | 0.002 | 0.0023333 | 0.0026667 | 0.002 | 0.0016667 | 0.0013333 | 0.00066667 | 0 | 0.0125
MI | Geothermal
MI | Hydro | 0.55433 | 0.54433 | 0.53367 | 0.55933 | 0.58433 | 0.571 | 0.55733 | 0.55633 | 0.55567 | 0.55667 | 0.558 | 0.55767 | 0.557 | 0.55767 | 0.55867 | 0.556 | 0.55333 | 0.54833 | 0.543 | 0.53933 | 0.53533 | 0.53633 | 0.537 | 0.54 | 0.543 | 0.546 | 0.544 | 0.54233 | 0.54033 | 0.53833 | 0.53633 | 0.53667 | 0.53733 | 0.53767 | 0.538 | 0.53867 | 0.53667 | 0.53467 | 0.53267 | 0.53033 | 0.52867 | 0.54615
MI | Nuclear | 0.902 | 0.902 | 0.902 | 0.902 | 0.902 | 0.902 | 0.902 | 0.902 | 0.902 | 0.902 | 0.902 | 0.902 | 0.902 | 0.902 | 0.902 | 0.902 | 0.902 | 0.902 | 0.902 | 0.902 | 0.902 | 0.902 | 0.902 | 0.902 | 0.902 | 0.902 | 0.902 | 0.902 | 0.902 | 0.902 | 0.902 | 0.902 | 0.902 | 0.902 | 0.902 | 0.902 | 0.8965 | 0.891 | 0.885 | 0.8795 | 0.846 | 0.89993
MI | Other | 0.0795 | 0.0995 | 0.1185 | 0.118 | 0.118 | 0.152 | 0.1885 | 0.1675 | 0.143 | 0.1475 | 0.152 | 0.118 | 0.078 | 0.078 | 0.078 | 0.053 | 0.026 | 0.0535 | 0.077 | 0.0765 | 0.151 | 0.152 | 0.152 | 0.158 | 0.164 | 0.17 | 0.163 | 0.157 | 0.151 | 0.144 | 0.138 | 0.139 | 0.141 | 0.142 | 0.144 | 0.145 | 0.155 | 0.166 | 0.177 | 0.19 | 0.204 | 0.12372
MI | Utility PV | [5 empty] | 0.2335 | 0.2335 | 0.233 | 0.2325 | 0.231 | 0.2295 | 0.2305 | 0.23 | 0.2285 | 0.2275 | 0.2265 | 0.2255 | 0.2245 | 0.2235 | 0.2295 | 0.2285 | 0.2275 | 0.2265 | 0.2255 | 0.2245 | 0.223 | 0.223 | 0.2225 | 0.222 | 0.2215 | 0.221 | 0.2195 | 0.2185 | 0.218 | 0.217 | 0.216 | 0.215 | 0.214 | 0.2135 | 0.2125 | 0.2115 | 0.22389
MI | Wind offshore | Column Labels 2046: 0.436; Column Labels 2047: 0.436; Column Labels 2048: 0.436; Column Labels 2049: 0.436; Column Labels 2050: 0.436 | 0.436
MI | Wind onshore | 0.301 | 0.3795 | 0.385 | 0.386 | 0.3865 | 0.3865 | 0.3865 | 0.387 | 0.3875 | 0.423 | 0.428 | 0.43367 | 0.43633 | 0.43667 | 0.43667 | 0.43533 | 0.43467 | 0.42967 | 0.429 | 0.42633 | 0.42433 | 0.42533 | 0.42667 | 0.41767 | 0.40933 | 0.40233 | 0.40133 | 0.40067 | 0.39967 | 0.399 | 0.39867 | 0.39933 | 0.40067 | 0.40133 | 0.403 | 0.40367 | 0.41167 | 0.41967 | 0.42733 | 0.43533 | 0.44333 | 0.413
MN | MN | 0.55924 | 0.52652 | 0.49314 | 0.37485 | 0.33333 | 0.38441 | 0.44193 | 0.43252 | 0.42328 | 0.43338 | 0.44028 | 0.43734 | 0.43434 | 0.40216 | 0.41257 | 0.38347 | 0.37491 | 0.371 | 0.36844 | 0.36472 | 0.3595 | 0.35828 | 0.35344 | 0.35478 | 0.35528 | 0.361 | 0.36048 | 0.35977 | 0.35894 | 0.35787 | 0.35671 | 0.35632 | 0.35587 | 0.35555 | 0.35513 | 0.35481 | 0.35587 | 0.35645 | 0.35697 | 0.35726 | 0.35765 | 0.38364
MN | Battery |  |  |  | -0.037 | -0.037 | -0.034 | -0.031 | -0.028 | -0.025 | -0.028 | -0.031 | -0.028 | -0.025 | -0.037667 | -0.043 | -0.04275 | -0.04075 | -0.05625 | -0.06075 | -0.06425 | -0.06575 | -0.06675 | -0.0675 | -0.0635 | -0.061 | -0.05825 | -0.0615 | -0.0625 | -0.06275 | -0.063 | -0.063 | -0.062 | -0.06075 | -0.06025 | -0.0595 | -0.05925 | -0.05725 | -0.05525 | -0.0535 | -0.05175 | -0.05 | -0.055542
MN | Biopower | 0.141 | 0.144 | 0.146 | 0.145 | 0.143 | 0.142 | 0.141 | 0.141 | 0.141 | 0.146 | 0.15 | 0.157 | 0.164 | 0.164 | 0.164 | 0.164 | 0.164 | 0.164 | 0.164 | 0.17 | 0.178 | 0.178 | 0.178 | 0.175 | 0.173 | 0.17 | 0.158 | 0.144 | 0.129 | 0.113 | 0.096 | 0.092 | 0.088 | 0.084 | 0.081 | 0.077 | 0.068 | 0.059 | 0.05 | 0.04 | 0.029 | 0.13207
MN | Coal | 0.807 | 0.793 | 0.779 | 0.798 | 0.816 | 0.786 | 0.746 | 0.765 | 0.787 | 0.73 | 0.673 | 0.691 | 0.714 | 0.703 | 0.688 | 0.668 | 0.648 | 0.629 | 0.609 | 0.554 | 0.455 | 0.371 | 0.192 | 0.192 | 0.192 | [16 empty] | 0.63144
MN | CSP
MN | Dist PV |  |  |  | 0.15825 | 0.15825 | 0.15825 | 0.15825 | 0.15825 | 0.15825 | 0.15825 | 0.15825 | 0.15825 | 0.15825 | 0.15825 | 0.15825 | 0.15825 | 0.15825 | 0.15825 | 0.15825 | 0.15825 | 0.15825 | 0.15825 | 0.15825 | 0.15825 | 0.15825 | 0.15825 | 0.15825 | 0.15825 | 0.15825 | 0.15825 | 0.15825 | 0.15825 | 0.15825 | 0.15825 | 0.15825 | 0.15825 | 0.15825 | 0.15825 | 0.15825 | 0.15825 | 0.15825 | 0.15825
MN | Gas CCGT | 0.048 | 0.098 | 0.1485 | 0.118 | 0.086 | 0.3455 | 0.605 | 0.4745 | 0.345 | 0.505 | 0.6195 | 0.5565 | 0.4935 | 0.473 | 0.4525 | 0.323 | 0.1935 | 0.1775 | 0.161 | 0.1305 | 0.101 | 0.1035 | 0.107 | 0.111 | 0.1155 | 0.1205 | 0.1085 | 0.0975 | 0.086 | 0.0745 | 0.0635 | 0.062 | 0.0605 | 0.0595 | 0.0575 | 0.0565 | 0.0605 | 0.0635 | 0.0675 | 0.071 | 0.075 | 0.19698
MN | Gas CT | 0.00825 | 0.008 | 0.0075 | 0.006 | 0.004 | 0.01525 | 0.02625 | 0.01575 | 0.00525 | 0.00775 | 0.011 | 0.01175 | 0.01225 | 0.012 | 0.0086667 | 0.0056667 | 0.0026667 | 0.0023333 | 0.0023333 | 0.0013333 | 0.00033333 | 0.0013333 | 0.002 | 0.0016667 | 0.001 | 0.00033333 | 0.00033333 | 0.00033333 | 0.00066667 | 0.00066667 | 0.00066667 | 0.00066667 | 0.00033333 | 0.00033333 | 0 | 0 | 0 | 0 | 0 | 0 | 0 | 0.005146
MN | Geothermal
MN | Hydro | 1.93 | 1.7205 | 1.512 | 1.244 | 0.976 | 1.254 | 1.5322 | 1.5322 | 1.5325 | 1.5325 | 1.5325 | 1.5328 | 1.533 | 1.5333 | 1.5333 | 1.5335 | 1.5335 | 1.5335 | 1.5335 | 1.5335 | 1.5335 | 1.5337 | 1.5337 | 1.5337 | 1.5337 | 1.5337 | 1.5337 | 1.5337 | 1.5337 | 1.5337 | 1.5337 | 1.5337 | 1.5337 | 1.5337 | 1.5337 | 1.5337 | 1.5337 | 1.5337 | 1.5337 | 1.5337 | 1.5337 | 1.5197
MN | Nuclear | 0.902 | 0.902 | 0.902 | 0.902 | 0.902 | 0.902 | 0.902 | 0.902 | 0.902 | 0.902 | 0.902 | 0.902 | 0.902 | 0.902 | 0.902 | 0.902 | 0.902 | 0.902 | 0.902 | 0.902 | 0.902 | 0.902 | 0.902 | 0.902 | 0.902 | 0.902 | 0.902 | 0.902 | 0.902 | 0.902 | 0.902 | 0.858 | 0.813 | 0.769 | 0.724 | 0.68 | 0.68 | 0.68 | 0.68 | 0.68 | 0.68 | 0.85868
MN | Other | 0.19275 | 0.1955 | 0.1985 | 0.199 | 0.1995 | 0.20525 | 0.21025 | 0.2125 | 0.21425 | 0.21475 | 0.215 | 0.215 | 0.21525 | 0.21525 | 0.21525 | 0.215 | 0.21475 | 0.21525 | 0.21575 | 0.216 | 0.21625 | 0.21625 | 0.21625 | 0.21625 | 0.21625 | 0.21625 | 0.21625 | 0.21625 | 0.21625 | 0.21625 | 0.21625 | 0.21625 | 0.21625 | 0.21625 | 0.21625 | 0.21625 | 0.21625 | 0.21625 | 0.21625 | 0.21625 | 0.21625 | 0.21307
MN | Utility PV |  |  |  | 0.233 | 0.233 | 0.231 | 0.23067 | 0.22867 | 0.22767 | 0.22667 | 0.22567 | 0.22467 | 0.22367 | 0.22267 | 0.22133 | 0.2185 | 0.2175 | 0.2165 | 0.21525 | 0.21425 | 0.21325 | 0.21225 | 0.21125 | 0.21775 | 0.219 | 0.21975 | 0.2185 | 0.21725 | 0.21625 | 0.21525 | 0.214 | 0.213 | 0.212 | 0.211 | 0.21 | 0.20875 | 0.21475 | 0.21725 | 0.219 | 0.21975 | 0.221 | 0.21813
MN | Wind offshore
MN | Wind onshore | 0.3185 | 0.3315 | 0.34 | 0.35375 | 0.355 | 0.35925 | 0.362 | 0.36325 | 0.364 | 0.36875 | 0.37275 | 0.37575 | 0.377 | 0.3805 | 0.3825 | 0.386 | 0.38875 | 0.3865 | 0.3845 | 0.38725 | 0.386 | 0.397 | 0.4025 | 0.40175 | 0.40075 | 0.3995 | 0.409 | 0.41475 | 0.41875 | 0.4215 | 0.4235 | 0.43325 | 0.44275 | 0.45325 | 0.4635 | 0.4745 | 0.475 | 0.47575 | 0.4765 | 0.477 | 0.47775 | 0.40151
MO | MO | 0.239 | 0.22628 | 0.21786 | 0.22428 | 0.22766 | 0.2449 | 0.26448 | 0.252 | 0.25091 | 0.25775 | 0.25107 | 0.26351 | 0.25911 | 0.25536 | 0.25113 | 0.23238 | 0.22292 | 0.21288 | 0.20906 | 0.20427 | 0.19957 | 0.19547 | 0.1859 | 0.17981 | 0.17883 | 0.16371 | 0.16306 | 0.16245 | 0.16206 | 0.16167 | 0.16465 | 0.16498 | 0.16504 | 0.16502 | 0.16496 | 0.14923 | 0.14843 | 0.14789 | 0.14743 | 0.14691 | 0.14943 | 0.19911
MO | Battery |  | -0.044 | -0.044 | -0.04 | -0.035 | -0.044 | -0.052 | -0.0355 | -0.041 | -0.0405 | -0.0395 | -0.038 | -0.0365 | -0.0375 | -0.0385 | -0.04525 | -0.04625 | -0.0568 | -0.0628 | -0.0646 | -0.0648 | -0.0642 | -0.0636 | -0.064667 | -0.063667 | -0.062333 | -0.066333 | -0.069 | -0.0705 | -0.071833 | -0.073 | -0.070833 | -0.068667 | -0.066667 | -0.0645 | -0.062 | -0.063667 | -0.062833 | -0.0615 | -0.060667 | -0.059667 | -0.060815
MO | Biopower | 0.522 | 0.522 | 0.522 | 0.522 | 0.522 | 0.522 | 0.522 | 0.522 | 0.522 | 0.522 | 0.522 | 0.522 | 0.522 | 0.522 | 0.522 | 0.522 | 0.522 | 0.522 | 0.522 | 0.522 | 0.522 | 0.522 | 0.522 | 0.50925 | 0.49625 | 0.4835 | 0.49125 | 0.499 | 0.50675 | 0.5145 | 0.522 | 0.5145 | 0.50675 | 0.499 | 0.49125 | 0.4835 | 0.4675 | 0.451 | 0.43475 | 0.4185 | 0.402 | 0.50438
MO | Coal | 0.7678 | 0.6786 | 0.5932 | 0.624 | 0.8235 | 0.772 | 0.715 | 0.748 | 0.83325 | 0.8275 | 0.81133 | 0.814 | 0.81667 | 0.80767 | 0.79333 | 0.792 | 0.79033 | 0.762 | 0.73333 | 0.68267 | 0.63133 | 0.567 | 0.409 | 0.409 | 0.409 | [16 empty] | 0.70653
MO | CSP
MO | Dist PV | 0.1685 | 0.16933 | 0.16933 | 0.16933 | 0.16933 | 0.16933 | 0.16933 | 0.16933 | 0.16933 | 0.16933 | 0.16933 | 0.16933 | 0.16933 | 0.16933 | 0.16933 | 0.16933 | 0.16933 | 0.16933 | 0.16933 | 0.16933 | 0.16933 | 0.16933 | 0.16933 | 0.16817 | 0.16717 | 0.16633 | 0.16633 | 0.16633 | 0.16633 | 0.16633 | 0.16633 | 0.16717 | 0.16783 | 0.16833 | 0.16883 | 0.16933 | 0.16933 | 0.16933 | 0.16933 | 0.16933 | 0.16933 | 0.16867
MO | Gas CCGT | 0.016 | 0.09425 | 0.17275 | 0.11125 | 0.0495 | 0.27675 | 0.5035 | 0.416 | 0.3285 | 0.407 | 0.4855 | 0.43675 | 0.388 | 0.35225 | 0.31625 | 0.20725 | 0.098 | 0.09125 | 0.08475 | 0.06675 | 0.049 | 0.05425 | 0.0595 | 0.0615 | 0.0635 | 0.0655 | 0.05775 | 0.0495 | 0.042 | 0.03375 | 0.02575 | 0.026 | 0.02625 | 0.02625 | 0.02625 | 0.0265 | 0.02675 | 0.02725 | 0.02775 | 0.02825 | 0.0285 | 0.13985
MO | Gas CT | 0.0026 | 0.0032 | 0.0038 | 0.0056 | 0.0062 | 0.0175 | 0.020667 | 0.015667 | 0.012 | 0.0135 | 0.0155 | 0.011833 | 0.0085 | 0.0093333 | 0.010333 | 0.0081667 | 0.006 | 0.0046667 | 0.0036667 | 0.002 | 0.00066667 | 0.0005 | 0.00016667 | 0.00016667 | 0.00016667 | 0.00033333 | 0.00033333 | 0.00033333 | 0.00033333 | 0.00033333 | 0.00033333 | 0.00033333 | 0.00016667 | 0.00016667 | 0 | 0 | 0 | 0 | 0 | 0 | 0 | 0.0045187
MO | Geothermal
MO | Hydro | 0.1566 | 0.1182 | 0.0796 | 0.0736 | 0.0674 | 0.0918 | 0.1162 | 0.1162 | 0.1162 | 0.1178 | 0.1196 | 0.1196 | 0.1196 | 0.118 | 0.1162 | 0.1146 | 0.113 | 0.1078 | 0.1026 | 0.0992 | 0.096 | 0.095 | 0.094 | 0.0966 | 0.0994 | 0.1016 | 0.1014 | 0.1008 | 0.1004 | 0.1 | 0.0994 | 0.1 | 0.1002 | 0.1006 | 0.1008 | 0.101 | 0.1034 | 0.1056 | 0.1082 | 0.1104 | 0.1128 | 0.10516
MO | Nuclear | 0.902 | 0.902 | 0.902 | 0.902 | 0.902 | 0.902 | 0.902 | 0.902 | 0.902 | 0.902 | 0.902 | 0.902 | 0.902 | 0.902 | 0.902 | 0.902 | 0.902 | 0.902 | 0.902 | 0.902 | 0.902 | 0.902 | 0.902 | 0.902 | 0.902 | 0.902 | 0.902 | 0.902 | 0.902 | 0.902 | 0.902 | 0.902 | 0.902 | 0.902 | 0.902 | [6 empty] | 0.902
MO | Other | 0 | 0 | 0 | 0 | 0 | 0.001 | 0.002 | 0.001 | 0 | 0 | 0 | 0 | 0 | 0 | 0 | 0 | 0 | 0 | 0 | 0 | 0 | 0 | 0 | 0 | 0 | 0 | 0 | 0 | 0 | 0 | 0 | 0 | 0 | 0 | 0 | 0 | 0 | 0 | 0 | 0 | 0 | 0.00010363
MO | Utility PV |  |  |  | 0.2455 | 0.2455 | 0.2442 | 0.2438 | 0.24467 | 0.24417 | 0.24283 | 0.24183 | 0.24667 | 0.2465 | 0.24683 | 0.24617 | 0.24517 | 0.244 | 0.24283 | 0.2415 | 0.24033 | 0.239 | 0.23783 | 0.23667 | 0.23617 | 0.2355 | 0.23467 | 0.23467 | 0.234 | 0.23333 | 0.23267 | 0.232 | 0.23117 | 0.23033 | 0.2295 | 0.2285 | 0.2275 | 0.2265 | 0.22583 | 0.225 | 0.22433 | 0.22333 | 0.23676
MO | Wind offshore
MO | Wind onshore | 0.329 | 0.329 | 0.329 | 0.329 | 0.329 | 0.339 | 0.346 | 0.349 | 0.351 | 0.351 | 0.351 | 0.4234 | 0.423 | 0.4224 | 0.4218 | 0.416 | 0.41617 | 0.41 | 0.40783 | 0.41167 | 0.41467 | 0.41017 | 0.40617 | 0.40267 | 0.39983 | 0.397 | 0.39583 | 0.395 | 0.39417 | 0.39367 | 0.39317 | 0.398 | 0.4015 | 0.4045 | 0.4075 | 0.41 | 0.41483 | 0.41933 | 0.4235 | 0.428 | 0.43167 | 0.40536
MS | MS | 0.35137 | 0.386 | 0.39556 | 0.36036 | 0.36945 | 0.378 | 0.38883 | 0.37054 | 0.362 | 0.36062 | 0.35662 | 0.34938 | 0.34192 | 0.33677 | 0.33154 | 0.33214 | 0.304 | 0.27043 | 0.26121 | 0.23353 | 0.2286 | 0.22813 | 0.19379 | 0.1976 | 0.195 | 0.19193 | 0.1888 | 0.1868 | 0.185 | 0.18333 | 0.1816 | 0.18293 | 0.18407 | 0.18513 | 0.1862 | 0.13593 | 0.13679 | 0.1375 | 0.13821 | 0.139 | 0.15031 | 0.24957
MS | Battery | Column Labels 2027: -0.043; Column Labels 2028: -0.043; Column Labels 2029: -0.046; Column Labels 2030: -0.046; Column Labels 2031: -0.0515; Column Labels 2032: -0.0515; Column Labels 2033: -0.056; Column Labels 2034: -0.0605; Column Labels 2035: -0.064; Column Labels 2036: -0.067; Column Labels 2037: -0.068; Column Labels 2038: -0.069; Column Labels 2039: -0.069; Column Labels 2040: -0.0695; Column Labels 2041: -0.0665; Column Labels 2042: -0.064; Column Labels 2043: -0.061; Column Labels 2044: -0.0585; Column Labels 2045: -0.056; Column Labels 2046: -0.0545; Column Labels 2047: -0.053; Column Labels 2048: -0.052; Column Labels 2049: -0.0505; Column Labels 2050: -0.05 | -0.057696
MS | Biopower |  | 0.522 | 0.522 | 0.522 | 0.522 | 0.522 | 0.522 | 0.522 | 0.522 | 0.522 | 0.522 | 0.522 | 0.522 | 0.522 | 0.522 | 0.522 | 0.522 | 0.522 | 0.522 | 0.522 | 0.522 | 0.522 | 0.522 | 0.522 | 0.522 | 0.522 | 0.522 | 0.522 | 0.522 | 0.522 | 0.522 | 0.522 | 0.522 | 0.522 | 0.522 | 0.522 | 0.522 | 0.522 | 0.522 | 0.522 | 0.522 | 0.522
MS | Coal | Column Labels 2010: 0.788; Column Labels 2011: 0.533; Column Labels 2012: 0.257; Column Labels 2013: 0.535; Column Labels 2014: 0.814; Column Labels 2015: 0.689; Column Labels 2016: 0.514; Column Labels 2017: 0.592; Column Labels 2018: 0.6705; Column Labels 2019: 0.599; Column Labels 2020: 0.5115; Column Labels 2021: 0.542; Column Labels 2022: 0.5725; Column Labels 2023: 0.624; Column Labels 2024: 0.6755; Column Labels 2025: 0.7155; Column Labels 2026: 0.825; Column Labels 2027: 0.786; Column Labels 2028: 0.746; Column Labels 2029: 0.719; Column Labels 2030: 0.692; Column Labels 2031: 0.692 | 0.62434
MS | CSP
MS | Dist PV |  |  |  | 0.173 | 0.173 | 0.173 | 0.173 | 0.173 | 0.173 | 0.173 | 0.173 | 0.173 | 0.173 | 0.173 | 0.173 | 0.173 | 0.173 | 0.173 | 0.173 | 0.139 | 0.121 | 0.123 | 0.124 | 0.1465 | 0.162 | 0.173 | 0.173 | 0.173 | 0.173 | 0.173 | 0.173 | 0.167 | 0.1615 | 0.1565 | 0.1525 | 0.1485 | 0.1505 | 0.1525 | 0.154 | 0.156 | 0.1575 | 0.16258
MS | Gas CCGT | 0.1635 | 0.488 | 0.806 | 0.557 | 0.328 | 0.569 | 0.8095 | 0.676 | 0.5425 | 0.606 | 0.669 | 0.592 | 0.5135 | 0.431 | 0.348 | 0.3035 | 0.259 | 0.2165 | 0.174 | 0.1845 | 0.195 | 0.187 | 0.1785 | 0.148 | 0.118 | 0.0875 | 0.082 | 0.0765 | 0.0715 | 0.0665 | 0.061 | 0.0645 | 0.068 | 0.0715 | 0.0755 | 0.079 | 0.081 | 0.0825 | 0.085 | 0.087 | 0.0895 | 0.2754
MS | Gas CT | 0.003 | 0.004 | 0.005 | 0.005 | 0.005 | 0.0045 | 0.004 | 0.004 | 0.004 | 0.004 | 0.004 | 0.004 | 0.004 | 0.0025 | 0.0005 | 0.0005 | 0.0005 | 0 | 0 | 0 | 0 | 0 | 0 | 0 | 0 | 0 | 0 | 0 | 0 | 0 | 0 | 0 | 0 | 0 | 0 | 0 | 0 | 0 | 0 | 0 | 0 | 0.0014268
MS | Geothermal
MS | Hydro
MS | Nuclear | 0.902 | 0.902 | 0.902 | 0.902 | 0.902 | 0.902 | 0.902 | 0.902 | 0.902 | 0.902 | 0.902 | 0.902 | 0.902 | 0.902 | 0.902 | 0.902 | 0.902 | 0.902 | 0.902 | 0.902 | 0.902 | 0.902 | 0.902 | 0.902 | 0.902 | 0.902 | 0.902 | 0.902 | 0.902 | 0.902 | 0.902 | 0.902 | 0.902 | 0.902 | 0.902 | [6 empty] | 0.902
MS | Other | 0 | 0 | 0 | 0 | 0 | 0 | 0 | 0 | 0 | 0 | 0 | 0 | 0 | 0 | 0 | 0 | 0 | 0 | 0 | 0 | 0 | 0 | 0 | 0 | 0 | 0 | 0 | 0 | 0 | 0 | 0 | 0 | 0 | 0 | 0 | 0 | 0 | 0 | 0 | 0 |  | 0
MS | Utility PV | [5 empty] | 0.241 | 0.241 | 0.2515 | 0.251 | 0.25 | 0.2485 | 0.248 | 0.2475 | 0.2465 | 0.246 | 0.245 | 0.2435 | 0.2455 | 0.2445 | 0.243 | 0.241 | 0.2395 | 0.2385 | 0.238 | 0.238 | 0.238 | 0.231 | 0.2295 | 0.2285 | 0.227 | 0.226 | 0.226 | 0.226 | 0.226 | 0.226 | 0.2255 | 0.225 | 0.2245 | 0.2235 | 0.223 | 0.222 | 0.2364
MS | Wind offshore
MS | Wind onshore | [15 empty] | 0.351 | 0.351 | 0.349 | 0.347 | 0.319 | 0.291 | 0.31 | 0.31 | 0.2935 | 0.293 | 0.293 | 0.285 | 0.278 | 0.2715 | 0.2655 | 0.2595 | 0.269 | 0.277 | 0.2835 | 0.289 | 0.2935 | 0.2945 | 0.295 | 0.296 | 0.2965 | 0.297 | 0.29291
MT | MT | 0.34557 | 0.31443 | 0.28193 | 0.27284 | 0.29332 | 0.26158 | 0.22889 | 0.24195 | 0.2559 | 0.24586 | 0.23195 | 0.20996 | 0.21873 | 0.23019 | 0.23888 | 0.22863 | 0.22948 | 0.22752 | 0.22556 | 0.22089 | 0.21656 | 0.21604 | 0.21236 | 0.21296 | 0.21356 | 0.21412 | 0.214 | 0.21388 | 0.21384 | 0.21372 | 0.2136 | 0.21328 | 0.21296 | 0.2128 | 0.21244 | 0.22117 | 0.22104 | 0.22021 | 0.21929 | 0.21846 | 0.21733 | 0.22853
MT | Battery | [11 empty] | -0.01075 | -0.01075 | -0.01175 | -0.01275 | -0.0266 | -0.0266 | -0.0332 | -0.0392 | -0.0454 | -0.0518 | -0.0562 | -0.0604 | -0.0602 | -0.0602 | -0.06 | -0.0602 | -0.0604 | -0.0598 | -0.0598 | -0.0594 | -0.0596 | -0.0598 | -0.0596 | -0.0596 | -0.059 | -0.0576 | -0.056 | -0.0544 | -0.053 | -0.0516 | -0.048849
MT | Biopower
MT | Coal | Column Labels 2010: 0.62967; Column Labels 2011: 0.40367; Column Labels 2012: 0.178; Column Labels 2013: 0.36; Column Labels 2014: 0.54267; Column Labels 2015: 0.308; Column Labels 2016: 0.067; Column Labels 2017: 0.177; Column Labels 2018: 0.287; Column Labels 2019: 0.169; Column Labels 2020: 0.051; Column Labels 2021: 0.112; Column Labels 2022: 0.19367; Column Labels 2023: 0.21967; Column Labels 2024: 0.337; Column Labels 2025: 0.3375; Column Labels 2026: 0.347; Column Labels 2027: 0.334; Column Labels 2028: 0.3205; Column Labels 2029: 0.288; Column Labels 2030: 0.2555; Column Labels 2031: 0.2555 | 0.27664
MT | CSP
MT | Dist PV |  |  |  | 0.17 | 0.17 | 0.17 | 0.17 | 0.17 | 0.17 | 0.17 | 0.17 | 0.17 | 0.17 | 0.17 | 0.17 | 0.17 | 0.17 | 0.17 | 0.17 | 0.17 | 0.17 | 0.17 | 0.17 | 0.17 | 0.17 | 0.17 | 0.17 | 0.17 | 0.17 | 0.17 | 0.17 | 0.17 | 0.17 | 0.17 | 0.17 | 0.17 | 0.17 | 0.17 | 0.17 | 0.17 | 0.17 | 0.17
MT | Gas CCGT | 0.004 | 0.004 | 0.004 | 0.007 | 0.009 | 0.106 | 0.203 | 0.153 | 0.104 | 0.116 | 0.127 | 0.107 | 0.087 | 0.071 | 0.055 | 0.038 | 0.021 | 0.02 | 0.019 | 0.01 | 0 | 0.019 | 0.039 | 0.039 | 0.04 | 0.041 | 0.04 | 0.038 | 0.036 | 0.035 | 0.033 | 0.033 | 0.033 | 0.034 | 0.034 | 0.034 | 0.027 | 0.02 | 0.014 | 0.007 | 0 | 0.04539
MT | Gas CT | 0.0005 | 0.001 | 0.001 | 0.001 | 0.001 | 0.001 | 0.001 | 0.001 | 0.001 | 0.001 | 0.001 | 0.001 | 0.0015 | 0.0015 | 0.0015 | 0.0005 | 0 | 0 | 0 | 0 | 0 | 0 | 0 | 0.0005 | 0.0015 | 0.002 | 0.0015 | 0.001 | 0.001 | 0.0005 | 0 | 0 | 0 | 0 | 0 | 0 | 0 | 0 | 0 | 0 | 0 | 0.00059756
MT | Geothermal
MT | Hydro | 0.389 | 0.455 | 0.521 | 0.46567 | 0.41067 | 0.41333 | 0.416 | 0.416 | 0.416 | 0.41567 | 0.41567 | 0.41567 | 0.41567 | 0.41567 | 0.41567 | 0.41567 | 0.41567 | 0.41567 | 0.41567 | 0.41567 | 0.41567 | 0.41567 | 0.41567 | 0.41567 | 0.41567 | 0.41567 | 0.41433 | 0.41333 | 0.41233 | 0.411 | 0.41 | 0.409 | 0.40767 | 0.40667 | 0.40533 | 0.40433 | 0.39267 | 0.38167 | 0.36967 | 0.35833 | 0.34633 | 0.41248
MT | Nuclear
MT | Other | 0.4375 | 0.4375 | 0.4375 | 0.4375 | 0.4375 | 0.4375 | 0.4375 | 0.4375 | 0.4375 | 0.4375 | 0.4375 | 0.4375 | 0.4375 | 0.4375 | 0.4375 | 0.4375 | 0.4375 | 0.4375 | 0.4375 | 0.4375 | 0.4375 | 0.4375 | 0.4375 | 0.4375 | 0.4375 | 0.4375 | 0.4375 | 0.4375 | 0.4375 | 0.4375 | 0.4375 | 0.4375 | 0.4375 | 0.4375 | 0.4375 | 0.875 | 0.875 | 0.875 | 0.875 | 0.875 | 0.875 | 0.47204
MT | Utility PV | [7 empty] | 0.218 | 0.218 | 0.217 | 0.2155 | 0.2145 | 0.2135 | 0.2125 | 0.2115 | 0.2105 | 0.2095 | 0.2085 | 0.2075 | 0.2055 | 0.203 | 0.1965 | 0.1895 | 0.193 | 0.197 | 0.2005 | 0.1995 | 0.1985 | 0.1975 | 0.1965 | 0.1955 | 0.1945 | 0.1935 | 0.1925 | 0.1915 | 0.1905 | 0.2005 | 0.201 | 0.201 | 0.2015 | 0.2 | 0.20281
MT | Wind offshore
MT | Wind onshore | 0.30067 | 0.315 | 0.323 | 0.32433 | 0.32567 | 0.32433 | 0.32333 | 0.32867 | 0.33267 | 0.37733 | 0.39533 | 0.414 | 0.415 | 0.4264 | 0.427 | 0.4398 | 0.4446 | 0.4464 | 0.4478 | 0.4444 | 0.4434 | 0.4438 | 0.4442 | 0.4454 | 0.4462 | 0.447 | 0.4482 | 0.4494 | 0.45 | 0.451 | 0.4516 | 0.4512 | 0.451 | 0.4508 | 0.4502 | 0.45 | 0.4524 | 0.4546 | 0.457 | 0.4596 | 0.462 | 0.42544
NC | NC | 0.31461 | 0.338 | 0.32772 | 0.34583 | 0.36494 | 0.35511 | 0.34547 | 0.3294 | 0.33415 | 0.32775 | 0.32095 | 0.3251 | 0.32519 | 0.31557 | 0.3059 | 0.28077 | 0.26827 | 0.26145 | 0.255 | 0.25214 | 0.24718 | 0.24491 | 0.24245 | 0.23855 | 0.23555 | 0.23275 | 0.237 | 0.2389 | 0.24157 | 0.24638 | 0.258 | 0.26214 | 0.26329 | 0.264 | 0.26457 | 0.26514 | 0.26629 | 0.26686 | 0.26748 | 0.26795 | 0.26819 | 0.28143
NC | Battery | [7 empty] | -0.07 | -0.07 | -0.069 | -0.069 | -0.071 | -0.072 | -0.075 | -0.078 | -0.046 | -0.046 | -0.047 | -0.0475 | -0.0505 | -0.051 | -0.053 | -0.0545 | -0.0565 | -0.0575 | -0.059 | -0.062 | -0.0645 | -0.067 | -0.069 | -0.071 | -0.069 | -0.067 | -0.066 | -0.065 | -0.064 | -0.061 | -0.0595 | -0.0575 | -0.056 | -0.055 | -0.0603
NC | Biopower | 0.433 | 0.3805 | 0.33 | 0.342 | 0.3535 | 0.3155 | 0.276 | 0.277 | 0.2775 | 0.2775 | 0.2775 | 0.2775 | 0.2775 | 0.2775 | 0.2775 | 0.2775 | 0.2775 | 0.2775 | 0.2775 | 0.2775 | 0.2775 | 0.2775 | 0.2775 | 0.28 | 0.283 | 0.2855 | 0.296 | 0.311 | 0.3345 | 0.38 | 0.499 | 0.4955 | 0.492 | 0.489 | 0.4855 | 0.482 | 0.4775 | 0.4725 | 0.4675 | 0.463 | 0.458 | 0.3493
NC | Coal | 0.653 | 0.505 | 0.3365 | 0.4985 | 0.6685 | 0.5615 | 0.455 | 0.503 | 0.554 | 0.489 | 0.422 | 0.4215 | 0.4235 | 0.42 | 0.4165 | 0.392 | 0.3675 | 0.354 | 0.34 | 0.2945 | 0.2485 | 0.241 | 0.232 | 0.232 | 0.232 | [16 empty] | 0.41044
NC | CSP
NC | Dist PV | 0.1745 | 0.1745 | 0.1745 | 0.1745 | 0.1745 | 0.1745 | 0.1745 | 0.1745 | 0.1745 | 0.1745 | 0.1745 | 0.1745 | 0.1745 | 0.1745 | 0.1745 | 0.1655 | 0.159 | 0.1575 | 0.1565 | 0.167 | 0.1745 | 0.1745 | 0.1745 | 0.168 | 0.163 | 0.159 | 0.1635 | 0.167 | 0.17 | 0.1725 | 0.1745 | 0.1745 | 0.1745 | 0.1745 | 0.1745 | 0.1745 | 0.1745 | 0.1745 | 0.1745 | 0.1745 | 0.1745 | 0.17144
NC | Gas CCGT | 0.164 | 0.614 | 0.778 | 0.711 | 0.646 | 0.736 | 0.8265 | 0.824 | 0.822 | 0.823 | 0.8235 | 0.824 | 0.8245 | 0.7685 | 0.7125 | 0.626 | 0.5405 | 0.4945 | 0.4485 | 0.416 | 0.3835 | 0.364 | 0.3445 | 0.318 | 0.2915 | 0.265 | 0.2705 | 0.2765 | 0.283 | 0.2895 | 0.295 | 0.298 | 0.3005 | 0.3025 | 0.305 | 0.3075 | 0.3075 | 0.3075 | 0.308 | 0.3085 | 0.3085 | 0.48433
NC | Gas CT | 0.005 | 0.0045 | 0.004 | 0.005 | 0.0055 | 0.005 | 0.004 | 0.0055 | 0.006 | 0.0055 | 0.004 | 0.004 | 0.0035 | 0.004 | 0.0035 | 0.003 | 0.003 | 0.0015 | 0 | 0 | 0 | 0 | 0 | 0 | 0 | 0 | 0 | 0 | 0 | 0 | 0 | 0 | 0 | 0 | 0 | 0 | 0 | 0 | 0 | 0 | 0 | 0.0018659
NC | Geothermal
NC | Hydro | 0.2635 | 0.2265 | 0.1895 | 0.2445 | 0.2995 | 0.265 | 0.23 | 0.231 | 0.2315 | 0.2315 | 0.232 | 0.2315 | 0.2305 | 0.2305 | 0.23 | 0.2295 | 0.2295 | 0.2295 | 0.2295 | 0.2295 | 0.2295 | 0.23 | 0.2305 | 0.2305 | 0.2305 | 0.2305 | 0.23 | 0.23 | 0.2295 | 0.2295 | 0.229 | 0.2295 | 0.2295 | 0.2295 | 0.2295 | 0.23 | 0.23 | 0.23 | 0.2305 | 0.2305 | 0.231 | 0.23278
NC | Nuclear | 0.902 | 0.902 | 0.902 | 0.902 | 0.902 | 0.902 | 0.902 | 0.902 | 0.902 | 0.902 | 0.902 | 0.902 | 0.902 | 0.902 | 0.902 | 0.902 | 0.902 | 0.902 | 0.902 | 0.902 | 0.902 | 0.902 | 0.902 | 0.902 | 0.902 | 0.902 | 0.902 | 0.902 | 0.902 | 0.902 | 0.902 | 0.902 | 0.902 | 0.902 | 0.902 | 0.902 | 0.902 | 0.902 | 0.902 | 0.902 | 0.902 | 0.902
NC | Other | 0 | 0 | 0 | 0 | 0 | 0 | 0 | 0 | 0 | 0 | 0 | 0 | 0 | 0 | 0 | 0 | 0 | 0 | 0 | 0 | 0 | 0 | 0 | 0 | 0 | 0 | 0 | 0 | 0 | 0 | 0 | 0 | 0 | 0 | 0 | 0 | 0 | 0 | 0 | 0 | 0 | 0
NC | Utility PV | 0.2365 | 0.235 | 0.235 | 0.235 | 0.235 | 0.235 | 0.235 | 0.235 | 0.234 | 0.233 | 0.232 | 0.2335 | 0.233 | 0.2315 | 0.2305 | 0.2265 | 0.2225 | 0.2185 | 0.214 | 0.217 | 0.22 | 0.2185 | 0.2175 | 0.218 | 0.218 | 0.218 | 0.217 | 0.216 | 0.215 | 0.214 | 0.213 | 0.212 | 0.2115 | 0.211 | 0.21 | 0.2095 | 0.2125 | 0.2155 | 0.2185 | 0.222 | 0.225 | 0.22293
NC | Wind offshore | Column Labels 2036: 0.292; Column Labels 2037: 0.292; Column Labels 2038: 0.292; Column Labels 2039: 0.292; Column Labels 2040: 0.292; Column Labels 2041: 0.364; Column Labels 2042: 0.375; Column Labels 2043: 0.38; Column Labels 2044: 0.382; Column Labels 2045: 0.384; Column Labels 2046: 0.402; Column Labels 2047: 0.412; Column Labels 2048: 0.419; Column Labels 2049: 0.424; Column Labels 2050: 0.428 | 0.362
NC | Wind onshore | [5 empty] | 0.358 | 0.358 | 0.354 | 0.35 | 0.352 | 0.353 | 0.3805 | 0.3815 | 0.3425 | 0.304 | 0.3125 | 0.2955 | 0.288 | 0.2845 | 0.3205 | 0.3345 | 0.3395 | 0.343 | 0.332 | 0.3285 | 0.3265 | 0.3255 | 0.3245 | 0.3235 | 0.3225 | 0.3215 | 0.328 | 0.334 | 0.3395 | 0.3455 | 0.3505 | 0.352 | 0.3535 | 0.3555 | 0.357 | 0.358 | 0.33536
ND | ND | 0.45978 | 0.45389 | 0.4995 | 0.38982 | 0.38482 | 0.41664 | 0.42191 | 0.42173 | 0.42027 | 0.40291 | 0.33918 | 0.33727 | 0.33909 | 0.31125 | 0.3165 | 0.28746 | 0.28585 | 0.28692 | 0.29362 | 0.28454 | 0.27569 | 0.26577 | 0.25577 | 0.25892 | 0.26138 | 0.21136 | 0.21155 | 0.21209 | 0.21273 | 0.21327 | 0.21382 | 0.21382 | 0.21418 | 0.21445 | 0.21473 | 0.21491 | 0.21527 | 0.21582 | 0.21709 | 0.219 | 0.22345 | 0.29185
ND | Battery | [13 empty] | -0.036 | -0.036 | -0.041 | -0.041 | -0.05 | -0.056 | -0.06 | -0.0625 | -0.068 | -0.0735 | -0.066 | -0.0615 | -0.058 | -0.062 | -0.0645 | -0.0665 | -0.068 | -0.0695 | -0.0695 | -0.069 | -0.069 | -0.0685 | -0.0685 | -0.068 | -0.067 | -0.066 | -0.0655 | -0.0635 | -0.062167
ND | Biopower
ND | Coal | 0.7995 | 0.7755 | 0.748 | 0.778 | 0.8105 | 0.766 | 0.7215 | 0.745 | 0.776 | 0.7095 | 0.627 | 0.6355 | 0.667 | 0.6945 | 0.7325 | 0.7315 | 0.728 | 0.7405 | 0.788 | 0.7375 | 0.6875 | 0.6185 | 0.5495 | 0.5495 | 0.5495 | [16 empty] | 0.70664
ND | CSP
ND | Dist PV |  |  |  | 0.1625 | 0.1625 | 0.1625 | 0.1625 | 0.1625 | 0.1625 | 0.1625 | 0.1625 | 0.1625 | 0.1625 | 0.1625 | 0.1625 | 0.1625 | 0.1625 | 0.1625 | 0.1625 | 0.1625 | 0.1625 | 0.1625 | 0.1625 | 0.1625 | 0.1625 | 0.1625 | 0.1625 | 0.1625 | 0.1625 | 0.1625 | 0.1625 | 0.1625 | 0.1625 | 0.1625 | 0.1625 | 0.1625 | 0.1625 | 0.1625 | 0.1625 | 0.1625 | 0.1625 | 0.1625
ND | Gas CCGT | 0.004 | 0.014 | 0.023 | 0.02 | 0.017 | 0.11 | 0.203 | 0.165 | 0.127 | 0.166 | 0.205 | 0.147 | 0.089 | 0.078 | 0.068 | 0.046 | 0.024 | 0.024 | 0.024 | 0.012 | 0 | 0.021 | 0.042 | 0.052 | 0.062 | 0.072 | 0.064 | 0.056 | 0.049 | 0.041 | 0.033 | 0.033 | 0.033 | 0.034 | 0.034 | 0.034 | 0.027 | 0.02 | 0.014 | 0.007 | 0 | 0.055951
ND | Gas CT | 0 | 0 |  | 0.004 | 0.004 | 0.007 | 0.009 | 0.007 | 0.006 | 0.006 | 0.005 | 0.005 | 0.005 | 0.005 | 0.005 | 0.005 | 0.004 | 0.003 | 0.002 | 0.001 | 0 | 0.003 | 0.005 | 0.011 | 0.016 | 0.021 | 0.021 | 0.021 | 0.021 | 0.021 | 0.021 | 0.017 | 0.014 | 0.01 | 0.007 | 0.004 | 0.003 | 0.002 | 0.002 | 0.001 | 0 | 0.0076
ND | Geothermal
ND | Hydro | 0.367 | 0.448 | 0.529 | 0.494 | 0.459 | 0.42 | 0.382 | 0.38 | 0.379 | 0.379 | 0.378 | 0.38 | 0.382 | 0.382 | 0.382 | 0.382 | 0.382 | 0.382 | 0.382 | 0.382 | 0.382 | 0.382 | 0.382 | 0.382 | 0.382 | 0.382 | 0.382 | 0.382 | 0.382 | 0.382 | 0.382 | 0.382 | 0.382 | 0.382 | 0.382 | 0.382 | 0.382 | 0.382 | 0.382 | 0.382 | 0.382 | 0.39202
ND | Nuclear
ND | Other | 0.766 | 0.7115 | 0.646 | 0.6165 | 0.5755 | 0.752 | 0.7885 | 0.7825 | 0.7615 | 0.706 | 0.4145 | 0.415 | 0.415 | 0.415 | 0.415 | 0.419 | 0.423 | 0.429 | 0.4335 | 0.434 | 0.4345 | 0.4345 | 0.4345 | 0.4345 | 0.4345 | 0.4345 | 0.4345 | 0.4345 | 0.4345 | 0.4345 | 0.4345 | 0.4345 | 0.4345 | 0.4345 | 0.4345 | 0.4345 | 0.4345 | 0.4345 | 0.4345 | 0.4345 | 0.4345 | 0.49862
ND | Utility PV
ND | Wind offshore
ND | Wind onshore | 0.318 | 0.3245 | 0.328 | 0.328 | 0.328 | 0.3425 | 0.351 | 0.3535 | 0.3555 | 0.3625 | 0.3675 | 0.376 | 0.3825 | 0.381 | 0.3795 | 0.38 | 0.3805 | 0.3785 | 0.3765 | 0.378 | 0.379 | 0.377 | 0.375 | 0.38 | 0.384 | 0.386 | 0.395 | 0.4045 | 0.4135 | 0.422 | 0.4305 | 0.4325 | 0.4355 | 0.4385 | 0.441 | 0.4435 | 0.449 | 0.455 | 0.464 | 0.478 | 0.5045 | 0.3917
NE | NE | 0.25453 | 0.25406 | 0.25218 | 0.24645 | 0.26395 | 0.26338 | 0.2631 | 0.26548 | 0.27352 | 0.26752 | 0.2609 | 0.25505 | 0.24981 | 0.24405 | 0.254 | 0.21388 | 0.21084 | 0.2078 | 0.20629 | 0.209 | 0.20917 | 0.20154 | 0.20374 | 0.20565 | 0.20674 | 0.16376 | 0.1639 | 0.16405 | 0.16419 | 0.16448 | 0.16471 | 0.16495 | 0.16438 | 0.16386 | 0.16338 | 0.16276 | 0.16129 | 0.16033 | 0.15971 | 0.15938 | 0.1703 | 0.20797
NE | Battery | [15 empty] | -0.055667 | -0.055667 | -0.058 | -0.060333 | -0.068667 | -0.071 | -0.072333 | -0.071 | -0.068333 | -0.066 | -0.063667 | -0.065333 | -0.066667 | -0.068 | -0.069 | -0.069667 | -0.069 | -0.068333 | -0.067333 | -0.066667 | -0.065667 | -0.064 | -0.061667 | -0.059667 | -0.057333 | -0.052 | -0.064818
NE | Biopower | 0.522 | 0.522 | 0.522 | 0.522 | 0.522 | 0.522 | 0.522 | 0.522 | 0.522 | 0.522 | 0.522 | 0.522 | 0.522 | 0.522 | 0.522 | 0.522 | 0.522 | 0.522 | 0.522 | 0.522 | 0.522 | 0.522 | 0.522 | 0.501 | 0.479 | 0.457 | 0.47 | 0.483 | 0.496 | 0.509 | 0.522 | 0.507 | 0.492 | 0.477 | 0.462 | 0.447 | 0.436 | 0.425 | 0.415 | 0.404 | 0.393 | 0.4971
NE | Coal | 0.6345 | 0.508 | 0.385 | 0.524 | 0.6635 | 0.473 | 0.2825 | 0.4015 | 0.5995 | 0.452 | 0.305 | 0.3095 | 0.3195 | 0.3355 | 0.5135 | 0.487 | 0.4605 | 0.458 | 0.733 | 0.686 | 0.64 | 0.536 | 0.431 | 0.431 | 0.431 | [16 empty] | 0.46772
NE | CSP
NE | Dist PV |  |  |  | 0.18233 | 0.18233 | 0.18233 | 0.18233 | 0.18233 | 0.18233 | 0.18233 | 0.18233 | 0.18233 | 0.18233 | 0.18233 | 0.18233 | 0.18233 | 0.18233 | 0.17167 | 0.16267 | 0.173 | 0.18233 | 0.17367 | 0.166 | 0.17233 | 0.17767 | 0.18233 | 0.18233 | 0.18233 | 0.18233 | 0.18233 | 0.18233 | 0.18233 | 0.18233 | 0.18233 | 0.18233 | 0.18233 | 0.181 | 0.17967 | 0.17867 | 0.17767 | 0.17633 | 0.17976
NE | Gas CCGT | 0.004 | 0.01 | 0.0155 | 0.0145 | 0.014 | 0.1985 | 0.383 | 0.2625 | 0.142 | 0.2135 | 0.2845 | 0.22 | 0.156 | 0.133 | 0.11 | 0.0755 | 0.041 | 0.0325 | 0.025 | 0.024 | 0.0225 | 0.0135 | 0.004 | 0.007 | 0.0095 | 0.0125 | 0.01 | 0.0075 | 0.005 | 0.0025 | 0 | 0 | 0 | 0 | 0 | 0 | 0 | 0 | 0 | 0 | 0 | 0.059829
NE | Gas CT | 0.0023333 | 0.0026667 | 0.003 | 0.0036667 | 0.004 | 0.0055 | 0.0065 | 0.005 | 0.0035 | 0.0035 | 0.003 | 0.003 | 0.003 | 0.0025 | 0.0025 | 0.0025 | 0.0025 | 0.002 | 0.002 | 0.001 | 0 | 0 | 0 | 0 | 0 | 0 | 0 | 0 | 0 | 0 | 0 | 0 | 0 | 0 | 0 | 0 | 0 | 0 | 0 | 0 | 0 | 0.0016163
NE | Geothermal
NE | Hydro | 0.3115 | 0.404 | 0.496 | 0.399 | 0.3015 | 0.302 | 0.303 | 0.303 | 0.303 | 0.303 | 0.303 | 0.303 | 0.303 | 0.303 | 0.303 | 0.303 | 0.303 | 0.303 | 0.303 | 0.303 | 0.303 | 0.303 | 0.303 | 0.303 | 0.303 | 0.303 | 0.303 | 0.303 | 0.303 | 0.303 | 0.303 | 0.303 | 0.303 | 0.303 | 0.303 | 0.303 | 0.303 | 0.303 | 0.3025 | 0.3025 | 0.3025 | 0.31262
NE | Nuclear | 0.902 | 0.902 | 0.902 | 0.902 | 0.902 | 0.902 | 0.902 | 0.902 | 0.902 | 0.902 | 0.902 | 0.902 | 0.902 | 0.902 | 0.902 | 0.902 | 0.902 | 0.902 | 0.902 | 0.902 | 0.902 | 0.902 | 0.902 | 0.902 | 0.902 | [16 empty] | 0.902
NE | Other | 0 | 0 | 0 | 0 | 0 | 0 | 0 | 0 | 0 | 0 | 0 | 0 | 0 | 0 | 0 | 0 | 0 | 0 | 0 | 0 | 0 | 0 | 0 | 0 | 0 | 0 | 0 | 0 | 0 | 0 | 0 | 0 | 0 | 0 | 0 | 0 | 0 | 0 | 0 | 0 | 0 | 0
NE | Utility PV | [5 empty] | 0.261 | 0.261 | 0.2585 | 0.2575 | 0.256 | 0.2545 | 0.2535 | 0.2525 | 0.2485 | 0.2475 | 0.25133 | 0.25233 | 0.25033 | 0.249 | 0.24833 | 0.24833 | 0.247 | 0.24567 | 0.24433 | 0.24367 | 0.24267 | 0.24133 | 0.24 | 0.239 | 0.238 | 0.23667 | 0.24233 | 0.24233 | 0.24233 | 0.24267 | 0.24233 | 0.23967 | 0.23667 | 0.234 | 0.23133 | 0.22867 | 0.24492
NE | Wind offshore
NE | Wind onshore | 0.332 | 0.34767 | 0.35367 | 0.35733 | 0.35933 | 0.36 | 0.36067 | 0.381 | 0.38733 | 0.397 | 0.40267 | 0.40233 | 0.40233 | 0.36967 | 0.33667 | 0.351 | 0.36533 | 0.36267 | 0.36 | 0.39733 | 0.40867 | 0.39967 | 0.39833 | 0.41033 | 0.41733 | 0.42233 | 0.42367 | 0.42467 | 0.42533 | 0.42667 | 0.42767 | 0.428 | 0.42833 | 0.42867 | 0.42933 | 0.42933 | 0.425 | 0.424 | 0.425 | 0.42767 | 0.43233 | 0.3963
NH | NH | 0.44514 | 0.45286 | 0.39383 | 0.33075 | 0.31588 | 0.30362 | 0.29163 | 0.27937 | 0.267 | 0.26325 | 0.25912 | 0.263 | 0.26563 | 0.26787 | 0.27013 | 0.26875 | 0.26737 | 0.26475 | 0.262 | 0.26175 | 0.26138 | 0.26125 | 0.259 | 0.22511 | 0.22667 | 0.22833 | 0.2379 | 0.2385 | 0.2394 | 0.2407 | 0.2424 | 0.2464 | 0.2505 | 0.2544 | 0.2586 | 0.2627 | 0.2592 | 0.2557 | 0.252 | 0.2484 | 0.27156 | 0.26952
NH | Battery | Column Labels 2033: -0.057; Column Labels 2034: -0.057; Column Labels 2035: -0.057; Column Labels 2036: -0.066; Column Labels 2037: -0.068; Column Labels 2038: -0.069; Column Labels 2039: -0.069; Column Labels 2040: -0.07; Column Labels 2041: -0.069; Column Labels 2042: -0.068; Column Labels 2043: -0.068; Column Labels 2044: -0.067; Column Labels 2045: -0.066; Column Labels 2046: -0.063; Column Labels 2047: -0.059; Column Labels 2048: -0.055; Column Labels 2049: -0.05; Column Labels 2050: -0.046 | -0.062444
NH | Biopower | 0.206 | 0.168 | 0.129 | 0.24 | 0.318 | 0.206 | 0.095 | 0.102 | 0.108 | 0.083 | 0.058 | 0.058 | 0.058 | 0.058 | 0.058 | 0.058 | 0.058 | 0.058 | 0.058 | 0.058 | 0.058 | 0.067 | 0.075 | 0.095 | 0.116 | 0.136 | 0.143 | 0.152 | 0.163 | 0.177 | 0.196 | 0.201 | 0.207 | 0.213 | 0.22 | 0.227 | 0.186 | 0.144 | 0.1 | 0.056 | 0.009 | 0.12624
NH | Coal | Column Labels 2010: 0.795; Column Labels 2011: 0.795 | 0.795
NH | CSP
NH | Dist PV |  |  |  | 0.157 | 0.157 | 0.157 | 0.157 | 0.157 | 0.157 | 0.157 | 0.157 | 0.157 | 0.157 | 0.157 | 0.157 | 0.157 | 0.157 | 0.157 | 0.157 | 0.157 | 0.157 | 0.157 | 0.157 | 0.157 | 0.157 | 0.157 | 0.157 | 0.157 | 0.157 | 0.157 | 0.157 | 0.157 | 0.157 | 0.157 | 0.157 | 0.157 | 0.157 | 0.157 | 0.157 | 0.157 | 0.157 | 0.157
NH | Gas CCGT | 0.59 | 0.619 | 0.648 | 0.454 | 0.261 | 0.267 | 0.273 | 0.168 | 0.063 | 0.047 | 0.03 | 0.042 | 0.053 | 0.072 | 0.091 | 0.081 | 0.071 | 0.049 | 0.027 | 0.027 | 0.027 | 0.016 | 0.004 | 0.005 | 0.005 | 0.005 | 0.004 | 0.003 | 0.002 | 0.001 | 0 | 0 | 0 | 0 | 0 | 0 | 0 | 0 | 0 | 0 | 0 | 0.097683
NH | Gas CT
NH | Geothermal
NH | Hydro | 0.322 | 0.309 | 0.296 | 0.292 | 0.288 | 0.297 | 0.307 | 0.307 | 0.307 | 0.307 | 0.308 | 0.308 | 0.308 | 0.308 | 0.308 | 0.308 | 0.308 | 0.308 | 0.308 | 0.308 | 0.308 | 0.308 | 0.308 | 0.308 | 0.308 | 0.308 | 0.308 | 0.308 | 0.308 | 0.308 | 0.308 | 0.308 | 0.308 | 0.308 | 0.308 | 0.308 | 0.308 | 0.308 | 0.308 | 0.308 | 0.308 | 0.30683
NH | Nuclear | 0.902 | 0.902 | 0.902 | 0.902 | 0.902 | 0.902 | 0.902 | 0.902 | 0.902 | 0.902 | 0.902 | 0.902 | 0.902 | 0.902 | 0.902 | 0.902 | 0.902 | 0.902 | 0.902 | 0.902 | 0.902 | 0.902 | 0.902 | 0.902 | 0.902 | 0.902 | 0.902 | 0.902 | 0.902 | 0.902 | 0.902 | 0.902 | 0.902 | 0.902 | 0.902 | 0.902 | 0.902 | 0.902 | 0.902 | 0.902 | 0.902 | 0.902
NH | Other | 0 | 0 | 0 | 0 | 0 | 0 | 0 | 0 | 0 | 0 | 0 | 0 | 0 | 0 | 0 | 0 | 0 | 0 | 0 | 0 | 0 | 0 | 0 | 0 | 0 | 0 | 0 | 0 | 0 | 0 | 0 | 0 | 0 | 0 | 0 | 0 | 0 | 0 | 0 | 0 |  | 0
NH | Utility PV |  |  |  | 0.213 | 0.213 | 0.212 | 0.211 | 0.211 | 0.211 | 0.21 | 0.209 | 0.208 | 0.207 | 0.206 | 0.205 | 0.204 | 0.203 | 0.202 | 0.201 | 0.2 | 0.199 | 0.213 | 0.213 | 0.212 | 0.211 | 0.21 | 0.209 | 0.209 | 0.209 | 0.209 | 0.209 | 0.208 | 0.207 | 0.206 | 0.205 | 0.204 | 0.203 | 0.202 | 0.201 | 0.2 | 0.199 | 0.20695
NH | Wind offshore | Column Labels 2036: 0.327; Column Labels 2037: 0.327; Column Labels 2038: 0.327; Column Labels 2039: 0.327; Column Labels 2040: 0.327; Column Labels 2041: 0.352; Column Labels 2042: 0.378; Column Labels 2043: 0.403; Column Labels 2044: 0.429; Column Labels 2045: 0.454; Column Labels 2046: 0.454; Column Labels 2047: 0.454; Column Labels 2048: 0.454; Column Labels 2049: 0.454; Column Labels 2050: 0.454 | 0.39473
NH | Wind onshore | 0.301 | 0.377 | 0.388 | 0.388 | 0.388 | 0.388 | 0.388 | 0.388 | 0.388 | 0.4 | 0.409 | 0.429 | 0.44 | 0.44 | 0.44 | 0.44 | 0.44 | 0.442 | 0.443 | 0.442 | 0.44 | 0.427 | 0.413 | 0.404 | 0.398 | 0.394 | 0.395 | 0.395 | 0.395 | 0.395 | 0.395 | 0.405 | 0.414 | 0.423 | 0.432 | 0.441 | 0.445 | 0.449 | 0.453 | 0.457 | 0.461 | 0.41439
NJ | NJ | 0.3301 | 0.331 | 0.3322 | 0.2974 | 0.2573 | 0.25145 | 0.26591 | 0.25527 | 0.24509 | 0.25109 | 0.284 | 0.2803 | 0.2768 | 0.29082 | 0.29 | 0.29218 | 0.29173 | 0.29036 | 0.28891 | 0.28945 | 0.288 | 0.27873 | 0.272 | 0.26536 | 0.25836 | 0.25127 | 0.251 | 0.25064 | 0.25027 | 0.25009 | 0.24973 | 0.24964 | 0.24955 | 0.24955 | 0.24955 | 0.24936 | 0.25027 | 0.25109 | 0.25164 | 0.25182 | 0.23355 | 0.26881
NJ | Battery | [5 empty] | 0 | 0 | 0 | 0 | -0.013 | -0.014 | -0.018 | -0.022 | -0.022 | -0.023 | -0.015 | -0.009 | -0.007 | -0.005 | -0.004 | -0.003 | -0.006 | -0.009 | -0.02 | -0.03 | -0.041 | -0.043 | -0.045 | -0.047 | -0.049 | -0.051 | -0.051 | -0.051 | -0.051 | -0.051 | -0.051 | -0.047 | -0.042 | -0.038 | -0.034 | -0.03 | -0.026167
NJ | Biopower | 0.522 | 0.522 | 0.522 | 0.522 | 0.522 | 0.522 | 0.522 | 0.522 | 0.522 | 0.522 | 0.522 | 0.522 | 0.522 | 0.522 | 0.522 | 0.522 | 0.522 | 0.522 | 0.522 | 0.522 | 0.522 | 0.522 | 0.522 | 0.522 | 0.522 | 0.522 | 0.522 | 0.522 | 0.522 | 0.522 | 0.522 | 0.522 | 0.522 | 0.522 | 0.522 | 0.522 | 0.51 | 0.497 | 0.484 | 0.47 | 0.456 | 0.51729
NJ | Coal | Column Labels 2010: 0.712; Column Labels 2011: 0.575; Column Labels 2012: 0.439; Column Labels 2013: 0.265; Column Labels 2014: 0.021; Column Labels 2015: 0.01; Column Labels 2016: 0; Column Labels 2017: 0; Column Labels 2018: 0; Column Labels 2019: 0 | 0.2022
NJ | CSP
NJ | Dist PV | 0.162 | 0.162 | 0.162 | 0.162 | 0.162 | 0.162 | 0.162 | 0.162 | 0.162 | 0.162 | 0.162 | 0.162 | 0.162 | 0.162 | 0.162 | 0.162 | 0.162 | 0.162 | 0.162 | 0.162 | 0.162 | 0.162 | 0.162 | 0.162 | 0.162 | 0.162 | 0.162 | 0.162 | 0.162 | 0.162 | 0.162 | 0.162 | 0.162 | 0.162 | 0.162 | 0.162 | 0.162 | 0.162 | 0.162 | 0.162 | 0.162 | 0.162
NJ | Gas CCGT | 0.48 | 0.626 | 0.773 | 0.617 | 0.479 | 0.66 | 0.807 | 0.708 | 0.616 | 0.677 | 0.737 | 0.712 | 0.688 | 0.676 | 0.664 | 0.626 | 0.589 | 0.573 | 0.557 | 0.534 | 0.51 | 0.441 | 0.373 | 0.319 | 0.266 | 0.213 | 0.22 | 0.227 | 0.234 | 0.242 | 0.249 | 0.248 | 0.247 | 0.246 | 0.245 | 0.244 | 0.25 | 0.257 | 0.264 | 0.271 | 0.279 | 0.45473
NJ | Gas CT | 0.004 | 0.005 | 0.006 | 0.005 | 0.004 | 0.004 | 0.004 | 0.004 | 0.004 | 0.004 | 0.004 | 0.004 | 0.004 | 0.004 | 0.004 | 0.004 | 0.004 | 0.002 | 0.001 | 0.001 | 0.001 | 0.001 | 0 | 0 | 0 | 0 | 0 | 0 | 0 | 0 | 0 | 0 | 0 | 0 | 0 | 0 | 0 | 0 | 0 | 0 | 0 | 0.0019024
NJ | Geothermal
NJ | Hydro | -0.006 | -0.007 | -0.008 | -0.024 | -0.041 | -0.018 | 0.005 | -0.013 | -0.032 | -0.014 | 0.005 | -0.002 | -0.008 | -0.003 | 0.002 | 0.004 | 0.006 | 0.006 | 0.006 | 0.006 | 0.006 | 0.006 | 0.006 | 0.004 | 0.002 | 0 | -0.013 | -0.027 | -0.04 | -0.053 | -0.066 | -0.059 | -0.053 | -0.047 | -0.04 | -0.034 | -0.026 | -0.018 | -0.01 | -0.002 | 0.006 | -0.014488
NJ | Nuclear | 0.902 | 0.902 | 0.902 | 0.902 | 0.902 | 0.902 | 0.902 | 0.902 | 0.902 | 0.902 | 0.902 | 0.902 | 0.902 | 0.902 | 0.902 | 0.902 | 0.902 | 0.902 | 0.902 | 0.902 | 0.902 | 0.902 | 0.902 | 0.902 | 0.902 | 0.902 | 0.902 | 0.902 | 0.902 | 0.902 | 0.902 | 0.902 | 0.902 | 0.902 | 0.902 | 0.902 | 0.902 | 0.9 | 0.897 | 0.89 | 0.68 | 0.89612
NJ | Other | 0 | 0 | 0 | 0 | 0 | 0 | 0 | 0 | 0 | 0 | 0 | 0 | 0 | 0 | 0 | 0 | 0 | 0 | 0 | 0 | 0 | 0 | 0 | 0 | 0 | 0 | 0 | 0 | 0 | 0 | 0 | 0 | 0 | 0 | 0 | 0 | 0 | 0 | 0 | 0 | 0 | 0
NJ | Utility PV | 0.224 | 0.224 | 0.224 | 0.223 | 0.222 | 0.222 | 0.221 | 0.221 | 0.22 | 0.22 | 0.22 | 0.219 | 0.218 | 0.217 | 0.216 | 0.215 | 0.214 | 0.213 | 0.211 | 0.21 | 0.209 | 0.208 | 0.207 | 0.218 | 0.22 | 0.221 | 0.22 | 0.219 | 0.218 | 0.217 | 0.216 | 0.215 | 0.214 | 0.214 | 0.213 | 0.212 | 0.211 | 0.211 | 0.21 | 0.209 | 0.208 | 0.2162
NJ | Wind offshore | [13 empty] | 0.439 | 0.439 | 0.439 | 0.439 | 0.441 | 0.442 | 0.441 | 0.441 | 0.441 | 0.441 | 0.433 | 0.424 | 0.415 | 0.416 | 0.417 | 0.418 | 0.419 | 0.419 | 0.421 | 0.423 | 0.425 | 0.427 | 0.428 | 0.43 | 0.431 | 0.432 | 0.434 | 0.435 | 0.43036
NJ | Wind onshore | 0.301 | 0.301 | 0.302 | 0.302 | 0.302 | 0.302 | 0.302 | 0.302 | 0.302 | 0.302 | 0.302 | 0.302 | 0.302 | 0.302 | 0.302 | 0.355 | 0.38 | 0.38 | 0.38 | 0.41 | 0.418 | 0.389 | 0.388 | 0.379 | 0.374 | 0.37 | 0.375 | 0.38 | 0.384 | 0.389 | 0.394 | 0.386 | 0.379 | 0.372 | 0.365 | 0.358 | 0.361 | 0.364 | 0.367 | 0.37 | 0.373 | 0.35044
NM | NM | 0.26043 | 0.23935 | 0.24647 | 0.23565 | 0.22518 | 0.24082 | 0.25606 | 0.26118 | 0.26824 | 0.26624 | 0.26376 | 0.25694 | 0.24935 | 0.24594 | 0.24253 | 0.21739 | 0.21006 | 0.19817 | 0.18628 | 0.18433 | 0.18117 | 0.17717 | 0.17289 | 0.17139 | 0.17006 | 0.14088 | 0.14206 | 0.14324 | 0.14471 | 0.14653 | 0.14859 | 0.14929 | 0.15 | 0.15088 | 0.15176 | 0.16206 | 0.16144 | 0.16087 | 0.16044 | 0.16006 | 0.15969 | 0.19647
NM | Battery |  | 0 | 0 | -0.001 | -0.002 | -0.004 | -0.006 | -0.015 | -0.022 | -0.028 | -0.034 | -0.045 | -0.046 | -0.047 | -0.047 | -0.0575 | -0.0565 | -0.061 | -0.0635 | -0.064 | -0.0645 | -0.0665 | -0.0675 | -0.069 | -0.0695 | -0.07 | -0.0715 | -0.072 | -0.073 | -0.0735 | -0.0745 | -0.0735 | -0.072 | -0.0705 | -0.069 | -0.0675 | -0.068 | -0.0685 | -0.0685 | -0.069 | -0.0695 | -0.058136
NM | Biopower | 0.31 | 0.31 | 0.31 | 0.31 | 0.31 | 0.31 | 0.31 | 0.31 | 0.31 | 0.31 | 0.31 | 0.31 | 0.31 | 0.31 | 0.31 | 0.31 | 0.31 | 0.31 | 0.31 | 0.31 | 0.31 | 0.31 | 0.31 | 0.303 | 0.297 | 0.29 | 0.304 | 0.319 | 0.339 | 0.363 | 0.393 | 0.393 | 0.393 | 0.393 | 0.393 | 0.393 | 0.393 | 0.393 | 0.393 | 0.393 | 0.393 | 0.33337
NM | Coal | 0.846 | 0.825 | 0.804 | 0.823 | 0.846 | 0.643 | 0.441 | 0.616 | 0.846 | 0.682 | 0.519 | 0.583 | 0.647 | 0.647 | 0.646 | 0.726 | 0.814 | 0.794 | 0.774 | 0.721 | 0.667 | 0.66 | 0.641 | 0.641 | 0.641 | [16 empty] | 0.69972
NM | CSP |  | 0 | 0 | 0 | 0 | 0 | 0 | 0 | 0 | 0 | 0 | 0 | 0 | 0 | 0 | 0 | 0 | 0 | 0 | 0 | 0 | 0 | 0 | 0 | 0 | 0 | 0 | 0 | 0 | 0 | 0 | 0 | 0 | 0 | 0 | [6 empty] | 0
NM | Dist PV | 0.2215 | 0.2215 | 0.2215 | 0.2215 | 0.2215 | 0.2215 | 0.2215 | 0.2215 | 0.2215 | 0.2215 | 0.2215 | 0.2215 | 0.2215 | 0.2215 | 0.2215 | 0.2215 | 0.2215 | 0.2215 | 0.2215 | 0.2215 | 0.2215 | 0.221 | 0.2205 | 0.2185 | 0.2165 | 0.215 | 0.2165 | 0.218 | 0.219 | 0.22 | 0.2215 | 0.2215 | 0.2215 | 0.2215 | 0.2215 | 0.2215 | 0.2215 | 0.221 | 0.221 | 0.221 | 0.221 | 0.22076
NM | Gas CCGT | 0.3885 | 0.4685 | 0.5485 | 0.4855 | 0.4225 | 0.587 | 0.752 | 0.7185 | 0.685 | 0.717 | 0.749 | 0.678 | 0.6065 | 0.578 | 0.549 | 0.44 | 0.331 | 0.244 | 0.156 | 0.1515 | 0.1465 | 0.1105 | 0.075 | 0.068 | 0.061 | 0.0535 | 0.0555 | 0.057 | 0.0585 | 0.061 | 0.0625 | 0.0635 | 0.064 | 0.065 | 0.066 | 0.067 | 0.07 | 0.073 | 0.076 | 0.079 | 0.082 | 0.28709
NM | Gas CT | 0.002 | 0.0025 | 0.0035 | 0.003 | 0.003 | 0.0025 | 0.002 | 0.0025 | 0.003 | 0.0025 | 0.002 | 0.003 | 0.004 | 0.003 | 0.0025 | 0.0015 | 0 | 0 | 0 | 0 | 0 | 0 | 0 | 0 | 0 | 0 | 0 | 0 | 0 | 0 | 0 | 0 | 0 | 0 | 0 | 0 | 0 | 0 | 0 | 0 | 0 | 0.0010366
NM | Geothermal
NM | Hydro | 0.325 | 0.302 | 0.278 | 0.202 | 0.127 | 0.198 | 0.27 | 0.27 | 0.27 | 0.27 | 0.27 | 0.27 | 0.27 | 0.27 | 0.27 | 0.27 | 0.27 | 0.27 | 0.27 | 0.331 | 0.375 | 0.375 | 0.375 | 0.375 | 0.375 | 0.375 | 0.375 | 0.375 | 0.375 | 0.375 | 0.375 | 0.375 | 0.375 | 0.375 | 0.375 | 0.375 | 0.362 | 0.35 | 0.338 | 0.326 | 0.314 | 0.31617
NM | Nuclear
NM | Other | 0 | 0 | 0 | 0 | 0 | 0.0245 | 0.0495 | 0.0245 | 0 | 0.017 | 0.038 | 0.019 | 0 | 0 | 0 | 0 | 0 | 0 | 0 | 0 | 0 | 0 | 0 | 0 | 0 | 0 | 0 | 0 | 0 | 0 | 0 | 0 | 0 | 0 | 0 | 0 | 0 | 0 | 0 | 0 | 0 | 0.0042073
NM | Utility PV | 0.324 | 0.3135 | 0.3135 | 0.3125 | 0.311 | 0.3135 | 0.3135 | 0.313 | 0.3115 | 0.311 | 0.3095 | 0.3115 | 0.3105 | 0.3095 | 0.3085 | 0.307 | 0.3055 | 0.304 | 0.302 | 0.2835 | 0.264 | 0.2805 | 0.2965 | 0.295 | 0.2935 | 0.292 | 0.2905 | 0.289 | 0.2875 | 0.286 | 0.2845 | 0.2855 | 0.2865 | 0.288 | 0.2895 | 0.2905 | 0.29 | 0.29 | 0.29 | 0.291 | 0.292 | 0.29823
NM | Wind offshore
NM | Wind onshore | 0.3085 | 0.31 | 0.312 | 0.3135 | 0.3155 | 0.3245 | 0.3305 | 0.3495 | 0.357 | 0.377 | 0.3895 | 0.392 | 0.3865 | 0.3885 | 0.3905 | 0.391 | 0.392 | 0.388 | 0.3835 | 0.3855 | 0.387 | 0.3765 | 0.3685 | 0.3705 | 0.3725 | 0.3745 | 0.377 | 0.3785 | 0.381 | 0.383 | 0.385 | 0.388 | 0.391 | 0.3945 | 0.398 | 0.401 | 0.4005 | 0.4 | 0.3995 | 0.399 | 0.3985 | 0.37339
NV | NV | 0.3088 | 0.33037 | 0.34672 | 0.35256 | 0.35889 | 0.34353 | 0.31105 | 0.31647 | 0.33433 | 0.31105 | 0.30195 | 0.287 | 0.28714 | 0.29019 | 0.29495 | 0.2979 | 0.30486 | 0.29676 | 0.29033 | 0.28271 | 0.27524 | 0.27048 | 0.26562 | 0.264 | 0.26214 | 0.2398 | 0.2388 | 0.23765 | 0.2363 | 0.23505 | 0.24584 | 0.24674 | 0.24768 | 0.24853 | 0.24937 | 0.26411 | 0.26239 | 0.26072 | 0.25917 | 0.25756 | 0.24538 | 0.2816
NV | Battery | [9 empty] | -0.003 | -0.003 | -0.01 | -0.011 | -0.0145 | -0.0155 | -0.0165 | -0.017 | -0.0295 | -0.0365 | -0.041 | -0.045 | -0.046 | -0.0475 | -0.046 | -0.045 | -0.0445 | -0.05 | -0.0525 | -0.0545 | -0.0555 | -0.0565 | -0.055 | -0.054 | -0.053 | -0.052 | -0.051 | -0.052 | -0.053 | -0.053 | -0.054 | -0.0545 | -0.040935
NV | Biopower |  | 0.522 | 0.522 | 0.522 | 0.522 | 0.522 | 0.522 | 0.522 | 0.522 | 0.522 | 0.522 | 0.522 | 0.522 | 0.522 | 0.522 | 0.522 | 0.522 | 0.522 | 0.522 | 0.522 | 0.522 | 0.522 | 0.522 | 0.518 | 0.5135 | 0.5095 | 0.4935 | 0.478 | 0.462 | 0.4465 | 0.431 | 0.423 | 0.416 | 0.408 | 0.401 | 0.393 | 0.393 | 0.393 | 0.393 | 0.393 | 0.393 | 0.48355
NV | Coal | 0.846 | 0.7805 | 0.709 | 0.775 | 0.846 | 0.536 | 0.2255 | 0.3085 | 0.689 | 0.468 | 0.248 | 0.361 | 0.474 | 0.523 | 0.6 | 0.671 | 0.825 | 0.816 | 0.806 | 0.768 | 0.729 | 0.699 | 0.668 | 0.668 | 0.668 | [16 empty] | 0.6283
NV | CSP | 0 | 0 | 0 | 0 | 0 | 0.341 | 0.341 | 0.341 | 0.341 | 0.341 | 0.341 | 0.341 | 0.341 | 0.341 | 0.341 | 0.341 | 0.341 | 0.341 | 0.341 | 0.341 | 0.341 | 0.341 | 0.341 | 0.341 | 0.341 | 0.341 | 0.341 | 0.341 | 0.341 | 0.341 | 0.682 | 0.682 | 0.682 | 0.682 | 0.682 | 0.682 | 0.682 | 0.682 | 0.682 | 0.682 |  | 0.36723
NV | Dist PV | 0.2205 | 0.2205 | 0.2205 | 0.2205 | 0.2205 | 0.2205 | 0.2205 | 0.2205 | 0.2205 | 0.2205 | 0.2205 | 0.2205 | 0.2205 | 0.2205 | 0.2205 | 0.2205 | 0.2205 | 0.2155 | 0.2105 | 0.1605 | 0.1115 | 0.1245 | 0.1375 | 0.142 | 0.146 | 0.1505 | 0.1565 | 0.162 | 0.1675 | 0.173 | 0.1785 | 0.1865 | 0.195 | 0.203 | 0.211 | 0.2185 | 0.219 | 0.2195 | 0.22 | 0.22 | 0.2205 | 0.1975
NV | Gas CCGT | 0.303 | 0.331 | 0.355 | 0.3885 | 0.421 | 0.417 | 0.413 | 0.38 | 0.347 | 0.3655 | 0.3845 | 0.332 | 0.279 | 0.293 | 0.3065 | 0.3025 | 0.298 | 0.2685 | 0.239 | 0.234 | 0.229 | 0.1915 | 0.154 | 0.139 | 0.123 | 0.107 | 0.103 | 0.0985 | 0.094 | 0.0895 | 0.0845 | 0.083 | 0.081 | 0.0795 | 0.0775 | 0.0765 | 0.076 | 0.0755 | 0.0755 | 0.075 | 0.075 | 0.21574
NV | Gas CT | 0 | 0 | 0 | 0 | 0 | 0 | 0 | 0 | 0 | 0 | 0 | 0 | 0 | 0 | 0 | 0 | 0 | 0 | 0 | 0 | 0 | 0 | 0 | 0 | 0 | 0 | 0 | 0 | 0 | 0 | 0 | 0 | 0 | 0 | 0 | 0 | 0 | 0 | 0 | 0 | 0 | 0
NV | Geothermal | 0.75 | 0.75 | 0.75 | 0.75 | 0.75 | 0.75 | 0.75 | 0.75 | 0.75 | 0.75 | 0.75 | 0.75 | 0.75 | 0.75 | 0.75 | 0.75 | 0.75 | 0.75 | 0.75 | 0.75 | 0.75 | 0.75 | 0.75 | 0.75 | 0.75 | 0.749 | 0.75 | 0.75 | 0.75 | 0.75 | 0.75 | 0.75 | 0.75 | 0.75 | 0.75 | 0.75 | 0.75 | 0.75 | 0.75 | 0.75 | 0.75 | 0.74998
NV | Hydro | 0.4205 | 0.45 | 0.4795 | 0.4335 | 0.388 | 0.395 | 0.402 | 0.402 | 0.402 | 0.402 | 0.402 | 0.402 | 0.402 | 0.402 | 0.402 | 0.402 | 0.402 | 0.402 | 0.402 | 0.402 | 0.402 | 0.402 | 0.402 | 0.402 | 0.402 | 0.402 | 0.402 | 0.402 | 0.402 | 0.402 | 0.402 | 0.402 | 0.402 | 0.402 | 0.402 | 0.402 | 0.3945 | 0.387 | 0.3795 | 0.372 | 0.3645 | 0.40302
NV | Nuclear
NV | Other | 0 | 0 | 0 | 0 | 0 | 0 | 0 | 0 | 0 | 0 | 0 | 0 | 0 | 0 | 0 | 0 | 0 | 0 | 0 | 0 | 0 | 0 | 0 | 0 | 0 | 0 | 0 | 0 | 0 | 0 | 0 | 0 | 0 | 0 | 0 | 0 | 0 | 0 | 0 | 0 |  | 0
NV | Utility PV | 0.302 | 0.306 | 0.306 | 0.305 | 0.304 | 0.3035 | 0.3025 | 0.304 | 0.3035 | 0.303 | 0.303 | 0.3015 | 0.3005 | 0.2975 | 0.2965 | 0.2955 | 0.2955 | 0.292 | 0.29 | 0.2895 | 0.289 | 0.2865 | 0.2845 | 0.281 | 0.278 | 0.2745 | 0.2745 | 0.274 | 0.2735 | 0.2735 | 0.273 | 0.2735 | 0.2735 | 0.274 | 0.274 | 0.274 | 0.2735 | 0.2725 | 0.272 | 0.2725 | 0.272 | 0.28749
NV | Wind offshore
NV | Wind onshore |  | 0.307 | 0.307 | 0.307 | 0.307 | 0.307 | 0.307 | 0.307 | 0.307 | 0.349 | 0.349 | 0.349 | 0.349 | 0.349 | 0.349 | 0.3505 | 0.3515 | 0.3215 | 0.3025 | 0.3015 | 0.301 | 0.294 | 0.2865 | 0.286 | 0.285 | 0.2835 | 0.2925 | 0.2985 | 0.3025 | 0.3055 | 0.307 | 0.315 | 0.3235 | 0.3315 | 0.3395 | 0.348 | 0.3415 | 0.336 | 0.3295 | 0.3235 | 0.3175 | 0.31936
NY | NY | 0.329 | 0.32706 | 0.33056 | 0.32359 | 0.32329 | 0.32018 | 0.314 | 0.31424 | 0.31424 | 0.29744 | 0.29967 | 0.3168 | 0.31745 | 0.31581 | 0.30805 | 0.31 | 0.31371 | 0.31095 | 0.30852 | 0.301 | 0.2931 | 0.27781 | 0.26214 | 0.25795 | 0.25457 | 0.248 | 0.24775 | 0.2476 | 0.2476 | 0.2478 | 0.24845 | 0.2503 | 0.2523 | 0.25425 | 0.25625 | 0.24437 | 0.24516 | 0.24632 | 0.24847 | 0.25184 | 0.22178 | 0.2818
NY | Battery | -0.001 | -0.001 | -0.001 | -0.004 | -0.007 | -0.004 | -0.001 | 0 | 0 | -0.0155 | -0.0155 | -0.01 | -0.007 | -0.007 | -0.007 | -0.0085 | -0.009 | -0.0125 | -0.015 | -0.022 | -0.027 | -0.0415 | -0.056 | -0.0615 | -0.067 | -0.0725 | -0.0725 | -0.0725 | -0.0725 | -0.072 | -0.072 | -0.0705 | -0.069 | -0.068 | -0.067 | -0.066 | -0.0655 | -0.064 | -0.063 | -0.0615 | -0.0605 | -0.040562
NY | Biopower | 0.458 | 0.44 | 0.423 | 0.442 | 0.461 | 0.4595 | 0.457 | 0.457 | 0.457 | 0.457 | 0.457 | 0.451 | 0.4455 | 0.446 | 0.447 | 0.4485 | 0.4495 | 0.4475 | 0.4455 | 0.4405 | 0.4355 | 0.4365 | 0.4375 | 0.4355 | 0.434 | 0.432 | 0.441 | 0.4515 | 0.463 | 0.476 | 0.4905 | 0.4925 | 0.4945 | 0.497 | 0.4995 | 0.483 | 0.47 | 0.458 | 0.445 | 0.431 | 0.417 | 0.45416
NY | Coal | 0.843 | 0.762 | 0.68 | 0.652 | 0.619 | 0.464 | 0.26 | 0.363 | 0.466 | 0.451 | 0.436 | 0.497 | 0.558 | 0.508 | 0.459 | 0.525 | 0.635 | 0.648 | 0.661 | 0.587 | 0.5 | 0.413 | 0.325 | 0.325 | 0.325 | [16 empty] | 0.51848
NY | CSP
NY | Dist PV | 0.156 | 0.156 | 0.1555 | 0.156 | 0.156 | 0.156 | 0.156 | 0.156 | 0.156 | 0.156 | 0.156 | 0.156 | 0.156 | 0.156 | 0.156 | 0.156 | 0.156 | 0.156 | 0.156 | 0.156 | 0.156 | 0.156 | 0.156 | 0.156 | 0.156 | 0.156 | 0.156 | 0.156 | 0.156 | 0.156 | 0.156 | 0.156 | 0.156 | 0.156 | 0.156 | 0.156 | 0.156 | 0.156 | 0.156 | 0.156 | 0.156 | 0.15599
NY | Gas CCGT | 0.5225 | 0.6015 | 0.677 | 0.6725 | 0.6675 | 0.7095 | 0.751 | 0.703 | 0.6555 | 0.679 | 0.702 | 0.681 | 0.6605 | 0.6025 | 0.5445 | 0.528 | 0.511 | 0.4765 | 0.4425 | 0.413 | 0.3835 | 0.279 | 0.175 | 0.167 | 0.159 | 0.151 | 0.1525 | 0.153 | 0.1545 | 0.155 | 0.1565 | 0.1575 | 0.1585 | 0.1595 | 0.161 | 0.1625 | 0.1625 | 0.162 | 0.1625 | 0.163 | 0.163 | 0.38777
NY | Gas CT | 0.0045 | 0.005 | 0.006 | 0.0055 | 0.005 | 0.007 | 0.009 | 0.0065 | 0.0035 | 0.0055 | 0.0075 | 0.0065 | 0.004 | 0.003 | 0.0015 | 0.0015 | 0.0015 | 0.0015 | 0.0015 | 0.0015 | 0.0015 | 0.0005 | 0 | 0 | 0 | 0 | 0 | 0 | 0 | 0 | 0 | 0 | 0 | 0 | 0 | 0 | 0 | 0 | 0 | 0 | 0 | 0.0021829
NY | Geothermal
NY | Hydro | 0.485 | 0.481 | 0.477 | 0.47 | 0.463 | 0.468 | 0.474 | 0.475 | 0.475 | 0.477 | 0.479 | 0.479 | 0.48 | 0.479 | 0.479 | 0.479 | 0.479 | 0.479 | 0.48 | 0.48 | 0.48 | 0.475 | 0.471 | 0.468 | 0.466 | 0.463 | 0.463 | 0.463 | 0.462 | 0.462 | 0.462 | 0.462 | 0.462 | 0.462 | 0.463 | 0.463 | 0.465 | 0.466 | 0.468 | 0.47 | 0.472 | 0.47137
NY | Nuclear | 0.902 | 0.902 | 0.902 | 0.902 | 0.902 | 0.902 | 0.902 | 0.902 | 0.902 | 0.902 | 0.902 | 0.902 | 0.902 | 0.902 | 0.902 | 0.902 | 0.902 | 0.902 | 0.902 | 0.902 | 0.902 | 0.902 | 0.902 | 0.902 | 0.902 | 0.902 | 0.902 | 0.902 | 0.902 | 0.902 | 0.902 | 0.902 | 0.902 | 0.902 | 0.902 | 0.902 | 0.902 | 0.902 | 0.902 | 0.902 |  | 0.902
NY | Other | 0.0615 | 0.0705 | 0.0785 | 0.0835 | 0.0885 | 0.0925 | 0.096 | 0.095 | 0.094 | 0.0905 | 0.087 | 0.081 | 0.0745 | 0.076 | 0.077 | 0.074 | 0.071 | 0.0775 | 0.084 | 0.0845 | 0.085 | 0.0845 | 0.084 | 0.0855 | 0.0865 | 0.088 | 0.0925 | 0.097 | 0.1025 | 0.1085 | 0.116 | 0.118 | 0.12 | 0.1225 | 0.1245 | 0.127 | 0.143 | 0.163 | 0.1905 | 0.2285 | 0.2855 | 0.10462
NY | Utility PV |  | 0.232 | 0.232 | 0.2205 | 0.22 | 0.22 | 0.2195 | 0.2195 | 0.219 | 0.218 | 0.217 | 0.216 | 0.215 | 0.214 | 0.213 | 0.212 | 0.211 | 0.2095 | 0.2085 | 0.2075 | 0.2065 | 0.212 | 0.212 | 0.211 | 0.21 | 0.209 | 0.2085 | 0.208 | 0.207 | 0.2065 | 0.206 | 0.205 | 0.2045 | 0.2035 | 0.203 | 0.202 | 0.2025 | 0.203 | 0.205 | 0.208 | 0.215 | 0.21128
NY | Wind offshore | [11 empty] | 0.437 | 0.437 | 0.4415 | 0.4415 | 0.4415 | 0.4415 | 0.4405 | 0.44 | 0.4395 | 0.4395 | 0.438 | 0.437 | 0.409 | 0.3895 | 0.3755 | 0.385 | 0.3945 | 0.404 | 0.413 | 0.4225 | 0.4235 | 0.425 | 0.4265 | 0.4275 | 0.4285 | 0.4295 | 0.43 | 0.4305 | 0.4315 | 0.432 | 0.42466
NY | Wind onshore | 0.301 | 0.311 | 0.319 | 0.321 | 0.323 | 0.324 | 0.326 | 0.328 | 0.329 | 0.343 | 0.355 | 0.429 | 0.4375 | 0.4395 | 0.441 | 0.449 | 0.4535 | 0.454 | 0.455 | 0.4555 | 0.456 | 0.457 | 0.458 | 0.4585 | 0.4585 | 0.4585 | 0.432 | 0.406 | 0.3795 | 0.353 | 0.327 | 0.339 | 0.3515 | 0.3635 | 0.3755 | 0.3875 | 0.3825 | 0.377 | 0.3715 | 0.3655 | 0.3605 | 0.3978
OH | OH | 0.27592 | 0.30389 | 0.30393 | 0.28957 | 0.28853 | 0.28006 | 0.269 | 0.29587 | 0.29475 | 0.30339 | 0.3067 | 0.30637 | 0.2855 | 0.28526 | 0.28479 | 0.28185 | 0.27821 | 0.26251 | 0.2572 | 0.25319 | 0.24736 | 0.24239 | 0.24226 | 0.22974 | 0.21977 | 0.19385 | 0.19585 | 0.19755 | 0.19933 | 0.20103 | 0.20894 | 0.20934 | 0.20959 | 0.20956 | 0.20959 | 0.20956 | 0.20653 | 0.2035 | 0.20034 | 0.19728 | 0.19412 | 0.24675
OH | Battery | 0 | -0.01 | -0.019 | -0.008 | -0.006 | -0.002 | -0.00033333 | -0.00033333 | -0.00033333 | 0 | 0 | 0 | 0 | -0.001 | -0.002 | -0.010333 | -0.019 | -0.04575 | -0.05525 | -0.06375 | -0.06475 | -0.06625 | -0.06675 | -0.06275 | -0.06125 | -0.06025 | -0.06175 | -0.0635 | -0.0645 | -0.06525 | -0.06625 | -0.0655 | -0.06425 | -0.064 | -0.06325 | -0.06275 | -0.06175 | -0.0605 | -0.0595 | -0.05825 | -0.05725 | -0.043906
OH | Biopower | 0.482 | 0.491 | 0.4965 | 0.4905 | 0.4845 | 0.472 | 0.459 | 0.48 | 0.48 | 0.48 | 0.48 | 0.48 | 0.48 | 0.48 | 0.48 | 0.48 | 0.48 | 0.48 | 0.48 | 0.48 | 0.48 | 0.48 | 0.48 | 0.48 | 0.48 | 0.48 | 0.48 | 0.48 | 0.48 | 0.48 | 0.48 | 0.483 | 0.486 | 0.489 | 0.49233 | 0.49533 | 0.48433 | 0.47333 | 0.462 | 0.451 | 0.44 | 0.47914
OH | Coal | 0.723 | 0.6545 | 0.56575 | 0.6165 | 0.6735 | 0.62075 | 0.55233 | 0.557 | 0.562 | 0.54067 | 0.51567 | 0.51033 | 0.50567 | 0.52433 | 0.543 | 0.54967 | 0.55633 | 0.55 | 0.543 | 0.48567 | 0.43767 | 0.38933 | 0.475 | 0.475 | 0.475 | [16 empty] | 0.55428
OH | CSP
OH | Dist PV | 0.1535 | 0.15375 | 0.15375 | 0.15375 | 0.15375 | 0.15375 | 0.15375 | 0.15375 | 0.15375 | 0.15375 | 0.15375 | 0.15375 | 0.15375 | 0.15375 | 0.15375 | 0.15375 | 0.15375 | 0.15125 | 0.14975 | 0.15225 | 0.15375 | 0.15375 | 0.15375 | 0.15375 | 0.15375 | 0.15375 | 0.15375 | 0.15375 | 0.15375 | 0.15375 | 0.15375 | 0.15375 | 0.15375 | 0.15375 | 0.15375 | 0.15375 | 0.15375 | 0.15375 | 0.15375 | 0.15375 | 0.15375 | 0.15355
OH | Gas CCGT | 0.19 | 0.7535 | 0.887 | 0.772 | 0.6575 | 0.772 | 0.887 | 0.89433 | 0.893 | 0.896 | 0.89933 | 0.89933 | 0.89933 | 0.89267 | 0.886 | 0.86167 | 0.83733 | 0.80933 | 0.78067 | 0.759 | 0.737 | 0.73533 | 0.73367 | 0.62167 | 0.50967 | 0.398 | 0.41467 | 0.431 | 0.448 | 0.46467 | 0.48133 | 0.475 | 0.469 | 0.46267 | 0.457 | 0.45133 | 0.42767 | 0.40433 | 0.381 | 0.35767 | 0.33433 | 0.63834
OH | Gas CT | 0.0035 | 0.0255 | 0.0475 | 0.02825 | 0.008 | 0.03025 | 0.047 | 0.0355 | 0.02425 | 0.066 | 0.10875 | 0.0845 | 0.05975 | 0.047 | 0.03425 | 0.02225 | 0.0095 | 0.0075 | 0.00475 | 0.00425 | 0.00325 | 0.00275 | 0.00225 | 0.0015 | 0.00075 | 0 | 0 | 0 | 0 | 0 | 0 | 0 | 0 | 0 | 0 | 0 | 0 | 0 | 0 | 0 | 0 | 0.017287
OH | Geothermal
OH | Hydro | 0.339 | 0.3275 | 0.315 | 0.356 | 0.397 | 0.368 | 0.339 | 0.339 | 0.339 | 0.339 | 0.339 | 0.339 | 0.339 | 0.339 | 0.339 | 0.339 | 0.339 | 0.339 | 0.339 | 0.339 | 0.339 | 0.339 | 0.339 | 0.339 | 0.339 | 0.339 | 0.339 | 0.339 | 0.339 | 0.339 | 0.339 | 0.339 | 0.339 | 0.339 | 0.339 | 0.339 | 0.339 | 0.339 | 0.339 | 0.339 | 0.339 | 0.34067
OH | Nuclear | Column Labels 2010: 0.902; Column Labels 2011: 0.902; Column Labels 2012: 0.902; Column Labels 2013: 0.902; Column Labels 2014: 0.902; Column Labels 2015: 0.902; Column Labels 2016: 0.902; Column Labels 2017: 0.902; Column Labels 2018: 0.902; Column Labels 2019: 0.902; Column Labels 2020: 0.902; Column Labels 2021: 0.902 | 0.902
OH | Other | 0 | 0.00525 | 0.0105 | 0.0055 | 0 | 0 | 0 | 0 | 0 | 0.00025 | 0.0005 | 0.00025 | 0 | 0 | 0 | 0 | 0 | 0 | 0 | 0 | 0 | 0 | 0 | 0 | 0 | 0 | 0 | 0 | 0 | 0 | 0 | 0 | 0 | 0 | 0 | 0 | 0 | 0 | 0 | 0 | 0 | 0.0005817
OH | Utility PV | 0.23 | 0.229 | 0.229 | 0.22867 | 0.228 | 0.22733 | 0.22633 | 0.22633 | 0.226 | 0.225 | 0.22367 | 0.2255 | 0.225 | 0.22575 | 0.22525 | 0.22375 | 0.22275 | 0.22175 | 0.22075 | 0.2235 | 0.22325 | 0.22225 | 0.22125 | 0.22025 | 0.219 | 0.21775 | 0.21675 | 0.2155 | 0.2145 | 0.2135 | 0.21225 | 0.21125 | 0.21025 | 0.20925 | 0.20825 | 0.207 | 0.206 | 0.205 | 0.204 | 0.203 | 0.202 | 0.2181
OH | Wind offshore | [9 empty] | 0.458 | 0.458 | 0.458 | 0.458 | 0.458 | 0.458 | 0.458 | 0.458 | 0.438 | 0.418 | 0.438 | 0.458 | 0.449 | 0.439 | 0.339 | 0.334 | 0.332 | 0.352 | 0.365 | 0.375 | 0.382 | 0.387 | 0.405 | 0.413 | 0.418 | 0.421 | 0.423 | 0.429 | 0.433 | 0.437 | 0.44 | 0.442 | 0.41972
OH | Wind onshore | 0.301 | 0.3295 | 0.331 | 0.331 | 0.3315 | 0.3305 | 0.33 | 0.3295 | 0.329 | 0.3345 | 0.3375 | 0.38667 | 0.38733 | 0.38967 | 0.391 | 0.40167 | 0.405 | 0.405 | 0.405 | 0.39 | 0.38575 | 0.38375 | 0.38225 | 0.3795 | 0.378 | 0.377 | 0.3785 | 0.38 | 0.3815 | 0.383 | 0.3845 | 0.386 | 0.388 | 0.38975 | 0.39125 | 0.39325 | 0.3935 | 0.39375 | 0.3935 | 0.39375 | 0.39375 | 0.37928
OK | OK | 0.28573 | 0.30154 | 0.28669 | 0.27531 | 0.28225 | 0.28967 | 0.28339 | 0.28311 | 0.28517 | 0.28274 | 0.27889 | 0.27011 | 0.25305 | 0.25335 | 0.2559 | 0.22564 | 0.22332 | 0.21623 | 0.21224 | 0.19509 | 0.19095 | 0.187 | 0.18 | 0.1759 | 0.17238 | 0.16919 | 0.16933 | 0.16948 | 0.16967 | 0.1699 | 0.17019 | 0.17062 | 0.17081 | 0.1711 | 0.17138 | 0.17157 | 0.17186 | 0.1721 | 0.17214 | 0.17252 | 0.17271 | 0.2117
OK | Battery | [15 empty] | -0.0705 | -0.0705 | -0.0715 | -0.072 | -0.072667 | -0.072667 | -0.073 | -0.073667 | -0.072333 | -0.071667 | -0.070667 | -0.071333 | -0.072 | -0.073 | -0.073667 | -0.074 | -0.073667 | -0.073667 | -0.073333 | -0.073333 | -0.073 | -0.072333 | -0.071333 | -0.071 | -0.07 | -0.068667 | -0.072189
OK | Biopower |  | 0.522 | 0.522 | 0.522 | 0.522 | 0.522 | 0.522 | 0.522 | 0.522 | 0.522 | 0.522 | 0.522 | 0.522 | 0.522 | 0.522 | 0.522 | 0.522 | 0.522 | 0.522 | 0.522 | 0.522 | 0.522 | 0.522 | 0.522 | 0.522 | 0.522 | 0.522 | 0.522 | 0.522 | 0.522 | 0.522 | 0.522 | 0.522 | 0.522 | 0.522 | 0.522 | 0.504 | 0.485 | 0.466 | 0.448 | 0.429 | 0.51505
OK | Coal | Column Labels 2010: 0.846; Column Labels 2011: 0.6965; Column Labels 2012: 0.5475; Column Labels 2013: 0.679; Column Labels 2014: 0.811; Column Labels 2015: 0.5985; Column Labels 2016: 0.314; Column Labels 2017: 0.3865; Column Labels 2018: 0.476; Column Labels 2019: 0.3855; Column Labels 2020: 0.282; Column Labels 2021: 0.227; Column Labels 2022: 0.1175; Column Labels 2023: 0.152; Column Labels 2024: 0.21; Column Labels 2025: 0.254; Column Labels 2026: 0.2785; Column Labels 2027: 0.256; Column Labels 2028: 0.319; Column Labels 2029: 0.282; Column Labels 2030: 0.245; Column Labels 2031: 0.245 | 0.40315
OK | CSP
OK | Dist PV |  |  |  | 0.18933 | 0.18933 | 0.18933 | 0.18933 | 0.18933 | 0.18933 | 0.18933 | 0.18933 | 0.18933 | 0.18933 | 0.18933 | 0.18933 | 0.18933 | 0.18933 | 0.18933 | 0.18933 | 0.18933 | 0.18933 | 0.18933 | 0.18933 | 0.18933 | 0.18933 | 0.18933 | 0.18933 | 0.18933 | 0.18933 | 0.18933 | 0.18933 | 0.18933 | 0.18933 | 0.18933 | 0.18933 | 0.18933 | 0.18933 | 0.18933 | 0.18933 | 0.18933 | 0.18933 | 0.18933
OK | Gas CCGT | 0.2445 | 0.3935 | 0.53 | 0.428 | 0.3265 | 0.5125 | 0.699 | 0.64 | 0.5825 | 0.6235 | 0.665 | 0.6335 | 0.6015 | 0.583 | 0.5635 | 0.526 | 0.4885 | 0.4355 | 0.383 | 0.356 | 0.33 | 0.2965 | 0.263 | 0.2365 | 0.2105 | 0.1845 | 0.1835 | 0.1825 | 0.182 | 0.1815 | 0.181 | 0.181 | 0.181 | 0.181 | 0.181 | 0.1815 | 0.18 | 0.179 | 0.1775 | 0.1765 | 0.1755 | 0.35222
OK | Gas CT | 0.004 | 0.004 | 0.004 | 0.004 | 0.004 | 0.0065 | 0.0085 | 0.0095 | 0.0105 | 0.0125 | 0.015 | 0.018 | 0.0215 | 0.02 | 0.0185 | 0.0115 | 0.0035 | 0.0035 | 0.0035 | 0.003 | 0.002 | 0.0015 | 0.0005 | 0.0005 | 0 | 0 | 0 | 0 | 0 | 0 | 0 | 0.0005 | 0.0005 | 0.001 | 0.0015 | 0.0015 | 0.0015 | 0.001 | 0.0005 | 0.0005 | 0 | 0.0048415
OK | Geothermal
OK | Hydro | 0.314 | 0.2235 | 0.1325 | 0.156 | 0.179 | 0.2005 | 0.223 | 0.222 | 0.2215 | 0.223 | 0.225 | 0.2205 | 0.2155 | 0.2175 | 0.2195 | 0.215 | 0.211 | 0.212 | 0.213 | 0.212 | 0.211 | 0.2105 | 0.21 | 0.212 | 0.214 | 0.216 | 0.2155 | 0.215 | 0.2145 | 0.2145 | 0.214 | 0.215 | 0.216 | 0.217 | 0.218 | 0.219 | 0.219 | 0.219 | 0.219 | 0.219 | 0.219 | 0.21422
OK | Nuclear
OK | Other | 0 | 0 | 0 | 0 | 0 | 0.016 | 0.032 | 0.019 | 0.0055 | 0.027 | 0.0495 | 0.033 | 0.0165 | 0.0115 | 0.0065 | 0.003 | 0 | 0 | 0 | 0 | 0 | 0 | 0 | 0 | 0 | 0 | 0 | 0 | 0 | 0 | 0 | 0 | 0 | 0 | 0 | 0 | 0 | 0 | 0 | 0 | 0 | 0.0053537
OK | Utility PV | [5 empty] | 0.282 | 0.282 | 0.274 | 0.273 | 0.2815 | 0.281 | 0.284 | 0.2845 | 0.27333 | 0.27267 | 0.27267 | 0.272 | 0.27033 | 0.269 | 0.26767 | 0.26633 | 0.265 | 0.26333 | 0.26167 | 0.26067 | 0.25933 | 0.258 | 0.25633 | 0.25533 | 0.254 | 0.25267 | 0.25333 | 0.253 | 0.25267 | 0.25267 | 0.252 | 0.25133 | 0.25033 | 0.24967 | 0.249 | 0.248 | 0.26208
OK | Wind offshore
OK | Wind onshore | 0.326 | 0.3815 | 0.3885 | 0.3905 | 0.3925 | 0.39133 | 0.392 | 0.39267 | 0.39267 | 0.392 | 0.39133 | 0.40333 | 0.40133 | 0.39633 | 0.39133 | 0.39267 | 0.395 | 0.395 | 0.39533 | 0.39767 | 0.39967 | 0.39533 | 0.39133 | 0.37933 | 0.37133 | 0.36533 | 0.36933 | 0.37367 | 0.37767 | 0.38167 | 0.386 | 0.387 | 0.388 | 0.389 | 0.39 | 0.39067 | 0.39967 | 0.40867 | 0.417 | 0.426 | 0.43433 | 0.39192
OR | OR | 0.3455 | 0.32771 | 0.32376 | 0.30021 | 0.29821 | 0.28563 | 0.27253 | 0.28274 | 0.29279 | 0.25057 | 0.23871 | 0.24891 | 0.25833 | 0.25771 | 0.2571 | 0.25257 | 0.24738 | 0.24286 | 0.23895 | 0.23571 | 0.23238 | 0.23048 | 0.22876 | 0.23509 | 0.23132 | 0.22741 | 0.23074 | 0.22643 | 0.22217 | 0.21783 | 0.2137 | 0.21317 | 0.2123 | 0.21143 | 0.21043 | 0.20935 | 0.20587 | 0.20243 | 0.199 | 0.19535 | 0.19161 | 0.24065
OR | Battery |  |  |  | -0.019 | -0.019 | -0.029 | -0.039 | -0.036 | -0.033 | -0.028333 | -0.028333 | -0.019667 | -0.016333 | -0.017667 | -0.019 | -0.016333 | -0.015 | -0.022333 | -0.027 | -0.03 | -0.033667 | -0.037667 | -0.040333 | -0.042 | -0.043 | -0.044 | -0.044333 | -0.044333 | -0.044 | -0.044 | -0.043333 | -0.042667 | -0.042667 | -0.042333 | -0.042667 | -0.043 | -0.046 | -0.048667 | -0.052 | -0.055333 | -0.06 | -0.036304
OR | Biopower | 0.2165 | 0.206 | 0.1975 | 0.214 | 0.228 | 0.2155 | 0.2025 | 0.2025 | 0.2025 | 0.2025 | 0.2025 | 0.2025 | 0.2025 | 0.2025 | 0.2025 | 0.2025 | 0.2025 | 0.2025 | 0.2025 | 0.2025 | 0.2025 | 0.207 | 0.211 | 0.2145 | 0.2185 | 0.224 | 0.226 | 0.2285 | 0.231 | 0.234 | 0.238 | 0.2345 | 0.2305 | 0.2265 | 0.2225 | 0.218 | 0.209 | 0.1995 | 0.1905 | 0.1815 | 0.172 | 0.21054
OR | Coal | Column Labels 2010: 0.846; Column Labels 2011: 0.844; Column Labels 2012: 0.841; Column Labels 2013: 0.843; Column Labels 2014: 0.846; Column Labels 2015: 0.509; Column Labels 2016: 0.172; Column Labels 2017: 0.398; Column Labels 2018: 0.624; Column Labels 2019: 0.332; Column Labels 2020: 0.04; Column Labels 2021: 0.04 | 0.52792
OR | CSP
OR | Dist PV | 0.16767 | 0.16767 | 0.16767 | 0.16767 | 0.16767 | 0.16767 | 0.16767 | 0.16767 | 0.16767 | 0.16767 | 0.16767 | 0.16767 | 0.16767 | 0.16767 | 0.16767 | 0.16767 | 0.16767 | 0.16767 | 0.16767 | 0.16767 | 0.16767 | 0.166 | 0.165 | 0.166 | 0.167 | 0.16767 | 0.16767 | 0.16767 | 0.16767 | 0.16767 | 0.16767 | 0.16767 | 0.16767 | 0.16767 | 0.16767 | 0.16767 | 0.16767 | 0.16767 | 0.16767 | 0.16767 | 0.16767 | 0.1675
OR | Gas CCGT | 0.729 | 0.6295 | 0.53 | 0.593 | 0.656 | 0.6885 | 0.719 | 0.699 | 0.679 | 0.6995 | 0.72 | 0.71 | 0.7 | 0.6995 | 0.699 | 0.6415 | 0.584 | 0.5565 | 0.529 | 0.513 | 0.4975 | 0.4855 | 0.474 | 0.424 | 0.3725 | 0.318 | 0.2655 | 0.2125 | 0.159 | 0.105 | 0.051 | 0.0495 | 0.048 | 0.047 | 0.0455 | 0.044 | 0.041 | 0.0375 | 0.034 | 0.0305 | 0.0275 | 0.40839
OR | Gas CT | 0.002 | 0.001 | 0 | 0.001 | 0.0025 | 0.0015 | 0.0005 | 0.001 | 0.001 | 0.0005 | 0.0005 | 0 | 0 | 0 | 0 | 0 | 0 | 0 | 0 | 0 | 0 | 0 | 0 | 0 | 0 | 0 | 0 | 0 | 0 | 0 | 0 | 0 | 0 | 0 | 0 | 0 | 0 | 0 | 0 | 0 | 0 | 0.00028049
OR | Geothermal
OR | Hydro | 0.43033 | 0.482 | 0.53333 | 0.46767 | 0.40133 | 0.42533 | 0.449 | 0.449 | 0.449 | 0.44967 | 0.45 | 0.45 | 0.45 | 0.45 | 0.45 | 0.45 | 0.45 | 0.45 | 0.45 | 0.45 | 0.45 | 0.45033 | 0.45067 | 0.45067 | 0.45067 | 0.45067 | 0.45067 | 0.45067 | 0.45067 | 0.45067 | 0.45067 | 0.444 | 0.437 | 0.43033 | 0.42333 | 0.41667 | 0.402 | 0.38733 | 0.373 | 0.358 | 0.34367 | 0.43923
OR | Nuclear
OR | Other
OR | Utility PV |  | 0.2475 | 0.2475 | 0.24833 | 0.24767 | 0.24833 | 0.24833 | 0.24833 | 0.248 | 0.24733 | 0.24667 | 0.24567 | 0.24467 | 0.24367 | 0.242 | 0.24067 | 0.23967 | 0.242 | 0.24133 | 0.23967 | 0.23767 | 0.237 | 0.23633 | 0.24033 | 0.24 | 0.239 | 0.238 | 0.237 | 0.236 | 0.23467 | 0.233 | 0.232 | 0.231 | 0.23 | 0.229 | 0.228 | 0.225 | 0.22267 | 0.21967 | 0.216 | 0.21167 | 0.23762
OR | Wind offshore | Column Labels 2033: 0.453; Column Labels 2034: 0.453; Column Labels 2035: 0.453; Column Labels 2036: 0.4265; Column Labels 2037: 0.425; Column Labels 2038: 0.424; Column Labels 2039: 0.423; Column Labels 2040: 0.4225; Column Labels 2041: 0.429; Column Labels 2042: 0.434; Column Labels 2043: 0.437; Column Labels 2044: 0.4405; Column Labels 2045: 0.443; Column Labels 2046: 0.442; Column Labels 2047: 0.441; Column Labels 2048: 0.4405; Column Labels 2049: 0.44; Column Labels 2050: 0.4395 | 0.43558
OR | Wind onshore | 0.302 | 0.305 | 0.305 | 0.3065 | 0.308 | 0.306 | 0.303 | 0.305 | 0.3065 | 0.308 | 0.3095 | 0.36 | 0.36067 | 0.359 | 0.358 | 0.36333 | 0.365 | 0.35667 | 0.353 | 0.34567 | 0.33833 | 0.336 | 0.333 | 0.33233 | 0.33667 | 0.342 | 0.345 | 0.34767 | 0.35033 | 0.353 | 0.356 | 0.358 | 0.35967 | 0.36167 | 0.36367 | 0.36567 | 0.36833 | 0.371 | 0.374 | 0.37667 | 0.38 | 0.34629
PA | PA | 0.30572 | 0.32119 | 0.33719 | 0.32348 | 0.32326 | 0.33244 | 0.34007 | 0.33248 | 0.32481 | 0.31696 | 0.31226 | 0.32561 | 0.32442 | 0.32315 | 0.32181 | 0.32362 | 0.32554 | 0.30885 | 0.30689 | 0.27976 | 0.2791 | 0.27166 | 0.27536 | 0.25859 | 0.25324 | 0.22341 | 0.23179 | 0.23204 | 0.23225 | 0.23261 | 0.233 | 0.2315 | 0.23107 | 0.23093 | 0.23093 | 0.23967 | 0.24056 | 0.24093 | 0.241 | 0.24093 | 0.24078 | 0.27975
PA | Battery |  |  |  | 0 | 0 | 0 | 0 | 0 | 0 | -0.011 | -0.022 | -0.026 | -0.029 | -0.029 | -0.028 | -0.019 | -0.01 | -0.0445 | -0.0495 | -0.059 | -0.06125 | -0.0595 | -0.062 | -0.06 | -0.0595 | -0.05925 | -0.06175 | -0.0635 | -0.06525 | -0.0665 | -0.06725 | -0.066 | -0.065 | -0.064 | -0.06325 | -0.0625 | -0.06175 | -0.06075 | -0.06025 | -0.05975 | -0.059 | -0.054933
PA | Biopower | 0.512 | 0.511 | 0.51 | 0.51633 | 0.52267 | 0.51033 | 0.49767 | 0.49767 | 0.49733 | 0.455 | 0.413 | 0.44933 | 0.48533 | 0.50333 | 0.521 | 0.521 | 0.521 | 0.521 | 0.521 | 0.51867 | 0.51633 | 0.51633 | 0.51633 | 0.50833 | 0.50033 | 0.49233 | 0.49233 | 0.49233 | 0.49233 | 0.49233 | 0.49267 | 0.49233 | 0.492 | 0.49133 | 0.491 | 0.49 | 0.481 | 0.472 | 0.46167 | 0.45033 | 0.438 | 0.49454
PA | Coal | 0.8295 | 0.7795 | 0.723 | 0.775 | 0.8415 | 0.791 | 0.7215 | 0.752 | 0.783 | 0.646 | 0.4845 | 0.5355 | 0.586 | 0.565 | 0.544 | 0.5875 | 0.631 | 0.6375 | 0.644 | 0.666 | 0.6985 | 0.6395 | 0.579 | 0.579 | 0.579 | [16 empty] | 0.66392
PA | CSP
PA | Dist PV | 0.15575 | 0.15575 | 0.15575 | 0.15575 | 0.15575 | 0.15575 | 0.15575 | 0.15575 | 0.15575 | 0.15575 | 0.15575 | 0.15575 | 0.15575 | 0.15575 | 0.15575 | 0.15575 | 0.15575 | 0.15575 | 0.15575 | 0.15575 | 0.15575 | 0.15325 | 0.1515 | 0.15325 | 0.1545 | 0.15575 | 0.15575 | 0.15575 | 0.15575 | 0.15575 | 0.15575 | 0.15575 | 0.15575 | 0.15575 | 0.15575 | 0.15575 | 0.15575 | 0.15575 | 0.15575 | 0.15575 | 0.15575 | 0.15549
PA | Gas CCGT | 0.3375 | 0.567 | 0.7915 | 0.7015 | 0.612 | 0.706 | 0.799 | 0.7875 | 0.781 | 0.806 | 0.8245 | 0.816 | 0.8075 | 0.7865 | 0.765 | 0.743 | 0.722 | 0.6955 | 0.669 | 0.6445 | 0.62 | 0.591 | 0.563 | 0.501 | 0.4385 | 0.3745 | 0.385 | 0.3955 | 0.406 | 0.417 | 0.4275 | 0.424 | 0.4205 | 0.417 | 0.413 | 0.41 | 0.4175 | 0.425 | 0.4325 | 0.44 | 0.448 | 0.57876
PA | Gas CT | 0.00575 | 0.0075 | 0.009 | 0.02575 | 0.04225 | 0.05425 | 0.06625 | 0.042 | 0.0175 | 0.0115 | 0.005 | 0.0055 | 0.00575 | 0.00525 | 0.00475 | 0.00475 | 0.004 | 0.0035 | 0.003 | 0.00175 | 0.00075 | 0.0005 | 0.00025 | 0.00025 | 0 | 0 | 0 | 0 | 0 | 0 | 0 | 0 | 0 | 0 | 0 | 0 | 0 | 0 | 0 | 0 | 0 | 0.0079695
PA | Geothermal
PA | Hydro | 0.2535 | 0.261 | 0.268 | 0.2475 | 0.2265 | 0.2415 | 0.256 | 0.2525 | 0.249 | 0.253 | 0.2565 | 0.2575 | 0.258 | 0.258 | 0.2575 | 0.259 | 0.2605 | 0.2605 | 0.26 | 0.2585 | 0.257 | 0.248 | 0.2385 | 0.24 | 0.2415 | 0.243 | 0.242 | 0.241 | 0.24 | 0.239 | 0.238 | 0.238 | 0.238 | 0.2385 | 0.2385 | 0.2385 | 0.24 | 0.2415 | 0.2425 | 0.244 | 0.2455 | 0.24799
PA | Nuclear | 0.902 | 0.902 | 0.902 | 0.902 | 0.902 | 0.902 | 0.902 | 0.902 | 0.902 | 0.902 | 0.902 | 0.902 | 0.902 | 0.902 | 0.902 | 0.902 | 0.902 | 0.902 | 0.902 | 0.902 | 0.902 | 0.902 | 0.902 | 0.902 | 0.902 | 0.902 | 0.902 | 0.902 | 0.902 | 0.902 | 0.902 | 0.902 | 0.902 | 0.902 | 0.902 | 0.902 | 0.902 | 0.902 | 0.902 | 0.902 | 0.902 | 0.902
PA | Other | 0 | 0.0093333 | 0.02 | 0.02 | 0.02 | 0.060333 | 0.10067 | 0.055 | 0.0056667 | 0.003 | 0 | 0 | 0 | 0 | 0 | 0 | 0 | 0 | 0 | 0 | 0 | 0 | 0 | 0 | 0 | 0 | 0 | 0 | 0 | 0 | 0 | 0 | 0 | 0 | 0 | [6 empty] | 0.015474
PA | Utility PV | 0.214 | 0.2145 | 0.2145 | 0.2135 | 0.212 | 0.211 | 0.21 | 0.209 | 0.208 | 0.207 | 0.206 | 0.205 | 0.204 | 0.203 | 0.202 | 0.201 | 0.2 | 0.199 | 0.198 | 0.197 | 0.196 | 0.192 | 0.188 | 0.189 | 0.19 | 0.191 | 0.19 | 0.1895 | 0.1885 | 0.1875 | 0.1865 | 0.1875 | 0.189 | 0.1905 | 0.193 | 0.1965 | 0.2015 | 0.2015 | 0.201 | 0.201 | 0.2005 | 0.1993
PA | Wind offshore | Column Labels 2036: 0.454; Column Labels 2037: 0.454; Column Labels 2038: 0.454; Column Labels 2039: 0.454; Column Labels 2040: 0.454; Column Labels 2041: 0.404; Column Labels 2042: 0.382; Column Labels 2043: 0.369; Column Labels 2044: 0.361; Column Labels 2045: 0.355; Column Labels 2046: 0.372; Column Labels 2047: 0.387; Column Labels 2048: 0.4; Column Labels 2049: 0.412; Column Labels 2050: 0.422 | 0.40893
PA | Wind onshore | 0.301 | 0.3445 | 0.36 | 0.36 | 0.36 | 0.3605 | 0.361 | 0.361 | 0.361 | 0.405 | 0.408 | 0.4295 | 0.43725 | 0.4375 | 0.43775 | 0.43625 | 0.43575 | 0.43525 | 0.43575 | 0.43225 | 0.42975 | 0.42725 | 0.42525 | 0.42 | 0.41575 | 0.4125 | 0.41175 | 0.41075 | 0.40975 | 0.409 | 0.408 | 0.41025 | 0.413 | 0.4155 | 0.41775 | 0.42025 | 0.421 | 0.421 | 0.4215 | 0.4215 | 0.422 | 0.41319
RI | RI | 0.292 | 0.328 | 0.3604 | 0.28343 | 0.25629 | 0.27475 | 0.27637 | 0.2725 | 0.26875 | 0.26663 | 0.26462 | 0.271 | 0.27325 | 0.284 | 0.28613 | 0.2845 | 0.28313 | 0.28087 | 0.27875 | 0.27587 | 0.273 | 0.2705 | 0.26763 | 0.23 | 0.229 | 0.22811 | 0.22711 | 0.22633 | 0.22567 | 0.22489 | 0.22411 | 0.22622 | 0.22778 | 0.22911 | 0.23044 | 0.23178 | 0.23389 | 0.23556 | 0.23689 | 0.238 | 0.23878 | 0.2555
RI | Battery | Column Labels 2033: -0.062; Column Labels 2034: -0.062; Column Labels 2035: -0.062; Column Labels 2036: -0.065; Column Labels 2037: -0.068; Column Labels 2038: -0.069; Column Labels 2039: -0.071; Column Labels 2040: -0.072; Column Labels 2041: -0.068; Column Labels 2042: -0.067; Column Labels 2043: -0.067; Column Labels 2044: -0.067; Column Labels 2045: -0.067; Column Labels 2046: -0.065; Column Labels 2047: -0.063; Column Labels 2048: -0.062; Column Labels 2049: -0.061; Column Labels 2050: -0.061 | -0.0655
RI | Biopower | 0.522 | 0.522 | 0.522 | 0.522 | 0.522 | 0.522 | 0.522 | 0.519 | 0.516 | 0.498 | 0.481 | 0.498 | 0.516 | 0.516 | 0.516 | 0.516 | 0.516 | 0.516 | 0.516 | 0.516 | 0.516 | 0.516 | 0.516 | 0.516 | 0.516 | 0.516 | 0.516 | 0.516 | 0.516 | 0.516 | 0.516 | 0.516 | 0.516 | 0.516 | 0.516 | 0.516 | 0.516 | 0.516 | 0.516 | 0.516 | 0.516 | 0.51537
RI | Coal
RI | CSP
RI | Dist PV |  |  |  | 0.157 | 0.157 | 0.157 | 0.157 | 0.157 | 0.157 | 0.157 | 0.157 | 0.157 | 0.157 | 0.157 | 0.157 | 0.157 | 0.157 | 0.157 | 0.157 | 0.157 | 0.157 | 0.157 | 0.157 | 0.157 | 0.157 | 0.157 | 0.157 | 0.157 | 0.157 | 0.157 | 0.157 | 0.157 | 0.157 | 0.157 | 0.157 | 0.157 | 0.157 | 0.157 | 0.157 | 0.157 | 0.157 | 0.157
RI | Gas CCGT | 0.327 | 0.415 | 0.502 | 0.371 | 0.24 | 0.22 | 0.2 | 0.172 | 0.145 | 0.145 | 0.145 | 0.139 | 0.132 | 0.145 | 0.158 | 0.146 | 0.134 | 0.115 | 0.097 | 0.08 | 0.063 | 0.054 | 0.044 | 0.04 | 0.036 | 0.032 | 0.031 | 0.03 | 0.029 | 0.028 | 0.026 | 0.027 | 0.028 | 0.029 | 0.03 | 0.031 | 0.031 | 0.03 | 0.03 | 0.029 | 0.028 | 0.11546
RI | Gas CT
RI | Geothermal
RI | Hydro | 0.311 | 0.371 | 0.43 | 0.37 | 0.311 | 0.34 | 0.37 | 0.37 | 0.37 | 0.37 | 0.37 | 0.37 | 0.37 | 0.37 | 0.37 | 0.37 | 0.37 | 0.37 | 0.37 | 0.37 | 0.37 | 0.37 | 0.37 | 0.37 | 0.37 | 0.37 | 0.37 | 0.37 | 0.37 | 0.37 | 0.37 | 0.37 | 0.37 | 0.37 | 0.37 | 0.37 | 0.37 | 0.37 | 0.37 | 0.37 | 0.37 | 0.36788
RI | Nuclear
RI | Other | 0 | 0 | 0 | 0 | 0 | 0 | 0 | 0 | 0 | 0 | 0 | 0 | 0 | 0 | 0 | 0 | 0 | 0 | 0 | 0 | 0 | 0 | 0 | 0 | 0 | 0 | 0 | 0 | 0 | 0 | 0 | 0 | 0 | 0 | 0 | 0 | 0 | 0 | 0 | 0 | 0 | 0
RI | Utility PV |  |  |  | 0.216 | 0.216 | 0.215 | 0.214 | 0.214 | 0.214 | 0.214 | 0.214 | 0.213 | 0.212 | 0.211 | 0.21 | 0.209 | 0.208 | 0.206 | 0.205 | 0.204 | 0.203 | 0.202 | 0.201 | 0.2 | 0.199 | 0.198 | 0.197 | 0.196 | 0.195 | 0.194 | 0.193 | 0.193 | 0.192 | 0.191 | 0.191 | 0.19 | 0.19 | 0.19 | 0.19 | 0.19 | 0.188 | 0.20205
RI | Wind offshore | [5 empty] | 0.373 | 0.373 | 0.373 | 0.373 | 0.374 | 0.375 | 0.375 | 0.375 | 0.45 | 0.456 | 0.456 | 0.457 | 0.457 | 0.457 | 0.457 | 0.457 | 0.457 | 0.456 | 0.454 | 0.452 | 0.45 | 0.451 | 0.453 | 0.454 | 0.455 | 0.456 | 0.459 | 0.461 | 0.462 | 0.463 | 0.464 | 0.476 | 0.486 | 0.493 | 0.499 | 0.504 | 0.44286
RI | Wind onshore | 0.3 | 0.332 | 0.348 | 0.348 | 0.348 | 0.371 | 0.375 | 0.375 | 0.375 | 0.375 | 0.375 | 0.416 | 0.424 | 0.423 | 0.422 | 0.422 | 0.423 | 0.426 | 0.428 | 0.423 | 0.418 | 0.408 | 0.397 | 0.395 | 0.393 | 0.392 | 0.387 | 0.383 | 0.379 | 0.375 | 0.371 | 0.382 | 0.393 | 0.404 | 0.414 | 0.425 | 0.43 | 0.434 | 0.438 | 0.442 | 0.447 | 0.396
SC | SC | 0.31614 | 0.33129 | 0.3455 | 0.30365 | 0.29076 | 0.30188 | 0.32119 | 0.30488 | 0.30647 | 0.30144 | 0.29983 | 0.301 | 0.29663 | 0.28258 | 0.26858 | 0.25826 | 0.25105 | 0.24253 | 0.23432 | 0.21805 | 0.21535 | 0.21175 | 0.21005 | 0.21895 | 0.21995 | 0.20705 | 0.20733 | 0.20752 | 0.20776 | 0.20805 | 0.21865 | 0.22065 | 0.2222 | 0.2237 | 0.22505 | 0.19068 | 0.19158 | 0.19237 | 0.19326 | 0.19432 | 0.19553 | 0.24394
SC | Battery | [7 empty] | 0 | 0 | 0 | 0 | 0 | 0 | 0 | 0 | -0.004 | -0.007 | -0.018 | -0.029 | -0.04 | -0.044 | -0.0505 | -0.0505 | -0.051 | -0.052 | -0.0535 | -0.0565 | -0.059 | -0.061 | -0.063 | -0.0645 | -0.0625 | -0.0615 | -0.0605 | -0.0595 | -0.0585 | -0.056 | -0.054 | -0.053 | -0.052 | -0.051 | -0.044393
SC | Biopower | 0.6475 | 0.603 | 0.5665 | 0.445 | 0.3525 | 0.327 | 0.301 | 0.301 | 0.301 | 0.301 | 0.301 | 0.301 | 0.301 | 0.301 | 0.301 | 0.301 | 0.301 | 0.301 | 0.301 | 0.301 | 0.301 | 0.301 | 0.301 | 0.296 | 0.2905 | 0.285 | 0.2885 | 0.2915 | 0.2945 | 0.298 | 0.301 | 0.301 | 0.301 | 0.301 | 0.301 | 0.3005 | 0.303 | 0.306 | 0.3105 | 0.3175 | 0.3275 | 0.3286
SC | Coal | 0.4665 | 0.3205 | 0.1595 | 0.3275 | 0.503 | 0.4405 | 0.576 | 0.616 | 0.656 | 0.59 | 0.516 | 0.481 | 0.44 | 0.482 | 0.528 | 0.546 | 0.568 | 0.549 | 0.53 | 0.489 | 0.419 | 0.442 | 0.509 | 0.509 | 0.509 | [16 empty] | 0.46419
SC | CSP
SC | Dist PV |  |  |  | 0.179 | 0.179 | 0.179 | 0.179 | 0.179 | 0.179 | 0.179 | 0.179 | 0.179 | 0.179 | 0.179 | 0.179 | 0.1775 | 0.1765 | 0.1575 | 0.1405 | 0.161 | 0.179 | 0.174 | 0.1695 | 0.173 | 0.1765 | 0.179 | 0.179 | 0.179 | 0.179 | 0.179 | 0.179 | 0.179 | 0.179 | 0.179 | 0.179 | 0.179 | 0.179 | 0.179 | 0.179 | 0.179 | 0.179 | 0.17624
SC | Gas CCGT | 0.1255 | 0.4385 | 0.7515 | 0.5455 | 0.331 | 0.5265 | 0.722 | 0.724 | 0.718 | 0.739 | 0.759 | 0.7385 | 0.7175 | 0.573 | 0.428 | 0.3595 | 0.29 | 0.2595 | 0.2295 | 0.2265 | 0.223 | 0.1745 | 0.126 | 0.1435 | 0.1605 | 0.1775 | 0.1775 | 0.1775 | 0.178 | 0.1785 | 0.1785 | 0.184 | 0.19 | 0.1955 | 0.2005 | 0.206 | 0.202 | 0.1975 | 0.1935 | 0.1895 | 0.1845 | 0.34245
SC | Gas CT | 0.004 | 0.004 | 0.004 | 0.004 | 0.004 | 0.004 | 0.004 | 0.004 | 0.004 | 0.004 | 0.004 | 0.004 | 0.0035 | 0.003 | 0.002 | 0.0015 | 0.0015 | 0.0015 | 0.002 | 0.0015 | 0.001 | 0.0005 | 0 | 0 | 0 | 0 | 0 | 0.0005 | 0.0005 | 0.0005 | 0.0005 | 0.0005 | 0.0005 | 0.0005 | 0 | 0 | 0 | 0 | 0 | 0 | 0 | 0.0016951
SC | Geothermal
SC | Hydro | 0.0675 | 0.051 | 0.035 | 0.0575 | 0.0795 | 0.0665 | 0.053 | 0.053 | 0.0525 | 0.054 | 0.0565 | 0.057 | 0.058 | 0.0485 | 0.0385 | 0.033 | 0.028 | 0.023 | 0.018 | 0.0185 | 0.0195 | 0.021 | 0.0225 | 0.022 | 0.0215 | 0.0205 | 0.0195 | 0.0185 | 0.017 | 0.016 | 0.015 | 0.016 | 0.0165 | 0.0175 | 0.019 | 0.0195 | 0.0225 | 0.0255 | 0.0295 | 0.0325 | 0.0355 | 0.034037
SC | Nuclear | 0.902 | 0.902 | 0.902 | 0.902 | 0.902 | 0.902 | 0.902 | 0.902 | 0.902 | 0.902 | 0.902 | 0.902 | 0.902 | 0.902 | 0.902 | 0.902 | 0.902 | 0.902 | 0.902 | 0.902 | 0.902 | 0.902 | 0.902 | 0.902 | 0.902 | 0.902 | 0.902 | 0.902 | 0.902 | 0.902 | 0.902 | 0.902 | 0.902 | 0.902 | 0.902 | 0.902 | 0.902 | 0.902 | 0.902 | 0.902 | 0.902 | 0.902
SC | Other | 0 | 0 | 0 | 0 | 0 | 0 | 0 | 0 | 0 | 0 | 0 | 0 | 0 | 0 | 0 | 0 | 0 | 0 | 0 | 0 | 0 | 0 | 0 | 0 | 0 | 0 | 0 | 0 | 0 | 0 | 0 | 0 | 0 | 0 | 0 | 0 | 0 | 0 | 0 | 0 | 0 | 0
SC | Utility PV |  |  |  | 0.241 | 0.241 | 0.241 | 0.241 | 0.241 | 0.241 | 0.239 | 0.239 | 0.239 | 0.2385 | 0.2385 | 0.2385 | 0.237 | 0.2345 | 0.232 | 0.229 | 0.2265 | 0.2235 | 0.2235 | 0.2225 | 0.221 | 0.2195 | 0.218 | 0.2165 | 0.2145 | 0.213 | 0.212 | 0.2105 | 0.2105 | 0.21 | 0.21 | 0.2105 | 0.21 | 0.2105 | 0.211 | 0.211 | 0.2115 | 0.212 | 0.22331
SC | Wind offshore | Column Labels 2033: 0.349; Column Labels 2034: 0.349; Column Labels 2035: 0.349; Column Labels 2036: 0.359; Column Labels 2037: 0.367; Column Labels 2038: 0.375; Column Labels 2039: 0.381; Column Labels 2040: 0.387; Column Labels 2041: 0.4; Column Labels 2042: 0.408; Column Labels 2043: 0.413; Column Labels 2044: 0.416; Column Labels 2045: 0.419; Column Labels 2046: 0.426; Column Labels 2047: 0.431; Column Labels 2048: 0.436; Column Labels 2049: 0.44; Column Labels 2050: 0.443 | 0.39711
SC | Wind onshore | [11 empty] | 0.397 | 0.397 | 0.397 | 0.397 | 0.342 | 0.342 | 0.324 | 0.307 | 0.278 | 0.278 | 0.301 | 0.306 | 0.273 | 0.272 | 0.271 | 0.271 | 0.271 | 0.271 | 0.271 | 0.271 | 0.276 | 0.2805 | 0.2855 | 0.29 | 0.2945 | 0.295 | 0.296 | 0.2965 | 0.297 | 0.2975 | 0.29635
SD | SD | 0.23563 | 0.24978 | 0.23 | 0.20636 | 0.2116 | 0.23855 | 0.2832 | 0.2791 | 0.2747 | 0.2707 | 0.2642 | 0.25017 | 0.24817 | 0.24942 | 0.24742 | 0.20615 | 0.189 | 0.184 | 0.17892 | 0.16731 | 0.15669 | 0.19071 | 0.19036 | 0.1905 | 0.19064 | 0.18431 | 0.18331 | 0.18208 | 0.18108 | 0.17985 | 0.17877 | 0.17862 | 0.17838 | 0.17815 | 0.178 | 0.17785 | 0.176 | 0.17423 | 0.17254 | 0.171 | 0.16962 | 0.20197
SD | Battery | [11 empty] | -0.069 | -0.069 | -0.039 | -0.037 | -0.053 | -0.055 | -0.06 | -0.065 | -0.071 | -0.073 | -0.071 | -0.069 | -0.067 | -0.065 | -0.063 | -0.0635 | -0.0645 | -0.065 | -0.066 | -0.066 | -0.067 | -0.068 | -0.069 | -0.0695 | -0.071 | -0.068 | -0.065 | -0.0625 | -0.0595 | -0.057 | -0.064304
SD | Biopower
SD | Coal | 0.6045 | 0.485 | 0.365 | 0.3835 | 0.805 | 0.753 | 0.649 | 0.69 | 0.73 | 0.573 | 0.416 | 0.429 | 0.442 | 0.441 | 0.441 | 0.477 | 0.514 | 0.464 | 0.414 | 0.37 | 0.326 | 0.301 | 0.275 | 0.275 | 0.275 | [16 empty] | 0.47366
SD | CSP
SD | Dist PV |  |  |  | 0.178 | 0.178 | 0.178 | 0.178 | 0.178 | 0.178 | 0.178 | 0.178 | 0.178 | 0.178 | 0.178 | 0.178 | 0.178 | 0.178 | 0.178 | 0.178 | 0.178 | 0.178 | 0.178 | 0.178 | 0.178 | 0.178 | 0.178 | 0.178 | 0.178 | 0.178 | 0.178 | 0.178 | 0.178 | 0.178 | 0.178 | 0.178 | 0.178 | 0.178 | 0.178 | 0.178 | 0.178 | 0.178 | 0.178
SD | Gas CCGT |  | 0.538 | 0.538 | 0.396 | 0.255 | 0.579 | 0.902 | 0.824 | 0.745 | 0.824 | 0.902 | 0.865 | 0.828 | 0.804 | 0.78 | 0.527 | 0.275 | 0.273 | 0.271 | 0.197 | 0.123 | 0.126 | 0.13 | 0.138 | 0.146 | 0.155 | 0.14 | 0.124 | 0.109 | 0.094 | 0.079 | 0.079 | 0.079 | 0.08 | 0.08 | 0.081 | 0.078 | 0.075 | 0.072 | 0.07 | 0.067 | 0.3362
SD | Gas CT | 0.002 | 0.002 | 0.002 | 0.002 | 0.002 | 0.005 | 0.0075 | 0.0055 | 0.003 | 0.0035 | 0.0035 | 0.0035 | 0.003 | 0.0025 | 0.002 | 0.0015 | 0.0005 | 0.0005 | 0.0005 | 0 | 0 | 0.0005 | 0.001 | 0.0005 | 0.0005 | 0 | 0 | 0 | 0.0005 | 0.0005 | 0.0005 | 0.0005 | 0.0005 | 0 | 0 | 0 | 0 | 0 | 0 | 0 | 0 | 0.0013902
SD | Geothermal
SD | Hydro | 0.301 | 0.36 | 0.419 | 0.368 | 0.317 | 0.299 | 0.281 | 0.281 | 0.282 | 0.282 | 0.282 | 0.283 | 0.283 | 0.283 | 0.283 | 0.283 | 0.283 | 0.283 | 0.283 | 0.283 | 0.283 | 0.46 | 0.46 | 0.46 | 0.46 | 0.46 | 0.46 | 0.46 | 0.46 | 0.46 | 0.46 | 0.46 | 0.46 | 0.46 | 0.46 | 0.46 | 0.4425 | 0.425 | 0.4075 | 0.39 | 0.373 | 0.39636
SD | Nuclear
SD | Other | 0 | 0 | 0 | 0 | 0 | 0 | 0 | 0 | 0 | 0 | 0 | 0 | 0 | 0 | 0 | 0 | 0 | 0 | 0 | 0 | 0 | 0 | 0 | 0 | 0 | 0 | 0 | 0 | 0 | 0 | 0 | 0 | 0 | 0 | 0 | 0 | 0 | 0 | 0 | 0 | 0 | 0
SD | Utility PV | [5 empty] | 0.246 | 0.246 | 0.245 | 0.244 | 0.242 | 0.241 | 0.24 | 0.239 | 0.249 | 0.249 | 0.247 | 0.246 | 0.245 | 0.244 | 0.245 | 0.245 | 0.244 | 0.243 | 0.242 | 0.241 | 0.239 | 0.238 | 0.237 | 0.236 | 0.235 | 0.233 | 0.232 | 0.231 | 0.23 | 0.229 | 0.228 | 0.227 | 0.225 | 0.224 | 0.223 | 0.222 | 0.23811
SD | Wind offshore
SD | Wind onshore | 0.371 | 0.376 | 0.379 | 0.379 | 0.379 | 0.381 | 0.383 | 0.384 | 0.384 | 0.423 | 0.438 | 0.4455 | 0.4465 | 0.447 | 0.4465 | 0.4465 | 0.446 | 0.445 | 0.4435 | 0.433 | 0.425 | 0.432 | 0.4385 | 0.4345 | 0.43 | 0.426 | 0.428 | 0.4295 | 0.431 | 0.432 | 0.4335 | 0.434 | 0.434 | 0.434 | 0.434 | 0.4345 | 0.439 | 0.4445 | 0.4505 | 0.4565 | 0.464 | 0.43107
TN | TN | 0.37933 | 0.3715 | 0.3665 | 0.3807 | 0.3946 | 0.3819 | 0.3642 | 0.3726 | 0.3831 | 0.3791 | 0.375 | 0.3763 | 0.3777 | 0.3781 | 0.3779 | 0.3814 | 0.3843 | 0.3729 | 0.3569 | 0.3555 | 0.347 | 0.3492 | 0.3514 | 0.29982 | 0.28718 | 0.2607 | 0.2626 | 0.2646 | 0.2666 | 0.2685 | 0.2706 | 0.269 | 0.2672 | 0.2653 | 0.2633 | 0.2613 | 0.2591 | 0.2571 | 0.255 | 0.253 | 0.2509 | 0.32505
TN | Battery | Column Labels 2033: -0.067; Column Labels 2034: -0.067; Column Labels 2035: -0.067; Column Labels 2036: -0.068; Column Labels 2037: -0.069; Column Labels 2038: -0.07; Column Labels 2039: -0.07; Column Labels 2040: -0.07; Column Labels 2041: -0.068; Column Labels 2042: -0.067; Column Labels 2043: -0.065; Column Labels 2044: -0.064; Column Labels 2045: -0.063; Column Labels 2046: -0.062; Column Labels 2047: -0.06; Column Labels 2048: -0.059; Column Labels 2049: -0.058; Column Labels 2050: -0.057 | -0.065056
TN | Biopower | 0.402 | 0.429 | 0.446 | 0.451 | 0.456 | 0.456 | 0.456 | 0.456 | 0.456 | 0.456 | 0.456 | 0.456 | 0.456 | 0.456 | 0.456 | 0.456 | 0.456 | 0.456 | 0.456 | 0.456 | 0.456 | 0.456 | 0.456 | 0.454 | 0.452 | 0.45 | 0.451 | 0.452 | 0.454 | 0.455 | 0.456 | 0.453 | 0.45 | 0.446 | 0.442 | 0.437 | 0.437 | 0.437 | 0.437 | 0.437 | 0.437 | 0.44949
TN | Coal | 0.71 | 0.602 | 0.482 | 0.597 | 0.711 | 0.611 | 0.462 | 0.547 | 0.653 | 0.61 | 0.567 | 0.582 | 0.598 | 0.596 | 0.593 | 0.621 | 0.649 | 0.614 | 0.579 | 0.53 | 0.411 | 0.414 | 0.417 | 0.417 | 0.417 | [16 empty] | 0.5596
TN | CSP
TN | Dist PV | 0.168 | 0.168 | 0.168 | 0.168 | 0.168 | 0.168 | 0.168 | 0.168 | 0.168 | 0.168 | 0.168 | 0.168 | 0.168 | 0.168 | 0.168 | 0.168 | 0.168 | 0.168 | 0.168 | 0.168 | 0.168 | 0.168 | 0.168 | 0.168 | 0.168 | 0.168 | 0.168 | 0.168 | 0.168 | 0.168 | 0.168 | 0.168 | 0.168 | 0.168 | 0.168 | 0.168 | 0.168 | 0.168 | 0.168 | 0.168 | 0.168 | 0.168
TN | Gas CCGT | 0.698 | 0.847 | 0.902 | 0.902 | 0.902 | 0.902 | 0.902 | 0.902 | 0.902 | 0.902 | 0.902 | 0.902 | 0.902 | 0.902 | 0.902 | 0.899 | 0.896 | 0.77 | 0.645 | 0.686 | 0.726 | 0.753 | 0.78 | 0.655 | 0.531 | 0.407 | 0.427 | 0.447 | 0.467 | 0.486 | 0.506 | 0.489 | 0.471 | 0.453 | 0.435 | 0.417 | 0.402 | 0.387 | 0.372 | 0.358 | 0.343 | 0.67022
TN | Gas CT | 0.004 | 0.004 | 0.004 | 0.005 | 0.006 | 0.008 | 0.009 | 0.008 | 0.007 | 0.008 | 0.008 | 0.006 | 0.004 | 0.004 | 0.003 | 0.002 | 0 | 0 | 0 | 0 | 0 | 0 | 0 | 0 | 0 | 0 | 0 | 0 | 0 | 0 | 0 | 0 | 0 | 0 | 0 | 0 | 0 | 0 | 0 | 0 | 0 | 0.0021951
TN | Geothermal
TN | Hydro | 0.229 | 0.226 | 0.224 | 0.245 | 0.265 | 0.236 | 0.208 | 0.208 | 0.208 | 0.211 | 0.214 | 0.215 | 0.216 | 0.217 | 0.218 | 0.219 | 0.219 | 0.217 | 0.216 | 0.21 | 0.205 | 0.201 | 0.197 | 0.195 | 0.192 | 0.19 | 0.19 | 0.19 | 0.19 | 0.19 | 0.19 | 0.191 | 0.192 | 0.192 | 0.193 | 0.194 | 0.197 | 0.201 | 0.205 | 0.208 | 0.212 | 0.2082
TN | Nuclear | 0.902 | 0.902 | 0.902 | 0.902 | 0.902 | 0.902 | 0.902 | 0.902 | 0.902 | 0.902 | 0.902 | 0.902 | 0.902 | 0.902 | 0.902 | 0.902 | 0.902 | 0.902 | 0.902 | 0.902 | 0.902 | 0.902 | 0.902 | 0.902 | 0.902 | 0.902 | 0.902 | 0.902 | 0.902 | 0.902 | 0.902 | 0.902 | 0.902 | 0.902 | 0.902 | 0.902 | 0.891 | 0.88 | 0.869 | 0.858 | 0.847 | 0.89798
TN | Other | 0 | 0 | 0 | 0 | 0 | 0 | 0 | 0 | 0 | 0 | 0 | 0 | 0 | 0 | 0 | 0 | 0 | 0 | 0 | 0 | 0 | 0 | 0 | 0 | 0 | 0 | 0 | 0 | 0 | 0 | 0 | 0 | 0 | 0 | 0 | 0 | 0 | 0 | 0 | 0 | 0 | 0
TN | Utility PV |  | 0.236 | 0.236 | 0.236 | 0.235 | 0.235 | 0.234 | 0.234 | 0.234 | 0.233 | 0.232 | 0.231 | 0.23 | 0.235 | 0.236 | 0.234 | 0.233 | 0.233 | 0.233 | 0.233 | 0.232 | 0.231 | 0.23 | 0.229 | 0.229 | 0.228 | 0.227 | 0.227 | 0.226 | 0.225 | 0.225 | 0.224 | 0.223 | 0.222 | 0.22 | 0.219 | 0.218 | 0.217 | 0.216 | 0.215 | 0.214 | 0.2285
TN | Wind offshore
TN | Wind onshore | 0.301 | 0.301 | 0.301 | 0.301 | 0.301 | 0.301 | 0.301 | 0.301 | 0.301 | 0.301 | 0.301 | 0.301 | 0.301 | 0.301 | 0.301 | 0.313 | 0.32 | 0.369 | 0.37 | 0.37 | 0.37 | 0.367 | 0.364 | 0.345 | 0.335 | 0.329 | 0.329 | 0.329 | 0.329 | 0.329 | 0.329 | 0.331 | 0.333 | 0.335 | 0.337 | 0.339 | 0.34 | 0.341 | 0.342 | 0.344 | 0.345 | 0.3268
TX | TX | 0.29116 | 0.28181 | 0.2843 | 0.28425 | 0.28279 | 0.27476 | 0.27236 | 0.26677 | 0.27035 | 0.27198 | 0.26696 | 0.26119 | 0.25379 | 0.25084 | 0.24882 | 0.23431 | 0.2328 | 0.229 | 0.22035 | 0.20899 | 0.20135 | 0.19277 | 0.18445 | 0.18253 | 0.18002 | 0.17305 | 0.17218 | 0.17131 | 0.17048 | 0.1696 | 0.17076 | 0.17224 | 0.17376 | 0.17517 | 0.17655 | 0.17778 | 0.18092 | 0.18073 | 0.18062 | 0.18052 | 0.1919 | 0.21617
TX | Battery | -0.006 | -0.0033333 | -0.0026667 | -0.0043333 | -0.006 | -0.0125 | -0.01225 | -0.0083333 | -0.0068333 | -0.009 | -0.011333 | -0.017833 | -0.019 | -0.036 | -0.0545 | -0.055 | -0.055875 | -0.057625 | -0.0575 | -0.063636 | -0.065182 | -0.066364 | -0.067364 | -0.068545 | -0.069091 | -0.069545 | -0.069636 | -0.069636 | -0.069545 | -0.069455 | -0.069455 | -0.069 | -0.068545 | -0.068 | -0.067727 | -0.067545 | -0.066273 | -0.065 | -0.063818 | -0.062364 | -0.061273 | -0.055788
TX | Biopower | 0.522 | 0.44817 | 0.441 | 0.457 | 0.46833 | 0.45283 | 0.437 | 0.437 | 0.437 | 0.437 | 0.437 | 0.437 | 0.437 | 0.437 | 0.437 | 0.437 | 0.437 | 0.437 | 0.437 | 0.437 | 0.437 | 0.44183 | 0.44667 | 0.45767 | 0.46867 | 0.47967 | 0.47717 | 0.47467 | 0.47217 | 0.46967 | 0.46717 | 0.46433 | 0.46133 | 0.45867 | 0.45567 | 0.45283 | 0.44533 | 0.43783 | 0.4305 | 0.423 | 0.4155 | 0.44987
TX | Coal | 0.846 | 0.74629 | 0.64757 | 0.74214 | 0.83886 | 0.57043 | 0.302 | 0.42071 | 0.56686 | 0.47857 | 0.33217 | 0.35683 | 0.38733 | 0.43933 | 0.5542 | 0.5812 | 0.6082 | 0.6172 | 0.78467 | 0.748 | 0.695 | 0.534 | 0.37 | 0.37 | 0.37 | [16 empty] | 0.56377
TX | CSP
TX | Dist PV | 0.19155 | 0.19155 | 0.19155 | 0.19155 | 0.19155 | 0.19155 | 0.19155 | 0.19155 | 0.19155 | 0.19155 | 0.19155 | 0.19155 | 0.19155 | 0.18682 | 0.18291 | 0.17955 | 0.17636 | 0.17691 | 0.17791 | 0.18555 | 0.19155 | 0.17982 | 0.16964 | 0.16936 | 0.16909 | 0.169 | 0.16936 | 0.16982 | 0.17018 | 0.17055 | 0.17109 | 0.176 | 0.18064 | 0.18455 | 0.18818 | 0.19155 | 0.18791 | 0.18464 | 0.18173 | 0.179 | 0.17655 | 0.18259
TX | Gas CCGT | 0.3382 | 0.4311 | 0.5217 | 0.4483 | 0.376 | 0.502 | 0.6217 | 0.5576 | 0.4948 | 0.5397 | 0.5841 | 0.5334 | 0.4828 | 0.4527 | 0.4227 | 0.373 | 0.3285 | 0.2924 | 0.2565 | 0.2579 | 0.2593 | 0.2312 | 0.2026 | 0.1786 | 0.1542 | 0.1302 | 0.1222 | 0.1141 | 0.1062 | 0.098 | 0.0898 | 0.0959 | 0.1021 | 0.1083 | 0.1145 | 0.1206 | 0.1185 | 0.1161 | 0.114 | 0.1114 | 0.12156 | 0.28392
TX | Gas CT | 0.0061111 | 0.0076667 | 0.0087778 | 0.008 | 0.0072222 | 0.012667 | 0.016667 | 0.014222 | 0.011667 | 0.018778 | 0.023444 | 0.016778 | 0.010333 | 0.010667 | 0.011 | 0.0082222 | 0.0053333 | 0.0052222 | 0.0048889 | 0.0037778 | 0.0025556 | 0.0016667 | 0.00066667 | 0.00055556 | 0.00044444 | 0.00033333 | 0.00033333 | 0.00033333 | 0.00033333 | 0.00033333 | 0.000375 | 0.000375 | 0.000375 | 0.000375 | 0.000625 | 0.000625 | 0.0005 | 0.000375 | 0.000375 | 0.00025 | 0.00025 | 0.0056061
TX | Geothermal
TX | Hydro | 0.2392 | 0.1934 | 0.1474 | 0.125 | 0.103 | 0.1412 | 0.1798 | 0.1798 | 0.1798 | 0.1798 | 0.18 | 0.1802 | 0.1806 | 0.1806 | 0.1806 | 0.1806 | 0.1806 | 0.1806 | 0.1806 | 0.1806 | 0.1806 | 0.1806 | 0.1806 | 0.1806 | 0.1806 | 0.1806 | 0.1806 | 0.1806 | 0.1806 | 0.1806 | 0.1806 | 0.1806 | 0.1806 | 0.1806 | 0.1806 | 0.1806 | 0.1806 | 0.1806 | 0.1806 | 0.1806 | 0.1806 | 0.17722
TX | Nuclear | 0.902 | 0.902 | 0.902 | 0.902 | 0.902 | 0.902 | 0.902 | 0.902 | 0.902 | 0.902 | 0.902 | 0.902 | 0.902 | 0.902 | 0.902 | 0.902 | 0.902 | 0.902 | 0.902 | 0.902 | 0.902 | 0.902 | 0.902 | 0.902 | 0.902 | 0.902 | 0.902 | 0.902 | 0.902 | 0.902 | 0.902 | 0.902 | 0.902 | 0.902 | 0.902 | 0.902 | 0.902 | 0.902 | 0.902 | 0.902 | 0.902 | 0.902
TX | Other | 0.0386 | 0.0377 | 0.030667 | 0.030333 | 0.029667 | 0.044889 | 0.0585 | 0.043875 | 0.029 | 0.05 | 0.071375 | 0.044625 | 0.01725 | 0.011125 | 0.005125 | 0.002625 | 0 | 0 | 0 | 0 | 0 | 0 | 0 | 0 | 0 | 0 | 0 | 0 | 0 | 0 | 0 | 0 | 0 | 0 | 0 | 0 | 0 | 0 | 0 | 0 | 0 | 0.014009
TX | Utility PV | 0.259 | 0.266 | 0.266 | 0.29125 | 0.291 | 0.288 | 0.2875 | 0.28763 | 0.28725 | 0.286 | 0.2857 | 0.2812 | 0.2804 | 0.2798 | 0.2793 | 0.27282 | 0.272 | 0.27182 | 0.27091 | 0.26882 | 0.26655 | 0.26536 | 0.26409 | 0.26382 | 0.26345 | 0.26282 | 0.26145 | 0.25991 | 0.25873 | 0.25727 | 0.25582 | 0.25464 | 0.25373 | 0.25273 | 0.25191 | 0.25064 | 0.252 | 0.25318 | 0.25445 | 0.25564 | 0.257 | 0.26645
TX | Wind offshore | Column Labels 2046: 0.45; Column Labels 2047: 0.45; Column Labels 2048: 0.45; Column Labels 2049: 0.45; Column Labels 2050: 0.45 | 0.45
TX | Wind onshore | 0.30714 | 0.31714 | 0.32314 | 0.32814 | 0.33583 | 0.344 | 0.34967 | 0.35417 | 0.3575 | 0.36733 | 0.37533 | 0.39614 | 0.39914 | 0.39329 | 0.38743 | 0.375 | 0.37411 | 0.3604 | 0.352 | 0.3489 | 0.3458 | 0.33255 | 0.334 | 0.33664 | 0.33445 | 0.33282 | 0.33591 | 0.33909 | 0.342 | 0.34509 | 0.34818 | 0.35118 | 0.35445 | 0.35745 | 0.36064 | 0.36364 | 0.36991 | 0.37564 | 0.38118 | 0.38709 | 0.39264 | 0.35505
UT | UT | 0.38855 | 0.38608 | 0.39333 | 0.3386 | 0.3342 | 0.34113 | 0.349 | 0.3424 | 0.33573 | 0.33744 | 0.33456 | 0.31835 | 0.32253 | 0.29905 | 0.29763 | 0.29995 | 0.30079 | 0.29758 | 0.26389 | 0.25728 | 0.25067 | 0.24872 | 0.21118 | 0.20565 | 0.19994 | 0.19441 | 0.19306 | 0.19141 | 0.19024 | 0.18876 | 0.18741 | 0.18741 | 0.18741 | 0.18729 | 0.18735 | 0.19887 | 0.19812 | 0.1975 | 0.19669 | 0.196 | 0.19519 | 0.25819
UT | Battery | [11 empty] | -0.01 | -0.01 | -0.0275 | -0.0295 | -0.012 | -0.01 | -0.014 | -0.018 | -0.027 | -0.037 | -0.0435 | -0.049 | -0.0485 | -0.0485 | -0.0475 | -0.049 | -0.05 | -0.051 | -0.0515 | -0.052 | -0.051 | -0.0505 | -0.05 | -0.0495 | -0.049 | -0.0495 | -0.0495 | -0.05 | -0.05 | -0.0505 | -0.040517
UT | Biopower | 0.522 | 0.449 | 0.394 | 0.442 | 0.489 | 0.442 | 0.394 | 0.385 | 0.375 | 0.375 | 0.375 | 0.494 | 0.613 | 0.613 | 0.613 | 0.613 | 0.613 | 0.613 | 0.613 | 0.613 | 0.613 | 0.613 | 0.613 | 0.613 | 0.613 | 0.613 | 0.591 | 0.568 | 0.546 | 0.524 | 0.502 | 0.494 | 0.486 | 0.478 | 0.47 | 0.462 | 0.462 | 0.462 | 0.462 | 0.462 | 0.462 | 0.51583
UT | Coal | Column Labels 2010: 0.846; Column Labels 2011: 0.8445; Column Labels 2012: 0.8425; Column Labels 2013: 0.8445; Column Labels 2014: 0.846; Column Labels 2015: 0.8435; Column Labels 2016: 0.841; Column Labels 2017: 0.8435; Column Labels 2018: 0.846; Column Labels 2019: 0.825; Column Labels 2020: 0.8025; Column Labels 2021: 0.8235; Column Labels 2022: 0.846; Column Labels 2023: 0.846; Column Labels 2024: 0.846; Column Labels 2025: 0.846; Column Labels 2026: 0.846; Column Labels 2027: 0.846; Column Labels 2028: 0.846; Column Labels 2029: 0.846; Column Labels 2030: 0.846; Column Labels 2031: 0.846 | 0.84083
UT | CSP |  |  |  | 0 | 0 | 0 | 0 | 0 | 0 | 0 | 0 | 0 | 0 | 0 | 0 | 0 | 0 | 0 | 0 | 0 | 0 | 0 | 0 | 0 | 0 | 0 | 0 | 0 | 0 | 0 | 0 | 0 | 0 | 0 | 0 | [6 empty] | 0
UT | Dist PV |  |  |  | 0.1935 | 0.1935 | 0.1935 | 0.1935 | 0.1935 | 0.1935 | 0.1935 | 0.1935 | 0.1935 | 0.1935 | 0.1935 | 0.1935 | 0.1935 | 0.1935 | 0.1935 | 0.1935 | 0.178 | 0.1625 | 0.1645 | 0.1665 | 0.166 | 0.165 | 0.164 | 0.165 | 0.165 | 0.166 | 0.1665 | 0.1665 | 0.169 | 0.171 | 0.173 | 0.175 | 0.1765 | 0.18 | 0.1835 | 0.187 | 0.1905 | 0.1935 | 0.18133
UT | Gas CCGT | 0.362 | 0.421 | 0.48 | 0.575 | 0.637 | 0.737 | 0.836 | 0.74 | 0.644 | 0.703 | 0.762 | 0.67 | 0.578 | 0.578 | 0.577 | 0.57 | 0.564 | 0.524 | 0.485 | 0.474 | 0.464 | 0.422 | 0.379 | 0.311 | 0.242 | 0.174 | 0.16 | 0.146 | 0.133 | 0.119 | 0.106 | 0.104 | 0.103 | 0.102 | 0.101 | 0.1 | 0.101 | 0.102 | 0.103 | 0.104 | 0.105 | 0.38044
UT | Gas CT | 0.0085 | 0.007 | 0.0045 | 0.007 | 0.009 | 0.006 | 0.003 | 0.0045 | 0.0055 | 0.003 | 0 | 0 | 0 | 0 | 0 | 0 | 0 | 0 | 0 | 0 | 0 | 0 | 0 | 0 | 0 | 0 | 0 | 0 | 0 | 0 | 0 | 0 | 0 | 0 | 0 | 0 | 0 | 0 | 0 | 0 | 0 | 0.0014146
UT | Geothermal | 0.75 | 0.75 | 0.75 | 0.75 | 0.75 | 0.75 | 0.75 | 0.75 | 0.75 | 0.75 | 0.75 | 0.75 | 0.75 | 0.75 | 0.75 | 0.75 | 0.75 | 0.75 | 0.75 | 0.75 | 0.75 | 0.75 | 0.75 | 0.75 | 0.75 | 0.75 | 0.75 | 0.749 | 0.749 | 0.749 | 0.749 | 0.749 | 0.749 | 0.749 | 0.75 | 0.75 | 0.75 | 0.75 | 0.75 | 0.75 | 0.75 | 0.74983
UT | Hydro | 0.315 | 0.36 | 0.4055 | 0.316 | 0.226 | 0.265 | 0.3045 | 0.3045 | 0.3045 | 0.2555 | 0.229 | 0.2295 | 0.2295 | 0.226 | 0.223 | 0.226 | 0.2295 | 0.229 | 0.229 | 0.2255 | 0.2225 | 0.223 | 0.2235 | 0.2235 | 0.2235 | 0.2235 | 0.2245 | 0.225 | 0.226 | 0.2265 | 0.2275 | 0.226 | 0.225 | 0.2235 | 0.2225 | 0.221 | 0.215 | 0.2095 | 0.2035 | 0.1975 | 0.1915 | 0.24235
UT | Nuclear
UT | Other | 0 | 0 | 0 | 0 | 0 | 0 | 0 | 0 | 0 | 0 | 0 | 0 | 0 | 0 | 0 | 0 | 0 | 0 | 0 | 0 | 0 | 0 | 0 | 0 | 0 | 0 | 0 | 0 | 0 | 0 | 0 | 0 | 0 | 0 | 0 | 0 | 0 | 0 | 0 | 0 | 0 | 0
UT | Utility PV |  | 0.287 | 0.287 | 0.286 | 0.284 | 0.27 | 0.27 | 0.268 | 0.267 | 0.265 | 0.264 | 0.262 | 0.261 | 0.2645 | 0.265 | 0.2655 | 0.266 | 0.264 | 0.263 | 0.2595 | 0.256 | 0.254 | 0.2525 | 0.2505 | 0.2485 | 0.2465 | 0.246 | 0.2455 | 0.245 | 0.244 | 0.243 | 0.2425 | 0.2415 | 0.24 | 0.239 | 0.238 | 0.2385 | 0.239 | 0.2395 | 0.2405 | 0.241 | 0.25335
UT | Wind offshore
UT | Wind onshore | 0.301 | 0.303 | 0.304 | 0.304 | 0.304 | 0.302 | 0.301 | 0.301 | 0.301 | 0.376 | 0.376 | 0.3765 | 0.3765 | 0.368 | 0.3595 | 0.364 | 0.369 | 0.365 | 0.3605 | 0.338 | 0.3155 | 0.325 | 0.3305 | 0.3195 | 0.3085 | 0.2975 | 0.304 | 0.31 | 0.317 | 0.323 | 0.3295 | 0.333 | 0.337 | 0.341 | 0.345 | 0.3485 | 0.3445 | 0.3405 | 0.336 | 0.3315 | 0.3275 | 0.33573
VA | VA | 0.24769 | 0.27129 | 0.27493 | 0.28295 | 0.28768 | 0.29457 | 0.30471 | 0.2983 | 0.29857 | 0.29942 | 0.29258 | 0.30458 | 0.30796 | 0.30346 | 0.29904 | 0.29904 | 0.29485 | 0.2719 | 0.26221 | 0.24607 | 0.22486 | 0.21097 | 0.20663 | 0.19635 | 0.19455 | 0.19172 | 0.17933 | 0.17853 | 0.1779 | 0.17713 | 0.1765 | 0.17817 | 0.1797 | 0.1815 | 0.18373 | 0.1868 | 0.18803 | 0.18923 | 0.1904 | 0.19143 | 0.1925 | 0.23095
VA | Battery | Column Labels 2027: -0.065; Column Labels 2028: -0.065; Column Labels 2029: -0.062; Column Labels 2030: -0.062; Column Labels 2031: -0.0645; Column Labels 2032: -0.0655; Column Labels 2033: -0.061333; Column Labels 2034: -0.060333; Column Labels 2035: -0.059333; Column Labels 2036: -0.06675; Column Labels 2037: -0.06825; Column Labels 2038: -0.06925; Column Labels 2039: -0.0705; Column Labels 2040: -0.071; Column Labels 2041: -0.0705; Column Labels 2042: -0.07025; Column Labels 2043: -0.07; Column Labels 2044: -0.06975; Column Labels 2045: -0.06975; Column Labels 2046: -0.06775; Column Labels 2047: -0.06575; Column Labels 2048: -0.06425; Column Labels 2049: -0.06325; Column Labels 2050: -0.062 | -0.066662
VA | Biopower | 0.426 | 0.461 | 0.4485 | 0.4355 | 0.424 | 0.4005 | 0.377 | 0.377 | 0.377 | 0.375 | 0.373 | 0.375 | 0.377 | 0.377 | 0.377 | 0.377 | 0.377 | 0.377 | 0.377 | 0.377 | 0.377 | 0.377 | 0.377 | 0.373 | 0.3685 | 0.3645 | 0.359 | 0.353 | 0.3465 | 0.3395 | 0.3315 | 0.34 | 0.3505 | 0.3655 | 0.388 | 0.4235 | 0.4165 | 0.4095 | 0.4025 | 0.3955 | 0.388 | 0.38268
VA | Coal | 0.5635 | 0.46 | 0.3705 | 0.529 | 0.6875 | 0.686 | 0.6935 | 0.7005 | 0.708 | 0.6445 | 0.5635 | 0.5895 | 0.634 | 0.6165 | 0.5985 | 0.655 | 0.7115 | 0.7115 | 0.7115 | 0.547 | 0.335 | 0.272 | 0.208 | 0.208 | 0.208 | [16 empty] | 0.5445
VA | CSP
VA | Dist PV |  |  |  | 0.1655 | 0.1655 | 0.1655 | 0.1655 | 0.1655 | 0.1655 | 0.1655 | 0.1655 | 0.1655 | 0.1655 | 0.1655 | 0.1655 | 0.1655 | 0.1655 | 0.1655 | 0.1655 | 0.1655 | 0.1655 | 0.1655 | 0.1655 | 0.1655 | 0.1655 | 0.1655 | 0.1655 | 0.1655 | 0.1655 | 0.1655 | 0.1655 | 0.1655 | 0.1655 | 0.1655 | 0.1655 | 0.1655 | 0.1655 | 0.1655 | 0.1655 | 0.1655 | 0.1655 | 0.1655
VA | Gas CCGT | 0.274 | 0.494 | 0.681 | 0.6715 | 0.6125 | 0.7275 | 0.82 | 0.828 | 0.833 | 0.8325 | 0.8325 | 0.8335 | 0.8345 | 0.8015 | 0.769 | 0.6555 | 0.542 | 0.4105 | 0.2795 | 0.21 | 0.141 | 0.1465 | 0.1525 | 0.145 | 0.1375 | 0.1305 | 0.134 | 0.1375 | 0.142 | 0.1455 | 0.149 | 0.1555 | 0.162 | 0.168 | 0.174 | 0.1805 | 0.1865 | 0.192 | 0.198 | 0.2035 | 0.2095 | 0.39515
VA | Gas CT | 0.004 | 0.004 | 0.004 | 0.004 | 0.004 | 0.004 | 0.004 | 0.004 | 0.004 | 0.004 | 0.004 | 0.004 | 0.004 | 0.002 | 0.0005 | 0.0005 | 0 | 0 | 0 | 0 | 0 | 0 | 0 | 0 | 0 | 0 | 0 | 0 | 0 | 0 | 0 | 0 | 0 | 0 | 0 | 0 | 0 | 0 | 0 | 0 | 0 | 0.0013415
VA | Geothermal
VA | Hydro | 0.161 | 0.184 | 0.20667 | 0.165 | 0.12367 | 0.15267 | 0.18167 | 0.179 | 0.17667 | 0.17867 | 0.18033 | 0.18033 | 0.18067 | 0.17933 | 0.178 | 0.17967 | 0.18133 | 0.181 | 0.18067 | 0.17133 | 0.16233 | 0.15867 | 0.15533 | 0.15567 | 0.15633 | 0.15667 | 0.15567 | 0.15533 | 0.155 | 0.15433 | 0.154 | 0.15567 | 0.15667 | 0.15833 | 0.15967 | 0.161 | 0.165 | 0.16867 | 0.17267 | 0.17633 | 0.18033 | 0.16769
VA | Nuclear | 0.902 | 0.902 | 0.902 | 0.902 | 0.902 | 0.902 | 0.902 | 0.902 | 0.902 | 0.902 | 0.902 | 0.902 | 0.902 | 0.902 | 0.902 | 0.902 | 0.902 | 0.902 | 0.902 | 0.902 | 0.902 | 0.902 | 0.902 | 0.902 | 0.902 | 0.902 | 0.902 | 0.902 | 0.902 | 0.902 | 0.902 | 0.902 | 0.902 | 0.902 | 0.902 | 0.902 | 0.893 | 0.883 | 0.874 | 0.864 | 0.854 | 0.89854
VA | Other | 0 | 0 | 0 | 0.012333 | 0.025 | 0.016333 | 0.0073333 | 0.0036667 | 0 | 0 | 0 | 0 | 0 | 0 | 0 | 0 | 0 | 0 | 0 | 0 | 0 | 0 | 0 | 0 | 0 | 0 | 0 | 0 | 0 | 0 | 0 | 0 | 0 | 0 | 0 | 0 | 0 | 0 | 0 | 0 | 0 | 0.0015772
VA | Utility PV | [5 empty] | 0.2395 | 0.2395 | 0.2325 | 0.23225 | 0.23275 | 0.232 | 0.22975 | 0.22875 | 0.228 | 0.22725 | 0.228 | 0.228 | 0.2265 | 0.225 | 0.225 | 0.2245 | 0.22175 | 0.2185 | 0.22 | 0.2205 | 0.2205 | 0.2195 | 0.2185 | 0.21725 | 0.21625 | 0.2155 | 0.21425 | 0.21325 | 0.21225 | 0.21125 | 0.21025 | 0.20975 | 0.20925 | 0.20875 | 0.20825 | 0.20725 | 0.22093
VA | Wind offshore | [11 empty] | 0.426 | 0.426 | 0.426 | 0.426 | 0.426 | 0.426 | 0.426 | 0.426 | 0.417 | 0.408 | 0.417 | 0.426 | 0.414 | 0.403 | 0.391 | 0.316 | 0.312 | 0.311 | 0.31 | 0.31 | 0.322 | 0.33 | 0.337 | 0.342 | 0.346 | 0.366 | 0.386 | 0.405 | 0.425 | 0.445 | 0.3849
VA | Wind onshore | [9 empty] | 0.443 | 0.443 | 0.4325 | 0.4305 | 0.428 | 0.426 | 0.419 | 0.418 | 0.37825 | 0.37525 | 0.38375 | 0.38 | 0.38075 | 0.38125 | 0.3735 | 0.3665 | 0.36025 | 0.359 | 0.358 | 0.357 | 0.356 | 0.355 | 0.3565 | 0.3575 | 0.35825 | 0.35925 | 0.36025 | 0.36275 | 0.36575 | 0.3685 | 0.37125 | 0.37425 | 0.37523
VT | VT | 0.401 | 0.35257 | 0.31957 | 0.35 | 0.38286 | 0.30462 | 0.27437 | 0.2745 | 0.2745 | 0.27225 | 0.27 | 0.27287 | 0.274 | 0.27287 | 0.27163 | 0.27163 | 0.27163 | 0.2685 | 0.26538 | 0.26625 | 0.26713 | 0.26713 | 0.313 | 0.31371 | 0.31629 | 0.38429 | 0.32662 | 0.32588 | 0.32512 | 0.3245 | 0.324 | 0.32375 | 0.3235 | 0.32325 | 0.323 | 0.3225 | 0.32338 | 0.324 | 0.32462 | 0.32538 | 0.3265 | 0.30684
VT | Battery | [5 empty] | -0.001 | -0.001 | 0 | 0 | 0 | 0 | -0.002 | -0.004 | -0.012 | -0.02 | -0.018 | -0.016 | -0.042 | -0.067 | -0.061 | -0.055 | -0.055 |  |  |  |  | -0.07 | -0.07 | -0.07 | -0.07 | -0.07 | -0.072 | -0.073 | -0.074 | -0.075 | -0.076 | -0.073 | -0.071 | -0.069 | -0.067 | -0.065 | -0.044344
VT | Biopower | 0.537 | 0.328 | 0.119 | 0.338 | 0.573 | 0.324 | 0.075 | 0.072 | 0.069 | 0.042 | 0.016 | 0.016 | 0.016 | 0.016 | 0.016 | 0.016 | 0.016 | 0.016 | 0.016 | 0.016 | 0.016 | 0.016 | 0.016 | 0.023 | 0.044 | 0.522 | 0.522 | 0.522 | 0.522 | 0.522 | 0.522 | 0.522 | 0.522 | 0.522 | 0.522 | 0.522 | 0.522 | 0.522 | 0.522 | 0.522 | 0.522 | 0.27083
VT | Coal
VT | CSP
VT | Dist PV | 0.151 | 0.151 | 0.151 | 0.151 | 0.151 | 0.151 | 0.151 | 0.151 | 0.151 | 0.151 | 0.151 | 0.151 | 0.151 | 0.151 | 0.151 | 0.151 | 0.151 | 0.151 | 0.151 | 0.151 | 0.151 | 0.151 | 0.151 | 0.151 | 0.151 | 0.151 | 0.151 | 0.151 | 0.151 | 0.151 | 0.151 | 0.151 | 0.151 | 0.151 | 0.151 | 0.151 | 0.151 | 0.151 | 0.151 | 0.151 | 0.151 | 0.151
VT | Gas CCGT
VT | Gas CT | 0.004 | 0.004 | 0.004 | 0.004 | 0.004 | 0.004 | 0.004 | 0.004 | 0.004 | 0.004 | 0.004 | 0.003 | 0.002 | 0.002 | 0.001 | 0 | 0 | 0 | 0 | 0 | 0 | 0 | 0 | 0 | 0 | 0 | 0 | 0 | 0 | 0 | 0 | 0 | 0 | 0 | 0 | 0 | 0 | 0 | 0 | 0 | 0 | 0.0012683
VT | Geothermal
VT | Hydro | 0.566 | 0.536 | 0.505 | 0.499 | 0.493 | 0.498 | 0.504 | 0.504 | 0.505 | 0.505 | 0.505 | 0.505 | 0.505 | 0.505 | 0.505 | 0.505 | 0.505 | 0.505 | 0.505 | 0.505 | 0.505 | 0.505 | 0.505 | 0.505 | 0.505 | 0.505 | 0.505 | 0.505 | 0.505 | 0.505 | 0.506 | 0.506 | 0.506 | 0.506 | 0.506 | 0.506 | 0.506 | 0.506 | 0.506 | 0.506 | 0.506 | 0.50685
VT | Nuclear
VT | Other | 0.847 | 0.854 | 0.859 | 0.86 | 0.861 | 0.863 | 0.865 | 0.867 | 0.868 | 0.868 | 0.868 | 0.871 | 0.874 | 0.874 | 0.874 | 0.874 | 0.873 | 0.873 | 0.873 | 0.873 | 0.873 | 0.873 | 0.873 | 0.873 | 0.873 | 0.873 | 0.873 | 0.873 | 0.873 | 0.873 | 0.873 | 0.874 | 0.874 | 0.874 | 0.875 | 0.875 | 0.875 | 0.875 | 0.875 | 0.875 | 0.875 | 0.87046
VT | Utility PV |  | 0.207 | 0.207 | 0.206 | 0.206 | 0.206 | 0.205 | 0.205 | 0.204 | 0.203 | 0.203 | 0.202 | 0.201 | 0.2 | 0.199 | 0.198 | 0.197 | 0.196 | 0.195 | 0.194 | 0.193 | 0.192 | 0.191 | 0.19 | 0.189 | 0.188 | 0.187 | 0.186 | 0.185 | 0.184 | 0.183 | 0.181 | 0.178 | 0.175 | 0.171 | 0.167 | 0.167 | 0.167 | 0.167 | 0.167 | 0.17 | 0.1903
VT | Wind offshore
VT | Wind onshore | 0.301 | 0.388 | 0.392 | 0.392 | 0.392 | 0.392 | 0.392 | 0.393 | 0.395 | 0.405 | 0.413 | 0.437 | 0.447 | 0.447 | 0.447 | 0.447 | 0.447 | 0.449 | 0.45 | 0.452 | 0.454 | 0.455 | 0.455 | 0.454 | 0.452 | 0.451 | 0.445 | 0.44 | 0.435 | 0.431 | 0.427 | 0.428 | 0.43 | 0.432 | 0.434 | 0.435 | 0.439 | 0.442 | 0.445 | 0.449 | 0.453 | 0.42839
WA | WA | 0.37209 | 0.35546 | 0.3665 | 0.35484 | 0.35844 | 0.33792 | 0.34572 | 0.34138 | 0.34165 | 0.32785 | 0.32019 | 0.31904 | 0.31785 | 0.32119 | 0.32463 | 0.32041 | 0.31292 | 0.31131 | 0.30915 | 0.28921 | 0.28741 | 0.2851 | 0.28203 | 0.27979 | 0.27883 | 0.28245 | 0.27824 | 0.27393 | 0.26959 | 0.2651 | 0.26904 | 0.26758 | 0.26868 | 0.26961 | 0.27071 | 0.2669 | 0.26777 | 0.2679 | 0.26793 | 0.26787 | 0.2677 | 0.29952
WA | Battery |  |  |  | 0 | 0 | -0.0145 | -0.0145 | -0.0085 | -0.005 | -0.0093333 | -0.0093333 | -0.008 | -0.0063333 | -0.0093333 | -0.011333 | -0.01 | -0.0083333 | -0.012 | -0.016 | -0.02675 | -0.02725 | -0.02325 | -0.024 | -0.02325 | -0.02275 | -0.02225 | -0.024 | -0.0255 | -0.02725 | -0.0295 | -0.051 | -0.03575 | -0.034 | -0.03325 | -0.0325 | -0.03225 | -0.02375 | -0.021 | -0.0195 | -0.018 | -0.01725 | -0.021339
WA | Biopower | 0.32567 | 0.306 | 0.40233 | 0.42467 | 0.44733 | 0.42467 | 0.40233 | 0.40233 | 0.40233 | 0.40033 | 0.398 | 0.40033 | 0.40233 | 0.40233 | 0.40233 | 0.40233 | 0.40233 | 0.40233 | 0.40233 | 0.40233 | 0.40233 | 0.40233 | 0.40233 | 0.40667 | 0.424 | 0.48533 | 0.46933 | 0.45267 | 0.436 | 0.42 | 0.40333 | 0.40333 | 0.40333 | 0.40333 | 0.40333 | 0.393 | 0.393 | 0.393 | 0.393 | 0.393 | 0.393 | 0.40627
WA | Coal | Column Labels 2010: 0.846; Column Labels 2011: 0.846; Column Labels 2012: 0.846; Column Labels 2013: 0.846; Column Labels 2014: 0.846; Column Labels 2015: 0.62; Column Labels 2016: 0.395; Column Labels 2017: 0.567; Column Labels 2018: 0.739; Column Labels 2019: 0.546; Column Labels 2020: 0.161; Column Labels 2021: 0.149; Column Labels 2022: 0.136; Column Labels 2023: 0.27; Column Labels 2024: 0.404; Column Labels 2025: 0.404 | 0.53881
WA | CSP
WA | Dist PV | 0.159 | 0.15775 | 0.15775 | 0.15775 | 0.15775 | 0.15775 | 0.15775 | 0.15775 | 0.15775 | 0.15775 | 0.15775 | 0.15775 | 0.15775 | 0.15775 | 0.15775 | 0.15775 | 0.15775 | 0.15775 | 0.15775 | 0.15775 | 0.15775 | 0.15525 | 0.15325 | 0.15525 | 0.1565 | 0.15775 | 0.15775 | 0.15775 | 0.15775 | 0.15775 | 0.15775 | 0.15775 | 0.15775 | 0.15775 | 0.15775 | 0.15775 | 0.15775 | 0.15775 | 0.15775 | 0.15775 | 0.15775 | 0.15751
WA | Gas CCGT | 0.496 | 0.38 | 0.2635 | 0.3285 | 0.4005 | 0.48 | 0.562 | 0.474 | 0.3865 | 0.4785 | 0.571 | 0.557 | 0.543 | 0.526 | 0.5095 | 0.452 | 0.395 | 0.368 | 0.3415 | 0.317 | 0.293 | 0.25 | 0.2065 | 0.1645 | 0.1225 | 0.081 | 0.0685 | 0.055 | 0.0425 | 0.029 | 0.0165 | 0.0185 | 0.0215 | 0.0235 | 0.026 | 0.0285 | 0.023 | 0.017 | 0.0115 | 0.0055 | 0 | 0.25204
WA | Gas CT | 0 | 0 | 0 | 0 | 0 | 0 | 0 | 0 | 0 | 0 | 0 | 0 | 0 | 0 | 0 | 0 | 0 | 0 | 0 | 0 | 0 | 0 | 0 | 0 | 0 | 0 | 0 | 0 | 0 | 0 | 0 | 0 | 0 | 0 | 0 | 0 | 0 | 0 | 0 | 0 | 0 | 0
WA | Geothermal
WA | Hydro | 0.35575 | 0.40825 | 0.46075 | 0.4305 | 0.4 | 0.39825 | 0.396 | 0.396 | 0.396 | 0.3965 | 0.3965 | 0.3965 | 0.3965 | 0.39675 | 0.39675 | 0.39675 | 0.39675 | 0.39675 | 0.39675 | 0.39675 | 0.39675 | 0.39675 | 0.39675 | 0.39675 | 0.39675 | 0.39675 | 0.39675 | 0.39675 | 0.3965 | 0.3965 | 0.3965 | 0.3965 | 0.3965 | 0.3965 | 0.3965 | 0.3965 | 0.3965 | 0.3965 | 0.39675 | 0.39675 | 0.39675 | 0.39839
WA | Nuclear | 0.902 | 0.902 | 0.902 | 0.902 | 0.902 | 0.902 | 0.902 | 0.902 | 0.902 | 0.902 | 0.902 | 0.902 | 0.902 | 0.902 | 0.902 | 0.902 | 0.902 | 0.902 | 0.902 | 0.902 | 0.902 | 0.902 | 0.902 | 0.902 | 0.902 | 0.902 | 0.858 | 0.813 | 0.769 | 0.724 | 0.68 | 0.68 | 0.68 | 0.68 | 0.68 | 0.68 | 0.68 | 0.68 | 0.68 | 0.68 | 0.68 | 0.83161
WA | Other | 0.873 | 0.8735 | 0.874 | 0.8735 | 0.8735 | 0.874 | 0.874 | 0.874 | 0.874 | 0.8745 | 0.875 | 0.875 | 0.875 | 0.875 | 0.875 | 0.875 | 0.875 | 0.875 | 0.875 | 0.875 | 0.875 | 0.875 | 0.875 | 0.875 | 0.875 | 0.875 | 0.875 | 0.875 | 0.875 | 0.875 | 0.875 | 0.875 | 0.875 | 0.875 | 0.875 | 0.875 | 0.875 | 0.875 | 0.875 | 0.875 | 0.875 | 0.87471
WA | Utility PV | 0.218 | 0.217 | 0.216 | 0.215 | 0.214 | 0.213 | 0.212 | 0.216 | 0.2155 | 0.2145 | 0.2135 | 0.2125 | 0.2115 | 0.2105 | 0.2095 | 0.208 | 0.207 | 0.206 | 0.205 | 0.21675 | 0.2165 | 0.21725 | 0.21725 | 0.2165 | 0.21625 | 0.2155 | 0.21475 | 0.21425 | 0.2135 | 0.2125 | 0.2115 | 0.211 | 0.21025 | 0.20975 | 0.209 | 0.20825 | 0.2075 | 0.20725 | 0.20675 | 0.20625 | 0.2055 | 0.21193
WA | Wind offshore | Column Labels 2041: 0.363; Column Labels 2042: 0.363; Column Labels 2043: 0.363; Column Labels 2044: 0.363; Column Labels 2045: 0.363; Column Labels 2046: 0.3655; Column Labels 2047: 0.368; Column Labels 2048: 0.3715; Column Labels 2049: 0.374; Column Labels 2050: 0.377 | 0.3671
WA | Wind onshore | 0.3025 | 0.29233 | 0.292 | 0.29233 | 0.29267 | 0.29133 | 0.28967 | 0.29133 | 0.29267 | 0.293 | 0.29333 | 0.29333 | 0.29333 | 0.29333 | 0.29333 | 0.29333 | 0.29333 | 0.30167 | 0.30533 | 0.30533 | 0.305 | 0.30833 | 0.31133 | 0.31067 | 0.31 | 0.31 | 0.31167 | 0.31333 | 0.31467 | 0.31567 | 0.31667 | 0.32467 | 0.33267 | 0.34067 | 0.35033 | 0.36233 | 0.36267 | 0.363 | 0.363 | 0.36333 | 0.36333 | 0.31348
WI | WI | 0.27008 | 0.28377 | 0.31121 | 0.30812 | 0.32166 | 0.32526 | 0.32836 | 0.32564 | 0.32936 | 0.32636 | 0.30977 | 0.30976 | 0.30556 | 0.3041 | 0.31365 | 0.27404 | 0.26302 | 0.25692 | 0.25065 | 0.23526 | 0.22515 | 0.22598 | 0.20819 | 0.20817 | 0.20808 | 0.20129 | 0.20047 | 0.19978 | 0.19927 | 0.19863 | 0.1982 | 0.19778 | 0.19727 | 0.19678 | 0.19631 | 0.19576 | 0.20345 | 0.20184 | 0.20012 | 0.19829 | 0.19649 | 0.24592
WI | Battery | [13 empty] | -0.042 | -0.042 | -0.0594 | -0.0594 | -0.0584 | -0.0578 | -0.053667 | -0.052 | -0.055 | -0.0575 | -0.0575 | -0.056333 | -0.0545 | -0.058167 | -0.061 | -0.063333 | -0.065333 | -0.067 | -0.067167 | -0.0675 | -0.0675 | -0.067333 | -0.0675 | -0.066167 | -0.064667 | -0.063 | -0.061833 | -0.060333 | -0.060942
WI | Biopower | 0.3574 | 0.3612 | 0.3982 | 0.29933 | 0.28483 | 0.26983 | 0.26167 | 0.25783 | 0.25333 | 0.25333 | 0.25333 | 0.25333 | 0.25333 | 0.26217 | 0.2885 | 0.2885 | 0.2885 | 0.29033 | 0.292 | 0.29033 | 0.2885 | 0.29433 | 0.3 | 0.30717 | 0.31383 | 0.32 | 0.32367 | 0.32717 | 0.331 | 0.33433 | 0.338 | 0.32983 | 0.32217 | 0.314 | 0.306 | 0.298 | 0.28167 | 0.26467 | 0.24733 | 0.2295 | 0.21083 | 0.29267
WI | Coal | 0.49767 | 0.3975 | 0.3546 | 0.5464 | 0.7646 | 0.7236 | 0.655 | 0.6984 | 0.7448 | 0.6866 | 0.57325 | 0.54625 | 0.51925 | 0.58375 | 0.66525 | 0.665 | 0.66475 | 0.6245 | 0.582 | 0.48675 | 0.3915 | 0.3665 | 0.319 | 0.319 | 0.319 | [16 empty] | 0.55768
WI | CSP
WI | Dist PV | 0.1558 | 0.1565 | 0.1565 | 0.1565 | 0.1565 | 0.1565 | 0.1565 | 0.1565 | 0.1565 | 0.1565 | 0.1565 | 0.15633 | 0.15633 | 0.15633 | 0.1565 | 0.15633 | 0.15633 | 0.15367 | 0.15217 | 0.15433 | 0.156 | 0.1555 | 0.155 | 0.155 | 0.155 | 0.155 | 0.15533 | 0.15567 | 0.15583 | 0.156 | 0.15617 | 0.15617 | 0.15617 | 0.15617 | 0.15617 | 0.15633 | 0.15633 | 0.15633 | 0.1565 | 0.1565 | 0.1565 | 0.15592
WI | Gas CCGT | 0.061333 | 0.44 | 0.81867 | 0.597 | 0.375 | 0.61967 | 0.86467 | 0.84833 | 0.83233 | 0.85767 | 0.87567 | 0.854 | 0.83267 | 0.821 | 0.80933 | 0.644 | 0.47867 | 0.41833 | 0.358 | 0.30967 | 0.261 | 0.27033 | 0.27933 | 0.26933 | 0.259 | 0.249 | 0.239 | 0.22867 | 0.21867 | 0.20867 | 0.19867 | 0.20933 | 0.22033 | 0.23133 | 0.24233 | 0.25267 | 0.25 | 0.24667 | 0.24333 | 0.24 | 0.237 | 0.43343
WI | Gas CT | 0.004 | 0.011 | 0.017833 | 0.0078333 | 0.008 | 0.015667 | 0.021833 | 0.0245 | 0.026167 | 0.029167 | 0.0315 | 0.026167 | 0.0205 | 0.023 | 0.025667 | 0.017333 | 0.0081667 | 0.0075 | 0.0065 | 0.005 | 0.0033333 | 0.0038333 | 0.0043333 | 0.007 | 0.0095 | 0.012167 | 0.011333 | 0.010833 | 0.0105 | 0.0098333 | 0.0091667 | 0.0085 | 0.0078333 | 0.0073333 | 0.0068333 | 0.0061667 | 0.0051667 | 0.0041667 | 0.0031667 | 0.0023333 | 0.0013333 | 0.011756
WI | Geothermal
WI | Hydro | 0.72025 | 0.72525 | 0.7305 | 0.78525 | 0.83925 | 0.77725 | 0.715 | 0.71525 | 0.71575 | 0.71775 | 0.71975 | 0.71975 | 0.71975 | 0.71975 | 0.71975 | 0.71975 | 0.71975 | 0.71975 | 0.71975 | 0.71975 | 0.71975 | 0.71975 | 0.72 | 0.72 | 0.72 | 0.72 | 0.72 | 0.72 | 0.72 | 0.72 | 0.72 | 0.72 | 0.72 | 0.72 | 0.72 | 0.72 | 0.7155 | 0.711 | 0.70625 | 0.70175 | 0.69725 | 0.72415
WI | Nuclear | Column Labels 2010: 0.902; Column Labels 2011: 0.902; Column Labels 2012: 0.902; Column Labels 2013: 0.902; Column Labels 2014: 0.902; Column Labels 2015: 0.902; Column Labels 2016: 0.902; Column Labels 2017: 0.902; Column Labels 2018: 0.902; Column Labels 2019: 0.902; Column Labels 2020: 0.902; Column Labels 2021: 0.902; Column Labels 2022: 0.902; Column Labels 2023: 0.902; Column Labels 2024: 0.902; Column Labels 2025: 0.902; Column Labels 2026: 0.902; Column Labels 2027: 0.902; Column Labels 2028: 0.902; Column Labels 2029: 0.902; Column Labels 2030: 0.902; Column Labels 2031: 0.902 | 0.902
WI | Other | 0 | 0 | 0 | 0 | 0 | 0 | 0 | 0 | 0 | 0 | 0 | 0 | 0 | 0 | 0 | 0 | 0 | 0 | 0 | 0 | 0 | 0 | 0 | 0 | 0 | 0 | 0 | 0 | 0 | 0 | 0 | 0 | 0 | 0 | 0 | 0 | 0 | 0 | 0 | 0 | 0 | 0
WI | Utility PV |  |  |  | 0.238 | 0.238 | 0.237 | 0.2365 | 0.2316 | 0.231 | 0.23 | 0.229 | 0.2278 | 0.2268 | 0.23083 | 0.2305 | 0.23133 | 0.2305 | 0.23017 | 0.22983 | 0.22817 | 0.2265 | 0.2255 | 0.22467 | 0.2235 | 0.22233 | 0.22167 | 0.22033 | 0.219 | 0.21783 | 0.2165 | 0.21533 | 0.216 | 0.21533 | 0.21483 | 0.21433 | 0.2135 | 0.213 | 0.21267 | 0.212 | 0.21167 | 0.21117 | 0.22244
WI | Wind offshore | Column Labels 2046: 0.389; Column Labels 2047: 0.389; Column Labels 2048: 0.389; Column Labels 2049: 0.389; Column Labels 2050: 0.389 | 0.389
WI | Wind onshore | 0.33 | 0.344 | 0.349 | 0.349 | 0.349 | 0.349 | 0.349 | 0.35433 | 0.35467 | 0.37433 | 0.37867 | 0.41425 | 0.41975 | 0.4052 | 0.404 | 0.4026 | 0.3994 | 0.4056 | 0.4114 | 0.4134 | 0.4138 | 0.4 | 0.39867 | 0.39483 | 0.39 | 0.385 | 0.38517 | 0.3855 | 0.38617 | 0.3865 | 0.38767 | 0.38717 | 0.38683 | 0.3865 | 0.386 | 0.38583 | 0.40767 | 0.4155 | 0.42283 | 0.42983 | 0.43767 | 0.39268
WV | WV | 0.54967 | 0.45036 | 0.40182 | 0.40715 | 0.45492 | 0.43785 | 0.41823 | 0.42023 | 0.45775 | 0.47554 | 0.459 | 0.45421 | 0.45214 | 0.45271 | 0.45307 | 0.43607 | 0.45131 | 0.43377 | 0.41615 | 0.3515 | 0.34019 | 0.33631 | 0.33263 | 0.335 | 0.337 | 0.37471 | 0.37507 | 0.37557 | 0.37607 | 0.37671 | 0.37736 | 0.37757 | 0.37764 | 0.37779 | 0.37779 | 0.37786 | 0.37657 | 0.37521 | 0.37407 | 0.37264 | 0.37136 | 0.39942
WV | Battery | 0 | -0.002 | -0.002 | -0.003 | -0.004 | -0.002 | 0 | 0 | 0 | 0 | 0 | 0 | 0 | 0 | 0 | -0.0005 | -0.002 | -0.01 | -0.025 | -0.043 | -0.0465 | -0.056 | -0.059 | -0.056 | -0.055 | -0.054 | -0.0585 | -0.0615 | -0.064 | -0.0665 | -0.068 | -0.067 | -0.066 | -0.065 | -0.0645 | -0.063 | -0.063 | -0.063 | -0.0625 | -0.0625 | -0.0625 | -0.034846
WV | Biopower |  | 0.522 | 0.522 | 0.522 | 0.522 | 0.522 | 0.522 | 0.522 | 0.522 | 0.522 | 0.522 | 0.522 | 0.522 | 0.522 | 0.522 | 0.522 | 0.522 | 0.522 | 0.522 | 0.522 | 0.522 | 0.522 | 0.522 | 0.522 | 0.522 | 0.522 | 0.522 | 0.522 | 0.522 | 0.522 | 0.522 | 0.522 | 0.522 | 0.522 | 0.522 | 0.522 | 0.507 | 0.492 | 0.477 | 0.462 | 0.447 | 0.51638
WV | Coal | 0.648 | 0.442 | 0.2255 | 0.5005 | 0.8085 | 0.6955 | 0.5655 | 0.5785 | 0.5935 | 0.4795 | 0.366 | 0.3485 | 0.331 | 0.336 | 0.3405 | 0.3285 | 0.317 | 0.2815 | 0.2465 | 0.198 | 0.142 | 0.118 | 0.09 | 0.09 | 0.09 | [16 empty] | 0.36642
WV | CSP
WV | Dist PV |  |  |  | 0.1585 | 0.1585 | 0.1585 | 0.1585 | 0.1585 | 0.1585 | 0.1585 | 0.1585 | 0.1585 | 0.1585 | 0.1585 | 0.1585 | 0.1585 | 0.1585 | 0.1585 | 0.1585 | 0.1585 | 0.1585 | 0.1585 | 0.1585 | 0.1585 | 0.1585 | 0.1585 | 0.1585 | 0.1585 | 0.1585 | 0.1585 | 0.1585 | 0.1585 | 0.1585 | 0.1585 | 0.1585 | 0.1585 | 0.1585 | 0.1585 | 0.1585 | 0.1585 | 0.1585 | 0.1585
WV | Gas CCGT | [9 empty] | 0.902 | 0.902 | 0.902 | 0.902 | 0.902 | 0.902 | 0.688 | 0.473 | 0.334 | 0.196 | 0.154 | 0.111 | 0.111 | 0.111 | 0.146 | 0.18 | 0.215 | 0.228 | 0.241 | 0.254 | 0.267 | 0.279 | 0.276 | 0.273 | 0.27 | 0.267 | 0.263 | 0.259 | 0.255 | 0.251 | 0.246 | 0.242 | 0.37506
WV | Gas CT | 0.004 | 0.004 | 0.004 | 0.004 | 0.004 | 0.004 | 0.004 | 0.004 | 0.004 | 0.004 | 0.004 | 0.004 | 0.004 | 0.003 | 0.002 | 0.001 | 0 | 0 | 0 | 0 | 0 | 0 | 0 | 0 | 0 | 0 | 0 | 0 | 0 | 0 | 0 | 0 | 0 | 0 | 0 | 0 | 0 | 0 | 0 | 0 | 0 | 0.0014146
WV | Geothermal
WV | Hydro | 1.66 | 1.6055 | 1.5515 | 1.5555 | 1.559 | 1.557 | 1.5555 | 1.5555 | 1.5555 | 1.5555 | 1.5555 | 1.5555 | 1.5555 | 1.5555 | 1.5555 | 1.5555 | 1.5555 | 1.5555 | 1.5555 | 1.5555 | 1.5555 | 1.5555 | 1.5555 | 1.5555 | 1.5555 | 1.5555 | 1.5555 | 1.5555 | 1.5555 | 1.5555 | 1.5555 | 1.5555 | 1.5555 | 1.5555 | 1.5555 | 1.5555 | 1.5555 | 1.5555 | 1.5555 | 1.5555 | 1.5555 | 1.5593
WV | Nuclear
WV | Other | Column Labels 2010: 0; Column Labels 2011: 0; Column Labels 2012: 0; Column Labels 2013: 0; Column Labels 2014: 0; Column Labels 2015: 0; Column Labels 2016: 0; Column Labels 2017: 0 | 0
WV | Utility PV | Column Labels 2029: 0.2185; Column Labels 2030: 0.2185; Column Labels 2031: 0.2175; Column Labels 2032: 0.216; Column Labels 2033: 0.215; Column Labels 2034: 0.214; Column Labels 2035: 0.213; Column Labels 2036: 0.212; Column Labels 2037: 0.211; Column Labels 2038: 0.21; Column Labels 2039: 0.209; Column Labels 2040: 0.208; Column Labels 2041: 0.207; Column Labels 2042: 0.206; Column Labels 2043: 0.205; Column Labels 2044: 0.204; Column Labels 2045: 0.203; Column Labels 2046: 0.202; Column Labels 2047: 0.201; Column Labels 2048: 0.2; Column Labels 2049: 0.199; Column Labels 2050: 0.198 | 0.20852
WV | Wind offshore
WV | Wind onshore | 0.323 | 0.333 | 0.34 | 0.34 | 0.34 | 0.344 | 0.348 | 0.348 | 0.348 | 0.363 | 0.375 | 0.401 | 0.404 | 0.404 | 0.403 | 0.4045 | 0.406 | 0.401 | 0.398 | 0.3865 | 0.377 | 0.3805 | 0.3835 | 0.383 | 0.382 | 0.3815 | 0.383 | 0.384 | 0.3845 | 0.386 | 0.387 | 0.39 | 0.392 | 0.3945 | 0.3965 | 0.3985 | 0.4 | 0.401 | 0.403 | 0.404 | 0.4055 | 0.38608
WY | WY | 0.376 | 0.3534 | 0.3374 | 0.30144 | 0.31512 | 0.31044 | 0.30569 | 0.31165 | 0.32094 | 0.32412 | 0.32241 | 0.28057 | 0.28357 | 0.28624 | 0.27943 | 0.27187 | 0.27004 | 0.26763 | 0.26579 | 0.25976 | 0.26508 | 0.26033 | 0.23457 | 0.23033 | 0.22637 | 0.188 | 0.18673 | 0.18577 | 0.18482 | 0.18391 | 0.18291 | 0.18555 | 0.18645 | 0.18732 | 0.18782 | 0.18832 | 0.1875 | 0.18668 | 0.18605 | 0.18514 | 0.18423 | 0.24173
WY | Battery | [11 empty] | -0.048333 | -0.048333 | -0.032667 | -0.027667 | -0.03375 | -0.038 | -0.03575 | -0.033 | -0.04025 | -0.04575 | -0.0465 | -0.046 | -0.04725 | -0.0485 | -0.0495 | -0.058 | -0.05925 | -0.06 | -0.0605 | -0.0615 | -0.059 | -0.05775 | -0.05625 | -0.05525 | -0.0545 | -0.05475 | -0.0545 | -0.054 | -0.054 | -0.054 | -0.049491
WY | Biopower
WY | Coal | 0.78467 | 0.71133 | 0.65933 | 0.74467 | 0.835 | 0.74 | 0.64433 | 0.705 | 0.77 | 0.735 | 0.69667 | 0.72233 | 0.75467 | 0.76767 | 0.727 | 0.74033 | 0.75367 | 0.75367 | 0.75333 | 0.724 | 0.69433 | 0.673 | 0.6055 | 0.6055 | 0.6055 | [16 empty] | 0.72087
WY | CSP
WY | Dist PV |  |  |  | 0.184 | 0.184 | 0.184 | 0.184 | 0.184 | 0.184 | 0.184 | 0.184 | 0.184 | 0.184 | 0.184 | 0.184 | 0.184 | 0.184 | 0.184 | 0.184 | 0.184 | 0.184 | 0.184 | 0.184 | 0.184 | 0.184 | 0.184 | 0.184 | 0.184 | 0.184 | 0.184 | 0.184 | 0.184 | 0.184 | 0.184 | 0.184 | 0.184 | 0.184 | 0.184 | 0.184 | 0.184 | 0.184 | 0.184
WY | Gas CCGT |  |  |  | 0.51 | 0.51 | 0.706 | 0.902 | 0.865 | 0.828 | 0.865 | 0.902 | 0.851 | 0.8 | 0.749 | 0.698 | 0.632 | 0.565 | 0.524 | 0.483 | 0.477 | 0.471 | 0.429 | 0.387 | 0.322 | 0.256 | 0.19 | 0.163 | 0.136 | 0.109 | 0.081 | 0.054 | 0.059 | 0.063 | 0.068 | 0.072 | 0.076 | 0.073 | 0.07 | 0.067 | 0.063 | 0.06 | 0.39832
WY | Gas CT | 0 | 0 | 0 | 0 | 0 | 0 | 0 | 0 | 0 | 0 | 0 | 0 | 0 | 0 | 0 | 0 | 0 | 0 | 0 | 0 | 0 | 0 | 0 | 0 | 0 | 0.00033333 | 0 | 0 | 0 | 0 | 0 | 0 | 0 | 0 | 0 | 0 | 0 | 0 | 0 | 0 | 0 | 8.3333e-06
WY | Geothermal
WY | Hydro | 0.387 | 0.3845 | 0.3825 | 0.356 | 0.3295 | 0.336 | 0.3425 | 0.3425 | 0.3425 | 0.3425 | 0.3425 | 0.3425 | 0.3425 | 0.3425 | 0.3425 | 0.3425 | 0.3425 | 0.3425 | 0.3425 | 0.3425 | 0.3425 | 0.3425 | 0.3425 | 0.3425 | 0.3425 | 0.3425 | 0.3425 | 0.3425 | 0.3425 | 0.3425 | 0.3425 | 0.3425 | 0.3425 | 0.3425 | 0.3425 | 0.3425 | 0.3365 | 0.331 | 0.325 | 0.3195 | 0.3135 | 0.34332
WY | Nuclear
WY | Other | Column Labels 2010: 0; Column Labels 2011: 0; Column Labels 2012: 0; Column Labels 2013: 0; Column Labels 2014: 0; Column Labels 2015: 0; Column Labels 2016: 0; Column Labels 2017: 0; Column Labels 2018: 0; Column Labels 2019: 0; Column Labels 2020: 0; Column Labels 2021: 0; Column Labels 2022: 0; Column Labels 2023: 0; Column Labels 2024: 0; Column Labels 2025: 0; Column Labels 2026: 0; Column Labels 2027: 0; Column Labels 2028: 0; Column Labels 2029: 0 | 0
WY | Utility PV | [7 empty] | 0.261 | 0.261 | 0.26 | 0.258 | 0.257 | 0.255 | 0.255 | 0.254 | 0.253 | 0.252 | 0.2585 | 0.2575 | 0.25533 | 0.25467 | 0.25367 | 0.25267 | 0.25175 | 0.251 | 0.25025 | 0.249 | 0.24775 | 0.24625 | 0.24525 | 0.244 | 0.2455 | 0.2445 | 0.24375 | 0.243 | 0.24225 | 0.24125 | 0.24075 | 0.2405 | 0.23975 | 0.23925 | 0.24765
WY | Wind offshore
WY | Wind onshore | 0.316 | 0.3155 | 0.3155 | 0.3155 | 0.316 | 0.3165 | 0.3175 | 0.318 | 0.318 | 0.3795 | 0.405 | 0.447 | 0.45333 | 0.46033 | 0.46567 | 0.46525 | 0.466 | 0.46075 | 0.458 | 0.45475 | 0.4515 | 0.451 | 0.4505 | 0.439 | 0.43375 | 0.43025 | 0.44 | 0.444 | 0.44775 | 0.45125 | 0.45475 | 0.464 | 0.46775 | 0.4705 | 0.472 | 0.47375 | 0.47425 | 0.4735 | 0.4735 | 0.473 | 0.47225 | 0.43766
| Grand Total | 0.31811 | 0.31576 | 0.31601 | 0.30294 | 0.30363 | 0.30495 | 0.30814 | 0.3036 | 0.3046 | 0.3026 | 0.29795 | 0.29495 | 0.29236 | 0.28836 | 0.28748 | 0.27237 | 0.26709 | 0.25923 | 0.25269 | 0.24371 | 0.23806 | 0.23469 | 0.22904 | 0.22552 | 0.22367 | 0.21325 | 0.21299 | 0.21252 | 0.21207 | 0.21166 | 0.21234 | 0.21343 | 0.21394 | 0.21436 | 0.21472 | 0.21368 | 0.21464 | 0.21415 | 0.21363 | 0.21311 | 0.21097 | 0.25137

## BECF-pre-ret
Expected Capacity Factor (dimensionless) | 2016 | 2017 | 2018 | 2019 | 2020 | 2021 | 2022 | 2023 | 2024 | 2025 | 2026 | 2027 | 2028 | 2029 | 2030 | 2031 | 2032 | 2033 | 2034 | 2035 | 2036 | 2037 | 2038 | 2039 | 2040 | 2041 | 2042 | 2043 | 2044 | 2045 | 2046 | 2047 | 2048 | 2049 | 2050
hard coal | 0.5 | 0.5 | 0.5 | 0.5 | 0.5 | 0.5 | 0.5 | 0.5 | 0.5 | 0.5 | 0.5 | 0.5 | 0.5 | 0.5 | 0.5 | 0.5 | 0.5 | 0.5 | 0.5 | 0.5 | 0.5 | 0.5 | 0.5 | 0.5 | 0.5 | 0.5 | 0.5 | 0.5 | 0.5 | 0.5 | 0.5 | 0.5 | 0.5 | 0.5 | 0.5
natural gas nonpeaker | 0.404 | 0.404 | 0.404 | 0.404 | 0.404 | 0.404 | 0.404 | 0.404 | 0.404 | 0.404 | 0.404 | 0.404 | 0.404 | 0.404 | 0.404 | 0.404 | 0.404 | 0.404 | 0.404 | 0.404 | 0.404 | 0.404 | 0.404 | 0.404 | 0.404 | 0.404 | 0.404 | 0.404 | 0.404 | 0.404 | 0.404 | 0.404 | 0.404 | 0.404 | 0.404
nuclear | 0.828 | 0.828 | 0.828 | 0.828 | 0.828 | 0.828 | 0.828 | 0.828 | 0.828 | 0.828 | 0.828 | 0.828 | 0.828 | 0.828 | 0.828 | 0.828 | 0.828 | 0.828 | 0.828 | 0.828 | 0.828 | 0.828 | 0.828 | 0.828 | 0.828 | 0.828 | 0.828 | 0.828 | 0.828 | 0.828 | 0.828 | 0.828 | 0.828 | 0.828 | 0.828
hydro | 0.2393 | 0.2393 | 0.2393 | 0.2393 | 0.2393 | 0.2393 | 0.2393 | 0.2393 | 0.2393 | 0.2393 | 0.2393 | 0.2393 | 0.2393 | 0.2393 | 0.2393 | 0.2393 | 0.2393 | 0.2393 | 0.2393 | 0.2393 | 0.2393 | 0.2393 | 0.2393 | 0.2393 | 0.2393 | 0.2393 | 0.2393 | 0.2393 | 0.2393 | 0.2393 | 0.2393 | 0.2393 | 0.2393 | 0.2393 | 0.2393
onshore wind | 0.259 | 0.259 | 0.259 | 0.259 | 0.259 | 0.259 | 0.259 | 0.259 | 0.259 | 0.259 | 0.259 | 0.259 | 0.259 | 0.259 | 0.259 | 0.259 | 0.259 | 0.259 | 0.259 | 0.259 | 0.259 | 0.259 | 0.259 | 0.259 | 0.259 | 0.259 | 0.259 | 0.259 | 0.259 | 0.259 | 0.259 | 0.259 | 0.259 | 0.259 | 0.259
solar PV | 0.24285 | 0.24285 | 0.24285 | 0.24285 | 0.24285 | 0.24285 | 0.24285 | 0.24285 | 0.24285 | 0.24285 | 0.24285 | 0.24285 | 0.24285 | 0.24285 | 0.24285 | 0.24285 | 0.24285 | 0.24285 | 0.24285 | 0.24285 | 0.24285 | 0.24285 | 0.24285 | 0.24285 | 0.24285 | 0.24285 | 0.24285 | 0.24285 | 0.24285 | 0.24285 | 0.24285 | 0.24285 | 0.24285 | 0.24285 | 0.24285
solar thermal | 0.217 | 0.217 | 0.217 | 0.217 | 0.217 | 0.217 | 0.217 | 0.217 | 0.217 | 0.217 | 0.217 | 0.217 | 0.217 | 0.217 | 0.217 | 0.217 | 0.217 | 0.217 | 0.217 | 0.217 | 0.217 | 0.217 | 0.217 | 0.217 | 0.217 | 0.217 | 0.217 | 0.217 | 0.217 | 0.217 | 0.217 | 0.217 | 0.217 | 0.217 | 0.217
biomass | 0.5635 | 0.5635 | 0.5635 | 0.5635 | 0.5635 | 0.5635 | 0.5635 | 0.5635 | 0.5635 | 0.5635 | 0.5635 | 0.5635 | 0.5635 | 0.5635 | 0.5635 | 0.5635 | 0.5635 | 0.5635 | 0.5635 | 0.5635 | 0.5635 | 0.5635 | 0.5635 | 0.5635 | 0.5635 | 0.5635 | 0.5635 | 0.5635 | 0.5635 | 0.5635 | 0.5635 | 0.5635 | 0.5635 | 0.5635 | 0.5635
geothermal | 0.73 | 0.73 | 0.73 | 0.73 | 0.73 | 0.73 | 0.73 | 0.73 | 0.73 | 0.73 | 0.73 | 0.73 | 0.73 | 0.73 | 0.73 | 0.73 | 0.73 | 0.73 | 0.73 | 0.73 | 0.73 | 0.73 | 0.73 | 0.73 | 0.73 | 0.73 | 0.73 | 0.73 | 0.73 | 0.73 | 0.73 | 0.73 | 0.73 | 0.73 | 0.73
petroleum | 0.003 | 0.003 | 0.003 | 0.003 | 0.003 | 0.003 | 0.003 | 0.003 | 0.003 | 0.003 | 0.003 | 0.003 | 0.003 | 0.003 | 0.003 | 0.003 | 0.003 | 0.003 | 0.003 | 0.003 | 0.003 | 0.003 | 0.003 | 0.003 | 0.003 | 0.003 | 0.003 | 0.003 | 0.003 | 0.003 | 0.003 | 0.003 | 0.003 | 0.003 | 0.003
natural gas peaker | 0.12 | 0.12 | 0.12 | 0.12 | 0.12 | 0.12 | 0.12 | 0.12 | 0.12 | 0.12 | 0.12 | 0.12 | 0.12 | 0.12 | 0.12 | 0.12 | 0.12 | 0.12 | 0.12 | 0.12 | 0.12 | 0.12 | 0.12 | 0.12 | 0.12 | 0.12 | 0.12 | 0.12 | 0.12 | 0.12 | 0.12 | 0.12 | 0.12 | 0.12 | 0.12
lignite | 0.044 | 0.044 | 0.044 | 0.044 | 0.044 | 0.044 | 0.044 | 0.044 | 0.044 | 0.044 | 0.044 | 0.044 | 0.044 | 0.044 | 0.044 | 0.044 | 0.044 | 0.044 | 0.044 | 0.044 | 0.044 | 0.044 | 0.044 | 0.044 | 0.044 | 0.044 | 0.044 | 0.044 | 0.044 | 0.044 | 0.044 | 0.044 | 0.044 | 0.044 | 0.044
offshore wind | 0.44 | 0.44 | 0.44 | 0.44 | 0.44 | 0.44 | 0.44 | 0.44 | 0.44 | 0.44 | 0.44 | 0.44 | 0.44 | 0.44 | 0.44 | 0.44 | 0.44 | 0.44 | 0.44 | 0.44 | 0.44 | 0.44 | 0.44 | 0.44 | 0.44 | 0.44 | 0.44 | 0.44 | 0.44 | 0.44 | 0.44 | 0.44 | 0.44 | 0.44 | 0.44
crude oil | 0.51874 | 0.51874 | 0.51874 | 0.51874 | 0.51874 | 0.51874 | 0.51874 | 0.51874 | 0.51874 | 0.51874 | 0.51874 | 0.51874 | 0.51874 | 0.51874 | 0.51874 | 0.51874 | 0.51874 | 0.51874 | 0.51874 | 0.51874 | 0.51874 | 0.51874 | 0.51874 | 0.51874 | 0.51874 | 0.51874 | 0.51874 | 0.51874 | 0.51874 | 0.51874 | 0.51874 | 0.51874 | 0.51874 | 0.51874 | 0.51874
heavy or residual fuel oil | 0.011 | 0.011 | 0.011 | 0.011 | 0.011 | 0.011 | 0.011 | 0.011 | 0.011 | 0.011 | 0.011 | 0.011 | 0.011 | 0.011 | 0.011 | 0.011 | 0.011 | 0.011 | 0.011 | 0.011 | 0.011 | 0.011 | 0.011 | 0.011 | 0.011 | 0.011 | 0.011 | 0.011 | 0.011 | 0.011 | 0.011 | 0.011 | 0.011 | 0.011 | 0.011
municipal solid waste | 0.27 | 0.27 | 0.27 | 0.27 | 0.27 | 0.27 | 0.27 | 0.27 | 0.27 | 0.27 | 0.27 | 0.27 | 0.27 | 0.27 | 0.27 | 0.27 | 0.27 | 0.27 | 0.27 | 0.27 | 0.27 | 0.27 | 0.27 | 0.27 | 0.27 | 0.27 | 0.27 | 0.27 | 0.27 | 0.27 | 0.27 | 0.27 | 0.27 | 0.27 | 0.27

## BECF-pre-nonret
Expected Capacity Factor (dimensionless) | 2016 | 2017 | 2018 | 2019 | 2020 | 2021 | 2022 | 2023 | 2024 | 2025 | 2026 | 2027 | 2028 | 2029 | 2030 | 2031 | 2032 | 2033 | 2034 | 2035 | 2036 | 2037 | 2038 | 2039 | 2040 | 2041 | 2042 | 2043 | 2044 | 2045 | 2046 | 2047 | 2048 | 2049 | 2050
hard coal | 0 | 0 | 0 | 0 | 0 | 0 | 0 | 0 | 0 | 0 | 0 | 0 | 0 | 0 | 0 | 0 | 0 | 0 | 0 | 0 | 0 | 0 | 0 | 0 | 0 | 0 | 0 | 0 | 0 | 0 | 0 | 0 | 0 | 0 | 0
natural gas nonpeaker | 0 | 0 | 0 | 0 | 0 | 0 | 0 | 0 | 0 | 0 | 0 | 0 | 0 | 0 | 0 | 0 | 0 | 0 | 0 | 0 | 0 | 0 | 0 | 0 | 0 | 0 | 0 | 0 | 0 | 0 | 0 | 0 | 0 | 0 | 0
nuclear | 0 | 0 | 0 | 0 | 0 | 0 | 0 | 0 | 0 | 0 | 0 | 0 | 0 | 0 | 0 | 0 | 0 | 0 | 0 | 0 | 0 | 0 | 0 | 0 | 0 | 0 | 0 | 0 | 0 | 0 | 0 | 0 | 0 | 0 | 0
hydro | 0 | 0 | 0 | 0 | 0 | 0 | 0 | 0 | 0 | 0 | 0 | 0 | 0 | 0 | 0 | 0 | 0 | 0 | 0 | 0 | 0 | 0 | 0 | 0 | 0 | 0 | 0 | 0 | 0 | 0 | 0 | 0 | 0 | 0 | 0
onshore wind | 0 | 0 | 0 | 0 | 0 | 0 | 0 | 0 | 0 | 0 | 0 | 0 | 0 | 0 | 0 | 0 | 0 | 0 | 0 | 0 | 0 | 0 | 0 | 0 | 0 | 0 | 0 | 0 | 0 | 0 | 0 | 0 | 0 | 0 | 0
solar PV | 0 | 0 | 0 | 0 | 0 | 0 | 0 | 0 | 0 | 0 | 0 | 0 | 0 | 0 | 0 | 0 | 0 | 0 | 0 | 0 | 0 | 0 | 0 | 0 | 0 | 0 | 0 | 0 | 0 | 0 | 0 | 0 | 0 | 0 | 0
solar thermal | 0 | 0 | 0 | 0 | 0 | 0 | 0 | 0 | 0 | 0 | 0 | 0 | 0 | 0 | 0 | 0 | 0 | 0 | 0 | 0 | 0 | 0 | 0 | 0 | 0 | 0 | 0 | 0 | 0 | 0 | 0 | 0 | 0 | 0 | 0
biomass | 0 | 0 | 0 | 0 | 0 | 0 | 0 | 0 | 0 | 0 | 0 | 0 | 0 | 0 | 0 | 0 | 0 | 0 | 0 | 0 | 0 | 0 | 0 | 0 | 0 | 0 | 0 | 0 | 0 | 0 | 0 | 0 | 0 | 0 | 0
geothermal | 0 | 0 | 0 | 0 | 0 | 0 | 0 | 0 | 0 | 0 | 0 | 0 | 0 | 0 | 0 | 0 | 0 | 0 | 0 | 0 | 0 | 0 | 0 | 0 | 0 | 0 | 0 | 0 | 0 | 0 | 0 | 0 | 0 | 0 | 0
petroleum | 0 | 0 | 0 | 0 | 0 | 0 | 0 | 0 | 0 | 0 | 0 | 0 | 0 | 0 | 0 | 0 | 0 | 0 | 0 | 0 | 0 | 0 | 0 | 0 | 0 | 0 | 0 | 0 | 0 | 0 | 0 | 0 | 0 | 0 | 0
natural gas peaker | 0 | 0 | 0 | 0 | 0 | 0 | 0 | 0 | 0 | 0 | 0 | 0 | 0 | 0 | 0 | 0 | 0 | 0 | 0 | 0 | 0 | 0 | 0 | 0 | 0 | 0 | 0 | 0 | 0 | 0 | 0 | 0 | 0 | 0 | 0
lignite | 0 | 0 | 0 | 0 | 0 | 0 | 0 | 0 | 0 | 0 | 0 | 0 | 0 | 0 | 0 | 0 | 0 | 0 | 0 | 0 | 0 | 0 | 0 | 0 | 0 | 0 | 0 | 0 | 0 | 0 | 0 | 0 | 0 | 0 | 0
offshore wind | 0 | 0 | 0 | 0 | 0 | 0 | 0 | 0 | 0 | 0 | 0 | 0 | 0 | 0 | 0 | 0 | 0 | 0 | 0 | 0 | 0 | 0 | 0 | 0 | 0 | 0 | 0 | 0 | 0 | 0 | 0 | 0 | 0 | 0 | 0
crude oil | 0 | 0 | 0 | 0 | 0 | 0 | 0 | 0 | 0 | 0 | 0 | 0 | 0 | 0 | 0 | 0 | 0 | 0 | 0 | 0 | 0 | 0 | 0 | 0 | 0 | 0 | 0 | 0 | 0 | 0 | 0 | 0 | 0 | 0 | 0
heavy or residual fuel oil | 0 | 0 | 0 | 0 | 0 | 0 | 0 | 0 | 0 | 0 | 0 | 0 | 0 | 0 | 0 | 0 | 0 | 0 | 0 | 0 | 0 | 0 | 0 | 0 | 0 | 0 | 0 | 0 | 0 | 0 | 0 | 0 | 0 | 0 | 0
municipal solid waste | 0 | 0 | 0 | 0 | 0 | 0 | 0 | 0 | 0 | 0 | 0 | 0 | 0 | 0 | 0 | 0 | 0 | 0 | 0 | 0 | 0 | 0 | 0 | 0 | 0 | 0 | 0 | 0 | 0 | 0 | 0 | 0 | 0 | 0 | 0

## BECF-new
Expected Capacity Factor (dimensionless) | 2016 | 2017 | 2018 | 2019 | 2020 | 2021 | 2022 | 2023 | 2024 | 2025 | 2026 | 2027 | 2028 | 2029 | 2030 | 2031 | 2032 | 2033 | 2034 | 2035 | 2036 | 2037 | 2038 | 2039 | 2040 | 2041 | 2042 | 2043 | 2044 | 2045 | 2046 | 2047 | 2048 | 2049 | 2050
hard coal | 0.55 | 0.55 | 0.55 | 0.55 | 0.55 | 0.55 | 0.55 | 0.55 | 0.55 | 0.55 | 0.55 | 0.55 | 0.55 | 0.55 | 0.55 | 0.55 | 0.55 | 0.55 | 0.55 | 0.55 | 0.55 | 0.55 | 0.55 | 0.55 | 0.55 | 0.55 | 0.55 | 0.55 | 0.55 | 0.55 | 0.55 | 0.55 | 0.55 | 0.55 | 0.55
natural gas nonpeaker | 0.4444 | 0.4444 | 0.4444 | 0.4444 | 0.4444 | 0.4444 | 0.4444 | 0.4444 | 0.4444 | 0.4444 | 0.4444 | 0.4444 | 0.4444 | 0.4444 | 0.4444 | 0.4444 | 0.4444 | 0.4444 | 0.4444 | 0.4444 | 0.4444 | 0.4444 | 0.4444 | 0.4444 | 0.4444 | 0.4444 | 0.4444 | 0.4444 | 0.4444 | 0.4444 | 0.4444 | 0.4444 | 0.4444 | 0.4444 | 0.4444
nuclear | 0.828 | 0.828 | 0.828 | 0.828 | 0.828 | 0.828 | 0.828 | 0.828 | 0.828 | 0.828 | 0.828 | 0.828 | 0.828 | 0.828 | 0.828 | 0.828 | 0.828 | 0.828 | 0.828 | 0.828 | 0.828 | 0.828 | 0.828 | 0.828 | 0.828 | 0.828 | 0.828 | 0.828 | 0.828 | 0.828 | 0.828 | 0.828 | 0.828 | 0.828 | 0.828
hydro | 0.26323 | 0.26323 | 0.26323 | 0.26323 | 0.26323 | 0.26323 | 0.26323 | 0.26323 | 0.26323 | 0.26323 | 0.26323 | 0.26323 | 0.26323 | 0.26323 | 0.26323 | 0.26323 | 0.26323 | 0.26323 | 0.26323 | 0.26323 | 0.26323 | 0.26323 | 0.26323 | 0.26323 | 0.26323 | 0.26323 | 0.26323 | 0.26323 | 0.26323 | 0.26323 | 0.26323 | 0.26323 | 0.26323 | 0.26323 | 0.26323
onshore wind | 0.27333 | 0.27333 | 0.27333 | 0.27333 | 0.273 | 0.274 | 0.27467 | 0.27433 | 0.27433 | 0.27667 | 0.27867 | 0.28375 | 0.28 | 0.26825 | 0.25875 | 0.256 | 0.253 | 0.2535 | 0.25375 | 0.254 | 0.258 | 0.26175 | 0.2655 | 0.26925 | 0.27275 | 0.278 | 0.28375 | 0.29 | 0.297 | 0.30425 | 0.3035 | 0.3035 | 0.30325 | 0.30325 | 0.3035
solar PV | 0.3 | 0.3 | 0.3 | 0.3 | 0.29867 | 0.29833 | 0.29767 | 0.291 | 0.2905 | 0.2895 | 0.2885 | 0.286 | 0.2835 | 0.27925 | 0.2755 | 0.276 | 0.276 | 0.27375 | 0.2715 | 0.2695 | 0.268 | 0.26725 | 0.26575 | 0.26475 | 0.26375 | 0.264 | 0.2645 | 0.26475 | 0.265 | 0.265 | 0.26525 | 0.2655 | 0.26575 | 0.266 | 0.26575
solar thermal | 0.612 | 0.612 | 0.612 | 0.612 | 0.612 | 0.612 | 0.612 | 0.612 | 0.612 | 0.612 | 0.612 | 0.612 | 0.612 | 0.612 | 0.612 | 0.612 | 0.612 | 0.612 | 0.612 | 0.612 | 0.612 | 0.612 | 0.612 | 0.612 | 0.612 | 0.612 | 0.612 | 0.612 | 0.612 | 0.612 | 0.612 | 0.612 | 0.612 | 0.612 | 0.612
biomass | 0.61985 | 0.61985 | 0.61985 | 0.61985 | 0.61985 | 0.61985 | 0.61985 | 0.61985 | 0.61985 | 0.61985 | 0.61985 | 0.61985 | 0.61985 | 0.61985 | 0.61985 | 0.61985 | 0.61985 | 0.61985 | 0.61985 | 0.61985 | 0.61985 | 0.61985 | 0.61985 | 0.61985 | 0.61985 | 0.61985 | 0.61985 | 0.61985 | 0.61985 | 0.61985 | 0.61985 | 0.61985 | 0.61985 | 0.61985 | 0.61985
geothermal | 0.803 | 0.803 | 0.803 | 0.803 | 0.803 | 0.803 | 0.803 | 0.803 | 0.803 | 0.803 | 0.803 | 0.803 | 0.803 | 0.803 | 0.803 | 0.803 | 0.803 | 0.803 | 0.803 | 0.803 | 0.803 | 0.803 | 0.803 | 0.803 | 0.803 | 0.803 | 0.803 | 0.803 | 0.803 | 0.803 | 0.803 | 0.803 | 0.803 | 0.803 | 0.803
petroleum | 0.0033 | 0.0033 | 0.0033 | 0.0033 | 0.0033 | 0.0033 | 0.0033 | 0.0033 | 0.0033 | 0.0033 | 0.0033 | 0.0033 | 0.0033 | 0.0033 | 0.0033 | 0.0033 | 0.0033 | 0.0033 | 0.0033 | 0.0033 | 0.0033 | 0.0033 | 0.0033 | 0.0033 | 0.0033 | 0.0033 | 0.0033 | 0.0033 | 0.0033 | 0.0033 | 0.0033 | 0.0033 | 0.0033 | 0.0033 | 0.0033
natural gas peaker | 0.132 | 0.132 | 0.132 | 0.132 | 0.132 | 0.132 | 0.132 | 0.132 | 0.132 | 0.132 | 0.132 | 0.132 | 0.132 | 0.132 | 0.132 | 0.132 | 0.132 | 0.132 | 0.132 | 0.132 | 0.132 | 0.132 | 0.132 | 0.132 | 0.132 | 0.132 | 0.132 | 0.132 | 0.132 | 0.132 | 0.132 | 0.132 | 0.132 | 0.132 | 0.132
lignite | 0.0484 | 0.0484 | 0.0484 | 0.0484 | 0.0484 | 0.0484 | 0.0484 | 0.0484 | 0.0484 | 0.0484 | 0.0484 | 0.0484 | 0.0484 | 0.0484 | 0.0484 | 0.0484 | 0.0484 | 0.0484 | 0.0484 | 0.0484 | 0.0484 | 0.0484 | 0.0484 | 0.0484 | 0.0484 | 0.0484 | 0.0484 | 0.0484 | 0.0484 | 0.0484 | 0.0484 | 0.0484 | 0.0484 | 0.0484 | 0.0484
offshore wind | 0.44 | 0.44 | 0.44 | 0.44 | 0.44 | 0.44 | 0.44 | 0.44 | 0.44 | 0.44 | 0.44 | 0.44 | 0.44 | 0.44 | 0.44 | 0.44 | 0.44 | 0.44 | 0.44 | 0.44 | 0.44 | 0.44 | 0.44 | 0.44 | 0.44 | 0.44 | 0.44 | 0.44 | 0.44 | 0.44 | 0.44 | 0.44 | 0.44 | 0.44 | 0.44
crude oil | 0.51874 | 0.51874 | 0.51874 | 0.51874 | 0.51874 | 0.51874 | 0.51874 | 0.51874 | 0.51874 | 0.51874 | 0.51874 | 0.51874 | 0.51874 | 0.51874 | 0.51874 | 0.51874 | 0.51874 | 0.51874 | 0.51874 | 0.51874 | 0.51874 | 0.51874 | 0.51874 | 0.51874 | 0.51874 | 0.51874 | 0.51874 | 0.51874 | 0.51874 | 0.51874 | 0.51874 | 0.51874 | 0.51874 | 0.51874 | 0.51874
heavy or residual fuel oil | 0.0121 | 0.0121 | 0.0121 | 0.0121 | 0.0121 | 0.0121 | 0.0121 | 0.0121 | 0.0121 | 0.0121 | 0.0121 | 0.0121 | 0.0121 | 0.0121 | 0.0121 | 0.0121 | 0.0121 | 0.0121 | 0.0121 | 0.0121 | 0.0121 | 0.0121 | 0.0121 | 0.0121 | 0.0121 | 0.0121 | 0.0121 | 0.0121 | 0.0121 | 0.0121 | 0.0121 | 0.0121 | 0.0121 | 0.0121 | 0.0121
municipal solid waste | 0.297 | 0.297 | 0.297 | 0.297 | 0.297 | 0.297 | 0.297 | 0.297 | 0.297 | 0.297 | 0.297 | 0.297 | 0.297 | 0.297 | 0.297 | 0.297 | 0.297 | 0.297 | 0.297 | 0.297 | 0.297 | 0.297 | 0.297 | 0.297 | 0.297 | 0.297 | 0.297 | 0.297 | 0.297 | 0.297 | 0.297 | 0.297 | 0.297 | 0.297 | 0.297