## About
SYC Start Year Electricity Generation Capacity
SYC Fraction of Peakers that Provide Flexibility Points
Source: | CA Specific 2022-2050 retirements
CPUC
Preferred System Plan and Portfolios for 2022-23 Transmission Planning Process
2021-12-22
CPUC IRP RESOLVE_Results_Viewer "Portfolio Analytics"
https://www.cpuc.ca.gov/industries-and-topics/electrical-energy/electric-power-procurement/long-term-procurement-planning/2019-20-irp-events-and-materials
Notes
For the U.S. dataset, we only use the "preexisting nonretiring" quality tier to differentiate between
natural gas nonpeaker (steam turbine = preexisting retiring, combined cycle = preexisting nonretiring).
Because the EIA and the Annual Energy Outlook use Net Summer Capacity for many calculations
and inputs, we also use this value in our modeling.
Residual Fuel Oil
Although our data break out RFO-powered plants (which
constitute roughly one third of all petroleum-fired plants
in the U.S.), the U.S. EPS
groups all petroleum plants into one subscript,
so we assign RFO plants along with other petroleum-
fired plants to the petroleum diesel subscript.

## RESOLVE_PSP_Portfolio Analytics
Portfolio Analytics
Note: All costs are expressed in 2020 dollars
Energy Storage Summary
|  | Planned | Unit | 2015 | 2016 | 2017 | 2018 | 2019 | 2020 | 2021 | 2022 | 2023 | 2024 | 2025 | 2026 | 2027 | 2028 | 2029 | 2030 | 2031 | 2032 | 2033 | 2034 | 2035 | 2036 | 2037 | 2038 | 2039 | 2040 | 2041 | 2042 | 2043 | 2044 | 2045 | 2046 | 2047 | 2048 | 2049 | 2050
|  | Pumped_Hydro | MW | 0 | 0 | 0 | 0 | 0 | 0 | 0 | 1898.5 | 1898.5 | 1898.5 | 1898.5 | 1898.5 | 0 | 1898.5 | 0 | 1898.5 | 0 | 1898.5 | 0 | 0 | 1898.5 | 0 | 0 | 0 | 0 | 1898.5 | 0 | 0 | 0 | 0 | 1898.5 | 0 | 0 | 0 | 0 | 0
|  | Li_Battery | MW | 0 | 0 | 0 | 0 | 0 | 0 | 0 | 1737.74 | 1905.74 | 1987.24 | 1987.24 | 1987.24 | 0 | 1987.24 | 0 | 1987.24 | 0 | 1987.24 | 0 | 0 | 1987.24 | 0 | 0 | 0 | 0 | 1987.24 | 0 | 0 | 0 | 0 | 1987.24 | 0 | 0 | 0 | 0 | 0
|  | BTM_Li_Battery | MW | 0 | 0 | 0 | 0 | 0 | 0 | 0 | 858 | 1054.2 | 1256.65 | 1465.13 | 1679.23 | 0 | 2122.61 | 0 | 2584.2 | 0 | 2584.2 | 0 | 0 | 2584.2 | 0 | 0 | 0 | 0 | 2584.2 | 0 | 0 | 0 | 0 | 2584.2 | 0 | 0 | 0 | 0 | 0
|  | Flow_Battery | MW | 0 | 0 | 0 | 0 | 0 | 0 | 0 | -0.04 | -0.07 | -0.12 | -0.12 | -0.12 | 0 | -0.13 | 0 | -0.13 | 0 | -0.13 | 0 | 0 | -0.13 | 0 | 0 | 0 | 0 | -0.13 | 0 | 0 | 0 | 0 | -0.13 | 0 | 0 | 0 | 0 | 0
|  | Pumped_Hydro | MWh | 0 | 0 | 0 | 0 | 0 | 0 | 0 | 300138.13 | 300138.13 | 300138.13 | 300138.13 | 300138.13 | 0 | 300138.13 | 0 | 300138.13 | 0 | 300138.13 | 0 | 0 | 300138.13 | 0 | 0 | 0 | 0 | 300138.13 | 0 | 0 | 0 | 0 | 300138.13 | 0 | 0 | 0 | 0 | 0
|  | Li_Battery | MWh | 0 | 0 | 0 | 0 | 0 | 0 | 0 | 8684.7 | 9364.7 | 9742.2 | 9742.2 | 9742.2 | 0 | 9742.2 | 0 | 9742.2 | 0 | 9742.2 | 0 | 0 | 9742.2 | 0 | 0 | 0 | 0 | 9742.2 | 0 | 0 | 0 | 0 | 9742.2 | 0 | 0 | 0 | 0 | 0
|  | BTM_Li_Battery | MWh | 0 | 0 | 0 | 0 | 0 | 0 | 0 | 2145 | 2635.49 | 3141.62 | 3662.83 | 4198.09 | 0 | 5306.51 | 0 | 6460.51 | 0 | 6460.51 | 0 | 0 | 6460.51 | 0 | 0 | 0 | 0 | 6460.51 | 0 | 0 | 0 | 0 | 6460.51 | 0 | 0 | 0 | 0 | 0
|  | Flow_Battery | MWh | 0 | 0 | 0 | 0 | 0 | 0 | 0 | 0 | 0 | 0 | 0 | 0 | 0 | 0 | 0 | 0 | 0 | 0 | 0 | 0 | 0 | 0 | 0 | 0 | 0 | 0 | 0 | 0 | 0 | 0 | 0 | 0 | 0 | 0 | 0 | 0
|  | Pumped_Hydro Duration | hr | 0 | 0 | 0 | 0 | 0 | 0 | 0 | 158.0922 | 158.0922 | 158.0922 | 158.0922 | 158.0922 | 0 | 158.0922 | 0 | 158.0922 | 0 | 158.0922 | 0 | 0 | 158.0922 | 0 | 0 | 0 | 0 | 158.0922 | 0 | 0 | 0 | 0 | 158.0922 | 0 | 0 | 0 | 0 | 0
|  | Li_Battery Duration | hr | 0 | 0 | 0 | 0 | 0 | 0 | 0 | 4.9977 | 4.9139 | 4.9024 | 4.9024 | 4.9024 | 0 | 4.9024 | 0 | 4.9024 | 0 | 4.9024 | 0 | 0 | 4.9024 | 0 | 0 | 0 | 0 | 4.9024 | 0 | 0 | 0 | 0 | 4.9024 | 0 | 0 | 0 | 0 | 0
|  | BTM_Li_Battery | hr | 0 | 0 | 0 | 0 | 0 | 0 | 0 | 2.5 | 2.5 | 2.5 | 2.5 | 2.5 | 0 | 2.5 | 0 | 2.5 | 0 | 2.5 | 0 | 0 | 2.5 | 0 | 0 | 0 | 0 | 2.5 | 0 | 0 | 0 | 0 | 2.5 | 0 | 0 | 0 | 0 | 0
|  | Flow_Battery Duration | hr | 0 | 0 | 0 | 0 | 0 | 0 | 0 | 0 | 0 | 0 | 0 | 0 | 0 | 0 | 0 | 0 | 0 | 0 | 0 | 0 | 0 | 0 | 0 | 0 | 0 | 0 | 0 | 0 | 0 | 0 | 0 | 0 | 0 | 0 | 0 | 0
|  | Optimized Build - Incl. Local Storage | Unit
|  | Pumped_Hydro | MW | 0 | 0 | 0 | 0 | 0 | 0 | 0 | 0 | 0 | 0 | 0 | 196 | 0 | 1000 | 0 | 1000.28 | 0 | 1000.28 | 0 | 0 | 1000.28 | 0 | 0 | 0 | 0 | 1000.28 | 0 | 0 | 0 | 0 | 1000.28 | 0 | 0 | 0 | 0 | 0
|  | Li_Battery | MW | 0 | 0 | 0 | 0 | 0 | 0 | 0 | 1936.6 | 3658.03 | 8915.89 | 10331.6 | 10331.61 | 0 | 11086.01 | 0 | 11385.83 | 0 | 12561.97 | 0 | 0 | 16639.15 | 0 | 0 | 0 | 0 | 27519.64 | 0 | 0 | 0 | 0 | 39697.37 | 0 | 0 | 0 | 0 | 0
|  | BTM_Li_Battery | MW | 0 | 0 | 0 | 0 | 0 | 0 | 0 | 0 | 0 | 0 | 0 | 0 | 0 | 0 | 0 | 0 | 0 | 0 | 0 | 0 | 0 | 0 | 0 | 0 | 0 | 0 | 0 | 0 | 0 | 0 | 0 | 0 | 0 | 0 | 0 | 0
|  | Flow_Battery | MW | 0 | 0 | 0 | 0 | 0 | 0 | 0 | 0.04 | 0.07 | 0.12 | 0.12 | 0.12 | 0 | 0.13 | 0 | 0.13 | 0 | 0.13 | 0 | 0 | 0.13 | 0 | 0 | 0 | 0 | 0.13 | 0 | 0 | 0 | 0 | 0.13 | 0 | 0 | 0 | 0 | 0
|  | Pumped_Hydro | MWh | 0 | 0 | 0 | 0 | 0 | 0 | 0 | 0.28 | 0.89 | 0.95 | 1 | 2352.71 | 0 | 12000.42 | 0 | 12003.35 | 0 | 12003.35 | 0 | 0 | 12003.35 | 0 | 0 | 0 | 0 | 12003.36 | 0 | 0 | 0 | 0 | 12003.36 | 0 | 0 | 0 | 0 | 0
|  | Li_Battery | MWh | 0 | 0 | 0 | 0 | 0 | 0 | 0 | 8512.45 | 16470.06 | 37226.28 | 43249.1 | 43249.1 | 0 | 46293.2 | 0 | 47558.77 | 0 | 54363.99 | 0 | 0 | 102612.64 | 0 | 0 | 0 | 0 | 193512.93 | 0 | 0 | 0 | 0 | 312628.19 | 0 | 0 | 0 | 0 | 0
|  | BTM_Li_Battery | MWh | 0 | 0 | 0 | 0 | 0 | 0 | 0 | 7.9 | 7.9 | 7.9 | 7.9 | 7.9 | 0 | 7.9 | 0 | 7.9 | 0 | 7.9 | 0 | 0 | 7.9 | 0 | 0 | 0 | 0 | 7.9 | 0 | 0 | 0 | 0 | 7.9 | 0 | 0 | 0 | 0 | 0
|  | Flow_Battery | MWh | 0 | 0 | 0 | 0 | 0 | 0 | 0 | 0.12 | 0.17 | 0.5 | 0.5 | 0.5 | 0 | 0.51 | 0 | 0.51 | 0 | 0.57 | 0 | 0 | 0.57 | 0 | 0 | 0 | 0 | 0.57 | 0 | 0 | 0 | 0 | 0.57 | 0 | 0 | 0 | 0 | 0
|  | Pumped_Hydro Duration | hr | 0 | 0 | 0 | 0 | 0 | 0 | 0 | 0 | 0 | 0 | 0 | 12.0036 | 0 | 12.0004 | 0 | 12 | 0 | 12 | 0 | 0 | 12 | 0 | 0 | 0 | 0 | 12 | 0 | 0 | 0 | 0 | 12 | 0 | 0 | 0 | 0 | 0
|  | Li_Battery Duration | hr | 0 | 0 | 0 | 0 | 0 | 0 | 0 | 4.3956 | 4.5024 | 4.1753 | 4.1861 | 4.1861 | 0 | 4.1758 | 0 | 4.177 | 0 | 4.3277 | 0 | 0 | 6.1669 | 0 | 0 | 0 | 0 | 7.0318 | 0 | 0 | 0 | 0 | 7.8753 | 0 | 0 | 0 | 0 | 0
|  | BTM_Li_Battery | hr | 0 | 0 | 0 | 0 | 0 | 0 | 0 | 0 | 0 | 0 | 0 | 0 | 0 | 0 | 0 | 0 | 0 | 0 | 0 | 0 | 0 | 0 | 0 | 0 | 0 | 0 | 0 | 0 | 0 | 0 | 0 | 0 | 0 | 0 | 0 | 0
|  | Flow_Battery Duration | hr | 0 | 0 | 0 | 0 | 0 | 0 | 0 | 3 | 2.4286 | 4.1667 | 4.1667 | 4.1667 | 0 | 3.9231 | 0 | 3.9231 | 0 | 4.3846 | 0 | 0 | 4.3846 | 0 | 0 | 0 | 0 | 4.3846 | 0 | 0 | 0 | 0 | 4.3846 | 0 | 0 | 0 | 0 | 0
|  | Average Storage Duration - Optimized Build | hr | 0 | 0 | 0 | 0 | 0 | 0 | 0 | 4.3998 | 4.5048 | 4.1763 | 4.187 | 4.3324 | 0 | 4.8239 | 0 | 4.8094 | 0 | 4.8941 | 0 | 0 | 6.4981 | 0 | 0 | 0 | 0 | 7.2063 | 0 | 0 | 0 | 0 | 7.9768 | 0 | 0 | 0 | 0 | 0
Note: Optimized duration is a cumulative value reflecting all power and energy capacity built through the reported year.
Total Resources by Technology
|  | Technology | Unit | 2015 | 2016 | 2017 | 2018 | 2019 | 2020 | 2021 | 2022 | 2023 | 2024 | 2025 | 2026 | 2027 | 2028 | 2029 | 2030 | 2031 | 2032 | 2033 | 2034 | 2035 | 2036 | 2037 | 2038 | 2039 | 2040 | 2041 | 2042 | 2043 | 2044 | 2045 | 2046 | 2047 | 2048 | 2049 | 2050
retiring | natural gas nonpeaker | CAISO_ST | MW | 0 | 0 | 0 | 0 | 0 | 0 | 0 | 2882.89 | 2882.89 | 0 | 0 | 0 | 0 | 0 | 0 | 0 | 0 | 0 | 0 | 0 | 0 | 0 | 0 | 0 | 0 | 0 | 0 | 0 | 0 | 0 | 0 | 0 | 0 | 0 | 0 | 0
| natural gas nonpeaker | CAISO_CCGT1 | MW | 0 | 0 | 0 | 0 | 0 | 0 | 0 | 13449.12 | 13449.12 | 13449.12 | 13449.12 | 13499.52 | 0 | 13499.52 | 0 | 13499.52 | 0 | 13499.52 | 0 | 0 | 13499.52 | 0 | 0 | 0 | 0 | 13499.52 | 0 | 0 | 0 | 0 | 13499.52 | 0 | 0 | 0 | 0 | 0
| natural gas nonpeaker | CAISO_CCGT2 | MW | 0 | 0 | 0 | 0 | 0 | 0 | 0 | 2921.22 | 2921.22 | 2921.22 | 2921.22 | 2921.22 | 0 | 2921.22 | 0 | 2921.22 | 0 | 2921.22 | 0 | 0 | 2921.22 | 0 | 0 | 0 | 0 | 2921.22 | 0 | 0 | 0 | 0 | 2921.22 | 0 | 0 | 0 | 0 | 0
| natural gas peaker | CAISO_Peaker1 | MW | 0 | 0 | 0 | 0 | 0 | 0 | 0 | 4995.92 | 4995.92 | 4995.92 | 4940.72 | 4940.72 | 0 | 4940.72 | 0 | 4940.72 | 0 | 4940.72 | 0 | 0 | 4940.72 | 0 | 0 | 0 | 0 | 4940.72 | 0 | 0 | 0 | 0 | 4940.72 | 0 | 0 | 0 | 0 | 0
| natural gas peaker | CAISO_Peaker2 | MW | 0 | 0 | 0 | 0 | 0 | 0 | 0 | 3462.64 | 3462.64 | 3462.64 | 3225.12 | 3125.37 | 0 | 3125.37 | 0 | 3125.37 | 0 | 3125.37 | 0 | 0 | 3125.37 | 0 | 0 | 0 | 0 | 3125.37 | 0 | 0 | 0 | 0 | 3125.37 | 0 | 0 | 0 | 0 | 0
|  | CAISO_Advanced_CCGT | MW | 0 | 0 | 0 | 0 | 0 | 0 | 0 | 0 | 0 | 0 | 0 | 0 | 0 | 0.32 | 0 | 0.32 | 0 | 0.32 | 0 | 0 | 0.32 | 0 | 0 | 0 | 0 | 0.32 | 0 | 0 | 0 | 0 | 925.95 | 0 | 0 | 0 | 0 | 0
|  | CAISO_Aero_CT | MW | 0 | 0 | 0 | 0 | 0 | 0 | 0 | 0 | 0 | 0 | 0 | 0 | 0 | 0.07 | 0 | 0.07 | 0 | 0.07 | 0 | 0 | 0.07 | 0 | 0 | 0 | 0 | 0.07 | 0 | 0 | 0 | 0 | 0.07 | 0 | 0 | 0 | 0 | 0
| natural gas nonpeaker | CAISO_Reciprocating_Engine | MW | 0 | 0 | 0 | 0 | 0 | 0 | 0 | 255.3 | 255.3 | 255.3 | 255.3 | 255.3 | 0 | 255.3 | 0 | 255.3 | 0 | 255.3 | 0 | 0 | 255.3 | 0 | 0 | 0 | 0 | 255.3 | 0 | 0 | 0 | 0 | 255.3 | 0 | 0 | 0 | 0 | 0
| crude oil | CAISO_CHP | MW | 0 | 0 | 0 | 0 | 0 | 0 | 0 | 2194.79 | 2155.54 | 2107.34 | 1997.4 | 1892.1 | 0 | 1892.1 | 0 | 1892.1 | 0 | 1513.68 | 0 | 0 | 946.05 | 0 | 0 | 0 | 0 | 0 | 0 | 0 | 0 | 0 | 0 | 0 | 0 | 0 | 0 | 0
| hard coal | CAISO_Coal | MW | 0 | 0 | 0 | 0 | 0 | 0 | 0 | 480 | 480 | 480 | 0 | 0 | 0 | 0 | 0 | 0 | 0 | 0 | 0 | 0 | 0 | 0 | 0 | 0 | 0 | 0 | 0 | 0 | 0 | 0 | 0 | 0 | 0 | 0 | 0 | 0
| nuclear | CAISO_Nuclear | MW | 0 | 0 | 0 | 0 | 0 | 0 | 0 | 2935 | 2935 | 1785 | 635 | 635 | 0 | 635 | 0 | 635 | 0 | 635 | 0 | 0 | 635 | 0 | 0 | 0 | 0 | 635 | 0 | 0 | 0 | 0 | 635 | 0 | 0 | 0 | 0 | 0
| hydro | Hydro | MW | 0 | 0 | 0 | 0 | 0 | 0 | 0 | 7073.36 | 7073.36 | 7073.36 | 7073.36 | 7073.36 | 0 | 7073.36 | 0 | 7072.77 | 0 | 7072.77 | 0 | 0 | 7072.77 | 0 | 0 | 0 | 0 | 7072.77 | 0 | 0 | 0 | 0 | 7072.77 | 0 | 0 | 0 | 0 | 0
| hydro | Hydro_NW_CAISO | MW | 0 | 0 | 0 | 0 | 0 | 0 | 0 | 2851.77 | 2851.77 | 2851.77 | 2851.77 | 2851.77 | 0 | 2851.77 | 0 | 2851.77 | 0 | 2851.77 | 0 | 0 | 2851.77 | 0 | 0 | 0 | 0 | 2851.77 | 0 | 0 | 0 | 0 | 2851.77 | 0 | 0 | 0 | 0 | 0
|  | CAISO_Conventional_DR | MW | 0 | 0 | 0 | 0 | 0 | 0 | 0 | 2346.75 | 2346.75 | 2548.01 | 2636.11 | 2636.11 | 0 | 2636.11 | 0 | 2636.11 | 0 | 2636.11 | 0 | 0 | 2636.11 | 0 | 0 | 0 | 0 | 2636.11 | 0 | 0 | 0 | 0 | 2636.11 | 0 | 0 | 0 | 0 | 0
|  | Customer_PV | MW | 0 | 0 | 0 | 0 | 0 | 0 | 0 | 12710.97 | 13991.86 | 15256.98 | 16483.22 | 17636.07 | 0 | 19753.25 | 0 | 21705.79 | 0 | 23794.82 | 0 | 0 | 26928.37 | 0 | 0 | 0 | 0 | 32150.94 | 0 | 0 | 0 | 0 | 37373.52 | 0 | 0 | 0 | 0 | 0
| solar PV | Solar | MW | 0 | 0 | 0 | 0 | 0 | 0 | 0 | 18847.93 | 22965.83 | 24167.18 | 27416.8 | 27416.8 | 0 | 27813.63 | 0 | 30758.42 | 0 | 33922.3 | 0 | 0 | 43393.93 | 0 | 0 | 0 | 0 | 60133.25 | 0 | 0 | 0 | 0 | 88757.04 | 0 | 0 | 0 | 0 | 0
| geothermal | Geothermal | MW | 0 | 0 | 0 | 0 | 0 | 0 | 0 | 1601.44 | 1701.44 | 1701.44 | 1701.44 | 1771.44 | 0 | 2747.15 | 0 | 2747.15 | 0 | 2747.15 | 0 | 0 | 2747.15 | 0 | 0 | 0 | 0 | 2747.15 | 0 | 0 | 0 | 0 | 3108.85 | 0 | 0 | 0 | 0 | 0
| biomass | Biomass | MW | 0 | 0 | 0 | 0 | 0 | 0 | 0 | 843.8 | 874.94 | 893.06 | 917.06 | 917.06 | 0 | 944.01 | 0 | 942.11 | 0 | 942.11 | 0 | 0 | 942.11 | 0 | 0 | 0 | 0 | 942.11 | 0 | 0 | 0 | 0 | 942.11 | 0 | 0 | 0 | 0 | 0
| hydro | Small_Hydro | MW | 0 | 0 | 0 | 0 | 0 | 0 | 0 | 958.33 | 958.33 | 958.33 | 958.33 | 958.33 | 0 | 958.33 | 0 | 958.33 | 0 | 958.33 | 0 | 0 | 958.33 | 0 | 0 | 0 | 0 | 958.33 | 0 | 0 | 0 | 0 | 958.33 | 0 | 0 | 0 | 0 | 0
| onshore wind | Wind | MW | 0 | 0 | 0 | 0 | 0 | 0 | 0 | 8666.87 | 8688.98 | 9018.82 | 10501.47 | 10501.47 | 0 | 10501.47 | 0 | 10501.47 | 0 | 10501.47 | 0 | 0 | 10501.47 | 0 | 0 | 0 | 0 | 10501.47 | 0 | 0 | 0 | 0 | 12001.39 | 0 | 0 | 0 | 0 | 0
| out of state | Wind OOS New Tx | MW | 0 | 0 | 0 | 0 | 0 | 0 | 0 | 0 | 0 | 0 | 0 | 0.03 | 0 | 0.06 | 0 | 1500.03 | 0 | 1500.03 | 0 | 0 | 1500.03 | 0 | 0 | 0 | 0 | 1970.2 | 0 | 0 | 0 | 0 | 1970.2 | 0 | 0 | 0 | 0 | 0
| offshore wind | Offshore_Wind | MW | 0 | 0 | 0 | 0 | 0 | 0 | 0 | 0 | 0 | 0 | 0 | 120 | 0 | 195 | 0 | 195.01 | 0 | 1707.57 | 0 | 0 | 1728.08 | 0 | 0 | 0 | 0 | 1728.08 | 0 | 0 | 0 | 0 | 1728.08 | 0 | 0 | 0 | 0 | 0
|  | Pumped_Hydro | MW | 0 | 0 | 0 | 0 | 0 | 0 | 0 | 1898.5 | 1898.5 | 1898.5 | 1898.5 | 2094.5 | 0 | 2898.5 | 0 | 2898.78 | 0 | 2898.78 | 0 | 0 | 2898.78 | 0 | 0 | 0 | 0 | 2898.78 | 0 | 0 | 0 | 0 | 2898.78 | 0 | 0 | 0 | 0 | 0
|  | Li_Battery | MW | 0 | 0 | 0 | 0 | 0 | 0 | 0 | 4294.34 | 6501.27 | 11790.63 | 13296.34 | 13296.35 | 0 | 14057.34 | 0 | 14373.74 | 0 | 15549.88 | 0 | 0 | 19627.06 | 0 | 0 | 0 | 0 | 30507.55 | 0 | 0 | 0 | 0 | 42685.28 | 0 | 0 | 0 | 0 | 0
|  | BTM_Li_Battery | MW | 0 | 0 | 0 | 0 | 0 | 0 | 0 | 865.9 | 1062.1 | 1264.55 | 1473.03 | 1687.13 | 0 | 2130.51 | 0 | 2592.1 | 0 | 2592.1 | 0 | 0 | 2592.1 | 0 | 0 | 0 | 0 | 2592.1 | 0 | 0 | 0 | 0 | 2592.1 | 0 | 0 | 0 | 0 | 0
|  | Flow_Battery | MW
|  | Hydrogen_Electrolysis | MW | 0 | 0 | 0 | 0 | 0 | 0 | 0 | 0 | 0 | 0 | 0 | 0 | 0 | 0 | 0 | 0 | 0 | 0 | 0 | 0 | 0 | 0 | 0 | 0 | 0 | 0 | 0 | 0 | 0 | 0 | 0 | 0 | 0 | 0 | 0 | 0
|  | Flexible_Load | MW | 0 | 0 | 0 | 0 | 0 | 0 | 0 | 0 | 0 | 0 | 0 | 0 | 0 | 0 | 0 | 0 | 0 | 0 | 0 | 0 | 0 | 0 | 0 | 0 | 0 | 0 | 0 | 0 | 0 | 0 | 0 | 0 | 0 | 0 | 0 | 0
Selected Resources by Technology
|  | Technology | Unit | 2015 | 2016 | 2017 | 2018 | 2019 | 2020 | 2021 | 2022 | 2023 | 2024 | 2025 | 2026 | 2027 | 2028 | 2029 | 2030 | 2031 | 2032 | 2033 | 2034 | 2035 | 2036 | 2037 | 2038 | 2039 | 2040 | 2041 | 2042 | 2043 | 2044 | 2045 | 2046 | 2047 | 2048 | 2049 | 2050
| natural gas nonpeaker | CAISO_ST | MW | 0 | 0 | 0 | 0 | 0 | 0 | 0 | 0 | 0 | 0 | 0 | 0 | 0 | 0 | 0 | 0 | 0 | 0 | 0 | 0 | 0 | 0 | 0 | 0 | 0 | 0 | 0 | 0 | 0 | 0 | 0 | 0 | 0 | 0 | 0 | 0
| natural gas nonpeaker | CAISO_CCGT1 | MW | 0 | 0 | 0 | 0 | 0 | 0 | 0 | 0 | 0 | 0 | 0 | 0 | 0 | 0 | 0 | 0 | 0 | 0 | 0 | 0 | 0 | 0 | 0 | 0 | 0 | 0 | 0 | 0 | 0 | 0 | 0 | 0 | 0 | 0 | 0 | 0
| natural gas nonpeaker | CAISO_CCGT2 | MW | 0 | 0 | 0 | 0 | 0 | 0 | 0 | 0 | 0 | 0 | 0 | 0 | 0 | 0 | 0 | 0 | 0 | 0 | 0 | 0 | 0 | 0 | 0 | 0 | 0 | 0 | 0 | 0 | 0 | 0 | 0 | 0 | 0 | 0 | 0 | 0
| natural gas peaker | CAISO_Peaker1 | MW | 0 | 0 | 0 | 0 | 0 | 0 | 0 | 0 | 0 | 0 | 0 | 0 | 0 | 0 | 0 | 0 | 0 | 0 | 0 | 0 | 0 | 0 | 0 | 0 | 0 | 0 | 0 | 0 | 0 | 0 | 0 | 0 | 0 | 0 | 0 | 0
| natural gas peaker | CAISO_Peaker2 | MW | 0 | 0 | 0 | 0 | 0 | 0 | 0 | 0 | 0 | 0 | 0 | 0 | 0 | 0 | 0 | 0 | 0 | 0 | 0 | 0 | 0 | 0 | 0 | 0 | 0 | 0 | 0 | 0 | 0 | 0 | 0 | 0 | 0 | 0 | 0 | 0
|  | CAISO_Advanced_CCGT | MW | 0 | 0 | 0 | 0 | 0 | 0 | 0 | 0 | 0 | 0 | 0 | 0 | 0 | 0.32 | 0 | 0.32 | 0 | 0.32 | 0 | 0 | 0.32 | 0 | 0 | 0 | 0 | 0.32 | 0 | 0 | 0 | 0 | 925.95 | 0 | 0 | 0 | 0 | 0
|  | CAISO_Aero_CT | MW | 0 | 0 | 0 | 0 | 0 | 0 | 0 | 0 | 0 | 0 | 0 | 0 | 0 | 0.07 | 0 | 0.07 | 0 | 0.07 | 0 | 0 | 0.07 | 0 | 0 | 0 | 0 | 0.07 | 0 | 0 | 0 | 0 | 0.07 | 0 | 0 | 0 | 0 | 0
| natural gas nonpeaker | CAISO_Reciprocating_Engine | MW | 0 | 0 | 0 | 0 | 0 | 0 | 0 | 0 | 0 | 0 | 0 | 0 | 0 | 0 | 0 | 0 | 0 | 0 | 0 | 0 | 0 | 0 | 0 | 0 | 0 | 0 | 0 | 0 | 0 | 0 | 0 | 0 | 0 | 0 | 0 | 0
| crude oil | CAISO_CHP | MW | 0 | 0 | 0 | 0 | 0 | 0 | 0 | 0 | 0 | 0 | 0 | 0 | 0 | 0 | 0 | 0 | 0 | 0 | 0 | 0 | 0 | 0 | 0 | 0 | 0 | 0 | 0 | 0 | 0 | 0 | 0 | 0 | 0 | 0 | 0 | 0
| hard coal | CAISO_Coal | MW | 0 | 0 | 0 | 0 | 0 | 0 | 0 | 0 | 0 | 0 | 0 | 0 | 0 | 0 | 0 | 0 | 0 | 0 | 0 | 0 | 0 | 0 | 0 | 0 | 0 | 0 | 0 | 0 | 0 | 0 | 0 | 0 | 0 | 0 | 0 | 0
| nuclear | CAISO_Nuclear | MW | 0 | 0 | 0 | 0 | 0 | 0 | 0 | 0 | 0 | 0 | 0 | 0 | 0 | 0 | 0 | 0 | 0 | 0 | 0 | 0 | 0 | 0 | 0 | 0 | 0 | 0 | 0 | 0 | 0 | 0 | 0 | 0 | 0 | 0 | 0 | 0
| hydro | Hydro | MW | 0 | 0 | 0 | 0 | 0 | 0 | 0 | 0 | 0 | 0 | 0 | 0 | 0 | 0 | 0 | 0 | 0 | 0 | 0 | 0 | 0 | 0 | 0 | 0 | 0 | 0 | 0 | 0 | 0 | 0 | 0 | 0 | 0 | 0 | 0 | 0
| hydro | Hydro_NW_CAISO | MW | 0 | 0 | 0 | 0 | 0 | 0 | 0 | 0 | 0 | 0 | 0 | 0 | 0 | 0 | 0 | 0 | 0 | 0 | 0 | 0 | 0 | 0 | 0 | 0 | 0 | 0 | 0 | 0 | 0 | 0 | 0 | 0 | 0 | 0 | 0 | 0
|  | CAISO_Conventional_DR | MW | 0 | 0 | 0 | 0 | 0 | 0 | 0 | 151.3 | 151.3 | 352.56 | 440.66 | 440.66 | 0 | 440.66 | 0 | 440.66 | 0 | 440.66 | 0 | 0 | 440.66 | 0 | 0 | 0 | 0 | 440.66 | 0 | 0 | 0 | 0 | 440.66 | 0 | 0 | 0 | 0 | 0
|  | Customer_PV | MW | 0 | 0 | 0 | 0 | 0 | 0 | 0 | 0 | 0 | 0 | 0 | 0 | 0 | 0 | 0 | 0 | 0 | 0 | 0 | 0 | 0 | 0 | 0 | 0 | 0 | 0 | 0 | 0 | 0 | 0 | 0 | 0 | 0 | 0 | 0 | 0
| solar PV | Solar | MW | 0 | 0 | 0 | 0 | 0 | 0 | 0 | 3093.74 | 6549.04 | 7750.39 | 11000.01 | 11000.01 | 0 | 11396.84 | 0 | 14341.63 | 0 | 17505.51 | 0 | 0 | 26977.14 | 0 | 0 | 0 | 0 | 43716.46 | 0 | 0 | 0 | 0 | 72340.25 | 0 | 0 | 0 | 0 | 0
| geothermal | Geothermal | MW | 0 | 0 | 0 | 0 | 0 | 0 | 0 | 14 | 114 | 114 | 114 | 184 | 0 | 1159.71 | 0 | 1159.71 | 0 | 1159.71 | 0 | 0 | 1159.71 | 0 | 0 | 0 | 0 | 1159.71 | 0 | 0 | 0 | 0 | 1521.41 | 0 | 0 | 0 | 0 | 0
| biomass | Biomass | MW | 0 | 0 | 0 | 0 | 0 | 0 | 0 | 34.18 | 65.32 | 83.44 | 107.44 | 107.44 | 0 | 134.39 | 0 | 134.39 | 0 | 134.39 | 0 | 0 | 134.39 | 0 | 0 | 0 | 0 | 134.39 | 0 | 0 | 0 | 0 | 134.39 | 0 | 0 | 0 | 0 | 0
| hydro | Small_Hydro | MW | 0 | 0 | 0 | 0 | 0 | 0 | 0 | 0 | 0 | 0 | 0 | 0 | 0 | 0 | 0 | 0 | 0 | 0 | 0 | 0 | 0 | 0 | 0 | 0 | 0 | 0 | 0 | 0 | 0 | 0 | 0 | 0 | 0 | 0 | 0 | 0
| onshore wind | Wind | MW | 0 | 0 | 0 | 0 | 0 | 0 | 0 | 1696.75 | 1718.86 | 2048.7 | 3531.35 | 3531.35 | 0 | 3531.35 | 0 | 3531.35 | 0 | 3531.35 | 0 | 0 | 3531.35 | 0 | 0 | 0 | 0 | 3531.35 | 0 | 0 | 0 | 0 | 5031.27 | 0 | 0 | 0 | 0 | 0
| out of state | Wind OOS New Tx | MW | 0 | 0 | 0 | 0 | 0 | 0 | 0 | 0 | 0 | 0 | 0 | 0.03 | 0 | 0.06 | 0 | 1500.03 | 0 | 1500.03 | 0 | 0 | 1500.03 | 0 | 0 | 0 | 0 | 1970.2 | 0 | 0 | 0 | 0 | 1970.2 | 0 | 0 | 0 | 0 | 0
| offshore wind | Offshore_Wind | MW | 0 | 0 | 0 | 0 | 0 | 0 | 0 | 0 | 0 | 0 | 0 | 120 | 0 | 195 | 0 | 195.01 | 0 | 1707.57 | 0 | 0 | 1728.08 | 0 | 0 | 0 | 0 | 1728.08 | 0 | 0 | 0 | 0 | 1728.08 | 0 | 0 | 0 | 0 | 0
|  | Pumped_Hydro | MW | 0 | 0 | 0 | 0 | 0 | 0 | 0 | 0 | 0 | 0 | 0 | 196 | 0 | 1000 | 0 | 1000.28 | 0 | 1000.28 | 0 | 0 | 1000.28 | 0 | 0 | 0 | 0 | 1000.28 | 0 | 0 | 0 | 0 | 1000.28 | 0 | 0 | 0 | 0 | 0
|  | Li_Battery | MW | 0 | 0 | 0 | 0 | 0 | 0 | 0 | 2556.6 | 4595.53 | 9803.39 | 11309.1 | 11309.11 | 0 | 12070.1 | 0 | 12386.5 | 0 | 13562.64 | 0 | 0 | 17639.82 | 0 | 0 | 0 | 0 | 28520.31 | 0 | 0 | 0 | 0 | 40698.04 | 0 | 0 | 0 | 0 | 0
|  | BTM_Li_Battery | MW | 0 | 0 | 0 | 0 | 0 | 0 | 0 | 7.9 | 7.9 | 7.9 | 7.9 | 7.9 | 0 | 7.9 | 0 | 7.9 | 0 | 7.9 | 0 | 0 | 7.9 | 0 | 0 | 0 | 0 | 7.9 | 0 | 0 | 0 | 0 | 7.9 | 0 | 0 | 0 | 0 | 0
|  | Flow_Battery | MW | 0 | 0 | 0 | 0 | 0 | 0 | 0 | 0.04 | 0.07 | 0.12 | 0.12 | 0.12 | 0 | 0.13 | 0 | 0.13 | 0 | 0.13 | 0 | 0 | 0.13 | 0 | 0 | 0 | 0 | 0.13 | 0 | 0 | 0 | 0 | 0.13 | 0 | 0 | 0 | 0 | 0
|  | Hydrogen_Electrolysis | MW | 0 | 0 | 0 | 0 | 0 | 0 | 0 | 0 | 0 | 0 | 0 | 0 | 0 | 0 | 0 | 0 | 0 | 0 | 0 | 0 | 0 | 0 | 0 | 0 | 0 | 0 | 0 | 0 | 0 | 0 | 0 | 0 | 0 | 0 | 0 | 0
|  | Flexible_Load | MW | 0 | 0 | 0 | 0 | 0 | 0 | 0 | 0 | 0 | 0 | 0 | 0 | 0 | 0 | 0 | 0 | 0 | 0 | 0 | 0 | 0 | 0 | 0 | 0 | 0 | 0 | 0 | 0 | 0 | 0 | 0 | 0 | 0 | 0 | 0 | 0
Baseline Resources by Technology
|  | Technology | Unit | 2015 | 2016 | 2017 | 2018 | 2019 | 2020 | 2021 | 2022 | 2023 | 2024 | 2025 | 2026 | 2027 | 2028 | 2029 | 2030 | 2031 | 2032 | 2033 | 2034 | 2035 | 2036 | 2037 | 2038 | 2039 | 2040 | 2041 | 2042 | 2043 | 2044 | 2045 | 2046 | 2047 | 2048 | 2049 | 2050
| natural gas nonpeaker | CAISO_ST | MW | 0 | 0 | 0 | 0 | 0 | 0 | 0 | 2882.89 | 2882.89 | 0 | 0 | 0 | 0 | 0 | 0 | 0 | 0 | 0 | 0 | 0 | 0 | 0 | 0 | 0 | 0 | 0 | 0 | 0 | 0 | 0 | 0 | 0 | 0 | 0 | 0 | 0
| natural gas nonpeaker | CAISO_CCGT1 | MW | 0 | 0 | 0 | 0 | 0 | 0 | 0 | 13449.12 | 13449.12 | 13449.12 | 13449.12 | 13499.52 | 0 | 13499.52 | 0 | 13499.52 | 0 | 13499.52 | 0 | 0 | 13499.52 | 0 | 0 | 0 | 0 | 13499.52 | 0 | 0 | 0 | 0 | 13499.52 | 0 | 0 | 0 | 0 | 0
| natural gas nonpeaker | CAISO_CCGT2 | MW | 0 | 0 | 0 | 0 | 0 | 0 | 0 | 2921.22 | 2921.22 | 2921.22 | 2921.22 | 2921.22 | 0 | 2921.22 | 0 | 2921.22 | 0 | 2921.22 | 0 | 0 | 2921.22 | 0 | 0 | 0 | 0 | 2921.22 | 0 | 0 | 0 | 0 | 2921.22 | 0 | 0 | 0 | 0 | 0
| natural gas peaker | CAISO_Peaker1 | MW | 0 | 0 | 0 | 0 | 0 | 0 | 0 | 4995.92 | 4995.92 | 4995.92 | 4940.72 | 4940.72 | 0 | 4940.72 | 0 | 4940.72 | 0 | 4940.72 | 0 | 0 | 4940.72 | 0 | 0 | 0 | 0 | 4940.72 | 0 | 0 | 0 | 0 | 4940.72 | 0 | 0 | 0 | 0 | 0
| natural gas peaker | CAISO_Peaker2 | MW | 0 | 0 | 0 | 0 | 0 | 0 | 0 | 3462.64 | 3462.64 | 3462.64 | 3225.12 | 3125.37 | 0 | 3125.37 | 0 | 3125.37 | 0 | 3125.37 | 0 | 0 | 3125.37 | 0 | 0 | 0 | 0 | 3125.37 | 0 | 0 | 0 | 0 | 3125.37 | 0 | 0 | 0 | 0 | 0
|  | CAISO_Advanced_CCGT | MW | 0 | 0 | 0 | 0 | 0 | 0 | 0 | 0 | 0 | 0 | 0 | 0 | 0 | 0 | 0 | 0 | 0 | 0 | 0 | 0 | 0 | 0 | 0 | 0 | 0 | 0 | 0 | 0 | 0 | 0 | 0 | 0 | 0 | 0 | 0 | 0
|  | CAISO_Aero_CT | MW | 0 | 0 | 0 | 0 | 0 | 0 | 0 | 0 | 0 | 0 | 0 | 0 | 0 | 0 | 0 | 0 | 0 | 0 | 0 | 0 | 0 | 0 | 0 | 0 | 0 | 0 | 0 | 0 | 0 | 0 | 0 | 0 | 0 | 0 | 0 | 0
| natural gas nonpeaker | CAISO_Reciprocating_Engine | MW | 0 | 0 | 0 | 0 | 0 | 0 | 0 | 255.3 | 255.3 | 255.3 | 255.3 | 255.3 | 0 | 255.3 | 0 | 255.3 | 0 | 255.3 | 0 | 0 | 255.3 | 0 | 0 | 0 | 0 | 255.3 | 0 | 0 | 0 | 0 | 255.3 | 0 | 0 | 0 | 0 | 0
| crude oil | CAISO_CHP | MW | 0 | 0 | 0 | 0 | 0 | 0 | 0 | 2194.79 | 2155.54 | 2107.34 | 1997.4 | 1892.1 | 0 | 1892.1 | 0 | 1892.1 | 0 | 1513.68 | 0 | 0 | 946.05 | 0 | 0 | 0 | 0 | 0 | 0 | 0 | 0 | 0 | 0 | 0 | 0 | 0 | 0 | 0
| hard coal | CAISO_Coal | MW | 0 | 0 | 0 | 0 | 0 | 0 | 0 | 480 | 480 | 480 | 0 | 0 | 0 | 0 | 0 | 0 | 0 | 0 | 0 | 0 | 0 | 0 | 0 | 0 | 0 | 0 | 0 | 0 | 0 | 0 | 0 | 0 | 0 | 0 | 0 | 0
| nuclear | CAISO_Nuclear | MW | 0 | 0 | 0 | 0 | 0 | 0 | 0 | 2935 | 2935 | 1785 | 635 | 635 | 0 | 635 | 0 | 635 | 0 | 635 | 0 | 0 | 635 | 0 | 0 | 0 | 0 | 635 | 0 | 0 | 0 | 0 | 635 | 0 | 0 | 0 | 0 | 0
| hydro | Hydro | MW | 0 | 0 | 0 | 0 | 0 | 0 | 0 | 7073.36 | 7073.36 | 7073.36 | 7073.36 | 7073.36 | 0 | 7073.36 | 0 | 7072.77 | 0 | 7072.77 | 0 | 0 | 7072.77 | 0 | 0 | 0 | 0 | 7072.77 | 0 | 0 | 0 | 0 | 7072.77 | 0 | 0 | 0 | 0 | 0
| hydro | Hydro_NW_CAISO | MW | 0 | 0 | 0 | 0 | 0 | 0 | 0 | 2851.77 | 2851.77 | 2851.77 | 2851.77 | 2851.77 | 0 | 2851.77 | 0 | 2851.77 | 0 | 2851.77 | 0 | 0 | 2851.77 | 0 | 0 | 0 | 0 | 2851.77 | 0 | 0 | 0 | 0 | 2851.77 | 0 | 0 | 0 | 0 | 0
|  | CAISO_Conventional_DR | MW | 0 | 0 | 0 | 0 | 0 | 0 | 0 | 2195.45 | 2195.45 | 2195.45 | 2195.45 | 2195.45 | 0 | 2195.45 | 0 | 2195.45 | 0 | 2195.45 | 0 | 0 | 2195.45 | 0 | 0 | 0 | 0 | 2195.45 | 0 | 0 | 0 | 0 | 2195.45 | 0 | 0 | 0 | 0 | 0
|  | Customer_PV | MW | 0 | 0 | 0 | 0 | 0 | 0 | 0 | 12710.97 | 13991.86 | 15256.98 | 16483.22 | 17636.07 | 0 | 19753.25 | 0 | 21705.79 | 0 | 23794.82 | 0 | 0 | 26928.37 | 0 | 0 | 0 | 0 | 32150.94 | 0 | 0 | 0 | 0 | 37373.52 | 0 | 0 | 0 | 0 | 0
| solar PV | Solar | MW | 0 | 0 | 0 | 0 | 0 | 0 | 0 | 15754.19 | 16416.79 | 16416.79 | 16416.79 | 16416.79 | 0 | 16416.79 | 0 | 16416.79 | 0 | 16416.79 | 0 | 0 | 16416.79 | 0 | 0 | 0 | 0 | 16416.79 | 0 | 0 | 0 | 0 | 16416.79 | 0 | 0 | 0 | 0 | 0
| geothermal | Geothermal | MW | 0 | 0 | 0 | 0 | 0 | 0 | 0 | 1587.44 | 1587.44 | 1587.44 | 1587.44 | 1587.44 | 0 | 1587.44 | 0 | 1587.44 | 0 | 1587.44 | 0 | 0 | 1587.44 | 0 | 0 | 0 | 0 | 1587.44 | 0 | 0 | 0 | 0 | 1587.44 | 0 | 0 | 0 | 0 | 0
| biomass | Biomass | MW | 0 | 0 | 0 | 0 | 0 | 0 | 0 | 809.62 | 809.62 | 809.62 | 809.62 | 809.62 | 0 | 809.62 | 0 | 807.72 | 0 | 807.72 | 0 | 0 | 807.72 | 0 | 0 | 0 | 0 | 807.72 | 0 | 0 | 0 | 0 | 807.72 | 0 | 0 | 0 | 0 | 0
| hydro | Small_Hydro | MW | 0 | 0 | 0 | 0 | 0 | 0 | 0 | 958.33 | 958.33 | 958.33 | 958.33 | 958.33 | 0 | 958.33 | 0 | 958.33 | 0 | 958.33 | 0 | 0 | 958.33 | 0 | 0 | 0 | 0 | 958.33 | 0 | 0 | 0 | 0 | 958.33 | 0 | 0 | 0 | 0 | 0
| onshore wind | Wind | MW | 0 | 0 | 0 | 0 | 0 | 0 | 0 | 6970.12 | 6970.12 | 6970.12 | 6970.12 | 6970.12 | 0 | 6970.12 | 0 | 6970.12 | 0 | 6970.12 | 0 | 0 | 6970.12 | 0 | 0 | 0 | 0 | 6970.12 | 0 | 0 | 0 | 0 | 6970.12 | 0 | 0 | 0 | 0 | 0
| out of state | Wind OOS New Tx | MW | 0 | 0 | 0 | 0 | 0 | 0 | 0 | 0 | 0 | 0 | 0 | 0 | 0 | 0 | 0 | 0 | 0 | 0 | 0 | 0 | 0 | 0 | 0 | 0 | 0 | 0 | 0 | 0 | 0 | 0 | 0 | 0 | 0 | 0 | 0 | 0
| offshore wind | Offshore_Wind | MW | 0 | 0 | 0 | 0 | 0 | 0 | 0 | 0 | 0 | 0 | 0 | 0 | 0 | 0 | 0 | 0 | 0 | 0 | 0 | 0 | 0 | 0 | 0 | 0 | 0 | 0 | 0 | 0 | 0 | 0 | 0 | 0 | 0 | 0 | 0 | 0
|  | Pumped_Hydro | MW | 0 | 0 | 0 | 0 | 0 | 0 | 0 | 1898.5 | 1898.5 | 1898.5 | 1898.5 | 1898.5 | 0 | 1898.5 | 0 | 1898.5 | 0 | 1898.5 | 0 | 0 | 1898.5 | 0 | 0 | 0 | 0 | 1898.5 | 0 | 0 | 0 | 0 | 1898.5 | 0 | 0 | 0 | 0 | 0
|  | Li_Battery | MW | 0 | 0 | 0 | 0 | 0 | 0 | 0 | 1737.74 | 1905.74 | 1987.24 | 1987.24 | 1987.24 | 0 | 1987.24 | 0 | 1987.24 | 0 | 1987.24 | 0 | 0 | 1987.24 | 0 | 0 | 0 | 0 | 1987.24 | 0 | 0 | 0 | 0 | 1987.24 | 0 | 0 | 0 | 0 | 0
|  | BTM_Li_Battery | MW | 0 | 0 | 0 | 0 | 0 | 0 | 0 | 858 | 1054.2 | 1256.65 | 1465.13 | 1679.23 | 0 | 2122.61 | 0 | 2584.2 | 0 | 2584.2 | 0 | 0 | 2584.2 | 0 | 0 | 0 | 0 | 2584.2 | 0 | 0 | 0 | 0 | 2584.2 | 0 | 0 | 0 | 0 | 0
|  | Flow_Battery | MW | [5 empty] | 0 | 0 | -0.04 | -0.07 | -0.12 | -0.12 | -0.12 | 0 | -0.13 | 0 | -0.13 | 0 | -0.13 | 0 | 0 | -0.13 | 0 | 0 | 0 | 0 | -0.13 | 0 | 0 | 0 | 0 | -0.13 | 0 | 0 | 0 | 0 | 0
|  | Hydrogen_Electrolysis | MW | 0 | 0 | 0 | 0 | 0 | 0 | 0 | 0 | 0 | 0 | 0 | 0 | 0 | 0 | 0 | 0 | 0 | 0 | 0 | 0 | 0 | 0 | 0 | 0 | 0 | 0 | 0 | 0 | 0 | 0 | 0 | 0 | 0 | 0 | 0 | 0
|  | Flexible_Load | MW | 0 | 0 | 0 | 0 | 0 | 0 | 0 | 0 | 0 | 0 | 0 | 0 | 0 | 0 | 0 | 0 | 0 | 0 | 0 | 0 | 0 | 0 | 0 | 0 | 0 | 0 | 0 | 0 | 0 | 0 | 0 | 0 | 0 | 0 | 0 | 0
CAISO Energy Balance
Note: this rolls up all resources balanced in the CAISO zone, including resources that are contracted to other zones, e.g. BANC.
It does not include resources that are contracted to CAISO but balanced in another zone, except Hydro NW CAISO
Generation by Technology
|  | Technology | Unit | 2015 | 2016 | 2017 | 2018 | 2019 | 2020 | 2021 | 2022 | 2023 | 2024 | 2025 | 2026 | 2027 | 2028 | 2029 | 2030 | 2031 | 2032 | 2033 | 2034 | 2035 | 2036 | 2037 | 2038 | 2039 | 2040 | 2041 | 2042 | 2043 | 2044 | 2045 | 2046 | 2047 | 2048 | 2049 | 2050
|  | CAISO_ST | GWh | 0 | 0 | 0 | 0 | 0 | 0 | 0 | 1.1662 | 1.1135 | 0 | 0 | 0 | 0 | 0 | 0 | 0 | 0 | 0 | 0 | 0 | 0 | 0 | 0 | 0 | 0 | 0 | 0 | 0 | 0 | 0 | 0 | 0 | 0 | 0 | 0 | 0
|  | CAISO_CCGT1 | GWh | 0 | 0 | 0 | 0 | 0 | 0 | 0 | 50069.7118 | 43129.3884 | 48230.4278 | 45875.0314 | 46259.6714 | 0 | 39835.3708 | 0 | 32108.8655 | 0 | 30911.0226 | 0 | 0 | 31684.6998 | 0 | 0 | 0 | 0 | 31366.9067 | 0 | 0 | 0 | 0 | 24840.1234 | 0 | 0 | 0 | 0 | 0
|  | CAISO_CCGT2 | GWh | 0 | 0 | 0 | 0 | 0 | 0 | 0 | 2.3828 | 2.2641 | 2.3283 | 2.3604 | 1.6676 | 0 | 1.2909 | 0 | 1.0154 | 0 | 0.68021 | 0 | 0 | 0.45912 | 0 | 0 | 0 | 0 | 0.39951 | 0 | 0 | 0 | 0 | 0.070391 | 0 | 0 | 0 | 0 | 0
|  | CAISO_Peaker1 | GWh | 0 | 0 | 0 | 0 | 0 | 0 | 0 | 432.3151 | 271.3619 | 3.5153 | 1.1465 | 0.86317 | 0 | 0.60042 | 0 | 0.50159 | 0 | 0.34757 | 0 | 0 | 0.23555 | 0 | 0 | 0 | 0 | 0.19026 | 0 | 0 | 0 | 0 | 0.028302 | 0 | 0 | 0 | 0 | 0
|  | CAISO_Peaker2 | GWh | 0 | 0 | 0 | 0 | 0 | 0 | 0 | 0.49799 | 0.50482 | 0.53278 | 0.55935 | 0.40057 | 0 | 0.31148 | 0 | 0.24926 | 0 | 0.16929 | 0 | 0 | 0.11753 | 0 | 0 | 0 | 0 | 0.099668 | 0 | 0 | 0 | 0 | 0.0085453 | 0 | 0 | 0 | 0 | 0
|  | CAISO_Advanced_CCGT | GWh | 0 | 0 | 0 | 0 | 0 | 0 | 0 | 0 | 0 | 0 | 0 | 0 | 0 | 1.6702 | 0 | 1.5745 | 0 | 1.5535 | 0 | 0 | 1.5491 | 0 | 0 | 0 | 0 | 1.4867 | 0 | 0 | 0 | 0 | 3126.6913 | 0 | 0 | 0 | 0 | 0
|  | CAISO_Aero_CT | GWh | 0 | 0 | 0 | 0 | 0 | 0 | 0 | 0 | 0 | 0 | 0 | 0 | 0 | 0.26473 | 0 | 0.23543 | 0 | 0.19067 | 0 | 0 | 0.14673 | 0 | 0 | 0 | 0 | 0.12569 | 0 | 0 | 0 | 0 | 0.020712 | 0 | 0 | 0 | 0 | 0
|  | CAISO_Reciprocating_Engine | GWh | 0 | 0 | 0 | 0 | 0 | 0 | 0 | 60.9902 | 47.373 | 9.8927 | 10.4102 | 10.2889 | 0 | 9.5259 | 0 | 12.6193 | 0 | 12.0015 | 0 | 0 | 7.3849 | 0 | 0 | 0 | 0 | 11.1019 | 0 | 0 | 0 | 0 | 0.035493 | 0 | 0 | 0 | 0 | 0
|  | CAISO_CHP | GWh | 0 | 0 | 0 | 0 | 0 | 0 | 0 | 10401.3161 | 10215.3078 | 9986.8804 | 9465.8478 | 8966.8436 | 0 | 8966.8436 | 0 | 8966.8436 | 0 | 7173.4709 | 0 | 0 | 4483.4078 | 0 | 0 | 0 | 0 | 0 | 0 | 0 | 0 | 0 | 0 | 0 | 0 | 0 | 0 | 0
|  | CAISO_Coal | GWh | 0 | 0 | 0 | 0 | 0 | 0 | 0 | 2.0867 | 1.6818 | 1.9261 | 0 | 0 | 0 | 0 | 0 | 0 | 0 | 0 | 0 | 0 | 0 | 0 | 0 | 0 | 0 | 0 | 0 | 0 | 0 | 0 | 0 | 0 | 0 | 0 | 0 | 0
|  | CAISO_Nuclear | GWh | 0 | 0 | 0 | 0 | 0 | 0 | 0 | 23611.1228 | 23611.1228 | 14359.7459 | 5108.369 | 5108.369 | 0 | 5108.369 | 0 | 5108.369 | 0 | 5108.369 | 0 | 0 | 5108.369 | 0 | 0 | 0 | 0 | 5108.369 | 0 | 0 | 0 | 0 | 5108.369 | 0 | 0 | 0 | 0 | 0
|  | Hydro | GWh | 0 | 0 | 0 | 0 | 0 | 0 | 0 | 18705.762 | 18705.7615 | 18705.7627 | 18705.7645 | 18705.7612 | 0 | 18705.7639 | 0 | 18704.197 | 0 | 18704.1995 | 0 | 0 | 18704.2007 | 0 | 0 | 0 | 0 | 18704.204 | 0 | 0 | 0 | 0 | 18704.1959 | 0 | 0 | 0 | 0 | 0
|  | Hydro_NW_CAISO | GWh | 0 | 0 | 0 | 0 | 0 | 0 | 0 | 11492.5068 | 11384.1718 | 11429.3951 | 11347.4712 | 11331.2296 | 0 | 11291.1304 | 0 | 11292.6104 | 0 | 11109.3281 | 0 | 0 | 11081.5292 | 0 | 0 | 0 | 0 | 10477.3456 | 0 | 0 | 0 | 0 | 8318.7177 | 0 | 0 | 0 | 0 | 0
|  | CAISO_Conventional_DR | GWh | 0 | 0 | 0 | 0 | 0 | 0 | 0 | 0 | 0 | 0 | 0 | 0 | 0 | 0 | 0 | 0 | 0 | 0 | 0 | 0 | 0 | 0 | 0 | 0 | 0 | 0 | 0 | 0 | 0 | 0 | 0 | 0 | 0 | 0 | 0 | 0
|  | Customer_PV | GWh | 0 | 0 | 0 | 0 | 0 | 0 | 0 | 24128.2892 | 26559.7013 | 28961.1994 | 31288.863 | 33477.2421 | 0 | 37496.1202 | 0 | 41202.4926 | 0 | 45167.9457 | 0 | 0 | 51116.1221 | 0 | 0 | 0 | 0 | 61029.7517 | 0 | 0 | 0 | 0 | 70943.3785 | 0 | 0 | 0 | 0 | 0
|  | Solar | GWh | 0 | 0 | 0 | 0 | 0 | 0 | 0 | 47059.7579 | 57069.8161 | 61224.2652 | 69488.6224 | 69811.8585 | 0 | 70600.0956 | 0 | 77343.7859 | 0 | 84249.5109 | 0 | 0 | 108992.7749 | 0 | 0 | 0 | 0 | 151639.9086 | 0 | 0 | 0 | 0 | 206106.0342 | 0 | 0 | 0 | 0 | 0
|  | Geothermal | GWh | 0 | 0 | 0 | 0 | 0 | 0 | 0 | 8758.5984 | 9530.3544 | 9530.3544 | 9530.3544 | 10082.0592 | 0 | 17410.6752 | 0 | 17410.6752 | 0 | 17410.6752 | 0 | 0 | 17410.6752 | 0 | 0 | 0 | 0 | 17410.6752 | 0 | 0 | 0 | 0 | 19977.0924 | 0 | 0 | 0 | 0 | 0
|  | Biomass | GWh | 0 | 0 | 0 | 0 | 0 | 0 | 0 | 4411.0104 | 4642.8876 | 4777.8792 | 4956.5832 | 4956.5832 | 0 | 5157.1872 | 0 | 5147.5512 | 0 | 5147.5512 | 0 | 0 | 5147.5512 | 0 | 0 | 0 | 0 | 5147.5512 | 0 | 0 | 0 | 0 | 5147.6388 | 0 | 0 | 0 | 0 | 0
|  | Small_Hydro | GWh | 0 | 0 | 0 | 0 | 0 | 0 | 0 | 4257.8856 | 4257.8856 | 4257.8856 | 4257.8856 | 4257.8856 | 0 | 4257.8856 | 0 | 4257.8856 | 0 | 4257.8856 | 0 | 0 | 4257.8856 | 0 | 0 | 0 | 0 | 4257.8856 | 0 | 0 | 0 | 0 | 4257.8856 | 0 | 0 | 0 | 0 | 0
|  | Wind | GWh | 0 | 0 | 0 | 0 | 0 | 0 | 0 | 21766.9331 | 21584.8053 | 22870.3492 | 26649.6321 | 26723.6532 | 0 | 26636.824 | 0 | 26349.0431 | 0 | 26205.2697 | 0 | 0 | 25858.1129 | 0 | 0 | 0 | 0 | 25280.0581 | 0 | 0 | 0 | 0 | 26910.8312 | 0 | 0 | 0 | 0 | 0
|  | Wind OOS New Tx | GWh | 0 | 0 | 0 | 0 | 0 | 0 | 0 | 0 | 0 | 0 | 0 | 0.093445 | 0 | 0.16735 | 0 | 5679.4821 | 0 | 5646.8905 | 0 | 0 | 5621.9965 | 0 | 0 | 0 | 0 | 7303.6156 | 0 | 0 | 0 | 0 | 6913.8358 | 0 | 0 | 0 | 0 | 0
|  | Offshore_Wind | GWh | 0 | 0 | 0 | 0 | 0 | 0 | 0 | 0 | 0 | 0 | 0 | 494.3693 | 0 | 800.7547 | 0 | 811.4309 | 0 | 7116.4106 | 0 | 0 | 7182.9908 | 0 | 0 | 0 | 0 | 7070.6986 | 0 | 0 | 0 | 0 | 6647.0793 | 0 | 0 | 0 | 0 | 0
|  | Pumped_Hydro | GWh | 0 | 0 | 0 | 0 | 0 | 0 | 0 | -517.8546 | -691.1165 | -454.3113 | -597.1637 | -710.4835 | 0 | -1103.0331 | 0 | -1521.0451 | 0 | -1631.0897 | 0 | 0 | -1595.8426 | 0 | 0 | 0 | 0 | -1471.0228 | 0 | 0 | 0 | 0 | -1624.003 | 0 | 0 | 0 | 0 | 0
|  | Li_Battery | GWh | 0 | 0 | 0 | 0 | 0 | 0 | 0 | -910.1094 | -1584.0564 | -2628.773 | -3142.1376 | -3151.8698 | 0 | -3367.9463 | 0 | -3598.2654 | 0 | -4178.3638 | 0 | 0 | -6783.5773 | 0 | 0 | 0 | 0 | -11906.9593 | 0 | 0 | 0 | 0 | -18948.138 | 0 | 0 | 0 | 0 | 0
|  | BTM_Li_Battery | GWh | 0 | 0 | 0 | 0 | 0 | 0 | 0 | -127.4282 | -177.5458 | -189.4584 | -237.2406 | -267.4887 | 0 | -340.3653 | 0 | -435.4095 | 0 | -462.8576 | 0 | 0 | -484.5216 | 0 | 0 | 0 | 0 | -533.4859 | 0 | 0 | 0 | 0 | -698.6472 | 0 | 0 | 0 | 0 | 0
|  | Flow_Battery | GWh | 0 | 0 | 0 | 0 | 0 | 0 | 0 | -0.075472 | -0.082461 | -0.1685 | -0.17129 | -0.14117 | 0 | -0.13398 | 0 | -0.13204 | 0 | -0.12508 | 0 | 0 | -0.11129 | 0 | 0 | 0 | 0 | -0.10219 | 0 | 0 | 0 | 0 | -0.092689 | 0 | 0 | 0 | 0 | 0
|  | Imports (unspecified) | GWh | 0 | 0 | 0 | 0 | 0 | 0 | 0 | 18936.6982 | 21262.8223 | 21689.0169 | 23722.1768 | 24011.4912 | 0 | 24402.5774 | 0 | 24668.2604 | 0 | 23535.7232 | 0 | 0 | 19890.8947 | 0 | 0 | 0 | 0 | 15369.1863 | 0 | 0 | 0 | 0 | 3631.8028 | 0 | 0 | 0 | 0 | 0
|  | Exports | GWh | 0 | 0 | 0 | 0 | 0 | 0 | 0 | -2566.8973 | -3705.8961 | -2772.33 | -3269.4993 | -3977.9887 | 0 | -4902.6751 | 0 | -7067.8092 | 0 | -8902.5777 | 0 | 0 | -9040.0296 | 0 | 0 | 0 | 0 | -12100.7151 | 0 | 0 | 0 | 0 | -21392.4829 | 0 | 0 | 0 | 0 | 0
|  | Total Curtailment | GWh | 0 | 0 | 0 | 0 | 0 | 0 | 0 | -1470.8382 | -2838.1891 | -1307.5113 | -2532.5198 | -2206.143 | 0 | -2682.2518 | 0 | -4859.4368 | 0 | -7310.7398 | 0 | 0 | -10217.083 | 0 | 0 | 0 | 0 | -15489.7377 | 0 | 0 | 0 | 0 | -42655.1613 | 0 | 0 | 0 | 0 | 0
|  | Load | GWh | 0 | 0 | 0 | 0 | 0 | 0 | 0 | 238999.0063 | 245080.9701 | 249400.5902 | 252484.1977 | 255344.0258 | 0 | 260112.9323 | 0 | 265131.851 | 0 | 274919.5186 | 0 | 0 | 295851.6159 | 0 | 0 | 0 | 0 | 330738.4153 | 0 | 0 | 0 | 0 | 363495.3387 | 0 | 0 | 0 | 0 | 0
|  | Supply-Side Load | GWh | 0 | 0 | 0 | 0 | 0 | 0 | 0 | 214743.2888 | 218343.723 | 220249.9325 | 220958.0942 | 221599.2951 | 0 | 222276.4468 | 0 | 223493.9489 | 0 | 229288.7153 | 0 | 0 | 244250.9722 | 0 | 0 | 0 | 0 | 269175.1776 | 0 | 0 | 0 | 0 | 291853.313 | 0 | 0 | 0 | 0 | 0
|  | Net Imports | GWh | 0 | 0 | 0 | 0 | 0 | 0 | 0 | 16369.8009 | 17556.9262 | 18916.6868 | 20452.6775 | 20033.5024 | 0 | 19499.9023 | 0 | 17600.4512 | 0 | 14633.1454 | 0 | 0 | 10850.8651 | 0 | 0 | 0 | 0 | 3268.4712 | 0 | 0 | 0 | 0 | -17760.6801 | 0 | 0 | 0 | 0 | 0
|  | Load Plus Exports | GWh | 0 | 0 | 0 | 0 | 0 | 0 | 0 | 241565.9036 | 248786.8662 | 252172.9203 | 255753.6971 | 259322.0146 | 0 | 265015.6074 | 0 | 272199.6602 | 0 | 283822.0964 | 0 | 0 | 304891.6455 | 0 | 0 | 0 | 0 | 342839.1303 | 0 | 0 | 0 | 0 | 384887.8216 | 0 | 0 | 0 | 0 | 0
|  | Sum of Supply | GWh | 0 | 0 | 0 | 0 | 0 | 0 | 0 | 239976.6662 | 246119.6267 | 249996.3155 | 253164.8653 | 256092.3588 | 0 | 260969.2748 | 0 | 266445.0266 | 0 | 276584.1815 | 0 | 0 | 298647.021 | 0 | 0 | 0 | 0 | 334167.2746 | 0 | 0 | 0 | 0 | 367970.4757 | 0 | 0 | 0 | 0 | 0
|  | Sub-Hourly Imbalance | GWh | 0 | 0 | 0 | 0 | 0 | 0 | 0 | 331.7604 | 349.0824 | 366.4167 | 383.7633 | 401.1015 | 0 | 435.7845 | 0 | 470.4907 | 0 | 505.1707 | 0 | 0 | 557.2161 | 0 | 0 | 0 | 0 | 643.9539 | 0 | 0 | 0 | 0 | 730.7614 | 0 | 0 | 0 | 0 | 0
|  | Pipeline Biogas Generation (included in gas generation above) | GWh | 0 | 0 | 0 | 0 | 0 | 0 | 0 | 0 | 0 | 0 | 0 | 0 | 0 | 0 | 0 | 0 | 0 | 0 | 0 | 0 | 0 | 0 | 0 | 0 | 0 | 0 | 0 | 0 | 0 | 0 | 0 | 0 | 0 | 0 | 0 | 0
Aggregated Energy Balance
|  | CHP | GWh | 0 | 0 | 0 | 0 | 0 | 0 | 0 | 10401.3161 | 10215.3078 | 9986.8804 | 9465.8478 | 8966.8436 | 0 | 8966.8436 | 0 | 8966.8436 | 0 | 7173.4709 | 0 | 0 | 4483.4078 | 0 | 0 | 0 | 0 | 0 | 0 | 0 | 0 | 0 | 0 | 0 | 0 | 0 | 0 | 0
|  | Nuclear | GWh | 0 | 0 | 0 | 0 | 0 | 0 | 0 | 23611.1228 | 23611.1228 | 14359.7459 | 5108.369 | 5108.369 | 0 | 5108.369 | 0 | 5108.369 | 0 | 5108.369 | 0 | 0 | 5108.369 | 0 | 0 | 0 | 0 | 5108.369 | 0 | 0 | 0 | 0 | 5108.369 | 0 | 0 | 0 | 0 | 0
|  | Hydro | GWh | 0 | 0 | 0 | 0 | 0 | 0 | 0 | 18705.762 | 18705.7615 | 18705.7627 | 18705.7645 | 18705.7612 | 0 | 18705.7639 | 0 | 18704.197 | 0 | 18704.1995 | 0 | 0 | 18704.2007 | 0 | 0 | 0 | 0 | 18704.204 | 0 | 0 | 0 | 0 | 18704.1959 | 0 | 0 | 0 | 0 | 0
|  | Hydro_NW_CAISO | GWh | 0 | 0 | 0 | 0 | 0 | 0 | 0 | 11492.5068 | 11384.1718 | 11429.3951 | 11347.4712 | 11331.2296 | 0 | 11291.1304 | 0 | 11292.6104 | 0 | 11109.3281 | 0 | 0 | 11081.5292 | 0 | 0 | 0 | 0 | 10477.3456 | 0 | 0 | 0 | 0 | 8318.7177 | 0 | 0 | 0 | 0 | 0
|  | Gas | GWh | 0 | 0 | 0 | 0 | 0 | 0 | 0 | 50567.064 | 43452.0058 | 48246.6969 | 45889.5078 | 46272.8916 | 0 | 39849.0344 | 0 | 32125.061 | 0 | 30925.9654 | 0 | 0 | 31694.5928 | 0 | 0 | 0 | 0 | 31380.3104 | 0 | 0 | 0 | 0 | 27966.9782 | 0 | 0 | 0 | 0 | 0
|  | Coal | GWh | 0 | 0 | 0 | 0 | 0 | 0 | 0 | 2.0867 | 1.6818 | 1.9261 | 0 | 0 | 0 | 0 | 0 | 0 | 0 | 0 | 0 | 0 | 0 | 0 | 0 | 0 | 0 | 0 | 0 | 0 | 0 | 0 | 0 | 0 | 0 | 0 | 0 | 0
|  | Pipeline Biogas | GWh | 0 | 0 | 0 | 0 | 0 | 0 | 0 | 0 | 0 | 0 | 0 | 0 | 0 | 0 | 0 | 0 | 0 | 0 | 0 | 0 | 0 | 0 | 0 | 0 | 0 | 0 | 0 | 0 | 0 | 0 | 0 | 0 | 0 | 0 | 0 | 0
|  | Renewables | GWh | 0 | 0 | 0 | 0 | 0 | 0 | 0 | 110382.4746 | 123645.4503 | 131621.9329 | 146171.9407 | 149803.7445 | 0 | 162359.7099 | 0 | 178202.3466 | 0 | 195202.1394 | 0 | 0 | 225588.1093 | 0 | 0 | 0 | 0 | 279140.1447 | 0 | 0 | 0 | 0 | 346903.7758 | 0 | 0 | 0 | 0 | 0
|  | Storage Losses | GWh | 0 | 0 | 0 | 0 | 0 | 0 | 0 | -1555.4676 | -2452.8012 | -3272.7112 | -3976.7132 | -4129.9831 | 0 | -4811.4787 | 0 | -5554.8521 | 0 | -6272.4362 | 0 | 0 | -8864.0529 | 0 | 0 | 0 | 0 | -13911.5702 | 0 | 0 | 0 | 0 | -21270.8808 | 0 | 0 | 0 | 0 | 0
|  | Curtailment | GWh | 0 | 0 | 0 | 0 | 0 | 0 | 0 | -1470.8382 | -2838.1891 | -1307.5113 | -2532.5198 | -2206.143 | 0 | -2682.2518 | 0 | -4859.4368 | 0 | -7310.7398 | 0 | 0 | -10217.083 | 0 | 0 | 0 | 0 | -15489.7377 | 0 | 0 | 0 | 0 | -42655.1613 | 0 | 0 | 0 | 0 | 0
|  | Imports (unspecified) | GWh | 0 | 0 | 0 | 0 | 0 | 0 | 0 | 18936.6982 | 21262.8223 | 21689.0169 | 23722.1768 | 24011.4912 | 0 | 24402.5774 | 0 | 24668.2604 | 0 | 23535.7232 | 0 | 0 | 19890.8947 | 0 | 0 | 0 | 0 | 15369.1863 | 0 | 0 | 0 | 0 | 3631.8028 | 0 | 0 | 0 | 0 | 0
|  | Exports | GWh | 0 | 0 | 0 | 0 | 0 | 0 | 0 | -2566.8973 | -3705.8961 | -2772.33 | -3269.4993 | -3977.9887 | 0 | -4902.6751 | 0 | -7067.8092 | 0 | -8902.5777 | 0 | 0 | -9040.0296 | 0 | 0 | 0 | 0 | -12100.7151 | 0 | 0 | 0 | 0 | -21392.4829 | 0 | 0 | 0 | 0 | 0
|  | Load | GWh | 0 | 0 | 0 | 0 | 0 | 0 | 0 | 238999.0063 | 245080.9701 | 249400.5902 | 252484.1977 | 255344.0258 | 0 | 260112.9323 | 0 | 265131.851 | 0 | 274919.5186 | 0 | 0 | 295851.6159 | 0 | 0 | 0 | 0 | 330738.4153 | 0 | 0 | 0 | 0 | 363495.3387 | 0 | 0 | 0 | 0 | 0
Hourly and Sub-Hourly Generation Breakdown
|  | Technology | Unit | 2015 | 2016 | 2017 | 2018 | 2019 | 2020 | 2021 | 2022 | 2023 | 2024 | 2025 | 2026 | 2027 | 2028 | 2029 | 2030 | 2031 | 2032 | 2033 | 2034 | 2035 | 2036 | 2037 | 2038 | 2039 | 2040 | 2041 | 2042 | 2043 | 2044 | 2045 | 2046 | 2047 | 2048 | 2049 | 2050
|  | CAISO_CCGT1 | GWh | 0 | 0 | 0 | 0 | 0 | 0 | 0 | 49945.1823 | 43011.8008 | 48138.1358 | 45802.9662 | 46225.5604 | 0 | 39833.9815 | 0 | 32122.5 | 0 | 30917.2388 | 0 | 0 | 31646.8237 | 0 | 0 | 0 | 0 | 31367.124 | 0 | 0 | 0 | 0 | 24814.8831 | 0 | 0 | 0 | 0 | 0
|  | CAISO_CCGT2 | GWh | 0 | 0 | 0 | 0 | 0 | 0 | 0 | 2.3812 | 2.268 | 2.3327 | 2.3675 | 1.6759 | 0 | 1.2939 | 0 | 1.0166 | 0 | 0.68414 | 0 | 0 | 0.46012 | 0 | 0 | 0 | 0 | 0.40097 | 0 | 0 | 0 | 0 | 0.070554 | 0 | 0 | 0 | 0 | 0
|  | CAISO_Peaker1 | GWh | 0 | 0 | 0 | 0 | 0 | 0 | 0 | 369.7322 | 238.8829 | 3.3114 | 1.1359 | 0.85499 | 0 | 0.59889 | 0 | 0.50114 | 0 | 0.34697 | 0 | 0 | 0.23483 | 0 | 0 | 0 | 0 | 0.19014 | 0 | 0 | 0 | 0 | 0.028302 | 0 | 0 | 0 | 0 | 0
|  | CAISO_Peaker2 | GWh | 0 | 0 | 0 | 0 | 0 | 0 | 0 | 0.49731 | 0.50408 | 0.53276 | 0.55922 | 0.40014 | 0 | 0.31144 | 0 | 0.24918 | 0 | 0.16934 | 0 | 0 | 0.11758 | 0 | 0 | 0 | 0 | 0.099683 | 0 | 0 | 0 | 0 | 0.0085453 | 0 | 0 | 0 | 0 | 0
|  | CAISO_Advanced_CCGT | GWh | 0 | 0 | 0 | 0 | 0 | 0 | 0 | 0 | 0 | 0 | 0 | 0 | 0 | 1.6989 | 0 | 1.5929 | 0 | 1.5643 | 0 | 0 | 1.5593 | 0 | 0 | 0 | 0 | 1.4919 | 0 | 0 | 0 | 0 | 3127.1398 | 0 | 0 | 0 | 0 | 0
|  | CAISO_Aero_CT | GWh | 0 | 0 | 0 | 0 | 0 | 0 | 0 | 0 | 0 | 0 | 0 | 0 | 0 | 0.26473 | 0 | 0.23543 | 0 | 0.19067 | 0 | 0 | 0.14673 | 0 | 0 | 0 | 0 | 0.12569 | 0 | 0 | 0 | 0 | 0.020712 | 0 | 0 | 0 | 0 | 0
|  | CAISO_Reciprocating_Engine | GWh | 0 | 0 | 0 | 0 | 0 | 0 | 0 | 34.7592 | 28.2757 | 6.7825 | 7.2387 | 7.0493 | 0 | 6.4263 | 0 | 8.4439 | 0 | 7.6191 | 0 | 0 | 4.9085 | 0 | 0 | 0 | 0 | 5.8415 | 0 | 0 | 0 | 0 | 0.031817 | 0 | 0 | 0 | 0 | 0
|  | CAISO_ST | GWh | 0 | 0 | 0 | 0 | 0 | 0 | 0 | 1.1677 | 1.1175 | 0 | 0 | 0 | 0 | 0 | 0 | 0 | 0 | 0 | 0 | 0 | 0 | 0 | 0 | 0 | 0 | 0 | 0 | 0 | 0 | 0 | 0 | 0 | 0 | 0 | 0 | 0
|  | Li_Battery | GWh | 0 | 0 | 0 | 0 | 0 | 0 | 0 | -652.4288 | -1424.2492 | -2302.9824 | -2800.4515 | -2841.5585 | 0 | -3194.5336 | 0 | -3668.2947 | 0 | -4648.4531 | 0 | 0 | -8576.6424 | 0 | 0 | 0 | 0 | -14725.601 | 0 | 0 | 0 | 0 | -22729.4483 | 0 | 0 | 0 | 0 | 0
|  | BTM_Li_Battery | GWh | 0 | 0 | 0 | 0 | 0 | 0 | 0 | -127.4282 | -177.5458 | -189.4584 | -237.2406 | -267.4887 | 0 | -340.3653 | 0 | -435.4095 | 0 | -462.8576 | 0 | 0 | -484.5216 | 0 | 0 | 0 | 0 | -533.4859 | 0 | 0 | 0 | 0 | -698.6472 | 0 | 0 | 0 | 0 | 0
|  | Flow_Battery | GWh | 0 | 0 | 0 | 0 | 0 | 0 | 0 | -0.070196 | -0.082172 | -0.13805 | -0.14116 | -0.11587 | 0 | -0.10529 | 0 | -0.10862 | 0 | -0.10685 | 0 | 0 | -0.093483 | 0 | 0 | 0 | 0 | -0.092699 | 0 | 0 | 0 | 0 | -0.07789 | 0 | 0 | 0 | 0 | 0
|  | Pumped_Hydro | GWh | 0 | 0 | 0 | 0 | 0 | 0 | 0 | -613.5492 | -821.8742 | -499.5983 | -716.3712 | -870.0541 | 0 | -1309.2963 | 0 | -1911.7448 | 0 | -2036.6026 | 0 | 0 | -1926.2252 | 0 | 0 | 0 | 0 | -1587.3912 | 0 | 0 | 0 | 0 | -1885.2173 | 0 | 0 | 0 | 0 | 0
|  | Hydro | GWh | 0 | 0 | 0 | 0 | 0 | 0 | 0 | 17779.4606 | 17807.8086 | 17926.0268 | 17878.8895 | 17844.6309 | 0 | 17887.0916 | 0 | 17842.078 | 0 | 17913.002 | 0 | 0 | 18072.3574 | 0 | 0 | 0 | 0 | 18215.171 | 0 | 0 | 0 | 0 | 18296.2333 | 0 | 0 | 0 | 0 | 0
|  | CAISO_CCGT1 | GWh | 0 | 0 | 0 | 0 | 0 | 0 | 0 | 124.5295 | 117.5876 | 92.292 | 72.0651 | 34.111 | 0 | 1.3893 | 0 | -13.6344 | 0 | -6.2162 | 0 | 0 | 37.8761 | 0 | 0 | 0 | 0 | -0.21732 | 0 | 0 | 0 | 0 | 25.2403 | 0 | 0 | 0 | 0 | 0
|  | CAISO_CCGT2 | GWh | 0 | 0 | 0 | 0 | 0 | 0 | 0 | 0.0016053 | -0.0038796 | -0.0043837 | -0.0070249 | -0.0083173 | 0 | -0.0030074 | 0 | -0.0011792 | 0 | -0.0039235 | 0 | 0 | -0.0010013 | 0 | 0 | 0 | 0 | -0.0014665 | 0 | 0 | 0 | 0 | -0.00016318 | 0 | 0 | 0 | 0 | 0
|  | CAISO_Peaker1 | GWh | 0 | 0 | 0 | 0 | 0 | 0 | 0 | 62.5829 | 32.479 | 0.2039 | 0.01062 | 0.0081833 | 0 | 0.0015223 | 0 | 0.00045248 | 0 | 0.00059867 | 0 | 0 | 0.00072198 | 0 | 0 | 0 | 0 | 0.00011596 | 0 | 0 | 0 | 0 | 0 | 0 | 0 | 0 | 0 | 0
|  | CAISO_Peaker2 | GWh | 0 | 0 | 0 | 0 | 0 | 0 | 0 | 0.00068209 | 0.00074229 | 1.1029e-05 | 0.00012307 | 0.0004302 | 0 | 4.6774e-05 | 0 | 7.5233e-05 | 0 | -5.145e-05 | 0 | 0 | -5.1448e-05 | 0 | 0 | 0 | 0 | -1.4859e-05 | 0 | 0 | 0 | 0 | 0 | 0 | 0 | 0 | 0 | 0
|  | CAISO_Advanced_CCGT | GWh | 0 | 0 | 0 | 0 | 0 | 0 | 0 | 0 | 0 | 0 | 0 | 0 | 0 | -0.028649 | 0 | -0.01838 | 0 | -0.01078 | 0 | 0 | -0.010173 | 0 | 0 | 0 | 0 | -0.0052507 | 0 | 0 | 0 | 0 | -0.44845 | 0 | 0 | 0 | 0 | 0
|  | CAISO_Aero_CT | GWh | 0 | 0 | 0 | 0 | 0 | 0 | 0 | 0 | 0 | 0 | 0 | 0 | 0 | 0 | 0 | 0 | 0 | 0 | 0 | 0 | 0 | 0 | 0 | 0 | 0 | 0 | 0 | 0 | 0 | 0 | 0 | 0 | 0 | 0 | 0 | 0
|  | CAISO_Reciprocating_Engine | GWh | 0 | 0 | 0 | 0 | 0 | 0 | 0 | 26.231 | 19.0973 | 3.1102 | 3.1715 | 3.2396 | 0 | 3.0996 | 0 | 4.1754 | 0 | 4.3824 | 0 | 0 | 2.4765 | 0 | 0 | 0 | 0 | 5.2604 | 0 | 0 | 0 | 0 | 0.0036761 | 0 | 0 | 0 | 0 | 0
|  | CAISO_ST | GWh | 0 | 0 | 0 | 0 | 0 | 0 | 0 | -0.0015247 | -0.0039089 | 0 | 0 | 0 | 0 | 0 | 0 | 0 | 0 | 0 | 0 | 0 | 0 | 0 | 0 | 0 | 0 | 0 | 0 | 0 | 0 | 0 | 0 | 0 | 0 | 0 | 0 | 0
|  | Li_Battery | GWh | 0 | 0 | 0 | 0 | 0 | 0 | 0 | -257.6806 | -159.8072 | -325.7906 | -341.6861 | -310.3113 | 0 | -173.4126 | 0 | 70.0292 | 0 | 470.0893 | 0 | 0 | 1793.0651 | 0 | 0 | 0 | 0 | 2818.6417 | 0 | 0 | 0 | 0 | 3781.3104 | 0 | 0 | 0 | 0 | 0
|  | BTM_Li_Battery | GWh | 0 | 0 | 0 | 0 | 0 | 0 | 0 | 0 | 0 | 0 | 0 | 0 | 0 | 0 | 0 | 0 | 0 | 0 | 0 | 0 | 0 | 0 | 0 | 0 | 0 | 0 | 0 | 0 | 0 | 0 | 0 | 0 | 0 | 0 | 0 | 0
|  | Flow_Battery | GWh | 0 | 0 | 0 | 0 | 0 | 0 | 0 | -0.0052764 | -0.00028928 | -0.030455 | -0.030135 | -0.025295 | 0 | -0.028696 | 0 | -0.023427 | 0 | -0.018227 | 0 | 0 | -0.017808 | 0 | 0 | 0 | 0 | -0.0094863 | 0 | 0 | 0 | 0 | -0.014799 | 0 | 0 | 0 | 0 | 0
|  | Pumped_Hydro | GWh | 0 | 0 | 0 | 0 | 0 | 0 | 0 | 95.6946 | 130.7577 | 45.287 | 119.2074 | 159.5706 | 0 | 206.2631 | 0 | 390.6997 | 0 | 405.5129 | 0 | 0 | 330.3826 | 0 | 0 | 0 | 0 | 116.3684 | 0 | 0 | 0 | 0 | 261.2144 | 0 | 0 | 0 | 0 | 0
|  | Hydro | GWh | 0 | 0 | 0 | 0 | 0 | 0 | 0 | 926.3014 | 897.9529 | 779.7359 | 826.875 | 861.1303 | 0 | 818.6723 | 0 | 862.119 | 0 | 791.1974 | 0 | 0 | 631.8432 | 0 | 0 | 0 | 0 | 489.033 | 0 | 0 | 0 | 0 | 407.9626 | 0 | 0 | 0 | 0 | 0
|  | Subhourly Renewable Curtailment | GWh | 0 | 0 | 0 | 0 | 0 | 0 | 0 | -645.8939 | -688.9776 | -228.3868 | -295.8432 | -346.6136 | 0 | -420.1683 | 0 | -842.8558 | 0 | -1159.7628 | 0 | 0 | -2238.3991 | 0 | 0 | 0 | 0 | -2785.1162 | 0 | 0 | 0 | 0 | -3744.5065 | 0 | 0 | 0 | 0 | 0
|  | Wind and Solar Generation and Curtailment | [32 empty] | 0 | 0 | 0 | 0 | 0
|  | Technology | Unit | 2015 | 2016 | 2017 | 2018 | 2019 | 2020 | 2021 | 2022 | 2023 | 2024 | 2025 | 2026 | 2027 | 2028 | 2029 | 2030 | 2031 | 2032 | 2033 | 2034 | 2035 | 2036 | 2037 | 2038 | 2039 | 2040 | 2041 | 2042 | 2043 | 2044 | 2045 | 2046 | 2047 | 2048 | 2049 | 2050
|  | Solar - Utility Scale Generation Potential (pre-curtailment) | GWh | 0 | 0 | 0 | 0 | 0 | 0 | 0 | 47959.5683 | 59110.5894 | 62112.9609 | 71293.0242 | 71328.4154 | 0 | 72470.3809 | 0 | 80846.4531 | 0 | 89735.3332 | 0 | 0 | 116763.6084 | 0 | 0 | 0 | 0 | 163856.8663 | 0 | 0 | 0 | 0 | 242284.2452 | 0 | 0 | 0 | 0 | 0
|  | Solar - Utility Scale Hourly Curtailment | GWh | 0 | 0 | 0 | 0 | 0 | 0 | 0 | -459.1578 | -1541.0252 | -722.59 | -1590.6449 | -1267.4197 | 0 | -1567.9647 | 0 | -2910.3514 | 0 | -4688.5141 | 0 | 0 | -6115.3026 | 0 | 0 | 0 | 0 | -10010.0153 | 0 | 0 | 0 | 0 | -33041.5181 | 0 | 0 | 0 | 0 | 0
|  | Solar - Utility Scale Sub-Hourly Curtailment | GWh | 0 | 0 | 0 | 0 | 0 | 0 | 0 | -440.6526 | -499.748 | -166.1057 | -213.7569 | -249.1371 | 0 | -302.3206 | 0 | -592.3159 | 0 | -797.3082 | 0 | 0 | -1655.5309 | 0 | 0 | 0 | 0 | -2206.9424 | 0 | 0 | 0 | 0 | -3136.6929 | 0 | 0 | 0 | 0 | 0
|  | Solar - Utility Scale Generation (post-curtailment) | GWh | 0 | 0 | 0 | 0 | 0 | 0 | 0 | 47059.7579 | 57069.8161 | 61224.2652 | 69488.6224 | 69811.8585 | 0 | 70600.0956 | 0 | 77343.7859 | 0 | 84249.5109 | 0 | 0 | 108992.7749 | 0 | 0 | 0 | 0 | 151639.9086 | 0 | 0 | 0 | 0 | 206106.0342 | 0 | 0 | 0 | 0 | 0
|  | Wind Generation Potential (pre-curtailment) | GWh | 0 | 0 | 0 | 0 | 0 | 0 | 0 | 22337.9609 | 22382.2211 | 23289.1647 | 27377.7501 | 27391.4132 | 0 | 27410.1757 | 0 | 33354.4973 | 0 | 33406.977 | 0 | 0 | 33586.3888 | 0 | 0 | 0 | 0 | 35409.6024 | 0 | 0 | 0 | 0 | 39435.1223 | 0 | 0 | 0 | 0 | 0
|  | Wind Hourly Curtailment | GWh | 0 | 0 | 0 | 0 | 0 | 0 | 0 | -365.7865 | -608.1863 | -356.5345 | -646.0317 | -571.9934 | 0 | -658.8388 | 0 | -1081.6027 | 0 | -1257.9922 | 0 | 0 | -1630.0753 | 0 | 0 | 0 | 0 | -2349.0066 | 0 | 0 | 0 | 0 | -5099.915 | 0 | 0 | 0 | 0 | 0
|  | Wind Sub-Hourly Curtailment | GWh | 0 | 0 | 0 | 0 | 0 | 0 | 0 | -205.2412 | -189.2296 | -62.2811 | -82.0863 | -95.6732 | 0 | -114.3455 | 0 | -244.3694 | 0 | -296.8246 | 0 | 0 | -476.2041 | 0 | 0 | 0 | 0 | -476.922 | 0 | 0 | 0 | 0 | -510.5403 | 0 | 0 | 0 | 0 | 0
|  | Wind Generation (post-curtailment) | GWh | 0 | 0 | 0 | 0 | 0 | 0 | 0 | 21766.9331 | 21584.8053 | 22870.3492 | 26649.6321 | 26723.7466 | 0 | 26636.9913 | 0 | 32028.5252 | 0 | 31852.1602 | 0 | 0 | 31480.1094 | 0 | 0 | 0 | 0 | 32583.6737 | 0 | 0 | 0 | 0 | 33824.667 | 0 | 0 | 0 | 0 | 0
|  | Offshore Wind Generation Potential (pre-curtailment) | GWh | 0 | 0 | 0 | 0 | 0 | 0 | 0 | 0 | 0 | 0 | 0 | 516.2889 | 0 | 839.5369 | 0 | 842.2283 | 0 | 7386.5112 | 0 | 0 | 7522.961 | 0 | 0 | 0 | 0 | 7517.55 | 0 | 0 | 0 | 0 | 7513.5742 | 0 | 0 | 0 | 0 | 0
|  | Offshore Wind Hourly Curtailment | GWh | 0 | 0 | 0 | 0 | 0 | 0 | 0 | 0 | 0 | 0 | 0 | -20.1163 | 0 | -35.2799 | 0 | -24.6269 | 0 | -204.4706 | 0 | 0 | -233.3059 | 0 | 0 | 0 | 0 | -345.5995 | 0 | 0 | 0 | 0 | -769.2216 | 0 | 0 | 0 | 0 | 0
|  | Offshore Wind Sub-Hourly Curtailment | GWh | 0 | 0 | 0 | 0 | 0 | 0 | 0 | 0 | 0 | 0 | 0 | -1.8033 | 0 | -3.5022 | 0 | -6.1705 | 0 | -65.63 | 0 | 0 | -106.6642 | 0 | 0 | 0 | 0 | -101.2518 | 0 | 0 | 0 | 0 | -97.2732 | 0 | 0 | 0 | 0 | 0
|  | Offshore Wind Generation (post-curtailment) | GWh | 0 | 0 | 0 | 0 | 0 | 0 | 0 | 0 | 0 | 0 | 0 | 494.3693 | 0 | 800.7547 | 0 | 811.4309 | 0 | 7116.4106 | 0 | 0 | 7182.9908 | 0 | 0 | 0 | 0 | 7070.6986 | 0 | 0 | 0 | 0 | 6647.0793 | 0 | 0 | 0 | 0 | 0
|  | Hourly Curtailment Total | GWh | 0 | 0 | 0 | 0 | 0 | 0 | 0 | -824.9443 | -2149.2115 | -1079.1245 | -2236.6766 | -1859.5294 | 0 | -2262.0834 | 0 | -4016.5809 | 0 | -6150.9769 | 0 | 0 | -7978.6839 | 0 | 0 | 0 | 0 | -12704.6215 | 0 | 0 | 0 | 0 | -38910.6548 | 0 | 0 | 0 | 0 | 0
|  | Total Curtailment (Hourly + Subhourly) | GWh | 0 | 0 | 0 | 0 | 0 | 0 | 0 | -1470.8382 | -2838.1891 | -1307.5113 | -2532.5198 | -2206.143 | 0 | -2682.2518 | 0 | -4859.4368 | 0 | -7310.7398 | 0 | 0 | -10217.083 | 0 | 0 | 0 | 0 | -15489.7377 | 0 | 0 | 0 | 0 | -42655.1613 | 0 | 0 | 0 | 0 | 0
|  | Total Post-Curtailment Generation | GWh | 0 | 0 | 0 | 0 | 0 | 0 | 0 | 68826.691 | 78654.6214 | 84094.6144 | 96138.2545 | 97029.9745 | 0 | 98037.8417 | 0 | 110183.742 | 0 | 123218.0817 | 0 | 0 | 147655.8751 | 0 | 0 | 0 | 0 | 191294.281 | 0 | 0 | 0 | 0 | 246577.7805 | 0 | 0 | 0 | 0 | 0
Storage Hourly and Subhourly Energy Balance
|  | Technology | Unit | 2015 | 2016 | 2017 | 2018 | 2019 | 2020 | 2021 | 2022 | 2023 | 2024 | 2025 | 2026 | 2027 | 2028 | 2029 | 2030 | 2031 | 2032 | 2033 | 2034 | 2035 | 2036 | 2037 | 2038 | 2039 | 2040 | 2041 | 2042 | 2043 | 2044 | 2045 | 2046 | 2047 | 2048 | 2049 | 2050
|  | Pumped_Hydro | net hourly GWh | 0 | 0 | 0 | 0 | 0 | 0 | 0 | -613.5492 | -821.8742 | -499.5983 | -716.3712 | -870.0541 | 0 | -1309.2963 | 0 | -1911.7448 | 0 | -2036.6026 | 0 | 0 | -1926.2252 | 0 | 0 | 0 | 0 | -1587.3912 | 0 | 0 | 0 | 0 | -1885.2173 | 0 | 0 | 0 | 0 | 0
|  | Li_Battery | net hourly GWh | 0 | 0 | 0 | 0 | 0 | 0 | 0 | -652.4288 | -1424.2492 | -2302.9824 | -2800.4515 | -2841.5585 | 0 | -3194.5336 | 0 | -3668.2947 | 0 | -4648.4531 | 0 | 0 | -8576.6424 | 0 | 0 | 0 | 0 | -14725.601 | 0 | 0 | 0 | 0 | -22729.4483 | 0 | 0 | 0 | 0 | 0
|  | BTM_Li_Battery | net hourly GWh | 0 | 0 | 0 | 0 | 0 | 0 | 0 | -127.4282 | -177.5458 | -189.4584 | -237.2406 | -267.4887 | 0 | -340.3653 | 0 | -435.4095 | 0 | -462.8576 | 0 | 0 | -484.5216 | 0 | 0 | 0 | 0 | -533.4859 | 0 | 0 | 0 | 0 | -698.6472 | 0 | 0 | 0 | 0 | 0
|  | Flow_Battery | net hourly GWh | 0 | 0 | 0 | 0 | 0 | 0 | 0 | -0.070196 | -0.082172 | -0.13805 | -0.14116 | -0.11587 | 0 | -0.10529 | 0 | -0.10862 | 0 | -0.10685 | 0 | 0 | -0.093483 | 0 | 0 | 0 | 0 | -0.092699 | 0 | 0 | 0 | 0 | -0.07789 | 0 | 0 | 0 | 0 | 0
|  | Pumped_Hydro | discharging hourly GWh | 0 | 0 | 0 | 0 | 0 | 0 | 0 | 90276.8293 | 120957.8312 | 74070.2206 | 99748.9577 | 110088.7744 | 0 | 125214.1427 | 0 | 250846.7073 | 0 | 356896.8568 | 0 | 0 | 361046.3083 | 0 | 0 | 0 | 0 | 309688.5873 | 0 | 0 | 0 | 0 | 628289.0239 | 0 | 0 | 0 | 0 | 0
|  | Li_Battery | discharging hourly GWh | 0 | 0 | 0 | 0 | 0 | 0 | 0 | 2494.438 | 4070.2607 | 5840.0852 | 6659.5353 | 6667.7361 | 0 | 6921.5823 | 0 | 7388.0881 | 0 | 8051.2324 | 0 | 0 | 11841.9106 | 0 | 0 | 0 | 0 | 23080.1664 | 0 | 0 | 0 | 0 | 28051.389 | 0 | 0 | 0 | 0 | 0
|  | BTM_Li_Battery | discharging hourly GWh | 0 | 0 | 0 | 0 | 0 | 0 | 0 | 722.1107 | 1006.102 | 1073.5963 | 1344.383 | 1515.766 | 0 | 1928.729 | 0 | 2467.3025 | 0 | 2622.8548 | 0 | 0 | 2745.6196 | 0 | 0 | 0 | 0 | 3023.0751 | 0 | 0 | 0 | 0 | 3958.9858 | 0 | 0 | 0 | 0 | 0
|  | Flow_Battery | discharging hourly GWh | 0 | 0 | 0 | 0 | 0 | 0 | 0 | 0.15709 | 0.20467 | 0.33479 | 0.33856 | 0.28912 | 0 | 0.26829 | 0 | 0.27451 | 0 | 0.26114 | 0 | 0 | 0.23005 | 0 | 0 | 0 | 0 | 0.22641 | 0 | 0 | 0 | 0 | 0.21243 | 0 | 0 | 0 | 0 | 0
|  | Pumped_Hydro | charging hourly GWh | 0 | 0 | 0 | 0 | 0 | 0 | 0 | 90890.3784 | 121779.7055 | 74569.8188 | 100465.3289 | 110958.8285 | 0 | 126523.439 | 0 | 252758.4521 | 0 | 358933.4593 | 0 | 0 | 362972.5335 | 0 | 0 | 0 | 0 | 311275.9785 | 0 | 0 | 0 | 0 | 630174.2412 | 0 | 0 | 0 | 0 | 0
|  | Li_Battery | charging hourly GWh | 0 | 0 | 0 | 0 | 0 | 0 | 0 | 3146.8668 | 5494.5099 | 8143.0676 | 9459.9868 | 9509.2946 | 0 | 10116.116 | 0 | 11056.3827 | 0 | 12699.6856 | 0 | 0 | 20418.5531 | 0 | 0 | 0 | 0 | 37805.7674 | 0 | 0 | 0 | 0 | 50780.8373 | 0 | 0 | 0 | 0 | 0
|  | BTM_Li_Battery | charging hourly GWh | 0 | 0 | 0 | 0 | 0 | 0 | 0 | 849.539 | 1183.6478 | 1263.0547 | 1581.6235 | 1783.2547 | 0 | 2269.0943 | 0 | 2902.7121 | 0 | 3085.7124 | 0 | 0 | 3230.1412 | 0 | 0 | 0 | 0 | 3556.561 | 0 | 0 | 0 | 0 | 4657.633 | 0 | 0 | 0 | 0 | 0
|  | Flow_Battery | charging hourly GWh | 0 | 0 | 0 | 0 | 0 | 0 | 0 | 0.22729 | 0.28684 | 0.47284 | 0.47972 | 0.405 | 0 | 0.37358 | 0 | 0.38313 | 0 | 0.36799 | 0 | 0 | 0.32354 | 0 | 0 | 0 | 0 | 0.31911 | 0 | 0 | 0 | 0 | 0.29032 | 0 | 0 | 0 | 0 | 0
|  | Pumped_Hydro | net subhourly GWh | 0 | 0 | 0 | 0 | 0 | 0 | 0 | 95.6946 | 130.7577 | 45.287 | 119.2074 | 159.5706 | 0 | 206.2631 | 0 | 390.6997 | 0 | 405.5129 | 0 | 0 | 330.3826 | 0 | 0 | 0 | 0 | 116.3684 | 0 | 0 | 0 | 0 | 261.2144 | 0 | 0 | 0 | 0 | 0
|  | Li_Battery | net subhourly GWh | 0 | 0 | 0 | 0 | 0 | 0 | 0 | -257.6806 | -159.8072 | -325.7906 | -341.6861 | -310.3113 | 0 | -173.4126 | 0 | 70.0292 | 0 | 470.0893 | 0 | 0 | 1793.0651 | 0 | 0 | 0 | 0 | 2818.6417 | 0 | 0 | 0 | 0 | 3781.3104 | 0 | 0 | 0 | 0 | 0
|  | BTM_Li_Battery | net subhourly GWh | 0 | 0 | 0 | 0 | 0 | 0 | 0 | 0 | 0 | 0 | 0 | 0 | 0 | 0 | 0 | 0 | 0 | 0 | 0 | 0 | 0 | 0 | 0 | 0 | 0 | 0 | 0 | 0 | 0 | 0 | 0 | 0 | 0 | 0 | 0 | 0
|  | Flow_Battery | net subhourly GWh | 0 | 0 | 0 | 0 | 0 | 0 | 0 | -0.0052764 | -0.00028928 | -0.030455 | -0.030135 | -0.025295 | 0 | -0.028696 | 0 | -0.023427 | 0 | -0.018227 | 0 | 0 | -0.017808 | 0 | 0 | 0 | 0 | -0.0094863 | 0 | 0 | 0 | 0 | -0.014799 | 0 | 0 | 0 | 0 | 0
|  | Pumped_Hydro | total GWh | 0 | 0 | 0 | 0 | 0 | 0 | 0 | -517.8546 | -691.1165 | -454.3113 | -597.1637 | -710.4835 | 0 | -1103.0331 | 0 | -1521.0451 | 0 | -1631.0897 | 0 | 0 | -1595.8426 | 0 | 0 | 0 | 0 | -1471.0228 | 0 | 0 | 0 | 0 | -1624.003 | 0 | 0 | 0 | 0 | 0
|  | Li_Battery | total GWh | 0 | 0 | 0 | 0 | 0 | 0 | 0 | -910.1094 | -1584.0564 | -2628.773 | -3142.1376 | -3151.8698 | 0 | -3367.9463 | 0 | -3598.2654 | 0 | -4178.3638 | 0 | 0 | -6783.5773 | 0 | 0 | 0 | 0 | -11906.9593 | 0 | 0 | 0 | 0 | -18948.138 | 0 | 0 | 0 | 0 | 0
|  | BTM_Li_Battery | total GWh | 0 | 0 | 0 | 0 | 0 | 0 | 0 | -127.4282 | -177.5458 | -189.4584 | -237.2406 | -267.4887 | 0 | -340.3653 | 0 | -435.4095 | 0 | -462.8576 |  |  | -484.5216 | 0 | 0 | 0 | 0 | -533.4859 | 0 | 0 | 0 | 0 | -698.6472 | 0 | 0 | 0 | 0 | 0
|  | Flow_Battery | total GWh | 0 | 0 | 0 | 0 | 0 | 0 | 0 | -0.075472 | -0.082461 | -0.1685 | -0.17129 | -0.14117 | 0 | -0.13398 | 0 | -0.13204 | 0 | -0.12508 | 0 | 0 | -0.11129 | 0 | 0 | 0 | 0 | -0.10219 | 0 | 0 | 0 | 0 | -0.092689 | 0 | 0 | 0 | 0 | 0
|  | Storage Losses Total | total GWh | 0 | 0 | 0 | 0 | 0 | 0 | 0 | -1555.4676 | -2452.8012 | -3272.7112 | -3976.7132 | -4129.9831 | 0 | -4811.4787 | 0 | -5554.8521 | 0 | -6272.4362 | 0 | 0 | -8864.0529 | 0 | 0 | 0 | 0 | -13911.5702 | 0 | 0 | 0 | 0 | -21270.8808 | 0 | 0 | 0 | 0 | 0
Capacity Not Retained
|  | Technology | Unit | 2015 | 2016 | 2017 | 2018 | 2019 | 2020 | 2021 | 2022 | 2023 | 2024 | 2025 | 2026 | 2027 | 2028 | 2029 | 2030 | 2031 | 2032 | 2033 | 2034 | 2035 | 2036 | 2037 | 2038 | 2039 | 2040 | 2041 | 2042 | 2043 | 2044 | 2045 | 2046 | 2047 | 2048 | 2049 | 2050
|  | CAISO_Coal | MW |  | 0 | 0 | 0 | 0 | 0 | 0 | 0 | 0 | 0 | 480 | 0 | 0 | 0 | 0 | 0 | 0 | 0 | 0 | 0 | 0 | 0 | 0 | 0 | 0 | 0 | 0 | 0 | 0 | 0 | 0 | 0 | 0 | 0 | 0 | 0
|  | CAISO_ST | MW |  | 0 | 0 | 0 | 0 | 0 | 0 | 0 | 0 | 0 | 0 | 0 | 0 | 0 | 0 | 0 | 0 | 0 | 0 | 0 | 0 | 0 | 0 | 0 | 0 | 0 | 0 | 0 | 0 | 0 | 0 | 0 | 0 | 0 | 0 | 0
|  | CAISO_CCGT1 | MW |  | 0 | 0 | 0 | 0 | 0 | 0 | 0 | 0 | 0 | 0 | 0 | 0 | 0 | 0 | 0 | 0 | 0 | 0 | 0 | 0 | 0 | 0 | 0 | 0 | 0 | 0 | 0 | 0 | 0 | 0 | 0 | 0 | 0 | 0 | 0
|  | CAISO_CCGT2 | MW |  | 0 | 0 | 0 | 0 | 0 | 0 | 0 | 0 | 0 | 0 | 0 | 0 | 0 | 0 | 0 | 0 | 0 | 0 | 0 | 0 | 0 | 0 | 0 | 0 | 0 | 0 | 0 | 0 | 0 | 0 | 0 | 0 | 0 | 0 | 0
|  | CAISO_Peaker1 | MW |  | 0 | 0 | 0 | 0 | 0 | 0 | 0 | 0 | 0 | 55.2 | 0 | 0 | 0 | 0 | 0 | 0 | 0 | 0 | 0 | 0 | 0 | 0 | 0 | 0 | 0 | 0 | 0 | 0 | 0 | 0 | 0 | 0 | 0 | 0 | 0
|  | CAISO_Peaker2 | MW |  | 0 | 0 | 0 | 0 | 0 | 0 | 0 | 0 | 0 | 237.52 | 99.75 | 0 | 0 | 0 | 0 | 0 | 0 | 0 | 0 | 0 | 0 | 0 | 0 | 0 | 0 | 0 | 0 | 0 | 0 | 0 | 0 | 0 | 0 | 0 | 0
|  | CAISO_Reciprocating_Engine | MW |  | 0 | 0 | 0 | 0 | 0 | 0 | 0 | 0 | 0 | 0 | 0 | 0 | 0 | 0 | 0 | 0 | 0 | 0 | 0 | 0 | 0 | 0 | 0 | 0 | 0 | 0 | 0 | 0 | 0 | 0 | 0 | 0 | 0 | 0 | 0
|  | Unretained Gas Capacity | MW |  | 0 | 0 | 0 | 0 | 0 | 0 | 0 | 0 | 0 | 292.72 | 99.75 | 0 | 0 | 0 | 0 | 0 | 0 | 0 | 0 | 0 | 0 | 0 | 0 | 0 | 0 | 0 | 0 | 0 | 0 | 0 | 0 | 0 | 0 | 0 | 0
|  | Total Unretained Capacity | MW |  | 0 | 0 | 0 | 0 | 0 | 0 | 0 | 0 | 0 | 772.72 | 99.75 | 0 | 0 | 0 | 0 | 0 | 0 | 0 | 0 | 0 | 0 | 0 | 0 | 0 | 0 | 0 | 0 | 0 | 0 | 0 | 0 | 0 | 0 | 0 | 0
Capacity Not Retained - Economic
|  | CAISO_Coal | MW |  | 0 | 0 | 0 | 0 | 0 | 0 | 0 | 0 | 0 | 0 | 0 | 0 | 0 | 0 | 0 | 0 | 0 | 0 | 0 | 0 | 0 | 0 | 0 | 0 | 0 | 0 | 0 | 0 | 0 | 0 | 0 | 0 | 0 | 0 | 0
|  | CAISO_ST | MW |  | 0 | 0 | 0 | 0 | 0 | 0 | 0 | 0 | 0 | 0 | 0 | 0 | 0 | 0 | 0 | 0 | 0 | 0 | 0 | 0 | 0 | 0 | 0 | 0 | 0 | 0 | 0 | 0 | 0 | 0 | 0 | 0 | 0 | 0 | 0
|  | CAISO_CCGT1 | MW |  | 0 | 0 | 0 | 0 | 0 | 0 | 0 | 0 | 0 | 0 | 0 | 0 | 0 | 0 | 0 | 0 | 0 | 0 | 0 | 0 | 0 | 0 | 0 | 0 | 0 | 0 | 0 | 0 | 0 | 0 | 0 | 0 | 0 | 0 | 0
|  | CAISO_CCGT2 | MW |  | 0 | 0 | 0 | 0 | 0 | 0 | 0 | 0 | 0 | 0 | 0 | 0 | 0 | 0 | 0 | 0 | 0 | 0 | 0 | 0 | 0 | 0 | 0 | 0 | 0 | 0 | 0 | 0 | 0 | 0 | 0 | 0 | 0 | 0 | 0
|  | CAISO_Peaker1 | MW |  | 0 | 0 | 0 | 0 | 0 | 0 | 0 | 0 | 0 | 0 | 0 | 0 | 0 | 0 | 0 | 0 | 0 | 0 | 0 | 0 | 0 | 0 | 0 | 0 | 0 | 0 | 0 | 0 | 0 | 0 | 0 | 0 | 0 | 0 | 0
|  | CAISO_Peaker2 | MW |  | 0 | 0 | 0 | 0 | 0 | 0 | 0 | 0 | 0 | 0 | 0 | 0 | 0 | 0 | 0 | 0 | 0 | 0 | 0 | 0 | 0 | 0 | 0 | 0 | 0 | 0 | 0 | 0 | 0 | 0 | 0 | 0 | 0 | 0 | 0
|  | CAISO_Reciprocating_Engine | MW |  | 0 | 0 | 0 | 0 | 0 | 0 | 0 | 0 | 0 | 0 | 0 | 0 | 0 | 0 | 0 | 0 | 0 | 0 | 0 | 0 | 0 | 0 | 0 | 0 | 0 | 0 | 0 | 0 | 0 | 0 | 0 | 0 | 0 | 0 | 0
|  | Unretained Gas Capacity - Economic | MW |  | 0 | 0 | 0 | 0 | 0 | 0 | 0 | 0 | 0 | 0 | 0 | 0 | 0 | 0 | 0 | 0 | 0 | 0 | 0 | 0 | 0 | 0 | 0 | 0 | 0 | 0 | 0 | 0 | 0 | 0 | 0 | 0 | 0 | 0 | 0
|  | Total Unretained Capacity - Economic | MW |  | 0 | 0 | 0 | 0 | 0 | 0 | 0 | 0 | 0 | 0 | 0 | 0 | 0 | 0 | 0 | 0 | 0 | 0 | 0 | 0 | 0 | 0 | 0 | 0 | 0 | 0 | 0 | 0 | 0 | 0 | 0 | 0 | 0 | 0 | 0
Capacity Not Retained - Planned
|  | CAISO_Coal | MW |  | 0 | 0 | 0 | 0 | 0 | 0 | 0 | 0 | 0 | 480 | 0 | 0 | 0 | 0 | 0 | 0 | 0 | 0 | 0 | 0 | 0 | 0 | 0 | 0 | 0 | 0 | 0 | 0 | 0 | 0 | 0 | 0 | 0 | 0 | 0
|  | CAISO_ST | MW |  | 0 | 0 | 0 | 0 | 0 | 0 | 0 | 0 | 0 | 0 | 0 | 0 | 0 | 0 | 0 | 0 | 0 | 0 | 0 | 0 | 0 | 0 | 0 | 0 | 0 | 0 | 0 | 0 | 0 | 0 | 0 | 0 | 0 | 0 | 0
|  | CAISO_CCGT1 | MW |  | 0 | 0 | 0 | 0 | 0 | 0 | 0 | 0 | 0 | 0 | 0 | 0 | 0 | 0 | 0 | 0 | 0 | 0 | 0 | 0 | 0 | 0 | 0 | 0 | 0 | 0 | 0 | 0 | 0 | 0 | 0 | 0 | 0 | 0 | 0
|  | CAISO_CCGT2 | MW |  | 0 | 0 | 0 | 0 | 0 | 0 | 0 | 0 | 0 | 0 | 0 | 0 | 0 | 0 | 0 | 0 | 0 | 0 | 0 | 0 | 0 | 0 | 0 | 0 | 0 | 0 | 0 | 0 | 0 | 0 | 0 | 0 | 0 | 0 | 0
|  | CAISO_Peaker1 | MW |  | 0 | 0 | 0 | 0 | 0 | 0 | 0 | 0 | 0 | 55.2 | 0 | 0 | 0 | 0 | 0 | 0 | 0 | 0 | 0 | 0 | 0 | 0 | 0 | 0 | 0 | 0 | 0 | 0 | 0 | 0 | 0 | 0 | 0 | 0 | 0
|  | CAISO_Peaker2 | MW |  | 0 | 0 | 0 | 0 | 0 | 0 | 0 | 0 | 0 | 237.52 | 99.75 | 0 | 0 | 0 | 0 | 0 | 0 | 0 | 0 | 0 | 0 | 0 | 0 | 0 | 0 | 0 | 0 | 0 | 0 | 0 | 0 | 0 | 0 | 0 | 0
|  | CAISO_Reciprocating_Engine | MW |  | 0 | 0 | 0 | 0 | 0 | 0 | 0 | 0 | 0 | 0 | 0 | 0 | 0 | 0 | 0 | 0 | 0 | 0 | 0 | 0 | 0 | 0 | 0 | 0 | 0 | 0 | 0 | 0 | 0 | 0 | 0 | 0 | 0 | 0 | 0
|  | Unretained Gas Capacity - Planned | MW |  | 0 | 0 | 0 | 0 | 0 | 0 | 0 | 0 | 0 | 292.72 | 99.75 | 0 | 0 | 0 | 0 | 0 | 0 | 0 | 0 | 0 | 0 | 0 | 0 | 0 | 0 | 0 | 0 | 0 | 0 | 0 | 0 | 0 | 0 | 0 | 0
|  | Planned Unretained Capacity - Planned | MW |  | 0 | 0 | 0 | 0 | 0 | 0 | 0 | 0 | 0 | 772.72 | 99.75 | 0 | 0 | 0 | 0 | 0 | 0 | 0 | 0 | 0 | 0 | 0 | 0 | 0 | 0 | 0 | 0 | 0 | 0 | 0 | 0 | 0 | 0 | 0 | 0
Capacity Not Retained - Plants without planned retirement only, cumulative
|  | CAISO_Coal | MW |  | 0 | 0 | 0 | 0 | 0 | 0 | 0 | 0 | 0 | 0 | 0 | 0 | 0 | 0 | 0 | 0 | 0 | 0 | 0 | 0 | 0 | 0 | 0 | 0 | 0 | 0 | 0 | 0 | 0 | 0 | 0 | 0 | 0 | 0 | 0
|  | CAISO_ST | MW |  | 0 | 0 | 0 | 0 | 0 | 0 | 0 | 0 | 0 | 0 | 0 | 0 | 0 | 0 | 0 | 0 | 0 | 0 | 0 | 0 | 0 | 0 | 0 | 0 | 0 | 0 | 0 | 0 | 0 | 0 | 0 | 0 | 0 | 0 | 0
|  | CAISO_CCGT1 | MW |  | 0 | 0 | 0 | 0 | 0 | 0 | 0 | 0 | 0 | 0 | 0 | 0 | 0 | 0 | 0 | 0 | 0 | 0 | 0 | 0 | 0 | 0 | 0 | 0 | 0 | 0 | 0 | 0 | 0 | 0 | 0 | 0 | 0 | 0 | 0
|  | CAISO_CCGT2 | MW |  | 0 | 0 | 0 | 0 | 0 | 0 | 0 | 0 | 0 | 0 | 0 | 0 | 0 | 0 | 0 | 0 | 0 | 0 | 0 | 0 | 0 | 0 | 0 | 0 | 0 | 0 | 0 | 0 | 0 | 0 | 0 | 0 | 0 | 0 | 0
|  | CAISO_Peaker1 | MW |  | 0 | 0 | 0 | 0 | 0 | 0 | 0 | 0 | 0 | 0 | 0 | 0 | 0 | 0 | 0 | 0 | 0 | 0 | 0 | 0 | 0 | 0 | 0 | 0 | 0 | 0 | 0 | 0 | 0 | 0 | 0 | 0 | 0 | 0 | 0
|  | CAISO_Peaker2 | MW |  | 0 | 0 | 0 | 0 | 0 | 0 | 0 | 0 | 0 | 0 | 0 | 0 | 0 | 0 | 0 | 0 | 0 | 0 | 0 | 0 | 0 | 0 | 0 | 0 | 0 | 0 | 0 | 0 | 0 | 0 | 0 | 0 | 0 | 0 | 0
|  | CAISO_Reciprocating_Engine | MW |  | 0 | 0 | 0 | 0 | 0 | 0 | 0 | 0 | 0 | 0 | 0 | 0 | 0 | 0 | 0 | 0 | 0 | 0 | 0 | 0 | 0 | 0 | 0 | 0 | 0 | 0 | 0 | 0 | 0 | 0 | 0 | 0 | 0 | 0 | 0
|  | Unretained Gas Capacity - Planned | MW |  | 0 | 0 | 0 | 0 | 0 | 0 | 0 | 0 | 0 | 0 | 0 | 0 | 0 | 0 | 0 | 0 | 0 | 0 | 0 | 0 | 0 | 0 | 0 | 0 | 0 | 0 | 0 | 0 | 0 | 0 | 0 | 0 | 0 | 0 | 0
|  | Planned Unretained Capacity - Planned | MW |  | 0 | 0 | 0 | 0 | 0 | 0 | 0 | 0 | 0 | 0 | 0 | 0 | 0 | 0 | 0 | 0 | 0 | 0 | 0 | 0 | 0 | 0 | 0 | 0 | 0 | 0 | 0 | 0 | 0 | 0 | 0 | 0 | 0 | 0 | 0
Thermal Fleet Capacity Factors
|  | Technology | Unit | 2015 | 2016 | 2017 | 2018 | 2019 | 2020 | 2021 | 2022 | 2023 | 2024 | 2025 | 2026 | 2027 | 2028 | 2029 | 2030 | 2031 | 2032 | 2033 | 2034 | 2035 | 2036 | 2037 | 2038 | 2039 | 2040 | 2041 | 2042 | 2043 | 2044 | 2045 | 2046 | 2047 | 2048 | 2049 | 2050
|  | CAISO_ST | % | 0% | 0% | 0% | 0% | 0% | 0% | 0% | 0.004618% | 0.004409% | 0% | 0% | 0% | 0% | 0% | 0% | 0% | 0% | 0% | 0% | 0% | 0% | 0% | 0% | 0% | 0% | 0% | 0% | 0% | 0% | 0% | 0% | 0% | 0% | 0% | 0% | 0%
|  | CAISO_CCGT1 | % | 0% | 0% | 0% | 0% | 0% | 0% | 0% | 42.5% | 36.61% | 40.94% | 38.94% | 39.12% | 0% | 33.69% | 0% | 27.15% | 0% | 26.14% | 0% | 0% | 26.79% | 0% | 0% | 0% | 0% | 26.52% | 0% | 0% | 0% | 0% | 21.01% | 0% | 0% | 0% | 0% | 0%
|  | CAISO_CCGT2 | % | 0% | 0% | 0% | 0% | 0% | 0% | 0% | 0.009311% | 0.008848% | 0.009099% | 0.009224% | 0.006517% | 0% | 0.005044% | 0% | 0.003968% | 0% | 0.002658% | 0% | 0% | 0.001794% | 0% | 0% | 0% | 0% | 0.001561% | 0% | 0% | 0% | 0% | 0.0002751% | 0% | 0% | 0% | 0% | 0%
|  | CAISO_Peaker1 | % | 0% | 0% | 0% | 0% | 0% | 0% | 0% | 0.9878% | 0.6201% | 0.008032% | 0.002649% | 0.001994% | 0% | 0.001387% | 0% | 0.001159% | 0% | 0.0008031% | 0% | 0% | 0.0005442% | 0% | 0% | 0% | 0% | 0.0004396% | 0% | 0% | 0% | 0% | 6.539e-05% | 0% | 0% | 0% | 0% | 0%
|  | CAISO_Peaker2 | % | 0% | 0% | 0% | 0% | 0% | 0% | 0% | 0.001642% | 0.001664% | 0.001756% | 0.00198% | 0.001463% | 0% | 0.001138% | 0% | 0.0009104% | 0% | 0.0006183% | 0% | 0% | 0.0004293% | 0% | 0% | 0% | 0% | 0.000364% | 0% | 0% | 0% | 0% | 3.121e-05% | 0% | 0% | 0% | 0% | 0%
|  | CAISO_Advanced_CCGT | % | 0% | 0% | 0% | 0% | 0% | 0% | 0% | 0% | 0% | 0% | 0% | 0% | 0% | 59.58% | 0% | 56.17% | 0% | 55.42% | 0% | 0% | 55.26% | 0% | 0% | 0% | 0% | 53.03% | 0% | 0% | 0% | 0% | 38.55% | 0% | 0% | 0% | 0% | 0%
|  | CAISO_Aero_CT | % | 0% | 0% | 0% | 0% | 0% | 0% | 0% | 0% | 0% | 0% | 0% | 0% | 0% | 43.17% | 0% | 38.39% | 0% | 31.09% | 0% | 0% | 23.93% | 0% | 0% | 0% | 0% | 20.5% | 0% | 0% | 0% | 0% | 3.378% | 0% | 0% | 0% | 0% | 0%
|  | CAISO_Reciprocating_Engine | % | 0% | 0% | 0% | 0% | 0% | 0% | 0% | 2.727% | 2.118% | 0.4423% | 0.4655% | 0.4601% | 0% | 0.4259% | 0% | 0.5643% | 0% | 0.5366% | 0% | 0% | 0.3302% | 0% | 0% | 0% | 0% | 0.4964% | 0% | 0% | 0% | 0% | 0.001587% | 0% | 0% | 0% | 0% | 0%
|  | CAISO_CHP | % | 0% | 0% | 0% | 0% | 0% | 0% | 0% | 54.1% | 54.1% | 54.1% | 54.1% | 54.1% | 0% | 54.1% | 0% | 54.1% | 0% | 54.1% | 0% | 0% | 54.1% | 0% | 0% | 0% | 0% | 0% | 0% | 0% | 0% | 0% | 0% | 0% | 0% | 0% | 0% | 0%
|  | CAISO_Coal | % | 0% | 0% | 0% | 0% | 0% | 0% | 0% | 0.04963% | 0.04% | 0.04581% | 0% | 0% | 0% | 0% | 0% | 0% | 0% | 0% | 0% | 0% | 0% | 0% | 0% | 0% | 0% | 0% | 0% | 0% | 0% | 0% | 0% | 0% | 0% | 0% | 0% | 0%
Thermal Fleet Number of Starts
|  | Technology | Unit | 2015 | 2016 | 2017 | 2018 | 2019 | 2020 | 2021 | 2022 | 2023 | 2024 | 2025 | 2026 | 2027 | 2028 | 2029 | 2030 | 2031 | 2032 | 2033 | 2034 | 2035 | 2036 | 2037 | 2038 | 2039 | 2040 | 2041 | 2042 | 2043 | 2044 | 2045 | 2046 | 2047 | 2048 | 2049 | 2050
|  | CAISO_ST | # starts per unit per day | 0 | 0 | 0 | 0 | 0 | 0 | 0 | 0.0089811 | 0.0093332 | 0 | 0 | 0 | 0 | 0 | 0 | 0 | 0 | 0 | 0 | 0 | 0 | 0 | 0 | 0 | 0 | 0 | 0 | 0 | 0 | 0 | 0 | 0 | 0 | 0 | 0 | 0
|  | CAISO_CCGT1 | # starts per unit per day | 0 | 0 | 0 | 0 | 0 | 0 | 0 | 0.43884 | 0.36468 | 0.19056 | 0.2851 | 0.43997 | 0 | 0.0032583 | 0 | 6.7361 | 0 | 33.7917 | 0 | 0 | 25.0517 | 0 | 0 | 0 | 0 | 12.6908 | 0 | 0 | 0 | 0 | 20.8656 | 0 | 0 | 0 | 0 | 0
|  | CAISO_CCGT2 | # starts per unit per day | 0 | 0 | 0 | 0 | 0 | 0 | 0 | 0.024293 | 0.025537 | 0.022241 | 0.0242 | 0.017279 | 0 | 0.013528 | 0 | 0.015096 | 0 | 0.012667 | 0 | 0 | 0.0086182 | 0 | 0 | 0 | 0 | 0.0069105 | 0 | 0 | 0 | 0 | 0.001656 | 0 | 0 | 0 | 0 | 0
|  | CAISO_Peaker1 | # starts per unit per day | 0 | 0 | 0 | 0 | 0 | 0 | 0 | 72.6894 | 48.2713 | 0.49373 | 0.043886 | 0.039209 | 0 | 0.018024 | 0 | 0.017992 | 0 | 0.013759 | 0 | 0 | 0.010018 | 0 | 0 | 0 | 0 | 0.0076662 | 0 | 0 | 0 | 0 | 0.0018764 | 0 | 0 | 0 | 0 | 0
|  | CAISO_Peaker2 | # starts per unit per day | 0 | 0 | 0 | 0 | 0 | 0 | 0 | 0.014033 | 0.014701 | 0.014652 | 0.016671 | 0.01236 | 0 | 0.0099958 | 0 | 0.010396 | 0 | 0.0085643 | 0 | 0 | 0.0061338 | 0 | 0 | 0 | 0 | 0.0057337 | 0 | 0 | 0 | 0 | 0.0017816 | 0 | 0 | 0 | 0 | 0
|  | CAISO_Advanced_CCGT | # starts per unit per day | 0 | 0 | 0 | 0 | 0 | 0 | 0 | 0 | 0 | 0 | 0 | 0 | 0 | 0 | 0 | 0 | 0 | 0 | 0 | 0 | 0 | 0 | 0 | 0 | 0 | 0 | 0 | 0 | 0 | 0 | 163.066 | 0 | 0 | 0 | 0 | 0
|  | CAISO_Aero_CT | # starts per unit per day | 0 | 0 | 0 | 0 | 0 | 0 | 0 | 0 | 0 | 0 | 0 | 0 | 0 | 0 | 0 | 0 | 0 | 0 | 0 | 0 | 0 | 0 | 0 | 0 | 0 | 0 | 0 | 0 | 0 | 0 | 0 | 0 | 0 | 0 | 0 | 0
|  | CAISO_Reciprocating_Engine | # starts per unit per day | 0 | 0 | 0 | 0 | 0 | 0 | 0 | 307.8766 | 291.1437 | 73.0757 | 78.4033 | 80.5121 | 0 | 77.8476 | 0 | 104.651 | 0 | 95.5425 | 0 | 0 | 61.4624 | 0 | 0 | 0 | 0 | 74.1157 | 0 | 0 | 0 | 0 | 0.13726 | 0 | 0 | 0 | 0 | 0
|  | CAISO_CHP | # starts per unit per day | 0 | 0 | 0 | 0 | 0 | 0 | 0 | 0 | 0 | 0 | 0 | 0 | 0 | 0 | 0 | 0 | 0 | 0 | 0 | 0 | 0 | 0 | 0 | 0 | 0 | 0 | 0 | 0 | 0 | 0 | 0 | 0 | 0 | 0 | 0 | 0
|  | CAISO_Coal | # starts per unit per day | 0 | 0 | 0 | 0 | 0 | 0 | 0 | 0.048823 | 0.049225 | 0.049414 | 0 | 0 | 0 | 0 | 0 | 0 | 0 | 0 | 0 | 0 | 0 | 0 | 0 | 0 | 0 | 0 | 0 | 0 | 0 | 0 | 0 | 0 | 0 | 0 | 0 | 0
Note: These are only the starts within the day. Since RESOLVE models each day independently, it does not capture any starts/stops in between days.
Selected Renewables Summary
Total Renewable Resource Summary
|  | Resource Type | Unit | 2015 | 2016 | 2017 | 2018 | 2019 | 2020 | 2021 | 2022 | 2023 | 2024 | 2025 | 2026 | 2027 | 2028 | 2029 | 2030 | 2031 | 2032 | 2033 | 2034 | 2035 | 2036 | 2037 | 2038 | 2039 | 2040 | 2041 | 2042 | 2043 | 2044 | 2045 | 2046 | 2047 | 2048 | 2049 | 2050
|  | Biomass | MW | 0 | 0 | 0 | 0 | 0 | 0 | 0 | 34.18 | 65.32 | 83.44 | 107.44 | 107.44 | 0 | 134.39 | 0 | 134.39 | 0 | 134.39 | 0 | 0 | 134.39 | 0 | 0 | 0 | 0 | 134.39 | 0 | 0 | 0 | 0 | 134.39 | 0 | 0 | 0 | 0 | 0
|  | Geothermal | MW | 0 | 0 | 0 | 0 | 0 | 0 | 0 | 14 | 114 | 114 | 114 | 184 | 0 | 1159.71 | 0 | 1159.71 | 0 | 1159.71 | 0 | 0 | 1159.71 | 0 | 0 | 0 | 0 | 1159.71 | 0 | 0 | 0 | 0 | 1521.41 | 0 | 0 | 0 | 0 | 0
|  | Solar | MW | 0 | 0 | 0 | 0 | 0 | 0 | 0 | 3074.93 | 6452.19 | 7644.56 | 10874.79 | 10874.79 | 0 | 11271.64 | 0 | 14216.4 | 0 | 17380.28 | 0 | 0 | 26851.92 | 0 | 0 | 0 | 0 | 43591.25 | 0 | 0 | 0 | 0 | 72215.05 | 0 | 0 | 0 | 0 | 0
|  | Wind | MW | 0 | 0 | 0 | 0 | 0 | 0 | 0 | 1696.74 | 1718.85 | 2048.7 | 3531.35 | 3531.35 | 0 | 3531.35 | 0 | 3531.35 | 0 | 3531.35 | 0 | 0 | 3531.35 | 0 | 0 | 0 | 0 | 3531.35 | 0 | 0 | 0 | 0 | 5031.27 | 0 | 0 | 0 | 0 | 0
|  | Wind OOS New Tx | MW | 0 | 0 | 0 | 0 | 0 | 0 | 0 | 0 | 0 | 0 | 0 | 0.03 | 0 | 0.06 | 0 | 1500.03 | 0 | 1500.03 | 0 | 0 | 1500.03 | 0 | 0 | 0 | 0 | 1970.2 | 0 | 0 | 0 | 0 | 1970.2 | 0 | 0 | 0 | 0 | 0
|  | Offshore_Wind | MW | 0 | 0 | 0 | 0 | 0 | 0 | 0 | 0 | 0 | 0 | 0 | 120 | 0 | 195 | 0 | 195.01 | 0 | 1707.57 | 0 | 0 | 1728.08 | 0 | 0 | 0 | 0 | 1728.08 | 0 | 0 | 0 | 0 | 1728.08 | 0 | 0 | 0 | 0 | 0
Fully Deliverable Renewable Resource Summary
|  | Resource Type | Unit | 2015 | 2016 | 2017 | 2018 | 2019 | 2020 | 2021 | 2022 | 2023 | 2024 | 2025 | 2026 | 2027 | 2028 | 2029 | 2030 | 2031 | 2032 | 2033 | 2034 | 2035 | 2036 | 2037 | 2038 | 2039 | 2040 | 2041 | 2042 | 2043 | 2044 | 2045 | 2046 | 2047 | 2048 | 2049 | 2050
|  | Geothermal | MW | 0 | 0 | 0 | 0 | 0 | 0 | 0 | 14 | 114 | 114 | 114 | 184 | 0 | 1159.71 | 0 | 1159.71 | 0 | 1159.71 | 0 | 0 | 1159.71 | 0 | 0 | 0 | 0 | 1159.71 | 0 | 0 | 0 | 0 | 1159.71 | 0 | 0 | 0 | 0 | 0
|  | Solar | MW | 0 | 0 | 0 | 0 | 0 | 0 | 0 | 231.09 | 354.78 | 430.67 | 430.67 | 430.67 | 0 | 430.67 | 0 | 430.67 | 0 | 430.67 | 0 | 0 | 430.67 | 0 | 0 | 0 | 0 | 430.67 | 0 | 0 | 0 | 0 | 430.68 | 0 | 0 | 0 | 0 | 0
|  | Wind | MW | 0 | 0 | 0 | 0 | 0 | 0 | 0 | 716.96 | 716.96 | 949.95 | 949.95 | 949.95 | 0 | 949.95 | 0 | 949.95 | 0 | 949.95 | 0 | 0 | 949.95 | 0 | 0 | 0 | 0 | 949.95 | 0 | 0 | 0 | 0 | 949.95 | 0 | 0 | 0 | 0 | 0
|  | Wind OOS New Tx | MW | 0 | 0 | 0 | 0 | 0 | 0 | 0 | 0 | 0 | 0 | 0 | 0.03 | 0 | 0.06 | 0 | 1500.03 | 0 | 1500.03 | 0 | 0 | 1500.03 | 0 | 0 | 0 | 0 | 1970.2 | 0 | 0 | 0 | 0 | 1970.2 | 0 | 0 | 0 | 0 | 0
|  | Offshore_Wind | MW | 0 | 0 | 0 | 0 | 0 | 0 | 0 | 0 | 0 | 0 | 0 | 120 | 0 | 195 | 0 | 195.01 | 0 | 1707.57 | 0 | 0 | 1728.08 | 0 | 0 | 0 | 0 | 1728.08 | 0 | 0 | 0 | 0 | 1728.08 | 0 | 0 | 0 | 0 | 0
Energy Only Renewable Resource Summary
|  | Resource Type | Unit | 2015 | 2016 | 2017 | 2018 | 2019 | 2020 | 2021 | 2022 | 2023 | 2024 | 2025 | 2026 | 2027 | 2028 | 2029 | 2030 | 2031 | 2032 | 2033 | 2034 | 2035 | 2036 | 2037 | 2038 | 2039 | 2040 | 2041 | 2042 | 2043 | 2044 | 2045 | 2046 | 2047 | 2048 | 2049 | 2050
|  | Geothermal | MW | 0 | 0 | 0 | 0 | 0 | 0 | 0 | 0 | 0 | 0 | 0 | 0 | 0 | 0 | 0 | 0 | 0 | 0 | 0 | 0 | 0 | 0 | 0 | 0 | 0 | 0 | 0 | 0 | 0 | 0 | 361.7 | 0 | 0 | 0 | 0 | 0
|  | Solar | MW | 0 | 0 | 0 | 0 | 0 | 0 | 0 | 2843.84 | 6097.41 | 7213.89 | 10444.12 | 10444.12 | 0 | 10840.97 | 0 | 13785.73 | 0 | 16949.61 | 0 | 0 | 26421.25 | 0 | 0 | 0 | 0 | 43160.58 | 0 | 0 | 0 | 0 | 71784.37 | 0 | 0 | 0 | 0 | 0
|  | Wind | MW | 0 | 0 | 0 | 0 | 0 | 0 | 0 | 979.78 | 1001.89 | 1098.75 | 2581.4 | 2581.4 | 0 | 2581.4 | 0 | 2581.4 | 0 | 2581.4 | 0 | 0 | 2581.4 | 0 | 0 | 0 | 0 | 2581.4 | 0 | 0 | 0 | 0 | 4081.32 | 0 | 0 | 0 | 0 | 0
|  | Wind OOS New Tx | MW | 0 | 0 | 0 | 0 | 0 | 0 | 0 | 0 | 0 | 0 | 0 | 0 | 0 | 0 | 0 | 0 | 0 | 0 | 0 | 0 | 0 | 0 | 0 | 0 | 0 | 0 | 0 | 0 | 0 | 0 | 0 | 0 | 0 | 0 | 0 | 0
|  | Offshore_Wind | MW | 0 | 0 | 0 | 0 | 0 | 0 | 0 | 0 | 0 | 0 | 0 | 0 | 0 | 0 | 0 | 0 | 0 | 0 | 0 | 0 | 0 | 0 | 0 | 0 | 0 | 0 | 0 | 0 | 0 | 0 | 0 | 0 | 0 | 0 | 0 | 0
Renewable Resource Build by Location (MW)
|  | RESOLVE Resource | Type of Wind | 2015 | 2016 | 2017 | 2018 | 2019 | 2020 | 2021 | 2022 | 2023 | 2024 | 2025 | 2026 | 2027 | 2028 | 2029 | 2030 | 2031 | 2032 | 2033 | 2034 | 2035 | 2036 | 2037 | 2038 | 2039 | 2040 | 2041 | 2042 | 2043 | 2044 | 2045 | 2046 | 2047 | 2048 | 2049 | 2050
|  | InState_Biomass | Non-Wind | 0 | 0 | 0 | 0 | 0 | 0 | 0 | 34.18 | 65.32 | 83.44 | 107.44 | 107.44 | 0 | 134.39 | 0 | 134.39 | 0 | 134.39 | 0 | 0 | 134.39 | 0 | 0 | 0 | 0 | 134.39 | 0 | 0 | 0 | 0 | 134.39 | 0 | 0 | 0 | 0 | 0
|  | Greater_Imperial_Geothermal | Non-Wind | 0 | 0 | 0 | 0 | 0 | 0 | 0 | 14 | 114 | 114 | 114 | 114 | 0 | 541.41 | 0 | 541.41 | 0 | 541.41 | 0 | 0 | 541.41 | 0 | 0 | 0 | 0 | 541.41 | 0 | 0 | 0 | 0 | 541.41 | 0 | 0 | 0 | 0 | 0
|  | Inyokern_North_Kramer_Geothermal | Non-Wind | 0 | 0 | 0 | 0 | 0 | 0 | 0 | 0 | 0 | 0 | 0 | 0.03 | 0 | 24 | 0 | 24 | 0 | 24 | 0 | 0 | 24 | 0 | 0 | 0 | 0 | 24 | 0 | 0 | 0 | 0 | 24 | 0 | 0 | 0 | 0 | 0
|  | Northern_California_Geothermal | Non-Wind | 0 | 0 | 0 | 0 | 0 | 0 | 0 | 0 | 0 | 0 | 0 | 0.03 | 0 | 107.3 | 0 | 107.3 | 0 | 107.3 | 0 | 0 | 107.3 | 0 | 0 | 0 | 0 | 107.3 | 0 | 0 | 0 | 0 | 469 | 0 | 0 | 0 | 0 | 0
|  | Pacific_Northwest_Geothermal | Non-Wind | 0 | 0 | 0 | 0 | 0 | 0 | 0 | 0 | 0 | 0 | 0 | 0 | 0 | 0 | 0 | 0 | 0 | 0 | 0 | 0 | 0 | 0 | 0 | 0 | 0 | 0 | 0 | 0 | 0 | 0 | 0 | 0 | 0 | 0 | 0 | 0
|  | Riverside_Palm_Springs_Geothermal | Non-Wind | 0 | 0 | 0 | 0 | 0 | 0 | 0 | 0 | 0 | 0 | 0 | 0.02 | 0 | 32 | 0 | 32 | 0 | 32 | 0 | 0 | 32 | 0 | 0 | 0 | 0 | 32 | 0 | 0 | 0 | 0 | 32 | 0 | 0 | 0 | 0 | 0
|  | Solano_Geothermal | Non-Wind | 0 | 0 | 0 | 0 | 0 | 0 | 0 | 0 | 0 | 0 | 0 | 69.83 | 0 | 135 | 0 | 135 | 0 | 135 | 0 | 0 | 135 | 0 | 0 | 0 | 0 | 135 | 0 | 0 | 0 | 0 | 135 | 0 | 0 | 0 | 0 | 0
|  | Southern_Nevada_Geothermal | Non-Wind | 0 | 0 | 0 | 0 | 0 | 0 | 0 | 0 | 0 | 0 | 0 | 0.09 | 0 | 320 | 0 | 320 | 0 | 320 | 0 | 0 | 320 | 0 | 0 | 0 | 0 | 320 | 0 | 0 | 0 | 0 | 320 | 0 | 0 | 0 | 0 | 0
|  | Carrizo_Wind | In-State | 0 | 0 | 0 | 0 | 0 | 0 | 0 | 1.8 | 23.91 | 51.69 | 287 | 287 | 0 | 287 | 0 | 287 | 0 | 287 | 0 | 0 | 287 | 0 | 0 | 0 | 0 | 287 | 0 | 0 | 0 | 0 | 287 | 0 | 0 | 0 | 0 | 0
|  | Central_Valley_North_Los_Banos_Wind | In-State | 0 | 0 | 0 | 0 | 0 | 0 | 0 | 173 | 173 | 173 | 173 | 173 | 0 | 173 | 0 | 173 | 0 | 173 | 0 | 0 | 173 | 0 | 0 | 0 | 0 | 173 | 0 | 0 | 0 | 0 | 173 | 0 | 0 | 0 | 0 | 0
|  | Distributed_Solar | Non-Wind | 0 | 0 | 0 | 0 | 0 | 0 | 0 | 18.8 | 96.82 | 105.82 | 125.19 | 125.19 | 0 | 125.19 | 0 | 125.19 | 0 | 125.19 | 0 | 0 | 125.19 | 0 | 0 | 0 | 0 | 125.19 | 0 | 0 | 0 | 0 | 125.19 | 0 | 0 | 0 | 0 | 0
|  | Distributed_Wind | In-State | 0 | 0 | 0 | 0 | 0 | 0 | 0 | 0 | 0 | 0 | 0 | 0 | 0 | 0 | 0 | 0 | 0 | 0 | 0 | 0 | 0 | 0 | 0 | 0 | 0 | 0 | 0 | 0 | 0 | 0 | 0 | 0 | 0 | 0 | 0 | 0
|  | Imperial_Solar | Non-Wind | 0 | 0 | 0 | 0 | 0 | 0 | 0 | 0.01 | 0.01 | 0.01 | 0.01 | 0.01 | 0 | 0.01 | 0 | 0.01 | 0 | 0.01 | 0 | 0 | 0.01 | 0 | 0 | 0 | 0 | 0.01 | 0 | 0 | 0 | 0 | 0.01 | 0 | 0 | 0 | 0 | 0
|  | Humboldt_Wind | In-State | 0 | 0 | 0 | 0 | 0 | 0 | 0 | 34 | 34 | 34 | 34 | 34 | 0 | 34 | 0 | 34 | 0 | 34 | 0 | 0 | 34 | 0 | 0 | 0 | 0 | 34 | 0 | 0 | 0 | 0 | 34 | 0 | 0 | 0 | 0 | 0
|  | Greater_Kramer_Solar | Non-Wind | 0 | 0 | 0 | 0 | 0 | 0 | 0 | 19.37 | 48.05 | 495.11 | 1847.01 | 1847.01 | 0 | 1847.01 | 0 | 1847.02 | 0 | 1847.12 | 0 | 0 | 4087 | 0 | 0 | 0 | 0 | 4834.55 | 0 | 0 | 0 | 0 | 5359.74 | 0 | 0 | 0 | 0 | 0
|  | Kern_Greater_Carrizo_Wind | In-State | 0 | 0 | 0 | 0 | 0 | 0 | 0 | 59.99 | 59.99 | 59.99 | 60 | 60 | 0 | 60 | 0 | 60 | 0 | 60 | 0 | 0 | 60 | 0 | 0 | 0 | 0 | 60 | 0 | 0 | 0 | 0 | 60 | 0 | 0 | 0 | 0 | 0
|  | Southern_NV_Eldorado_Solar | Non-Wind | 0 | 0 | 0 | 0 | 0 | 0 | 0 | 876.58 | 2464.77 | 2464.77 | 2464.77 | 2464.77 | 0 | 2464.77 | 0 | 4160.01 | 0 | 7323.78 | 0 | 0 | 7323.81 | 0 | 0 | 0 | 0 | 7323.81 | 0 | 0 | 0 | 0 | 7843.29 | 0 | 0 | 0 | 0 | 0
|  | Northern_California_Solar | Non-Wind | 0 | 0 | 0 | 0 | 0 | 0 | 0 | 0.02 | 0.02 | 0.02 | 0.02 | 0.02 | 0 | 0.02 | 0 | 0.02 | 0 | 0.02 | 0 | 0 | 0.02 | 0 | 0 | 0 | 0 | 0.02 | 0 | 0 | 0 | 0 | 0.02 | 0 | 0 | 0 | 0 | 0
|  | Northern_California_Wind | In-State | 0 | 0 | 0 | 0 | 0 | 0 | 0 | 1.09 | 1.09 | 1.09 | 865.9 | 865.9 | 0 | 865.9 | 0 | 865.9 | 0 | 865.9 | 0 | 0 | 865.9 | 0 | 0 | 0 | 0 | 865.9 | 0 | 0 | 0 | 0 | 865.9 | 0 | 0 | 0 | 0 | 0
|  | NW_Ext_Tx_Wind | In-State | 0 | 0 | 0 | 0 | 0 | 0 | 0 | 0.06 | 0.06 | 0.06 | 0.08 | 0.08 | 0 | 0.08 | 0 | 0.08 | 0 | 0.08 | 0 | 0 | 0.08 | 0 | 0 | 0 | 0 | 0.08 | 0 | 0 | 0 | 0 | 1500 | 0 | 0 | 0 | 0 | 0
|  | Riverside_Solar | Non-Wind | 0 | 0 | 0 | 0 | 0 | 0 | 0 | 1313.05 | 1989.86 | 2384.64 | 2665.87 | 2665.87 | 0 | 3053.41 | 0 | 4001.3 | 0 | 4001.3 | 0 | 0 | 11233.02 | 0 | 0 | 0 | 0 | 20905.87 | 0 | 0 | 0 | 0 | 25643.53 | 0 | 0 | 0 | 0 | 0
|  | Solano_Wind | In-State | 0 | 0 | 0 | 0 | 0 | 0 | 0 | 294.34 | 294.34 | 294.34 | 294.34 | 294.34 | 0 | 294.34 | 0 | 294.34 | 0 | 294.34 | 0 | 0 | 294.34 | 0 | 0 | 0 | 0 | 294.34 | 0 | 0 | 0 | 0 | 294.34 | 0 | 0 | 0 | 0 | 0
|  | Southern_Nevada_Wind | In-State | 0 | 0 | 0 | 0 | 0 | 0 | 0 | 441.96 | 441.96 | 441.96 | 442.03 | 442.03 | 0 | 442.03 | 0 | 442.03 | 0 | 442.03 | 0 | 0 | 442.03 | 0 | 0 | 0 | 0 | 442.03 | 0 | 0 | 0 | 0 | 442.03 | 0 | 0 | 0 | 0 | 0
|  | SW_Ext_Tx_Wind | In-State | 0 | 0 | 0 | 0 | 0 | 0 | 0 | 415.51 | 415.51 | 415.51 | 500 | 500 | 0 | 500 | 0 | 500 | 0 | 500 | 0 | 0 | 500 | 0 | 0 | 0 | 0 | 500 | 0 | 0 | 0 | 0 | 500 | 0 | 0 | 0 | 0 | 0
|  | Tehachapi_Solar | Non-Wind | 0 | 0 | 0 | 0 | 0 | 0 | 0 | 457.51 | 1099.99 | 1316.34 | 2833.58 | 2833.58 | 0 | 2833.58 | 0 | 2969.53 | 0 | 2969.53 | 0 | 0 | 2969.53 | 0 | 0 | 0 | 0 | 6288.99 | 0 | 0 | 0 | 0 | 6289 | 0 | 0 | 0 | 0 | 0
|  | Tehachapi_Wind | In-State | 0 | 0 | 0 | 0 | 0 | 0 | 0 | 275 | 275 | 275 | 275 | 275 | 0 | 275 | 0 | 275 | 0 | 275 | 0 | 0 | 275 | 0 | 0 | 0 | 0 | 275 | 0 | 0 | 0 | 0 | 275 | 0 | 0 | 0 | 0 | 0
|  | Southern_PGAE_Solar | Non-Wind | 0 | 0 | 0 | 0 | 0 | 0 | 0 | 407.86 | 848.97 | 983.13 | 1063.01 | 1063.01 | 0 | 1072.3 | 0 | 1238 | 0 | 1238 | 0 | 0 | 1238 | 0 | 0 | 0 | 0 | 1238.01 | 0 | 0 | 0 | 0 | 24079.45 | 0 | 0 | 0 | 0 | 0
|  | Greater_LA_Solar | Non-Wind | 0 | 0 | 0 | 0 | 0 | 0 | 0 | 0.52 | 0.53 | 0.53 | 0.53 | 0.53 | 0 | 0.53 | 0 | 0.53 | 0 | 0.54 | 0 | 0 | 0.54 | 0 | 0 | 0 | 0 | 2999.99 | 0 | 0 | 0 | 0 | 3000 | 0 | 0 | 0 | 0 | 0
|  | Cape_Mendocino_Offshore_Wind | Non-Wind | 0 | 0 | 0 | 0 | 0 | 0 | 0 | 0 | 0 | 0 | 0 | 0 | 0 | 0 | 0 | 0 | 0 | 0 | 0 | 0 | 0 | 0 | 0 | 0 | 0 | 0 | 0 | 0 | 0 | 0 | 0 | 0 | 0 | 0 | 0 | 0
|  | Del_Norte_Offshore_Wind | Non-Wind | 0 | 0 | 0 | 0 | 0 | 0 | 0 | 0 | 0 | 0 | 0 | 0 | 0 | 0 | 0 | 0 | 0 | 0 | 0 | 0 | 0 | 0 | 0 | 0 | 0 | 0 | 0 | 0 | 0 | 0 | 0 | 0 | 0 | 0 | 0 | 0
|  | Diablo_Canyon_Offshore_Wind | Non-Wind | 0 | 0 | 0 | 0 | 0 | 0 | 0 | 0 | 0 | 0 | 0 | 0 | 0 | 0 | 0 | 0 | 0 | 0 | 0 | 0 | 0 | 0 | 0 | 0 | 0 | 0 | 0 | 0 | 0 | 0 | 0 | 0 | 0 | 0 | 0 | 0
|  | Humboldt_Bay_Offshore_Wind | Non-Wind | 0 | 0 | 0 | 0 | 0 | 0 | 0 | 0 | 0 | 0 | 0 | 0 | 0 | 0 | 0 | 0.01 | 0 | 0.01 | 0 | 0 | 20.52 | 0 | 0 | 0 | 0 | 20.52 | 0 | 0 | 0 | 0 | 20.52 | 0 | 0 | 0 | 0 | 0
|  | Morro_Bay_Offshore_Wind | Non-Wind | 0 | 0 | 0 | 0 | 0 | 0 | 0 | 0 | 0 | 0 | 0 | 120 | 0 | 195 | 0 | 195 | 0 | 1707.56 | 0 | 0 | 1707.56 | 0 | 0 | 0 | 0 | 1707.56 | 0 | 0 | 0 | 0 | 1707.56 | 0 | 0 | 0 | 0 | 0
|  | Arizona_Solar | Non-Wind | 0 | 0 | 0 | 0 | 0 | 0 | 0 | 0.02 | 0.02 | 0.02 | 0.02 | 0.02 | 0 | 0.02 | 0 | 0.02 | 0 | 0.02 | 0 | 0 | 0.02 | 0 | 0 | 0 | 0 | 0.02 | 0 | 0 | 0 | 0 | 0.02 | 0 | 0 | 0 | 0 | 0
|  | Riverside_Palm_Springs_Wind | In-State | 0 | 0 | 0 | 0 | 0 | 0 | 0 | 0 | 0 | 0 | 0 | 0 | 0 | 0 | 0 | 0 | 0 | 0 | 0 | 0 | 0 | 0 | 0 | 0 | 0 | 0 | 0 | 0 | 0 | 0 | 0 | 0 | 0 | 0 | 0 | 0
|  | Baja_California_Wind | In-State | 0 | 0 | 0 | 0 | 0 | 0 | 0 | 0 | 0 | 302.06 | 600 | 600 | 0 | 600 | 0 | 600 | 0 | 600 | 0 | 0 | 600 | 0 | 0 | 0 | 0 | 600 | 0 | 0 | 0 | 0 | 600 | 0 | 0 | 0 | 0 | 0
|  | Pacific_Northwest_Wind | Out-Of-State | 0 | 0 | 0 | 0 | 0 | 0 | 0 | 0 | 0 | 0 | 0 | 0 | 0 | 0 | 0 | 0 | 0 | 0 | 0 | 0 | 0 | 0 | 0 | 0 | 0 | 0 | 0 | 0 | 0 | 0 | 0 | 0 | 0 | 0 | 0 | 0
|  | Idaho_Wind | Out-Of-State | 0 | 0 | 0 | 0 | 0 | 0 | 0 | 0 | 0 | 0 | 0 | 0 | 0 | 0 | 0 | 0 | 0 | 0 | 0 | 0 | 0 | 0 | 0 | 0 | 0 | 0 | 0 | 0 | 0 | 0 | 0 | 0 | 0 | 0 | 0 | 0
|  | Utah_Wind | Out-Of-State | 0 | 0 | 0 | 0 | 0 | 0 | 0 | 0 | 0 | 0 | 0 | 0 | 0 | 0 | 0 | 0 | 0 | 0 | 0 | 0 | 0 | 0 | 0 | 0 | 0 | 0 | 0 | 0 | 0 | 0 | 0 | 0 | 0 | 0 | 0 | 0
|  | Wyoming_Wind | Out-Of-State | 0 | 0 | 0 | 0 | 0 | 0 | 0 | 0 | 0 | 0 | 0 | 0.01 | 0 | 0.03 | 0 | 1500 | 0 | 1500 | 0 | 0 | 1500 | 0 | 0 | 0 | 0 | 1970.17 | 0 | 0 | 0 | 0 | 1970.17 | 0 | 0 | 0 | 0 | 0
|  | Arizona_Wind | Out-Of-State | 0 | 0 | 0 | 0 | 0 | 0 | 0 | 0 | 0 | 0 | 0 | 0 | 0 | 0 | 0 | 0 | 0 | 0 | 0 | 0 | 0 | 0 | 0 | 0 | 0 | 0 | 0 | 0 | 0 | 0 | 0 | 0 | 0 | 0 | 0 | 0
|  | New_Mexico_Wind | Out-Of-State | 0 | 0 | 0 | 0 | 0 | 0 | 0 | 0 | 0 | 0 | 0 | 0.02 | 0 | 0.03 | 0 | 0.03 | 0 | 0.03 | 0 | 0 | 0.03 | 0 | 0 | 0 | 0 | 0.03 | 0 | 0 | 0 | 0 | 0.03 | 0 | 0 | 0 | 0 | 0
Note: Resources with #N/A as transmission zone were not made available to the model for this scenario
Selected Resource Under Transmission Constraints
|  | Total Capacity in Portfolio (MW) | Note: only newly built capacity; no planned capacity included
|  | Transmission Constraint |  | 2015 | 2016 | 2017 | 2018 | 2019 | 2020 | 2021 | 2022 | 2023 | 2024 | 2025 | 2026 | 2027 | 2028 | 2029 | 2030 | 2031 | 2032 | 2033 | 2034 | 2035 | 2036 | 2037 | 2038 | 2039 | 2040 | 2041 | 2042 | 2043 | 2044 | 2045 | 2046 | 2047 | 2048 | 2049 | 2050
|  | Solano_Geothermal | Geothermal | 0 | 0 | 0 | 0 | 0 | 0 | 0 | 0 | 0 | 0 | 0 | 69.83 | 0 | 135 | 0 | 135 | 0 | 135 | 0 | 0 | 135 | 0 | 0 | 0 | 0 | 135 | 0 | 0 | 0 | 0 | 135 | 0 | 0 | 0 | 0 | 0
|  | Northern_California_Geothermal | Geothermal | 0 | 0 | 0 | 0 | 0 | 0 | 0 | 0 | 0 | 0 | 0 | 0.03 | 0 | 107.3 | 0 | 107.3 | 0 | 107.3 | 0 | 0 | 107.3 | 0 | 0 | 0 | 0 | 107.3 | 0 | 0 | 0 | 0 | 469 | 0 | 0 | 0 | 0 | 0
|  | Inyokern_North_Kramer_Geothermal | Geothermal | 0 | 0 | 0 | 0 | 0 | 0 | 0 | 0 | 0 | 0 | 0 | 0.03 | 0 | 24 | 0 | 24 | 0 | 24 | 0 | 0 | 24 | 0 | 0 | 0 | 0 | 24 | 0 | 0 | 0 | 0 | 24 | 0 | 0 | 0 | 0 | 0
|  | Southern_Nevada_Geothermal | Geothermal | 0 | 0 | 0 | 0 | 0 | 0 | 0 | 0 | 0 | 0 | 0 | 0.09 | 0 | 320 | 0 | 320 | 0 | 320 | 0 | 0 | 320 | 0 | 0 | 0 | 0 | 320 | 0 | 0 | 0 | 0 | 320 | 0 | 0 | 0 | 0 | 0
|  | Riverside_Palm_Springs_Geothermal | Geothermal | 0 | 0 | 0 | 0 | 0 | 0 | 0 | 0 | 0 | 0 | 0 | 0.02 | 0 | 32 | 0 | 32 | 0 | 32 | 0 | 0 | 32 | 0 | 0 | 0 | 0 | 32 | 0 | 0 | 0 | 0 | 32 | 0 | 0 | 0 | 0 | 0
|  | Greater_Imperial_Geothermal | Geothermal | 0 | 0 | 0 | 0 | 0 | 0 | 0 | 14 | 114 | 114 | 114 | 114 | 0 | 541.41 | 0 | 541.41 | 0 | 541.41 | 0 | 0 | 541.41 | 0 | 0 | 0 | 0 | 541.41 | 0 | 0 | 0 | 0 | 541.41 | 0 | 0 | 0 | 0 | 0
|  | Greater_LA_Solar | Solar | 0 | 0 | 0 | 0 | 0 | 0 | 0 | 0.52 | 0.53 | 0.53 | 0.53 | 0.53 | 0 | 0.53 | 0 | 0.53 | 0 | 0.54 | 0 | 0 | 0.54 | 0 | 0 | 0 | 0 | 2999.99 | 0 | 0 | 0 | 0 | 3000 | 0 | 0 | 0 | 0 | 0
|  | Northern_California_Solar | Solar | 0 | 0 | 0 | 0 | 0 | 0 | 0 | 0.02 | 0.02 | 0.02 | 0.02 | 0.02 | 0 | 0.02 | 0 | 0.02 | 0 | 0.02 | 0 | 0 | 0.02 | 0 | 0 | 0 | 0 | 0.02 | 0 | 0 | 0 | 0 | 0.02 | 0 | 0 | 0 | 0 | 0
|  | Southern_PGAE_Solar | Solar | 0 | 0 | 0 | 0 | 0 | 0 | 0 | 407.86 | 848.97 | 983.13 | 1063.01 | 1063.01 | 0 | 1072.3 | 0 | 1238 | 0 | 1238 | 0 | 0 | 1238 | 0 | 0 | 0 | 0 | 1238.01 | 0 | 0 | 0 | 0 | 24079.45 | 0 | 0 | 0 | 0 | 0
|  | Tehachapi_Solar | Solar | 0 | 0 | 0 | 0 | 0 | 0 | 0 | 457.51 | 1099.99 | 1316.34 | 2833.58 | 2833.58 | 0 | 2833.58 | 0 | 2969.53 | 0 | 2969.53 | 0 | 0 | 2969.53 | 0 | 0 | 0 | 0 | 6288.99 | 0 | 0 | 0 | 0 | 6289 | 0 | 0 | 0 | 0 | 0
|  | Greater_Kramer_Solar | Solar | 0 | 0 | 0 | 0 | 0 | 0 | 0 | 19.37 | 48.05 | 495.11 | 1847.01 | 1847.01 | 0 | 1847.01 | 0 | 1847.02 | 0 | 1847.12 | 0 | 0 | 4087 | 0 | 0 | 0 | 0 | 4834.55 | 0 | 0 | 0 | 0 | 5359.74 | 0 | 0 | 0 | 0 | 0
|  | Southern_NV_Eldorado_Solar | Solar | 0 | 0 | 0 | 0 | 0 | 0 | 0 | 876.58 | 2464.77 | 2464.77 | 2464.77 | 2464.77 | 0 | 2464.77 | 0 | 4160.01 | 0 | 7323.78 | 0 | 0 | 7323.81 | 0 | 0 | 0 | 0 | 7323.81 | 0 | 0 | 0 | 0 | 7843.29 | 0 | 0 | 0 | 0 | 0
|  | Riverside_Solar | Solar | 0 | 0 | 0 | 0 | 0 | 0 | 0 | 1313.05 | 1989.86 | 2384.64 | 2665.87 | 2665.87 | 0 | 3053.41 | 0 | 4001.3 | 0 | 4001.3 | 0 | 0 | 11233.02 | 0 | 0 | 0 | 0 | 20905.87 | 0 | 0 | 0 | 0 | 25643.53 | 0 | 0 | 0 | 0 | 0
|  | Arizona_Solar | Solar | 0 | 0 | 0 | 0 | 0 | 0 | 0 | 0.02 | 0.02 | 0.02 | 0.02 | 0.02 | 0 | 0.02 | 0 | 0.02 | 0 | 0.02 | 0 | 0 | 0.02 | 0 | 0 | 0 | 0 | 0.02 | 0 | 0 | 0 | 0 | 0.02 | 0 | 0 | 0 | 0 | 0
|  | Imperial_Solar | Solar | 0 | 0 | 0 | 0 | 0 | 0 | 0 | 0.01 | 0.01 | 0.01 | 0.01 | 0.01 | 0 | 0.01 | 0 | 0.01 | 0 | 0.01 | 0 | 0 | 0.01 | 0 | 0 | 0 | 0 | 0.01 | 0 | 0 | 0 | 0 | 0.01 | 0 | 0 | 0 | 0 | 0
|  | Northern_California_Wind | Wind | 0 | 0 | 0 | 0 | 0 | 0 | 0 | 1.09 | 1.09 | 1.09 | 865.9 | 865.9 | 0 | 865.9 | 0 | 865.9 | 0 | 865.9 | 0 | 0 | 865.9 | 0 | 0 | 0 | 0 | 865.9 | 0 | 0 | 0 | 0 | 865.9 | 0 | 0 | 0 | 0 | 0
|  | Solano_Wind | Wind | 0 | 0 | 0 | 0 | 0 | 0 | 0 | 294.34 | 294.34 | 294.34 | 294.34 | 294.34 | 0 | 294.34 | 0 | 294.34 | 0 | 294.34 | 0 | 0 | 294.34 | 0 | 0 | 0 | 0 | 294.34 | 0 | 0 | 0 | 0 | 294.34 | 0 | 0 | 0 | 0 | 0
|  | Humboldt_Wind | Wind | 0 | 0 | 0 | 0 | 0 | 0 | 0 | 34 | 34 | 34 | 34 | 34 | 0 | 34 | 0 | 34 | 0 | 34 | 0 | 0 | 34 | 0 | 0 | 0 | 0 | 34 | 0 | 0 | 0 | 0 | 34 | 0 | 0 | 0 | 0 | 0
|  | NW_Ext_Tx_Wind | Wind | 0 | 0 | 0 | 0 | 0 | 0 | 0 | 0.06 | 0.06 | 0.06 | 0.08 | 0.08 | 0 | 0.08 | 0 | 0.08 | 0 | 0.08 | 0 | 0 | 0.08 | 0 | 0 | 0 | 0 | 0.08 | 0 | 0 | 0 | 0 | 1500 | 0 | 0 | 0 | 0 | 0
|  | Kern_Greater_Carrizo_Wind | Wind | 0 | 0 | 0 | 0 | 0 | 0 | 0 | 59.99 | 59.99 | 59.99 | 60 | 60 | 0 | 60 | 0 | 60 | 0 | 60 | 0 | 0 | 60 | 0 | 0 | 0 | 0 | 60 | 0 | 0 | 0 | 0 | 60 | 0 | 0 | 0 | 0 | 0
|  | Carrizo_Wind | Wind | 0 | 0 | 0 | 0 | 0 | 0 | 0 | 1.8 | 23.91 | 51.69 | 287 | 287 | 0 | 287 | 0 | 287 | 0 | 287 | 0 | 0 | 287 | 0 | 0 | 0 | 0 | 287 | 0 | 0 | 0 | 0 | 287 | 0 | 0 | 0 | 0 | 0
|  | Central_Valley_North_Los_Banos_Wind | Wind | 0 | 0 | 0 | 0 | 0 | 0 | 0 | 173 | 173 | 173 | 173 | 173 | 0 | 173 | 0 | 173 | 0 | 173 | 0 | 0 | 173 | 0 | 0 | 0 | 0 | 173 | 0 | 0 | 0 | 0 | 173 | 0 | 0 | 0 | 0 | 0
|  | Tehachapi_Wind | Wind | 0 | 0 | 0 | 0 | 0 | 0 | 0 | 275 | 275 | 275 | 275 | 275 | 0 | 275 | 0 | 275 | 0 | 275 | 0 | 0 | 275 | 0 | 0 | 0 | 0 | 275 | 0 | 0 | 0 | 0 | 275 | 0 | 0 | 0 | 0 | 0
|  | Southern_Nevada_Wind | Wind | 0 | 0 | 0 | 0 | 0 | 0 | 0 | 441.96 | 441.96 | 441.96 | 442.03 | 442.03 | 0 | 442.03 | 0 | 442.03 | 0 | 442.03 | 0 | 0 | 442.03 | 0 | 0 | 0 | 0 | 442.03 | 0 | 0 | 0 | 0 | 442.03 | 0 | 0 | 0 | 0 | 0
|  | Wyoming_Wind | Wind | 0 | 0 | 0 | 0 | 0 | 0 | 0 | 0 | 0 | 0 | 0 | 0.01 | 0 | 0.03 | 0 | 1500 | 0 | 1500 | 0 | 0 | 1500 | 0 | 0 | 0 | 0 | 1970.17 | 0 | 0 | 0 | 0 | 1970.17 | 0 | 0 | 0 | 0 | 0
|  | Riverside_Palm_Springs_Wind | Wind | 0 | 0 | 0 | 0 | 0 | 0 | 0 | 0 | 0 | 0 | 0 | 0 | 0 | 0 | 0 | 0 | 0 | 0 | 0 | 0 | 0 | 0 | 0 | 0 | 0 | 0 | 0 | 0 | 0 | 0 | 0 | 0 | 0 | 0 | 0 | 0
|  | New_Mexico_Wind | Wind | 0 | 0 | 0 | 0 | 0 | 0 | 0 | 0 | 0 | 0 | 0 | 0.02 | 0 | 0.03 | 0 | 0.03 | 0 | 0.03 | 0 | 0 | 0.03 | 0 | 0 | 0 | 0 | 0.03 | 0 | 0 | 0 | 0 | 0.03 | 0 | 0 | 0 | 0 | 0
|  | SW_Ext_Tx_Wind | Wind | 0 | 0 | 0 | 0 | 0 | 0 | 0 | 415.51 | 415.51 | 415.51 | 500 | 500 | 0 | 500 | 0 | 500 | 0 | 500 | 0 | 0 | 500 | 0 | 0 | 0 | 0 | 500 | 0 | 0 | 0 | 0 | 500 | 0 | 0 | 0 | 0 | 0
|  | Baja_California_Wind | Wind | 0 | 0 | 0 | 0 | 0 | 0 | 0 | 0 | 0 | 302.06 | 600 | 600 | 0 | 600 | 0 | 600 | 0 | 600 | 0 | 0 | 600 | 0 | 0 | 0 | 0 | 600 | 0 | 0 | 0 | 0 | 600 | 0 | 0 | 0 | 0 | 0
|  | Humboldt_Bay_Offshore_Wind | Offshore_Wind | 0 | 0 | 0 | 0 | 0 | 0 | 0 | 0 | 0 | 0 | 0 | 0 | 0 | 0 | 0 | 0.01 | 0 | 0.01 | 0 | 0 | 20.52 | 0 | 0 | 0 | 0 | 20.52 | 0 | 0 | 0 | 0 | 20.52 | 0 | 0 | 0 | 0 | 0
|  | Morro_Bay_Offshore_Wind | Offshore_Wind | 0 | 0 | 0 | 0 | 0 | 0 | 0 | 0 | 0 | 0 | 0 | 120 | 0 | 195 | 0 | 195 | 0 | 1707.56 | 0 | 0 | 1707.56 | 0 | 0 | 0 | 0 | 1707.56 | 0 | 0 | 0 | 0 | 1707.56 | 0 | 0 | 0 | 0 | 0
|  | Diablo_Canyon_Offshore_Wind | Offshore_Wind | 0 | 0 | 0 | 0 | 0 | 0 | 0 | 0 | 0 | 0 | 0 | 0 | 0 | 0 | 0 | 0 | 0 | 0 | 0 | 0 | 0 | 0 | 0 | 0 | 0 | 0 | 0 | 0 | 0 | 0 | 0 | 0 | 0 | 0 | 0 | 0
|  | Greater_LA_Li_Battery | Li_Battery | 0 | 0 | 0 | 0 | 0 | 0 | 0 | 270.47 | 616.95 | 1476.38 | 1781.15 | 1781.15 | 0 | 1854.48 | 0 | 1981.3 | 0 | 2047.55 | 0 | 0 | 3103.07 | 0 | 0 | 0 | 0 | 7075.21 | 0 | 0 | 0 | 0 | 7240.86 | 0 | 0 | 0 | 0 | 0
|  | Northern_California_Li_Battery | Li_Battery | 0 | 0 | 0 | 0 | 0 | 0 | 0 | 206 | 206.83 | 207.22 | 209.99 | 209.99 | 0 | 211.68 | 0 | 211.69 | 0 | 211.69 | 0 | 0 | 232.2 | 0 | 0 | 0 | 0 | 232.2 | 0 | 0 | 0 | 0 | 1530.83 | 0 | 0 | 0 | 0 | 0
|  | Southern_PGAE_Li_Battery | Li_Battery | 0 | 0 | 0 | 0 | 0 | 0 | 0 | 291.17 | 626.06 | 1511.82 | 1761.3 | 1761.3 | 0 | 1946.49 | 0 | 2061.15 | 0 | 2198.94 | 0 | 0 | 3207.15 | 0 | 0 | 0 | 0 | 7864.31 | 0 | 0 | 0 | 0 | 9500.36 | 0 | 0 | 0 | 0 | 0
|  | Tehachapi_Li_Battery | Li_Battery | 0 | 0 | 0 | 0 | 0 | 0 | 0 | 299.66 | 640.8 | 1522.59 | 1802.22 | 1802.22 | 0 | 2002.36 | 0 | 2033.68 | 0 | 2097.8 | 0 | 0 | 3033.75 | 0 | 0 | 0 | 0 | 3350.52 | 0 | 0 | 0 | 0 | 6056.43 | 0 | 0 | 0 | 0 | 0
|  | Greater_Kramer_Li_Battery | Li_Battery | 0 | 0 | 0 | 0 | 0 | 0 | 0 | 304.7 | 625.7 | 1424.34 | 1457.4 | 1457.4 | 0 | 1526.1 | 0 | 1530.86 | 0 | 1533.31 | 0 | 0 | 1551.99 | 0 | 0 | 0 | 0 | 2127.6 | 0 | 0 | 0 | 0 | 2532 | 0 | 0 | 0 | 0 | 0
|  | Southern_NV_Eldorado_Li_Battery | Li_Battery | 0 | 0 | 0 | 0 | 0 | 0 | 0 | 305.73 | 639.14 | 1547.92 | 1799.59 | 1799.59 | 0 | 1998.9 | 0 | 2021.55 | 0 | 2793.81 | 0 | 0 | 2793.83 | 0 | 0 | 0 | 0 | 2793.83 | 0 | 0 | 0 | 0 | 3193.83 | 0 | 0 | 0 | 0 | 0
|  | Riverside_Li_Battery | Li_Battery | 0 | 0 | 0 | 0 | 0 | 0 | 0 | 462.38 | 645.85 | 1511.5 | 1893.28 | 1893.29 | 0 | 1924.1 | 0 | 1940.27 | 0 | 2073.53 | 0 | 0 | 3111.82 | 0 | 0 | 0 | 0 | 4470.63 | 0 | 0 | 0 | 0 | 8118.63 | 0 | 0 | 0 | 0 | 0
|  | Arizona_Li_Battery | Li_Battery | 0 | 0 | 0 | 0 | 0 | 0 | 0 | 108.91 | 109.36 | 109.37 | 110.12 | 110.12 | 0 | 110.16 | 0 | 110.17 | 0 | 110.17 | 0 | 0 | 110.17 | 0 | 0 | 0 | 0 | 110.17 | 0 | 0 | 0 | 0 | 110.17 | 0 | 0 | 0 | 0 | 0
|  | Imperial_Li_Battery | Li_Battery | 0 | 0 | 0 | 0 | 0 | 0 | 0 | 0.87 | 0.87 | 0.87 | 0.88 | 0.88 | 0 | 0.88 | 0 | 0.88 | 0 | 0.88 | 0 | 0 | 0.88 | 0 | 0 | 0 | 0 | 0.88 | 0 | 0 | 0 | 0 | 0.88 | 0 | 0 | 0 | 0 | 0
|  | San_Diego_Li_Battery | Li_Battery | 0 | 0 | 0 | 0 | 0 | 0 | 0 | 306.71 | 483.97 | 491.38 | 493.17 | 493.17 | 0 | 494.95 | 0 | 494.95 | 0 | 494.96 | 0 | 0 | 494.96 | 0 | 0 | 0 | 0 | 494.96 | 0 | 0 | 0 | 0 | 2414.05 | 0 | 0 | 0 | 0 | 0
|  | Riverside_West_Pumped_Storage | Pumped_Hydro | 0 | 0 | 0 | 0 | 0 | 0 | 0 | 0 | 0 | 0 | 0 | 0 | 0 | 0 | 0 | 0.14 | 0 | 0.14 | 0 | 0 | 0.14 | 0 | 0 | 0 | 0 | 0.14 | 0 | 0 | 0 | 0 | 0.14 | 0 | 0 | 0 | 0 | 0
|  | Tehachapi_Pumped_Storage | Pumped_Hydro | 0 | 0 | 0 | 0 | 0 | 0 | 0 | 0 | 0 | 0 | 0 | 196 | 0 | 455.11 | 0 | 455.11 | 0 | 455.11 | 0 | 0 | 455.11 | 0 | 0 | 0 | 0 | 455.11 | 0 | 0 | 0 | 0 | 455.11 | 0 | 0 | 0 | 0 | 0
|  | Riverside_East_Pumped_Storage | Pumped_Hydro | 0 | 0 | 0 | 0 | 0 | 0 | 0 | 0 | 0 | 0 | 0 | 0 | 0 | 544.89 | 0 | 544.89 | 0 | 544.89 | 0 | 0 | 544.89 | 0 | 0 | 0 | 0 | 544.89 | 0 | 0 | 0 | 0 | 544.89 | 0 | 0 | 0 | 0 | 0
|  | San_Diego_Pumped_Storage | Pumped_Hydro | 0 | 0 | 0 | 0 | 0 | 0 | 0 | 0 | 0 | 0 | 0 | 0 | 0 | 0 | 0 | 0.14 | 0 | 0.14 | 0 | 0 | 0.14 | 0 | 0 | 0 | 0 | 0.14 | 0 | 0 | 0 | 0 | 0.14 | 0 | 0 | 0 | 0 | 0
|  | - | - | 0 | 0 | 0 | 0 | 0 | 0 | 0 | 0 | 0 | 0 | 0 | 0 | 0 | 0 | 0 | 0 | 0 | 0 | 0 | 0 | 0 | 0 | 0 | 0 | 0 | 0 | 0 | 0 | 0 | 0 | 0 | 0 | 0 | 0 | 0 | 0
|  | - | - | 0 | 0 | 0 | 0 | 0 | 0 | 0 | 0 | 0 | 0 | 0 | 0 | 0 | 0 | 0 | 0 | 0 | 0 | 0 | 0 | 0 | 0 | 0 | 0 | 0 | 0 | 0 | 0 | 0 | 0 | 0 | 0 | 0 | 0 | 0 | 0
|  | - | - | 0 | 0 | 0 | 0 | 0 | 0 | 0 | 0 | 0 | 0 | 0 | 0 | 0 | 0 | 0 | 0 | 0 | 0 | 0 | 0 | 0 | 0 | 0 | 0 | 0 | 0 | 0 | 0 | 0 | 0 | 0 | 0 | 0 | 0 | 0 | 0
|  | - | - | 0 | 0 | 0 | 0 | 0 | 0 | 0 | 0 | 0 | 0 | 0 | 0 | 0 | 0 | 0 | 0 | 0 | 0 | 0 | 0 | 0 | 0 | 0 | 0 | 0 | 0 | 0 | 0 | 0 | 0 | 0 | 0 | 0 | 0 | 0 | 0
|  | - | - | 0 | 0 | 0 | 0 | 0 | 0 | 0 | 0 | 0 | 0 | 0 | 0 | 0 | 0 | 0 | 0 | 0 | 0 | 0 | 0 | 0 | 0 | 0 | 0 | 0 | 0 | 0 | 0 | 0 | 0 | 0 | 0 | 0 | 0 | 0 | 0
|  | - | - | 0 | 0 | 0 | 0 | 0 | 0 | 0 | 0 | 0 | 0 | 0 | 0 | 0 | 0 | 0 | 0 | 0 | 0 | 0 | 0 | 0 | 0 | 0 | 0 | 0 | 0 | 0 | 0 | 0 | 0 | 0 | 0 | 0 | 0 | 0 | 0
|  | - | - | 0 | 0 | 0 | 0 | 0 | 0 | 0 | 0 | 0 | 0 | 0 | 0 | 0 | 0 | 0 | 0 | 0 | 0 | 0 | 0 | 0 | 0 | 0 | 0 | 0 | 0 | 0 | 0 | 0 | 0 | 0 | 0 | 0 | 0 | 0 | 0
|  | - | - | 0 | 0 | 0 | 0 | 0 | 0 | 0 | 0 | 0 | 0 | 0 | 0 | 0 | 0 | 0 | 0 | 0 | 0 | 0 | 0 | 0 | 0 | 0 | 0 | 0 | 0 | 0 | 0 | 0 | 0 | 0 | 0 | 0 | 0 | 0 | 0
|  | - | - | 0 | 0 | 0 | 0 | 0 | 0 | 0 | 0 | 0 | 0 | 0 | 0 | 0 | 0 | 0 | 0 | 0 | 0 | 0 | 0 | 0 | 0 | 0 | 0 | 0 | 0 | 0 | 0 | 0 | 0 | 0 | 0 | 0 | 0 | 0 | 0
|  | - | - | 0 | 0 | 0 | 0 | 0 | 0 | 0 | 0 | 0 | 0 | 0 | 0 | 0 | 0 | 0 | 0 | 0 | 0 | 0 | 0 | 0 | 0 | 0 | 0 | 0 | 0 | 0 | 0 | 0 | 0 | 0 | 0 | 0 | 0 | 0 | 0
|  | - | - | 0 | 0 | 0 | 0 | 0 | 0 | 0 | 0 | 0 | 0 | 0 | 0 | 0 | 0 | 0 | 0 | 0 | 0 | 0 | 0 | 0 | 0 | 0 | 0 | 0 | 0 | 0 | 0 | 0 | 0 | 0 | 0 | 0 | 0 | 0 | 0
|  | - | - | 0 | 0 | 0 | 0 | 0 | 0 | 0 | 0 | 0 | 0 | 0 | 0 | 0 | 0 | 0 | 0 | 0 | 0 | 0 | 0 | 0 | 0 | 0 | 0 | 0 | 0 | 0 | 0 | 0 | 0 | 0 | 0 | 0 | 0 | 0 | 0
|  | - | - | 0 | 0 | 0 | 0 | 0 | 0 | 0 | 0 | 0 | 0 | 0 | 0 | 0 | 0 | 0 | 0 | 0 | 0 | 0 | 0 | 0 | 0 | 0 | 0 | 0 | 0 | 0 | 0 | 0 | 0 | 0 | 0 | 0 | 0 | 0 | 0
|  | - | - | 0 | 0 | 0 | 0 | 0 | 0 | 0 | 0 | 0 | 0 | 0 | 0 | 0 | 0 | 0 | 0 | 0 | 0 | 0 | 0 | 0 | 0 | 0 | 0 | 0 | 0 | 0 | 0 | 0 | 0 | 0 | 0 | 0 | 0 | 0 | 0
Delivered Capacity (MW) (Excluded Storage Resources)
|  | Transmission Constraint |  | 2015 | 2016 | 2017 | 2018 | 2019 | 2020 | 2021 | 2022 | 2023 | 2024 | 2025 | 2026 | 2027 | 2028 | 2029 | 2030 | 2031 | 2032 | 2033 | 2034 | 2035 | 2036 | 2037 | 2038 | 2039 | 2040 | 2041 | 2042 | 2043 | 2044 | 2045 | 2046 | 2047 | 2048 | 2049 | 2050
|  | Solano_Geothermal | Geothermal | 0 | 0 | 0 | 0 | 0 | 0 | 0 | 0 | 0 | 0 | 0 | 69.83 | 0 | 135 | 0 | 135 | 0 | 135 | 0 | 0 | 135 | 0 | 0 | 0 | 0 | 135 | 0 | 0 | 0 | 0 | 135 | 0 | 0 | 0 | 0 | 0
|  | Northern_California_Geothermal | Geothermal | 0 | 0 | 0 | 0 | 0 | 0 | 0 | 0 | 0 | 0 | 0 | 0.03 | 0 | 107.3 | 0 | 107.3 | 0 | 107.3 | 0 | 0 | 107.3 | 0 | 0 | 0 | 0 | 107.3 | 0 | 0 | 0 | 0 | 107.3 | 0 | 0 | 0 | 0 | 0
|  | Inyokern_North_Kramer_Geothermal | Geothermal | 0 | 0 | 0 | 0 | 0 | 0 | 0 | 0 | 0 | 0 | 0 | 0.03 | 0 | 24 | 0 | 24 | 0 | 24 | 0 | 0 | 24 | 0 | 0 | 0 | 0 | 24 | 0 | 0 | 0 | 0 | 24 | 0 | 0 | 0 | 0 | 0
|  | Southern_Nevada_Geothermal | Geothermal | 0 | 0 | 0 | 0 | 0 | 0 | 0 | 0 | 0 | 0 | 0 | 0.09 | 0 | 320 | 0 | 320 | 0 | 320 | 0 | 0 | 320 | 0 | 0 | 0 | 0 | 320 | 0 | 0 | 0 | 0 | 320 | 0 | 0 | 0 | 0 | 0
|  | Riverside_Palm_Springs_Geothermal | Geothermal | 0 | 0 | 0 | 0 | 0 | 0 | 0 | 0 | 0 | 0 | 0 | 0.02 | 0 | 32 | 0 | 32 | 0 | 32 | 0 | 0 | 32 | 0 | 0 | 0 | 0 | 32 | 0 | 0 | 0 | 0 | 32 | 0 | 0 | 0 | 0 | 0
|  | Greater_Imperial_Geothermal | Geothermal | 0 | 0 | 0 | 0 | 0 | 0 | 0 | 14 | 114 | 114 | 114 | 114 | 0 | 541.41 | 0 | 541.41 | 0 | 541.41 | 0 | 0 | 541.41 | 0 | 0 | 0 | 0 | 541.41 | 0 | 0 | 0 | 0 | 541.41 | 0 | 0 | 0 | 0 | 0
|  | Greater_LA_Solar | Solar | 0 | 0 | 0 | 0 | 0 | 0 | 0 | 0 | 0 | 0 | 0 | 0 | 0 | 0 | 0 | 0 | 0 | 0 | 0 | 0 | 0 | 0 | 0 | 0 | 0 | 0 | 0 | 0 | 0 | 0 | 0 | 0 | 0 | 0 | 0 | 0
|  | Northern_California_Solar | Solar | 0 | 0 | 0 | 0 | 0 | 0 | 0 | 0.01 | 0.01 | 0.01 | 0.01 | 0.01 | 0 | 0.01 | 0 | 0.01 | 0 | 0.01 | 0 | 0 | 0.01 | 0 | 0 | 0 | 0 | 0.01 | 0 | 0 | 0 | 0 | 0.01 | 0 | 0 | 0 | 0 | 0
|  | Southern_PGAE_Solar | Solar | 0 | 0 | 0 | 0 | 0 | 0 | 0 | 0.35 | 0.5 | 0.6 | 0.6 | 0.6 | 0 | 0.6 | 0 | 0.6 | 0 | 0.6 | 0 | 0 | 0.6 | 0 | 0 | 0 | 0 | 0.6 | 0 | 0 | 0 | 0 | 0.6 | 0 | 0 | 0 | 0 | 0
|  | Tehachapi_Solar | Solar | 0 | 0 | 0 | 0 | 0 | 0 | 0 | 230.73 | 354.27 | 430.06 | 430.06 | 430.06 | 0 | 430.06 | 0 | 430.06 | 0 | 430.06 | 0 | 0 | 430.06 | 0 | 0 | 0 | 0 | 430.06 | 0 | 0 | 0 | 0 | 430.06 | 0 | 0 | 0 | 0 | 0
|  | Greater_Kramer_Solar | Solar | 0 | 0 | 0 | 0 | 0 | 0 | 0 | 0 | 0 | 0 | 0 | 0 | 0 | 0 | 0 | 0 | 0 | 0 | 0 | 0 | 0 | 0 | 0 | 0 | 0 | 0 | 0 | 0 | 0 | 0 | 0 | 0 | 0 | 0 | 0 | 0
|  | Southern_NV_Eldorado_Solar | Solar | 0 | 0 | 0 | 0 | 0 | 0 | 0 | 0 | 0 | 0 | 0 | 0 | 0 | 0 | 0 | 0 | 0 | 0 | 0 | 0 | 0 | 0 | 0 | 0 | 0 | 0 | 0 | 0 | 0 | 0 | 0 | 0 | 0 | 0 | 0 | 0
|  | Riverside_Solar | Solar | 0 | 0 | 0 | 0 | 0 | 0 | 0 | 0 | 0 | 0 | 0 | 0 | 0 | 0 | 0 | 0 | 0 | 0 | 0 | 0 | 0 | 0 | 0 | 0 | 0 | 0 | 0 | 0 | 0 | 0 | 0.01 | 0 | 0 | 0 | 0 | 0
|  | Arizona_Solar | Solar | 0 | 0 | 0 | 0 | 0 | 0 | 0 | 0 | 0 | 0 | 0 | 0 | 0 | 0 | 0 | 0 | 0 | 0 | 0 | 0 | 0 | 0 | 0 | 0 | 0 | 0 | 0 | 0 | 0 | 0 | 0 | 0 | 0 | 0 | 0 | 0
| Type of Wind | Imperial_Solar | Solar | 0 | 0 | 0 | 0 | 0 | 0 | 0 | 0 | 0 | 0 | 0 | 0 | 0 | 0 | 0 | 0 | 0 | 0 | 0 | 0 | 0 | 0 | 0 | 0 | 0 | 0 | 0 | 0 | 0 | 0 | 0 | 0 | 0 | 0 | 0 | 0
| In-State | Northern_California_Wind | Wind | 0 | 0 | 0 | 0 | 0 | 0 | 0 | 0 | 0 | 0 | 0 | 0 | 0 | 0 | 0 | 0 | 0 | 0 | 0 | 0 | 0 | 0 | 0 | 0 | 0 | 0 | 0 | 0 | 0 | 0 | 0 | 0 | 0 | 0 | 0 | 0
| In-State | Solano_Wind | Wind | 0 | 0 | 0 | 0 | 0 | 0 | 0 | 0 | 0 | 0 | 0 | 0 | 0 | 0 | 0 | 0 | 0 | 0 | 0 | 0 | 0 | 0 | 0 | 0 | 0 | 0 | 0 | 0 | 0 | 0 | 0 | 0 | 0 | 0 | 0 | 0
| In-State | Humboldt_Wind | Wind | 0 | 0 | 0 | 0 | 0 | 0 | 0 | 0 | 0 | 0 | 0 | 0 | 0 | 0 | 0 | 0 | 0 | 0 | 0 | 0 | 0 | 0 | 0 | 0 | 0 | 0 | 0 | 0 | 0 | 0 | 0 | 0 | 0 | 0 | 0 | 0
| In-State | NW_Ext_Tx_Wind | Wind | 0 | 0 | 0 | 0 | 0 | 0 | 0 | 0 | 0 | 0 | 0 | 0 | 0 | 0 | 0 | 0 | 0 | 0 | 0 | 0 | 0 | 0 | 0 | 0 | 0 | 0 | 0 | 0 | 0 | 0 | 0 | 0 | 0 | 0 | 0 | 0
| In-State | Kern_Greater_Carrizo_Wind | Wind | 0 | 0 | 0 | 0 | 0 | 0 | 0 | 0 | 0 | 0 | 0 | 0 | 0 | 0 | 0 | 0 | 0 | 0 | 0 | 0 | 0 | 0 | 0 | 0 | 0 | 0 | 0 | 0 | 0 | 0 | 0 | 0 | 0 | 0 | 0 | 0
| In-State | Carrizo_Wind | Wind | 0 | 0 | 0 | 0 | 0 | 0 | 0 | 0 | 0 | 0 | 0 | 0 | 0 | 0 | 0 | 0 | 0 | 0 | 0 | 0 | 0 | 0 | 0 | 0 | 0 | 0 | 0 | 0 | 0 | 0 | 0 | 0 | 0 | 0 | 0 | 0
| In-State | Central_Valley_North_Los_Banos_Wind | Wind | 0 | 0 | 0 | 0 | 0 | 0 | 0 | 0 | 0 | 0 | 0 | 0 | 0 | 0 | 0 | 0 | 0 | 0 | 0 | 0 | 0 | 0 | 0 | 0 | 0 | 0 | 0 | 0 | 0 | 0 | 0 | 0 | 0 | 0 | 0 | 0
| In-State | Tehachapi_Wind | Wind | 0 | 0 | 0 | 0 | 0 | 0 | 0 | 275 | 275 | 275 | 275 | 275 | 0 | 275 | 0 | 275 | 0 | 275 | 0 | 0 | 275 | 0 | 0 | 0 | 0 | 275 | 0 | 0 | 0 | 0 | 275 | 0 | 0 | 0 | 0 | 0
| In-State | Southern_Nevada_Wind | Wind | 0 | 0 | 0 | 0 | 0 | 0 | 0 | 441.96 | 441.96 | 441.96 | 441.96 | 441.96 | 0 | 441.96 | 0 | 441.96 | 0 | 441.96 | 0 | 0 | 441.96 | 0 | 0 | 0 | 0 | 441.96 | 0 | 0 | 0 | 0 | 441.96 | 0 | 0 | 0 | 0 | 0
| Out-Of-State | Wyoming_Wind | Wind | 0 | 0 | 0 | 0 | 0 | 0 | 0 | 0 | 0 | 0 | 0 | 0.01 | 0 | 0.03 | 0 | 1500 | 0 | 1500 | 0 | 0 | 1500 | 0 | 0 | 0 | 0 | 1970.17 | 0 | 0 | 0 | 0 | 1970.17 | 0 | 0 | 0 | 0 | 0
| In-State | Riverside_Palm_Springs_Wind | Wind | 0 | 0 | 0 | 0 | 0 | 0 | 0 | 0 | 0 | 0 | 0 | 0 | 0 | 0 | 0 | 0 | 0 | 0 | 0 | 0 | 0 | 0 | 0 | 0 | 0 | 0 | 0 | 0 | 0 | 0 | 0 | 0 | 0 | 0 | 0 | 0
| Out-Of-State | New_Mexico_Wind | Wind | 0 | 0 | 0 | 0 | 0 | 0 | 0 | 0 | 0 | 0 | 0 | 0.02 | 0 | 0.03 | 0 | 0.03 | 0 | 0.03 | 0 | 0 | 0.03 | 0 | 0 | 0 | 0 | 0.03 | 0 | 0 | 0 | 0 | 0.03 | 0 | 0 | 0 | 0 | 0
| In-State | SW_Ext_Tx_Wind | Wind | 0 | 0 | 0 | 0 | 0 | 0 | 0 | 0 | 0 | 0 | 0 | 0 | 0 | 0 | 0 | 0 | 0 | 0 | 0 | 0 | 0 | 0 | 0 | 0 | 0 | 0 | 0 | 0 | 0 | 0 | 0 | 0 | 0 | 0 | 0 | 0
| In-State | Baja_California_Wind | Wind | 0 | 0 | 0 | 0 | 0 | 0 | 0 | 0 | 0 | 232.99 | 232.99 | 232.99 | 0 | 232.99 | 0 | 232.99 | 0 | 232.99 | 0 | 0 | 232.99 | 0 | 0 | 0 | 0 | 232.99 | 0 | 0 | 0 | 0 | 232.99 | 0 | 0 | 0 | 0 | 0
|  | Humboldt_Bay_Offshore_Wind | Offshore_Wind | 0 | 0 | 0 | 0 | 0 | 0 | 0 | 0 | 0 | 0 | 0 | 0 | 0 | 0 | 0 | 0.01 | 0 | 0.01 | 0 | 0 | 20.52 | 0 | 0 | 0 | 0 | 20.52 | 0 | 0 | 0 | 0 | 20.52 | 0 | 0 | 0 | 0 | 0
|  | Morro_Bay_Offshore_Wind | Offshore_Wind | 0 | 0 | 0 | 0 | 0 | 0 | 0 | 0 | 0 | 0 | 0 | 120 | 0 | 195 | 0 | 195 | 0 | 1707.56 | 0 | 0 | 1707.56 | 0 | 0 | 0 | 0 | 1707.56 | 0 | 0 | 0 | 0 | 1707.56 | 0 | 0 | 0 | 0 | 0
|  | Diablo_Canyon_Offshore_Wind | Offshore_Wind | 0 | 0 | 0 | 0 | 0 | 0 | 0 | 0 | 0 | 0 | 0 | 0 | 0 | 0 | 0 | 0 | 0 | 0 | 0 | 0 | 0 | 0 | 0 | 0 | 0 | 0 | 0 | 0 | 0 | 0 | 0 | 0 | 0 | 0 | 0 | 0
|  | - | - | 0 | 0 | 0 | 0 | 0 | 0 | 0 | 0 | 0 | 0 | 0 | 0 | 0 | 0 | 0 | 0 | 0 | 0 | 0 | 0 | 0 | 0 | 0 | 0 | 0 | 0 | 0 | 0 | 0 | 0 | 0 | 0 | 0 | 0 | 0 | 0
|  | - | - | 0 | 0 | 0 | 0 | 0 | 0 | 0 | 0 | 0 | 0 | 0 | 0 | 0 | 0 | 0 | 0 | 0 | 0 | 0 | 0 | 0 | 0 | 0 | 0 | 0 | 0 | 0 | 0 | 0 | 0 | 0 | 0 | 0 | 0 | 0 | 0
|  | - | - | 0 | 0 | 0 | 0 | 0 | 0 | 0 | 0 | 0 | 0 | 0 | 0 | 0 | 0 | 0 | 0 | 0 | 0 | 0 | 0 | 0 | 0 | 0 | 0 | 0 | 0 | 0 | 0 | 0 | 0 | 0 | 0 | 0 | 0 | 0 | 0
|  | - | - | 0 | 0 | 0 | 0 | 0 | 0 | 0 | 0 | 0 | 0 | 0 | 0 | 0 | 0 | 0 | 0 | 0 | 0 | 0 | 0 | 0 | 0 | 0 | 0 | 0 | 0 | 0 | 0 | 0 | 0 | 0 | 0 | 0 | 0 | 0 | 0
|  | - | - | 0 | 0 | 0 | 0 | 0 | 0 | 0 | 0 | 0 | 0 | 0 | 0 | 0 | 0 | 0 | 0 | 0 | 0 | 0 | 0 | 0 | 0 | 0 | 0 | 0 | 0 | 0 | 0 | 0 | 0 | 0 | 0 | 0 | 0 | 0 | 0
|  | - | - | 0 | 0 | 0 | 0 | 0 | 0 | 0 | 0 | 0 | 0 | 0 | 0 | 0 | 0 | 0 | 0 | 0 | 0 | 0 | 0 | 0 | 0 | 0 | 0 | 0 | 0 | 0 | 0 | 0 | 0 | 0 | 0 | 0 | 0 | 0 | 0
|  | - | - | 0 | 0 | 0 | 0 | 0 | 0 | 0 | 0 | 0 | 0 | 0 | 0 | 0 | 0 | 0 | 0 | 0 | 0 | 0 | 0 | 0 | 0 | 0 | 0 | 0 | 0 | 0 | 0 | 0 | 0 | 0 | 0 | 0 | 0 | 0 | 0
|  | - | - | 0 | 0 | 0 | 0 | 0 | 0 | 0 | 0 | 0 | 0 | 0 | 0 | 0 | 0 | 0 | 0 | 0 | 0 | 0 | 0 | 0 | 0 | 0 | 0 | 0 | 0 | 0 | 0 | 0 | 0 | 0 | 0 | 0 | 0 | 0 | 0
|  | - | - | 0 | 0 | 0 | 0 | 0 | 0 | 0 | 0 | 0 | 0 | 0 | 0 | 0 | 0 | 0 | 0 | 0 | 0 | 0 | 0 | 0 | 0 | 0 | 0 | 0 | 0 | 0 | 0 | 0 | 0 | 0 | 0 | 0 | 0 | 0 | 0
|  | - | - | 0 | 0 | 0 | 0 | 0 | 0 | 0 | 0 | 0 | 0 | 0 | 0 | 0 | 0 | 0 | 0 | 0 | 0 | 0 | 0 | 0 | 0 | 0 | 0 | 0 | 0 | 0 | 0 | 0 | 0 | 0 | 0 | 0 | 0 | 0 | 0
|  | - | - | 0 | 0 | 0 | 0 | 0 | 0 | 0 | 0 | 0 | 0 | 0 | 0 | 0 | 0 | 0 | 0 | 0 | 0 | 0 | 0 | 0 | 0 | 0 | 0 | 0 | 0 | 0 | 0 | 0 | 0 | 0 | 0 | 0 | 0 | 0 | 0
|  | - | - | 0 | 0 | 0 | 0 | 0 | 0 | 0 | 0 | 0 | 0 | 0 | 0 | 0 | 0 | 0 | 0 | 0 | 0 | 0 | 0 | 0 | 0 | 0 | 0 | 0 | 0 | 0 | 0 | 0 | 0 | 0 | 0 | 0 | 0 | 0 | 0
|  | - | - | 0 | 0 | 0 | 0 | 0 | 0 | 0 | 0 | 0 | 0 | 0 | 0 | 0 | 0 | 0 | 0 | 0 | 0 | 0 | 0 | 0 | 0 | 0 | 0 | 0 | 0 | 0 | 0 | 0 | 0 | 0 | 0 | 0 | 0 | 0 | 0
|  | - | - | 0 | 0 | 0 | 0 | 0 | 0 | 0 | 0 | 0 | 0 | 0 | 0 | 0 | 0 | 0 | 0 | 0 | 0 | 0 | 0 | 0 | 0 | 0 | 0 | 0 | 0 | 0 | 0 | 0 | 0 | 0 | 0 | 0 | 0 | 0 | 0
|  | - | - | 0 | 0 | 0 | 0 | 0 | 0 | 0 | 0 | 0 | 0 | 0 | 0 | 0 | 0 | 0 | 0 | 0 | 0 | 0 | 0 | 0 | 0 | 0 | 0 | 0 | 0 | 0 | 0 | 0 | 0 | 0 | 0 | 0 | 0 | 0 | 0
|  | - | - | 0 | 0 | 0 | 0 | 0 | 0 | 0 | 0 | 0 | 0 | 0 | 0 | 0 | 0 | 0 | 0 | 0 | 0 | 0 | 0 | 0 | 0 | 0 | 0 | 0 | 0 | 0 | 0 | 0 | 0 | 0 | 0 | 0 | 0 | 0 | 0
|  | - | - | 0 | 0 | 0 | 0 | 0 | 0 | 0 | 0 | 0 | 0 | 0 | 0 | 0 | 0 | 0 | 0 | 0 | 0 | 0 | 0 | 0 | 0 | 0 | 0 | 0 | 0 | 0 | 0 | 0 | 0 | 0 | 0 | 0 | 0 | 0 | 0
|  | - | - | 0 | 0 | 0 | 0 | 0 | 0 | 0 | 0 | 0 | 0 | 0 | 0 | 0 | 0 | 0 | 0 | 0 | 0 | 0 | 0 | 0 | 0 | 0 | 0 | 0 | 0 | 0 | 0 | 0 | 0 | 0 | 0 | 0 | 0 | 0 | 0
|  | - | - | 0 | 0 | 0 | 0 | 0 | 0 | 0 | 0 | 0 | 0 | 0 | 0 | 0 | 0 | 0 | 0 | 0 | 0 | 0 | 0 | 0 | 0 | 0 | 0 | 0 | 0 | 0 | 0 | 0 | 0 | 0 | 0 | 0 | 0 | 0 | 0
|  | - | - | 0 | 0 | 0 | 0 | 0 | 0 | 0 | 0 | 0 | 0 | 0 | 0 | 0 | 0 | 0 | 0 | 0 | 0 | 0 | 0 | 0 | 0 | 0 | 0 | 0 | 0 | 0 | 0 | 0 | 0 | 0 | 0 | 0 | 0 | 0 | 0
|  | - | - | 0 | 0 | 0 | 0 | 0 | 0 | 0 | 0 | 0 | 0 | 0 | 0 | 0 | 0 | 0 | 0 | 0 | 0 | 0 | 0 | 0 | 0 | 0 | 0 | 0 | 0 | 0 | 0 | 0 | 0 | 0 | 0 | 0 | 0 | 0 | 0
|  | - | - | 0 | 0 | 0 | 0 | 0 | 0 | 0 | 0 | 0 | 0 | 0 | 0 | 0 | 0 | 0 | 0 | 0 | 0 | 0 | 0 | 0 | 0 | 0 | 0 | 0 | 0 | 0 | 0 | 0 | 0 | 0 | 0 | 0 | 0 | 0 | 0
|  | - | - | 0 | 0 | 0 | 0 | 0 | 0 | 0 | 0 | 0 | 0 | 0 | 0 | 0 | 0 | 0 | 0 | 0 | 0 | 0 | 0 | 0 | 0 | 0 | 0 | 0 | 0 | 0 | 0 | 0 | 0 | 0 | 0 | 0 | 0 | 0 | 0
|  | - | - | 0 | 0 | 0 | 0 | 0 | 0 | 0 | 0 | 0 | 0 | 0 | 0 | 0 | 0 | 0 | 0 | 0 | 0 | 0 | 0 | 0 | 0 | 0 | 0 | 0 | 0 | 0 | 0 | 0 | 0 | 0 | 0 | 0 | 0 | 0 | 0
|  | - | - | 0 | 0 | 0 | 0 | 0 | 0 | 0 | 0 | 0 | 0 | 0 | 0 | 0 | 0 | 0 | 0 | 0 | 0 | 0 | 0 | 0 | 0 | 0 | 0 | 0 | 0 | 0 | 0 | 0 | 0 | 0 | 0 | 0 | 0 | 0 | 0
|  | - | - | 0 | 0 | 0 | 0 | 0 | 0 | 0 | 0 | 0 | 0 | 0 | 0 | 0 | 0 | 0 | 0 | 0 | 0 | 0 | 0 | 0 | 0 | 0 | 0 | 0 | 0 | 0 | 0 | 0 | 0 | 0 | 0 | 0 | 0 | 0 | 0
|  | - | - | 0 | 0 | 0 | 0 | 0 | 0 | 0 | 0 | 0 | 0 | 0 | 0 | 0 | 0 | 0 | 0 | 0 | 0 | 0 | 0 | 0 | 0 | 0 | 0 | 0 | 0 | 0 | 0 | 0 | 0 | 0 | 0 | 0 | 0 | 0 | 0
|  | - | - | 0 | 0 | 0 | 0 | 0 | 0 | 0 | 0 | 0 | 0 | 0 | 0 | 0 | 0 | 0 | 0 | 0 | 0 | 0 | 0 | 0 | 0 | 0 | 0 | 0 | 0 | 0 | 0 | 0 | 0 | 0 | 0 | 0 | 0 | 0 | 0
Undelivered Capacity (MW) (Excluded Storage Reesources)
|  | Transmission Constraint |  | 2015 | 2016 | 2017 | 2018 | 2019 | 2020 | 2021 | 2022 | 2023 | 2024 | 2025 | 2026 | 2027 | 2028 | 2029 | 2030 | 2031 | 2032 | 2033 | 2034 | 2035 | 2036 | 2037 | 2038 | 2039 | 2040 | 2041 | 2042 | 2043 | 2044 | 2045 | 2046 | 2047 | 2048 | 2049 | 2050
|  | Solano_Geothermal | Geothermal | 0 | 0 | 0 | 0 | 0 | 0 | 0 | 0 | 0 | 0 | 0 | 0 | 0 | 0 | 0 | 0 | 0 | 0 | 0 | 0 | 0 | 0 | 0 | 0 | 0 | 0 | 0 | 0 | 0 | 0 | 0 | 0 | 0 | 0 | 0 | 0
|  | Northern_California_Geothermal | Geothermal | 0 | 0 | 0 | 0 | 0 | 0 | 0 | 0 | 0 | 0 | 0 | 0 | 0 | 0 | 0 | 0 | 0 | 0 | 0 | 0 | 0 | 0 | 0 | 0 | 0 | 0 | 0 | 0 | 0 | 0 | 361.7 | 0 | 0 | 0 | 0 | 0
|  | Inyokern_North_Kramer_Geothermal | Geothermal | 0 | 0 | 0 | 0 | 0 | 0 | 0 | 0 | 0 | 0 | 0 | 0 | 0 | 0 | 0 | 0 | 0 | 0 | 0 | 0 | 0 | 0 | 0 | 0 | 0 | 0 | 0 | 0 | 0 | 0 | 0 | 0 | 0 | 0 | 0 | 0
|  | Southern_Nevada_Geothermal | Geothermal | 0 | 0 | 0 | 0 | 0 | 0 | 0 | 0 | 0 | 0 | 0 | 0 | 0 | 0 | 0 | 0 | 0 | 0 | 0 | 0 | 0 | 0 | 0 | 0 | 0 | 0 | 0 | 0 | 0 | 0 | 0 | 0 | 0 | 0 | 0 | 0
|  | Riverside_Palm_Springs_Geothermal | Geothermal | 0 | 0 | 0 | 0 | 0 | 0 | 0 | 0 | 0 | 0 | 0 | 0 | 0 | 0 | 0 | 0 | 0 | 0 | 0 | 0 | 0 | 0 | 0 | 0 | 0 | 0 | 0 | 0 | 0 | 0 | 0 | 0 | 0 | 0 | 0 | 0
|  | Greater_Imperial_Geothermal | Geothermal | 0 | 0 | 0 | 0 | 0 | 0 | 0 | 0 | 0 | 0 | 0 | 0 | 0 | 0 | 0 | 0 | 0 | 0 | 0 | 0 | 0 | 0 | 0 | 0 | 0 | 0 | 0 | 0 | 0 | 0 | 0 | 0 | 0 | 0 | 0 | 0
|  | Greater_LA_Solar | Solar | 0 | 0 | 0 | 0 | 0 | 0 | 0 | 0.52 | 0.53 | 0.53 | 0.53 | 0.53 | 0 | 0.53 | 0 | 0.53 | 0 | 0.53 | 0 | 0 | 0.54 | 0 | 0 | 0 | 0 | 2999.99 | 0 | 0 | 0 | 0 | 3000 | 0 | 0 | 0 | 0 | 0
|  | Northern_California_Solar | Solar | 0 | 0 | 0 | 0 | 0 | 0 | 0 | 0.01 | 0.01 | 0.01 | 0.01 | 0.01 | 0 | 0.01 | 0 | 0.01 | 0 | 0.01 | 0 | 0 | 0.01 | 0 | 0 | 0 | 0 | 0.01 | 0 | 0 | 0 | 0 | 0.01 | 0 | 0 | 0 | 0 | 0
|  | Southern_PGAE_Solar | Solar | 0 | 0 | 0 | 0 | 0 | 0 | 0 | 407.51 | 848.47 | 982.53 | 1062.41 | 1062.41 | 0 | 1071.7 | 0 | 1237.4 | 0 | 1237.4 | 0 | 0 | 1237.4 | 0 | 0 | 0 | 0 | 1237.41 | 0 | 0 | 0 | 0 | 24078.84 | 0 | 0 | 0 | 0 | 0
|  | Tehachapi_Solar | Solar | 0 | 0 | 0 | 0 | 0 | 0 | 0 | 226.78 | 745.71 | 886.28 | 2403.51 | 2403.51 | 0 | 2403.52 | 0 | 2539.46 | 0 | 2539.47 | 0 | 0 | 2539.47 | 0 | 0 | 0 | 0 | 5858.93 | 0 | 0 | 0 | 0 | 5858.94 | 0 | 0 | 0 | 0 | 0
|  | Greater_Kramer_Solar | Solar | 0 | 0 | 0 | 0 | 0 | 0 | 0 | 19.37 | 48.05 | 495.11 | 1847.01 | 1847.01 | 0 | 1847.01 | 0 | 1847.02 | 0 | 1847.12 | 0 | 0 | 4087 | 0 | 0 | 0 | 0 | 4834.55 | 0 | 0 | 0 | 0 | 5359.74 | 0 | 0 | 0 | 0 | 0
|  | Southern_NV_Eldorado_Solar | Solar | 0 | 0 | 0 | 0 | 0 | 0 | 0 | 876.58 | 2464.76 | 2464.77 | 2464.77 | 2464.77 | 0 | 2464.77 | 0 | 4160 | 0 | 7323.77 | 0 | 0 | 7323.8 | 0 | 0 | 0 | 0 | 7323.81 | 0 | 0 | 0 | 0 | 7843.29 | 0 | 0 | 0 | 0 | 0
|  | Riverside_Solar | Solar | 0 | 0 | 0 | 0 | 0 | 0 | 0 | 1313.05 | 1989.86 | 2384.64 | 2665.86 | 2665.86 | 0 | 3053.41 | 0 | 4001.29 | 0 | 4001.29 | 0 | 0 | 11233.01 | 0 | 0 | 0 | 0 | 20905.86 | 0 | 0 | 0 | 0 | 25643.53 | 0 | 0 | 0 | 0 | 0
|  | Arizona_Solar | Solar | 0 | 0 | 0 | 0 | 0 | 0 | 0 | 0.01 | 0.01 | 0.01 | 0.01 | 0.01 | 0 | 0.01 | 0 | 0.01 | 0 | 0.01 | 0 | 0 | 0.01 | 0 | 0 | 0 | 0 | 0.01 | 0 | 0 | 0 | 0 | 0.01 | 0 | 0 | 0 | 0 | 0
| Type of Wind | Imperial_Solar | Solar | 0 | 0 | 0 | 0 | 0 | 0 | 0 | 0.01 | 0.01 | 0.01 | 0.01 | 0.01 | 0 | 0.01 | 0 | 0.01 | 0 | 0.01 | 0 | 0 | 0.01 | 0 | 0 | 0 | 0 | 0.01 | 0 | 0 | 0 | 0 | 0.01 | 0 | 0 | 0 | 0 | 0
| In-State | Northern_California_Wind | Wind | 0 | 0 | 0 | 0 | 0 | 0 | 0 | 1.09 | 1.09 | 1.09 | 865.9 | 865.9 | 0 | 865.9 | 0 | 865.9 | 0 | 865.9 | 0 | 0 | 865.9 | 0 | 0 | 0 | 0 | 865.9 | 0 | 0 | 0 | 0 | 865.9 | 0 | 0 | 0 | 0 | 0
| In-State | Solano_Wind | Wind | 0 | 0 | 0 | 0 | 0 | 0 | 0 | 294.34 | 294.34 | 294.34 | 294.34 | 294.34 | 0 | 294.34 | 0 | 294.34 | 0 | 294.34 | 0 | 0 | 294.34 | 0 | 0 | 0 | 0 | 294.34 | 0 | 0 | 0 | 0 | 294.34 | 0 | 0 | 0 | 0 | 0
| In-State | Humboldt_Wind | Wind | 0 | 0 | 0 | 0 | 0 | 0 | 0 | 34 | 34 | 34 | 34 | 34 | 0 | 34 | 0 | 34 | 0 | 34 | 0 | 0 | 34 | 0 | 0 | 0 | 0 | 34 | 0 | 0 | 0 | 0 | 34 | 0 | 0 | 0 | 0 | 0
| In-State | NW_Ext_Tx_Wind | Wind | 0 | 0 | 0 | 0 | 0 | 0 | 0 | 0.06 | 0.06 | 0.06 | 0.08 | 0.08 | 0 | 0.08 | 0 | 0.08 | 0 | 0.08 | 0 | 0 | 0.08 | 0 | 0 | 0 | 0 | 0.08 | 0 | 0 | 0 | 0 | 1500 | 0 | 0 | 0 | 0 | 0
| In-State | Kern_Greater_Carrizo_Wind | Wind | 0 | 0 | 0 | 0 | 0 | 0 | 0 | 59.99 | 59.99 | 59.99 | 60 | 60 | 0 | 60 | 0 | 60 | 0 | 60 | 0 | 0 | 60 | 0 | 0 | 0 | 0 | 60 | 0 | 0 | 0 | 0 | 60 | 0 | 0 | 0 | 0 | 0
| In-State | Carrizo_Wind | Wind | 0 | 0 | 0 | 0 | 0 | 0 | 0 | 1.8 | 23.9 | 51.69 | 287 | 287 | 0 | 287 | 0 | 287 | 0 | 287 | 0 | 0 | 287 | 0 | 0 | 0 | 0 | 287 | 0 | 0 | 0 | 0 | 287 | 0 | 0 | 0 | 0 | 0
| In-State | Central_Valley_North_Los_Banos_Wind | Wind | 0 | 0 | 0 | 0 | 0 | 0 | 0 | 173 | 173 | 173 | 173 | 173 | 0 | 173 | 0 | 173 | 0 | 173 | 0 | 0 | 173 | 0 | 0 | 0 | 0 | 173 | 0 | 0 | 0 | 0 | 173 | 0 | 0 | 0 | 0 | 0
| In-State | Tehachapi_Wind | Wind | 0 | 0 | 0 | 0 | 0 | 0 | 0 | 0 | 0 | 0 | 0 | 0 | 0 | 0 | 0 | 0 | 0 | 0 | 0 | 0 | 0 | 0 | 0 | 0 | 0 | 0 | 0 | 0 | 0 | 0 | 0 | 0 | 0 | 0 | 0 | 0
| In-State | Southern_Nevada_Wind | Wind | 0 | 0 | 0 | 0 | 0 | 0 | 0 | 0 | 0 | 0 | 0.07 | 0.07 | 0 | 0.07 | 0 | 0.07 | 0 | 0.07 | 0 | 0 | 0.07 | 0 | 0 | 0 | 0 | 0.07 | 0 | 0 | 0 | 0 | 0.07 | 0 | 0 | 0 | 0 | 0
| Out-Of-State | Wyoming_Wind | Wind | 0 | 0 | 0 | 0 | 0 | 0 | 0 | 0 | 0 | 0 | 0 | 0 | 0 | 0 | 0 | 0 | 0 | 0 | 0 | 0 | 0 | 0 | 0 | 0 | 0 | 0 | 0 | 0 | 0 | 0 | 0 | 0 | 0 | 0 | 0 | 0
| In-State | Riverside_Palm_Springs_Wind | Wind | 0 | 0 | 0 | 0 | 0 | 0 | 0 | 0 | 0 | 0 | 0 | 0 | 0 | 0 | 0 | 0 | 0 | 0 | 0 | 0 | 0 | 0 | 0 | 0 | 0 | 0 | 0 | 0 | 0 | 0 | 0 | 0 | 0 | 0 | 0 | 0
| Out-Of-State | New_Mexico_Wind | Wind | 0 | 0 | 0 | 0 | 0 | 0 | 0 | 0 | 0 | 0 | 0 | 0 | 0 | 0 | 0 | 0 | 0 | 0 | 0 | 0 | 0 | 0 | 0 | 0 | 0 | 0 | 0 | 0 | 0 | 0 | 0 | 0 | 0 | 0 | 0 | 0
| In-State | SW_Ext_Tx_Wind | Wind | 0 | 0 | 0 | 0 | 0 | 0 | 0 | 415.5 | 415.51 | 415.51 | 500 | 500 | 0 | 500 | 0 | 500 | 0 | 500 | 0 | 0 | 500 | 0 | 0 | 0 | 0 | 500 | 0 | 0 | 0 | 0 | 500 | 0 | 0 | 0 | 0 | 0
| In-State | Baja_California_Wind | Wind | 0 | 0 | 0 | 0 | 0 | 0 | 0 | 0 | 0 | 69.07 | 367.01 | 367.01 | 0 | 367.01 | 0 | 367.01 | 0 | 367.01 | 0 | 0 | 367.01 | 0 | 0 | 0 | 0 | 367.01 | 0 | 0 | 0 | 0 | 367.01 | 0 | 0 | 0 | 0 | 0
|  | Humboldt_Bay_Offshore_Wind | Offshore_Wind | 0 | 0 | 0 | 0 | 0 | 0 | 0 | 0 | 0 | 0 | 0 | 0 | 0 | 0 | 0 | 0 | 0 | 0 | 0 | 0 | 0 | 0 | 0 | 0 | 0 | 0 | 0 | 0 | 0 | 0 | 0 | 0 | 0 | 0 | 0 | 0
|  | Morro_Bay_Offshore_Wind | Offshore_Wind | 0 | 0 | 0 | 0 | 0 | 0 | 0 | 0 | 0 | 0 | 0 | 0 | 0 | 0 | 0 | 0 | 0 | 0 | 0 | 0 | 0 | 0 | 0 | 0 | 0 | 0 | 0 | 0 | 0 | 0 | 0 | 0 | 0 | 0 | 0 | 0
|  | Diablo_Canyon_Offshore_Wind | Offshore_Wind | 0 | 0 | 0 | 0 | 0 | 0 | 0 | 0 | 0 | 0 | 0 | 0 | 0 | 0 | 0 | 0 | 0 | 0 | 0 | 0 | 0 | 0 | 0 | 0 | 0 | 0 | 0 | 0 | 0 | 0 | 0 | 0 | 0 | 0 | 0 | 0
|  | - | - | 0 | 0 | 0 | 0 | 0 | 0 | 0 | 0 | 0 | 0 | 0 | 0 | 0 | 0 | 0 | 0 | 0 | 0 | 0 | 0 | 0 | 0 | 0 | 0 | 0 | 0 | 0 | 0 | 0 | 0 | 0 | 0 | 0 | 0 | 0 | 0
|  | - | - | 0 | 0 | 0 | 0 | 0 | 0 | 0 | 0 | 0 | 0 | 0 | 0 | 0 | 0 | 0 | 0 | 0 | 0 | 0 | 0 | 0 | 0 | 0 | 0 | 0 | 0 | 0 | 0 | 0 | 0 | 0 | 0 | 0 | 0 | 0 | 0
|  | - | - | 0 | 0 | 0 | 0 | 0 | 0 | 0 | 0 | 0 | 0 | 0 | 0 | 0 | 0 | 0 | 0 | 0 | 0 | 0 | 0 | 0 | 0 | 0 | 0 | 0 | 0 | 0 | 0 | 0 | 0 | 0 | 0 | 0 | 0 | 0 | 0
|  | - | - | 0 | 0 | 0 | 0 | 0 | 0 | 0 | 0 | 0 | 0 | 0 | 0 | 0 | 0 | 0 | 0 | 0 | 0 | 0 | 0 | 0 | 0 | 0 | 0 | 0 | 0 | 0 | 0 | 0 | 0 | 0 | 0 | 0 | 0 | 0 | 0
|  | - | - | 0 | 0 | 0 | 0 | 0 | 0 | 0 | 0 | 0 | 0 | 0 | 0 | 0 | 0 | 0 | 0 | 0 | 0 | 0 | 0 | 0 | 0 | 0 | 0 | 0 | 0 | 0 | 0 | 0 | 0 | 0 | 0 | 0 | 0 | 0 | 0
|  | - | - | 0 | 0 | 0 | 0 | 0 | 0 | 0 | 0 | 0 | 0 | 0 | 0 | 0 | 0 | 0 | 0 | 0 | 0 | 0 | 0 | 0 | 0 | 0 | 0 | 0 | 0 | 0 | 0 | 0 | 0 | 0 | 0 | 0 | 0 | 0 | 0
|  | - | - | 0 | 0 | 0 | 0 | 0 | 0 | 0 | 0 | 0 | 0 | 0 | 0 | 0 | 0 | 0 | 0 | 0 | 0 | 0 | 0 | 0 | 0 | 0 | 0 | 0 | 0 | 0 | 0 | 0 | 0 | 0 | 0 | 0 | 0 | 0 | 0
|  | - | - | 0 | 0 | 0 | 0 | 0 | 0 | 0 | 0 | 0 | 0 | 0 | 0 | 0 | 0 | 0 | 0 | 0 | 0 | 0 | 0 | 0 | 0 | 0 | 0 | 0 | 0 | 0 | 0 | 0 | 0 | 0 | 0 | 0 | 0 | 0 | 0
|  | - | - | 0 | 0 | 0 | 0 | 0 | 0 | 0 | 0 | 0 | 0 | 0 | 0 | 0 | 0 | 0 | 0 | 0 | 0 | 0 | 0 | 0 | 0 | 0 | 0 | 0 | 0 | 0 | 0 | 0 | 0 | 0 | 0 | 0 | 0 | 0 | 0
|  | - | - | 0 | 0 | 0 | 0 | 0 | 0 | 0 | 0 | 0 | 0 | 0 | 0 | 0 | 0 | 0 | 0 | 0 | 0 | 0 | 0 | 0 | 0 | 0 | 0 | 0 | 0 | 0 | 0 | 0 | 0 | 0 | 0 | 0 | 0 | 0 | 0
|  | - | - | 0 | 0 | 0 | 0 | 0 | 0 | 0 | 0 | 0 | 0 | 0 | 0 | 0 | 0 | 0 | 0 | 0 | 0 | 0 | 0 | 0 | 0 | 0 | 0 | 0 | 0 | 0 | 0 | 0 | 0 | 0 | 0 | 0 | 0 | 0 | 0
|  | - | - | 0 | 0 | 0 | 0 | 0 | 0 | 0 | 0 | 0 | 0 | 0 | 0 | 0 | 0 | 0 | 0 | 0 | 0 | 0 | 0 | 0 | 0 | 0 | 0 | 0 | 0 | 0 | 0 | 0 | 0 | 0 | 0 | 0 | 0 | 0 | 0
|  | - | - | 0 | 0 | 0 | 0 | 0 | 0 | 0 | 0 | 0 | 0 | 0 | 0 | 0 | 0 | 0 | 0 | 0 | 0 | 0 | 0 | 0 | 0 | 0 | 0 | 0 | 0 | 0 | 0 | 0 | 0 | 0 | 0 | 0 | 0 | 0 | 0
|  | - | - | 0 | 0 | 0 | 0 | 0 | 0 | 0 | 0 | 0 | 0 | 0 | 0 | 0 | 0 | 0 | 0 | 0 | 0 | 0 | 0 | 0 | 0 | 0 | 0 | 0 | 0 | 0 | 0 | 0 | 0 | 0 | 0 | 0 | 0 | 0 | 0
|  | - | - | 0 | 0 | 0 | 0 | 0 | 0 | 0 | 0 | 0 | 0 | 0 | 0 | 0 | 0 | 0 | 0 | 0 | 0 | 0 | 0 | 0 | 0 | 0 | 0 | 0 | 0 | 0 | 0 | 0 | 0 | 0 | 0 | 0 | 0 | 0 | 0
|  | - | - | 0 | 0 | 0 | 0 | 0 | 0 | 0 | 0 | 0 | 0 | 0 | 0 | 0 | 0 | 0 | 0 | 0 | 0 | 0 | 0 | 0 | 0 | 0 | 0 | 0 | 0 | 0 | 0 | 0 | 0 | 0 | 0 | 0 | 0 | 0 | 0
|  | - | - | 0 | 0 | 0 | 0 | 0 | 0 | 0 | 0 | 0 | 0 | 0 | 0 | 0 | 0 | 0 | 0 | 0 | 0 | 0 | 0 | 0 | 0 | 0 | 0 | 0 | 0 | 0 | 0 | 0 | 0 | 0 | 0 | 0 | 0 | 0 | 0
|  | - | - | 0 | 0 | 0 | 0 | 0 | 0 | 0 | 0 | 0 | 0 | 0 | 0 | 0 | 0 | 0 | 0 | 0 | 0 | 0 | 0 | 0 | 0 | 0 | 0 | 0 | 0 | 0 | 0 | 0 | 0 | 0 | 0 | 0 | 0 | 0 | 0
|  | - | - | 0 | 0 | 0 | 0 | 0 | 0 | 0 | 0 | 0 | 0 | 0 | 0 | 0 | 0 | 0 | 0 | 0 | 0 | 0 | 0 | 0 | 0 | 0 | 0 | 0 | 0 | 0 | 0 | 0 | 0 | 0 | 0 | 0 | 0 | 0 | 0
|  | - | - | 0 | 0 | 0 | 0 | 0 | 0 | 0 | 0 | 0 | 0 | 0 | 0 | 0 | 0 | 0 | 0 | 0 | 0 | 0 | 0 | 0 | 0 | 0 | 0 | 0 | 0 | 0 | 0 | 0 | 0 | 0 | 0 | 0 | 0 | 0 | 0
|  | - | - | 0 | 0 | 0 | 0 | 0 | 0 | 0 | 0 | 0 | 0 | 0 | 0 | 0 | 0 | 0 | 0 | 0 | 0 | 0 | 0 | 0 | 0 | 0 | 0 | 0 | 0 | 0 | 0 | 0 | 0 | 0 | 0 | 0 | 0 | 0 | 0
|  | - | - | 0 | 0 | 0 | 0 | 0 | 0 | 0 | 0 | 0 | 0 | 0 | 0 | 0 | 0 | 0 | 0 | 0 | 0 | 0 | 0 | 0 | 0 | 0 | 0 | 0 | 0 | 0 | 0 | 0 | 0 | 0 | 0 | 0 | 0 | 0 | 0
|  | - | - | 0 | 0 | 0 | 0 | 0 | 0 | 0 | 0 | 0 | 0 | 0 | 0 | 0 | 0 | 0 | 0 | 0 | 0 | 0 | 0 | 0 | 0 | 0 | 0 | 0 | 0 | 0 | 0 | 0 | 0 | 0 | 0 | 0 | 0 | 0 | 0
|  | - | - | 0 | 0 | 0 | 0 | 0 | 0 | 0 | 0 | 0 | 0 | 0 | 0 | 0 | 0 | 0 | 0 | 0 | 0 | 0 | 0 | 0 | 0 | 0 | 0 | 0 | 0 | 0 | 0 | 0 | 0 | 0 | 0 | 0 | 0 | 0 | 0
|  | - | - | 0 | 0 | 0 | 0 | 0 | 0 | 0 | 0 | 0 | 0 | 0 | 0 | 0 | 0 | 0 | 0 | 0 | 0 | 0 | 0 | 0 | 0 | 0 | 0 | 0 | 0 | 0 | 0 | 0 | 0 | 0 | 0 | 0 | 0 | 0 | 0
|  | - | - | 0 | 0 | 0 | 0 | 0 | 0 | 0 | 0 | 0 | 0 | 0 | 0 | 0 | 0 | 0 | 0 | 0 | 0 | 0 | 0 | 0 | 0 | 0 | 0 | 0 | 0 | 0 | 0 | 0 | 0 | 0 | 0 | 0 | 0 | 0 | 0
|  | - | - | 0 | 0 | 0 | 0 | 0 | 0 | 0 | 0 | 0 | 0 | 0 | 0 | 0 | 0 | 0 | 0 | 0 | 0 | 0 | 0 | 0 | 0 | 0 | 0 | 0 | 0 | 0 | 0 | 0 | 0 | 0 | 0 | 0 | 0 | 0 | 0
|  | - | - | 0 | 0 | 0 | 0 | 0 | 0 | 0 | 0 | 0 | 0 | 0 | 0 | 0 | 0 | 0 | 0 | 0 | 0 | 0 | 0 | 0 | 0 | 0 | 0 | 0 | 0 | 0 | 0 | 0 | 0 | 0 | 0 | 0 | 0 | 0 | 0
Transmission Constraints
Cumulative Transmission Upgrades (MW)
|  | Transmission Constraint |  | 2015 | 2016 | 2017 | 2018 | 2019 | 2020 | 2021 | 2022 | 2023 | 2024 | 2025 | 2026 | 2027 | 2028 | 2029 | 2030 | 2031 | 2032 | 2033 | 2034 | 2035 | 2036 | 2037 | 2038 | 2039 | 2040 | 2041 | 2042 | 2043 | 2044 | 2045 | 2046 | 2047 | 2048 | 2049 | 2050
| 1 | Colorado_River_500_230_group | MW | 0 | 0 | 0 | 0 | 0 | 0 | 0 | 0 | 0 | 0 | 0 | 0 | 0 | 0 | 0 | 0 | 0 | 0 | 0 | 0 | 0 | 0 | 0 | 0 | 0 | 0 | 0 | 0 | 0 | 0 | 0 | 0 | 0 | 0 | 0 | 0
| 2 | Contra_Costa_Delta_Switchyard_230_group | MW | 0 | 0 | 0 | 0 | 0 | 0 | 0 | 0 | 0 | 0 | 0 | 0 | 0 | 0 | 0 | 0 | 0 | 0 | 0 | 0 | 0 | 0 | 0 | 0 | 0 | 0 | 0 | 0 | 0 | 0 | 0 | 0 | 0 | 0 | 0 | 0
| 3 | Delevan_Cortina_230_group | MW | 0 | 0 | 0 | 0 | 0 | 0 | 0 | 0 | 0 | 0 | 0 | 0 | 0 | 0 | 0 | 0 | 0 | 0 | 0 | 0 | 41.02 | 0 | 0 | 0 | 0 | 41.02 | 0 | 0 | 0 | 0 | 1339.65 | 0 | 0 | 0 | 0 | 0
| 4 | Devers_Red_Bluff_group | MW | 0 | 0 | 0 | 0 | 0 | 0 | 0 | 0 | 0 | 0 | 0 | 0 | 0 | 0 | 0 | 0 | 0 | 0 | 0 | 0 | 0 | 0 | 0 | 0 | 0 | 0 | 0 | 0 | 0 | 0 | 0 | 0 | 0 | 0 | 0 | 0
| 5 | East_of_Miguel_group | MW | 0 | 0 | 0 | 0 | 0 | 0 | 0 | 0 | 0 | 0 | 0 | 0 | 0 | 0 | 0 | 0 | 0 | 0 | 0 | 0 | 0 | 0 | 0 | 0 | 0 | 0 | 0 | 0 | 0 | 0 | 0 | 0 | 0 | 0 | 0 | 0
| 6 | Eldorado_500_230_group | MW | 0 | 0 | 0 | 0 | 0 | 0 | 0 | 0 | 0 | 0 | 0 | 0 | 0 | 0 | 0 | 0 | 0 | 0 | 0 | 0 | 0 | 0 | 0 | 0 | 0 | 0 | 0 | 0 | 0 | 0 | 400 | 0 | 0 | 0 | 0 | 0
| 7 | Encina_San_Luis_Rey_group | MW | 0 | 0 | 0 | 0 | 0 | 0 | 0 | 0 | 0 | 0 | 0 | 0 | 0 | 0 | 0 | 0 | 0 | 0 | 0 | 0 | 0 | 0 | 0 | 0 | 0 | 0 | 0 | 0 | 0 | 0 | 134 | 0 | 0 | 0 | 0 | 0
| 8 | GLW_VEA_group | MW | 0 | 0 | 0 | 0 | 0 | 0 | 0 | 0 | 0 | 0 | 0 | 0 | 0 | 266.17 | 0 | 266.17 | 0 | 266.17 | 0 | 0 | 266.17 | 0 | 0 | 0 | 0 | 266.17 | 0 | 0 | 0 | 0 | 266.17 | 0 | 0 | 0 | 0 | 0
| 9 | Gates_500_230_Transformer_group | MW | 0 | 0 | 0 | 0 | 0 | 0 | 0 | 0 | 0 | 0 | 0 | 0 | 0 | 0 | 0 | 0 | 0 | 0 | 0 | 0 | 0 | 0 | 0 | 0 | 0 | 0 | 0 | 0 | 0 | 0 | 0 | 0 | 0 | 0 | 0 | 0
| 10 | Gates_Arco_Midway_230_group | MW | 0 | 0 | 0 | 0 | 0 | 0 | 0 | 0 | 0 | 0 | 0 | 0 | 0 | 0 | 0 | 0 | 0 | 276.56 | 0 | 0 | 276.56 | 0 | 0 | 0 | 0 | 276.56 | 0 | 0 | 0 | 0 | 276.56 | 0 | 0 | 0 | 0 | 0
| 11 | Gates_Panoche_230_group | MW | 0 | 0 | 0 | 0 | 0 | 0 | 0 | 0 | 0 | 0 | 0 | 0 | 0 | 0 | 0 | 0 | 0 | 0 | 0 | 0 | 0 | 0 | 0 | 0 | 0 | 0 | 0 | 0 | 0 | 0 | 377.98 | 0 | 0 | 0 | 0 | 0
| 12 | Greater_LA_group | MW | 0 | 0 | 0 | 0 | 0 | 0 | 0 | 0 | 0 | 0 | 0 | 0 | 0 | 0 | 0 | 0 | 0 | 0 | 0 | 0 | 0 | 0 | 0 | 0 | 0 | 0 | 0 | 0 | 0 | 0 | 0 | 0 | 0 | 0 | 0 | 0
| 13 | Humboldt_Trinity_115_group | MW | 0 | 0 | 0 | 0 | 0 | 0 | 0 | 0 | 0 | 0 | 0 | 0 | 0 | 0 | 0 | 0 | 0 | 0 | 0 | 0 | 0 | 0 | 0 | 0 | 0 | 0 | 0 | 0 | 0 | 0 | 0 | 0 | 0 | 0 | 0 | 0
| 14 | Imperial_Valley_group | MW | 0 | 0 | 0 | 0 | 0 | 0 | 0 | 0 | 0 | 0 | 0 | 0 | 0 | 0 | 0 | 0 | 0 | 0 | 0 | 0 | 0 | 0 | 0 | 0 | 0 | 0 | 0 | 0 | 0 | 0 | 0 | 0 | 0 | 0 | 0 | 0
| 15 | Internal_San_Diego_group | MW | 0 | 0 | 0 | 0 | 0 | 0 | 0 | 0 | 0 | 0 | 0 | 0 | 0 | 147.76 | 0 | 147.9 | 0 | 147.9 | 0 | 0 | 147.9 | 0 | 0 | 0 | 0 | 147.91 | 0 | 0 | 0 | 0 | 2067 | 0 | 0 | 0 | 0 | 0
| 16 | Los_Banos_500_230_Transformer_group | MW | 0 | 0 | 0 | 0 | 0 | 0 | 0 | 0 | 0 | 0 | 0 | 0 | 0 | 0 | 0 | 0 | 0 | 0 | 0 | 0 | 0 | 0 | 0 | 0 | 0 | 0 | 0 | 0 | 0 | 0 | 0 | 0 | 0 | 0 | 0 | 0
| 17 | Los_Banos_Gates_500_OPDS_group | MW | 0 | 0 | 0 | 0 | 0 | 0 | 0 | 0 | 0 | 0 | 0 | 0 | 0 | 0 | 0 | 0 | 0 | 0 | 0 | 0 | 0 | 0 | 0 | 0 | 0 | 0 | 0 | 0 | 0 | 0 | 0 | 0 | 0 | 0 | 0 | 0
| 18 | Lugo_Transformer_group | MW | 0 | 0 | 0 | 0 | 0 | 0 | 0 | 0 | 0 | 0 | 0 | 0 | 0 | 0 | 0 | 0 | 0 | 0 | 0 | 0 | 0 | 0 | 0 | 0 | 0 | 575.6 | 0 | 0 | 0 | 0 | 980 | 0 | 0 | 0 | 0 | 0
| 19 | Mohave_Eldorado_500_group | MW | 0 | 0 | 0 | 0 | 0 | 0 | 0 | 0 | 0 | 0 | 0 | 0 | 0 | 0 | 0 | 0 | 0 | 0 | 0 | 0 | 0 | 0 | 0 | 0 | 0 | 0 | 0 | 0 | 0 | 0 | 0 | 0 | 0 | 0 | 0 | 0
| 20 | Morro_Bay_Templeton_230_group | MW | 0 | 0 | 0 | 0 | 0 | 0 | 0 | 0 | 0 | 0 | 0 | 0 | 0 | 0 | 0 | 0 | 0 | 0 | 0 | 0 | 0 | 0 | 0 | 0 | 0 | 0 | 0 | 0 | 0 | 0 | 0 | 0 | 0 | 0 | 0 | 0
| 21 | Moss_Landing_Los_Banos_230_OPDS_group | MW | 0 | 0 | 0 | 0 | 0 | 0 | 0 | 0 | 0 | 0 | 0 | 0 | 0 | 0 | 0 | 0 | 0 | 0 | 0 | 0 | 0 | 0 | 0 | 0 | 0 | 0 | 0 | 0 | 0 | 0 | 0 | 0 | 0 | 0 | 0 | 0
| 22 | San_Luis_Rey_San_Onofre_group | MW | 0 | 0 | 0 | 0 | 0 | 0 | 0 | 0 | 0 | 0 | 0 | 0 | 0 | 0 | 0 | 0 | 0 | 0 | 0 | 0 | 0 | 0 | 0 | 0 | 0 | 0 | 0 | 0 | 0 | 0 | 1287 | 0 | 0 | 0 | 0 | 0
| 23 | Serrano_Alberhill_group | MW | 0 | 0 | 0 | 0 | 0 | 0 | 0 | 0 | 0 | 0 | 0 | 0 | 0 | 0 | 0 | 0 | 0 | 0 | 0 | 0 | 0 | 0 | 0 | 0 | 0 | 0 | 0 | 0 | 0 | 0 | 3648 | 0 | 0 | 0 | 0 | 0
| 24 | Silvergate_Bay_Boulevard_group | MW | 0 | 0 | 0 | 0 | 0 | 0 | 0 | 0 | 0 | 0 | 0 | 0 | 0 | 0 | 0 | 0 | 0 | 0 | 0 | 0 | 0 | 0 | 0 | 0 | 0 | 0 | 0 | 0 | 0 | 0 | 1832.86 | 0 | 0 | 0 | 0 | 0
| 25 | South_Kramer_Victor_Lugo_group | MW | 0 | 0 | 0 | 0 | 0 | 0 | 0 | 0 | 0 | 0 | 0 | 0 | 0 | 0 | 0 | 0 | 0 | 0 | 0 | 0 | 0 | 0 | 0 | 0 | 0 | 0 | 0 | 0 | 0 | 0 | 0 | 0 | 0 | 0 | 0 | 0
| 26 | South_Kramer_Victor_group | MW | 0 | 0 | 0 | 0 | 0 | 0 | 0 | 0 | 0 | 0 | 0 | 0 | 0 | 0 | 0 | 0 | 0 | 0 | 0 | 0 | 0 | 0 | 0 | 0 | 0 | 0 | 0 | 0 | 0 | 0 | 0 | 0 | 0 | 0 | 0 | 0
| 27 | Tehachapi_Antelope_group | MW | 0 | 0 | 0 | 0 | 0 | 0 | 0 | 0 | 0 | 0 | 0 | 0 | 0 | 0 | 0 | 0.01 | 0 | 0.01 | 0 | 0 | 0.01 | 0 | 0 | 0 | 0 | 0.02 | 0 | 0 | 0 | 0 | 2700 | 0 | 0 | 0 | 0 | 0
| 28 | Tesla_Westley_230_group | MW | 0 | 0 | 0 | 0 | 0 | 0 | 0 | 0 | 0 | 0 | 0 | 0 | 0 | 0 | 0 | 0 | 0 | 0 | 0 | 0 | 0 | 0 | 0 | 0 | 0 | 0 | 0 | 0 | 0 | 0 | 0 | 0 | 0 | 0 | 0 | 0
| 29 | - | MW | 0 | 0 | 0 | 0 | 0 | 0 | 0 | 0 | 0 | 0 | 0 | 0 | 0 | 0 | 0 | 0 | 0 | 0 | 0 | 0 | 0 | 0 | 0 | 0 | 0 | 0 | 0 | 0 | 0 | 0 | 0 | 0 | 0 | 0 | 0 | 0
| 30 | - | MW | 0 | 0 | 0 | 0 | 0 | 0 | 0 | 0 | 0 | 0 | 0 | 0 | 0 | 0 | 0 | 0 | 0 | 0 | 0 | 0 | 0 | 0 | 0 | 0 | 0 | 0 | 0 | 0 | 0 | 0 | 0 | 0 | 0 | 0 | 0 | 0
| 31 | - | MW | 0 | 0 | 0 | 0 | 0 | 0 | 0 | 0 | 0 | 0 | 0 | 0 | 0 | 0 | 0 | 0 | 0 | 0 | 0 | 0 | 0 | 0 | 0 | 0 | 0 | 0 | 0 | 0 | 0 | 0 | 0 | 0 | 0 | 0 | 0 | 0
| 32 | - | MW | 0 | 0 | 0 | 0 | 0 | 0 | 0 | 0 | 0 | 0 | 0 | 0 | 0 | 0 | 0 | 0 | 0 | 0 | 0 | 0 | 0 | 0 | 0 | 0 | 0 | 0 | 0 | 0 | 0 | 0 | 0 | 0 | 0 | 0 | 0 | 0
| 33 | - | MW | 0 | 0 | 0 | 0 | 0 | 0 | 0 | 0 | 0 | 0 | 0 | 0 | 0 | 0 | 0 | 0 | 0 | 0 | 0 | 0 | 0 | 0 | 0 | 0 | 0 | 0 | 0 | 0 | 0 | 0 | 0 | 0 | 0 | 0 | 0 | 0
| 34 | - | MW | 0 | 0 | 0 | 0 | 0 | 0 | 0 | 0 | 0 | 0 | 0 | 0 | 0 | 0 | 0 | 0 | 0 | 0 | 0 | 0 | 0 | 0 | 0 | 0 | 0 | 0 | 0 | 0 | 0 | 0 | 0 | 0 | 0 | 0 | 0 | 0
| 35 | - | MW | 0 | 0 | 0 | 0 | 0 | 0 | 0 | 0 | 0 | 0 | 0 | 0 | 0 | 0 | 0 | 0 | 0 | 0 | 0 | 0 | 0 | 0 | 0 | 0 | 0 | 0 | 0 | 0 | 0 | 0 | 0 | 0 | 0 | 0 | 0 | 0
| 36 | - | MW | 0 | 0 | 0 | 0 | 0 | 0 | 0 | 0 | 0 | 0 | 0 | 0 | 0 | 0 | 0 | 0 | 0 | 0 | 0 | 0 | 0 | 0 | 0 | 0 | 0 | 0 | 0 | 0 | 0 | 0 | 0 | 0 | 0 | 0 | 0 | 0
| 37 | - | MW | 0 | 0 | 0 | 0 | 0 | 0 | 0 | 0 | 0 | 0 | 0 | 0 | 0 | 0 | 0 | 0 | 0 | 0 | 0 | 0 | 0 | 0 | 0 | 0 | 0 | 0 | 0 | 0 | 0 | 0 | 0 | 0 | 0 | 0 | 0 | 0
| 38 | - | MW | 0 | 0 | 0 | 0 | 0 | 0 | 0 | 0 | 0 | 0 | 0 | 0 | 0 | 0 | 0 | 0 | 0 | 0 | 0 | 0 | 0 | 0 | 0 | 0 | 0 | 0 | 0 | 0 | 0 | 0 | 0 | 0 | 0 | 0 | 0 | 0
| 39 | - | MW | 0 | 0 | 0 | 0 | 0 | 0 | 0 | 0 | 0 | 0 | 0 | 0 | 0 | 0 | 0 | 0 | 0 | 0 | 0 | 0 | 0 | 0 | 0 | 0 | 0 | 0 | 0 | 0 | 0 | 0 | 0 | 0 | 0 | 0 | 0 | 0
| 40 | - | MW | 0 | 0 | 0 | 0 | 0 | 0 | 0 | 0 | 0 | 0 | 0 | 0 | 0 | 0 | 0 | 0 | 0 | 0 | 0 | 0 | 0 | 0 | 0 | 0 | 0 | 0 | 0 | 0 | 0 | 0 | 0 | 0 | 0 | 0 | 0 | 0
|  | Total | MW | 0 | 0 | 0 | 0 | 0 | 0 | 0 | 0 | 0 | 0 | 0 | 0 | 0 | 413.93 | 0 | 414.08 | 0 | 690.64 | 0 | 0 | 731.66 | 0 | 0 | 0 | 0 | 1307.28 | 0 | 0 | 0 | 0 | 15309.22 | 0 | 0 | 0 | 0 | 0
|  | Cumulative Transmission Upgrades (% of Upgrade Limit) | _period_upgrade_limit
|  | Transmission Constraint |  | 2015 | 2016 | 2017 | 2018 | 2019 | 2020 | 2021 | 2022 | 2023 | 2024 | 2025 | 2026 | 2027 | 2028 | 2029 | 2030 | 2031 | 2032 | 2033 | 2034 | 2035 | 2036 | 2037 | 2038 | 2039 | 2040 | 2041 | 2042 | 2043 | 2044 | 2045 | 2046 | 2047 | 2048 | 2049 | 2050
|  | Colorado_River_500_230_group | MW | bar: 2015 to 2050
|  | Contra_Costa_Delta_Switchyard_230_group | MW | bar: 2015 to 2050
|  | Delevan_Cortina_230_group | MW | 0% | 0% | 0% | 0% | 0% | 0% | 0% | 0% | 0% | 0% | 0% | 0% | 0% | 0% | 0% | 0% | 0% | 0% | 0% | 0% | 1.445% | 0% | 0% | 0% | 0% | 1.445% | 0% | 0% | 0% | 0% | 47.18% | 0% | 0% | 0% | 0% | 0%
|  | Devers_Red_Bluff_group | MW | bar: 2015 to 2050
|  | East_of_Miguel_group | MW | bar: 2015 to 2050
|  | Eldorado_500_230_group | MW | 0% | 0% | 0% | 0% | 0% | 0% | 0% | 0% | 0% | 0% | 0% | 0% | 0% | 0% | 0% | 0% | 0% | 0% | 0% | 0% | 0% | 0% | 0% | 0% | 0% | 0% | 0% | 0% | 0% | 0% | 99.75% | 0% | 0% | 0% | 0% | 0%
|  | Encina_San_Luis_Rey_group | MW | 0% | 0% | 0% | 0% | 0% | 0% | 0% | 0% | 0% | 0% | 0% | 0% | 0% | 0% | 0% | 0% | 0% | 0% | 0% | 0% | 0% | 0% | 0% | 0% | 0% | 0% | 0% | 0% | 0% | 0% | 3.603% | 0% | 0% | 0% | 0% | 0%
|  | GLW_VEA_group | MW | 0% | 0% | 0% | 0% | 0% | 0% | 0% | 0% | 0% | 0% | 0% | 0% | 0% | 26.59% | 0% | 26.59% | 0% | 26.59% | 0% | 0% | 26.59% | 0% | 0% | 0% | 0% | 26.59% | 0% | 0% | 0% | 0% | 26.59% | 0% | 0% | 0% | 0% | 0%
|  | Gates_500_230_Transformer_group | MW | bar: 2015 to 2050
|  | Gates_Arco_Midway_230_group | MW | 0% | 0% | 0% | 0% | 0% | 0% | 0% | 0% | 0% | 0% | 0% | 0% | 0% | 0% | 0% | 0% | 0% | 8.814% | 0% | 0% | 8.814% | 0% | 0% | 0% | 0% | 8.814% | 0% | 0% | 0% | 0% | 8.814% | 0% | 0% | 0% | 0% | 0%
|  | Gates_Panoche_230_group | MW | 0% | 0% | 0% | 0% | 0% | 0% | 0% | 0% | 0% | 0% | 0% | 0% | 0% | 0% | 0% | 0% | 0% | 0% | 0% | 0% | 0% | 0% | 0% | 0% | 0% | 0% | 0% | 0% | 0% | 0% | 99.73% | 0% | 0% | 0% | 0% | 0%
|  | Greater_LA_group | MW | bar: 2015 to 2050
|  | Humboldt_Trinity_115_group | MW | bar: 2015 to 2050
|  | Imperial_Valley_group | MW | bar: 2015 to 2050
|  | Internal_San_Diego_group | MW | 0% | 0% | 0% | 0% | 0% | 0% | 0% | 0% | 0% | 0% | 0% | 0% | 0% | 7.145% | 0% | 7.152% | 0% | 7.152% | 0% | 0% | 7.152% | 0% | 0% | 0% | 0% | 7.152% | 0% | 0% | 0% | 0% | 99.95% | 0% | 0% | 0% | 0% | 0%
|  | Los_Banos_500_230_Transformer_group | MW | bar: 2015 to 2050
|  | Los_Banos_Gates_500_OPDS_group | MW | bar: 2015 to 2050
|  | Lugo_Transformer_group | MW | 0% | 0% | 0% | 0% | 0% | 0% | 0% | 0% | 0% | 0% | 0% | 0% | 0% | 0% | 0% | 0% | 0% | 0% | 0% | 0% | 0% | 0% | 0% | 0% | 0% | 58.67% | 0% | 0% | 0% | 0% | 99.9% | 0% | 0% | 0% | 0% | 0%
|  | Mohave_Eldorado_500_group | MW | bar: 2015 to 2050
|  | Morro_Bay_Templeton_230_group | MW | bar: 2015 to 2050
|  | Moss_Landing_Los_Banos_230_OPDS_group | MW | bar: 2015 to 2050
|  | San_Luis_Rey_San_Onofre_group | MW | 0% | 0% | 0% | 0% | 0% | 0% | 0% | 0% | 0% | 0% | 0% | 0% | 0% | 0% | 0% | 0% | 0% | 0% | 0% | 0% | 0% | 0% | 0% | 0% | 0% | 0% | 0% | 0% | 0% | 0% | 30.14% | 0% | 0% | 0% | 0% | 0%
|  | Serrano_Alberhill_group | MW | 0% | 0% | 0% | 0% | 0% | 0% | 0% | 0% | 0% | 0% | 0% | 0% | 0% | 0% | 0% | 0% | 0% | 0% | 0% | 0% | 0% | 0% | 0% | 0% | 0% | 0% | 0% | 0% | 0% | 0% | 99.97% | 0% | 0% | 0% | 0% | 0%
|  | Silvergate_Bay_Boulevard_group | MW | 0% | 0% | 0% | 0% | 0% | 0% | 0% | 0% | 0% | 0% | 0% | 0% | 0% | 0% | 0% | 0% | 0% | 0% | 0% | 0% | 0% | 0% | 0% | 0% | 0% | 0% | 0% | 0% | 0% | 0% | 86.46% | 0% | 0% | 0% | 0% | 0%
|  | South_Kramer_Victor_Lugo_group | MW | bar: 2015 to 2050
|  | South_Kramer_Victor_group | MW | bar: 2015 to 2050
|  | Tehachapi_Antelope_group | MW | 0% | 0% | 0% | 0% | 0% | 0% | 0% | 0% | 0% | 0% | 0% | 0% | 0% | 0% | 0% | 0.0003702% | 0% | 0.0003702% | 0% | 0% | 0.0003702% | 0% | 0% | 0% | 0% | 0.0007405% | 0% | 0% | 0% | 0% | 99.96% | 0% | 0% | 0% | 0% | 0%
|  | Tesla_Westley_230_group | MW | bar: 2015 to 2050
|  | - | MW | bar: 2015 to 2050
|  | - | MW | bar: 2015 to 2050
|  | - | MW | bar: 2015 to 2050
|  | - | MW | bar: 2015 to 2050
|  | - | MW | bar: 2015 to 2050
|  | - | MW | bar: 2015 to 2050
|  | - | MW | bar: 2015 to 2050
|  | - | MW | bar: 2015 to 2050
|  | - | MW | bar: 2015 to 2050
|  | - | MW | bar: 2015 to 2050
|  | - | MW | bar: 2015 to 2050
|  | - | MW | bar: 2015 to 2050
Transmission Costs ($MM/yr)
|  | Transmission Constraint |  | 2015 | 2016 | 2017 | 2018 | 2019 | 2020 | 2021 | 2022 | 2023 | 2024 | 2025 | 2026 | 2027 | 2028 | 2029 | 2030 | 2031 | 2032 | 2033 | 2034 | 2035 | 2036 | 2037 | 2038 | 2039 | 2040 | 2041 | 2042 | 2043 | 2044 | 2045 | 2046 | 2047 | 2048 | 2049 | 2050
|  | Colorado_River_500_230_group | $MM | 0 | 0 | 0 | 0 | 0 | 0 | 0 | 0 | 0 | 0 | 0 | 0 | 0 | 0 | 0 | 0 | 0 | 0 | 0 | 0 | 0 | 0 | 0 | 0 | 0 | 0 | 0 | 0 | 0 | 0 | 0 | 0 | 0 | 0 | 0 | 0
|  | Contra_Costa_Delta_Switchyard_230_group | $MM | 0 | 0 | 0 | 0 | 0 | 0 | 0 | 0 | 0 | 0 | 0 | 0 | 0 | 0 | 0 | 0 | 0 | 0 | 0 | 0 | 2.5e-07 | 0 | 0 | 0 | 0 | 5.4e-07 | 0 | 0 | 0 | 0 | 9.3e-07 | 0 | 0 | 0 | 0 | 0
|  | Delevan_Cortina_230_group | $MM | 0 | 0 | 0 | 0 | 0 | 0 | 0 | 0 | 0 | 0 | 0 | 0 | 0 | 0 | 0 | 0 | 0 | 0 | 0 | 0 | 3.5838 | 0 | 0 | 0 | 0 | 3.5839 | 0 | 0 | 0 | 0 | 117.0377 | 0 | 0 | 0 | 0 | 0
|  | Devers_Red_Bluff_group | $MM | 0 | 0 | 0 | 0 | 0 | 0 | 0 | 0 | 0 | 0 | 0 | 0 | 0 | 0 | 0 | 0 | 0 | 2.3e-07 | 0 | 0 | 4.8e-07 | 0 | 0 | 0 | 0 | 8e-07 | 0 | 0 | 0 | 0 | 1.21e-06 | 0 | 0 | 0 | 0 | 0
|  | East_of_Miguel_group | $MM | 0 | 0 | 0 | 0 | 0 | 0 | 0 | 0 | 0 | 0 | 0 | 0 | 0 | 0 | 0 | 0 | 0 | 8.8e-07 | 0 | 0 | 1.396e-05 | 0 | 0 | 0 | 0 | 1.784e-05 | 0 | 0 | 0 | 0 | 6.465e-05 | 0 | 0 | 0 | 0 | 0
|  | Eldorado_500_230_group | $MM | 0 | 0 | 0 | 0 | 0 | 0 | 0 | 0 | 0 | 0 | 0 | 3.6e-07 | 0 | 1.613e-05 | 0 | 1.999e-05 | 0 | 2.277e-05 | 0 | 0 | 2.771e-05 | 0 | 0 | 0 | 0 | 3.813e-05 | 0 | 0 | 0 | 0 | 6.7679 | 0 | 0 | 0 | 0 | 0
|  | Encina_San_Luis_Rey_group | $MM | 0 | 0 | 0 | 0 | 0 | 0 | 0 | 0 | 0 | 0 | 0 | 0 | 0 | 0 | 0 | 0 | 0 | 1.1e-07 | 0 | 0 | 1.8e-07 | 0 | 0 | 0 | 0 | 4.6e-07 | 0 | 0 | 0 | 0 | 0.31561 | 0 | 0 | 0 | 0 | 0
|  | GLW_VEA_group | $MM | 0 | 0 | 0 | 0 | 0 | 0 | 0 | 0 | 0 | 0 | 0 | 0 | 0 | 3.7577 | 0 | 3.7577 | 0 | 3.7577 | 0 | 0 | 3.7577 | 0 | 0 | 0 | 0 | 3.7577 | 0 | 0 | 0 | 0 | 3.7577 | 0 | 0 | 0 | 0 | 0
|  | Gates_500_230_Transformer_group | $MM | 0 | 0 | 0 | 0 | 0 | 0 | 0 | 0 | 0 | 0 | 0 | 0 | 0 | 0 | 0 | 1e-07 | 0 | 2e-07 | 0 | 0 | 3.3e-07 | 0 | 0 | 0 | 0 | 4.9e-07 | 0 | 0 | 0 | 0 | 7.1e-07 | 0 | 0 | 0 | 0 | 0
|  | Gates_Arco_Midway_230_group | $MM | 0 | 0 | 0 | 0 | 0 | 0 | 0 | 0 | 0 | 0 | 0 | 0 | 0 | 0 | 0 | 0 | 0 | 0.9331 | 0 | 0 | 0.93311 | 0 | 0 | 0 | 0 | 0.93311 | 0 | 0 | 0 | 0 | 0.93311 | 0 | 0 | 0 | 0 | 0
|  | Gates_Panoche_230_group | $MM | 0 | 0 | 0 | 0 | 0 | 0 | 0 | 0 | 0 | 0 | 0 | 0 | 0 | 2.3e-07 | 0 | 5.9e-07 | 0 | 9.7e-07 | 0 | 0 | 1.65e-06 | 0 | 0 | 0 | 0 | 2.84e-06 | 0 | 0 | 0 | 0 | 20.893 | 0 | 0 | 0 | 0 | 0
|  | Greater_LA_group | $MM | 0 | 0 | 0 | 0 | 0 | 0 | 0 | 3.19e-06 | 1.539e-05 | 1.541e-05 | 1.556e-05 | 1.572e-05 | 0 | 1.591e-05 | 0 | 7.935e-05 | 0 | 7.954e-05 | 0 | 0 | 7.981e-05 | 0 | 0 | 0 | 0 | 8.015e-05 | 0 | 0 | 0 | 0 | 8.075e-05 | 0 | 0 | 0 | 0 | 0
|  | Humboldt_Trinity_115_group | $MM | 0 | 0 | 0 | 0 | 0 | 0 | 0 | 0 | 0 | 0 | 0 | 0 | 0 | 0 | 0 | 0 | 0 | 3.3e-07 | 0 | 0 | 9.4e-07 | 0 | 0 | 0 | 0 | 1.48e-06 | 0 | 0 | 0 | 0 | 2.36e-06 | 0 | 0 | 0 | 0 | 0
|  | Imperial_Valley_group | $MM | 0 | 0 | 0 | 0 | 0 | 0 | 0 | 0 | 0 | 0 | 0 | 0 | 0 | 0 | 0 | 0 | 0 | 2.3e-07 | 0 | 0 | 5e-07 | 0 | 0 | 0 | 0 | 8.4e-07 | 0 | 0 | 0 | 0 | 1.3e-06 | 0 | 0 | 0 | 0 | 0
|  | Internal_San_Diego_group | $MM | 0 | 0 | 0 | 0 | 0 | 0 | 0 | 0 | 0 | 8e-08 | 1.15e-06 | 2.78e-06 | 0 | 0.63999 | 0 | 0.64059 | 0 | 0.6406 | 0 | 0 | 0.6406 | 0 | 0 | 0 | 0 | 0.64061 | 0 | 0 | 0 | 0 | 8.9526 | 0 | 0 | 0 | 0 | 0
|  | Los_Banos_500_230_Transformer_group | $MM | 0 | 0 | 0 | 0 | 0 | 0 | 0 | 0 | 0 | 0 | 0 | 0 | 0 | 0 | 0 | 0 | 0 | 2.3e-07 | 0 | 0 | 5.1e-07 | 0 | 0 | 0 | 0 | 8.5e-07 | 0 | 0 | 0 | 0 | 1.33e-06 | 0 | 0 | 0 | 0 | 0
|  | Los_Banos_Gates_500_OPDS_group | $MM | 0 | 0 | 0 | 0 | 0 | 0 | 0 | 0 | 0 | 0 | 0 | 0 | 0 | 0 | 0 | 0 | 0 | 0 | 0 | 0 | 0 | 0 | 0 | 0 | 0 | 0 | 0 | 0 | 0 | 0 | 0 | 0 | 0 | 0 | 0 | 0
|  | Lugo_Transformer_group | $MM | 0 | 0 | 0 | 0 | 0 | 0 | 0 | 0 | 0 | 0 | 0 | 4.9e-07 | 0 | 2.18e-06 | 0 | 4.4e-06 | 0 | 5.35e-06 | 0 | 0 | 9.58e-06 | 0 | 0 | 0 | 0 | 3.9752 | 0 | 0 | 0 | 0 | 6.7679 | 0 | 0 | 0 | 0 | 0
|  | Mohave_Eldorado_500_group | $MM | 0 | 0 | 0 | 0 | 0 | 0 | 0 | 0 | 0 | 0 | 0 | 0 | 0 | 0 | 0 | 0 | 0 | 0 | 0 | 0 | 0 | 0 | 0 | 0 | 0 | 0 | 0 | 0 | 0 | 0 | 0 | 0 | 0 | 0 | 0 | 0
|  | Morro_Bay_Templeton_230_group | $MM | 0 | 0 | 0 | 0 | 0 | 0 | 0 | 0 | 0 | 0 | 0 | 0 | 0 | 0 | 0 | 0 | 0 | 1.05e-06 | 0 | 0 | 1.21e-06 | 0 | 0 | 0 | 0 | 3.4e-06 | 0 | 0 | 0 | 0 | 7.15e-06 | 0 | 0 | 0 | 0 | 0
|  | Moss_Landing_Los_Banos_230_OPDS_group | $MM | 0 | 0 | 0 | 0 | 0 | 0 | 0 | 0 | 0 | 0 | 0 | 0 | 0 | 0 | 0 | 0 | 0 | 0 | 0 | 0 | 0 | 0 | 0 | 0 | 0 | 0 | 0 | 0 | 0 | 0 | 0 | 0 | 0 | 0 | 0 | 0
|  | San_Luis_Rey_San_Onofre_group | $MM | 0 | 0 | 0 | 0 | 0 | 0 | 0 | 0 | 0 | 0 | 0 | 0 | 0 | 0 | 0 | 0 | 0 | 1e-07 | 0 | 0 | 1.6e-07 | 0 | 0 | 0 | 0 | 6.47e-06 | 0 | 0 | 0 | 0 | 6.1342 | 0 | 0 | 0 | 0 | 0
|  | Serrano_Alberhill_group | $MM | 0 | 0 | 0 | 0 | 0 | 0 | 0 | 0 | 0 | 0 | 0 | 0 | 0 | 0 | 0 | 0 | 0 | 4.6e-07 | 0 | 0 | 9.2e-07 | 0 | 0 | 0 | 0 | 4.545e-05 | 0 | 0 | 0 | 0 | 129.6044 | 0 | 0 | 0 | 0 | 0
|  | Silvergate_Bay_Boulevard_group | $MM | 0 | 0 | 0 | 0 | 0 | 0 | 0 | 0 | 0 | 0 | 0 | 0 | 0 | 2.5e-07 | 0 | 3.4e-07 | 0 | 4e-07 | 0 | 0 | 9.6e-07 | 0 | 0 | 0 | 0 | 1.77e-06 | 0 | 0 | 0 | 0 | 2.4918 | 0 | 0 | 0 | 0 | 0
|  | South_Kramer_Victor_Lugo_group | $MM | 0 | 0 | 0 | 0 | 0 | 0 | 0 | 0 | 0 | 0 | 0 | 0 | 0 | 0 | 0 | 0 | 0 | 0 | 0 | 0 | 0 | 0 | 0 | 0 | 0 | 0 | 0 | 0 | 0 | 0 | 0 | 0 | 0 | 0 | 0 | 0
|  | South_Kramer_Victor_group | $MM | 0 | 0 | 0 | 0 | 0 | 0 | 0 | 0 | 0 | 0 | 0 | 0 | 0 | 0 | 0 | 0 | 0 | 0 | 0 | 0 | 0 | 0 | 0 | 0 | 0 | 0 | 0 | 0 | 0 | 0 | 0 | 0 | 0 | 0 | 0 | 0
|  | Tehachapi_Antelope_group | $MM | 0 | 0 | 0 | 0 | 0 | 0 | 0 | 0 | 0 | 3.4e-07 | 4.3e-07 | 6.9e-07 | 0 | 1.57e-06 | 0 | 3.18e-06 | 0 | 4.2e-06 | 0 | 0 | 5.68e-06 | 0 | 0 | 0 | 0 | 9.61e-06 | 0 | 0 | 0 | 0 | 1.2841 | 0 | 0 | 0 | 0 | 0
|  | Tesla_Westley_230_group | $MM | 0 | 0 | 0 | 0 | 0 | 0 | 0 | 0 | 0 | 0 | 0 | 0 | 0 | 0 | 0 | 0 | 0 | 2.4e-07 | 0 | 0 | 5.1e-07 | 0 | 0 | 0 | 0 | 8.7e-07 | 0 | 0 | 0 | 0 | 1.36e-06 | 0 | 0 | 0 | 0 | 0
|  | - | $MM | 0 | 0 | 0 | 0 | 0 | 0 | 0 | 0 | 0 | 0 | 0 | 0 | 0 | 0 | 0 | 0 | 0 | 0 | 0 | 0 | 0 | 0 | 0 | 0 | 0 | 0 | 0 | 0 | 0 | 0 | 0 | 0 | 0 | 0 | 0 | 0
|  | - | $MM | 0 | 0 | 0 | 0 | 0 | 0 | 0 | 0 | 0 | 0 | 0 | 0 | 0 | 0 | 0 | 0 | 0 | 0 | 0 | 0 | 0 | 0 | 0 | 0 | 0 | 0 | 0 | 0 | 0 | 0 | 0 | 0 | 0 | 0 | 0 | 0
|  | - | $MM | 0 | 0 | 0 | 0 | 0 | 0 | 0 | 0 | 0 | 0 | 0 | 0 | 0 | 0 | 0 | 0 | 0 | 0 | 0 | 0 | 0 | 0 | 0 | 0 | 0 | 0 | 0 | 0 | 0 | 0 | 0 | 0 | 0 | 0 | 0 | 0
|  | - | $MM | 0 | 0 | 0 | 0 | 0 | 0 | 0 | 0 | 0 | 0 | 0 | 0 | 0 | 0 | 0 | 0 | 0 | 0 | 0 | 0 | 0 | 0 | 0 | 0 | 0 | 0 | 0 | 0 | 0 | 0 | 0 | 0 | 0 | 0 | 0 | 0
|  | - | $MM | 0 | 0 | 0 | 0 | 0 | 0 | 0 | 0 | 0 | 0 | 0 | 0 | 0 | 0 | 0 | 0 | 0 | 0 | 0 | 0 | 0 | 0 | 0 | 0 | 0 | 0 | 0 | 0 | 0 | 0 | 0 | 0 | 0 | 0 | 0 | 0
|  | - | $MM | 0 | 0 | 0 | 0 | 0 | 0 | 0 | 0 | 0 | 0 | 0 | 0 | 0 | 0 | 0 | 0 | 0 | 0 | 0 | 0 | 0 | 0 | 0 | 0 | 0 | 0 | 0 | 0 | 0 | 0 | 0 | 0 | 0 | 0 | 0 | 0
|  | - | $MM | 0 | 0 | 0 | 0 | 0 | 0 | 0 | 0 | 0 | 0 | 0 | 0 | 0 | 0 | 0 | 0 | 0 | 0 | 0 | 0 | 0 | 0 | 0 | 0 | 0 | 0 | 0 | 0 | 0 | 0 | 0 | 0 | 0 | 0 | 0 | 0
|  | - | $MM | 0 | 0 | 0 | 0 | 0 | 0 | 0 | 0 | 0 | 0 | 0 | 0 | 0 | 0 | 0 | 0 | 0 | 0 | 0 | 0 | 0 | 0 | 0 | 0 | 0 | 0 | 0 | 0 | 0 | 0 | 0 | 0 | 0 | 0 | 0 | 0
|  | - | $MM | 0 | 0 | 0 | 0 | 0 | 0 | 0 | 0 | 0 | 0 | 0 | 0 | 0 | 0 | 0 | 0 | 0 | 0 | 0 | 0 | 0 | 0 | 0 | 0 | 0 | 0 | 0 | 0 | 0 | 0 | 0 | 0 | 0 | 0 | 0 | 0
|  | - | $MM | 0 | 0 | 0 | 0 | 0 | 0 | 0 | 0 | 0 | 0 | 0 | 0 | 0 | 0 | 0 | 0 | 0 | 0 | 0 | 0 | 0 | 0 | 0 | 0 | 0 | 0 | 0 | 0 | 0 | 0 | 0 | 0 | 0 | 0 | 0 | 0
|  | - | $MM | 0 | 0 | 0 | 0 | 0 | 0 | 0 | 0 | 0 | 0 | 0 | 0 | 0 | 0 | 0 | 0 | 0 | 0 | 0 | 0 | 0 | 0 | 0 | 0 | 0 | 0 | 0 | 0 | 0 | 0 | 0 | 0 | 0 | 0 | 0 | 0
|  | - | $MM | 0 | 0 | 0 | 0 | 0 | 0 | 0 | 0 | 0 | 0 | 0 | 0 | 0 | 0 | 0 | 0 | 0 | 0 | 0 | 0 | 0 | 0 | 0 | 0 | 0 | 0 | 0 | 0 | 0 | 0 | 0 | 0 | 0 | 0 | 0 | 0
|  | Total | $MM | 0 | 0 | 0 | 0 | 0 | 0 | 0 | 3.19e-06 | 1.539e-05 | 1.583e-05 | 1.714e-05 | 2.004e-05 | 0 | 4.3977 | 0 | 4.3984 | 0 | 5.3315 | 0 | 0 | 8.9154 | 0 | 0 | 0 | 0 | 12.8907 | 0 | 0 | 0 | 0 | 304.9404 | 0 | 0 | 0 | 0 | 0
|  | On-Peak Available Transmission Capacity (Existing + Upgrades) | _deliverable_peak_highest
|  | Transmission Constraint |  | 2015 | 2016 | 2017 | 2018 | 2019 | 2020 | 2021 | 2022 | 2023 | 2024 | 2025 | 2026 | 2027 | 2028 | 2029 | 2030 | 2031 | 2032 | 2033 | 2034 | 2035 | 2036 | 2037 | 2038 | 2039 | 2040 | 2041 | 2042 | 2043 | 2044 | 2045 | 2046 | 2047 | 2048 | 2049 | 2050
|  | Colorado_River_500_230_group | MW | 0 | 0 | 0 | 0 | 0 | 0 | 0 | 1490 | 1490 | 1490 | 1490 | 1490 | 0 | 1490 | 0 | 1490 | 0 | 1490 | 0 | 0 | 1490 | 0 | 0 | 0 | 0 | 1490 | 0 | 0 | 0 | 0 | 1490 | 0 | 0 | 0 | 0 | 0
|  | Contra_Costa_Delta_Switchyard_230_group | MW | 0 | 0 | 0 | 0 | 0 | 0 | 0 | 1523 | 1523 | 1523 | 1523 | 1523 | 0 | 1523 | 0 | 1523 | 0 | 1523 | 0 | 0 | 1523 | 0 | 0 | 0 | 0 | 1523 | 0 | 0 | 0 | 0 | 1523 | 0 | 0 | 0 | 0 | 0
|  | Delevan_Cortina_230_group | MW | 0 | 0 | 0 | 0 | 0 | 0 | 0 | 454 | 454 | 454 | 454 | 454 | 0 | 454 | 0 | 454 | 0 | 454 | 0 | 0 | 495.02 | 0 | 0 | 0 | 0 | 495.02 | 0 | 0 | 0 | 0 | 1793.65 | 0 | 0 | 0 | 0 | 0
|  | Devers_Red_Bluff_group | MW | 0 | 0 | 0 | 0 | 0 | 0 | 0 | 5400 | 5400 | 5400 | 5400 | 5400 | 0 | 5400 | 0 | 5400 | 0 | 5400 | 0 | 0 | 5400 | 0 | 0 | 0 | 0 | 5400 | 0 | 0 | 0 | 0 | 5400 | 0 | 0 | 0 | 0 | 0
|  | East_of_Miguel_group | MW | 0 | 0 | 0 | 0 | 0 | 0 | 0 | 731 | 731 | 731 | 731 | 731 | 0 | 731 | 0 | 731 | 0 | 731 | 0 | 0 | 731 | 0 | 0 | 0 | 0 | 731 | 0 | 0 | 0 | 0 | 731 | 0 | 0 | 0 | 0 | 0
|  | Eldorado_500_230_group | MW | 0 | 0 | 0 | 0 | 0 | 0 | 0 | 3360 | 3360 | 3360 | 3360 | 3360 | 0 | 3360 | 0 | 3360 | 0 | 3360 | 0 | 0 | 3360 | 0 | 0 | 0 | 0 | 3360 | 0 | 0 | 0 | 0 | 3760 | 0 | 0 | 0 | 0 | 0
|  | Encina_San_Luis_Rey_group | MW | 0 | 0 | 0 | 0 | 0 | 0 | 0 | 2901 | 2901 | 2901 | 2901 | 2901 | 0 | 2901 | 0 | 2901 | 0 | 2901 | 0 | 0 | 2901 | 0 | 0 | 0 | 0 | 2901 | 0 | 0 | 0 | 0 | 3035 | 0 | 0 | 0 | 0 | 0
|  | GLW_VEA_group | MW | 0 | 0 | 0 | 0 | 0 | 0 | 0 | 300 | 300 | 300 | 300 | 300 | 0 | 566.17 | 0 | 566.17 | 0 | 566.17 | 0 | 0 | 566.17 | 0 | 0 | 0 | 0 | 566.17 | 0 | 0 | 0 | 0 | 566.17 | 0 | 0 | 0 | 0 | 0
|  | Gates_500_230_Transformer_group | MW | 0 | 0 | 0 | 0 | 0 | 0 | 0 | 3151 | 3151 | 3151 | 3151 | 3151 | 0 | 3151 | 0 | 3151 | 0 | 3151 | 0 | 0 | 3151 | 0 | 0 | 0 | 0 | 3151 | 0 | 0 | 0 | 0 | 3151 | 0 | 0 | 0 | 0 | 0
|  | Gates_Arco_Midway_230_group | MW | 0 | 0 | 0 | 0 | 0 | 0 | 0 | 1431 | 1431 | 1431 | 1431 | 1431 | 0 | 1431 | 0 | 1431 | 0 | 1707.56 | 0 | 0 | 1707.56 | 0 | 0 | 0 | 0 | 1707.56 | 0 | 0 | 0 | 0 | 1707.56 | 0 | 0 | 0 | 0 | 0
|  | Gates_Panoche_230_group | MW | 0 | 0 | 0 | 0 | 0 | 0 | 0 | 10830 | 10830 | 10830 | 10830 | 10830 | 0 | 10830 | 0 | 10830 | 0 | 10830 | 0 | 0 | 10830 | 0 | 0 | 0 | 0 | 10830 | 0 | 0 | 0 | 0 | 11207.98 | 0 | 0 | 0 | 0 | 0
|  | Greater_LA_group | MW | 0 | 0 | 0 | 0 | 0 | 0 | 0 | 7241 | 7241 | 7241 | 7241 | 7241 | 0 | 7241 | 0 | 7241 | 0 | 7241 | 0 | 0 | 7241 | 0 | 0 | 0 | 0 | 7241 | 0 | 0 | 0 | 0 | 7241 | 0 | 0 | 0 | 0 | 0
|  | Humboldt_Trinity_115_group | MW | 0 | 0 | 0 | 0 | 0 | 0 | 0 | 20.52 | 20.52 | 20.52 | 20.52 | 20.52 | 0 | 20.52 | 0 | 20.52 | 0 | 20.52 | 0 | 0 | 20.52 | 0 | 0 | 0 | 0 | 20.52 | 0 | 0 | 0 | 0 | 20.52 | 0 | 0 | 0 | 0 | 0
|  | Imperial_Valley_group | MW | 0 | 0 | 0 | 0 | 0 | 0 | 0 | 1959 | 1959 | 1959 | 1959 | 1959 | 0 | 1959 | 0 | 1959 | 0 | 1959 | 0 | 0 | 1959 | 0 | 0 | 0 | 0 | 1959 | 0 | 0 | 0 | 0 | 1959 | 0 | 0 | 0 | 0 | 0
|  | Internal_San_Diego_group | MW | 0 | 0 | 0 | 0 | 0 | 0 | 0 | 968 | 968 | 968 | 968 | 968 | 0 | 1115.76 | 0 | 1115.9 | 0 | 1115.9 | 0 | 0 | 1115.9 | 0 | 0 | 0 | 0 | 1115.91 | 0 | 0 | 0 | 0 | 3035 | 0 | 0 | 0 | 0 | 0
|  | Los_Banos_500_230_Transformer_group | MW | 0 | 0 | 0 | 0 | 0 | 0 | 0 | 1127 | 1127 | 1127 | 1127 | 1127 | 0 | 1127 | 0 | 1127 | 0 | 1127 | 0 | 0 | 1127 | 0 | 0 | 0 | 0 | 1127 | 0 | 0 | 0 | 0 | 1127 | 0 | 0 | 0 | 0 | 0
|  | Los_Banos_Gates_500_OPDS_group | MW | 0 | 0 | 0 | 0 | 0 | 0 | 0 | 1273 | 1273 | 1273 | 1273 | 1273 | 0 | 1273 | 0 | 1273 | 0 | 1273 | 0 | 0 | 1273 | 0 | 0 | 0 | 0 | 1273 | 0 | 0 | 0 | 0 | 1273 | 0 | 0 | 0 | 0 | 0
|  | Lugo_Transformer_group | MW | 0 | 0 | 0 | 0 | 0 | 0 | 0 | 1576 | 1576 | 1576 | 1576 | 1576 | 0 | 1576 | 0 | 1576 | 0 | 1576 | 0 | 0 | 1576 | 0 | 0 | 0 | 0 | 2151.6 | 0 | 0 | 0 | 0 | 2556 | 0 | 0 | 0 | 0 | 0
|  | Mohave_Eldorado_500_group | MW | 0 | 0 | 0 | 0 | 0 | 0 | 0 | 1560 | 1560 | 1560 | 1560 | 1560 | 0 | 1560 | 0 | 1560 | 0 | 1560 | 0 | 0 | 1560 | 0 | 0 | 0 | 0 | 1560 | 0 | 0 | 0 | 0 | 1560 | 0 | 0 | 0 | 0 | 0
|  | Morro_Bay_Templeton_230_group | MW | 0 | 0 | 0 | 0 | 0 | 0 | 0 | 1707.56 | 1707.56 | 1707.56 | 1707.56 | 1707.56 | 0 | 1707.56 | 0 | 1707.56 | 0 | 1707.56 | 0 | 0 | 1707.56 | 0 | 0 | 0 | 0 | 1707.56 | 0 | 0 | 0 | 0 | 1707.56 | 0 | 0 | 0 | 0 | 0
|  | Moss_Landing_Los_Banos_230_OPDS_group | MW | 0 | 0 | 0 | 0 | 0 | 0 | 0 | 1611 | 1611 | 1611 | 1611 | 1611 | 0 | 1611 | 0 | 1611 | 0 | 1611 | 0 | 0 | 1611 | 0 | 0 | 0 | 0 | 1611 | 0 | 0 | 0 | 0 | 1611 | 0 | 0 | 0 | 0 | 0
|  | San_Luis_Rey_San_Onofre_group | MW | 0 | 0 | 0 | 0 | 0 | 0 | 0 | 1748 | 1748 | 1748 | 1748 | 1748 | 0 | 1748 | 0 | 1748 | 0 | 1748 | 0 | 0 | 1748 | 0 | 0 | 0 | 0 | 1748 | 0 | 0 | 0 | 0 | 3035 | 0 | 0 | 0 | 0 | 0
|  | Serrano_Alberhill_group | MW | 0 | 0 | 0 | 0 | 0 | 0 | 0 | 5700 | 5700 | 5700 | 5700 | 5700 | 0 | 5700 | 0 | 5700 | 0 | 5700 | 0 | 0 | 5700 | 0 | 0 | 0 | 0 | 5700 | 0 | 0 | 0 | 0 | 9348 | 0 | 0 | 0 | 0 | 0
|  | Silvergate_Bay_Boulevard_group | MW | 0 | 0 | 0 | 0 | 0 | 0 | 0 | 1202 | 1202 | 1202 | 1202 | 1202 | 0 | 1202 | 0 | 1202 | 0 | 1202 | 0 | 0 | 1202 | 0 | 0 | 0 | 0 | 1202 | 0 | 0 | 0 | 0 | 3034.86 | 0 | 0 | 0 | 0 | 0
|  | South_Kramer_Victor_Lugo_group | MW | 0 | 0 | 0 | 0 | 0 | 0 | 0 | 1156 | 1156 | 1156 | 1156 | 1156 | 0 | 1156 | 0 | 1156 | 0 | 1156 | 0 | 0 | 1156 | 0 | 0 | 0 | 0 | 1156 | 0 | 0 | 0 | 0 | 1156 | 0 | 0 | 0 | 0 | 0
|  | South_Kramer_Victor_group | MW | 0 | 0 | 0 | 0 | 0 | 0 | 0 | 826 | 826 | 826 | 826 | 826 | 0 | 826 | 0 | 826 | 0 | 826 | 0 | 0 | 826 | 0 | 0 | 0 | 0 | 826 | 0 | 0 | 0 | 0 | 826 | 0 | 0 | 0 | 0 | 0
|  | Tehachapi_Antelope_group | MW | 0 | 0 | 0 | 0 | 0 | 0 | 0 | 4040 | 4040 | 4040 | 4040 | 4040 | 0 | 4040 | 0 | 4040.01 | 0 | 4040.01 | 0 | 0 | 4040.01 | 0 | 0 | 0 | 0 | 4040.02 | 0 | 0 | 0 | 0 | 6740 | 0 | 0 | 0 | 0 | 0
|  | Tesla_Westley_230_group | MW | 0 | 0 | 0 | 0 | 0 | 0 | 0 | 1098 | 1098 | 1098 | 1098 | 1098 | 0 | 1098 | 0 | 1098 | 0 | 1098 | 0 | 0 | 1098 | 0 | 0 | 0 | 0 | 1098 | 0 | 0 | 0 | 0 | 1098 | 0 | 0 | 0 | 0 | 0
|  | - | MW | 0 | 0 | 0 | 0 | 0 | 0 | 0 | 0 | 0 | 0 | 0 | 0 | 0 | 0 | 0 | 0 | 0 | 0 | 0 | 0 | 0 | 0 | 0 | 0 | 0 | 0 | 0 | 0 | 0 | 0 | 0 | 0 | 0 | 0 | 0 | 0
|  | - | MW | 0 | 0 | 0 | 0 | 0 | 0 | 0 | 0 | 0 | 0 | 0 | 0 | 0 | 0 | 0 | 0 | 0 | 0 | 0 | 0 | 0 | 0 | 0 | 0 | 0 | 0 | 0 | 0 | 0 | 0 | 0 | 0 | 0 | 0 | 0 | 0
|  | - | MW | 0 | 0 | 0 | 0 | 0 | 0 | 0 | 0 | 0 | 0 | 0 | 0 | 0 | 0 | 0 | 0 | 0 | 0 | 0 | 0 | 0 | 0 | 0 | 0 | 0 | 0 | 0 | 0 | 0 | 0 | 0 | 0 | 0 | 0 | 0 | 0
|  | - | MW | 0 | 0 | 0 | 0 | 0 | 0 | 0 | 0 | 0 | 0 | 0 | 0 | 0 | 0 | 0 | 0 | 0 | 0 | 0 | 0 | 0 | 0 | 0 | 0 | 0 | 0 | 0 | 0 | 0 | 0 | 0 | 0 | 0 | 0 | 0 | 0
|  | - | MW | 0 | 0 | 0 | 0 | 0 | 0 | 0 | 0 | 0 | 0 | 0 | 0 | 0 | 0 | 0 | 0 | 0 | 0 | 0 | 0 | 0 | 0 | 0 | 0 | 0 | 0 | 0 | 0 | 0 | 0 | 0 | 0 | 0 | 0 | 0 | 0
|  | - | MW | 0 | 0 | 0 | 0 | 0 | 0 | 0 | 0 | 0 | 0 | 0 | 0 | 0 | 0 | 0 | 0 | 0 | 0 | 0 | 0 | 0 | 0 | 0 | 0 | 0 | 0 | 0 | 0 | 0 | 0 | 0 | 0 | 0 | 0 | 0 | 0
|  | - | MW | 0 | 0 | 0 | 0 | 0 | 0 | 0 | 0 | 0 | 0 | 0 | 0 | 0 | 0 | 0 | 0 | 0 | 0 | 0 | 0 | 0 | 0 | 0 | 0 | 0 | 0 | 0 | 0 | 0 | 0 | 0 | 0 | 0 | 0 | 0 | 0
|  | - | MW | 0 | 0 | 0 | 0 | 0 | 0 | 0 | 0 | 0 | 0 | 0 | 0 | 0 | 0 | 0 | 0 | 0 | 0 | 0 | 0 | 0 | 0 | 0 | 0 | 0 | 0 | 0 | 0 | 0 | 0 | 0 | 0 | 0 | 0 | 0 | 0
|  | - | MW | 0 | 0 | 0 | 0 | 0 | 0 | 0 | 0 | 0 | 0 | 0 | 0 | 0 | 0 | 0 | 0 | 0 | 0 | 0 | 0 | 0 | 0 | 0 | 0 | 0 | 0 | 0 | 0 | 0 | 0 | 0 | 0 | 0 | 0 | 0 | 0
|  | - | MW | 0 | 0 | 0 | 0 | 0 | 0 | 0 | 0 | 0 | 0 | 0 | 0 | 0 | 0 | 0 | 0 | 0 | 0 | 0 | 0 | 0 | 0 | 0 | 0 | 0 | 0 | 0 | 0 | 0 | 0 | 0 | 0 | 0 | 0 | 0 | 0
|  | - | MW | 0 | 0 | 0 | 0 | 0 | 0 | 0 | 0 | 0 | 0 | 0 | 0 | 0 | 0 | 0 | 0 | 0 | 0 | 0 | 0 | 0 | 0 | 0 | 0 | 0 | 0 | 0 | 0 | 0 | 0 | 0 | 0 | 0 | 0 | 0 | 0
|  | - | MW | 0 | 0 | 0 | 0 | 0 | 0 | 0 | 0 | 0 | 0 | 0 | 0 | 0 | 0 | 0 | 0 | 0 | 0 | 0 | 0 | 0 | 0 | 0 | 0 | 0 | 0 | 0 | 0 | 0 | 0 | 0 | 0 | 0 | 0 | 0 | 0
|  | Off-Peak Available Transmission Capacity (Existing + Upgrades) | _offpeak
|  | Transmission Constraint |  | 2015 | 2016 | 2017 | 2018 | 2019 | 2020 | 2021 | 2022 | 2023 | 2024 | 2025 | 2026 | 2027 | 2028 | 2029 | 2030 | 2031 | 2032 | 2033 | 2034 | 2035 | 2036 | 2037 | 2038 | 2039 | 2040 | 2041 | 2042 | 2043 | 2044 | 2045 | 2046 | 2047 | 2048 | 2049 | 2050
|  | Colorado_River_500_230_group | MW | 0 | 0 | 0 | 0 | 0 | 0 | 0 | 1739 | 1739 | 1739 | 1739 | 1739 | 0 | 1739 | 0 | 1739 | 0 | 1739 | 0 | 0 | 1739 | 0 | 0 | 0 | 0 | 1739 | 0 | 0 | 0 | 0 | 1739 | 0 | 0 | 0 | 0 | 0
|  | Contra_Costa_Delta_Switchyard_230_group | MW | 0 | 0 | 0 | 0 | 0 | 0 | 0 | 1523 | 1523 | 1523 | 1523 | 1523 | 0 | 1523 | 0 | 1523 | 0 | 1523 | 0 | 0 | 1523 | 0 | 0 | 0 | 0 | 1523 | 0 | 0 | 0 | 0 | 1523 | 0 | 0 | 0 | 0 | 0
|  | Delevan_Cortina_230_group | MW | 0 | 0 | 0 | 0 | 0 | 0 | 0 | 795 | 795 | 795 | 795 | 795 | 0 | 795 | 0 | 795 | 0 | 795 | 0 | 0 | 795 | 0 | 0 | 0 | 0 | 795 | 0 | 0 | 0 | 0 | 795 | 0 | 0 | 0 | 0 | 0
|  | Devers_Red_Bluff_group | MW | 0 | 0 | 0 | 0 | 0 | 0 | 0 | 5820 | 5820 | 5820 | 5820 | 5820 | 0 | 5820 | 0 | 5820 | 0 | 5820 | 0 | 0 | 5820 | 0 | 0 | 0 | 0 | 5820 | 0 | 0 | 0 | 0 | 5820 | 0 | 0 | 0 | 0 | 0
|  | East_of_Miguel_group | MW | 0 | 0 | 0 | 0 | 0 | 0 | 0 | 950 | 950 | 950 | 950 | 950 | 0 | 950 | 0 | 950 | 0 | 950 | 0 | 0 | 950 | 0 | 0 | 0 | 0 | 950 | 0 | 0 | 0 | 0 | 950 | 0 | 0 | 0 | 0 | 0
|  | Eldorado_500_230_group | MW | 0 | 0 | 0 | 0 | 0 | 0 | 0 | 3360 | 3360 | 3360 | 3360 | 3360 | 0 | 3360 | 0 | 3360 | 0 | 3360 | 0 | 0 | 3360 | 0 | 0 | 0 | 0 | 3360 | 0 | 0 | 0 | 0 | 3360 | 0 | 0 | 0 | 0 | 0
|  | Encina_San_Luis_Rey_group | MW | 0 | 0 | 0 | 0 | 0 | 0 | 0 | 3035 | 3035 | 3035 | 3035 | 3035 | 0 | 3035 | 0 | 3035 | 0 | 3035 | 0 | 0 | 3035 | 0 | 0 | 0 | 0 | 3035 | 0 | 0 | 0 | 0 | 3035 | 0 | 0 | 0 | 0 | 0
|  | GLW_VEA_group | MW | 0 | 0 | 0 | 0 | 0 | 0 | 0 | 269 | 269 | 269 | 269 | 269 | 0 | 564.4487 | 0 | 564.4487 | 0 | 564.4487 | 0 | 0 | 564.4487 | 0 | 0 | 0 | 0 | 564.4487 | 0 | 0 | 0 | 0 | 564.4487 | 0 | 0 | 0 | 0 | 0
|  | Gates_500_230_Transformer_group | MW | 0 | 0 | 0 | 0 | 0 | 0 | 0 | 3279 | 3279 | 3279 | 3279 | 3279 | 0 | 3279 | 0 | 3279 | 0 | 3279 | 0 | 0 | 3279 | 0 | 0 | 0 | 0 | 3279 | 0 | 0 | 0 | 0 | 3279 | 0 | 0 | 0 | 0 | 0
|  | Gates_Arco_Midway_230_group | MW | 0 | 0 | 0 | 0 | 0 | 0 | 0 | 2568 | 2568 | 2568 | 2568 | 2568 | 0 | 2568 | 0 | 2568 | 0 | 2568 | 0 | 0 | 2568 | 0 | 0 | 0 | 0 | 2568 | 0 | 0 | 0 | 0 | 2568 | 0 | 0 | 0 | 0 | 0
|  | Gates_Panoche_230_group | MW | 0 | 0 | 0 | 0 | 0 | 0 | 0 | 10830 | 10830 | 10830 | 10830 | 10830 | 0 | 10830 | 0 | 10830 | 0 | 10830 | 0 | 0 | 10830 | 0 | 0 | 0 | 0 | 10830 | 0 | 0 | 0 | 0 | 10830 | 0 | 0 | 0 | 0 | 0
|  | Greater_LA_group | MW | 0 | 0 | 0 | 0 | 0 | 0 | 0 | 7241 | 7241 | 7241 | 7241 | 7241 | 0 | 7241 | 0 | 7241 | 0 | 7241 | 0 | 0 | 7241 | 0 | 0 | 0 | 0 | 7241 | 0 | 0 | 0 | 0 | 7241 | 0 | 0 | 0 | 0 | 0
|  | Humboldt_Trinity_115_group | MW | 0 | 0 | 0 | 0 | 0 | 0 | 0 | 63 | 63 | 63 | 63 | 63 | 0 | 63 | 0 | 63 | 0 | 63 | 0 | 0 | 63 | 0 | 0 | 0 | 0 | 63 | 0 | 0 | 0 | 0 | 63 | 0 | 0 | 0 | 0 | 0
|  | Imperial_Valley_group | MW | 0 | 0 | 0 | 0 | 0 | 0 | 0 | 1959 | 1959 | 1959 | 1959 | 1959 | 0 | 1959 | 0 | 1959 | 0 | 1959 | 0 | 0 | 1959 | 0 | 0 | 0 | 0 | 1959 | 0 | 0 | 0 | 0 | 1959 | 0 | 0 | 0 | 0 | 0
|  | Internal_San_Diego_group | MW | 0 | 0 | 0 | 0 | 0 | 0 | 0 | 290 | 290 | 290 | 290 | 290 | 0 | 309.587 | 0 | 309.6055 | 0 | 309.6055 | 0 | 0 | 309.6055 | 0 | 0 | 0 | 0 | 309.6068 | 0 | 0 | 0 | 0 | 564 | 0 | 0 | 0 | 0 | 0
|  | Los_Banos_500_230_Transformer_group | MW | 0 | 0 | 0 | 0 | 0 | 0 | 0 | 2534 | 2534 | 2534 | 2534 | 2534 | 0 | 2534 | 0 | 2534 | 0 | 2534 | 0 | 0 | 2534 | 0 | 0 | 0 | 0 | 2534 | 0 | 0 | 0 | 0 | 2534 | 0 | 0 | 0 | 0 | 0
|  | Los_Banos_Gates_500_OPDS_group | MW | 0 | 0 | 0 | 0 | 0 | 0 | 0 | 2425 | 2425 | 2425 | 2425 | 2425 | 0 | 2425 | 0 | 2425 | 0 | 2425 | 0 | 0 | 2425 | 0 | 0 | 0 | 0 | 2425 | 0 | 0 | 0 | 0 | 2425 | 0 | 0 | 0 | 0 | 0
|  | Lugo_Transformer_group | MW | 0 | 0 | 0 | 0 | 0 | 0 | 0 | 1619 | 1619 | 1619 | 1619 | 1619 | 0 | 1619 | 0 | 1619 | 0 | 1619 | 0 | 0 | 1619 | 0 | 0 | 0 | 0 | 1619 | 0 | 0 | 0 | 0 | 1619 | 0 | 0 | 0 | 0 | 0
|  | Mohave_Eldorado_500_group | MW | 0 | 0 | 0 | 0 | 0 | 0 | 0 | 1560 | 1560 | 1560 | 1560 | 1560 | 0 | 1560 | 0 | 1560 | 0 | 1560 | 0 | 0 | 1560 | 0 | 0 | 0 | 0 | 1560 | 0 | 0 | 0 | 0 | 1560 | 0 | 0 | 0 | 0 | 0
|  | Morro_Bay_Templeton_230_group | MW | 0 | 0 | 0 | 0 | 0 | 0 | 0 | 1903 | 1903 | 1903 | 1903 | 1903 | 0 | 1903 | 0 | 1903 | 0 | 1903 | 0 | 0 | 1903 | 0 | 0 | 0 | 0 | 1903 | 0 | 0 | 0 | 0 | 1903 | 0 | 0 | 0 | 0 | 0
|  | Moss_Landing_Los_Banos_230_OPDS_group | MW | 0 | 0 | 0 | 0 | 0 | 0 | 0 | 3102 | 3102 | 3102 | 3102 | 3102 | 0 | 3102 | 0 | 3102 | 0 | 3102 | 0 | 0 | 3102 | 0 | 0 | 0 | 0 | 3102 | 0 | 0 | 0 | 0 | 3102 | 0 | 0 | 0 | 0 | 0
|  | San_Luis_Rey_San_Onofre_group | MW | 0 | 0 | 0 | 0 | 0 | 0 | 0 | 3281 | 3281 | 3281 | 3281 | 3281 | 0 | 3281 | 0 | 3281 | 0 | 3281 | 0 | 0 | 3281 | 0 | 0 | 0 | 0 | 3281 | 0 | 0 | 0 | 0 | 3281 | 0 | 0 | 0 | 0 | 0
|  | Serrano_Alberhill_group | MW | 0 | 0 | 0 | 0 | 0 | 0 | 0 | 11800 | 11800 | 11800 | 11800 | 11800 | 0 | 11800 | 0 | 11800 | 0 | 11800 | 0 | 0 | 11800 | 0 | 0 | 0 | 0 | 11800 | 0 | 0 | 0 | 0 | 11800 | 0 | 0 | 0 | 0 | 0
|  | Silvergate_Bay_Boulevard_group | MW | 0 | 0 | 0 | 0 | 0 | 0 | 0 | 2163 | 2163 | 2163 | 2163 | 2163 | 0 | 2163 | 0 | 2163 | 0 | 2163 | 0 | 0 | 2163 | 0 | 0 | 0 | 0 | 2163 | 0 | 0 | 0 | 0 | 2163 | 0 | 0 | 0 | 0 | 0
|  | South_Kramer_Victor_Lugo_group | MW | 0 | 0 | 0 | 0 | 0 | 0 | 0 | 1311 | 1311 | 1311 | 1311 | 1311 | 0 | 1311 | 0 | 1311 | 0 | 1311 | 0 | 0 | 1311 | 0 | 0 | 0 | 0 | 1311 | 0 | 0 | 0 | 0 | 1311 | 0 | 0 | 0 | 0 | 0
|  | South_Kramer_Victor_group | MW | 0 | 0 | 0 | 0 | 0 | 0 | 0 | 1237.02 | 1237.02 | 1237.02 | 1237.02 | 1237.02 | 0 | 1237.02 | 0 | 1237.02 | 0 | 1237.02 | 0 | 0 | 1237.02 | 0 | 0 | 0 | 0 | 1237.02 | 0 | 0 | 0 | 0 | 1237.02 | 0 | 0 | 0 | 0 | 0
|  | Tehachapi_Antelope_group | MW | 0 | 0 | 0 | 0 | 0 | 0 | 0 | 5171 | 5171 | 5171 | 5171 | 5171 | 0 | 5171 | 0 | 5171 | 0 | 5171 | 0 | 0 | 5171 | 0 | 0 | 0 | 0 | 5171 | 0 | 0 | 0 | 0 | 5171 | 0 | 0 | 0 | 0 | 0
|  | Tesla_Westley_230_group | MW | 0 | 0 | 0 | 0 | 0 | 0 | 0 | 1098 | 1098 | 1098 | 1098 | 1098 | 0 | 1098 | 0 | 1098 | 0 | 1098 | 0 | 0 | 1098 | 0 | 0 | 0 | 0 | 1098 | 0 | 0 | 0 | 0 | 1098 | 0 | 0 | 0 | 0 | 0
|  | - | MW | 0 | 0 | 0 | 0 | 0 | 0 | 0 | 0 | 0 | 0 | 0 | 0 | 0 | 0 | 0 | 0 | 0 | 0 | 0 | 0 | 0 | 0 | 0 | 0 | 0 | 0 | 0 | 0 | 0 | 0 | 0 | 0 | 0 | 0 | 0 | 0
|  | - | MW | 0 | 0 | 0 | 0 | 0 | 0 | 0 | 0 | 0 | 0 | 0 | 0 | 0 | 0 | 0 | 0 | 0 | 0 | 0 | 0 | 0 | 0 | 0 | 0 | 0 | 0 | 0 | 0 | 0 | 0 | 0 | 0 | 0 | 0 | 0 | 0
|  | - | MW | 0 | 0 | 0 | 0 | 0 | 0 | 0 | 0 | 0 | 0 | 0 | 0 | 0 | 0 | 0 | 0 | 0 | 0 | 0 | 0 | 0 | 0 | 0 | 0 | 0 | 0 | 0 | 0 | 0 | 0 | 0 | 0 | 0 | 0 | 0 | 0
|  | - | MW | 0 | 0 | 0 | 0 | 0 | 0 | 0 | 0 | 0 | 0 | 0 | 0 | 0 | 0 | 0 | 0 | 0 | 0 | 0 | 0 | 0 | 0 | 0 | 0 | 0 | 0 | 0 | 0 | 0 | 0 | 0 | 0 | 0 | 0 | 0 | 0
|  | - | MW | 0 | 0 | 0 | 0 | 0 | 0 | 0 | 0 | 0 | 0 | 0 | 0 | 0 | 0 | 0 | 0 | 0 | 0 | 0 | 0 | 0 | 0 | 0 | 0 | 0 | 0 | 0 | 0 | 0 | 0 | 0 | 0 | 0 | 0 | 0 | 0
|  | - | MW | 0 | 0 | 0 | 0 | 0 | 0 | 0 | 0 | 0 | 0 | 0 | 0 | 0 | 0 | 0 | 0 | 0 | 0 | 0 | 0 | 0 | 0 | 0 | 0 | 0 | 0 | 0 | 0 | 0 | 0 | 0 | 0 | 0 | 0 | 0 | 0
|  | - | MW | 0 | 0 | 0 | 0 | 0 | 0 | 0 | 0 | 0 | 0 | 0 | 0 | 0 | 0 | 0 | 0 | 0 | 0 | 0 | 0 | 0 | 0 | 0 | 0 | 0 | 0 | 0 | 0 | 0 | 0 | 0 | 0 | 0 | 0 | 0 | 0
|  | - | MW | 0 | 0 | 0 | 0 | 0 | 0 | 0 | 0 | 0 | 0 | 0 | 0 | 0 | 0 | 0 | 0 | 0 | 0 | 0 | 0 | 0 | 0 | 0 | 0 | 0 | 0 | 0 | 0 | 0 | 0 | 0 | 0 | 0 | 0 | 0 | 0
|  | - | MW | 0 | 0 | 0 | 0 | 0 | 0 | 0 | 0 | 0 | 0 | 0 | 0 | 0 | 0 | 0 | 0 | 0 | 0 | 0 | 0 | 0 | 0 | 0 | 0 | 0 | 0 | 0 | 0 | 0 | 0 | 0 | 0 | 0 | 0 | 0 | 0
|  | - | MW | 0 | 0 | 0 | 0 | 0 | 0 | 0 | 0 | 0 | 0 | 0 | 0 | 0 | 0 | 0 | 0 | 0 | 0 | 0 | 0 | 0 | 0 | 0 | 0 | 0 | 0 | 0 | 0 | 0 | 0 | 0 | 0 | 0 | 0 | 0 | 0
|  | - | MW | 0 | 0 | 0 | 0 | 0 | 0 | 0 | 0 | 0 | 0 | 0 | 0 | 0 | 0 | 0 | 0 | 0 | 0 | 0 | 0 | 0 | 0 | 0 | 0 | 0 | 0 | 0 | 0 | 0 | 0 | 0 | 0 | 0 | 0 | 0 | 0
|  | - | MW | 0 | 0 | 0 | 0 | 0 | 0 | 0 | 0 | 0 | 0 | 0 | 0 | 0 | 0 | 0 | 0 | 0 | 0 | 0 | 0 | 0 | 0 | 0 | 0 | 0 | 0 | 0 | 0 | 0 | 0 | 0 | 0 | 0 | 0 | 0 | 0
|  | On-Peak Available Existing Transmission Capacity | _deliverable_peak_highest
|  | Transmission Constraint |  | 2015 | 2016 | 2017 | 2018 | 2019 | 2020 | 2021 | 2022 | 2023 | 2024 | 2025 | 2026 | 2027 | 2028 | 2029 | 2030 | 2031 | 2032 | 2033 | 2034 | 2035 | 2036 | 2037 | 2038 | 2039 | 2040 | 2041 | 2042 | 2043 | 2044 | 2045 | 2046 | 2047 | 2048 | 2049 | 2050
|  | Colorado_River_500_230_group | MW | 0 | 0 | 0 | 0 | 0 | 0 | 0 | 1490 | 1490 | 1490 | 1490 | 1490 | 0 | 1490 | 0 | 1490 | 0 | 1490 | 0 | 0 | 1490 | 0 | 0 | 0 | 0 | 1490 | 0 | 0 | 0 | 0 | 1490 | 0 | 0 | 0 | 0 | 0
|  | Contra_Costa_Delta_Switchyard_230_group | MW | 0 | 0 | 0 | 0 | 0 | 0 | 0 | 1523 | 1523 | 1523 | 1523 | 1523 | 0 | 1523 | 0 | 1523 | 0 | 1523 | 0 | 0 | 1523 | 0 | 0 | 0 | 0 | 1523 | 0 | 0 | 0 | 0 | 1523 | 0 | 0 | 0 | 0 | 0
|  | Delevan_Cortina_230_group | MW | 0 | 0 | 0 | 0 | 0 | 0 | 0 | 454 | 454 | 454 | 454 | 454 | 0 | 454 | 0 | 454 | 0 | 454 | 0 | 0 | 454 | 0 | 0 | 0 | 0 | 454 | 0 | 0 | 0 | 0 | 454 | 0 | 0 | 0 | 0 | 0
|  | Devers_Red_Bluff_group | MW | 0 | 0 | 0 | 0 | 0 | 0 | 0 | 5400 | 5400 | 5400 | 5400 | 5400 | 0 | 5400 | 0 | 5400 | 0 | 5400 | 0 | 0 | 5400 | 0 | 0 | 0 | 0 | 5400 | 0 | 0 | 0 | 0 | 5400 | 0 | 0 | 0 | 0 | 0
|  | East_of_Miguel_group | MW | 0 | 0 | 0 | 0 | 0 | 0 | 0 | 731 | 731 | 731 | 731 | 731 | 0 | 731 | 0 | 731 | 0 | 731 | 0 | 0 | 731 | 0 | 0 | 0 | 0 | 731 | 0 | 0 | 0 | 0 | 731 | 0 | 0 | 0 | 0 | 0
|  | Eldorado_500_230_group | MW | 0 | 0 | 0 | 0 | 0 | 0 | 0 | 3360 | 3360 | 3360 | 3360 | 3360 | 0 | 3360 | 0 | 3360 | 0 | 3360 | 0 | 0 | 3360 | 0 | 0 | 0 | 0 | 3360 | 0 | 0 | 0 | 0 | 3360 | 0 | 0 | 0 | 0 | 0
|  | Encina_San_Luis_Rey_group | MW | 0 | 0 | 0 | 0 | 0 | 0 | 0 | 2901 | 2901 | 2901 | 2901 | 2901 | 0 | 2901 | 0 | 2901 | 0 | 2901 | 0 | 0 | 2901 | 0 | 0 | 0 | 0 | 2901 | 0 | 0 | 0 | 0 | 2901 | 0 | 0 | 0 | 0 | 0
|  | GLW_VEA_group | MW | 0 | 0 | 0 | 0 | 0 | 0 | 0 | 300 | 300 | 300 | 300 | 300 | 0 | 300 | 0 | 300 | 0 | 300 | 0 | 0 | 300 | 0 | 0 | 0 | 0 | 300 | 0 | 0 | 0 | 0 | 300 | 0 | 0 | 0 | 0 | 0
|  | Gates_500_230_Transformer_group | MW | 0 | 0 | 0 | 0 | 0 | 0 | 0 | 3151 | 3151 | 3151 | 3151 | 3151 | 0 | 3151 | 0 | 3151 | 0 | 3151 | 0 | 0 | 3151 | 0 | 0 | 0 | 0 | 3151 | 0 | 0 | 0 | 0 | 3151 | 0 | 0 | 0 | 0 | 0
|  | Gates_Arco_Midway_230_group | MW | 0 | 0 | 0 | 0 | 0 | 0 | 0 | 1431 | 1431 | 1431 | 1431 | 1431 | 0 | 1431 | 0 | 1431 | 0 | 1431 | 0 | 0 | 1431 | 0 | 0 | 0 | 0 | 1431 | 0 | 0 | 0 | 0 | 1431 | 0 | 0 | 0 | 0 | 0
|  | Gates_Panoche_230_group | MW | 0 | 0 | 0 | 0 | 0 | 0 | 0 | 10830 | 10830 | 10830 | 10830 | 10830 | 0 | 10830 | 0 | 10830 | 0 | 10830 | 0 | 0 | 10830 | 0 | 0 | 0 | 0 | 10830 | 0 | 0 | 0 | 0 | 10830 | 0 | 0 | 0 | 0 | 0
|  | Greater_LA_group | MW | 0 | 0 | 0 | 0 | 0 | 0 | 0 | 7241 | 7241 | 7241 | 7241 | 7241 | 0 | 7241 | 0 | 7241 | 0 | 7241 | 0 | 0 | 7241 | 0 | 0 | 0 | 0 | 7241 | 0 | 0 | 0 | 0 | 7241 | 0 | 0 | 0 | 0 | 0
|  | Humboldt_Trinity_115_group | MW | 0 | 0 | 0 | 0 | 0 | 0 | 0 | 20.52 | 20.52 | 20.52 | 20.52 | 20.52 | 0 | 20.52 | 0 | 20.52 | 0 | 20.52 | 0 | 0 | 20.52 | 0 | 0 | 0 | 0 | 20.52 | 0 | 0 | 0 | 0 | 20.52 | 0 | 0 | 0 | 0 | 0
|  | Imperial_Valley_group | MW | 0 | 0 | 0 | 0 | 0 | 0 | 0 | 1959 | 1959 | 1959 | 1959 | 1959 | 0 | 1959 | 0 | 1959 | 0 | 1959 | 0 | 0 | 1959 | 0 | 0 | 0 | 0 | 1959 | 0 | 0 | 0 | 0 | 1959 | 0 | 0 | 0 | 0 | 0
|  | Internal_San_Diego_group | MW | 0 | 0 | 0 | 0 | 0 | 0 | 0 | 968 | 968 | 968 | 968 | 968 | 0 | 968 | 0 | 968 | 0 | 968 | 0 | 0 | 968 | 0 | 0 | 0 | 0 | 968 | 0 | 0 | 0 | 0 | 968 | 0 | 0 | 0 | 0 | 0
|  | Los_Banos_500_230_Transformer_group | MW | 0 | 0 | 0 | 0 | 0 | 0 | 0 | 1127 | 1127 | 1127 | 1127 | 1127 | 0 | 1127 | 0 | 1127 | 0 | 1127 | 0 | 0 | 1127 | 0 | 0 | 0 | 0 | 1127 | 0 | 0 | 0 | 0 | 1127 | 0 | 0 | 0 | 0 | 0
|  | Los_Banos_Gates_500_OPDS_group | MW | 0 | 0 | 0 | 0 | 0 | 0 | 0 | 1273 | 1273 | 1273 | 1273 | 1273 | 0 | 1273 | 0 | 1273 | 0 | 1273 | 0 | 0 | 1273 | 0 | 0 | 0 | 0 | 1273 | 0 | 0 | 0 | 0 | 1273 | 0 | 0 | 0 | 0 | 0
|  | Lugo_Transformer_group | MW | 0 | 0 | 0 | 0 | 0 | 0 | 0 | 1576 | 1576 | 1576 | 1576 | 1576 | 0 | 1576 | 0 | 1576 | 0 | 1576 | 0 | 0 | 1576 | 0 | 0 | 0 | 0 | 1576 | 0 | 0 | 0 | 0 | 1576 | 0 | 0 | 0 | 0 | 0
|  | Mohave_Eldorado_500_group | MW | 0 | 0 | 0 | 0 | 0 | 0 | 0 | 1560 | 1560 | 1560 | 1560 | 1560 | 0 | 1560 | 0 | 1560 | 0 | 1560 | 0 | 0 | 1560 | 0 | 0 | 0 | 0 | 1560 | 0 | 0 | 0 | 0 | 1560 | 0 | 0 | 0 | 0 | 0
|  | Morro_Bay_Templeton_230_group | MW | 0 | 0 | 0 | 0 | 0 | 0 | 0 | 1707.56 | 1707.56 | 1707.56 | 1707.56 | 1707.56 | 0 | 1707.56 | 0 | 1707.56 | 0 | 1707.56 | 0 | 0 | 1707.56 | 0 | 0 | 0 | 0 | 1707.56 | 0 | 0 | 0 | 0 | 1707.56 | 0 | 0 | 0 | 0 | 0
|  | Moss_Landing_Los_Banos_230_OPDS_group | MW | 0 | 0 | 0 | 0 | 0 | 0 | 0 | 1611 | 1611 | 1611 | 1611 | 1611 | 0 | 1611 | 0 | 1611 | 0 | 1611 | 0 | 0 | 1611 | 0 | 0 | 0 | 0 | 1611 | 0 | 0 | 0 | 0 | 1611 | 0 | 0 | 0 | 0 | 0
|  | San_Luis_Rey_San_Onofre_group | MW | 0 | 0 | 0 | 0 | 0 | 0 | 0 | 1748 | 1748 | 1748 | 1748 | 1748 | 0 | 1748 | 0 | 1748 | 0 | 1748 | 0 | 0 | 1748 | 0 | 0 | 0 | 0 | 1748 | 0 | 0 | 0 | 0 | 1748 | 0 | 0 | 0 | 0 | 0
|  | Serrano_Alberhill_group | MW | 0 | 0 | 0 | 0 | 0 | 0 | 0 | 5700 | 5700 | 5700 | 5700 | 5700 | 0 | 5700 | 0 | 5700 | 0 | 5700 | 0 | 0 | 5700 | 0 | 0 | 0 | 0 | 5700 | 0 | 0 | 0 | 0 | 5700 | 0 | 0 | 0 | 0 | 0
|  | Silvergate_Bay_Boulevard_group | MW | 0 | 0 | 0 | 0 | 0 | 0 | 0 | 1202 | 1202 | 1202 | 1202 | 1202 | 0 | 1202 | 0 | 1202 | 0 | 1202 | 0 | 0 | 1202 | 0 | 0 | 0 | 0 | 1202 | 0 | 0 | 0 | 0 | 1202 | 0 | 0 | 0 | 0 | 0
|  | South_Kramer_Victor_Lugo_group | MW | 0 | 0 | 0 | 0 | 0 | 0 | 0 | 1156 | 1156 | 1156 | 1156 | 1156 | 0 | 1156 | 0 | 1156 | 0 | 1156 | 0 | 0 | 1156 | 0 | 0 | 0 | 0 | 1156 | 0 | 0 | 0 | 0 | 1156 | 0 | 0 | 0 | 0 | 0
|  | South_Kramer_Victor_group | MW | 0 | 0 | 0 | 0 | 0 | 0 | 0 | 826 | 826 | 826 | 826 | 826 | 0 | 826 | 0 | 826 | 0 | 826 | 0 | 0 | 826 | 0 | 0 | 0 | 0 | 826 | 0 | 0 | 0 | 0 | 826 | 0 | 0 | 0 | 0 | 0
|  | Tehachapi_Antelope_group | MW | 0 | 0 | 0 | 0 | 0 | 0 | 0 | 4040 | 4040 | 4040 | 4040 | 4040 | 0 | 4040 | 0 | 4040 | 0 | 4040 | 0 | 0 | 4040 | 0 | 0 | 0 | 0 | 4040 | 0 | 0 | 0 | 0 | 4040 | 0 | 0 | 0 | 0 | 0
|  | Tesla_Westley_230_group | MW | 0 | 0 | 0 | 0 | 0 | 0 | 0 | 1098 | 1098 | 1098 | 1098 | 1098 | 0 | 1098 | 0 | 1098 | 0 | 1098 | 0 | 0 | 1098 | 0 | 0 | 0 | 0 | 1098 | 0 | 0 | 0 | 0 | 1098 | 0 | 0 | 0 | 0 | 0
|  | - | MW | 0 | 0 | 0 | 0 | 0 | 0 | 0 | 0 | 0 | 0 | 0 | 0 | 0 | 0 | 0 | 0 | 0 | 0 | 0 | 0 | 0 | 0 | 0 | 0 | 0 | 0 | 0 | 0 | 0 | 0 | 0 | 0 | 0 | 0 | 0 | 0
|  | - | MW | 0 | 0 | 0 | 0 | 0 | 0 | 0 | 0 | 0 | 0 | 0 | 0 | 0 | 0 | 0 | 0 | 0 | 0 | 0 | 0 | 0 | 0 | 0 | 0 | 0 | 0 | 0 | 0 | 0 | 0 | 0 | 0 | 0 | 0 | 0 | 0
|  | - | MW | 0 | 0 | 0 | 0 | 0 | 0 | 0 | 0 | 0 | 0 | 0 | 0 | 0 | 0 | 0 | 0 | 0 | 0 | 0 | 0 | 0 | 0 | 0 | 0 | 0 | 0 | 0 | 0 | 0 | 0 | 0 | 0 | 0 | 0 | 0 | 0
|  | - | MW | 0 | 0 | 0 | 0 | 0 | 0 | 0 | 0 | 0 | 0 | 0 | 0 | 0 | 0 | 0 | 0 | 0 | 0 | 0 | 0 | 0 | 0 | 0 | 0 | 0 | 0 | 0 | 0 | 0 | 0 | 0 | 0 | 0 | 0 | 0 | 0
|  | - | MW | 0 | 0 | 0 | 0 | 0 | 0 | 0 | 0 | 0 | 0 | 0 | 0 | 0 | 0 | 0 | 0 | 0 | 0 | 0 | 0 | 0 | 0 | 0 | 0 | 0 | 0 | 0 | 0 | 0 | 0 | 0 | 0 | 0 | 0 | 0 | 0
|  | - | MW | 0 | 0 | 0 | 0 | 0 | 0 | 0 | 0 | 0 | 0 | 0 | 0 | 0 | 0 | 0 | 0 | 0 | 0 | 0 | 0 | 0 | 0 | 0 | 0 | 0 | 0 | 0 | 0 | 0 | 0 | 0 | 0 | 0 | 0 | 0 | 0
|  | - | MW | 0 | 0 | 0 | 0 | 0 | 0 | 0 | 0 | 0 | 0 | 0 | 0 | 0 | 0 | 0 | 0 | 0 | 0 | 0 | 0 | 0 | 0 | 0 | 0 | 0 | 0 | 0 | 0 | 0 | 0 | 0 | 0 | 0 | 0 | 0 | 0
|  | - | MW | 0 | 0 | 0 | 0 | 0 | 0 | 0 | 0 | 0 | 0 | 0 | 0 | 0 | 0 | 0 | 0 | 0 | 0 | 0 | 0 | 0 | 0 | 0 | 0 | 0 | 0 | 0 | 0 | 0 | 0 | 0 | 0 | 0 | 0 | 0 | 0
|  | - | MW | 0 | 0 | 0 | 0 | 0 | 0 | 0 | 0 | 0 | 0 | 0 | 0 | 0 | 0 | 0 | 0 | 0 | 0 | 0 | 0 | 0 | 0 | 0 | 0 | 0 | 0 | 0 | 0 | 0 | 0 | 0 | 0 | 0 | 0 | 0 | 0
|  | - | MW | 0 | 0 | 0 | 0 | 0 | 0 | 0 | 0 | 0 | 0 | 0 | 0 | 0 | 0 | 0 | 0 | 0 | 0 | 0 | 0 | 0 | 0 | 0 | 0 | 0 | 0 | 0 | 0 | 0 | 0 | 0 | 0 | 0 | 0 | 0 | 0
|  | - | MW | 0 | 0 | 0 | 0 | 0 | 0 | 0 | 0 | 0 | 0 | 0 | 0 | 0 | 0 | 0 | 0 | 0 | 0 | 0 | 0 | 0 | 0 | 0 | 0 | 0 | 0 | 0 | 0 | 0 | 0 | 0 | 0 | 0 | 0 | 0 | 0
|  | - | MW | 0 | 0 | 0 | 0 | 0 | 0 | 0 | 0 | 0 | 0 | 0 | 0 | 0 | 0 | 0 | 0 | 0 | 0 | 0 | 0 | 0 | 0 | 0 | 0 | 0 | 0 | 0 | 0 | 0 | 0 | 0 | 0 | 0 | 0 | 0 | 0
|  | Off-Peak Available Existing Transmission Capacity | _offpeak
|  | Transmission Constraint |  | 2015 | 2016 | 2017 | 2018 | 2019 | 2020 | 2021 | 2022 | 2023 | 2024 | 2025 | 2026 | 2027 | 2028 | 2029 | 2030 | 2031 | 2032 | 2033 | 2034 | 2035 | 2036 | 2037 | 2038 | 2039 | 2040 | 2041 | 2042 | 2043 | 2044 | 2045 | 2046 | 2047 | 2048 | 2049 | 2050
|  | Colorado_River_500_230_group | MW | 0 | 0 | 0 | 0 | 0 | 0 | 0 | 1739 | 1739 | 1739 | 1739 | 1739 | 0 | 1739 | 0 | 1739 | 0 | 1739 | 0 | 0 | 1739 | 0 | 0 | 0 | 0 | 1739 | 0 | 0 | 0 | 0 | 1739 | 0 | 0 | 0 | 0 | 0
|  | Contra_Costa_Delta_Switchyard_230_group | MW | 0 | 0 | 0 | 0 | 0 | 0 | 0 | 1523 | 1523 | 1523 | 1523 | 1523 | 0 | 1523 | 0 | 1523 | 0 | 1523 | 0 | 0 | 1523 | 0 | 0 | 0 | 0 | 1523 | 0 | 0 | 0 | 0 | 1523 | 0 | 0 | 0 | 0 | 0
|  | Delevan_Cortina_230_group | MW | 0 | 0 | 0 | 0 | 0 | 0 | 0 | 795 | 795 | 795 | 795 | 795 | 0 | 795 | 0 | 795 | 0 | 795 | 0 | 0 | 795 | 0 | 0 | 0 | 0 | 795 | 0 | 0 | 0 | 0 | 795 | 0 | 0 | 0 | 0 | 0
|  | Devers_Red_Bluff_group | MW | 0 | 0 | 0 | 0 | 0 | 0 | 0 | 5820 | 5820 | 5820 | 5820 | 5820 | 0 | 5820 | 0 | 5820 | 0 | 5820 | 0 | 0 | 5820 | 0 | 0 | 0 | 0 | 5820 | 0 | 0 | 0 | 0 | 5820 | 0 | 0 | 0 | 0 | 0
|  | East_of_Miguel_group | MW | 0 | 0 | 0 | 0 | 0 | 0 | 0 | 950 | 950 | 950 | 950 | 950 | 0 | 950 | 0 | 950 | 0 | 950 | 0 | 0 | 950 | 0 | 0 | 0 | 0 | 950 | 0 | 0 | 0 | 0 | 950 | 0 | 0 | 0 | 0 | 0
|  | Eldorado_500_230_group | MW | 0 | 0 | 0 | 0 | 0 | 0 | 0 | 3360 | 3360 | 3360 | 3360 | 3360 | 0 | 3360 | 0 | 3360 | 0 | 3360 | 0 | 0 | 3360 | 0 | 0 | 0 | 0 | 3360 | 0 | 0 | 0 | 0 | 3360 | 0 | 0 | 0 | 0 | 0
|  | Encina_San_Luis_Rey_group | MW | 0 | 0 | 0 | 0 | 0 | 0 | 0 | 3035 | 3035 | 3035 | 3035 | 3035 | 0 | 3035 | 0 | 3035 | 0 | 3035 | 0 | 0 | 3035 | 0 | 0 | 0 | 0 | 3035 | 0 | 0 | 0 | 0 | 3035 | 0 | 0 | 0 | 0 | 0
|  | GLW_VEA_group | MW | 0 | 0 | 0 | 0 | 0 | 0 | 0 | 269 | 269 | 269 | 269 | 269 | 0 | 269 | 0 | 269 | 0 | 269 | 0 | 0 | 269 | 0 | 0 | 0 | 0 | 269 | 0 | 0 | 0 | 0 | 269 | 0 | 0 | 0 | 0 | 0
|  | Gates_500_230_Transformer_group | MW | 0 | 0 | 0 | 0 | 0 | 0 | 0 | 3279 | 3279 | 3279 | 3279 | 3279 | 0 | 3279 | 0 | 3279 | 0 | 3279 | 0 | 0 | 3279 | 0 | 0 | 0 | 0 | 3279 | 0 | 0 | 0 | 0 | 3279 | 0 | 0 | 0 | 0 | 0
|  | Gates_Arco_Midway_230_group | MW | 0 | 0 | 0 | 0 | 0 | 0 | 0 | 2568 | 2568 | 2568 | 2568 | 2568 | 0 | 2568 | 0 | 2568 | 0 | 2568 | 0 | 0 | 2568 | 0 | 0 | 0 | 0 | 2568 | 0 | 0 | 0 | 0 | 2568 | 0 | 0 | 0 | 0 | 0
|  | Gates_Panoche_230_group | MW | 0 | 0 | 0 | 0 | 0 | 0 | 0 | 10830 | 10830 | 10830 | 10830 | 10830 | 0 | 10830 | 0 | 10830 | 0 | 10830 | 0 | 0 | 10830 | 0 | 0 | 0 | 0 | 10830 | 0 | 0 | 0 | 0 | 10830 | 0 | 0 | 0 | 0 | 0
|  | Greater_LA_group | MW | 0 | 0 | 0 | 0 | 0 | 0 | 0 | 7241 | 7241 | 7241 | 7241 | 7241 | 0 | 7241 | 0 | 7241 | 0 | 7241 | 0 | 0 | 7241 | 0 | 0 | 0 | 0 | 7241 | 0 | 0 | 0 | 0 | 7241 | 0 | 0 | 0 | 0 | 0
|  | Humboldt_Trinity_115_group | MW | 0 | 0 | 0 | 0 | 0 | 0 | 0 | 63 | 63 | 63 | 63 | 63 | 0 | 63 | 0 | 63 | 0 | 63 | 0 | 0 | 63 | 0 | 0 | 0 | 0 | 63 | 0 | 0 | 0 | 0 | 63 | 0 | 0 | 0 | 0 | 0
|  | Imperial_Valley_group | MW | 0 | 0 | 0 | 0 | 0 | 0 | 0 | 1959 | 1959 | 1959 | 1959 | 1959 | 0 | 1959 | 0 | 1959 | 0 | 1959 | 0 | 0 | 1959 | 0 | 0 | 0 | 0 | 1959 | 0 | 0 | 0 | 0 | 1959 | 0 | 0 | 0 | 0 | 0
|  | Internal_San_Diego_group | MW | 0 | 0 | 0 | 0 | 0 | 0 | 0 | 290 | 290 | 290 | 290 | 290 | 0 | 290 | 0 | 290 | 0 | 290 | 0 | 0 | 290 | 0 | 0 | 0 | 0 | 290 | 0 | 0 | 0 | 0 | 290 | 0 | 0 | 0 | 0 | 0
|  | Los_Banos_500_230_Transformer_group | MW | 0 | 0 | 0 | 0 | 0 | 0 | 0 | 2534 | 2534 | 2534 | 2534 | 2534 | 0 | 2534 | 0 | 2534 | 0 | 2534 | 0 | 0 | 2534 | 0 | 0 | 0 | 0 | 2534 | 0 | 0 | 0 | 0 | 2534 | 0 | 0 | 0 | 0 | 0
|  | Los_Banos_Gates_500_OPDS_group | MW | 0 | 0 | 0 | 0 | 0 | 0 | 0 | 2425 | 2425 | 2425 | 2425 | 2425 | 0 | 2425 | 0 | 2425 | 0 | 2425 | 0 | 0 | 2425 | 0 | 0 | 0 | 0 | 2425 | 0 | 0 | 0 | 0 | 2425 | 0 | 0 | 0 | 0 | 0
|  | Lugo_Transformer_group | MW | 0 | 0 | 0 | 0 | 0 | 0 | 0 | 1619 | 1619 | 1619 | 1619 | 1619 | 0 | 1619 | 0 | 1619 | 0 | 1619 | 0 | 0 | 1619 | 0 | 0 | 0 | 0 | 1619 | 0 | 0 | 0 | 0 | 1619 | 0 | 0 | 0 | 0 | 0
|  | Mohave_Eldorado_500_group | MW | 0 | 0 | 0 | 0 | 0 | 0 | 0 | 1560 | 1560 | 1560 | 1560 | 1560 | 0 | 1560 | 0 | 1560 | 0 | 1560 | 0 | 0 | 1560 | 0 | 0 | 0 | 0 | 1560 | 0 | 0 | 0 | 0 | 1560 | 0 | 0 | 0 | 0 | 0
|  | Morro_Bay_Templeton_230_group | MW | 0 | 0 | 0 | 0 | 0 | 0 | 0 | 1903 | 1903 | 1903 | 1903 | 1903 | 0 | 1903 | 0 | 1903 | 0 | 1903 | 0 | 0 | 1903 | 0 | 0 | 0 | 0 | 1903 | 0 | 0 | 0 | 0 | 1903 | 0 | 0 | 0 | 0 | 0
|  | Moss_Landing_Los_Banos_230_OPDS_group | MW | 0 | 0 | 0 | 0 | 0 | 0 | 0 | 3102 | 3102 | 3102 | 3102 | 3102 | 0 | 3102 | 0 | 3102 | 0 | 3102 | 0 | 0 | 3102 | 0 | 0 | 0 | 0 | 3102 | 0 | 0 | 0 | 0 | 3102 | 0 | 0 | 0 | 0 | 0
|  | San_Luis_Rey_San_Onofre_group | MW | 0 | 0 | 0 | 0 | 0 | 0 | 0 | 3281 | 3281 | 3281 | 3281 | 3281 | 0 | 3281 | 0 | 3281 | 0 | 3281 | 0 | 0 | 3281 | 0 | 0 | 0 | 0 | 3281 | 0 | 0 | 0 | 0 | 3281 | 0 | 0 | 0 | 0 | 0
|  | Serrano_Alberhill_group | MW | 0 | 0 | 0 | 0 | 0 | 0 | 0 | 11800 | 11800 | 11800 | 11800 | 11800 | 0 | 11800 | 0 | 11800 | 0 | 11800 | 0 | 0 | 11800 | 0 | 0 | 0 | 0 | 11800 | 0 | 0 | 0 | 0 | 11800 | 0 | 0 | 0 | 0 | 0
|  | Silvergate_Bay_Boulevard_group | MW | 0 | 0 | 0 | 0 | 0 | 0 | 0 | 2163 | 2163 | 2163 | 2163 | 2163 | 0 | 2163 | 0 | 2163 | 0 | 2163 | 0 | 0 | 2163 | 0 | 0 | 0 | 0 | 2163 | 0 | 0 | 0 | 0 | 2163 | 0 | 0 | 0 | 0 | 0
|  | South_Kramer_Victor_Lugo_group | MW | 0 | 0 | 0 | 0 | 0 | 0 | 0 | 1311 | 1311 | 1311 | 1311 | 1311 | 0 | 1311 | 0 | 1311 | 0 | 1311 | 0 | 0 | 1311 | 0 | 0 | 0 | 0 | 1311 | 0 | 0 | 0 | 0 | 1311 | 0 | 0 | 0 | 0 | 0
|  | South_Kramer_Victor_group | MW | 0 | 0 | 0 | 0 | 0 | 0 | 0 | 1237.02 | 1237.02 | 1237.02 | 1237.02 | 1237.02 | 0 | 1237.02 | 0 | 1237.02 | 0 | 1237.02 | 0 | 0 | 1237.02 | 0 | 0 | 0 | 0 | 1237.02 | 0 | 0 | 0 | 0 | 1237.02 | 0 | 0 | 0 | 0 | 0
|  | Tehachapi_Antelope_group | MW | 0 | 0 | 0 | 0 | 0 | 0 | 0 | 5171 | 5171 | 5171 | 5171 | 5171 | 0 | 5171 | 0 | 5171 | 0 | 5171 | 0 | 0 | 5171 | 0 | 0 | 0 | 0 | 5171 | 0 | 0 | 0 | 0 | 5171 | 0 | 0 | 0 | 0 | 0
|  | Tesla_Westley_230_group | MW | 0 | 0 | 0 | 0 | 0 | 0 | 0 | 1098 | 1098 | 1098 | 1098 | 1098 | 0 | 1098 | 0 | 1098 | 0 | 1098 | 0 | 0 | 1098 | 0 | 0 | 0 | 0 | 1098 | 0 | 0 | 0 | 0 | 1098 | 0 | 0 | 0 | 0 | 0
|  | - | MW | 0 | 0 | 0 | 0 | 0 | 0 | 0 | 0 | 0 | 0 | 0 | 0 | 0 | 0 | 0 | 0 | 0 | 0 | 0 | 0 | 0 | 0 | 0 | 0 | 0 | 0 | 0 | 0 | 0 | 0 | 0 | 0 | 0 | 0 | 0 | 0
|  | - | MW | 0 | 0 | 0 | 0 | 0 | 0 | 0 | 0 | 0 | 0 | 0 | 0 | 0 | 0 | 0 | 0 | 0 | 0 | 0 | 0 | 0 | 0 | 0 | 0 | 0 | 0 | 0 | 0 | 0 | 0 | 0 | 0 | 0 | 0 | 0 | 0
|  | - | MW | 0 | 0 | 0 | 0 | 0 | 0 | 0 | 0 | 0 | 0 | 0 | 0 | 0 | 0 | 0 | 0 | 0 | 0 | 0 | 0 | 0 | 0 | 0 | 0 | 0 | 0 | 0 | 0 | 0 | 0 | 0 | 0 | 0 | 0 | 0 | 0
|  | - | MW | 0 | 0 | 0 | 0 | 0 | 0 | 0 | 0 | 0 | 0 | 0 | 0 | 0 | 0 | 0 | 0 | 0 | 0 | 0 | 0 | 0 | 0 | 0 | 0 | 0 | 0 | 0 | 0 | 0 | 0 | 0 | 0 | 0 | 0 | 0 | 0
|  | - | MW | 0 | 0 | 0 | 0 | 0 | 0 | 0 | 0 | 0 | 0 | 0 | 0 | 0 | 0 | 0 | 0 | 0 | 0 | 0 | 0 | 0 | 0 | 0 | 0 | 0 | 0 | 0 | 0 | 0 | 0 | 0 | 0 | 0 | 0 | 0 | 0
|  | - | MW | 0 | 0 | 0 | 0 | 0 | 0 | 0 | 0 | 0 | 0 | 0 | 0 | 0 | 0 | 0 | 0 | 0 | 0 | 0 | 0 | 0 | 0 | 0 | 0 | 0 | 0 | 0 | 0 | 0 | 0 | 0 | 0 | 0 | 0 | 0 | 0
|  | - | MW | 0 | 0 | 0 | 0 | 0 | 0 | 0 | 0 | 0 | 0 | 0 | 0 | 0 | 0 | 0 | 0 | 0 | 0 | 0 | 0 | 0 | 0 | 0 | 0 | 0 | 0 | 0 | 0 | 0 | 0 | 0 | 0 | 0 | 0 | 0 | 0
|  | - | MW | 0 | 0 | 0 | 0 | 0 | 0 | 0 | 0 | 0 | 0 | 0 | 0 | 0 | 0 | 0 | 0 | 0 | 0 | 0 | 0 | 0 | 0 | 0 | 0 | 0 | 0 | 0 | 0 | 0 | 0 | 0 | 0 | 0 | 0 | 0 | 0
|  | - | MW | 0 | 0 | 0 | 0 | 0 | 0 | 0 | 0 | 0 | 0 | 0 | 0 | 0 | 0 | 0 | 0 | 0 | 0 | 0 | 0 | 0 | 0 | 0 | 0 | 0 | 0 | 0 | 0 | 0 | 0 | 0 | 0 | 0 | 0 | 0 | 0
|  | - | MW | 0 | 0 | 0 | 0 | 0 | 0 | 0 | 0 | 0 | 0 | 0 | 0 | 0 | 0 | 0 | 0 | 0 | 0 | 0 | 0 | 0 | 0 | 0 | 0 | 0 | 0 | 0 | 0 | 0 | 0 | 0 | 0 | 0 | 0 | 0 | 0
|  | - | MW | 0 | 0 | 0 | 0 | 0 | 0 | 0 | 0 | 0 | 0 | 0 | 0 | 0 | 0 | 0 | 0 | 0 | 0 | 0 | 0 | 0 | 0 | 0 | 0 | 0 | 0 | 0 | 0 | 0 | 0 | 0 | 0 | 0 | 0 | 0 | 0
|  | - | MW | 0 | 0 | 0 | 0 | 0 | 0 | 0 | 0 | 0 | 0 | 0 | 0 | 0 | 0 | 0 | 0 | 0 | 0 | 0 | 0 | 0 | 0 | 0 | 0 | 0 | 0 | 0 | 0 | 0 | 0 | 0 | 0 | 0 | 0 | 0 | 0
|  | On-Peak Available Transmission Upgrade Capacity Impact | _deliverable_peak_highest
|  | Transmission Constraint |  | 2015 | 2016 | 2017 | 2018 | 2019 | 2020 | 2021 | 2022 | 2023 | 2024 | 2025 | 2026 | 2027 | 2028 | 2029 | 2030 | 2031 | 2032 | 2033 | 2034 | 2035 | 2036 | 2037 | 2038 | 2039 | 2040 | 2041 | 2042 | 2043 | 2044 | 2045 | 2046 | 2047 | 2048 | 2049 | 2050
|  | Colorado_River_500_230_group | MW | 0 | 0 | 0 | 0 | 0 | 0 | 0 | 0 | 0 | 0 | 0 | 0 | 0 | 0 | 0 | 0 | 0 | 0 | 0 | 0 | 0 | 0 | 0 | 0 | 0 | 0 | 0 | 0 | 0 | 0 | 0 | 0 | 0 | 0 | 0 | 0
|  | Contra_Costa_Delta_Switchyard_230_group | MW | 0 | 0 | 0 | 0 | 0 | 0 | 0 | 0 | 0 | 0 | 0 | 0 | 0 | 0 | 0 | 0 | 0 | 0 | 0 | 0 | 0 | 0 | 0 | 0 | 0 | 0 | 0 | 0 | 0 | 0 | 0 | 0 | 0 | 0 | 0 | 0
|  | Delevan_Cortina_230_group | MW | 0 | 0 | 0 | 0 | 0 | 0 | 0 | 0 | 0 | 0 | 0 | 0 | 0 | 0 | 0 | 0 | 0 | 0 | 0 | 0 | 41.02 | 0 | 0 | 0 | 0 | 41.02 | 0 | 0 | 0 | 0 | 1339.65 | 0 | 0 | 0 | 0 | 0
|  | Devers_Red_Bluff_group | MW | 0 | 0 | 0 | 0 | 0 | 0 | 0 | 0 | 0 | 0 | 0 | 0 | 0 | 0 | 0 | 0 | 0 | 0 | 0 | 0 | 0 | 0 | 0 | 0 | 0 | 0 | 0 | 0 | 0 | 0 | 0 | 0 | 0 | 0 | 0 | 0
|  | East_of_Miguel_group | MW | 0 | 0 | 0 | 0 | 0 | 0 | 0 | 0 | 0 | 0 | 0 | 0 | 0 | 0 | 0 | 0 | 0 | 0 | 0 | 0 | 0 | 0 | 0 | 0 | 0 | 0 | 0 | 0 | 0 | 0 | 0 | 0 | 0 | 0 | 0 | 0
|  | Eldorado_500_230_group | MW | 0 | 0 | 0 | 0 | 0 | 0 | 0 | 0 | 0 | 0 | 0 | 0 | 0 | 0 | 0 | 0 | 0 | 0 | 0 | 0 | 0 | 0 | 0 | 0 | 0 | 0 | 0 | 0 | 0 | 0 | 400 | 0 | 0 | 0 | 0 | 0
|  | Encina_San_Luis_Rey_group | MW | 0 | 0 | 0 | 0 | 0 | 0 | 0 | 0 | 0 | 0 | 0 | 0 | 0 | 0 | 0 | 0 | 0 | 0 | 0 | 0 | 0 | 0 | 0 | 0 | 0 | 0 | 0 | 0 | 0 | 0 | 134 | 0 | 0 | 0 | 0 | 0
|  | GLW_VEA_group | MW | 0 | 0 | 0 | 0 | 0 | 0 | 0 | 0 | 0 | 0 | 0 | 0 | 0 | 266.17 | 0 | 266.17 | 0 | 266.17 | 0 | 0 | 266.17 | 0 | 0 | 0 | 0 | 266.17 | 0 | 0 | 0 | 0 | 266.17 | 0 | 0 | 0 | 0 | 0
|  | Gates_500_230_Transformer_group | MW | 0 | 0 | 0 | 0 | 0 | 0 | 0 | 0 | 0 | 0 | 0 | 0 | 0 | 0 | 0 | 0 | 0 | 0 | 0 | 0 | 0 | 0 | 0 | 0 | 0 | 0 | 0 | 0 | 0 | 0 | 0 | 0 | 0 | 0 | 0 | 0
|  | Gates_Arco_Midway_230_group | MW | 0 | 0 | 0 | 0 | 0 | 0 | 0 | 0 | 0 | 0 | 0 | 0 | 0 | 0 | 0 | 0 | 0 | 276.56 | 0 | 0 | 276.56 | 0 | 0 | 0 | 0 | 276.56 | 0 | 0 | 0 | 0 | 276.56 | 0 | 0 | 0 | 0 | 0
|  | Gates_Panoche_230_group | MW | 0 | 0 | 0 | 0 | 0 | 0 | 0 | 0 | 0 | 0 | 0 | 0 | 0 | 0 | 0 | 0 | 0 | 0 | 0 | 0 | 0 | 0 | 0 | 0 | 0 | 0 | 0 | 0 | 0 | 0 | 377.98 | 0 | 0 | 0 | 0 | 0
|  | Greater_LA_group | MW | 0 | 0 | 0 | 0 | 0 | 0 | 0 | 0 | 0 | 0 | 0 | 0 | 0 | 0 | 0 | 0 | 0 | 0 | 0 | 0 | 0 | 0 | 0 | 0 | 0 | 0 | 0 | 0 | 0 | 0 | 0 | 0 | 0 | 0 | 0 | 0
|  | Humboldt_Trinity_115_group | MW | 0 | 0 | 0 | 0 | 0 | 0 | 0 | 0 | 0 | 0 | 0 | 0 | 0 | 0 | 0 | 0 | 0 | 0 | 0 | 0 | 0 | 0 | 0 | 0 | 0 | 0 | 0 | 0 | 0 | 0 | 0 | 0 | 0 | 0 | 0 | 0
|  | Imperial_Valley_group | MW | 0 | 0 | 0 | 0 | 0 | 0 | 0 | 0 | 0 | 0 | 0 | 0 | 0 | 0 | 0 | 0 | 0 | 0 | 0 | 0 | 0 | 0 | 0 | 0 | 0 | 0 | 0 | 0 | 0 | 0 | 0 | 0 | 0 | 0 | 0 | 0
|  | Internal_San_Diego_group | MW | 0 | 0 | 0 | 0 | 0 | 0 | 0 | 0 | 0 | 0 | 0 | 0 | 0 | 147.76 | 0 | 147.9 | 0 | 147.9 | 0 | 0 | 147.9 | 0 | 0 | 0 | 0 | 147.91 | 0 | 0 | 0 | 0 | 2067 | 0 | 0 | 0 | 0 | 0
|  | Los_Banos_500_230_Transformer_group | MW | 0 | 0 | 0 | 0 | 0 | 0 | 0 | 0 | 0 | 0 | 0 | 0 | 0 | 0 | 0 | 0 | 0 | 0 | 0 | 0 | 0 | 0 | 0 | 0 | 0 | 0 | 0 | 0 | 0 | 0 | 0 | 0 | 0 | 0 | 0 | 0
|  | Los_Banos_Gates_500_OPDS_group | MW | 0 | 0 | 0 | 0 | 0 | 0 | 0 | 0 | 0 | 0 | 0 | 0 | 0 | 0 | 0 | 0 | 0 | 0 | 0 | 0 | 0 | 0 | 0 | 0 | 0 | 0 | 0 | 0 | 0 | 0 | 0 | 0 | 0 | 0 | 0 | 0
|  | Lugo_Transformer_group | MW | 0 | 0 | 0 | 0 | 0 | 0 | 0 | 0 | 0 | 0 | 0 | 0 | 0 | 0 | 0 | 0 | 0 | 0 | 0 | 0 | 0 | 0 | 0 | 0 | 0 | 575.6 | 0 | 0 | 0 | 0 | 980 | 0 | 0 | 0 | 0 | 0
|  | Mohave_Eldorado_500_group | MW | 0 | 0 | 0 | 0 | 0 | 0 | 0 | 0 | 0 | 0 | 0 | 0 | 0 | 0 | 0 | 0 | 0 | 0 | 0 | 0 | 0 | 0 | 0 | 0 | 0 | 0 | 0 | 0 | 0 | 0 | 0 | 0 | 0 | 0 | 0 | 0
|  | Morro_Bay_Templeton_230_group | MW | 0 | 0 | 0 | 0 | 0 | 0 | 0 | 0 | 0 | 0 | 0 | 0 | 0 | 0 | 0 | 0 | 0 | 0 | 0 | 0 | 0 | 0 | 0 | 0 | 0 | 0 | 0 | 0 | 0 | 0 | 0 | 0 | 0 | 0 | 0 | 0
|  | Moss_Landing_Los_Banos_230_OPDS_group | MW | 0 | 0 | 0 | 0 | 0 | 0 | 0 | 0 | 0 | 0 | 0 | 0 | 0 | 0 | 0 | 0 | 0 | 0 | 0 | 0 | 0 | 0 | 0 | 0 | 0 | 0 | 0 | 0 | 0 | 0 | 0 | 0 | 0 | 0 | 0 | 0
|  | San_Luis_Rey_San_Onofre_group | MW | 0 | 0 | 0 | 0 | 0 | 0 | 0 | 0 | 0 | 0 | 0 | 0 | 0 | 0 | 0 | 0 | 0 | 0 | 0 | 0 | 0 | 0 | 0 | 0 | 0 | 0 | 0 | 0 | 0 | 0 | 1287 | 0 | 0 | 0 | 0 | 0
|  | Serrano_Alberhill_group | MW | 0 | 0 | 0 | 0 | 0 | 0 | 0 | 0 | 0 | 0 | 0 | 0 | 0 | 0 | 0 | 0 | 0 | 0 | 0 | 0 | 0 | 0 | 0 | 0 | 0 | 0 | 0 | 0 | 0 | 0 | 3648 | 0 | 0 | 0 | 0 | 0
|  | Silvergate_Bay_Boulevard_group | MW | 0 | 0 | 0 | 0 | 0 | 0 | 0 | 0 | 0 | 0 | 0 | 0 | 0 | 0 | 0 | 0 | 0 | 0 | 0 | 0 | 0 | 0 | 0 | 0 | 0 | 0 | 0 | 0 | 0 | 0 | 1832.86 | 0 | 0 | 0 | 0 | 0
|  | South_Kramer_Victor_Lugo_group | MW | 0 | 0 | 0 | 0 | 0 | 0 | 0 | 0 | 0 | 0 | 0 | 0 | 0 | 0 | 0 | 0 | 0 | 0 | 0 | 0 | 0 | 0 | 0 | 0 | 0 | 0 | 0 | 0 | 0 | 0 | 0 | 0 | 0 | 0 | 0 | 0
|  | South_Kramer_Victor_group | MW | 0 | 0 | 0 | 0 | 0 | 0 | 0 | 0 | 0 | 0 | 0 | 0 | 0 | 0 | 0 | 0 | 0 | 0 | 0 | 0 | 0 | 0 | 0 | 0 | 0 | 0 | 0 | 0 | 0 | 0 | 0 | 0 | 0 | 0 | 0 | 0
|  | Tehachapi_Antelope_group | MW | 0 | 0 | 0 | 0 | 0 | 0 | 0 | 0 | 0 | 0 | 0 | 0 | 0 | 0 | 0 | 0.01 | 0 | 0.01 | 0 | 0 | 0.01 | 0 | 0 | 0 | 0 | 0.02 | 0 | 0 | 0 | 0 | 2700 | 0 | 0 | 0 | 0 | 0
|  | Tesla_Westley_230_group | MW | 0 | 0 | 0 | 0 | 0 | 0 | 0 | 0 | 0 | 0 | 0 | 0 | 0 | 0 | 0 | 0 | 0 | 0 | 0 | 0 | 0 | 0 | 0 | 0 | 0 | 0 | 0 | 0 | 0 | 0 | 0 | 0 | 0 | 0 | 0 | 0
|  | - | MW | 0 | 0 | 0 | 0 | 0 | 0 | 0 | 0 | 0 | 0 | 0 | 0 | 0 | 0 | 0 | 0 | 0 | 0 | 0 | 0 | 0 | 0 | 0 | 0 | 0 | 0 | 0 | 0 | 0 | 0 | 0 | 0 | 0 | 0 | 0 | 0
|  | - | MW | 0 | 0 | 0 | 0 | 0 | 0 | 0 | 0 | 0 | 0 | 0 | 0 | 0 | 0 | 0 | 0 | 0 | 0 | 0 | 0 | 0 | 0 | 0 | 0 | 0 | 0 | 0 | 0 | 0 | 0 | 0 | 0 | 0 | 0 | 0 | 0
|  | - | MW | 0 | 0 | 0 | 0 | 0 | 0 | 0 | 0 | 0 | 0 | 0 | 0 | 0 | 0 | 0 | 0 | 0 | 0 | 0 | 0 | 0 | 0 | 0 | 0 | 0 | 0 | 0 | 0 | 0 | 0 | 0 | 0 | 0 | 0 | 0 | 0
|  | - | MW | 0 | 0 | 0 | 0 | 0 | 0 | 0 | 0 | 0 | 0 | 0 | 0 | 0 | 0 | 0 | 0 | 0 | 0 | 0 | 0 | 0 | 0 | 0 | 0 | 0 | 0 | 0 | 0 | 0 | 0 | 0 | 0 | 0 | 0 | 0 | 0
|  | - | MW | 0 | 0 | 0 | 0 | 0 | 0 | 0 | 0 | 0 | 0 | 0 | 0 | 0 | 0 | 0 | 0 | 0 | 0 | 0 | 0 | 0 | 0 | 0 | 0 | 0 | 0 | 0 | 0 | 0 | 0 | 0 | 0 | 0 | 0 | 0 | 0
|  | - | MW | 0 | 0 | 0 | 0 | 0 | 0 | 0 | 0 | 0 | 0 | 0 | 0 | 0 | 0 | 0 | 0 | 0 | 0 | 0 | 0 | 0 | 0 | 0 | 0 | 0 | 0 | 0 | 0 | 0 | 0 | 0 | 0 | 0 | 0 | 0 | 0
|  | - | MW | 0 | 0 | 0 | 0 | 0 | 0 | 0 | 0 | 0 | 0 | 0 | 0 | 0 | 0 | 0 | 0 | 0 | 0 | 0 | 0 | 0 | 0 | 0 | 0 | 0 | 0 | 0 | 0 | 0 | 0 | 0 | 0 | 0 | 0 | 0 | 0
|  | - | MW | 0 | 0 | 0 | 0 | 0 | 0 | 0 | 0 | 0 | 0 | 0 | 0 | 0 | 0 | 0 | 0 | 0 | 0 | 0 | 0 | 0 | 0 | 0 | 0 | 0 | 0 | 0 | 0 | 0 | 0 | 0 | 0 | 0 | 0 | 0 | 0
|  | - | MW | 0 | 0 | 0 | 0 | 0 | 0 | 0 | 0 | 0 | 0 | 0 | 0 | 0 | 0 | 0 | 0 | 0 | 0 | 0 | 0 | 0 | 0 | 0 | 0 | 0 | 0 | 0 | 0 | 0 | 0 | 0 | 0 | 0 | 0 | 0 | 0
|  | - | MW | 0 | 0 | 0 | 0 | 0 | 0 | 0 | 0 | 0 | 0 | 0 | 0 | 0 | 0 | 0 | 0 | 0 | 0 | 0 | 0 | 0 | 0 | 0 | 0 | 0 | 0 | 0 | 0 | 0 | 0 | 0 | 0 | 0 | 0 | 0 | 0
|  | - | MW | 0 | 0 | 0 | 0 | 0 | 0 | 0 | 0 | 0 | 0 | 0 | 0 | 0 | 0 | 0 | 0 | 0 | 0 | 0 | 0 | 0 | 0 | 0 | 0 | 0 | 0 | 0 | 0 | 0 | 0 | 0 | 0 | 0 | 0 | 0 | 0
|  | - | MW | 0 | 0 | 0 | 0 | 0 | 0 | 0 | 0 | 0 | 0 | 0 | 0 | 0 | 0 | 0 | 0 | 0 | 0 | 0 | 0 | 0 | 0 | 0 | 0 | 0 | 0 | 0 | 0 | 0 | 0 | 0 | 0 | 0 | 0 | 0 | 0
|  | Off-Peak Available Transmission Upgrade Capacity Impact | _offpeak
|  | Transmission Constraint |  | 2015 | 2016 | 2017 | 2018 | 2019 | 2020 | 2021 | 2022 | 2023 | 2024 | 2025 | 2026 | 2027 | 2028 | 2029 | 2030 | 2031 | 2032 | 2033 | 2034 | 2035 | 2036 | 2037 | 2038 | 2039 | 2040 | 2041 | 2042 | 2043 | 2044 | 2045 | 2046 | 2047 | 2048 | 2049 | 2050
|  | Colorado_River_500_230_group | MW | 0 | 0 | 0 | 0 | 0 | 0 | 0 | 0 | 0 | 0 | 0 | 0 | 0 | 0 | 0 | 0 | 0 | 0 | 0 | 0 | 0 | 0 | 0 | 0 | 0 | 0 | 0 | 0 | 0 | 0 | 0 | 0 | 0 | 0 | 0 | 0
|  | Contra_Costa_Delta_Switchyard_230_group | MW | 0 | 0 | 0 | 0 | 0 | 0 | 0 | 0 | 0 | 0 | 0 | 0 | 0 | 0 | 0 | 0 | 0 | 0 | 0 | 0 | 0 | 0 | 0 | 0 | 0 | 0 | 0 | 0 | 0 | 0 | 0 | 0 | 0 | 0 | 0 | 0
|  | Delevan_Cortina_230_group | MW | 0 | 0 | 0 | 0 | 0 | 0 | 0 | 0 | 0 | 0 | 0 | 0 | 0 | 0 | 0 | 0 | 0 | 0 | 0 | 0 | 0 | 0 | 0 | 0 | 0 | 0 | 0 | 0 | 0 | 0 | 0 | 0 | 0 | 0 | 0 | 0
|  | Devers_Red_Bluff_group | MW | 0 | 0 | 0 | 0 | 0 | 0 | 0 | 0 | 0 | 0 | 0 | 0 | 0 | 0 | 0 | 0 | 0 | 0 | 0 | 0 | 0 | 0 | 0 | 0 | 0 | 0 | 0 | 0 | 0 | 0 | 0 | 0 | 0 | 0 | 0 | 0
|  | East_of_Miguel_group | MW | 0 | 0 | 0 | 0 | 0 | 0 | 0 | 0 | 0 | 0 | 0 | 0 | 0 | 0 | 0 | 0 | 0 | 0 | 0 | 0 | 0 | 0 | 0 | 0 | 0 | 0 | 0 | 0 | 0 | 0 | 0 | 0 | 0 | 0 | 0 | 0
|  | Eldorado_500_230_group | MW | 0 | 0 | 0 | 0 | 0 | 0 | 0 | 0 | 0 | 0 | 0 | 0 | 0 | 0 | 0 | 0 | 0 | 0 | 0 | 0 | 0 | 0 | 0 | 0 | 0 | 0 | 0 | 0 | 0 | 0 | 0 | 0 | 0 | 0 | 0 | 0
|  | Encina_San_Luis_Rey_group | MW | 0 | 0 | 0 | 0 | 0 | 0 | 0 | 0 | 0 | 0 | 0 | 0 | 0 | 0 | 0 | 0 | 0 | 0 | 0 | 0 | 0 | 0 | 0 | 0 | 0 | 0 | 0 | 0 | 0 | 0 | 0 | 0 | 0 | 0 | 0 | 0
|  | GLW_VEA_group | MW | 0 | 0 | 0 | 0 | 0 | 0 | 0 | 0 | 0 | 0 | 0 | 0 | 0 | 295.4487 | 0 | 295.4487 | 0 | 295.4487 | 0 | 0 | 295.4487 | 0 | 0 | 0 | 0 | 295.4487 | 0 | 0 | 0 | 0 | 295.4487 | 0 | 0 | 0 | 0 | 0
|  | Gates_500_230_Transformer_group | MW | 0 | 0 | 0 | 0 | 0 | 0 | 0 | 0 | 0 | 0 | 0 | 0 | 0 | 0 | 0 | 0 | 0 | 0 | 0 | 0 | 0 | 0 | 0 | 0 | 0 | 0 | 0 | 0 | 0 | 0 | 0 | 0 | 0 | 0 | 0 | 0
|  | Gates_Arco_Midway_230_group | MW | 0 | 0 | 0 | 0 | 0 | 0 | 0 | 0 | 0 | 0 | 0 | 0 | 0 | 0 | 0 | 0 | 0 | 0 | 0 | 0 | 0 | 0 | 0 | 0 | 0 | 0 | 0 | 0 | 0 | 0 | 0 | 0 | 0 | 0 | 0 | 0
|  | Gates_Panoche_230_group | MW | 0 | 0 | 0 | 0 | 0 | 0 | 0 | 0 | 0 | 0 | 0 | 0 | 0 | 0 | 0 | 0 | 0 | 0 | 0 | 0 | 0 | 0 | 0 | 0 | 0 | 0 | 0 | 0 | 0 | 0 | 0 | 0 | 0 | 0 | 0 | 0
|  | Greater_LA_group | MW | 0 | 0 | 0 | 0 | 0 | 0 | 0 | 0 | 0 | 0 | 0 | 0 | 0 | 0 | 0 | 0 | 0 | 0 | 0 | 0 | 0 | 0 | 0 | 0 | 0 | 0 | 0 | 0 | 0 | 0 | 0 | 0 | 0 | 0 | 0 | 0
|  | Humboldt_Trinity_115_group | MW | 0 | 0 | 0 | 0 | 0 | 0 | 0 | 0 | 0 | 0 | 0 | 0 | 0 | 0 | 0 | 0 | 0 | 0 | 0 | 0 | 0 | 0 | 0 | 0 | 0 | 0 | 0 | 0 | 0 | 0 | 0 | 0 | 0 | 0 | 0 | 0
|  | Imperial_Valley_group | MW | 0 | 0 | 0 | 0 | 0 | 0 | 0 | 0 | 0 | 0 | 0 | 0 | 0 | 0 | 0 | 0 | 0 | 0 | 0 | 0 | 0 | 0 | 0 | 0 | 0 | 0 | 0 | 0 | 0 | 0 | 0 | 0 | 0 | 0 | 0 | 0
|  | Internal_San_Diego_group | MW | 0 | 0 | 0 | 0 | 0 | 0 | 0 | 0 | 0 | 0 | 0 | 0 | 0 | 19.587 | 0 | 19.6055 | 0 | 19.6055 | 0 | 0 | 19.6055 | 0 | 0 | 0 | 0 | 19.6068 | 0 | 0 | 0 | 0 | 274 | 0 | 0 | 0 | 0 | 0
|  | Los_Banos_500_230_Transformer_group | MW | 0 | 0 | 0 | 0 | 0 | 0 | 0 | 0 | 0 | 0 | 0 | 0 | 0 | 0 | 0 | 0 | 0 | 0 | 0 | 0 | 0 | 0 | 0 | 0 | 0 | 0 | 0 | 0 | 0 | 0 | 0 | 0 | 0 | 0 | 0 | 0
|  | Los_Banos_Gates_500_OPDS_group | MW | 0 | 0 | 0 | 0 | 0 | 0 | 0 | 0 | 0 | 0 | 0 | 0 | 0 | 0 | 0 | 0 | 0 | 0 | 0 | 0 | 0 | 0 | 0 | 0 | 0 | 0 | 0 | 0 | 0 | 0 | 0 | 0 | 0 | 0 | 0 | 0
|  | Lugo_Transformer_group | MW | 0 | 0 | 0 | 0 | 0 | 0 | 0 | 0 | 0 | 0 | 0 | 0 | 0 | 0 | 0 | 0 | 0 | 0 | 0 | 0 | 0 | 0 | 0 | 0 | 0 | 0 | 0 | 0 | 0 | 0 | 0 | 0 | 0 | 0 | 0 | 0
|  | Mohave_Eldorado_500_group | MW | 0 | 0 | 0 | 0 | 0 | 0 | 0 | 0 | 0 | 0 | 0 | 0 | 0 | 0 | 0 | 0 | 0 | 0 | 0 | 0 | 0 | 0 | 0 | 0 | 0 | 0 | 0 | 0 | 0 | 0 | 0 | 0 | 0 | 0 | 0 | 0
|  | Morro_Bay_Templeton_230_group | MW | 0 | 0 | 0 | 0 | 0 | 0 | 0 | 0 | 0 | 0 | 0 | 0 | 0 | 0 | 0 | 0 | 0 | 0 | 0 | 0 | 0 | 0 | 0 | 0 | 0 | 0 | 0 | 0 | 0 | 0 | 0 | 0 | 0 | 0 | 0 | 0
|  | Moss_Landing_Los_Banos_230_OPDS_group | MW | 0 | 0 | 0 | 0 | 0 | 0 | 0 | 0 | 0 | 0 | 0 | 0 | 0 | 0 | 0 | 0 | 0 | 0 | 0 | 0 | 0 | 0 | 0 | 0 | 0 | 0 | 0 | 0 | 0 | 0 | 0 | 0 | 0 | 0 | 0 | 0
|  | San_Luis_Rey_San_Onofre_group | MW | 0 | 0 | 0 | 0 | 0 | 0 | 0 | 0 | 0 | 0 | 0 | 0 | 0 | 0 | 0 | 0 | 0 | 0 | 0 | 0 | 0 | 0 | 0 | 0 | 0 | 0 | 0 | 0 | 0 | 0 | 0 | 0 | 0 | 0 | 0 | 0
|  | Serrano_Alberhill_group | MW | 0 | 0 | 0 | 0 | 0 | 0 | 0 | 0 | 0 | 0 | 0 | 0 | 0 | 0 | 0 | 0 | 0 | 0 | 0 | 0 | 0 | 0 | 0 | 0 | 0 | 0 | 0 | 0 | 0 | 0 | 0 | 0 | 0 | 0 | 0 | 0
|  | Silvergate_Bay_Boulevard_group | MW | 0 | 0 | 0 | 0 | 0 | 0 | 0 | 0 | 0 | 0 | 0 | 0 | 0 | 0 | 0 | 0 | 0 | 0 | 0 | 0 | 0 | 0 | 0 | 0 | 0 | 0 | 0 | 0 | 0 | 0 | 0 | 0 | 0 | 0 | 0 | 0
|  | South_Kramer_Victor_Lugo_group | MW | 0 | 0 | 0 | 0 | 0 | 0 | 0 | 0 | 0 | 0 | 0 | 0 | 0 | 0 | 0 | 0 | 0 | 0 | 0 | 0 | 0 | 0 | 0 | 0 | 0 | 0 | 0 | 0 | 0 | 0 | 0 | 0 | 0 | 0 | 0 | 0
|  | South_Kramer_Victor_group | MW | 0 | 0 | 0 | 0 | 0 | 0 | 0 | 0 | 0 | 0 | 0 | 0 | 0 | 0 | 0 | 0 | 0 | 0 | 0 | 0 | 0 | 0 | 0 | 0 | 0 | 0 | 0 | 0 | 0 | 0 | 0 | 0 | 0 | 0 | 0 | 0
|  | Tehachapi_Antelope_group | MW | 0 | 0 | 0 | 0 | 0 | 0 | 0 | 0 | 0 | 0 | 0 | 0 | 0 | 0 | 0 | 0 | 0 | 0 | 0 | 0 | 0 | 0 | 0 | 0 | 0 | 0 | 0 | 0 | 0 | 0 | 0 | 0 | 0 | 0 | 0 | 0
|  | Tesla_Westley_230_group | MW | 0 | 0 | 0 | 0 | 0 | 0 | 0 | 0 | 0 | 0 | 0 | 0 | 0 | 0 | 0 | 0 | 0 | 0 | 0 | 0 | 0 | 0 | 0 | 0 | 0 | 0 | 0 | 0 | 0 | 0 | 0 | 0 | 0 | 0 | 0 | 0
|  | - | MW | 0 | 0 | 0 | 0 | 0 | 0 | 0 | 0 | 0 | 0 | 0 | 0 | 0 | 0 | 0 | 0 | 0 | 0 | 0 | 0 | 0 | 0 | 0 | 0 | 0 | 0 | 0 | 0 | 0 | 0 | 0 | 0 | 0 | 0 | 0 | 0
|  | - | MW | 0 | 0 | 0 | 0 | 0 | 0 | 0 | 0 | 0 | 0 | 0 | 0 | 0 | 0 | 0 | 0 | 0 | 0 | 0 | 0 | 0 | 0 | 0 | 0 | 0 | 0 | 0 | 0 | 0 | 0 | 0 | 0 | 0 | 0 | 0 | 0
|  | - | MW | 0 | 0 | 0 | 0 | 0 | 0 | 0 | 0 | 0 | 0 | 0 | 0 | 0 | 0 | 0 | 0 | 0 | 0 | 0 | 0 | 0 | 0 | 0 | 0 | 0 | 0 | 0 | 0 | 0 | 0 | 0 | 0 | 0 | 0 | 0 | 0
|  | - | MW | 0 | 0 | 0 | 0 | 0 | 0 | 0 | 0 | 0 | 0 | 0 | 0 | 0 | 0 | 0 | 0 | 0 | 0 | 0 | 0 | 0 | 0 | 0 | 0 | 0 | 0 | 0 | 0 | 0 | 0 | 0 | 0 | 0 | 0 | 0 | 0
|  | - | MW | 0 | 0 | 0 | 0 | 0 | 0 | 0 | 0 | 0 | 0 | 0 | 0 | 0 | 0 | 0 | 0 | 0 | 0 | 0 | 0 | 0 | 0 | 0 | 0 | 0 | 0 | 0 | 0 | 0 | 0 | 0 | 0 | 0 | 0 | 0 | 0
|  | - | MW | 0 | 0 | 0 | 0 | 0 | 0 | 0 | 0 | 0 | 0 | 0 | 0 | 0 | 0 | 0 | 0 | 0 | 0 | 0 | 0 | 0 | 0 | 0 | 0 | 0 | 0 | 0 | 0 | 0 | 0 | 0 | 0 | 0 | 0 | 0 | 0
|  | - | MW | 0 | 0 | 0 | 0 | 0 | 0 | 0 | 0 | 0 | 0 | 0 | 0 | 0 | 0 | 0 | 0 | 0 | 0 | 0 | 0 | 0 | 0 | 0 | 0 | 0 | 0 | 0 | 0 | 0 | 0 | 0 | 0 | 0 | 0 | 0 | 0
|  | - | MW | 0 | 0 | 0 | 0 | 0 | 0 | 0 | 0 | 0 | 0 | 0 | 0 | 0 | 0 | 0 | 0 | 0 | 0 | 0 | 0 | 0 | 0 | 0 | 0 | 0 | 0 | 0 | 0 | 0 | 0 | 0 | 0 | 0 | 0 | 0 | 0
|  | - | MW | 0 | 0 | 0 | 0 | 0 | 0 | 0 | 0 | 0 | 0 | 0 | 0 | 0 | 0 | 0 | 0 | 0 | 0 | 0 | 0 | 0 | 0 | 0 | 0 | 0 | 0 | 0 | 0 | 0 | 0 | 0 | 0 | 0 | 0 | 0 | 0
|  | - | MW | 0 | 0 | 0 | 0 | 0 | 0 | 0 | 0 | 0 | 0 | 0 | 0 | 0 | 0 | 0 | 0 | 0 | 0 | 0 | 0 | 0 | 0 | 0 | 0 | 0 | 0 | 0 | 0 | 0 | 0 | 0 | 0 | 0 | 0 | 0 | 0
|  | - | MW | 0 | 0 | 0 | 0 | 0 | 0 | 0 | 0 | 0 | 0 | 0 | 0 | 0 | 0 | 0 | 0 | 0 | 0 | 0 | 0 | 0 | 0 | 0 | 0 | 0 | 0 | 0 | 0 | 0 | 0 | 0 | 0 | 0 | 0 | 0 | 0
|  | - | MW | 0 | 0 | 0 | 0 | 0 | 0 | 0 | 0 | 0 | 0 | 0 | 0 | 0 | 0 | 0 | 0 | 0 | 0 | 0 | 0 | 0 | 0 | 0 | 0 | 0 | 0 | 0 | 0 | 0 | 0 | 0 | 0 | 0 | 0 | 0 | 0
|  | On-Peak Transmission Capacity Utilized (MW) | _deliverable_peak_highest
|  | Transmission Constraint |  | 2015 | 2016 | 2017 | 2018 | 2019 | 2020 | 2021 | 2022 | 2023 | 2024 | 2025 | 2026 | 2027 | 2028 | 2029 | 2030 | 2031 | 2032 | 2033 | 2034 | 2035 | 2036 | 2037 | 2038 | 2039 | 2040 | 2041 | 2042 | 2043 | 2044 | 2045 | 2046 | 2047 | 2048 | 2049 | 2050
|  | Colorado_River_500_230_group | MW | 0 | 0 | 0 | 0 | 0 | 0 | 0 | 0 | 0 | 0 | 0 | 0.02 | 0 | 32 | 0 | 32 | 0 | 32 | 0 | 0 | 32 | 0 | 0 | 0 | 0 | 32 | 0 | 0 | 0 | 0 | 32 | 0 | 0 | 0 | 0 | 0
|  | Contra_Costa_Delta_Switchyard_230_group | MW | 0 | 0 | 0 | 0 | 0 | 0 | 0 | 0 | 0 | 0 | 0 | 69.83 | 0 | 135 | 0 | 135 | 0 | 135 | 0 | 0 | 135 | 0 | 0 | 0 | 0 | 135 | 0 | 0 | 0 | 0 | 135 | 0 | 0 | 0 | 0 | 0
|  | Delevan_Cortina_230_group | MW | 0 | 0 | 0 | 0 | 0 | 0 | 0 | 206 | 206.83 | 207.22 | 209.99 | 279.85 | 0 | 453.98 | 0 | 454 | 0 | 454 | 0 | 0 | 495.02 | 0 | 0 | 0 | 0 | 495.02 | 0 | 0 | 0 | 0 | 1793.65 | 0 | 0 | 0 | 0 | 0
|  | Devers_Red_Bluff_group | MW | 0 | 0 | 0 | 0 | 0 | 0 | 0 | 108.91 | 109.36 | 109.37 | 110.13 | 110.17 | 0 | 687.08 | 0 | 687.08 | 0 | 687.08 | 0 | 0 | 687.08 | 0 | 0 | 0 | 0 | 687.08 | 0 | 0 | 0 | 0 | 687.08 | 0 | 0 | 0 | 0 | 0
|  | East_of_Miguel_group | MW | 0 | 0 | 0 | 0 | 0 | 0 | 0 | 123.78 | 224.23 | 302.77 | 303.52 | 303.55 | 0 | 731 | 0 | 731 | 0 | 731 | 0 | 0 | 731 | 0 | 0 | 0 | 0 | 731 | 0 | 0 | 0 | 0 | 731 | 0 | 0 | 0 | 0 | 0
|  | Eldorado_500_230_group | MW | 0 | 0 | 0 | 0 | 0 | 0 | 0 | 551.9 | 885.31 | 1794.09 | 2045.77 | 2045.85 | 0 | 2565.07 | 0 | 2587.72 | 0 | 3359.98 | 0 | 0 | 3360 | 0 | 0 | 0 | 0 | 3360 | 0 | 0 | 0 | 0 | 3760 | 0 | 0 | 0 | 0 | 0
|  | Encina_San_Luis_Rey_group | MW | 0 | 0 | 0 | 0 | 0 | 0 | 0 | 321.58 | 598.84 | 684.77 | 686.56 | 686.57 | 0 | 1115.76 | 0 | 1115.9 | 0 | 1115.9 | 0 | 0 | 1115.9 | 0 | 0 | 0 | 0 | 1115.9 | 0 | 0 | 0 | 0 | 3035 | 0 | 0 | 0 | 0 | 0
|  | GLW_VEA_group | MW | 0 | 0 | 0 | 0 | 0 | 0 | 0 | 246.17 | 246.17 | 246.17 | 246.17 | 246.26 | 0 | 566.17 | 0 | 566.17 | 0 | 566.17 | 0 | 0 | 566.17 | 0 | 0 | 0 | 0 | 566.17 | 0 | 0 | 0 | 0 | 566.17 | 0 | 0 | 0 | 0 | 0
|  | Gates_500_230_Transformer_group | MW | 0 | 0 | 0 | 0 | 0 | 0 | 0 | 0 | 0 | 0 | 0 | 120 | 0 | 195 | 0 | 195 | 0 | 1707.56 | 0 | 0 | 1707.56 | 0 | 0 | 0 | 0 | 1707.56 | 0 | 0 | 0 | 0 | 1707.56 | 0 | 0 | 0 | 0 | 0
|  | Gates_Arco_Midway_230_group | MW | 0 | 0 | 0 | 0 | 0 | 0 | 0 | 0 | 0 | 0 | 0 | 120 | 0 | 195 | 0 | 195 | 0 | 1707.56 | 0 | 0 | 1707.56 | 0 | 0 | 0 | 0 | 1707.56 | 0 | 0 | 0 | 0 | 1707.56 | 0 | 0 | 0 | 0 | 0
|  | Gates_Panoche_230_group | MW | 0 | 0 | 0 | 0 | 0 | 0 | 0 | 291.2 | 626.11 | 1511.88 | 1761.36 | 1881.36 | 0 | 2141.55 | 0 | 2256.21 | 0 | 3906.55 | 0 | 0 | 4914.77 | 0 | 0 | 0 | 0 | 9571.93 | 0 | 0 | 0 | 0 | 11207.98 | 0 | 0 | 0 | 0 | 0
|  | Greater_LA_group | MW | 0 | 0 | 0 | 0 | 0 | 0 | 0 | 270.47 | 616.95 | 1476.38 | 1781.15 | 1781.15 | 0 | 1854.48 | 0 | 1981.44 | 0 | 2047.7 | 0 | 0 | 3103.21 | 0 | 0 | 0 | 0 | 7075.35 | 0 | 0 | 0 | 0 | 7241 | 0 | 0 | 0 | 0 | 0
|  | Humboldt_Trinity_115_group | MW | 0 | 0 | 0 | 0 | 0 | 0 | 0 | 0 | 0 | 0 | 0 | 0 | 0 | 0 | 0 | 0.01 | 0 | 0.01 | 0 | 0 | 20.52 | 0 | 0 | 0 | 0 | 20.52 | 0 | 0 | 0 | 0 | 20.52 | 0 | 0 | 0 | 0 | 0
|  | Imperial_Valley_group | MW | 0 | 0 | 0 | 0 | 0 | 0 | 0 | 14.87 | 114.87 | 114.88 | 114.88 | 114.88 | 0 | 542.29 | 0 | 542.29 | 0 | 542.29 | 0 | 0 | 542.29 | 0 | 0 | 0 | 0 | 542.29 | 0 | 0 | 0 | 0 | 542.29 | 0 | 0 | 0 | 0 | 0
|  | Internal_San_Diego_group | MW | 0 | 0 | 0 | 0 | 0 | 0 | 0 | 321.58 | 598.84 | 684.77 | 686.56 | 686.57 | 0 | 1115.76 | 0 | 1115.9 | 0 | 1115.9 | 0 | 0 | 1115.9 | 0 | 0 | 0 | 0 | 1115.91 | 0 | 0 | 0 | 0 | 3035 | 0 | 0 | 0 | 0 | 0
|  | Los_Banos_500_230_Transformer_group | MW | 0 | 0 | 0 | 0 | 0 | 0 | 0 | 0 | 0 | 0 | 0 | 0 | 0 | 0 | 0 | 0 | 0 | 0 | 0 | 0 | 0 | 0 | 0 | 0 | 0 | 0 | 0 | 0 | 0 | 0 | 0 | 0 | 0 | 0 | 0 | 0
|  | Los_Banos_Gates_500_OPDS_group | MW | 0 | 0 | 0 | 0 | 0 | 0 | 0 | 0 | 0 | 0 | 0 | 0 | 0 | 0 | 0 | 0 | 0 | 0 | 0 | 0 | 0 | 0 | 0 | 0 | 0 | 0 | 0 | 0 | 0 | 0 | 0 | 0 | 0 | 0 | 0 | 0
|  | Lugo_Transformer_group | MW | 0 | 0 | 0 | 0 | 0 | 0 | 0 | 304.7 | 625.7 | 1424.34 | 1457.4 | 1457.43 | 0 | 1550.1 | 0 | 1554.86 | 0 | 1557.31 | 0 | 0 | 1575.99 | 0 | 0 | 0 | 0 | 2151.6 | 0 | 0 | 0 | 0 | 2556 | 0 | 0 | 0 | 0 | 0
|  | Mohave_Eldorado_500_group | MW | 0 | 0 | 0 | 0 | 0 | 0 | 0 | 0 | 0 | 0 | 0 | 0.01 | 0 | 0.02 | 0 | 1187.71 | 0 | 1187.71 | 0 | 0 | 1187.72 | 0 | 0 | 0 | 0 | 1560 | 0 | 0 | 0 | 0 | 1560 | 0 | 0 | 0 | 0 | 0
|  | Morro_Bay_Templeton_230_group | MW | 0 | 0 | 0 | 0 | 0 | 0 | 0 | 0 | 0 | 0 | 0 | 120 | 0 | 195 | 0 | 195 | 0 | 1707.56 | 0 | 0 | 1707.56 | 0 | 0 | 0 | 0 | 1707.56 | 0 | 0 | 0 | 0 | 1707.56 | 0 | 0 | 0 | 0 | 0
|  | Moss_Landing_Los_Banos_230_OPDS_group | MW | 0 | 0 | 0 | 0 | 0 | 0 | 0 | 0 | 0 | 0 | 0 | 0 | 0 | 0 | 0 | 0 | 0 | 0 | 0 | 0 | 0 | 0 | 0 | 0 | 0 | 0 | 0 | 0 | 0 | 0 | 0 | 0 | 0 | 0 | 0 | 0
|  | San_Luis_Rey_San_Onofre_group | MW | 0 | 0 | 0 | 0 | 0 | 0 | 0 | 321.58 | 598.84 | 684.77 | 686.56 | 686.57 | 0 | 1115.76 | 0 | 1115.9 | 0 | 1115.9 | 0 | 0 | 1115.9 | 0 | 0 | 0 | 0 | 1115.9 | 0 | 0 | 0 | 0 | 3035 | 0 | 0 | 0 | 0 | 0
|  | Serrano_Alberhill_group | MW | 0 | 0 | 0 | 0 | 0 | 0 | 0 | 586.16 | 870.08 | 1735.74 | 2118.28 | 2118.34 | 0 | 3153.46 | 0 | 3169.64 | 0 | 3302.9 | 0 | 0 | 4341.19 | 0 | 0 | 0 | 0 | 5700 | 0 | 0 | 0 | 0 | 9348 | 0 | 0 | 0 | 0 | 0
|  | Silvergate_Bay_Boulevard_group | MW | 0 | 0 | 0 | 0 | 0 | 0 | 0 | 321.58 | 598.84 | 684.77 | 686.56 | 686.57 | 0 | 1115.76 | 0 | 1115.76 | 0 | 1115.76 | 0 | 0 | 1115.76 | 0 | 0 | 0 | 0 | 1115.76 | 0 | 0 | 0 | 0 | 3034.86 | 0 | 0 | 0 | 0 | 0
|  | South_Kramer_Victor_Lugo_group | MW | 0 | 0 | 0 | 0 | 0 | 0 | 0 | 0 | 0 | 0 | 0 | 0.03 | 0 | 24 | 0 | 24 | 0 | 24 | 0 | 0 | 24 | 0 | 0 | 0 | 0 | 24 | 0 | 0 | 0 | 0 | 24 | 0 | 0 | 0 | 0 | 0
|  | South_Kramer_Victor_group | MW | 0 | 0 | 0 | 0 | 0 | 0 | 0 | 0 | 0 | 0 | 0 | 0.03 | 0 | 24 | 0 | 24 | 0 | 24 | 0 | 0 | 24 | 0 | 0 | 0 | 0 | 24 | 0 | 0 | 0 | 0 | 24 | 0 | 0 | 0 | 0 | 0
|  | Tehachapi_Antelope_group | MW | 0 | 0 | 0 | 0 | 0 | 0 | 0 | 506.99 | 861.23 | 1751.05 | 2030.68 | 2226.68 | 0 | 2685.93 | 0 | 2717.26 | 0 | 2781.37 | 0 | 0 | 3717.32 | 0 | 0 | 0 | 0 | 4034.09 | 0 | 0 | 0 | 0 | 6740 | 0 | 0 | 0 | 0 | 0
|  | Tesla_Westley_230_group | MW | 0 | 0 | 0 | 0 | 0 | 0 | 0 | 0 | 0 | 0 | 0 | 0 | 0 | 0 | 0 | 0 | 0 | 0 | 0 | 0 | 0 | 0 | 0 | 0 | 0 | 0 | 0 | 0 | 0 | 0 | 0 | 0 | 0 | 0 | 0 | 0
|  | - | MW | 0 | 0 | 0 | 0 | 0 | 0 | 0 | 0 | 0 | 0 | 0 | 0 | 0 | 0 | 0 | 0 | 0 | 0 | 0 | 0 | 0 | 0 | 0 | 0 | 0 | 0 | 0 | 0 | 0 | 0 | 0 | 0 | 0 | 0 | 0 | 0
|  | - | MW | 0 | 0 | 0 | 0 | 0 | 0 | 0 | 0 | 0 | 0 | 0 | 0 | 0 | 0 | 0 | 0 | 0 | 0 | 0 | 0 | 0 | 0 | 0 | 0 | 0 | 0 | 0 | 0 | 0 | 0 | 0 | 0 | 0 | 0 | 0 | 0
|  | - | MW | 0 | 0 | 0 | 0 | 0 | 0 | 0 | 0 | 0 | 0 | 0 | 0 | 0 | 0 | 0 | 0 | 0 | 0 | 0 | 0 | 0 | 0 | 0 | 0 | 0 | 0 | 0 | 0 | 0 | 0 | 0 | 0 | 0 | 0 | 0 | 0
|  | - | MW | 0 | 0 | 0 | 0 | 0 | 0 | 0 | 0 | 0 | 0 | 0 | 0 | 0 | 0 | 0 | 0 | 0 | 0 | 0 | 0 | 0 | 0 | 0 | 0 | 0 | 0 | 0 | 0 | 0 | 0 | 0 | 0 | 0 | 0 | 0 | 0
|  | - | MW | 0 | 0 | 0 | 0 | 0 | 0 | 0 | 0 | 0 | 0 | 0 | 0 | 0 | 0 | 0 | 0 | 0 | 0 | 0 | 0 | 0 | 0 | 0 | 0 | 0 | 0 | 0 | 0 | 0 | 0 | 0 | 0 | 0 | 0 | 0 | 0
|  | - | MW | 0 | 0 | 0 | 0 | 0 | 0 | 0 | 0 | 0 | 0 | 0 | 0 | 0 | 0 | 0 | 0 | 0 | 0 | 0 | 0 | 0 | 0 | 0 | 0 | 0 | 0 | 0 | 0 | 0 | 0 | 0 | 0 | 0 | 0 | 0 | 0
|  | - | MW | 0 | 0 | 0 | 0 | 0 | 0 | 0 | 0 | 0 | 0 | 0 | 0 | 0 | 0 | 0 | 0 | 0 | 0 | 0 | 0 | 0 | 0 | 0 | 0 | 0 | 0 | 0 | 0 | 0 | 0 | 0 | 0 | 0 | 0 | 0 | 0
|  | - | MW | 0 | 0 | 0 | 0 | 0 | 0 | 0 | 0 | 0 | 0 | 0 | 0 | 0 | 0 | 0 | 0 | 0 | 0 | 0 | 0 | 0 | 0 | 0 | 0 | 0 | 0 | 0 | 0 | 0 | 0 | 0 | 0 | 0 | 0 | 0 | 0
|  | - | MW | 0 | 0 | 0 | 0 | 0 | 0 | 0 | 0 | 0 | 0 | 0 | 0 | 0 | 0 | 0 | 0 | 0 | 0 | 0 | 0 | 0 | 0 | 0 | 0 | 0 | 0 | 0 | 0 | 0 | 0 | 0 | 0 | 0 | 0 | 0 | 0
|  | - | MW | 0 | 0 | 0 | 0 | 0 | 0 | 0 | 0 | 0 | 0 | 0 | 0 | 0 | 0 | 0 | 0 | 0 | 0 | 0 | 0 | 0 | 0 | 0 | 0 | 0 | 0 | 0 | 0 | 0 | 0 | 0 | 0 | 0 | 0 | 0 | 0
|  | - | MW | 0 | 0 | 0 | 0 | 0 | 0 | 0 | 0 | 0 | 0 | 0 | 0 | 0 | 0 | 0 | 0 | 0 | 0 | 0 | 0 | 0 | 0 | 0 | 0 | 0 | 0 | 0 | 0 | 0 | 0 | 0 | 0 | 0 | 0 | 0 | 0
|  | - | MW | 0 | 0 | 0 | 0 | 0 | 0 | 0 | 0 | 0 | 0 | 0 | 0 | 0 | 0 | 0 | 0 | 0 | 0 | 0 | 0 | 0 | 0 | 0 | 0 | 0 | 0 | 0 | 0 | 0 | 0 | 0 | 0 | 0 | 0 | 0 | 0
|  | Secondary On-Peak Transmission Capacity Utilized (MW) | _deliverable_peak_secondary
|  | Transmission Constraint |  | 2015 | 2016 | 2017 | 2018 | 2019 | 2020 | 2021 | 2022 | 2023 | 2024 | 2025 | 2026 | 2027 | 2028 | 2029 | 2030 | 2031 | 2032 | 2033 | 2034 | 2035 | 2036 | 2037 | 2038 | 2039 | 2040 | 2041 | 2042 | 2043 | 2044 | 2045 | 2046 | 2047 | 2048 | 2049 | 2050
|  | Colorado_River_500_230_group | MW | 0 | 0 | 0 | 0 | 0 | 0 | 0 | 0 | 0 | 0 | 0 | 0.02 | 0 | 32 | 0 | 32 | 0 | 32 | 0 | 0 | 32 | 0 | 0 | 0 | 0 | 32 | 0 | 0 | 0 | 0 | 32 | 0 | 0 | 0 | 0 | 0
|  | Contra_Costa_Delta_Switchyard_230_group | MW | 0 | 0 | 0 | 0 | 0 | 0 | 0 | 0 | 0 | 0 | 0 | 69.83 | 0 | 135 | 0 | 135 | 0 | 135 | 0 | 0 | 135 | 0 | 0 | 0 | 0 | 135 | 0 | 0 | 0 | 0 | 135 | 0 | 0 | 0 | 0 | 0
|  | Delevan_Cortina_230_group | MW | 0 | 0 | 0 | 0 | 0 | 0 | 0 | 206.01 | 206.84 | 207.23 | 210 | 279.86 | 0 | 453.99 | 0 | 454 | 0 | 454 | 0 | 0 | 480.58 | 0 | 0 | 0 | 0 | 480.58 | 0 | 0 | 0 | 0 | 1779.21 | 0 | 0 | 0 | 0 | 0
|  | Devers_Red_Bluff_group | MW | 0 | 0 | 0 | 0 | 0 | 0 | 0 | 108.91 | 109.36 | 109.37 | 110.13 | 110.16 | 0 | 687.06 | 0 | 687.06 | 0 | 687.06 | 0 | 0 | 687.06 | 0 | 0 | 0 | 0 | 687.06 | 0 | 0 | 0 | 0 | 687.06 | 0 | 0 | 0 | 0 | 0
|  | East_of_Miguel_group | MW | 0 | 0 | 0 | 0 | 0 | 0 | 0 | 123.78 | 224.23 | 250.34 | 251.1 | 251.11 | 0 | 678.56 | 0 | 678.56 | 0 | 678.56 | 0 | 0 | 678.56 | 0 | 0 | 0 | 0 | 678.56 | 0 | 0 | 0 | 0 | 678.56 | 0 | 0 | 0 | 0 | 0
|  | Eldorado_500_230_group | MW | 0 | 0 | 0 | 0 | 0 | 0 | 0 | 397.65 | 731.07 | 1639.85 | 1891.52 | 1891.61 | 0 | 2410.83 | 0 | 2433.48 | 0 | 3205.73 | 0 | 0 | 3205.76 | 0 | 0 | 0 | 0 | 3205.76 | 0 | 0 | 0 | 0 | 3605.76 | 0 | 0 | 0 | 0 | 0
|  | Encina_San_Luis_Rey_group | MW | 0 | 0 | 0 | 0 | 0 | 0 | 0 | 321.58 | 598.84 | 632.35 | 634.14 | 634.15 | 0 | 1063.34 | 0 | 1063.48 | 0 | 1063.48 | 0 | 0 | 1063.48 | 0 | 0 | 0 | 0 | 1063.48 | 0 | 0 | 0 | 0 | 2982.58 | 0 | 0 | 0 | 0 | 0
|  | GLW_VEA_group | MW | 0 | 0 | 0 | 0 | 0 | 0 | 0 | 91.93 | 91.93 | 91.93 | 91.93 | 92.01 | 0 | 411.93 | 0 | 411.93 | 0 | 411.93 | 0 | 0 | 411.93 | 0 | 0 | 0 | 0 | 411.93 | 0 | 0 | 0 | 0 | 411.93 | 0 | 0 | 0 | 0 | 0
|  | Gates_500_230_Transformer_group | MW | 0 | 0 | 0 | 0 | 0 | 0 | 0 | 0 | 0 | 0 | 0 | 30.75 | 0 | 49.98 | 0 | 49.98 | 0 | 437.62 | 0 | 0 | 437.63 | 0 | 0 | 0 | 0 | 437.63 | 0 | 0 | 0 | 0 | 437.63 | 0 | 0 | 0 | 0 | 0
|  | Gates_Arco_Midway_230_group | MW | 0 | 0 | 0 | 0 | 0 | 0 | 0 | 0 | 0 | 0 | 0 | 30.75 | 0 | 49.98 | 0 | 49.98 | 0 | 437.63 | 0 | 0 | 437.63 | 0 | 0 | 0 | 0 | 437.63 | 0 | 0 | 0 | 0 | 437.63 | 0 | 0 | 0 | 0 | 0
|  | Gates_Panoche_230_group | MW | 0 | 0 | 0 | 0 | 0 | 0 | 0 | 291.36 | 626.34 | 1512.15 | 1761.63 | 1792.38 | 0 | 1996.8 | 0 | 2111.46 | 0 | 2636.9 | 0 | 0 | 3645.11 | 0 | 0 | 0 | 0 | 8302.27 | 0 | 0 | 0 | 0 | 9938.32 | 0 | 0 | 0 | 0 | 0
|  | Greater_LA_group | MW | 0 | 0 | 0 | 0 | 0 | 0 | 0 | 270.47 | 616.95 | 1476.38 | 1781.15 | 1781.15 | 0 | 1854.48 | 0 | 1981.44 | 0 | 2047.7 | 0 | 0 | 3103.21 | 0 | 0 | 0 | 0 | 7075.35 | 0 | 0 | 0 | 0 | 7241 | 0 | 0 | 0 | 0 | 0
|  | Humboldt_Trinity_115_group | MW | 0 | 0 | 0 | 0 | 0 | 0 | 0 | 0 | 0 | 0 | 0 | 0 | 0 | 0 | 0 | 0 | 0 | 0 | 0 | 0 | 6.08 | 0 | 0 | 0 | 0 | 6.08 | 0 | 0 | 0 | 0 | 6.08 | 0 | 0 | 0 | 0 | 0
|  | Imperial_Valley_group | MW | 0 | 0 | 0 | 0 | 0 | 0 | 0 | 14.87 | 114.87 | 114.88 | 114.88 | 114.88 | 0 | 542.29 | 0 | 542.29 | 0 | 542.29 | 0 | 0 | 542.29 | 0 | 0 | 0 | 0 | 542.29 | 0 | 0 | 0 | 0 | 542.29 | 0 | 0 | 0 | 0 | 0
|  | Internal_San_Diego_group | MW | 0 | 0 | 0 | 0 | 0 | 0 | 0 | 321.58 | 598.84 | 632.35 | 634.14 | 634.14 | 0 | 1063.34 | 0 | 1063.48 | 0 | 1063.48 | 0 | 0 | 1063.48 | 0 | 0 | 0 | 0 | 1063.49 | 0 | 0 | 0 | 0 | 2982.58 | 0 | 0 | 0 | 0 | 0
|  | Los_Banos_500_230_Transformer_group | MW | 0 | 0 | 0 | 0 | 0 | 0 | 0 | 0 | 0 | 0 | 0 | 0 | 0 | 0 | 0 | 0 | 0 | 0 | 0 | 0 | 0 | 0 | 0 | 0 | 0 | 0 | 0 | 0 | 0 | 0 | 0 | 0 | 0 | 0 | 0 | 0
|  | Los_Banos_Gates_500_OPDS_group | MW | 0 | 0 | 0 | 0 | 0 | 0 | 0 | 0 | 0 | 0 | 0 | 0 | 0 | 0 | 0 | 0 | 0 | 0 | 0 | 0 | 0 | 0 | 0 | 0 | 0 | 0 | 0 | 0 | 0 | 0 | 0 | 0 | 0 | 0 | 0 | 0
|  | Lugo_Transformer_group | MW | 0 | 0 | 0 | 0 | 0 | 0 | 0 | 304.7 | 625.7 | 1424.34 | 1457.4 | 1457.43 | 0 | 1550.1 | 0 | 1554.86 | 0 | 1557.31 | 0 | 0 | 1575.99 | 0 | 0 | 0 | 0 | 2151.6 | 0 | 0 | 0 | 0 | 2556 | 0 | 0 | 0 | 0 | 0
|  | Mohave_Eldorado_500_group | MW | 0 | 0 | 0 | 0 | 0 | 0 | 0 | 0 | 0 | 0 | 0 | 0 | 0 | 0.01 | 0 | 443.53 | 0 | 443.53 | 0 | 0 | 443.53 | 0 | 0 | 0 | 0 | 582.55 | 0 | 0 | 0 | 0 | 582.55 | 0 | 0 | 0 | 0 | 0
|  | Morro_Bay_Templeton_230_group | MW | 0 | 0 | 0 | 0 | 0 | 0 | 0 | 0 | 0 | 0 | 0 | 30.75 | 0 | 49.98 | 0 | 49.98 | 0 | 437.63 | 0 | 0 | 437.63 | 0 | 0 | 0 | 0 | 437.63 | 0 | 0 | 0 | 0 | 437.63 | 0 | 0 | 0 | 0 | 0
|  | Moss_Landing_Los_Banos_230_OPDS_group | MW | 0 | 0 | 0 | 0 | 0 | 0 | 0 | 0 | 0 | 0 | 0 | 0 | 0 | 0 | 0 | 0 | 0 | 0 | 0 | 0 | 0 | 0 | 0 | 0 | 0 | 0 | 0 | 0 | 0 | 0 | 0 | 0 | 0 | 0 | 0 | 0
|  | San_Luis_Rey_San_Onofre_group | MW | 0 | 0 | 0 | 0 | 0 | 0 | 0 | 321.58 | 598.84 | 632.35 | 634.14 | 634.15 | 0 | 1063.34 | 0 | 1063.48 | 0 | 1063.48 | 0 | 0 | 1063.48 | 0 | 0 | 0 | 0 | 1063.48 | 0 | 0 | 0 | 0 | 2982.58 | 0 | 0 | 0 | 0 | 0
|  | Serrano_Alberhill_group | MW | 0 | 0 | 0 | 0 | 0 | 0 | 0 | 586.16 | 870.08 | 1735.74 | 2118.28 | 2118.33 | 0 | 3153.45 | 0 | 3169.63 | 0 | 3302.89 | 0 | 0 | 4341.18 | 0 | 0 | 0 | 0 | 5699.98 | 0 | 0 | 0 | 0 | 9347.99 | 0 | 0 | 0 | 0 | 0
|  | Silvergate_Bay_Boulevard_group | MW | 0 | 0 | 0 | 0 | 0 | 0 | 0 | 321.58 | 598.84 | 632.35 | 634.14 | 634.15 | 0 | 1063.34 | 0 | 1063.34 | 0 | 1063.34 | 0 | 0 | 1063.34 | 0 | 0 | 0 | 0 | 1063.34 | 0 | 0 | 0 | 0 | 2982.44 | 0 | 0 | 0 | 0 | 0
|  | South_Kramer_Victor_Lugo_group | MW | 0 | 0 | 0 | 0 | 0 | 0 | 0 | 0 | 0 | 0 | 0 | 0.03 | 0 | 24 | 0 | 24 | 0 | 24 | 0 | 0 | 24 | 0 | 0 | 0 | 0 | 24 | 0 | 0 | 0 | 0 | 24 | 0 | 0 | 0 | 0 | 0
|  | South_Kramer_Victor_group | MW | 0 | 0 | 0 | 0 | 0 | 0 | 0 | 0 | 0 | 0 | 0 | 0.03 | 0 | 24 | 0 | 24 | 0 | 24 | 0 | 0 | 24 | 0 | 0 | 0 | 0 | 24 | 0 | 0 | 0 | 0 | 24 | 0 | 0 | 0 | 0 | 0
|  | Tehachapi_Antelope_group | MW | 0 | 0 | 0 | 0 | 0 | 0 | 0 | 443.01 | 836.9 | 1751.05 | 2030.68 | 2226.68 | 0 | 2685.93 | 0 | 2717.26 | 0 | 2781.37 | 0 | 0 | 3717.32 | 0 | 0 | 0 | 0 | 4034.09 | 0 | 0 | 0 | 0 | 6740 | 0 | 0 | 0 | 0 | 0
|  | Tesla_Westley_230_group | MW | 0 | 0 | 0 | 0 | 0 | 0 | 0 | 0 | 0 | 0 | 0 | 0 | 0 | 0 | 0 | 0 | 0 | 0 | 0 | 0 | 0 | 0 | 0 | 0 | 0 | 0 | 0 | 0 | 0 | 0 | 0 | 0 | 0 | 0 | 0 | 0
|  | - | MW | 0 | 0 | 0 | 0 | 0 | 0 | 0 | 0 | 0 | 0 | 0 | 0 | 0 | 0 | 0 | 0 | 0 | 0 | 0 | 0 | 0 | 0 | 0 | 0 | 0 | 0 | 0 | 0 | 0 | 0 | 0 | 0 | 0 | 0 | 0 | 0
|  | - | MW | 0 | 0 | 0 | 0 | 0 | 0 | 0 | 0 | 0 | 0 | 0 | 0 | 0 | 0 | 0 | 0 | 0 | 0 | 0 | 0 | 0 | 0 | 0 | 0 | 0 | 0 | 0 | 0 | 0 | 0 | 0 | 0 | 0 | 0 | 0 | 0
|  | - | MW | 0 | 0 | 0 | 0 | 0 | 0 | 0 | 0 | 0 | 0 | 0 | 0 | 0 | 0 | 0 | 0 | 0 | 0 | 0 | 0 | 0 | 0 | 0 | 0 | 0 | 0 | 0 | 0 | 0 | 0 | 0 | 0 | 0 | 0 | 0 | 0
|  | - | MW | 0 | 0 | 0 | 0 | 0 | 0 | 0 | 0 | 0 | 0 | 0 | 0 | 0 | 0 | 0 | 0 | 0 | 0 | 0 | 0 | 0 | 0 | 0 | 0 | 0 | 0 | 0 | 0 | 0 | 0 | 0 | 0 | 0 | 0 | 0 | 0
|  | - | MW | 0 | 0 | 0 | 0 | 0 | 0 | 0 | 0 | 0 | 0 | 0 | 0 | 0 | 0 | 0 | 0 | 0 | 0 | 0 | 0 | 0 | 0 | 0 | 0 | 0 | 0 | 0 | 0 | 0 | 0 | 0 | 0 | 0 | 0 | 0 | 0
|  | - | MW | 0 | 0 | 0 | 0 | 0 | 0 | 0 | 0 | 0 | 0 | 0 | 0 | 0 | 0 | 0 | 0 | 0 | 0 | 0 | 0 | 0 | 0 | 0 | 0 | 0 | 0 | 0 | 0 | 0 | 0 | 0 | 0 | 0 | 0 | 0 | 0
|  | - | MW | 0 | 0 | 0 | 0 | 0 | 0 | 0 | 0 | 0 | 0 | 0 | 0 | 0 | 0 | 0 | 0 | 0 | 0 | 0 | 0 | 0 | 0 | 0 | 0 | 0 | 0 | 0 | 0 | 0 | 0 | 0 | 0 | 0 | 0 | 0 | 0
|  | - | MW | 0 | 0 | 0 | 0 | 0 | 0 | 0 | 0 | 0 | 0 | 0 | 0 | 0 | 0 | 0 | 0 | 0 | 0 | 0 | 0 | 0 | 0 | 0 | 0 | 0 | 0 | 0 | 0 | 0 | 0 | 0 | 0 | 0 | 0 | 0 | 0
|  | - | MW | 0 | 0 | 0 | 0 | 0 | 0 | 0 | 0 | 0 | 0 | 0 | 0 | 0 | 0 | 0 | 0 | 0 | 0 | 0 | 0 | 0 | 0 | 0 | 0 | 0 | 0 | 0 | 0 | 0 | 0 | 0 | 0 | 0 | 0 | 0 | 0
|  | - | MW | 0 | 0 | 0 | 0 | 0 | 0 | 0 | 0 | 0 | 0 | 0 | 0 | 0 | 0 | 0 | 0 | 0 | 0 | 0 | 0 | 0 | 0 | 0 | 0 | 0 | 0 | 0 | 0 | 0 | 0 | 0 | 0 | 0 | 0 | 0 | 0
|  | - | MW | 0 | 0 | 0 | 0 | 0 | 0 | 0 | 0 | 0 | 0 | 0 | 0 | 0 | 0 | 0 | 0 | 0 | 0 | 0 | 0 | 0 | 0 | 0 | 0 | 0 | 0 | 0 | 0 | 0 | 0 | 0 | 0 | 0 | 0 | 0 | 0
|  | - | MW | 0 | 0 | 0 | 0 | 0 | 0 | 0 | 0 | 0 | 0 | 0 | 0 | 0 | 0 | 0 | 0 | 0 | 0 | 0 | 0 | 0 | 0 | 0 | 0 | 0 | 0 | 0 | 0 | 0 | 0 | 0 | 0 | 0 | 0 | 0 | 0
|  | Off-Peak Transmission Capacity Utilized (MW) | _offpeak
|  | Transmission Constraint |  | 2015 | 2016 | 2017 | 2018 | 2019 | 2020 | 2021 | 2022 | 2023 | 2024 | 2025 | 2026 | 2027 | 2028 | 2029 | 2030 | 2031 | 2032 | 2033 | 2034 | 2035 | 2036 | 2037 | 2038 | 2039 | 2040 | 2041 | 2042 | 2043 | 2044 | 2045 | 2046 | 2047 | 2048 | 2049 | 2050
|  | Colorado_River_500_230_group | MW | 0 | 0 | 0 | 0 | 0 | 0 | 0 | 0 | 0 | 0 | 0 | 0.02 | 0 | 32 | 0 | 32 | 0 | 32 | 0 | 0 | 32 | 0 | 0 | 0 | 0 | 32 | 0 | 0 | 0 | 0 | 32 | 0 | 0 | 0 | 0 | 0
|  | Contra_Costa_Delta_Switchyard_230_group | MW | 0 | 0 | 0 | 0 | 0 | 0 | 0 | 188.41 | 188.41 | 188.41 | 188.42 | 258.26 | 0 | 323.42 | 0 | 323.42 | 0 | 323.42 | 0 | 0 | 323.43 | 0 | 0 | 0 | 0 | 323.43 | 0 | 0 | 0 | 0 | 1260.36 | 0 | 0 | 0 | 0 | 0
|  | Delevan_Cortina_230_group | MW | 0 | 0 | 0 | 0 | 0 | 0 | 0 | 4.88 | 4.05 | 3.66 | 554.38 | 624.24 | 0 | 795 | 0 | 795 | 0 | 795 | 0 | 0 | 795 | 0 | 0 | 0 | 0 | 795 | 0 | 0 | 0 | 0 | 795 | 0 | 0 | 0 | 0 | 0
|  | Devers_Red_Bluff_group | MW | 0 | 0 | 0 | 0 | 0 | 0 | 0 | 103.5 | 103.06 | 103.05 | 145.48 | 145.52 | 0 | -367.43 | 0 | -367.43 | 0 | -367.43 | 0 | 0 | -367.43 | 0 | 0 | 0 | 0 | -367.43 | 0 | 0 | 0 | 0 | -367.43 | 0 | 0 | 0 | 0 | 0
|  | East_of_Miguel_group | MW | 0 | 0 | 0 | 0 | 0 | 0 | 0 | 116.64 | 216.2 | 349.09 | 522.62 | 522.63 | 0 | 950 | 0 | 950 | 0 | 950 | 0 | 0 | 950 | 0 | 0 | 0 | 0 | 950 | 0 | 0 | 0 | 0 | 950 | 0 | 0 | 0 | 0 | 0
|  | Eldorado_500_230_group | MW | 0 | 0 | 0 | 0 | 0 | 0 | 0 | 563.71 | 1453.2 | 544.42 | 292.78 | 292.86 | 0 | 413.47 | 0 | 1696.15 | 0 | 3360 | 0 | 0 | 3360 | 0 | 0 | 0 | 0 | 3360 | 0 | 0 | 0 | 0 | 3360 | 0 | 0 | 0 | 0 | 0
|  | Encina_San_Luis_Rey_group | MW | 0 | 0 | 0 | 0 | 0 | 0 | 0 | -293.56 | -370.83 | -245.33 | -116.03 | -116.03 | 0 | 309.58 | 0 | 309.44 | 0 | 309.44 | 0 | 0 | 309.44 | 0 | 0 | 0 | 0 | 309.44 | 0 | 0 | 0 | 0 | -1609.65 | 0 | 0 | 0 | 0 | 0
|  | GLW_VEA_group | MW | 0 | 0 | 0 | 0 | 0 | 0 | 0 | 194.46 | 194.46 | 194.46 | 194.49 | 194.58 | 0 | 514.4887 | 0 | 514.4887 | 0 | 514.4887 | 0 | 0 | 514.4887 | 0 | 0 | 0 | 0 | 514.4887 | 0 | 0 | 0 | 0 | 514.4887 | 0 | 0 | 0 | 0 | 0
|  | Gates_500_230_Transformer_group | MW | 0 | 0 | 0 | 0 | 0 | 0 | 0 | 103.31 | 113.03 | 125.26 | 228.8 | 311.82 | 0 | 363.7 | 0 | 363.7 | 0 | 1410.12 | 0 | 0 | 1410.12 | 0 | 0 | 0 | 0 | 1410.12 | 0 | 0 | 0 | 0 | 1410.12 | 0 | 0 | 0 | 0 | 0
|  | Gates_Arco_Midway_230_group | MW | 0 | 0 | 0 | 0 | 0 | 0 | 0 | 27.19 | 36.91 | 49.14 | 152.68 | 235.7 | 0 | 287.58 | 0 | 287.58 | 0 | 1334 | 0 | 0 | 1334 | 0 | 0 | 0 | 0 | 1334 | 0 | 0 | 0 | 0 | 1334 | 0 | 0 | 0 | 0 | 0
|  | Gates_Panoche_230_group | MW | 0 | 0 | 0 | 0 | 0 | 0 | 0 | 31.84 | 55.15 | -712.4 | -795.24 | -712.22 | 0 | -838.18 | 0 | -821.94 | 0 | 86.69 | 0 | 0 | -921.52 | 0 | 0 | 0 | 0 | -5578.68 | 0 | 0 | 0 | 0 | 10830 | 0 | 0 | 0 | 0 | 0
|  | Greater_LA_group | MW | 0 | 0 | 0 | 0 | 0 | 0 | 0 | -270.07 | -616.54 | -1475.97 | -1780.74 | -1780.74 | 0 | -1854.06 | 0 | -1981.03 | 0 | -2047.28 | 0 | 0 | -3102.8 | 0 | 0 | 0 | 0 | -4765.35 | 0 | 0 | 0 | 0 | -4931 | 0 | 0 | 0 | 0 | 0
|  | Humboldt_Trinity_115_group | MW | 0 | 0 | 0 | 0 | 0 | 0 | 0 | 21.76 | 21.76 | 21.76 | 21.76 | 21.76 | 0 | 21.76 | 0 | 21.77 | 0 | 21.77 | 0 | 0 | 42.28 | 0 | 0 | 0 | 0 | 42.28 | 0 | 0 | 0 | 0 | 42.28 | 0 | 0 | 0 | 0 | 0
|  | Imperial_Valley_group | MW | 0 | 0 | 0 | 0 | 0 | 0 | 0 | 13.14 | 113.14 | 113.14 | 113.13 | 113.13 | 0 | 540.54 | 0 | 540.54 | 0 | 540.54 | 0 | 0 | 540.54 | 0 | 0 | 0 | 0 | 540.54 | 0 | 0 | 0 | 0 | 540.54 | 0 | 0 | 0 | 0 | 0
|  | Internal_San_Diego_group | MW | 0 | 0 | 0 | 0 | 0 | 0 | 0 | -293.56 | -370.83 | -245.33 | -116.03 | -116.03 | 0 | 309.587 | 0 | 309.4455 | 0 | 309.4455 | 0 | 0 | 309.4455 | 0 | 0 | 0 | 0 | 309.4468 | 0 | 0 | 0 | 0 | -1609.65 | 0 | 0 | 0 | 0 | 0
|  | Los_Banos_500_230_Transformer_group | MW | 0 | 0 | 0 | 0 | 0 | 0 | 0 | 76.12 | 76.12 | 76.12 | 76.12 | 76.12 | 0 | 76.12 | 0 | 76.12 | 0 | 76.12 | 0 | 0 | 76.12 | 0 | 0 | 0 | 0 | 76.12 | 0 | 0 | 0 | 0 | 76.12 | 0 | 0 | 0 | 0 | 0
|  | Los_Banos_Gates_500_OPDS_group | MW | 0 | 0 | 0 | 0 | 0 | 0 | 0 | 27.19 | 36.91 | 49.14 | 152.68 | 152.68 | 0 | 152.68 | 0 | 152.68 | 0 | 152.68 | 0 | 0 | 152.68 | 0 | 0 | 0 | 0 | 152.68 | 0 | 0 | 0 | 0 | 152.68 | 0 | 0 | 0 | 0 | 0
|  | Lugo_Transformer_group | MW | 0 | 0 | 0 | 0 | 0 | 0 | 0 | -289.78 | -588.71 | -1043.1 | -35.21 | -35.18 | 0 | -79.9 | 0 | -84.65 | 0 | -87.03 | 0 | 0 | 1619 | 0 | 0 | 0 | 0 | 1619 | 0 | 0 | 0 | 0 | 1619 | 0 | 0 | 0 | 0 | 0
|  | Mohave_Eldorado_500_group | MW | 0 | 0 | 0 | 0 | 0 | 0 | 0 | 0 | 0 | 0 | 0 | 0.01 | 0 | 0.02 | 0 | 938.23 | 0 | 938.23 | 0 | 0 | 938.23 | 0 | 0 | 0 | 0 | 1232.32 | 0 | 0 | 0 | 0 | 1232.32 | 0 | 0 | 0 | 0 | 0
|  | Morro_Bay_Templeton_230_group | MW | 0 | 0 | 0 | 0 | 0 | 0 | 0 | 103.31 | 113.03 | 125.26 | 228.8 | 311.82 | 0 | 363.7 | 0 | 363.7 | 0 | 1410.12 | 0 | 0 | 1410.12 | 0 | 0 | 0 | 0 | 1410.12 | 0 | 0 | 0 | 0 | 1410.12 | 0 | 0 | 0 | 0 | 0
|  | Moss_Landing_Los_Banos_230_OPDS_group | MW | 0 | 0 | 0 | 0 | 0 | 0 | 0 | 103.31 | 113.03 | 125.26 | 228.8 | 228.8 | 0 | 228.8 | 0 | 228.8 | 0 | 228.8 | 0 | 0 | 228.8 | 0 | 0 | 0 | 0 | 228.8 | 0 | 0 | 0 | 0 | 228.8 | 0 | 0 | 0 | 0 | 0
|  | San_Luis_Rey_San_Onofre_group | MW | 0 | 0 | 0 | 0 | 0 | 0 | 0 | -293.56 | -370.83 | -245.33 | -116.03 | -116.03 | 0 | 309.58 | 0 | 309.44 | 0 | 309.44 | 0 | 0 | 309.44 | 0 | 0 | 0 | 0 | 309.44 | 0 | 0 | 0 | 0 | -1609.65 | 0 | 0 | 0 | 0 | 0
|  | Serrano_Alberhill_group | MW | 0 | 0 | 0 | 0 | 0 | 0 | 0 | 665.31 | 1102.54 | 540.86 | 418.06 | 418.08 | 0 | 600.14 | 0 | 1313.83 | 0 | 1180.57 | 0 | 0 | 5710.71 | 0 | 0 | 0 | 0 | 11800 | 0 | 0 | 0 | 0 | 11800 | 0 | 0 | 0 | 0 | 0
|  | Silvergate_Bay_Boulevard_group | MW | 0 | 0 | 0 | 0 | 0 | 0 | 0 | -293.57 | -370.83 | -169.82 | 33.97 | 33.97 | 0 | 459.58 | 0 | 459.58 | 0 | 459.58 | 0 | 0 | 459.58 | 0 | 0 | 0 | 0 | 459.58 | 0 | 0 | 0 | 0 | -1459.51 | 0 | 0 | 0 | 0 | 0
|  | South_Kramer_Victor_Lugo_group | MW | 0 | 0 | 0 | 0 | 0 | 0 | 0 | 0 | 0 | 0 | 0 | 0.03 | 0 | 24 | 0 | 24 | 0 | 24 | 0 | 0 | 24 | 0 | 0 | 0 | 0 | 24 | 0 | 0 | 0 | 0 | 24 | 0 | 0 | 0 | 0 | 0
|  | South_Kramer_Victor_group | MW | 0 | 0 | 0 | 0 | 0 | 0 | 0 | 0 | 0 | 0 | 0 | 0.03 | 0 | 24 | 0 | 24 | 0 | 24 | 0 | 0 | 24 | 0 | 0 | 0 | 0 | 24 | 0 | 0 | 0 | 0 | 24 | 0 | 0 | 0 | 0 | 0
|  | Tehachapi_Antelope_group | MW | 0 | 0 | 0 | 0 | 0 | 0 | 0 | 173.63 | 327.18 | -388.01 | 500.64 | 304.63 | 0 | -154.62 | 0 | -81.26 | 0 | -145.37 | 0 | 0 | -1081.32 | 0 | 0 | 0 | 0 | 1157.9 | 0 | 0 | 0 | 0 | -1548.01 | 0 | 0 | 0 | 0 | 0
|  | Tesla_Westley_230_group | MW | 0 | 0 | 0 | 0 | 0 | 0 | 0 | 76.12 | 76.12 | 76.12 | 76.12 | 76.12 | 0 | 76.12 | 0 | 76.12 | 0 | 76.12 | 0 | 0 | 76.12 | 0 | 0 | 0 | 0 | 76.12 | 0 | 0 | 0 | 0 | 76.12 | 0 | 0 | 0 | 0 | 0
|  | - | MW | 0 | 0 | 0 | 0 | 0 | 0 | 0 | 0 | 0 | 0 | 0 | 0 | 0 | 0 | 0 | 0 | 0 | 0 | 0 | 0 | 0 | 0 | 0 | 0 | 0 | 0 | 0 | 0 | 0 | 0 | 0 | 0 | 0 | 0 | 0 | 0
|  | - | MW | 0 | 0 | 0 | 0 | 0 | 0 | 0 | 0 | 0 | 0 | 0 | 0 | 0 | 0 | 0 | 0 | 0 | 0 | 0 | 0 | 0 | 0 | 0 | 0 | 0 | 0 | 0 | 0 | 0 | 0 | 0 | 0 | 0 | 0 | 0 | 0
|  | - | MW | 0 | 0 | 0 | 0 | 0 | 0 | 0 | 0 | 0 | 0 | 0 | 0 | 0 | 0 | 0 | 0 | 0 | 0 | 0 | 0 | 0 | 0 | 0 | 0 | 0 | 0 | 0 | 0 | 0 | 0 | 0 | 0 | 0 | 0 | 0 | 0
|  | - | MW | 0 | 0 | 0 | 0 | 0 | 0 | 0 | 0 | 0 | 0 | 0 | 0 | 0 | 0 | 0 | 0 | 0 | 0 | 0 | 0 | 0 | 0 | 0 | 0 | 0 | 0 | 0 | 0 | 0 | 0 | 0 | 0 | 0 | 0 | 0 | 0
|  | - | MW | 0 | 0 | 0 | 0 | 0 | 0 | 0 | 0 | 0 | 0 | 0 | 0 | 0 | 0 | 0 | 0 | 0 | 0 | 0 | 0 | 0 | 0 | 0 | 0 | 0 | 0 | 0 | 0 | 0 | 0 | 0 | 0 | 0 | 0 | 0 | 0
|  | - | MW | 0 | 0 | 0 | 0 | 0 | 0 | 0 | 0 | 0 | 0 | 0 | 0 | 0 | 0 | 0 | 0 | 0 | 0 | 0 | 0 | 0 | 0 | 0 | 0 | 0 | 0 | 0 | 0 | 0 | 0 | 0 | 0 | 0 | 0 | 0 | 0
|  | - | MW | 0 | 0 | 0 | 0 | 0 | 0 | 0 | 0 | 0 | 0 | 0 | 0 | 0 | 0 | 0 | 0 | 0 | 0 | 0 | 0 | 0 | 0 | 0 | 0 | 0 | 0 | 0 | 0 | 0 | 0 | 0 | 0 | 0 | 0 | 0 | 0
|  | - | MW | 0 | 0 | 0 | 0 | 0 | 0 | 0 | 0 | 0 | 0 | 0 | 0 | 0 | 0 | 0 | 0 | 0 | 0 | 0 | 0 | 0 | 0 | 0 | 0 | 0 | 0 | 0 | 0 | 0 | 0 | 0 | 0 | 0 | 0 | 0 | 0
|  | - | MW | 0 | 0 | 0 | 0 | 0 | 0 | 0 | 0 | 0 | 0 | 0 | 0 | 0 | 0 | 0 | 0 | 0 | 0 | 0 | 0 | 0 | 0 | 0 | 0 | 0 | 0 | 0 | 0 | 0 | 0 | 0 | 0 | 0 | 0 | 0 | 0
|  | - | MW | 0 | 0 | 0 | 0 | 0 | 0 | 0 | 0 | 0 | 0 | 0 | 0 | 0 | 0 | 0 | 0 | 0 | 0 | 0 | 0 | 0 | 0 | 0 | 0 | 0 | 0 | 0 | 0 | 0 | 0 | 0 | 0 | 0 | 0 | 0 | 0
|  | - | MW | 0 | 0 | 0 | 0 | 0 | 0 | 0 | 0 | 0 | 0 | 0 | 0 | 0 | 0 | 0 | 0 | 0 | 0 | 0 | 0 | 0 | 0 | 0 | 0 | 0 | 0 | 0 | 0 | 0 | 0 | 0 | 0 | 0 | 0 | 0 | 0
|  | - | MW | 0 | 0 | 0 | 0 | 0 | 0 | 0 | 0 | 0 | 0 | 0 | 0 | 0 | 0 | 0 | 0 | 0 | 0 | 0 | 0 | 0 | 0 | 0 | 0 | 0 | 0 | 0 | 0 | 0 | 0 | 0 | 0 | 0 | 0 | 0 | 0
RPS and Renewable Curtailment Summary
|  | Metric | Unit | 2015 | 2016 | 2017 | 2018 | 2019 | 2020 | 2021 | 2022 | 2023 | 2024 | 2025 | 2026 | 2027 | 2028 | 2029 | 2030 | 2031 | 2032 | 2033 | 2034 | 2035 | 2036 | 2037 | 2038 | 2039 | 2040 | 2041 | 2042 | 2043 | 2044 | 2045 | 2046 | 2047 | 2048 | 2049 | 2050
|  | T&D Losses | % | 0% | 0% | 0% | 0% | 0% | 7.348% | 7.348% | 7.348% | 7.348% | 7.348% | 7.348% | 7.348% | 7.348% | 7.348% | 7.348% | 7.348% | 7.348% | 7.348% | 7.348% | 7.348% | 7.348% | 7.348% | 7.348% | 7.348% | 7.348% | 7.348% | 7.348% | 7.348% | 7.348% | 7.348% | 7.348% | 7.348% | 7.348% | 7.348% | 7.348% | 7.348%
|  | Pumping Loads - not grossed up for losses | GWh | 0 | 0 | 0 | 0 | 0 | 8418.7899 | 8528.5262 | 8528.5262 | 8528.5262 | 8528.5262 | 8528.5262 | 8528.5262 | 8528.5262 | 8528.5262 | 8528.5262 | 8528.5262 | 8528.5262 | 8528.5262 | 8528.5262 | 8528.5262 | 8528.5262 | 8528.5262 | 8528.5262 | 8528.5262 | 8528.5262 | 8528.5262 | 8528.5262 | 8528.5262 | 8528.5262 | 8528.5262 | 8528.5262 | 8528.5262 | 8528.5262 | 8528.5262 | 8528.5262 | 8528.5262
|  | Metric | Unit | 2015 | 2016 | 2017 | 2018 | 2019 | 2020 | 2021 | 2022 | 2023 | 2024 | 2025 | 2026 | 2027 | 2028 | 2029 | 2030 | 2031 | 2032 | 2033 | 2034 | 2035 | 2036 | 2037 | 2038 | 2039 | 2040 | 2041 | 2042 | 2043 | 2044 | 2045 | 2046 | 2047 | 2048 | 2049 | 2050
|  | RPS Target | GWh | 0 | 0 | 0 | 0 | 0 | 0 | 0 | 73440.0617 | 80018.3675 | 86057.1171 | 91687.6001 | 97309.392 | 0 | 108391.3045 | 0 | 119923.5284 | 0 | 127189.9551 | 0 | 0 | 148871.1565 | 0 | 0 | 0 | 0 | 188079.4218 | 0 | 0 | 0 | 0 | 229164.2385 | 0 | 0 | 0 | 0 | 0
|  | Delivered RPS Renewables, excl. Pipeline Biogas and Scheduled Curtailment | GWh | 0 | 0 | 0 | 0 | 0 | 0 | 0 | 89508.993 | 100354.1249 | 105897.2325 | 118141.0672 | 119581.1408 | 0 | 128101.1766 | 0 | 140189.4669 | 0 | 153268.9768 | 0 | 0 | 177660.6633 | 0 | 0 | 0 | 0 | 221299.7454 | 0 | 0 | 0 | 0 | 279227.434 | 0 | 0 | 0 | 0 | 0
|  | Pipeline Biogas | GWh | 0 | 0 | 0 | 0 | 0 | 0 | 0 | 0 | 0 | 0 | 0 | 0 | 0 | 0 | 0 | 0 | 0 | 0 | 0 | 0 | 0 | 0 | 0 | 0 | 0 | 0 | 0 | 0 | 0 | 0 | 0 | 0 | 0 | 0 | 0 | 0
|  | Non-Modeled RPS Renewables (AESO wind mainly) | GWh | 0 | 0 | 0 | 0 | 0 | 0 | 0 | 2847.6088 | 2847.6088 | 2847.6088 | 2847.6088 | 2847.6088 | 0 | 2847.6088 | 0 | 2847.6088 | 0 | 2847.6088 | 0 | 0 | 2544.0748 | 0 | 0 | 0 | 0 | 1307.9556 | 0 | 0 | 0 | 0 | 1307.9556 | 0 | 0 | 0 | 0 | 0
|  | RPS Spent Bank | GWh | 0 | 0 | 0 | 0 | 0 | 0 | 0 | 0 | 0 | 4908.539 | 10447.021 | 15707.105 | 20211.438 | 24628.7002 | 28965.381 | 0 | 0 | 0 | 0 | 0 | 0 | 0 | 0 | 0 | 0 | 0 | 0 | 0 | 0 | 0 | 0 | 0 | 0 | 0 | 0 | 0
|  | SB100-eligible Resources (Hydro and Nuclear) | GWh | 0 | 0 | 0 | 0 | 0 | 0 | 0 | 53809.3916 | 53701.0561 | 44494.9036 | 35161.6046 | 35145.3597 | 0 | 35105.2633 | 0 | 35105.1763 | 0 | 34921.8966 | 0 | 0 | 34894.0988 | 0 | 0 | 0 | 0 | 34289.9186 | 0 | 0 | 0 | 0 | 32131.2825 | 0 | 0 | 0 | 0 | 0
|  | Storage Losses Subtracted from RPS | GWh | 0 | 0 | 0 | 0 | 0 | 0 | 0 | 1666.4519 | 2614.0653 | 3459.5136 | 4190.9307 | 4360.4876 | 0 | 5081.4911 | 0 | 5870.2428 | 0 | 6636.2308 | 0 | 0 | 9294.369 | 0 | 0 | 0 | 0 | 14438.1535 | 0 | 0 | 0 | 0 | 21924.059 | 0 | 0 | 0 | 0 | 0
|  | Scheduled Curtailment | GWh | 0 | 0 | 0 | 0 | 0 | 0 | 0 | 1068.3253 | 2238.2904 | 1261.7235 | 2331.4121 | 1898.1556 | 0 | 2231.5429 | 0 | 3813.8742 | 0 | 5643.885 | 0 | 0 | 7259.0396 | 0 | 0 | 0 | 0 | 11554.0502 | 0 | 0 | 0 | 0 | 35180.9386 | 0 | 0 | 0 | 0 | 0
|  | Customer PV Curtailment Adjustment | GWh | 0 | 0 | 0 | 0 | 0 | 0 | 0 | 72.3297 | 213.0112 | 151.3141 | 217.666 | 277.2301 | 0 | 363.3886 | 0 | 583.5365 | 0 | 842.6997 | 0 | 0 | 1101.3202 | 0 | 0 | 0 | 0 | 1531.5606 | 0 | 0 | 0 | 0 | 4032.9425
|  | Subhourly Curtailment | GWh | 0 | 0 | 0 | 0 | 0 | 0 | 0 | 645.9042 | 688.987 | 228.3983 | 295.8563 | 346.6243 | 0 | 420.177 | 0 | 842.8632 | 0 | 1159.7709 | 0 | 0 | 2238.4052 | 0 | 0 | 0 | 0 | 2785.1211 | 0 | 0 | 0 | 0 | 3744.5087 | 0 | 0 | 0 | 0 | 0
|  | RPS-bound Retail Sales | GWh | 0 | 0 | 0 | 0 | 0 | 0 | 0 | 190554.0344 | 193936.3528 | 195713.5361 | 196413.9352 | 197036.0478 | 0 | 197730.966 | 0 | 198947.0697 | 0 | 204341.4826 | 0 | 0 | 218224.4229 | 0 | 0 | 0 | 0 | 241362.6274 | 0 | 0 | 0 | 0 | 262527.4563 | 0 | 0 | 0 | 0 | 0
|  | Curtailment (scheduled and subhourly) | % of RPS Renew. | 0% | 0% | 0% | 0% | 0% | 0% | 0% | 1.912% | 2.978% | 1.492% | 2.307% | 2.029% | 0% | 2.264% | 0% | 3.568% | 0% | 4.727% | 0% | 0% | 5.654% | 0% | 0% | 0% | 0% | 6.778% | 0% | 0% | 0% | 0% | 13.61% | 0% | 0% | 0% | 0% | 0%
|  | Curtailment and Storage Losses | % of RPS Renew. | 0% | 0% | 0% | 0% | 0% | 0% | 0% | 3.696% | 5.457% | 4.637% | 5.705% | 5.536% | 0% | 6.079% | 0% | 7.566% | 0% | 8.829% | 0% | 0% | 10.61% | 0% | 0% | 0% | 0% | 12.94% | 0% | 0% | 0% | 0% | 20.55% | 0% | 0% | 0% | 0% | 0%
|  | RPS Target (% of retail sales) | % of Retail Sales | 0% | 0% | 0% | 0% | 0% | 0% | 0% | 38.54% | 41.26% | 43.97% | 46.68% | 49.39% | 0% | 54.82% | 0% | 60.28% | 0% | 62.24% | 0% | 0% | 68.22% | 0% | 0% | 0% | 0% | 77.92% | 0% | 0% | 0% | 0% | 87.29% | 0% | 0% | 0% | 0% | 0%
|  | Delivered Effective RPS Percentage - Excl. Spent Bank | % of Retail Sales | 0% | 0% | 0% | 0% | 0% | 0% | 0% | 47.25% | 51.51% | 53.68% | 59.31% | 59.75% | 0% | 63.44% | 0% | 68.52% | 0% | 72.58% | 0% | 0% | 77.29% | 0% | 0% | 0% | 0% | 85.09% | 0% | 0% | 0% | 0% | 97.08% | 0% | 0% | 0% | 0% | 0%
|  | Spent Bank | % of Retail Sales | 0% | 0% | 0% | 0% | 0% | 0% | 0% | 0% | 0% | 2.508% | 5.319% | 7.972% | 0% | 12.46% | 0% | 0% | 0% | 0% | 0% | 0% | 0% | 0% | 0% | 0% | 0% | 0% | 0% | 0% | 0% | 0% | 0% | 0% | 0% | 0% | 0% | 0%
|  | Delivered Effective RPS Percentage - Incl. Spent Bank | % of Retail Sales | 0% | 0% | 0% | 0% | 0% | 0% | 0% | 47.25% | 51.51% | 56.19% | 64.63% | 67.72% | 0% | 75.9% | 0% | 68.52% | 0% | 72.58% | 0% | 0% | 77.29% | 0% | 0% | 0% | 0% | 85.09% | 0% | 0% | 0% | 0% | 97.08% | 0% | 0% | 0% | 0% | 0%
|  | SB100% | % of Retail Sales | 0% | 0% | 0% | 0% | 0% | 0% | 0% | 72.26% | 75.86% | 73.22% | 74% | 74.36% | 0% | 77.84% | 0% | 82.63% | 0% | 86.08% | 0% | 0% | 89.77% | 0% | 0% | 0% | 0% | 95.91% | 0% | 0% | 0% | 0% | 105.9% | 0% | 0% | 0% | 0% | 0%
|  | RPS Dual | $/MWh | 0 | 0 | 0 | 0 | 0 | 0 | 0 | 0 | 0 | 0 | 0 | 0 | 0 | 0 | 0 | 0 | 0 | 0 | 0 | 0 | 0 | 0 | 0 | 0 | 0 | 0 | 0 | 0 | 0 | 0 | 0 | 0 | 0 | 0 | 0 | 0
Planning Reserve Margin Summary
|  | Metric | Unit | 2015 | 2016 | 2017 | 2018 | 2019 | 2020 | 2021 | 2022 | 2023 | 2024 | 2025 | 2026 | 2027 | 2028 | 2029 | 2030 | 2031 | 2032 | 2033 | 2034 | 2035 | 2036 | 2037 | 2038 | 2039 | 2040 | 2041 | 2042 | 2043 | 2044 | 2045 | 2046 | 2047 | 2048 | 2049 | 2050
|  | Peak Load | MW | 0 | 0 | 0 | 0 | 0 | 0 | 0 | 45601.64 | 45950.43 | 46607.25 | 46943.98 | 47373.33 | 0 | 47801.17 | 0 | 48476.22 | 0 | 49361.88 | 0 | 0 | 50955.13 | 0 | 0 | 0 | 0 | 53610.54 | 0 | 0 | 0 | 0 | 56439.35 | 0 | 0 | 0 | 0 | 0
|  | Reserve Margin Requirement | % | 0% | 0% | 0% | 0% | 0% | 0% | 0% | 14.9% | 14.9% | 22.55% | 19.95% | 18.32% | 0% | 22.55% | 0% | 22.55% | 0% | 22.55% | 0% | 0% | 22.55% | 0% | 0% | 0% | 0% | 22.55% | 0% | 0% | 0% | 0% | 22.55% | #DIV/0! | #DIV/0! | #DIV/0! | #DIV/0! | #DIV/0!
|  | Total Reserve Margin Requirement (incl. Reliability Adjustments) | MW | 0 | 0 | 0 | 0 | 0 | 0 | 0 | 53088.8744 | 53690.2641 | 59069.4922 | 58394.304 | 58274.4885 | 2000 | 61011.3327 | 0 | 61983.5647 | 0 | 63068.9125 | 0 | 0 | 65021.389 | 0 | 0 | 0 | 0 | 68275.5083 | 0 | 0 | 0 | 0 | 71742.1238 | #DIV/0! | #DIV/0! | #DIV/0! | #DIV/0! | #DIV/0!
|  | Firm Capacity | MW | 0 | 0 | 0 | 0 | 0 | 0 | 0 | 40913.65 | 41004.59 | 37263.97 | 35408.94 | 35339.93 | 0 | 36221.24 | 0 | 36219.43 | 0 | 35983.93 | 0 | 0 | 35617.47 | 0 | 0 | 0 | 0 | 35002.18 | 0 | 0 | 0 | 0 | 35921.28 | 0 | 0 | 0 | 0 | 0
|  | CCGT | MW | 0 | 0 | 0 | 0 | 0 | 0 | 0 | 15805.04 | 15805.04 | 15805.04 | 15805.04 | 15853.43 | 0 | 15853.73 | 0 | 15853.73 | 0 | 15853.73 | 0 | 0 | 15853.73 | 0 | 0 | 0 | 0 | 15853.73 | 0 | 0 | 0 | 0 | 16733.08 | 0 | 0 | 0 | 0 | 0
|  | Peaker | MW | 0 | 0 | 0 | 0 | 0 | 0 | 0 | 8161.21 | 8161.21 | 8161.21 | 7887.27 | 7793.87 | 0 | 7793.93 | 0 | 7793.94 | 0 | 7793.94 | 0 | 0 | 7793.94 | 0 | 0 | 0 | 0 | 7793.94 | 0 | 0 | 0 | 0 | 7793.93 | 0 | 0 | 0 | 0 | 0
|  | Steam Turbine | MW | 0 | 0 | 0 | 0 | 0 | 0 | 0 | 2860.59 | 2860.59 | 0 | 0 | 0 | 0 | 0 | 0 | 0 | 0 | 0 | 0 | 0 | 0 | 0 | 0 | 0 | 0 | 0 | 0 | 0 | 0 | 0 | 0 | 0 | 0 | 0 | 0 | 0
|  | CHP | MW | 0 | 0 | 0 | 0 | 0 | 0 | 0 | 1365.87 | 1341.45 | 1311.45 | 1243.03 | 1177.5 | 0 | 1177.5 | 0 | 1177.5 | 0 | 942 | 0 | 0 | 588.75 | 0 | 0 | 0 | 0 | 0 | 0 | 0 | 0 | 0 | 0 | 0 | 0 | 0 | 0 | 0
|  | Hydro (small + large) | MW | 0 | 0 | 0 | 0 | 0 | 0 | 0 | 5205.53 | 5205.53 | 5205.53 | 5205.53 | 5205.53 | 0 | 5205.53 | 0 | 5205.13 | 0 | 5205.13 | 0 | 0 | 5205.13 | 0 | 0 | 0 | 0 | 5205.13 | 0 | 0 | 0 | 0 | 5205.13 | 0 | 0 | 0 | 0 | 0
|  | Nuclear | MW | 0 | 0 | 0 | 0 | 0 | 0 | 0 | 2915 | 2915 | 1772.84 | 630.67 | 630.67 | 0 | 630.67 | 0 | 630.67 | 0 | 630.67 | 0 | 0 | 630.67 | 0 | 0 | 0 | 0 | 630.67 | 0 | 0 | 0 | 0 | 630.67 | 0 | 0 | 0 | 0 | 0
|  | Coal | MW | 0 | 0 | 0 | 0 | 0 | 0 | 0 | 479 | 479 | 479 | 0 | 0 | 0 | 0 | 0 | 0 | 0 | 0 | 0 | 0 | 0 | 0 | 0 | 0 | 0 | 0 | 0 | 0 | 0 | 0 | 0 | 0 | 0 | 0 | 0 | 0
|  | Geothermal | MW | 0 | 0 | 0 | 0 | 0 | 0 | 0 | 1214.52 | 1302.62 | 1302.62 | 1302.62 | 1365.6 | 0 | 2202.2 | 0 | 2202.2 | 0 | 2202.2 | 0 | 0 | 2202.2 | 0 | 0 | 0 | 0 | 2202.2 | 0 | 0 | 0 | 0 | 2202.2 | 0 | 0 | 0 | 0 | 0
|  | Biomass | MW | 0 | 0 | 0 | 0 | 0 | 0 | 0 | 636.39 | 662.86 | 678.27 | 698.67 | 698.67 | 0 | 721.57 | 0 | 720.15 | 0 | 720.15 | 0 | 0 | 720.15 | 0 | 0 | 0 | 0 | 720.15 | 0 | 0 | 0 | 0 | 720.16 | 0 | 0 | 0 | 0 | 0
|  | Shed DR | MW | 0 | 0 | 0 | 0 | 0 | 0 | 0 | 2270.5 | 2271.29 | 2548.01 | 2636.11 | 2614.66 | 0 | 2636.11 | 0 | 2636.11 | 0 | 2636.11 | 0 | 0 | 2622.9 | 0 | 0 | 0 | 0 | 2596.36 | 0 | 0 | 0 | 0 | 2636.11 | 0 | 0 | 0 | 0 | 0
|  | Reliability Adjustment (Imports + BTM Resources) | MW | 0 | 0 | 0 | 0 | 0 | 0 | 0 | -692.59 | -893.22 | -1953.81 | -2084.97 | -2220 | -2000 | -2432.54 | 0 | -2577.52 | 0 | -2577.52 | 0 | 0 | -2577.52 | 0 | 0 | 0 | 0 | -2577.52 | 0 | 0 | 0 | 0 | -2577.52 | 0 | 0 | 0 | 0 | 0
|  | Reliability Adjustment (MTR LLT Delay) | MW | 2025: -1219; 2026: -2000; 2027: -2000
|  | Storage | MW | 0 | 0 | 0 | 0 | 0 | 0 | 0 | 4806.71 | 6142.08 | 12745.08 | 13864.29 | 13772.62 | 0 | 15420.93 | 0 | 15671.72 | 0 | 16442.85 | 0 | 0 | 18674.84 | 0 | 0 | 0 | 0 | 22437.74 | 0 | 0 | 0 | 0 | 24380.48 | 0 | 0 | 0 | 0 | 0
|  | Battery (incl. BTM) | MW | 0 | 0 | 0 | 0 | 0 | 0 | 0 | 2908.21 | 4243.58 | 10846.58 | 11965.79 | 11694.45 | 0 | 12522.43 | 0 | 12772.94 | 0 | 13544.07 | 0 | 0 | 15799.94 | 0 | 0 | 0 | 0 | 19621.24 | 0 | 0 | 0 | 0 | 21481.7 | 0 | 0 | 0 | 0 | 0
|  | Pumped Storage | MW | 0 | 0 | 0 | 0 | 0 | 0 | 0 | 1898.5 | 1898.5 | 1898.5 | 1898.5 | 2078.17 | 0 | 2898.5 | 0 | 2898.78 | 0 | 2898.78 | 0 | 0 | 2874.9 | 0 | 0 | 0 | 0 | 2816.5 | 0 | 0 | 0 | 0 | 2898.78 | 0 | 0 | 0 | 0 | 0
|  | Variable Renewable ELCC (Incl. BTM) | MW | 0 | 0 | 0 | 0 | 0 | 0 | 0 | 8898.77 | 8968.26 | 9060.47 | 9121.08 | 9254.66 | 0 | 9369.15 | 0 | 10092.42 | 0 | 10642.14 | 0 | 0 | 10788 | 0 | 0 | 0 | 0 | 11159.54 | 0 | 0 | 0 | 0 | 11440.37 | 0 | 0 | 0 | 0 | 0
|  | Total Available Capacity | MW | 0 | 0 | 0 | 0 | 0 | 0 | 0 | 53926.54 | 55221.71 | 57115.71 | 56309.34 | 56147.21 | -2000 | 58578.78 | 0 | 59406.05 | 0 | 60491.4 | 0 | 0 | 62502.79 | 0 | 0 | 0 | 0 | 66021.94 | 0 | 0 | 0 | 0 | 69164.61 | 0 | 0 | 0 | 0 | 0
|  | Actual Reserve Margin | % | 0% | 0% | 0% | 0% | 0% | 0% | 0% | 18.26% | 20.18% | 22.55% | 19.95% | 18.52% | 0% | 22.55% | 0% | 22.55% | 0% | 22.55% | 0% | 0% | 22.66% | 0% | 0% | 0% | 0% | 23.15% | 0% | 0% | 0% | 0% | 22.55% | 0% | 0% | 0% | 0% | 0%
|  | Marginal PRM Cost | $/kW-yr. | 0 | 0 | 0 | 0 | 0 | 0 | 0 | 1e-05 | 1e-05 | 273.3257 | 527.6391 | 7e-05 | 0 | 216.51 | 0 | 71.1522 | 0 | 21.9354 | 0 | 0 | 5e-05 | 0 | 0 | 0 | 0 | 1e-05 | 0 | 0 | 0 | 0 | 74.5621 | 0 | 0 | 0 | 0 | 0
Note: Marginal ELCC Calculations reference the tab named 'ELCC_surface_facets', which is not automatically updated in this version of RESOLVE. To ensure that marginal ELCC values are synced with scenario assumptions, please copy ELCC_surface_facets.csv from the respective inputs directory.
|  | Solar Capacity Factor for Marginal ELCC (assumed Southern PG&E Solar) | % | 30.78% | 30.78% | 30.78% | 30.78% | 30.78% | 30.78% | 30.78% | 30.78% | 30.78% | 30.78% | 30.78% | 30.78% | 30.78% | 30.78% | 30.78% | 30.78% | 30.78% | 30.78% | 30.78% | 30.78% | 30.78% | 30.78% | 30.78% | 30.78% | 30.78% | 30.78% | 30.78% | 30.78% | 30.78% | 30.78% | 30.78% | 30.78% | 30.78% | 30.78% | 30.78% | 30.78%
|  | Wind Capacity Factor for Marginal ELCC (assumes Tehapachi Wind) | % | 34.3% | 34.3% | 34.3% | 34.3% | 34.3% | 34.3% | 34.3% | 34.3% | 34.3% | 34.3% | 34.3% | 34.3% | 34.3% | 34.3% | 34.3% | 34.3% | 34.3% | 34.3% | 34.3% | 34.3% | 34.3% | 34.3% | 34.3% | 34.3% | 34.3% | 34.3% | 34.3% | 34.3% | 34.3% | 34.3% | 34.3% | 34.3% | 34.3% | 34.3% | 34.3% | 34.3%
|  | Marginal Solar ELCC | % | 0% | 0% | 0% | 0% | 0% | 0% | 0% | 2.306% | 1.928% | 1.906% | 1.903% | 1.902% | 0% | 1.899% | 0% | 1.896% | 0% | 2.196% | 0% | 0% | 2.074% | 0% | 0% | 0% | 0% | 1.906% | 0% | 0% | 0% | 0% | 1.499% | 0% | 0% | 0% | 0% | 0%
|  | Marginal Wind ELCC | % | 0% | 0% | 0% | 0% | 0% | 0% | 0% | 31.98% | 32.11% | 31.74% | 31.7% | 31.67% | 0% | 31.63% | 0% | 31.58% | 0% | 20.05% | 0% | 0% | 18.93% | 0% | 0% | 0% | 0% | 17.39% | 0% | 0% | 0% | 0% | 24.96% | 0% | 0% | 0% | 0% | 0%
|  | Marginal 4-hour Storage ELCC | % | 0% | 0% | 0% | 0% | 0% | 0% | 0% | 100% | 100% | 73.04% | 73.04% | 73.04% | 0% | 59.65% | 0% | 59.65% | 0% | 59.65% | 0% | 0% | 49.56% | 0% | 0% | 0% | 0% | 21.69% | 0% | 0% | 0% | 0% | 6% | 0% | 0% | 0% | 0% | 0%
Imports and Exports Summary
Imports into CAISO
|  | Path | Unit | 2015 | 2016 | 2017 | 2018 | 2019 | 2020 | 2021 | 2022 | 2023 | 2024 | 2025 | 2026 | 2027 | 2028 | 2029 | 2030 | 2031 | 2032 | 2033 | 2034 | 2035 | 2036 | 2037 | 2038 | 2039 | 2040 | 2041 | 2042 | 2043 | 2044 | 2045 | 2046 | 2047 | 2048 | 2049 | 2050
|  | BANC_to_CAISO | GWh | 0 | 0 | 0 | 0 | 0 | 0 | 0 | 2218.8076 | 2420.0776 | 2497.7808 | 2785.2723 | 3156.6249 | 0 | 3317.7028 | 0 | 3065.717 | 0 | 2809.6111 | 0 | 0 | 1820.0059 | 0 | 0 | 0 | 0 | 1356.9026 | 0 | 0 | 0 | 0 | 61.5673 | 0 | 0 | 0 | 0 | 0
|  | LDWP_to_CAISO | GWh | 0 | 0 | 0 | 0 | 0 | 0 | 0 | 187.5256 | 156.909 | 155.2176 | 361.0882 | 413.4763 | 0 | 445.9847 | 0 | 427.1348 | 0 | 434.3547 | 0 | 0 | 230.9477 | 0 | 0 | 0 | 0 | 57.5541 | 0 | 0 | 0 | 0 | 2.9575 | 0 | 0 | 0 | 0 | 0
|  | IID_to_CAISO | GWh | 0 | 0 | 0 | 0 | 0 | 0 | 0 | 842.838 | 818.2803 | 1008.4357 | 1008.1794 | 1014.0175 | 0 | 935.2734 | 0 | 817.9904 | 0 | 750.0206 | 0 | 0 | 736.8932 | 0 | 0 | 0 | 0 | 698.7417 | 0 | 0 | 0 | 0 | 287.6718 | 0 | 0 | 0 | 0 | 0
|  | NW_to_CAISO_Unspecified | GWh | 0 | 0 | 0 | 0 | 0 | 0 | 0 | 11546.5519 | 12345.1035 | 12224.0268 | 12121.7135 | 12217.6748 | 0 | 11943.792 | 0 | 11653.9494 | 0 | 10482.1525 | 0 | 0 | 9655.871 | 0 | 0 | 0 | 0 | 7265.0991 | 0 | 0 | 0 | 0 | 2257.7973 | 0 | 0 | 0 | 0 | 0
|  | SW_to_CAISO | GWh | 0 | 0 | 0 | 0 | 0 | 0 | 0 | 4140.9751 | 5522.4519 | 5803.5559 | 7445.9235 | 7209.6977 | 0 | 7759.8245 | 0 | 8703.4688 | 0 | 9059.5842 | 0 | 0 | 7447.1768 | 0 | 0 | 0 | 0 | 5990.8887 | 0 | 0 | 0 | 0 | 1021.8089 | 0 | 0 | 0 | 0 | 0
Exports out of CAISO
|  | Path | Unit | 2015 | 2016 | 2017 | 2018 | 2019 | 2020 | 2021 | 2022 | 2023 | 2024 | 2025 | 2026 | 2027 | 2028 | 2029 | 2030 | 2031 | 2032 | 2033 | 2034 | 2035 | 2036 | 2037 | 2038 | 2039 | 2040 | 2041 | 2042 | 2043 | 2044 | 2045 | 2046 | 2047 | 2048 | 2049 | 2050
|  | BANC_to_CAISO | GWh | 0 | 0 | 0 | 0 | 0 | 0 | 0 | -41.763 | -87.5571 | -20.721 | -16.0537 | -11.9361 | 0 | -9.2083 | 0 | -53.1232 | 0 | -59.0313 | 0 | 0 | -39.0052 | 0 | 0 | 0 | 0 | -86.1984 | 0 | 0 | 0 | 0 | -562.7669 | 0 | 0 | 0 | 0 | 0
|  | LDWP_to_CAISO | GWh | 0 | 0 | 0 | 0 | 0 | 0 | 0 | -52.6198 | -93.789 | -9.2684 | -39.7358 | -12.5209 | 0 | -39.9523 | 0 | -96.5564 | 0 | -194.6828 | 0 | 0 | -278.3154 | 0 | 0 | 0 | 0 | -694.8302 | 0 | 0 | 0 | 0 | -2696.8214 | 0 | 0 | 0 | 0 | 0
|  | IID_to_CAISO | GWh | 0 | 0 | 0 | 0 | 0 | 0 | 0 | -1.9252 | -11.607 | -3.1674 | -10.7577 | -11.5378 | 0 | -41.2432 | 0 | -39.7129 | 0 | -66.8774 | 0 | 0 | -82.6553 | 0 | 0 | 0 | 0 | -79.1279 | 0 | 0 | 0 | 0 | -123.4047 | 0 | 0 | 0 | 0 | 0
|  | NW_to_CAISO_Unspecified | GWh | 0 | 0 | 0 | 0 | 0 | 0 | 0 | -251.7879 | -740.81 | -266.3349 | -356.7717 | -578.4893 | 0 | -779.903 | 0 | -1463.5128 | 0 | -2144.1841 | 0 | 0 | -2258.9623 | 0 | 0 | 0 | 0 | -2176.0832 | 0 | 0 | 0 | 0 | -3669.7714 | 0 | 0 | 0 | 0 | 0
|  | SW_to_CAISO | GWh | 0 | 0 | 0 | 0 | 0 | 0 | 0 | -2218.8015 | -2772.133 | -2472.8382 | -2846.1804 | -3363.5047 | 0 | -4032.3684 | 0 | -5414.9038 | 0 | -6437.8022 | 0 | 0 | -6381.0914 | 0 | 0 | 0 | 0 | -9064.4753 | 0 | 0 | 0 | 0 | -14339.7185 | 0 | 0 | 0 | 0 | 0
Fixed Costs Summary
CA Fixed Costs by Technology, excluding non-modelled, embedded costs
|  | Technology | Unit | 2015 | 2016 | 2017 | 2018 | 2019 | 2020 | 2021 | 2022 | 2023 | 2024 | 2025 | 2026 | 2027 | 2028 | 2029 | 2030 | 2031 | 2032 | 2033 | 2034 | 2035 | 2036 | 2037 | 2038 | 2039 | 2040 | 2041 | 2042 | 2043 | 2044 | 2045 | 2046 | 2047 | 2048 | 2049 | 2050
|  | CAISO_ST | $MM | 0 | 0 | 0 | 0 | 0 | 0 | 0 | 34.6845 | 34.6845 | 0 | 0 | 0 | 0 | 0 | 0 | 0 | 0 | 0 | 0 | 0 | 0 | 0 | 0 | 0 | 0 | 0 | 0 | 0 | 0 | 0 | 0 | 0 | 0 | 0 | 0 | 0
|  | CAISO_CCGT1 | $MM | 0 | 0 | 0 | 0 | 0 | 0 | 0 | 161.8083 | 161.8083 | 161.8083 | 161.8083 | 162.4146 | 0 | 162.4146 | 0 | 162.4146 | 0 | 162.4146 | 0 | 0 | 162.4146 | 0 | 0 | 0 | 0 | 162.4146 | 0 | 0 | 0 | 0 | 162.4146 | 0 | 0 | 0 | 0 | 0
|  | CAISO_CCGT2 | $MM | 0 | 0 | 0 | 0 | 0 | 0 | 0 | 35.1456 | 35.1456 | 35.1456 | 35.1456 | 35.1456 | 0 | 35.1456 | 0 | 35.1456 | 0 | 35.1456 | 0 | 0 | 35.1456 | 0 | 0 | 0 | 0 | 35.1456 | 0 | 0 | 0 | 0 | 35.1456 | 0 | 0 | 0 | 0 | 0
|  | CAISO_Peaker1 | $MM | 0 | 0 | 0 | 0 | 0 | 0 | 0 | 74.0572 | 74.0572 | 74.0572 | 73.2389 | 73.2389 | 0 | 73.2389 | 0 | 73.2389 | 0 | 73.2389 | 0 | 0 | 73.2389 | 0 | 0 | 0 | 0 | 73.2389 | 0 | 0 | 0 | 0 | 73.2389 | 0 | 0 | 0 | 0 | 0
|  | CAISO_Peaker2 | $MM | 0 | 0 | 0 | 0 | 0 | 0 | 0 | 51.3285 | 51.3285 | 51.3285 | 47.8077 | 46.329 | 0 | 46.329 | 0 | 46.329 | 0 | 46.329 | 0 | 0 | 46.329 | 0 | 0 | 0 | 0 | 46.329 | 0 | 0 | 0 | 0 | 46.329 | 0 | 0 | 0 | 0 | 0
|  | CAISO_Advanced_CCGT | $MM | 0 | 0 | 0 | 0 | 0 | 0 | 0 | 0.00010956 | 0.00011261 | 0.00011549 | 0.00011811 | 0.0001205 | 0 | 0.034329 | 0 | 0.034332 | 0 | 0.034334 | 0 | 0 | 0.034338 | 0 | 0 | 0 | 0 | 0.034356 | 0 | 0 | 0 | 0 | 97.2385 | 0 | 0 | 0 | 0 | 0
|  | CAISO_Aero_CT | $MM | 0 | 0 | 0 | 0 | 0 | 0 | 0 | 0.00013062 | 0.00013372 | 0.00013667 | 0.00013936 | 0.00014183 | 0 | 0.0087328 | 0 | 0.0087387 | 0 | 0.0087424 | 0 | 0 | 0.0087447 | 0 | 0 | 0 | 0 | 0.0087466 | 0 | 0 | 0 | 0 | 0.0087477 | 0 | 0 | 0 | 0 | 0
|  | CAISO_Reciprocating_Engine | $MM | 0 | 0 | 0 | 0 | 0 | 0 | 0 | 3.7845 | 3.7845 | 3.7845 | 3.7845 | 3.7845 | 0 | 3.7845 | 0 | 3.7845 | 0 | 3.7845 | 0 | 0 | 3.7845 | 0 | 0 | 0 | 0 | 3.7845 | 0 | 0 | 0 | 0 | 3.7845 | 0 | 0 | 0 | 0 | 0
|  | CAISO_CHP | $MM | 0 | 0 | 0 | 0 | 0 | 0 | 0 | 0 | 0 | 0 | 0 | 0 | 0 | 0 | 0 | 0 | 0 | 0 | 0 | 0 | 0 | 0 | 0 | 0 | 0 | 0 | 0 | 0 | 0 | 0 | 0 | 0 | 0 | 0 | 0 | 0
|  | CAISO_Coal | $MM | 0 | 0 | 0 | 0 | 0 | 0 | 0 | 0 | 0 | 0 | 0 | 0 | 0 | 0 | 0 | 0 | 0 | 0 | 0 | 0 | 0 | 0 | 0 | 0 | 0 | 0 | 0 | 0 | 0 | 0 | 0 | 0 | 0 | 0 | 0 | 0
|  | CAISO_Nuclear | $MM | 0 | 0 | 0 | 0 | 0 | 0 | 0 | 0 | 0 | 0 | 0 | 0 | 0 | 0 | 0 | 0 | 0 | 0 | 0 | 0 | 0 | 0 | 0 | 0 | 0 | 0 | 0 | 0 | 0 | 0 | 0 | 0 | 0 | 0 | 0 | 0
|  | Hydro | $MM | 0 | 0 | 0 | 0 | 0 | 0 | 0 | 0 | 0 | 0 | 0 | 0 | 0 | 0 | 0 | 0 | 0 | 0 | 0 | 0 | 0 | 0 | 0 | 0 | 0 | 0 | 0 | 0 | 0 | 0 | 0 | 0 | 0 | 0 | 0 | 0
|  | Hydro_NW_CAISO | $MM | 0 | 0 | 0 | 0 | 0 | 0 | 0 | 0 | 0 | 0 | 0 | 0 | 0 | 0 | 0 | 0 | 0 | 0 | 0 | 0 | 0 | 0 | 0 | 0 | 0 | 0 | 0 | 0 | 0 | 0 | 0 | 0 | 0 | 0 | 0 | 0
|  | CAISO_Conventional_DR | $MM | 0 | 0 | 0 | 0 | 0 | 0 | 0 | 12.2829 | 12.2829 | 28.6216 | 35.7742 | 35.7742 | 0 | 35.7742 | 0 | 35.7742 | 0 | 35.7742 | 0 | 0 | 35.7742 | 0 | 0 | 0 | 0 | 35.7742 | 0 | 0 | 0 | 0 | 35.7743 | 0 | 0 | 0 | 0 | 0
|  | Customer_PV | $MM | 0 | 0 | 0 | 0 | 0 | 0 | 0 | 0 | 0 | 0 | 0 | 0 | 0 | 0 | 0 | 0 | 0 | 0 | 0 | 0 | 0 | 0 | 0 | 0 | 0 | 0 | 0 | 0 | 0 | 0 | 0 | 0 | 0 | 0 | 0 | 0
|  | Solar | $MM | 0 | 0 | 0 | 0 | 0 | 0 | 0 | 208.2408 | 436.3194 | 510.3571 | 705.5378 | 705.5379 | 0 | 732.9514 | 0 | 919.5625 | 0 | 1115.224 | 0 | 0 | 1701.4799 | 0 | 0 | 0 | 0 | 2698.6704 | 0 | 0 | 0 | 0 | 4336.6462 | 0 | 0 | 0 | 0 | 0
|  | Geothermal | $MM | 0 | 0 | 0 | 0 | 0 | 0 | 0 | 7.1851 | 58.5539 | 58.5539 | 58.5539 | 93.3167 | 0 | 584.96 | 0 | 584.9602 | 0 | 584.9605 | 0 | 0 | 584.9606 | 0 | 0 | 0 | 0 | 584.9609 | 0 | 0 | 0 | 0 | 761.8107 | 0 | 0 | 0 | 0 | 0
|  | Biomass | $MM | 0 | 0 | 0 | 0 | 0 | 0 | 0 | 24.5244 | 47.0074 | 60.172 | 77.6962 | 77.6962 | 0 | 97.8842 | 0 | 97.8842 | 0 | 97.8842 | 0 | 0 | 97.8842 | 0 | 0 | 0 | 0 | 97.8843 | 0 | 0 | 0 | 0 | 97.886 | 0 | 0 | 0 | 0 | 0
|  | Small_Hydro | $MM | 0 | 0 | 0 | 0 | 0 | 0 | 0 | 0 | 0 | 0 | 0 | 0 | 0 | 0 | 0 | 0 | 0 | 0 | 0 | 0 | 0 | 0 | 0 | 0 | 0 | 0 | 0 | 0 | 0 | 0 | 0 | 0 | 0 | 0 | 0 | 0
|  | Wind | $MM | 0 | 0 | 0 | 0 | 0 | 0 | 0 | 281.024 | 284.7504 | 328.3307 | 526.5992 | 526.6071 | 0 | 526.6122 | 0 | 887.0945 | 0 | 887.0946 | 0 | 0 | 887.0948 | 0 | 0 | 0 | 0 | 995.0882 | 0 | 0 | 0 | 0 | 1273.7249 | 0 | 0 | 0 | 0 | 0
|  | Offshore_Wind | $MM | 0 | 0 | 0 | 0 | 0 | 0 | 0 | 0 | 0 | 0 | 0 | 23.7436 | 0 | 38.471 | 0 | 38.4726 | 0 | 319.3401 | 0 | 0 | 322.8781 | 0 | 0 | 0 | 0 | 322.8781 | 0 | 0 | 0 | 0 | 322.8782 | 0 | 0 | 0 | 0 | 0
|  | Pumped_Hydro | $MM | 0 | 0 | 0 | 0 | 0 | 0 | 0 | 0.0029529 | 0.0081469 | 0.0087709 | 0.009264 | 44.2341 | 0 | 227.1627 | 0 | 227.223 | 0 | 227.2231 | 0 | 0 | 227.2231 | 0 | 0 | 0 | 0 | 227.2232 | 0 | 0 | 0 | 0 | 227.2233 | 0 | 0 | 0 | 0 | 0
|  | Li_Battery | $MM | 0 | 0 | 0 | 0 | 0 | 0 | 0 | 322.5873 | 551.876 | 1095.766 | 1243.2655 | 1243.2661 | 0 | 1308.2975 | 0 | 1332.7649 | 0 | 1449.5795 | 0 | 0 | 2152.5174 | 0 | 0 | 0 | 0 | 3476.7235 | 0 | 0 | 0 | 0 | 5068.3679 | 0 | 0 | 0 | 0 | 0
|  | BTM_Li_Battery | $MM | 0 | 0 | 0 | 0 | 0 | 0 | 0 | 29.9112 | 36.4572 | 43.2119 | 50.1677 | 57.311 | 0 | 72.1037 | 0 | 87.5045 | 0 | 87.5045 | 0 | 0 | 87.5045 | 0 | 0 | 0 | 0 | 87.5045 | 0 | 0 | 0 | 0 | 87.5046 | 0 | 0 | 0 | 0 | 0
|  | Flow_Battery | $MM | 0 | 0 | 0 | 0 | 0 | 0 | 0 | 0.0089953 | 0.013199 | 0.025737 | 0.025824 | 0.025851 | 0 | 0.02623 | 0 | 0.026322 | 0 | 0.027191 | 0 | 0 | 0.027205 | 0 | 0 | 0 | 0 | 0.027228 | 0 | 0 | 0 | 0 | 0.027298 | 0 | 0 | 0 | 0 | 0
|  | Hydrogen_Electrolysis | $MM | 0 | 0 | 0 | 0 | 0 | 0 | 0 | 0 | 0 | 0 | 0 | 0 | 0 | 0 | 0 | 0 | 0 | 0 | 0 | 0 | 0 | 0 | 0 | 0 | 0 | 0 | 0 | 0 | 0 | 0 | 0 | 0 | 0 | 0 | 0 | 0
|  | Flexible_Load | $MM | 0 | 0 | 0 | 0 | 0 | 0 | 0 | 0 | 0 | 0 | 0 | 0 | 0 | 0 | 0 | 0 | 0 | 0 | 0 | 0 | 0 | 0 | 0 | 0 | 0 | 0 | 0 | 0 | 0 | 0 | 0 | 0 | 0 | 0 | 0 | 0
|  | Renewable Tx Build in CAISO | $MM | 0 | 0 | 0 | 0 | 0 | 0 | 0 | 3.19e-06 | 1.539e-05 | 1.583e-05 | 1.714e-05 | 2.004e-05 | 0 | 4.3977 | 0 | 4.3984 | 0 | 5.3315 | 0 | 0 | 8.9154 | 0 | 0 | 0 | 0 | 12.8907 | 0 | 0 | 0 | 0 | 304.9404 | 0 | 0 | 0 | 0 | 0
|  | Total | $MM | 0 | 0 | 0 | 0 | 0 | 0 | 0 | 1246.5763 | 1788.0774 | 2451.172 | 3019.4148 | 3128.4257 | 0 | 3949.5966 | 0 | 4536.6212 | 0 | 5130.8992 | 0 | 0 | 6427.2152 | 0 | 0 | 0 | 0 | 8860.581 | 0 | 0 | 0 | 0 | 12934.9436 | 0 | 0 | 0 | 0 | 0
Operating Cost Summary (incl. imports)
Annual Contracted Resource Operating Costs, including carbon cost
|  | Metric | Unit | 2015 | 2016 | 2017 | 2018 | 2019 | 2020 | 2021 | 2022 | 2023 | 2024 | 2025 | 2026 | 2027 | 2028 | 2029 | 2030 | 2031 | 2032 | 2033 | 2034 | 2035 | 2036 | 2037 | 2038 | 2039 | 2040 | 2041 | 2042 | 2043 | 2044 | 2045 | 2046 | 2047 | 2048 | 2049 | 2050
|  | Variable Operating Costs for CAISO Resources | $MM | 0 | 0 | 0 | 0 | 0 | 0 | 0 | 2663.9967 | 2401.111 | 2486.5729 | 2303.8535 | 2330.6721 | 0 | 2141.4713 | 0 | 1892.0628 | 0 | 1839.2169 | 0 | 0 | 1821.695 | 0 | 0 | 0 | 0 | 1708.3561 | 0 | 0 | 0 | 0 | 1725.1822 | 0 | 0 | 0 | 0 | 0
|  | Market Purchases (incl Carbon Allowance and scheduled NW Hydro) | $MM | 0 | 0 | 0 | 0 | 0 | 0 | 0 | 676.4114 | 757.4615 | 739.4391 | 828.1369 | 854.639 | 0 | 889.4079 | 0 | 922.1017 | 0 | 925.7297 | 0 | 0 | 869.4839 | 0 | 0 | 0 | 0 | 752.7917 | 0 | 0 | 0 | 0 | 203.2174 | 0 | 0 | 0 | 0 | 0
|  | Market Revenues | $MM | 0 | 0 | 0 | 0 | 0 | 0 | 0 | -66.454 | -94.7916 | -74.0176 | -88.3031 | -99.4054 | 0 | -128.1901 | 0 | -178.7828 | 0 | -234.4392 | 0 | 0 | -242.9386 | 0 | 0 | 0 | 0 | -360.7662 | 0 | 0 | 0 | 0 | -734.4418 | 0 | 0 | 0 | 0 | 0
|  | Energy Credit for non-CAISO Renewables Contracted to CAISO | $MM | 0 | 0 | 0 | 0 | 0 | 0 | 0 | -471.9611 | -472.8223 | -476.8849 | -481.9808 | -488.117 | 0 | -500.4084 | 0 | -675.8128 | 0 | -893.4559 | 0 | 0 | -938.9574 | 0 | 0 | 0 | 0 | -953.4733 | 0 | 0 | 0 | 0 | -1247.9678 | 0 | 0 | 0 | 0 | 0
|  | Total CAISO Operating Cost | $MM | 0 | 0 | 0 | 0 | 0 | 0 | 0 | 2801.9931 | 2590.9586 | 2675.1095 | 2561.7065 | 2597.7888 | 0 | 2402.2807 | 0 | 1959.5689 | 0 | 1637.0515 | 0 | 0 | 1509.2829 | 0 | 0 | 0 | 0 | 1146.9082 | 0 | 0 | 0 | 0 | -54.01 | 0 | 0 | 0 | 0 | 0
|  | Market Purchases | GWh | 0 | 0 | 0 | 0 | 0 | 0 | 0 | 30429.2158 | 32647.0007 | 33118.3931 | 35069.6109 | 35342.7177 | 0 | 35693.715 | 0 | 35960.9259 | 0 | 34645.1192 | 0 | 0 | 30972.4956 | 0 | 0 | 0 | 0 | 25846.607 | 0 | 0 | 0 | 0 | 11950.5554 | 0 | 0 | 0 | 0 | 0
|  | Market Sales | GWh | 0 | 0 | 0 | 0 | 0 | 0 | 0 | -2566.8973 | -3705.8961 | -2772.33 | -3269.4993 | -3977.9887 | 0 | -4902.6751 | 0 | -7067.8092 | 0 | -8902.5777 | 0 | 0 | -9040.0296 | 0 | 0 | 0 | 0 | -12100.7151 | 0 | 0 | 0 | 0 | -21392.4829 | 0 | 0 | 0 | 0 | 0
|  | Total OOS renewables contracted to CAISO | GWh | 0 | 0 | 0 | 0 | 0 | 0 | 0 | 4247.5173 | 4234.4683 | 4231.1481 | 4224.5718 | 4228.4636 | 0 | 4206.5795 | 0 | 4146.0544 | 0 | 4171.226 | 0 | 0 | 4115.4844 | 0 | 0 | 0 | 0 | 4082.8126 | 0 | 0 | 0 | 0 | 4086.0233 | 0 | 0 | 0 | 0 | 0
Revenue Requirement, Retail Rates and Total Resource Cost
Revenue Requirement and Retail Rate Results
|  | Component | Unit | 2015 | 2016 | 2017 | 2018 | 2019 | 2020 | 2021 | 2022 | 2023 | 2024 | 2025 | 2026 | 2027 | 2028 | 2029 | 2030 | 2031 | 2032 | 2033 | 2034 | 2035 | 2036 | 2037 | 2038 | 2039 | 2040 | 2041 | 2042 | 2043 | 2044 | 2045 | 2046 | 2047 | 2048 | 2049 | 2050
|  | Baseline Non-Modeled Costs | $MM | 0 | 0 | 0 | 0 | 0 | 29787.9624 | 31520.7142 | 32729.3321 | 32777.3587 | 32736.3176 | 32524.7906 | 32413.5618 | 32817.3651 | 33247.1811 | 33726.552 | 34219.3709 | 34634.2862 | 35059.9417 | 35496.5477 | 35944.3196 | 36403.4787 | 36874.2518 | 37356.8716 | 37851.5764 | 38358.6111 | 38878.2262 | 39410.6789 | 39956.2327 | 40515.1578 | 41087.7308 | 41674.2356 | 42274.9627 | 42890.2102 | 43520.2832 | 44165.4944 | 44815.4583
|  | Scenario-Specific Non-Modeled Costs | $MM | 0 | 0 | 0 | 0 | 0 | -0.0031458 | 85.9548 | 229.9507 | 257.0927 | 277.4599 | 290.0689 | 302.8392 | 313.611 | 323.3287 | 334.4841 | 346.9399 | 357.0681 | 369.8213 | 364.583 | 359.0799 | 353.3035 | 347.2451 | 340.8957 | 334.2461 | 327.2868 | 320.0081 | 312.4 | 304.4522 | 296.1543 | 287.4953 | 231.6623 | 231.6623 | 231.6623 | 231.6623 | 231.6623 | 231.6623
|  | Baseline Thermal Fleet Fixed Costs | $MM | 0 | 0 | 0 | 0 | 0 | 0 | 0 | 360.8085 | 360.8085 | 326.1241 | 321.7849 | 320.9126 | 0 | 320.9126 | 0 | 320.9126 | 0 | 320.9126 | 0 | 0 | 320.9126 | 0 | 0 | 0 | 0 | 320.9126 | 0 | 0 | 0 | 0 | 320.9126 | 0 | 0 | 0 | 0 | 0
|  | New Renewables Fixed Costs | $MM | 0 | 0 | 0 | 0 | 0 | 0 | 0 | 520.9742 | 826.6311 | 957.4136 | 1368.3871 | 1426.9015 | 0 | 1980.8788 | 0 | 2527.9742 | 0 | 3004.5034 | 0 | 0 | 3594.2977 | 0 | 0 | 0 | 0 | 4699.4819 | 0 | 0 | 0 | 0 | 6792.9459 | 0 | 0 | 0 | 0 | 0
|  | New Storage Fixed Costs | $MM | 0 | 0 | 0 | 0 | 0 | 0 | 0 | 352.5105 | 588.3546 | 1139.0124 | 1293.4683 | 1344.837 | 0 | 1607.5902 | 0 | 1647.5188 | 0 | 1764.3343 | 0 | 0 | 2467.2723 | 0 | 0 | 0 | 0 | 3791.4784 | 0 | 0 | 0 | 0 | 5383.1231 | 0 | 0 | 0 | 0 | 0
|  | New Thermal Fleet Fixed Costs | $MM | 0 | 0 | 0 | 0 | 0 | 0 | 0 | 0.00024018 | 0.00024633 | 0.00025216 | 0.00025747 | 0.00026233 | 0 | 0.043061 | 0 | 0.043071 | 0 | 0.043077 | 0 | 0 | 0.043083 | 0 | 0 | 0 | 0 | 0.043102 | 0 | 0 | 0 | 0 | 97.2473 | 0 | 0 | 0 | 0 | 0
|  | New DR Fixed Costs | $MM | 0 | 0 | 0 | 0 | 0 | 0 | 0 | 12.2829 | 12.2829 | 28.6216 | 35.7742 | 35.7742 | 0 | 35.7742 | 0 | 35.7742 | 0 | 35.7742 | 0 | 0 | 35.7742 | 0 | 0 | 0 | 0 | 35.7742 | 0 | 0 | 0 | 0 | 35.7743 | 0 | 0 | 0 | 0 | 0
|  | New Transmission Fixed Costs | $MM | 0 | 0 | 0 | 0 | 0 | 0 | 0 | 3.19e-06 | 1.539e-05 | 1.583e-05 | 1.714e-05 | 2.004e-05 | 0 | 4.3977 | 0 | 4.3984 | 0 | 5.3315 | 0 | 0 | 8.9154 | 0 | 0 | 0 | 0 | 12.8907 | 0 | 0 | 0 | 0 | 304.9404 | 0 | 0 | 0 | 0 | 0
|  | Total Operating Cost (Incl. Import/Export) | $MM | 0 | 0 | 0 | 0 | 0 | 0 | 0 | 2801.9931 | 2590.9586 | 2675.1095 | 2561.7065 | 2597.7888 | 0 | 2402.2807 | 0 | 1959.5689 | 0 | 1637.0515 | 0 | 0 | 1509.2829 | 0 | 0 | 0 | 0 | 1146.9082 | 0 | 0 | 0 | 0 | -54.01 | 0 | 0 | 0 | 0 | 0
|  | Total Revenue Requirement | $MM | 0 | 0 | 0 | 0 | 0 | 0 | 0 | 37007.8521 | 37413.4874 | 38140.0591 | 38395.9808 | 38442.6154 | 0 | 39922.3871 | 0 | 41062.5009 | 0 | 42197.7137 | 0 | 0 | 44693.2804 | 0 | 0 | 0 | 0 | 49205.7235 | 0 | 0 | 0 | 0 | 54786.8314 | 0 | 0 | 0 | 0 | 0
|  | Scenario-Specific Customer Costs | $MM | 0 | 0 | 0 | 0 | 0 | 1931.3567 | 2081.6445 | 2196.5772 | 2317.4175 | 2424.5797 | 2525.9154 | 2646.045 | 2757.0801 | 2859.1899 | 2953.7183 | 3042.1571 | 3138.7285 | 3233.3274 | 3327.0404 | 3419.8789 | 3511.8318 | 3602.8993 | 3693.0925 | 3782.4005 | 3870.8234 | 3958.3502 | 4044.9921 | 4130.7493 | 4215.622 | 4299.6101 | 4382.714 | 4464.9448 | 4546.2805 | 4626.7323 | 4706.3003 | 4784.9848
|  | Total Resource Cost | $MM | 0 | 0 | 0 | 0 | 0 | 1931.3567 | 2081.6445 | 39204.4293 | 39730.9049 | 40564.6388 | 40921.8962 | 41088.6604 | 2757.0801 | 42781.577 | 2953.7183 | 44104.658 | 3138.7285 | 45431.0411 | 3327.0404 | 3419.8789 | 48205.1123 | 3602.8993 | 3693.0925 | 3782.4005 | 3870.8234 | 53164.0737 | 4044.9921 | 4130.7493 | 4215.622 | 4299.6101 | 59169.5454 | 4464.9448 | 4546.2805 | 4626.7323 | 4706.3003 | 4784.9848
|  | Total Retail Sales | GWh/yr | 0 | 0 | 0 | 0 | 0 | 0 | 0 | 199200.6257 | 202629.3792 | 204417.5998 | 205162.2701 | 205812.4083 | 0 | 206574.8483 | 0 | 207879.0127 | 0 | 213298.8568 | 0 | 0 | 227201.8693 | 0 | 0 | 0 | 0 | 250385.4403 | 0 | 0 | 0 | 0 | 271703.2948 | 0 | 0 | 0 | 0 | 0
|  | Retail Rate | cts/kWh | 0 | 0 | 0 | 0 | 0 | 0 | 0 | 18.5782 | 18.464 | 18.6579 | 18.7149 | 18.6785 | 0 | 19.3259 | 0 | 19.7531 | 0 | 19.7834 | 0 | 0 | 19.6712 | 0 | 0 | 0 | 0 | 19.652 | 0 | 0 | 0 | 0 | 20.1642 | 0 | 0 | 0 | 0 | 0
|  | Residential Rev Req at 40% Cost Allocatoin | $MM | 0 | 0 | 0 | 0 | 0 | 0 | 0 | 14803.1409 | 14965.395 | 15256.0236 | 15358.3923 | 15377.0462 | 0 | 15968.9549 | 0 | 16425.0004 | 0 | 16879.0855 | 0 | 0 | 17877.3122 | 0 | 0 | 0 | 0 | 19682.2894 | 0 | 0 | 0 | 0 | 21914.7325
|  | CAISO Residential Sales | GWh/yr | 0 | 0 | 0 | 0 | 0 | 63853.949 | 61408.0456 | 62433.7724 | 63819.5885 | 64649.9718 | 65084.9337 | 65520.028 | 65795.6416 | 66147.6527 | 66521.8953 | 67054.2752 | 66722.5465 | 67213.9454 | 67851.201 | 68488.4566 | 69125.7123 | 69762.9679 | 70400.2235 | 71037.4791 | 71674.7348 | 72311.9904 | 72949.246 | 73586.5016 | 74223.7573 | 74861.0129 | 76613.1096
|  | CAISO Average Residential Rate | $/kWh | 0 | 0 | 0 | 0 | 0 | 0 | 0 | 0.2371 | 0.2345 | 0.23598 | 0.23597 | 0.23469 | 0 | 0.24141 | 0 | 0.24495 | 0 | 0.25112 | 0 | 0 | 0.25862 | 0 | 0 | 0 | 0 | 0.27219 | 0 | 0 | 0 | 0 | 0.28604
|  | Residential Monthly Bill at 500 kWh/mo | $/mo | 0 | 0 | 0 | 0 | 0 | 0 | 0 | 118.5507 | 117.2477 | 117.9894 | 117.9873 | 117.3462 | 0 | 120.7069 | 0 | 122.4754 | 0 | 125.5624 | 0 | 0 | 129.3101 | 0 | 0 | 0 | 0 | 136.0928 | 0 | 0 | 0 | 0 | 143.0221
|  | Residential Monthly Bill at 600 kWh/mo | $/mo | 0 | 0 | 0 | 0 | 0 | 0 | 0 | 142.2609 | 140.6972 | 141.5873 | 141.5848 | 140.8154 | 0 | 144.8483 | 0 | 146.9705 | 0 | 150.6749 | 0 | 0 | 155.1722 | 0 | 0 | 0 | 0 | 163.3114 | 0 | 0 | 0 | 0 | 171.6265
|  | PV Revenue Requirement ($MM) | 285341.2906
|  | Baseline Thermal Fleet Fixed Costs | 6034.9899
|  | New Renewables Fixed Costs | 67883.8301
|  | New Storage Fixed Costs | 52454.9748
|  | New Thermal Fleet Fixed Costs | 496.49
|  | New DR Fixed Costs | 611.1142
|  | New Transmission Costs | 1621.5573
|  | Operational Costs | 27007.147
|  | Levelized Revenue Requirement ($MM/yr) | 15385.6705
|  | Baseline Thermal Fleet Fixed Costs | 325.4081
|  | New Renewables Fixed Costs | 3660.3123
|  | New Storage Fixed Costs | 2828.3848
|  | New Thermal Fleet Fixed Costs | 26.7709
|  | New DR Fixed Costs | 32.9514
|  | New Transmission Costs | 87.4348
|  | Operational Costs | 1456.2318
Retail Rate (cts/kWh) Results
|  | Component | Unit | 2015 | 2016 | 2017 | 2018 | 2019 | 2020 | 2021 | 2022 | 2023 | 2024 | 2025 | 2026 | 2027 | 2028 | 2029 | 2030 | 2031 | 2032 | 2033 | 2034 | 2035 | 2036 | 2037 | 2038 | 2039 | 2040 | 2041 | 2042 | 2043 | 2044 | 2045 | 2046 | 2047 | 2048 | 2049 | 2050
|  | Baseline Non-Modeled Costs | cts/kWh | 0 | 0 | 0 | 0 | 0 | 0 | 0 | 16.4303 | 16.176 | 16.0144 | 15.8532 | 15.7491 | 0 | 16.0945 | 0 | 16.4612 | 0 | 16.437 | 0 | 0 | 16.0225 | 0 | 0 | 0 | 0 | 15.5274 | 0 | 0 | 0 | 0 | 15.3381 | 0 | 0 | 0 | 0 | 0
|  | DSM Non-Modeled Costs | cts/kWh | 0 | 0 | 0 | 0 | 0 | 0 | 0 | 0.11544 | 0.12688 | 0.13573 | 0.14139 | 0.14714 | 0 | 0.15652 | 0 | 0.1669 | 0 | 0.17338 | 0 | 0 | 0.1555 | 0 | 0 | 0 | 0 | 0.12781 | 0 | 0 | 0 | 0 | 0.085263 | 0 | 0 | 0 | 0 | 0
|  | Baseline Thermal Fleet Fixed Costs | cts/kWh | 0 | 0 | 0 | 0 | 0 | 0 | 0 | 0.18113 | 0.17806 | 0.15954 | 0.15684 | 0.15592 | 0 | 0.15535 | 0 | 0.15437 | 0 | 0.15045 | 0 | 0 | 0.14125 | 0 | 0 | 0 | 0 | 0.12817 | 0 | 0 | 0 | 0 | 0.11811 | 0 | 0 | 0 | 0 | 0
|  | New Renewables Fixed Costs | cts/kWh | 0 | 0 | 0 | 0 | 0 | 0 | 0 | 0.26153 | 0.40795 | 0.46836 | 0.66698 | 0.6933 | 0 | 0.95892 | 0 | 1.2161 | 0 | 1.4086 | 0 | 0 | 1.582 | 0 | 0 | 0 | 0 | 1.8769 | 0 | 0 | 0 | 0 | 2.5001 | 0 | 0 | 0 | 0 | 0
|  | New Storage Fixed Costs | cts/kWh | 0 | 0 | 0 | 0 | 0 | 0 | 0 | 0.17696 | 0.29036 | 0.5572 | 0.63046 | 0.65343 | 0 | 0.77821 | 0 | 0.79254 | 0 | 0.82717 | 0 | 0 | 1.0859 | 0 | 0 | 0 | 0 | 1.5143 | 0 | 0 | 0 | 0 | 1.9813 | 0 | 0 | 0 | 0 | 0
|  | New Thermal Fleet Fixed Costs | cts/kWh | 0 | 0 | 0 | 0 | 0 | 0 | 0 | 1.2057e-07 | 1.2157e-07 | 1.2336e-07 | 1.255e-07 | 1.2746e-07 | 0 | 2.0845e-05 | 0 | 2.0719e-05 | 0 | 2.0195e-05 | 0 | 0 | 1.8962e-05 | 0 | 0 | 0 | 0 | 1.7214e-05 | 0 | 0 | 0 | 0 | 0.035792 | 0 | 0 | 0 | 0 | 0
|  | Operating Cost | cts/kWh | 0 | 0 | 0 | 0 | 0 | 0 | 0 | 1.4066 | 1.2787 | 1.3086 | 1.2486 | 1.2622 | 0 | 1.1629 | 0 | 0.94265 | 0 | 0.76749 | 0 | 0 | 0.66429 | 0 | 0 | 0 | 0 | 0.45806 | 0 | 0 | 0 | 0 | -0.019878 | 0 | 0 | 0 | 0 | 0
|  | Total Revenue Requirement | cts/kWh | 0 | 0 | 0 | 0 | 0 | 0 | 0 | 18.5782 | 18.464 | 18.6579 | 18.7149 | 18.6785 | 0 | 19.3259 | 0 | 19.7531 | 0 | 19.7834 | 0 | 0 | 19.6712 | 0 | 0 | 0 | 0 | 19.652 | 0 | 0 | 0 | 0 | 20.1642 | 0 | 0 | 0 | 0 | 0
Total Revenue Requirement by Component
|  | Component | Unit | 2015 | 2016 | 2017 | 2018 | 2019 | 2020 | 2021 | 2022 | 2023 | 2024 | 2025 | 2026 | 2027 | 2028 | 2029 | 2030 | 2031 | 2032 | 2033 | 2034 | 2035 | 2036 | 2037 | 2038 | 2039 | 2040 | 2041 | 2042 | 2043 | 2044 | 2045 | 2046 | 2047 | 2048 | 2049 | 2050
|  | Distribution | $MM | 0 | 0 | 0 | 0 | 0 | 12908.9212 | 14687.3833 | 15334.5865 | 15511.3854 | 15689.7978 | 16086.912 | 16493.6143 | 16907.9758 | 17331.1778 | 17765.9547 | 18212.4174 | 18631.6249 | 19062.7983 | 19485.5363 | 19917.786 | 20359.7645 | 20811.6937 | 21273.8007 | 21746.3179 | 22229.483 | 22723.5393 | 23228.7357 | 23745.3267 | 24273.5729 | 24813.7408 | 25319.3014 | 25893.552 | 26480.9569 | 27081.8203 | 27696.4534 | 28325.1747
|  | Transmission | $MM | 0 | 0 | 0 | 0 | 0 | 3964.5973 | 3462.2443 | 4024.4139 | 4086.0143 | 4105.4531 | 4132.3696 | 4157.4074 | 4180.6316 | 4219.1752 | 4297.1981 | 4379.5047 | 4423.8944 | 4468.9275 | 4514.6137 | 4560.9628 | 4607.9847 | 4655.6894 | 4704.0872 | 4753.1886 | 4803.004 | 4853.5441 | 4904.8198 | 4956.8421 | 5009.6222 | 5063.1716 | 5117.5016 | 5172.6241 | 5228.5509 | 5285.2941 | 5342.8659 | 5401.2788
|  | Generation | $MM | 0 | 0 | 0 | 0 | 0 | 10848.6594 | 11226.1949 | 15454.0768 | 15658.7785 | 16252.4884 | 16105.6357 | 15742.2905 | 10014.2027 | 16364.6037 | 10011.6385 | 16504.3424 | 10008.1522 | 16776.1029 | 10008.1522 | 10008.1522 | 17944.6504 | 10008.1522 | 10008.1522 | 10008.1522 | 10008.1522 | 20015.6415 | 10008.1522 | 10008.1522 | 10008.1522 | 10008.1522 | 22889.0857 | 10008.1522 | 10008.1522 | 10008.1522 | 10008.1522 | 9997.4463
|  | DSM Programs | $MM | 0 | 0 | 0 | 0 | 0 | 0 | 0 | 0 | 0 | 0 | 0 | 0 | 0 | 0 | 0 | 0 | 0 | 0 | 0 | 0 | 0 | 0 | 0 | 0 | 0 | 0 | 0 | 0 | 0 | 0 | 0 | 0 | 0 | 0 | 0 | 0
|  | Other | $MM | 0 | 0 | 0 | 0 | 0 | 2065.7814 | 2230.8465 | 2194.7749 | 2157.3092 | 2092.3198 | 2071.0636 | 2049.3032 | 2028.166 | 2007.4304 | 1986.2448 | 1966.2364 | 1927.6827 | 1889.885 | 1852.8285 | 1816.4985 | 1780.8809 | 1745.9616 | 1711.7271 | 1678.1638 | 1645.2587 | 1612.9987 | 1581.3713 | 1550.364 | 1519.9647 | 1490.1615 | 1460.9426 | 1432.2967 | 1404.2124 | 1376.6788 | 1349.6851 | 1323.2207
|  | Total Revenue Requirement | $MM | 0 | 0 | 0 | 0 | 0 | 29787.9593 | 31606.669 | 37007.8521 | 37413.4874 | 38140.0591 | 38395.9808 | 38442.6154 | 33130.9761 | 39922.3871 | 34061.0361 | 41062.5009 | 34991.3543 | 42197.7137 | 35861.1307 | 36303.3995 | 44693.2804 | 37221.4969 | 37697.7672 | 38185.8225 | 38685.8978 | 49205.7235 | 39723.0789 | 40260.685 | 40811.312 | 41375.2261 | 54786.8314 | 42506.625 | 43121.8725 | 43751.9455 | 44397.1567 | 45047.1206
|  | Customer Costs | $MM | 0 | 0 | 0 | 0 | 0 | 1931.3567 | 2081.6445 | 2196.5772 | 2317.4175 | 2424.5797 | 2525.9154 | 2646.045 | 2757.0801 | 2859.1899 | 2953.7183 | 3042.1571 | 3138.7285 | 3233.3274 | 3327.0404 | 3419.8789 | 3511.8318 | 3602.8993 | 3693.0925 | 3782.4005 | 3870.8234 | 3958.3502 | 4044.9921 | 4130.7493 | 4215.622 | 4299.6101 | 4382.714 | 4464.9448 | 4546.2805 | 4626.7323 | 4706.3003 | 4784.9848
|  | Total Resource Cost | $MM | 0 | 0 | 0 | 0 | 0 | 31719.316 | 33688.3135 | 39204.4293 | 39730.9049 | 40564.6388 | 40921.8962 | 41088.6604 | 35888.0562 | 42781.577 | 37014.7544 | 44104.658 | 38130.0828 | 45431.0411 | 39188.1711 | 39723.2785 | 48205.1123 | 40824.3962 | 41390.8598 | 41968.223 | 42556.7213 | 53164.0737 | 43768.071 | 44391.4343 | 45026.934 | 45674.8362 | 59169.5454 | 46971.5698 | 47668.153 | 48378.6777 | 49103.457 | 49832.1054
Total Retail Rate by Component
|  | Component | Unit | 2015 | 2016 | 2017 | 2018 | 2019 | 2020 | 2021 | 2022 | 2023 | 2024 | 2025 | 2026 | 2027 | 2028 | 2029 | 2030 | 2031 | 2032 | 2033 | 2034 | 2035 | 2036 | 2037 | 2038 | 2039 | 2040 | 2041 | 2042 | 2043 | 2044 | 2045 | 2046 | 2047 | 2048 | 2049 | 2050
|  | Distribution | cts/kWh | 0 | 0 | 0 | 0 | 0 | 0 | 0 | 7.6981 | 7.6551 | 7.6754 | 7.8411 | 8.0139 | 0 | 8.3898 | 0 | 8.7611 | 0 | 8.9371 | 0 | 0 | 8.9611 | 0 | 0 | 0 | 0 | 9.0754 | 0 | 0 | 0 | 0 | 9.3187 | 0 | 0 | 0 | 0 | 0
|  | Transmission | cts/kWh | 0 | 0 | 0 | 0 | 0 | 0 | 0 | 2.0203 | 2.0165 | 2.0084 | 2.0142 | 2.02 | 0 | 2.0424 | 0 | 2.1068 | 0 | 2.0951 | 0 | 0 | 2.0281 | 0 | 0 | 0 | 0 | 1.9384 | 0 | 0 | 0 | 0 | 1.8835 | 0 | 0 | 0 | 0 | 0
|  | Generation | cts/kWh | 0 | 0 | 0 | 0 | 0 | 0 | 0 | 7.758 | 7.7278 | 7.9506 | 7.8502 | 7.6489 | 0 | 7.9219 | 0 | 7.9394 | 0 | 7.8651 | 0 | 0 | 7.8981 | 0 | 0 | 0 | 0 | 7.9939 | 0 | 0 | 0 | 0 | 8.4243 | 0 | 0 | 0 | 0 | 0
|  | DSM Programs | cts/kWh | 0 | 0 | 0 | 0 | 0 | 0 | 0 | 0 | 0 | 0 | 0 | 0 | 0 | 0 | 0 | 0 | 0 | 0 | 0 | 0 | 0 | 0 | 0 | 0 | 0 | 0 | 0 | 0 | 0 | 0 | 0 | 0 | 0 | 0 | 0 | 0
|  | Other | cts/kWh | 0 | 0 | 0 | 0 | 0 | 0 | 0 | 1.1018 | 1.0647 | 1.0236 | 1.0095 | 0.99571 | 0 | 0.97177 | 0 | 0.94586 | 0 | 0.88603 | 0 | 0 | 0.78383 | 0 | 0 | 0 | 0 | 0.64421 | 0 | 0 | 0 | 0 | 0.5377 | 0 | 0 | 0 | 0 | 0
|  | Total Retail Rate | cts/kWh | 0 | 0 | 0 | 0 | 0 | 0 | 0 | 18.5782 | 18.464 | 18.6579 | 18.7149 | 18.6785 | 0 | 19.3259 | 0 | 19.7531 | 0 | 19.7834 | 0 | 0 | 19.6712 | 0 | 0 | 0 | 0 | 19.652 | 0 | 0 | 0 | 0 | 20.1642 | 0 | 0 | 0 | 0 | 0
Emissions Summary
Emissions by Physical Zone, excluding imports/exports
|  | Zone | Unit | 2015 | 2016 | 2017 | 2018 | 2019 | 2020 | 2021 | 2022 | 2023 | 2024 | 2025 | 2026 | 2027 | 2028 | 2029 | 2030 | 2031 | 2032 | 2033 | 2034 | 2035 | 2036 | 2037 | 2038 | 2039 | 2040 | 2041 | 2042 | 2043 | 2044 | 2045 | 2046 | 2047 | 2048 | 2049 | 2050
|  | CAISO | MMtCO2/Yr | 0 | 0 | 0 | 0 | 0 | 0 | 0 | 23.625 | 20.774 | 22.3731 | 21.2862 | 21.2362 | 0 | 18.7905 | 0 | 15.8829 | 0 | 14.7863 | 0 | 0 | 13.9743 | 0 | 0 | 0 | 0 | 11.9563 | 0 | 0 | 0 | 0 | 10.697 | 0 | 0 | 0 | 0 | 0
|  | LDWP | MMtCO2/Yr | 0 | 0 | 0 | 0 | 0 | 0 | 0 | 1.9041 | 1.9426 | 1.6285 | 1.5628 | 1.4593 | 0 | 1.273 | 0 | 1.2321 | 0 | 1.2451 | 0 | 0 | 1.1103 | 0 | 0 | 0 | 0 | 0.9721 | 0 | 0 | 0 | 0 | 0.6144 | 0 | 0 | 0 | 0 | 0
|  | BANC | MMtCO2/Yr | 0 | 0 | 0 | 0 | 0 | 0 | 0 | 0.85999 | 0.73773 | 0.66106 | 0.76803 | 0.72245 | 0 | 0.60527 | 0 | 0.54932 | 0 | 0.54806 | 0 | 0 | 0.56719 | 0 | 0 | 0 | 0 | 0.56253 | 0 | 0 | 0 | 0 | 0.55099 | 0 | 0 | 0 | 0 | 0
|  | IID | MMtCO2/Yr | 0 | 0 | 0 | 0 | 0 | 0 | 0 | 0.00074789 | 0.00072693 | 0.00074837 | 0.00076171 | 0.00053675 | 0 | 0.00041255 | 0 | 0.00041461 | 0 | 0.00034303 | 0 | 0 | 0.00022684 | 0 | 0 | 0 | 0 | 0.00019219 | 0 | 0 | 0 | 0 | 3.6314e-05 | 0 | 0 | 0 | 0 | 0
|  | SW | MMtCO2/Yr | 0 | 0 | 0 | 0 | 0 | 0 | 0 | 54.2372 | 56.6273 | 58.3054 | 59.2828 | 58.1099 | 0 | 59.8063 | 0 | 61.466 | 0 | 63.642 | 0 | 0 | 69.6427 | 0 | 0 | 0 | 0 | 72.4953 | 0 | 0 | 0 | 0 | 72.1133 | 0 | 0 | 0 | 0 | 0
|  | NW | MMtCO2/Yr | 0 | 0 | 0 | 0 | 0 | 0 | 0 | 47.394 | 49.0827 | 52.1204 | 51.4532 | 51.9024 | 0 | 49.3358 | 0 | 50.7405 | 0 | 51.3863 | 0 | 0 | 52.5268 | 0 | 0 | 0 | 0 | 60.926 | 0 | 0 | 0 | 0 | 58.4111 | 0 | 0 | 0 | 0 | 0
|  | CAISO_NW_Hydro | MMtCO2/Yr | 0 | 0 | 0 | 0 | 0 | 0 | 0 | 0 | 0 | 0 | 0 | 0 | 0 | 0 | 0 | 0 | 0 | 0 | 0 | 0 | 0 | 0 | 0 | 0 | 0 | 0 | 0 | 0 | 0 | 0 | 0 | 0 | 0 | 0 | 0 | 0
|  | Total | MMtCO2/Yr | 0 | 0 | 0 | 0 | 0 | 0 | 0 | 128.021 | 129.1651 | 135.0893 | 134.3537 | 133.4308 | 0 | 129.8113 | 0 | 129.8711 | 0 | 131.6081 | 0 | 0 | 137.8215 | 0 | 0 | 0 | 0 | 146.9124 | 0 | 0 | 0 | 0 | 142.3868 | 0 | 0 | 0 | 0 | 0
Total CAISO Emissions and Costs Summary
|  |  | Unit | 2015 | 2016 | 2017 | 2018 | 2019 | 2020 | 2021 | 2022 | 2023 | 2024 | 2025 | 2026 | 2027 | 2028 | 2029 | 2030 | 2031 | 2032 | 2033 | 2034 | 2035 | 2036 | 2037 | 2038 | 2039 | 2040 | 2041 | 2042 | 2043 | 2044 | 2045 | 2046 | 2047 | 2048 | 2049 | 2050
|  | GHG Emissions Target | MMtCO2/Yr | 0 | 0 | 0 | 0 | 0 | 0 | 0 | 46.9746 | 44.9902 | 43.0059 | 41.0216 | 39.0373 | 0 | 35.0686 | 0 | 31.1 | 0 | 28.5869 | 0 | 0 | 24.8172 | 0 | 0 | 0 | 0 | 18.5343 | 0 | 0 | 0 | 0 | 12.2515 | 0 | 0 | 0 | 0 | 0
|  | CAISO BTM CHP Emissions | MMtCO2/Yr | 0 | 0 | 0 | 0 | 0 | 0 | 0 | 4.9888 | 4.9462 | 4.9039 | 4.8621 | 4.8207 | 0 | 4.7391 | 0 | 4.6591 | 0 | 3.7273 | 0 | 0 | 2.3295 | 0 | 0 | 0 | 0 | 0 | 0 | 0 | 0 | 0 | 0 | 0 | 0 | 0 | 0 | 0
|  | GHG Emissions Target, net of BTM CHP | MMtCO2/Yr | 0 | 0 | 0 | 0 | 0 | 0 | 0 | 41.9857 | 40.0441 | 38.102 | 36.1595 | 34.2166 | 0 | 30.3296 | 0 | 26.4409 | 0 | 24.8596 | 0 | 0 | 22.4876 | 0 | 0 | 0 | 0 | 18.5343 | 0 | 0 | 0 | 0 | 12.2515 | 0 | 0 | 0 | 0 | 0
|  | CAISO Generator Emissions | MMtCO2/Yr | 0 | 0 | 0 | 0 | 0 | 0 | 0 | 23.625 | 20.774 | 22.3731 | 21.2862 | 21.2362 | 0 | 18.7905 | 0 | 15.8829 | 0 | 14.7863 | 0 | 0 | 13.9743 | 0 | 0 | 0 | 0 | 11.9563 | 0 | 0 | 0 | 0 | 10.697 | 0 | 0 | 0 | 0 | 0
|  | Import Emissions | MMtCO2/Yr | 0 | 0 | 0 | 0 | 0 | 0 | 0 | 8.1049 | 9.1005 | 9.2829 | 10.1531 | 10.2769 | 0 | 10.4443 | 0 | 10.558 | 0 | 10.0733 | 0 | 0 | 8.5133 | 0 | 0 | 0 | 0 | 6.578 | 0 | 0 | 0 | 0 | 1.5544 | 0 | 0 | 0 | 0 | 0
|  | Total CAISO Emissions | MMtCO2/Yr | 0 | 0 | 0 | 0 | 0 | 0 | 0 | 36.7187 | 34.8207 | 36.5599 | 36.3013 | 36.3338 | 0 | 33.9739 | 0 | 31.1 | 0 | 28.5868 | 0 | 0 | 24.8171 | 0 | 0 | 0 | 0 | 18.5343 | 0 | 0 | 0 | 0 | 12.2514 | 0 | 0 | 0 | 0 | 0
|  | Marginal GHG Cost | $/tCO2 | 0 | 0 | 0 | 0 | 0 | 0 | 0 | 0 | 0 | 0 | 0 | 0 | 0 | 0 | 0 | 37.88 | 0 | 86.55 | 0 | 0 | 93.92 | 0 | 0 | 0 | 0 | 100.59 | 0 | 0 | 0 | 0 | 269.38 | 0 | 0 | 0 | 0 | 0
|  | CARB Floor Carbon Price | $/tCO2 | 0 | 0 | 0 | 0 | 0 | 16.7767 | 17.6479 | 18.5472 | 19.5177 | 20.5286 | 21.6027 | 22.7423 | 23.9495 | 25.2247 | 26.5581 | 27.9576 | 29.4373 | 30.9954 | 32.6359 | 34.3632 | 36.182 | 38.097 | 40.1134 | 42.2365 | 44.472 | 46.8258 | 49.3042 | 51.9137 | 54.6614 | 57.5545 | 60.6007 | 63.8082 | 67.1854 | 70.7414 | 74.4856 | 78.4279
|  | Total GHG Abatement Cost | $/tCO2 | 0 | 0 | 0 | 0 | 0 | 16.7767 | 17.6479 | 18.5472 | 19.5177 | 20.5286 | 21.6027 | 22.7423 | 23.9495 | 25.2247 | 26.5581 | 65.8376 | 29.4373 | 117.5454 | 32.6359 | 34.3632 | 130.102 | 38.097 | 40.1134 | 42.2365 | 44.472 | 147.4158 | 49.3042 | 51.9137 | 54.6614 | 57.5545 | 329.9807 | 63.8082 | 67.1854 | 70.7414 | 74.4856 | 78.4279
CAISO Emissions by Fuel Type
|  |  | Unit | 2015 | 2016 | 2017 | 2018 | 2019 | 2020 | 2021 | 2022 | 2023 | 2024 | 2025 | 2026 | 2027 | 2028 | 2029 | 2030 | 2031 | 2032 | 2033 | 2034 | 2035 | 2036 | 2037 | 2038 | 2039 | 2040 | 2041 | 2042 | 2043 | 2044 | 2045 | 2046 | 2047 | 2048 | 2049 | 2050
|  | CAISO_CCGT1 | MMtCO2/Yr | 0 | 0 | 0 | 0 | 0 | 0 | 0 | 19.129 | 16.4571 | 18.3362 | 17.4623 | 17.6142 | 0 | 15.1684 | 0 | 12.2593 | 0 | 11.8864 | 0 | 0 | 12.1616 | 0 | 0 | 0 | 0 | 11.9492 | 0 | 0 | 0 | 0 | 9.5263 | 0 | 0 | 0 | 0 | 0
|  | CAISO_CCGT2 | MMtCO2/Yr | 0 | 0 | 0 | 0 | 0 | 0 | 0 | 0.0011501 | 0.0010951 | 0.0011144 | 0.0011335 | 0.00080536 | 0 | 0.00061984 | 0 | 0.00048969 | 0 | 0.00033466 | 0 | 0 | 0.00021963 | 0 | 0 | 0 | 0 | 0.00018245 | 0 | 0 | 0 | 0 | 2.8595e-05 | 0 | 0 | 0 | 0 | 0
|  | CAISO_Peaker1 | MMtCO2/Yr | 0 | 0 | 0 | 0 | 0 | 0 | 0 | 0.26617 | 0.16921 | 0.0021156 | 0.00061383 | 0.00046589 | 0 | 0.00031989 | 0 | 0.00026698 | 0 | 0.00018252 | 0 | 0 | 0.00012815 | 0 | 0 | 0 | 0 | 0.0001033 | 0 | 0 | 0 | 0 | 8.2789e-06 | 0 | 0 | 0 | 0 | 0
|  | CAISO_Peaker2 | MMtCO2/Yr | 0 | 0 | 0 | 0 | 0 | 0 | 0 | 0.00032867 | 0.00033634 | 0.00036763 | 0.00038133 | 0.00026195 | 0 | 0.00021355 | 0 | 0.00017527 | 0 | 0.00011717 | 0 | 0 | 7.0521e-05 | 0 | 0 | 0 | 0 | 6.2639e-05 | 0 | 0 | 0 | 0 | 3.4994e-06 | 0 | 0 | 0 | 0 | 0
|  | CAISO_Advanced_CCGT | MMtCO2/Yr | 0 | 0 | 0 | 0 | 0 | 0 | 0 | 0 | 0 | 0 | 0 | 0 | 0 | 0.00064871 | 0 | 0.00060861 | 0 | 0.00060679 | 0 | 0 | 0.0005879 | 0 | 0 | 0 | 0 | 0.00055752 | 0 | 0 | 0 | 0 | 1.1706 | 0 | 0 | 0 | 0 | 0
|  | CAISO_Aero_CT | MMtCO2/Yr | 0 | 0 | 0 | 0 | 0 | 0 | 0 | 0 | 0 | 0 | 0 | 0 | 0 | 0.00015568 | 0 | 0.00013932 | 0 | 0.00011546 | 0 | 0 | 9.0879e-05 | 0 | 0 | 0 | 0 | 8.0089e-05 | 0 | 0 | 0 | 0 | 7.4157e-06 | 0 | 0 | 0 | 0 | 0
|  | CAISO_Reciprocating_Engine | MMtCO2/Yr | 0 | 0 | 0 | 0 | 0 | 0 | 0 | 0.032518 | 0.025872 | 0.0055546 | 0.0058627 | 0.0058282 | 0 | 0.0054325 | 0 | 0.0072156 | 0 | 0.006799 | 0 | 0 | 0.004227 | 0 | 0 | 0 | 0 | 0.0060976 | 0 | 0 | 0 | 0 | 1.1926e-05 | 0 | 0 | 0 | 0 | 0
|  | CAISO_Coal | MMtCO2/Yr | 0 | 0 | 0 | 0 | 0 | 0 | 0 | 0.002073 | 0.0016781 | 0.0019043 | 0 | 0 | 0 | 0 | 0 | 0 | 0 | 0 | 0 | 0 | 0 | 0 | 0 | 0 | 0 | 0 | 0 | 0 | 0 | 0 | 0 | 0 | 0 | 0 | 0 | 0
|  | CAISO_ST | MMtCO2/Yr | 0 | 0 | 0 | 0 | 0 | 0 | 0 | 0.0007707 | 0.00075093 | 0 | 0 | 0 | 0 | 0 | 0 | 0 | 0 | 0 | 0 | 0 | 0 | 0 | 0 | 0 | 0 | 0 | 0 | 0 | 0 | 0 | 0 | 0 | 0 | 0 | 0 | 0
|  | CAISO_CHP | MMtCO2/Yr | 0 | 0 | 0 | 0 | 0 | 0 | 0 | 4.193 | 4.118 | 4.0259 | 3.8159 | 3.6147 | 0 | 3.6147 | 0 | 3.6147 | 0 | 2.8917 | 0 | 0 | 1.8073 | 0 | 0 | 0 | 0 | 0 | 0 | 0 | 0 | 0 | 0 | 0 | 0 | 0 | 0 | 0
|  | CAISO Generation Emissions | MMtCO2/Yr | 0 | 0 | 0 | 0 | 0 | 0 | 0 | 23.625 | 20.774 | 22.3731 | 21.2862 | 21.2362 | 0 | 18.7905 | 0 | 15.8829 | 0 | 14.7863 | 0 | 0 | 13.9743 | 0 | 0 | 0 | 0 | 11.9563 | 0 | 0 | 0 | 0 | 10.697 | 0 | 0 | 0 | 0 | 0
Fuel Consumption (total, incl. starts)
|  | CAISO_CCGT1 | TBtu/yr | 0 | 0 | 0 | 0 | 0 | 0 | 0 | 360.9249 | 310.5115 | 345.9655 | 329.4775 | 332.3425 | 0 | 286.1962 | 0 | 231.3074 | 0 | 224.2714 | 0 | 0 | 229.4643 | 0 | 0 | 0 | 0 | 225.4562 | 0 | 0 | 0 | 0 | 179.7425 | 0 | 0 | 0 | 0 | 0
|  | CAISO_CCGT2 | TBtu/yr | 0 | 0 | 0 | 0 | 0 | 0 | 0 | 0.021664 | 0.020624 | 0.021027 | 0.021379 | 0.015168 | 0 | 0.011667 | 0 | 0.0092033 | 0 | 0.0062209 | 0 | 0 | 0.0041592 | 0 | 0 | 0 | 0 | 0.0035662 | 0 | 0 | 0 | 0 | 0.00067855 | 0 | 0 | 0 | 0 | 0
|  | CAISO_Peaker1 | TBtu/yr | 0 | 0 | 0 | 0 | 0 | 0 | 0 | 5.0221 | 3.1926 | 0.039925 | 0.011575 | 0.0087723 | 0 | 0.0060148 | 0 | 0.0050441 | 0 | 0.0034824 | 0 | 0 | 0.0024029 | 0 | 0 | 0 | 0 | 0.0019396 | 0 | 0 | 0 | 0 | 0.00037892 | 0 | 0 | 0 | 0 | 0
|  | CAISO_Peaker2 | TBtu/yr | 0 | 0 | 0 | 0 | 0 | 0 | 0 | 0.0062913 | 0.0063869 | 0.0068104 | 0.0070712 | 0.0050171 | 0 | 0.0039688 | 0 | 0.0031686 | 0 | 0.0021541 | 0 | 0 | 0.0014685 | 0 | 0 | 0 | 0 | 0.0012734 | 0 | 0 | 0 | 0 | 0.00027125 | 0 | 0 | 0 | 0 | 0
|  | CAISO_Advanced_CCGT | TBtu/yr | 0 | 0 | 0 | 0 | 0 | 0 | 0 | 8.76e-05 | 8.76e-05 | 8.76e-05 | 8.76e-05 | 8.76e-05 | 0 | 0.012193 | 0 | 0.011552 | 0 | 0.011299 | 0 | 0 | 0.011164 | 0 | 0 | 0 | 0 | 0.010651 | 0 | 0 | 0 | 0 | 22.0864 | 0 | 0 | 0 | 0 | 0
|  | CAISO_Aero_CT | TBtu/yr | 0 | 0 | 0 | 0 | 0 | 0 | 0 | 8.76e-05 | 8.76e-05 | 8.76e-05 | 8.76e-05 | 8.76e-05 | 0 | 0.0030945 | 0 | 0.0027523 | 0 | 0.0022341 | 0 | 0 | 0.0017383 | 0 | 0 | 0 | 0 | 0.0015545 | 0 | 0 | 0 | 0 | 0.00037726 | 0 | 0 | 0 | 0 | 0
|  | CAISO_Reciprocating_Engine | TBtu/yr | 0 | 0 | 0 | 0 | 0 | 0 | 0 | 0.61353 | 0.48812 | 0.10481 | 0.11069 | 0.10999 | 0 | 0.10253 | 0 | 0.13617 | 0 | 0.12842 | 0 | 0 | 0.079799 | 0 | 0 | 0 | 0 | 0.1151 | 0 | 0 | 0 | 0 | 0.00044261 | 0 | 0 | 0 | 0 | 0
|  | CAISO_ST | TBtu/yr | 0 | 0 | 0 | 0 | 0 | 0 | 0 | 0.014678 | 0.014143 | 0 | 0 | 0 | 0 | 0 | 0 | 0 | 0 | 0 | 0 | 0 | 0 | 0 | 0 | 0 | 0 | 0 | 0 | 0 | 0 | 0 | 0 | 0 | 0 | 0 | 0 | 0
|  | CAISO_Coal | TBtu/yr | 0 | 0 | 0 | 0 | 0 | 0 | 0 | 0.0221 | 0.017837 | 0.020275 | 0 | 0 | 0 | 0 | 0 | 0 | 0 | 0 | 0 | 0 | 0 | 0 | 0 | 0 | 0 | 0 | 0 | 0 | 0 | 0 | 0 | 0 | 0 | 0 | 0 | 0
|  | CAISO_CHP | TBtu/yr | 0 | 0 | 0 | 0 | 0 | 0 | 0 | 79.1124 | 77.6976 | 75.9602 | 71.9974 | 68.2018 | 0 | 68.2018 | 0 | 68.2018 | 0 | 54.5614 | 0 | 0 | 34.1009 | 0 | 0 | 0 | 0 | 0 | 0 | 0 | 0 | 0 | 0 | 0 | 0 | 0 | 0 | 0
Fuel Consumption (only starts, portion of above)
|  | CAISO_CCGT1 | TBtu/yr | 0 | 0 | 0 | 0 | 0 | 0 | 0 | 0.034243 | 0.028458 | 0.014867 | 0.02225 | 0.034469 | 0 | 0.00025549 | 0 | 0.52768 | 0 | 2.6471 | 0 | 0 | 1.9625 | 0 | 0 | 0 | 0 | 0.99415 | 0 | 0 | 0 | 0 | 1.6345 | 0 | 0 | 0 | 0 | 0
|  | CAISO_CCGT2 | TBtu/yr | 0 | 0 | 0 | 0 | 0 | 0 | 0 | 0.00032776 | 0.00034283 | 0.00029774 | 0.00032329 | 0.00023502 | 0 | 0.00018711 | 0 | 0.00020331 | 0 | 0.00016877 | 0 | 0 | 0.00010656 | 0 | 0 | 0 | 0 | 8.4291e-05 | 0 | 0 | 0 | 0 | 9.6542e-06 | 0 | 0 | 0 | 0 | 0
|  | CAISO_Peaker1 | TBtu/yr | 0 | 0 | 0 | 0 | 0 | 0 | 0 | 0.69128 | 0.45906 | 0.0046972 | 0.00041315 | 0.00037404 | 0 | 0.00017074 | 0 | 0.00017205 | 0 | 0.00012667 | 0 | 0 | 8.4077e-05 | 0 | 0 | 0 | 0 | 6.2855e-05 | 0 | 0 | 0 | 0 | 5.6455e-06 | 0 | 0 | 0 | 0 | 0
|  | CAISO_Peaker2 | TBtu/yr | 0 | 0 | 0 | 0 | 0 | 0 | 0 | 0.00013657 | 0.00014413 | 0.00015001 | 0.00015998 | 0.00011059 | 0 | 8.6253e-05 | 0 | 9.1293e-05 | 0 | 6.6481e-05 | 0 | 0 | 4.3437e-05 | 0 | 0 | 0 | 0 | 4.0213e-05 | 0 | 0 | 0 | 0 | 4.4874e-06 | 0 | 0 | 0 | 0 | 0
|  | CAISO_Advanced_CCGT | TBtu/yr | 0 | 0 | 0 | 0 | 0 | 0 | 0 | 0 | 0 | 0 | 0 | 0 | 0 | 0.00017608 | 0 | 0.00021612 | 0 | 0.00029637 | 0 | 0 | 0.00027589 | 0 | 0 | 0 | 0 | 0.00025808 | 0 | 0 | 0 | 0 | 0.68866 | 0 | 0 | 0 | 0 | 0
|  | CAISO_Aero_CT | TBtu/yr | 0 | 0 | 0 | 0 | 0 | 0 | 0 | 0 | 0 | 0 | 0 | 0 | 0 | 0.00021224 | 0 | 0.00020247 | 0 | 0.00016722 | 0 | 0 | 0.00013121 | 0 | 0 | 0 | 0 | 0.00011901 | 0 | 0 | 0 | 0 | 2.2415e-05 | 0 | 0 | 0 | 0 | 0
|  | CAISO_Reciprocating_Engine | TBtu/yr | 0 | 0 | 0 | 0 | 0 | 0 | 0 | 0.063102 | 0.059673 | 0.014986 | 0.016078 | 0.016501 | 0 | 0.015949 | 0 | 0.021443 | 0 | 0.019575 | 0 | 0 | 0.012588 | 0 | 0 | 0 | 0 | 0.015184 | 0 | 0 | 0 | 0 | 1.7228e-05 | 0 | 0 | 0 | 0 | 0
|  | CAISO_ST | TBtu/yr | 0 | 0 | 0 | 0 | 0 | 0 | 0 | 0.00028423 | 0.00029305 | 0 | 0 | 0 | 0 | 0 | 0 | 0 | 0 | 0 | 0 | 0 | 0 | 0 | 0 | 0 | 0 | 0 | 0 | 0 | 0 | 0 | 0 | 0 | 0 | 0 | 0 | 0
|  | CAISO_Coal | TBtu/yr | 0 | 0 | 0 | 0 | 0 | 0 | 0 | 0.0002353 | 0.00023477 | 0.00023505 | 0 | 0 | 0 | 0 | 0 | 0 | 0 | 0 | 0 | 0 | 0 | 0 | 0 | 0 | 0 | 0 | 0 | 0 | 0 | 0 | 0 | 0 | 0 | 0 | 0 | 0
|  | CAISO_CHP | TBtu/yr | 0 | 0 | 0 | 0 | 0 | 0 | 0 | 0 | 0 | 0 | 0 | 0 | 0 | 0 | 0 | 0 | 0 | 0 | 0 | 0 | 0 | 0 | 0 | 0 | 0 | 0 | 0 | 0 | 0 | 0 | 0 | 0 | 0 | 0 | 0 | 0
Average GHG Emissions Factor
|  | CAISO_CCGT1 | tCO2/MWh | 0 | 0 | 0 | 0 | 0 | 0 | 0 | 0.38205 | 0.38158 | 0.38018 | 0.38065 | 0.38077 | 0 | 0.38078 | 0 | 0.3818 | 0 | 0.38454 | 0 | 0 | 0.38383 | 0 | 0 | 0 | 0 | 0.38095 | 0 | 0 | 0 | 0 | 0.38351 | 0 | 0 | 0 | 0 | 0
|  | CAISO_CCGT2 | tCO2/MWh | 0 | 0 | 0 | 0 | 0 | 0 | 0 | 0.48268 | 0.4837 | 0.47862 | 0.48023 | 0.48295 | 0 | 0.48018 | 0 | 0.48227 | 0 | 0.492 | 0 | 0 | 0.47837 | 0 | 0 | 0 | 0 | 0.45668 | 0 | 0 | 0 | 0 | 0.40623 | 0 | 0 | 0 | 0 | 0
|  | CAISO_Peaker1 | tCO2/MWh | 0 | 0 | 0 | 0 | 0 | 0 | 0 | 0.61569 | 0.62355 | 0.60184 | 0.53537 | 0.53974 | 0 | 0.53278 | 0 | 0.53227 | 0 | 0.52513 | 0 | 0 | 0.54404 | 0 | 0 | 0 | 0 | 0.54295 | 0 | 0 | 0 | 0 | 0.29252 | 0 | 0 | 0 | 0 | 0
|  | CAISO_Peaker2 | tCO2/MWh | 0 | 0 | 0 | 0 | 0 | 0 | 0 | 0.65999 | 0.66626 | 0.69003 | 0.68175 | 0.65394 | 0 | 0.68558 | 0 | 0.70319 | 0 | 0.69211 | 0 | 0 | 0.60004 | 0 | 0 | 0 | 0 | 0.62848 | 0 | 0 | 0 | 0 | 0.40952 | 0 | 0 | 0 | 0 | 0
|  | CAISO_Advanced_CCGT | tCO2/MWh | 0 | 0 | 0 | 0 | 0 | 0 | 0 | 0 | 0 | 0 | 0 | 0 | 0 | 0.3884 | 0 | 0.38654 | 0 | 0.3906 | 0 | 0 | 0.37951 | 0 | 0 | 0 | 0 | 0.37501 | 0 | 0 | 0 | 0 | 0.37438 | 0 | 0 | 0 | 0 | 0
|  | CAISO_Aero_CT | tCO2/MWh | 0 | 0 | 0 | 0 | 0 | 0 | 0 | 0 | 0 | 0 | 0 | 0 | 0 | 0.58809 | 0 | 0.59177 | 0 | 0.60553 | 0 | 0 | 0.61936 | 0 | 0 | 0 | 0 | 0.63721 | 0 | 0 | 0 | 0 | 0.35804 | 0 | 0 | 0 | 0 | 0
|  | CAISO_Reciprocating_Engine | tCO2/MWh | 0 | 0 | 0 | 0 | 0 | 0 | 0 | 0.53316 | 0.54613 | 0.56149 | 0.56317 | 0.56646 | 0 | 0.57028 | 0 | 0.5718 | 0 | 0.56651 | 0 | 0 | 0.57239 | 0 | 0 | 0 | 0 | 0.54924 | 0 | 0 | 0 | 0 | 0.33602 | 0 | 0 | 0 | 0 | 0
|  | CAISO_ST | tCO2/MWh | 0 | 0 | 0 | 0 | 0 | 0 | 0 | 0.66087 | 0.67436 | 0 | 0 | 0 | 0 | 0 | 0 | 0 | 0 | 0 | 0 | 0 | 0 | 0 | 0 | 0 | 0 | 0 | 0 | 0 | 0 | 0 | 0 | 0 | 0 | 0 | 0 | 0
|  | CAISO_CHP | tCO2/MWh | 0 | 0 | 0 | 0 | 0 | 0 | 0 | 0.40312 | 0.40312 | 0.40312 | 0.40312 | 0.40312 | 0 | 0.40312 | 0 | 0.40312 | 0 | 0.40312 | 0 | 0 | 0.40312 | 0 | 0 | 0 | 0 | 0 | 0 | 0 | 0 | 0 | 0 | 0 | 0 | 0 | 0 | 0
|  | CAISO_Coal | tCO2/MWh | 0 | 0 | 0 | 0 | 0 | 0 | 0 | 0.99345 | 0.9978 | 0.98869 | 0 | 0 | 0 | 0 | 0 | 0 | 0 | 0 | 0 | 0 | 0 | 0 | 0 | 0 | 0 | 0 | 0 | 0 | 0 | 0 | 0 | 0 | 0 | 0 | 0 | 0
|  | Unspecified emissions | tCO2/MWh | 0 | 0 | 0 | 0 | 0 | 0 | 0 | 0.428 | 0.428 | 0.428 | 0.428 | 0.428 | 0 | 0.428 | 0 | 0.428 | 0 | 0.428 | 0 | 0 | 0.428 | 0 | 0 | 0 | 0 | 0.428 | 0 | 0 | 0 | 0 | 0.428 | 0 | 0 | 0 | 0 | 0
Average Heat Rate
|  | CAISO_CCGT1 | MMBtu/MWh | 0 | 0 | 0 | 0 | 0 | 0 | 0 | 7.2084 | 7.1995 | 7.1732 | 7.1821 | 7.1843 | 0 | 7.1845 | 0 | 7.2038 | 0 | 7.2554 | 0 | 0 | 7.2421 | 0 | 0 | 0 | 0 | 7.1877 | 0 | 0 | 0 | 0 | 7.236 | 0 | 0 | 0 | 0 | 0
|  | CAISO_CCGT2 | MMBtu/MWh | 0 | 0 | 0 | 0 | 0 | 0 | 0 | 9.092 | 9.1092 | 9.0312 | 9.0573 | 9.0956 | 0 | 9.0379 | 0 | 9.064 | 0 | 9.1456 | 0 | 0 | 9.059 | 0 | 0 | 0 | 0 | 8.9265 | 0 | 0 | 0 | 0 | 9.6398 | 0 | 0 | 0 | 0 | 0
|  | CAISO_Peaker1 | MMBtu/MWh | 0 | 0 | 0 | 0 | 0 | 0 | 0 | 11.6168 | 11.7651 | 11.3576 | 10.0954 | 10.1629 | 0 | 10.0177 | 0 | 10.0562 | 0 | 10.0192 | 0 | 0 | 10.2011 | 0 | 0 | 0 | 0 | 10.1946 | 0 | 0 | 0 | 0 | 13.3886 | 0 | 0 | 0 | 0 | 0
|  | CAISO_Peaker2 | MMBtu/MWh | 0 | 0 | 0 | 0 | 0 | 0 | 0 | 12.6334 | 12.6518 | 12.7828 | 12.642 | 12.5248 | 0 | 12.7418 | 0 | 12.7121 | 0 | 12.7244 | 0 | 0 | 12.4946 | 0 | 0 | 0 | 0 | 12.7759 | 0 | 0 | 0 | 0 | 31.7422 | 0 | 0 | 0 | 0 | 0
|  | CAISO_Advanced_CCGT | MMBtu/MWh | 0 | 0 | 0 | 0 | 0 | 0 | 0 | 0 | 0 | 0 | 0 | 0 | 0 | 7.3004 | 0 | 7.3368 | 0 | 7.2731 | 0 | 0 | 7.2068 | 0 | 0 | 0 | 0 | 7.1641 | 0 | 0 | 0 | 0 | 7.0638 | 0 | 0 | 0 | 0 | 0
|  | CAISO_Aero_CT | MMBtu/MWh | 0 | 0 | 0 | 0 | 0 | 0 | 0 | 0 | 0 | 0 | 0 | 0 | 0 | 11.6894 | 0 | 11.6906 | 0 | 11.7174 | 0 | 0 | 11.8469 | 0 | 0 | 0 | 0 | 12.3683 | 0 | 0 | 0 | 0 | 18.2149 | 0 | 0 | 0 | 0 | 0
|  | CAISO_Reciprocating_Engine | MMBtu/MWh | 0 | 0 | 0 | 0 | 0 | 0 | 0 | 10.0595 | 10.3037 | 10.5947 | 10.633 | 10.6903 | 0 | 10.7632 | 0 | 10.791 | 0 | 10.6999 | 0 | 0 | 10.8056 | 0 | 0 | 0 | 0 | 10.3672 | 0 | 0 | 0 | 0 | 12.4703 | 0 | 0 | 0 | 0 | 0
|  | CAISO_ST | MMBtu/MWh | 0 | 0 | 0 | 0 | 0 | 0 | 0 | 12.5866 | 12.7005 | 0 | 0 | 0 | 0 | 0 | 0 | 0 | 0 | 0 | 0 | 0 | 0 | 0 | 0 | 0 | 0 | 0 | 0 | 0 | 0 | 0 | 0 | 0 | 0 | 0 | 0 | 0
|  | CAISO_Coal | MMBtu/MWh | 0 | 0 | 0 | 0 | 0 | 0 | 0 | 10.591 | 10.6057 | 10.5263 | 0 | 0 | 0 | 0 | 0 | 0 | 0 | 0 | 0 | 0 | 0 | 0 | 0 | 0 | 0 | 0 | 0 | 0 | 0 | 0 | 0 | 0 | 0 | 0 | 0 | 0
|  | CAISO_CHP | MMBtu/MWh | 0 | 0 | 0 | 0 | 0 | 0 | 0 | 7.606 | 7.606 | 7.606 | 7.606 | 7.606 | 0 | 7.606 | 0 | 7.606 | 0 | 7.606 | 0 | 0 | 7.606 | 0 | 0 | 0 | 0 | 0 | 0 | 0 | 0 | 0 | 0 | 0 | 0 | 0 | 0 | 0
Shift DR Summary
Shift DR Shift Results
|  | Metric | Unit | 2015 | 2016 | 2017 | 2018 | 2019 | 2020 | 2021 | 2022 | 2023 | 2024 | 2025 | 2026 | 2027 | 2028 | 2029 | 2030 | 2031 | 2032 | 2033 | 2034 | 2035 | 2036 | 2037 | 2038 | 2039 | 2040 | 2041 | 2042 | 2043 | 2044 | 2045 | 2046 | 2047 | 2048 | 2049 | 2050
|  | Shift DR | MWh daily energy shift
|  | Max. Dispatch Fraction in one hr | -
|  | Max Hourly Shift DR | MW
Objective Function Summary
Objective Function Cost Summary
|  | Component | Unit | 2015 | 2016 | 2017 | 2018 | 2019 | 2020 | 2021 | 2022 | 2023 | 2024 | 2025 | 2026 | 2027 | 2028 | 2029 | 2030 | 2031 | 2032 | 2033 | 2034 | 2035 | 2036 | 2037 | 2038 | 2039 | 2040 | 2041 | 2042 | 2043 | 2044 | 2045 | 2046 | 2047 | 2048 | 2049 | 2050
|  | Baseline Thermal Fleet Costs | $MM | 0 | 0 | 0 | 0 | 0 | 0 | 0 | 360.8085 | 360.8085 | 326.1241 | 321.7849 | 320.9126 | 0 | 320.9126 | 0 | 320.9126 | 0 | 320.9126 | 0 | 0 | 320.9126 | 0 | 0 | 0 | 0 | 320.9126 | 0 | 0 | 0 | 0 | 320.9126 | 0 | 0 | 0 | 0 | 0
|  | New Renewables Fixed Costs | $MM | 0 | 0 | 0 | 0 | 0 | 0 | 0 | 520.9742 | 826.6311 | 957.4136 | 1368.3871 | 1426.9015 | 0 | 1980.8788 | 0 | 2527.9742 | 0 | 3004.5034 | 0 | 0 | 3594.2977 | 0 | 0 | 0 | 0 | 4699.4819 | 0 | 0 | 0 | 0 | 6792.9459 | 0 | 0 | 0 | 0 | 0
|  | New Storage Fixed Costs | $MM | 0 | 0 | 0 | 0 | 0 | 0 | 0 | 352.5105 | 588.3546 | 1139.0124 | 1293.4683 | 1344.837 | 0 | 1607.5902 | 0 | 1647.5188 | 0 | 1764.3343 | 0 | 0 | 2467.2723 | 0 | 0 | 0 | 0 | 3791.4784 | 0 | 0 | 0 | 0 | 5383.1231 | 0 | 0 | 0 | 0 | 0
|  | New Thermal Fleet Fixed Costs | $MM | 0 | 0 | 0 | 0 | 0 | 0 | 0 | 0.00024018 | 0.00024633 | 0.00025216 | 0.00025747 | 0.00026233 | 0 | 0.043061 | 0 | 0.043071 | 0 | 0.043077 | 0 | 0 | 0.043083 | 0 | 0 | 0 | 0 | 0.043102 | 0 | 0 | 0 | 0 | 97.2473 | 0 | 0 | 0 | 0 | 0
|  | New DR Fixed Costs | $MM | 0 | 0 | 0 | 0 | 0 | 0 | 0 | 12.2829 | 12.2829 | 28.6216 | 35.7742 | 35.7742 | 0 | 35.7742 | 0 | 35.7742 | 0 | 35.7742 | 0 | 0 | 35.7742 | 0 | 0 | 0 | 0 | 35.7742 | 0 | 0 | 0 | 0 | 35.7743 | 0 | 0 | 0 | 0 | 0
|  | New Transmission Costs | $MM | 0 | 0 | 0 | 0 | 0 | 0 | 0 | 3.19e-06 | 1.539e-05 | 1.583e-05 | 1.714e-05 | 2.004e-05 | 0 | 4.3977 | 0 | 4.3984 | 0 | 5.3315 | 0 | 0 | 8.9154 | 0 | 0 | 0 | 0 | 12.8907 | 0 | 0 | 0 | 0 | 304.9404 | 0 | 0 | 0 | 0 | 0
|  | Operational Costs | $MM | 0 | 0 | 0 | 0 | 0 | 0 | 0 | 7764.4074 | 7588.396 | 7724.84 | 7617.4212 | 7701.5713 | 0 | 7574.0403 | 0 | 7557.5068 | 0 | 7612.5397 | 0 | 0 | 7786.7215 | 0 | 0 | 0 | 0 | 7894.595 | 0 | 0 | 0 | 0 | 7734.8382 | 0 | 0 | 0 | 0 | 0
|  | Hurdle Rate Costs | $MM | 0 | 0 | 0 | 0 | 0 | 0 | 0 | 535.1186 | 585.4035 | 595.7294 | 637.6339 | 661.5808 | 0 | 713.4515 | 0 | 793.9744 | 0 | 835.4981 | 0 | 0 | 837.8214 | 0 | 0 | 0 | 0 | 864.0737 | 0 | 0 | 0 | 0 | 657.4192 | 0 | 0 | 0 | 0 | 0
|  | Total | $MM | 0 | 0 | 0 | 0 | 0 | 0 | 0 | 9546.1024 | 9961.8769 | 10771.7414 | 11274.4699 | 11491.5777 | 0 | 12237.0884 | 0 | 12888.1024 | 0 | 13578.937 | 0 | 0 | 15051.7581 | 0 | 0 | 0 | 0 | 17619.2497 | 0 | 0 | 0 | 0 | 21327.201 | 0 | 0 | 0 | 0 | 0
|  | Objective Function ($MM) | 285341.2906
|  | Baseline Thermal Fleet Fixed Costs | 6034.9899
|  | New Renewables Fixed Costs | 67883.8301
|  | New Storage Fixed Costs | 52454.9748
|  | New Thermal Fleet Fixed Costs | 496.49
|  | New DR Fixed Costs | 611.1142
|  | New Transmission Costs | 1621.5573
|  | Operational Costs | 156238.3343
|  | Objective Function ($MM/yr) | 15385.6705
|  | Baseline Thermal Fleet Costs | 325.4081
|  | New Renewables Fixed Costs | 3660.3123
|  | New Storage Fixed Costs | 2828.3848
|  | New Thermal Fleet Fixed Costs | 26.7709
|  | New DR Fixed Costs | 32.9514
|  | New Transmission Costs | 87.4348
|  | Operational Costs | 8424.4083

## resolve calcs
Start Year Capacities (MW) | preexisting | preexisting nonretiring | newly built
hard coal | 480 | 0 | 0
natural gas nonpeaker | 2882.89 | 16625.64 | 0 | classify nat gas steam turbines as preexisting retiring and other natural gas as preexisting nonretiring
nuclear | 2935 | 0 | 0
hydro | 10883.46 | 0 | 0
onshore wind | 6970.12 | 0 | 0
solar PV | 15754.19 | 0 | 0
solar thermal | 0 | 0 | 0
biomass | 809.62 | 0 | 0
geothermal | 1587.44 | 0 | 0
petroleum | 0 | 0 | 0
natural gas peaker | 8458.56 | 0 | 0
lignite | 0 | 0 | 0
offshore wind | 0 | 0 | 0
crude oil | 2194.79 | 0 | 0
heavy or residual fuel oil | 0 | 0 | 0
municipal solid waste | 0 | 0 | 0

## SYC-SYEGC
Start Year Capacities (MW) | preexisting | preexisting nonretiring | newly built
hard coal | 480 | 0 | 0
natural gas nonpeaker | 2882.89 | 16625.64 | 0
nuclear | 2935 | 0 | 0
hydro | 10883.46 | 0 | 0
onshore wind | 6970.12 | 0 | 0
solar PV | 15754.19 | 0 | 0
solar thermal | 0 | 0 | 0
biomass | 809.62 | 0 | 0
geothermal | 1587.44 | 0 | 0
petroleum | 0 | 0 | 0
natural gas peaker | 8458.56 | 0 | 0
lignite | 0 | 0 | 0
offshore wind | 0 | 0 | 0
crude oil | 2194.79 | 0 | 0
heavy or residual fuel oil | 0 | 0 | 0
municipal solid waste | 0 | 0 | 0

## SYC-FoPtPFP
Peakers that Provide Flexibility Points (dimensionless)
Fraction | 1