## PSP
Generation by Technology
Technology | Unit | 2015 | 2016 | 2017 | 2018 | 2019 | 2020 | 2021 | 2022 | 2023 | 2024 | 2025 | 2026 | 2027 | 2028 | 2029 | 2030 | 2031 | 2032 | 2033 | 2034 | 2035 | 2036 | 2037 | 2038 | 2039 | 2040 | 2041 | 2042 | 2043 | 2044 | 2045
CAISO_ST | GWh | 0 | 0 | 0 | 0 | 0 | 0 | 0 | 1.1662 | 1.1135 | 0 | 0 | 0 | 0 | 0 | 0 | 0 | 0 | 0 | 0 | 0 | 0 | 0 | 0 | 0 | 0 | 0 | 0 | 0 | 0 | 0 | 0 | 2045
CAISO_CCGT1 | GWh | 0 | 0 | 0 | 0 | 0 | 0 | 0 | 50069.7118 | 43129.3884 | 48230.4278 | 45875.0314 | 46259.6714 | 0 | 39835.3708 | 0 | 32108.8655 | 0 | 30911.0226 | 0 | 0 | 31684.6998 | 0 | 0 | 0 | 0 | 31366.9067 | 0 | 0 | 0 | 0 | 24840.1234 | 0
CAISO_CCGT2 | GWh | 0 | 0 | 0 | 0 | 0 | 0 | 0 | 2.3828 | 2.2641 | 2.3283 | 2.3604 | 1.6676 | 0 | 1.2909 | 0 | 1.0154 | 0 | 0.68021 | 0 | 0 | 0.45912 | 0 | 0 | 0 | 0 | 0.39951 | 0 | 0 | 0 | 0 | 0.070391 | 13499.52
CAISO_Peaker1 | GWh | 0 | 0 | 0 | 0 | 0 | 0 | 0 | 432.3151 | 271.3619 | 3.5153 | 1.1465 | 0.86317 | 0 | 0.60042 | 0 | 0.50159 | 0 | 0.34757 | 0 | 0 | 0.23555 | 0 | 0 | 0 | 0 | 0.19026 | 0 | 0 | 0 | 0 | 0.028302 | 2921.22
CAISO_Peaker2 | GWh | 0 | 0 | 0 | 0 | 0 | 0 | 0 | 0.49799 | 0.50482 | 0.53278 | 0.55935 | 0.40057 | 0 | 0.31148 | 0 | 0.24926 | 0 | 0.16929 | 0 | 0 | 0.11753 | 0 | 0 | 0 | 0 | 0.099668 | 0 | 0 | 0 | 0 | 0.0085453 | 4940.72
CAISO_Advanced_CCGT | GWh | 0 | 0 | 0 | 0 | 0 | 0 | 0 | 0 | 0 | 0 | 0 | 0 | 0 | 1.6702 | 0 | 1.5745 | 0 | 1.5535 | 0 | 0 | 1.5491 | 0 | 0 | 0 | 0 | 1.4867 | 0 | 0 | 0 | 0 | 3126.6913 | 3125.37
CAISO_Aero_CT | GWh | 0 | 0 | 0 | 0 | 0 | 0 | 0 | 0 | 0 | 0 | 0 | 0 | 0 | 0.26473 | 0 | 0.23543 | 0 | 0.19067 | 0 | 0 | 0.14673 | 0 | 0 | 0 | 0 | 0.12569 | 0 | 0 | 0 | 0 | 0.020712 | 925.95
CAISO_Reciprocating_Engine | GWh | 0 | 0 | 0 | 0 | 0 | 0 | 0 | 60.9902 | 47.373 | 9.8927 | 10.4102 | 10.2889 | 0 | 9.5259 | 0 | 12.6193 | 0 | 12.0015 | 0 | 0 | 7.3849 | 0 | 0 | 0 | 0 | 11.1019 | 0 | 0 | 0 | 0 | 0.035493 | 0.07
CAISO_CHP | GWh | 0 | 0 | 0 | 0 | 0 | 0 | 0 | 10401.3161 | 10215.3078 | 9986.8804 | 9465.8478 | 8966.8436 | 0 | 8966.8436 | 0 | 8966.8436 | 0 | 7173.4709 | 0 | 0 | 4483.4078 | 0 | 0 | 0 | 0 | 0 | 0 | 0 | 0 | 0 | 0 | 255.3
CAISO_Coal | GWh | 0 | 0 | 0 | 0 | 0 | 0 | 0 | 2.0867 | 1.6818 | 1.9261 | 0 | 0 | 0 | 0 | 0 | 0 | 0 | 0 | 0 | 0 | 0 | 0 | 0 | 0 | 0 | 0 | 0 | 0 | 0 | 0 | 0 | 0
CAISO_Nuclear | GWh | 0 | 0 | 0 | 0 | 0 | 0 | 0 | 23611.1228 | 23611.1228 | 14359.7459 | 5108.369 | 5108.369 | 0 | 5108.369 | 0 | 5108.369 | 0 | 5108.369 | 0 | 0 | 5108.369 | 0 | 0 | 0 | 0 | 5108.369 | 0 | 0 | 0 | 0 | 5108.369 | 0
Hydro | GWh | 0 | 0 | 0 | 0 | 0 | 0 | 0 | 18705.762 | 18705.7615 | 18705.7627 | 18705.7645 | 18705.7612 | 0 | 18705.7639 | 0 | 18704.197 | 0 | 18704.1995 | 0 | 0 | 18704.2007 | 0 | 0 | 0 | 0 | 18704.204 | 0 | 0 | 0 | 0 | 18704.1959 | 635
Hydro_NW_CAISO | GWh | 0 | 0 | 0 | 0 | 0 | 0 | 0 | 11492.5068 | 11384.1718 | 11429.3951 | 11347.4712 | 11331.2296 | 0 | 11291.1304 | 0 | 11292.6104 | 0 | 11109.3281 | 0 | 0 | 11081.5292 | 0 | 0 | 0 | 0 | 10477.3456 | 0 | 0 | 0 | 0 | 8318.7177 | 7072.77
CAISO_Conventional_DR | GWh | 0 | 0 | 0 | 0 | 0 | 0 | 0 | 0 | 0 | 0 | 0 | 0 | 0 | 0 | 0 | 0 | 0 | 0 | 0 | 0 | 0 | 0 | 0 | 0 | 0 | 0 | 0 | 0 | 0 | 0 | 0 | 2851.77
Customer_PV | GWh | 0 | 0 | 0 | 0 | 0 | 0 | 0 | 24128.2892 | 26559.7013 | 28961.1994 | 31288.863 | 33477.2421 | 0 | 37496.1202 | 0 | 41202.4926 | 0 | 45167.9457 | 0 | 0 | 51116.1221 | 0 | 0 | 0 | 0 | 61029.7517 | 0 | 0 | 0 | 0 | 70943.3785 | 2636.11
Solar | GWh | 0 | 0 | 0 | 0 | 0 | 0 | 0 | 47059.7579 | 57069.8161 | 61224.2652 | 69488.6224 | 69811.8585 | 0 | 70600.0956 | 0 | 77343.7859 | 0 | 84249.5109 | 0 | 0 | 108992.7749 | 0 | 0 | 0 | 0 | 151639.9086 | 0 | 0 | 0 | 0 | 206106.0342 | 37373.52
Geothermal | GWh | 0 | 0 | 0 | 0 | 0 | 0 | 0 | 8758.5984 | 9530.3544 | 9530.3544 | 9530.3544 | 10082.0592 | 0 | 17410.6752 | 0 | 17410.6752 | 0 | 17410.6752 | 0 | 0 | 17410.6752 | 0 | 0 | 0 | 0 | 17410.6752 | 0 | 0 | 0 | 0 | 19977.0924 | 88757.04
Biomass | GWh | 0 | 0 | 0 | 0 | 0 | 0 | 0 | 4411.0104 | 4642.8876 | 4777.8792 | 4956.5832 | 4956.5832 | 0 | 5157.1872 | 0 | 5147.5512 | 0 | 5147.5512 | 0 | 0 | 5147.5512 | 0 | 0 | 0 | 0 | 5147.5512 | 0 | 0 | 0 | 0 | 5147.6388 | 3108.85
Small_Hydro | GWh | 0 | 0 | 0 | 0 | 0 | 0 | 0 | 4257.8856 | 4257.8856 | 4257.8856 | 4257.8856 | 4257.8856 | 0 | 4257.8856 | 0 | 4257.8856 | 0 | 4257.8856 | 0 | 0 | 4257.8856 | 0 | 0 | 0 | 0 | 4257.8856 | 0 | 0 | 0 | 0 | 4257.8856 | 942.11
Wind | GWh | 0 | 0 | 0 | 0 | 0 | 0 | 0 | 21766.9331 | 21584.8053 | 22870.3492 | 26649.6321 | 26723.6532 | 0 | 26636.824 | 0 | 26349.0431 | 0 | 26205.2697 | 0 | 0 | 25858.1129 | 0 | 0 | 0 | 0 | 25280.0581 | 0 | 0 | 0 | 0 | 26910.8312 | 958.33
Wind OOS New Tx | GWh | 0 | 0 | 0 | 0 | 0 | 0 | 0 | 0 | 0 | 0 | 0 | 0.093445 | 0 | 0.16735 | 0 | 5679.4821 | 0 | 5646.8905 | 0 | 0 | 5621.9965 | 0 | 0 | 0 | 0 | 7303.6156 | 0 | 0 | 0 | 0 | 6913.8358 | 12001.39
Offshore_Wind | GWh | 0 | 0 | 0 | 0 | 0 | 0 | 0 | 0 | 0 | 0 | 0 | 494.3693 | 0 | 800.7547 | 0 | 811.4309 | 0 | 7116.4106 | 0 | 0 | 7182.9908 | 0 | 0 | 0 | 0 | 7070.6986 | 0 | 0 | 0 | 0 | 6647.0793 | 1970.2
Pumped_Hydro | GWh | 0 | 0 | 0 | 0 | 0 | 0 | 0 | -517.8546 | -691.1165 | -454.3113 | -597.1637 | -710.4835 | 0 | -1103.0331 | 0 | -1521.0451 | 0 | -1631.0897 | 0 | 0 | -1595.8426 | 0 | 0 | 0 | 0 | -1471.0228 | 0 | 0 | 0 | 0 | -1624.003 | 1728.08
Li_Battery | GWh | 0 | 0 | 0 | 0 | 0 | 0 | 0 | -910.1094 | -1584.0564 | -2628.773 | -3142.1376 | -3151.8698 | 0 | -3367.9463 | 0 | -3598.2654 | 0 | -4178.3638 | 0 | 0 | -6783.5773 | 0 | 0 | 0 | 0 | -11906.9593 | 0 | 0 | 0 | 0 | -18948.138 | 2898.78
BTM_Li_Battery | GWh | 0 | 0 | 0 | 0 | 0 | 0 | 0 | -127.4282 | -177.5458 | -189.4584 | -237.2406 | -267.4887 | 0 | -340.3653 | 0 | -435.4095 | 0 | -462.8576 | 0 | 0 | -484.5216 | 0 | 0 | 0 | 0 | -533.4859 | 0 | 0 | 0 | 0 | -698.6472 | 42685.28
Flow_Battery | GWh | 0 | 0 | 0 | 0 | 0 | 0 | 0 | -0.075472 | -0.082461 | -0.1685 | -0.17129 | -0.14117 | 0 | -0.13398 | 0 | -0.13204 | 0 | -0.12508 | 0 | 0 | -0.11129 | 0 | 0 | 0 | 0 | -0.10219 | 0 | 0 | 0 | 0 | -0.092689 | 2592.1
Imports (unspecified) | GWh | 0 | 0 | 0 | 0 | 0 | 0 | 0 | 18936.6982 | 21262.8223 | 21689.0169 | 23722.1768 | 24011.4912 | 0 | 24402.5774 | 0 | 24668.2604 | 0 | 23535.7232 | 0 | 0 | 19890.8947 | 0 | 0 | 0 | 0 | 15369.1863 | 0 | 0 | 0 | 0 | 3631.8028
Exports | GWh | 0 | 0 | 0 | 0 | 0 | 0 | 0 | -2566.8973 | -3705.8961 | -2772.33 | -3269.4993 | -3977.9887 | 0 | -4902.6751 | 0 | -7067.8092 | 0 | -8902.5777 | 0 | 0 | -9040.0296 | 0 | 0 | 0 | 0 | -12100.7151 | 0 | 0 | 0 | 0 | -21392.4829 | 0
Total Curtailment | GWh | 0 | 0 | 0 | 0 | 0 | 0 | 0 | -1470.8382 | -2838.1891 | -1307.5113 | -2532.5198 | -2206.143 | 0 | -2682.2518 | 0 | -4859.4368 | 0 | -7310.7398 | 0 | 0 | -10217.083 | 0 | 0 | 0 | 0 | -15489.7377 | 0 | 0 | 0 | 0 | -42655.1613 | 0
Load | GWh | 0 | 0 | 0 | 0 | 0 | 0 | 0 | 238999.0063 | 245080.9701 | 249400.5902 | 252484.1977 | 255344.0258 | 0 | 260112.9323 | 0 | 265131.851 | 0 | 274919.5186 | 0 | 0 | 295851.6159 | 0 | 0 | 0 | 0 | 330738.4153 | 0 | 0 | 0 | 0 | 363495.3387
Supply-Side Load | GWh | 0 | 0 | 0 | 0 | 0 | 0 | 0 | 214743.2888 | 218343.723 | 220249.9325 | 220958.0942 | 221599.2951 | 0 | 222276.4468 | 0 | 223493.9489 | 0 | 229288.7153 | 0 | 0 | 244250.9722 | 0 | 0 | 0 | 0 | 269175.1776 | 0 | 0 | 0 | 0 | 291853.313
Net Imports | GWh | 0 | 0 | 0 | 0 | 0 | 0 | 0 | 16369.8009 | 17556.9262 | 18916.6868 | 20452.6775 | 20033.5024 | 0 | 19499.9023 | 0 | 17600.4512 | 0 | 14633.1454 | 0 | 0 | 10850.8651 | 0 | 0 | 0 | 0 | 3268.4712 | 0 | 0 | 0 | 0 | -17760.6801
Load Plus Exports | GWh | 0 | 0 | 0 | 0 | 0 | 0 | 0 | 241565.9036 | 248786.8662 | 252172.9203 | 255753.6971 | 259322.0146 | 0 | 265015.6074 | 0 | 272199.6602 | 0 | 283822.0964 | 0 | 0 | 304891.6455 | 0 | 0 | 0 | 0 | 342839.1303 | 0 | 0 | 0 | 0 | 384887.8216
Sum of Supply | GWh | 0 | 0 | 0 | 0 | 0 | 0 | 0 | 239976.6662 | 246119.6267 | 249996.3155 | 253164.8653 | 256092.3588 | 0 | 260969.2748 | 0 | 266445.0266 | 0 | 276584.1815 | 0 | 0 | 298647.021 | 0 | 0 | 0 | 0 | 334167.2746 | 0 | 0 | 0 | 0 | 367970.4757
Sub-Hourly Imbalance | GWh | 0 | 0 | 0 | 0 | 0 | 0 | 0 | 331.7604 | 349.0824 | 366.4167 | 383.7633 | 401.1015 | 0 | 435.7845 | 0 | 470.4907 | 0 | 505.1707 | 0 | 0 | 557.2161 | 0 | 0 | 0 | 0 | 643.9539 | 0 | 0 | 0 | 0 | 730.7614
Pipeline Biogas Generation (included in gas generation above) | GWh | 0 | 0 | 0 | 0 | 0 | 0 | 0 | 0 | 0 | 0 | 0 | 0 | 0 | 0 | 0 | 0 | 0 | 0 | 0 | 0 | 0 | 0 | 0 | 0 | 0 | 0 | 0 | 0 | 0 | 0 | 0
Wind and Solar Generation and Curtailment
Technology | Unit | 2015 | 2016 | 2017 | 2018 | 2019 | 2020 | 2021 | 2022 | 2023 | 2024 | 2025 | 2026 | 2027 | 2028 | 2029 | 2030 | 2031 | 2032 | 2033 | 2034 | 2035 | 2036 | 2037 | 2038 | 2039 | 2040 | 2041 | 2042 | 2043 | 2044 | 2045
Solar - Utility Scale Generation Potential (pre-curtailment) | GWh | 0 | 0 | 0 | 0 | 0 | 0 | 0 | 47959.5683 | 59110.5894 | 62112.9609 | 71293.0242 | 71328.4154 | 0 | 72470.3809 | 0 | 80846.4531 | 0 | 89735.3332 | 0 | 0 | 116763.6084 | 0 | 0 | 0 | 0 | 163856.8663 | 0 | 0 | 0 | 0 | 242284.2452
Solar - Utility Scale Hourly Curtailment | GWh | 0 | 0 | 0 | 0 | 0 | 0 | 0 | -459.1578 | -1541.0252 | -722.59 | -1590.6449 | -1267.4197 | 0 | -1567.9647 | 0 | -2910.3514 | 0 | -4688.5141 | 0 | 0 | -6115.3026 | 0 | 0 | 0 | 0 | -10010.0153 | 0 | 0 | 0 | 0 | -33041.5181
Solar - Utility Scale Sub-Hourly Curtailment | GWh | 0 | 0 | 0 | 0 | 0 | 0 | 0 | -440.6526 | -499.748 | -166.1057 | -213.7569 | -249.1371 | 0 | -302.3206 | 0 | -592.3159 | 0 | -797.3082 | 0 | 0 | -1655.5309 | 0 | 0 | 0 | 0 | -2206.9424 | 0 | 0 | 0 | 0 | -3136.6929
Solar - Utility Scale Generation (post-curtailment) | GWh | 0 | 0 | 0 | 0 | 0 | 0 | 0 | 47059.7579 | 57069.8161 | 61224.2652 | 69488.6224 | 69811.8585 | 0 | 70600.0956 | 0 | 77343.7859 | 0 | 84249.5109 | 0 | 0 | 108992.7749 | 0 | 0 | 0 | 0 | 151639.9086 | 0 | 0 | 0 | 0 | 206106.0342
Wind Generation Potential (pre-curtailment) | GWh | 0 | 0 | 0 | 0 | 0 | 0 | 0 | 22337.9609 | 22382.2211 | 23289.1647 | 27377.7501 | 27391.4132 | 0 | 27410.1757 | 0 | 33354.4973 | 0 | 33406.977 | 0 | 0 | 33586.3888 | 0 | 0 | 0 | 0 | 35409.6024 | 0 | 0 | 0 | 0 | 39435.1223
Wind Hourly Curtailment | GWh | 0 | 0 | 0 | 0 | 0 | 0 | 0 | -365.7865 | -608.1863 | -356.5345 | -646.0317 | -571.9934 | 0 | -658.8388 | 0 | -1081.6027 | 0 | -1257.9922 | 0 | 0 | -1630.0753 | 0 | 0 | 0 | 0 | -2349.0066 | 0 | 0 | 0 | 0 | -5099.915
Wind Sub-Hourly Curtailment | GWh | 0 | 0 | 0 | 0 | 0 | 0 | 0 | -205.2412 | -189.2296 | -62.2811 | -82.0863 | -95.6732 | 0 | -114.3455 | 0 | -244.3694 | 0 | -296.8246 | 0 | 0 | -476.2041 | 0 | 0 | 0 | 0 | -476.922 | 0 | 0 | 0 | 0 | -510.5403
Wind Generation (post-curtailment) | GWh | 0 | 0 | 0 | 0 | 0 | 0 | 0 | 21766.9331 | 21584.8053 | 22870.3492 | 26649.6321 | 26723.7466 | 0 | 26636.9913 | 0 | 32028.5252 | 0 | 31852.1602 | 0 | 0 | 31480.1094 | 0 | 0 | 0 | 0 | 32583.6737 | 0 | 0 | 0 | 0 | 33824.667
Offshore Wind Generation Potential (pre-curtailment) | GWh | 0 | 0 | 0 | 0 | 0 | 0 | 0 | 0 | 0 | 0 | 0 | 516.2889 | 0 | 839.5369 | 0 | 842.2283 | 0 | 7386.5112 | 0 | 0 | 7522.961 | 0 | 0 | 0 | 0 | 7517.55 | 0 | 0 | 0 | 0 | 7513.5742
Offshore Wind Hourly Curtailment | GWh | 0 | 0 | 0 | 0 | 0 | 0 | 0 | 0 | 0 | 0 | 0 | -20.1163 | 0 | -35.2799 | 0 | -24.6269 | 0 | -204.4706 | 0 | 0 | -233.3059 | 0 | 0 | 0 | 0 | -345.5995 | 0 | 0 | 0 | 0 | -769.2216
Offshore Wind Sub-Hourly Curtailment | GWh | 0 | 0 | 0 | 0 | 0 | 0 | 0 | 0 | 0 | 0 | 0 | -1.8033 | 0 | -3.5022 | 0 | -6.1705 | 0 | -65.63 | 0 | 0 | -106.6642 | 0 | 0 | 0 | 0 | -101.2518 | 0 | 0 | 0 | 0 | -97.2732
Offshore Wind Generation (post-curtailment) | GWh | 0 | 0 | 0 | 0 | 0 | 0 | 0 | 0 | 0 | 0 | 0 | 494.3693 | 0 | 800.7547 | 0 | 811.4309 | 0 | 7116.4106 | 0 | 0 | 7182.9908 | 0 | 0 | 0 | 0 | 7070.6986 | 0 | 0 | 0 | 0 | 6647.0793
Hourly Curtailment Total | GWh | 0 | 0 | 0 | 0 | 0 | 0 | 0 | -824.9443 | -2149.2115 | -1079.1245 | -2236.6766 | -1859.5294 | 0 | -2262.0834 | 0 | -4016.5809 | 0 | -6150.9769 | 0 | 0 | -7978.6839 | 0 | 0 | 0 | 0 | -12704.6215 | 0 | 0 | 0 | 0 | -38910.6548
Total Curtailment (Hourly + Subhourly) | GWh | 0 | 0 | 0 | 0 | 0 | 0 | 0 | -1470.8382 | -2838.1891 | -1307.5113 | -2532.5198 | -2206.143 | 0 | -2682.2518 | 0 | -4859.4368 | 0 | -7310.7398 | 0 | 0 | -10217.083 | 0 | 0 | 0 | 0 | -15489.7377 | 0 | 0 | 0 | 0 | -42655.1613
Total Post-Curtailment Generation | GWh | 0 | 0 | 0 | 0 | 0 | 0 | 0 | 68826.691 | 78654.6214 | 84094.6144 | 96138.2545 | 97029.9745 | 0 | 98037.8417 | 0 | 110183.742 | 0 | 123218.0817 | 0 | 0 | 147655.8751 | 0 | 0 | 0 | 0 | 191294.281 | 0 | 0 | 0 | 0 | 246577.7805

## resolve
KEY SUMMARY STATS
|  | 30MMT_20211102_PSP_LSEplan_2020IEPR_2020IEPRHighEV | 38MMT_20211005_PSP_LSEplan_2020IEPR_2020IEPRHighEV
Present Value Portfolio Metrics | Unit
PV Revenue Requirement | $MM | 842014.58 | 840383.04
PV Total Resource Cost | $MM | 905145.9 | 903514.35
Levelized Revenue Requirement | $MM | 45401.63 | 45313.65
Levelized Total Resource Cost | $MM | 48805.68 | 48717.71
Levelized Average Rate | cts/kWh | 19.6076 | 19.571
Portfolio Metrics | Unit | 2032 | 2032
Revenue Requirement | $MM | 42540.74 | 42197.71
Total Resource Cost | $MM | 45774.07 | 45431.04
Average Rate | cts/kWh | 19.9413 | 19.7834
Greenhouse Gas Emissions | MMtCO2 | 22.6934 | 28.5868
Effective RPS (incl. banked RECs) | % of Retail Sales | 0.7999 | 0.72585
Renewable Curtailment | % of RPS Gen. | 0.10466 | 0.088295
Selected Resource Summary
| Unit | 2032 | 2032
Gas | MW | 0.03 | 0.39
Biomass | MW | 134.39 | 134.39
Geothermal | MW | 1159.71 | 1159.71
Hydro (Small) | MW | 0 | 0
Wind | MW | 3531.37 | 3531.35
Wind OOS New Tx | MW | 1970.18 | 1500.03
Offshore Wind | MW | 1707.56 | 1707.57
Solar | MW | 23990.84 | 17505.51
Customer Solar | MW | 0 | 0
Battery Storage | MW | 15358.2 | 13570.67
Pumped Storage | MW | 1000.06 | 1000.28
Shed DR | MW | 151.3 | 440.66
Gas Capacity Not Retained | MW | 0 | 0
Storage + DR | MW | 16509.56 | 15011.61
Total Resources (Renewables + Storage + DR) | MW | 49003.64 | 40550.56
Selected Battery Duration |  | 2032 | 2032
Pumped Hydro | hr | 12 | 12
Li Battery | hr | 6.1958 | 4.3277
BTM Li Battery | hr | 0 | 0
Flow Battery | hr | 5.5 | 4.3846
Note: Optimized duration is a cumulative value reflecting all power and energy capacity built through the reported year.
Total Resource Summary
| Unit | 2032 | 2032
Nuclear | MW | 635 | 635
CHP | MW | 1513.68 | 1513.68
Gas | MW | 24742.16 | 24742.52
Coal | MW | 0 | 0
Hydro (Large) | MW | 7072.77 | 7072.77
Hydro (NW scheduled imports) | MW | 2851.77 | 2851.77
Biomass | MW | 942.11 | 942.11
Geothermal | MW | 2747.15 | 2747.15
Hydro (Small) | MW | 958.33 | 958.33
Wind | MW | 10501.49 | 10501.47
Wind OOS New Tx | MW | 1970.18 | 1500.03
Offshore Wind | MW | 1707.56 | 1707.57
Solar | MW | 40407.63 | 33922.3
Customer Solar | MW | 23794.82 | 23794.82
Battery Storage | MW | 19929.62 | 18141.98
Pumped Storage | MW | 2898.56 | 2898.78
Shed DR | MW | 2346.75 | 2636.11
Shift DR | MW | 0 | 0
Hydrogen Load | MW | 0 | 0
Battery Storage Penetration | % of peak load | 0.40375 | 0.36753
Total Gas Capacity Not Retained (cumulative over modeling horizon) | MW | 392.47 | 392.47
Gas capacity not retained (economic, incremental) | MW | 0 | 0
Gas capacity not retained (economic, cumulative) | MW | 0 | 0
Annual Energy Balance
| Unit | 2032 | 2032
CHP | GWh | 7173.4709 | 7173.4709
Nuclear | GWh | 5108.369 | 5108.369
Hydro | GWh | 18704.193 | 18704.1995
Hydro (NW scheduled imports) | GWh | 10990.2261 | 11109.3281
Gas | GWh | 25681.4587 | 30925.9654
Coal | GWh | 0 | 0
Pipeline Biogas | GWh | 0 | 0
Renewables | GWh | 213225.0326 | 195202.1394
Storage Losses | GWh | -8155.707 | -6272.4362
Curtailment | GWh | -9938.9651 | -7310.7398
Imports (unspecified) | GWh | 14441.3369 | 23535.7232
Exports | GWh | -9729.0435 | -8902.5777
Load | GWh | 274919.5186 | 274919.5186
Total Renewable Resource Summary
Resource Type | Unit | 2032 | 2032
Biomass | MW | 134.39 | 134.39
Geothermal | MW | 1159.71 | 1159.71
Solar | MW | 23865.65 | 17380.28
Wind | MW | 3531.37 | 3531.35
Wind OOS New Tx | MW | 1970.18 | 1500.03
Offshore_Wind | MW | 1707.56 | 1707.57

## Sheet1
Portfolio Analytics
Note: All costs are expressed in 2020 dollars
Energy Storage Summary
| Planned | Unit | 2015 | 2016 | 2017 | 2018 | 2019 | 2020 | 2021 | 2022 | 2023 | 2024 | 2025 | 2026 | 2027 | 2028 | 2029 | 2030 | 2031 | 2032 | 2033 | 2034 | 2035 | 2036 | 2037 | 2038 | 2039 | 2040 | 2041 | 2042 | 2043 | 2044 | 2045 | 2046 | 2047 | 2048 | 2049 | 2050
| Pumped_Hydro | MW | 0 | 0 | 0 | 0 | 0 | 0 | 0 | 1898.5 | 1898.5 | 1898.5 | 1898.5 | 1898.5 | 0 | 1898.5 | 0 | 1898.5 | 0 | 1898.5 | 0 | 0 | 1898.5 | 0 | 0 | 0 | 0 | 1898.5 | 0 | 0 | 0 | 0 | 1898.5 | 0 | 0 | 0 | 0 | 0
| Li_Battery | MW | 0 | 0 | 0 | 0 | 0 | 0 | 0 | 1737.74 | 1905.74 | 1987.24 | 1987.24 | 1987.24 | 0 | 1987.24 | 0 | 1987.24 | 0 | 1987.24 | 0 | 0 | 1987.24 | 0 | 0 | 0 | 0 | 1987.24 | 0 | 0 | 0 | 0 | 1987.24 | 0 | 0 | 0 | 0 | 0
| BTM_Li_Battery | MW | 0 | 0 | 0 | 0 | 0 | 0 | 0 | 858 | 1054.2 | 1256.65 | 1465.13 | 1679.23 | 0 | 2122.61 | 0 | 2584.2 | 0 | 2584.2 | 0 | 0 | 2584.2 | 0 | 0 | 0 | 0 | 2584.2 | 0 | 0 | 0 | 0 | 2584.2 | 0 | 0 | 0 | 0 | 0
| Flow_Battery | MW | 0 | 0 | 0 | 0 | 0 | 0 | 0 | -0.04 | -0.07 | -0.12 | -0.12 | -0.12 | 0 | -0.13 | 0 | -0.13 | 0 | -0.13 | 0 | 0 | -0.13 | 0 | 0 | 0 | 0 | -0.13 | 0 | 0 | 0 | 0 | -0.13 | 0 | 0 | 0 | 0 | 0
| Pumped_Hydro | MWh | 0 | 0 | 0 | 0 | 0 | 0 | 0 | 300138.13 | 300138.13 | 300138.13 | 300138.13 | 300138.13 | 0 | 300138.13 | 0 | 300138.13 | 0 | 300138.13 | 0 | 0 | 300138.13 | 0 | 0 | 0 | 0 | 300138.13 | 0 | 0 | 0 | 0 | 300138.13 | 0 | 0 | 0 | 0 | 0
| Li_Battery | MWh | 0 | 0 | 0 | 0 | 0 | 0 | 0 | 8684.7 | 9364.7 | 9742.2 | 9742.2 | 9742.2 | 0 | 9742.2 | 0 | 9742.2 | 0 | 9742.2 | 0 | 0 | 9742.2 | 0 | 0 | 0 | 0 | 9742.2 | 0 | 0 | 0 | 0 | 9742.2 | 0 | 0 | 0 | 0 | 0
| BTM_Li_Battery | MWh | 0 | 0 | 0 | 0 | 0 | 0 | 0 | 2145 | 2635.49 | 3141.62 | 3662.83 | 4198.09 | 0 | 5306.51 | 0 | 6460.51 | 0 | 6460.51 | 0 | 0 | 6460.51 | 0 | 0 | 0 | 0 | 6460.51 | 0 | 0 | 0 | 0 | 6460.51 | 0 | 0 | 0 | 0 | 0
| Flow_Battery | MWh | 0 | 0 | 0 | 0 | 0 | 0 | 0 | 0 | 0 | 0 | 0 | 0 | 0 | 0 | 0 | 0 | 0 | 0 | 0 | 0 | 0 | 0 | 0 | 0 | 0 | 0 | 0 | 0 | 0 | 0 | 0 | 0 | 0 | 0 | 0 | 0
| Pumped_Hydro Duration | hr | 0 | 0 | 0 | 0 | 0 | 0 | 0 | 158.0922 | 158.0922 | 158.0922 | 158.0922 | 158.0922 | 0 | 158.0922 | 0 | 158.0922 | 0 | 158.0922 | 0 | 0 | 158.0922 | 0 | 0 | 0 | 0 | 158.0922 | 0 | 0 | 0 | 0 | 158.0922 | 0 | 0 | 0 | 0 | 0
| Li_Battery Duration | hr | 0 | 0 | 0 | 0 | 0 | 0 | 0 | 4.9977 | 4.9139 | 4.9024 | 4.9024 | 4.9024 | 0 | 4.9024 | 0 | 4.9024 | 0 | 4.9024 | 0 | 0 | 4.9024 | 0 | 0 | 0 | 0 | 4.9024 | 0 | 0 | 0 | 0 | 4.9024 | 0 | 0 | 0 | 0 | 0
| BTM_Li_Battery | hr | 0 | 0 | 0 | 0 | 0 | 0 | 0 | 2.5 | 2.5 | 2.5 | 2.5 | 2.5 | 0 | 2.5 | 0 | 2.5 | 0 | 2.5 | 0 | 0 | 2.5 | 0 | 0 | 0 | 0 | 2.5 | 0 | 0 | 0 | 0 | 2.5 | 0 | 0 | 0 | 0 | 0
| Flow_Battery Duration | hr | 0 | 0 | 0 | 0 | 0 | 0 | 0 | 0 | 0 | 0 | 0 | 0 | 0 | 0 | 0 | 0 | 0 | 0 | 0 | 0 | 0 | 0 | 0 | 0 | 0 | 0 | 0 | 0 | 0 | 0 | 0 | 0 | 0 | 0 | 0 | 0
| Optimized Build - Incl. Local Storage | Unit
| Pumped_Hydro | MW | 0 | 0 | 0 | 0 | 0 | 0 | 0 | 0 | 0 | 0 | 0 | 196 | 0 | 1000 | 0 | 1000.28 | 0 | 1000.28 | 0 | 0 | 1000.28 | 0 | 0 | 0 | 0 | 1000.28 | 0 | 0 | 0 | 0 | 1000.28 | 0 | 0 | 0 | 0 | 0
| Li_Battery | MW | 0 | 0 | 0 | 0 | 0 | 0 | 0 | 1936.6 | 3658.03 | 8915.89 | 10331.6 | 10331.61 | 0 | 11086.01 | 0 | 11385.83 | 0 | 12561.97 | 0 | 0 | 16639.15 | 0 | 0 | 0 | 0 | 27519.64 | 0 | 0 | 0 | 0 | 39697.37 | 0 | 0 | 0 | 0 | 0
| BTM_Li_Battery | MW | 0 | 0 | 0 | 0 | 0 | 0 | 0 | 0 | 0 | 0 | 0 | 0 | 0 | 0 | 0 | 0 | 0 | 0 | 0 | 0 | 0 | 0 | 0 | 0 | 0 | 0 | 0 | 0 | 0 | 0 | 0 | 0 | 0 | 0 | 0 | 0
| Flow_Battery | MW | 0 | 0 | 0 | 0 | 0 | 0 | 0 | 0.04 | 0.07 | 0.12 | 0.12 | 0.12 | 0 | 0.13 | 0 | 0.13 | 0 | 0.13 | 0 | 0 | 0.13 | 0 | 0 | 0 | 0 | 0.13 | 0 | 0 | 0 | 0 | 0.13 | 0 | 0 | 0 | 0 | 0
| Pumped_Hydro | MWh | 0 | 0 | 0 | 0 | 0 | 0 | 0 | 0.28 | 0.89 | 0.95 | 1 | 2352.71 | 0 | 12000.42 | 0 | 12003.35 | 0 | 12003.35 | 0 | 0 | 12003.35 | 0 | 0 | 0 | 0 | 12003.36 | 0 | 0 | 0 | 0 | 12003.36 | 0 | 0 | 0 | 0 | 0
| Li_Battery | MWh | 0 | 0 | 0 | 0 | 0 | 0 | 0 | 8512.45 | 16470.06 | 37226.28 | 43249.1 | 43249.1 | 0 | 46293.2 | 0 | 47558.77 | 0 | 54363.99 | 0 | 0 | 102612.64 | 0 | 0 | 0 | 0 | 193512.93 | 0 | 0 | 0 | 0 | 312628.19 | 0 | 0 | 0 | 0 | 0
| BTM_Li_Battery | MWh | 0 | 0 | 0 | 0 | 0 | 0 | 0 | 7.9 | 7.9 | 7.9 | 7.9 | 7.9 | 0 | 7.9 | 0 | 7.9 | 0 | 7.9 | 0 | 0 | 7.9 | 0 | 0 | 0 | 0 | 7.9 | 0 | 0 | 0 | 0 | 7.9 | 0 | 0 | 0 | 0 | 0
| Flow_Battery | MWh | 0 | 0 | 0 | 0 | 0 | 0 | 0 | 0.12 | 0.17 | 0.5 | 0.5 | 0.5 | 0 | 0.51 | 0 | 0.51 | 0 | 0.57 | 0 | 0 | 0.57 | 0 | 0 | 0 | 0 | 0.57 | 0 | 0 | 0 | 0 | 0.57 | 0 | 0 | 0 | 0 | 0
| Pumped_Hydro Duration | hr | 0 | 0 | 0 | 0 | 0 | 0 | 0 | 0 | 0 | 0 | 0 | 12.0036 | 0 | 12.0004 | 0 | 12 | 0 | 12 | 0 | 0 | 12 | 0 | 0 | 0 | 0 | 12 | 0 | 0 | 0 | 0 | 12 | 0 | 0 | 0 | 0 | 0
| Li_Battery Duration | hr | 0 | 0 | 0 | 0 | 0 | 0 | 0 | 4.3956 | 4.5024 | 4.1753 | 4.1861 | 4.1861 | 0 | 4.1758 | 0 | 4.177 | 0 | 4.3277 | 0 | 0 | 6.1669 | 0 | 0 | 0 | 0 | 7.0318 | 0 | 0 | 0 | 0 | 7.8753 | 0 | 0 | 0 | 0 | 0
| BTM_Li_Battery | hr | 0 | 0 | 0 | 0 | 0 | 0 | 0 | 0 | 0 | 0 | 0 | 0 | 0 | 0 | 0 | 0 | 0 | 0 | 0 | 0 | 0 | 0 | 0 | 0 | 0 | 0 | 0 | 0 | 0 | 0 | 0 | 0 | 0 | 0 | 0 | 0
| Flow_Battery Duration | hr | 0 | 0 | 0 | 0 | 0 | 0 | 0 | 3 | 2.4286 | 4.1667 | 4.1667 | 4.1667 | 0 | 3.9231 | 0 | 3.9231 | 0 | 4.3846 | 0 | 0 | 4.3846 | 0 | 0 | 0 | 0 | 4.3846 | 0 | 0 | 0 | 0 | 4.3846 | 0 | 0 | 0 | 0 | 0
| Average Storage Duration - Optimized Build | hr | 0 | 0 | 0 | 0 | 0 | 0 | 0 | 4.3998 | 4.5048 | 4.1763 | 4.187 | 4.3324 | 0 | 4.8239 | 0 | 4.8094 | 0 | 4.8941 | 0 | 0 | 6.4981 | 0 | 0 | 0 | 0 | 7.2063 | 0 | 0 | 0 | 0 | 7.9768 | 0 | 0 | 0 | 0 | 0
Note: Optimized duration is a cumulative value reflecting all power and energy capacity built through the reported year.
Total Resources by Technology
| Technology | Unit | 2015 | 2016 | 2017 | 2018 | 2019 | 2020 | 2021 | 2022 | 2023 | 2024 | 2025 | 2026 | 2027 | 2028 | 2029 | 2030 | 2031 | 2032 | 2033 | 2034 | 2035 | 2036 | 2037 | 2038 | 2039 | 2040 | 2041 | 2042 | 2043 | 2044 | 2045 | 2046 | 2047 | 2048 | 2049 | 2050
| CAISO_ST | MW | 0 | 0 | 0 | 0 | 0 | 0 | 0 | 2882.89 | 2882.89 | 0 | 0 | 0 | 0 | 0 | 0 | 0 | 0 | 0 | 0 | 0 | 0 | 0 | 0 | 0 | 0 | 0 | 0 | 0 | 0 | 0 | 0 | 0 | 0 | 0 | 0 | 0
| CAISO_CCGT1 | MW | 0 | 0 | 0 | 0 | 0 | 0 | 0 | 13449.12 | 13449.12 | 13449.12 | 13449.12 | 13499.52 | 0 | 13499.52 | 0 | 13499.52 | 0 | 13499.52 | 0 | 0 | 13499.52 | 0 | 0 | 0 | 0 | 13499.52 | 0 | 0 | 0 | 0 | 13499.52 | 0 | 0 | 0 | 0 | 0
| CAISO_CCGT2 | MW | 0 | 0 | 0 | 0 | 0 | 0 | 0 | 2921.22 | 2921.22 | 2921.22 | 2921.22 | 2921.22 | 0 | 2921.22 | 0 | 2921.22 | 0 | 2921.22 | 0 | 0 | 2921.22 | 0 | 0 | 0 | 0 | 2921.22 | 0 | 0 | 0 | 0 | 2921.22 | 0 | 0 | 0 | 0 | 0
| CAISO_Peaker1 | MW | 0 | 0 | 0 | 0 | 0 | 0 | 0 | 4995.92 | 4995.92 | 4995.92 | 4940.72 | 4940.72 | 0 | 4940.72 | 0 | 4940.72 | 0 | 4940.72 | 0 | 0 | 4940.72 | 0 | 0 | 0 | 0 | 4940.72 | 0 | 0 | 0 | 0 | 4940.72 | 0 | 0 | 0 | 0 | 0
| CAISO_Peaker2 | MW | 0 | 0 | 0 | 0 | 0 | 0 | 0 | 3462.64 | 3462.64 | 3462.64 | 3225.12 | 3125.37 | 0 | 3125.37 | 0 | 3125.37 | 0 | 3125.37 | 0 | 0 | 3125.37 | 0 | 0 | 0 | 0 | 3125.37 | 0 | 0 | 0 | 0 | 3125.37 | 0 | 0 | 0 | 0 | 0
| CAISO_Advanced_CCGT | MW | 0 | 0 | 0 | 0 | 0 | 0 | 0 | 0 | 0 | 0 | 0 | 0 | 0 | 0.32 | 0 | 0.32 | 0 | 0.32 | 0 | 0 | 0.32 | 0 | 0 | 0 | 0 | 0.32 | 0 | 0 | 0 | 0 | 925.95 | 0 | 0 | 0 | 0 | 0
| CAISO_Aero_CT | MW | 0 | 0 | 0 | 0 | 0 | 0 | 0 | 0 | 0 | 0 | 0 | 0 | 0 | 0.07 | 0 | 0.07 | 0 | 0.07 | 0 | 0 | 0.07 | 0 | 0 | 0 | 0 | 0.07 | 0 | 0 | 0 | 0 | 0.07 | 0 | 0 | 0 | 0 | 0
| CAISO_Reciprocating_Engine | MW | 0 | 0 | 0 | 0 | 0 | 0 | 0 | 255.3 | 255.3 | 255.3 | 255.3 | 255.3 | 0 | 255.3 | 0 | 255.3 | 0 | 255.3 | 0 | 0 | 255.3 | 0 | 0 | 0 | 0 | 255.3 | 0 | 0 | 0 | 0 | 255.3 | 0 | 0 | 0 | 0 | 0
| CAISO_CHP | MW | 0 | 0 | 0 | 0 | 0 | 0 | 0 | 2194.79 | 2155.54 | 2107.34 | 1997.4 | 1892.1 | 0 | 1892.1 | 0 | 1892.1 | 0 | 1513.68 | 0 | 0 | 946.05 | 0 | 0 | 0 | 0 | 0 | 0 | 0 | 0 | 0 | 0 | 0 | 0 | 0 | 0 | 0
| CAISO_Coal | MW | 0 | 0 | 0 | 0 | 0 | 0 | 0 | 480 | 480 | 480 | 0 | 0 | 0 | 0 | 0 | 0 | 0 | 0 | 0 | 0 | 0 | 0 | 0 | 0 | 0 | 0 | 0 | 0 | 0 | 0 | 0 | 0 | 0 | 0 | 0 | 0
| CAISO_Nuclear | MW | 0 | 0 | 0 | 0 | 0 | 0 | 0 | 2935 | 2935 | 1785 | 635 | 635 | 0 | 635 | 0 | 635 | 0 | 635 | 0 | 0 | 635 | 0 | 0 | 0 | 0 | 635 | 0 | 0 | 0 | 0 | 635 | 0 | 0 | 0 | 0 | 0
| Hydro | MW | 0 | 0 | 0 | 0 | 0 | 0 | 0 | 7073.36 | 7073.36 | 7073.36 | 7073.36 | 7073.36 | 0 | 7073.36 | 0 | 7072.77 | 0 | 7072.77 | 0 | 0 | 7072.77 | 0 | 0 | 0 | 0 | 7072.77 | 0 | 0 | 0 | 0 | 7072.77 | 0 | 0 | 0 | 0 | 0
| Hydro_NW_CAISO | MW | 0 | 0 | 0 | 0 | 0 | 0 | 0 | 2851.77 | 2851.77 | 2851.77 | 2851.77 | 2851.77 | 0 | 2851.77 | 0 | 2851.77 | 0 | 2851.77 | 0 | 0 | 2851.77 | 0 | 0 | 0 | 0 | 2851.77 | 0 | 0 | 0 | 0 | 2851.77 | 0 | 0 | 0 | 0 | 0
| CAISO_Conventional_DR | MW | 0 | 0 | 0 | 0 | 0 | 0 | 0 | 2346.75 | 2346.75 | 2548.01 | 2636.11 | 2636.11 | 0 | 2636.11 | 0 | 2636.11 | 0 | 2636.11 | 0 | 0 | 2636.11 | 0 | 0 | 0 | 0 | 2636.11 | 0 | 0 | 0 | 0 | 2636.11 | 0 | 0 | 0 | 0 | 0
| Customer_PV | MW | 0 | 0 | 0 | 0 | 0 | 0 | 0 | 12710.97 | 13991.86 | 15256.98 | 16483.22 | 17636.07 | 0 | 19753.25 | 0 | 21705.79 | 0 | 23794.82 | 0 | 0 | 26928.37 | 0 | 0 | 0 | 0 | 32150.94 | 0 | 0 | 0 | 0 | 37373.52 | 0 | 0 | 0 | 0 | 0
| Solar | MW | 0 | 0 | 0 | 0 | 0 | 0 | 0 | 18847.93 | 22965.83 | 24167.18 | 27416.8 | 27416.8 | 0 | 27813.63 | 0 | 30758.42 | 0 | 33922.3 | 0 | 0 | 43393.93 | 0 | 0 | 0 | 0 | 60133.25 | 0 | 0 | 0 | 0 | 88757.04 | 0 | 0 | 0 | 0 | 0
| Geothermal | MW | 0 | 0 | 0 | 0 | 0 | 0 | 0 | 1601.44 | 1701.44 | 1701.44 | 1701.44 | 1771.44 | 0 | 2747.15 | 0 | 2747.15 | 0 | 2747.15 | 0 | 0 | 2747.15 | 0 | 0 | 0 | 0 | 2747.15 | 0 | 0 | 0 | 0 | 3108.85 | 0 | 0 | 0 | 0 | 0
| Biomass | MW | 0 | 0 | 0 | 0 | 0 | 0 | 0 | 843.8 | 874.94 | 893.06 | 917.06 | 917.06 | 0 | 944.01 | 0 | 942.11 | 0 | 942.11 | 0 | 0 | 942.11 | 0 | 0 | 0 | 0 | 942.11 | 0 | 0 | 0 | 0 | 942.11 | 0 | 0 | 0 | 0 | 0
| Small_Hydro | MW | 0 | 0 | 0 | 0 | 0 | 0 | 0 | 958.33 | 958.33 | 958.33 | 958.33 | 958.33 | 0 | 958.33 | 0 | 958.33 | 0 | 958.33 | 0 | 0 | 958.33 | 0 | 0 | 0 | 0 | 958.33 | 0 | 0 | 0 | 0 | 958.33 | 0 | 0 | 0 | 0 | 0
| Wind | MW | 0 | 0 | 0 | 0 | 0 | 0 | 0 | 8666.87 | 8688.98 | 9018.82 | 10501.47 | 10501.47 | 0 | 10501.47 | 0 | 10501.47 | 0 | 10501.47 | 0 | 0 | 10501.47 | 0 | 0 | 0 | 0 | 10501.47 | 0 | 0 | 0 | 0 | 12001.39 | 0 | 0 | 0 | 0 | 0
| Wind OOS New Tx | MW | 0 | 0 | 0 | 0 | 0 | 0 | 0 | 0 | 0 | 0 | 0 | 0.03 | 0 | 0.06 | 0 | 1500.03 | 0 | 1500.03 | 0 | 0 | 1500.03 | 0 | 0 | 0 | 0 | 1970.2 | 0 | 0 | 0 | 0 | 1970.2 | 0 | 0 | 0 | 0 | 0
| Offshore_Wind | MW | 0 | 0 | 0 | 0 | 0 | 0 | 0 | 0 | 0 | 0 | 0 | 120 | 0 | 195 | 0 | 195.01 | 0 | 1707.57 | 0 | 0 | 1728.08 | 0 | 0 | 0 | 0 | 1728.08 | 0 | 0 | 0 | 0 | 1728.08 | 0 | 0 | 0 | 0 | 0
| Pumped_Hydro | MW | 0 | 0 | 0 | 0 | 0 | 0 | 0 | 1898.5 | 1898.5 | 1898.5 | 1898.5 | 2094.5 | 0 | 2898.5 | 0 | 2898.78 | 0 | 2898.78 | 0 | 0 | 2898.78 | 0 | 0 | 0 | 0 | 2898.78 | 0 | 0 | 0 | 0 | 2898.78 | 0 | 0 | 0 | 0 | 0
| Li_Battery | MW | 0 | 0 | 0 | 0 | 0 | 0 | 0 | 4294.34 | 6501.27 | 11790.63 | 13296.34 | 13296.35 | 0 | 14057.34 | 0 | 14373.74 | 0 | 15549.88 | 0 | 0 | 19627.06 | 0 | 0 | 0 | 0 | 30507.55 | 0 | 0 | 0 | 0 | 42685.28 | 0 | 0 | 0 | 0 | 0
| BTM_Li_Battery | MW | 0 | 0 | 0 | 0 | 0 | 0 | 0 | 865.9 | 1062.1 | 1264.55 | 1473.03 | 1687.13 | 0 | 2130.51 | 0 | 2592.1 | 0 | 2592.1 | 0 | 0 | 2592.1 | 0 | 0 | 0 | 0 | 2592.1 | 0 | 0 | 0 | 0 | 2592.1 | 0 | 0 | 0 | 0 | 0
| Flow_Battery | MW
| Hydrogen_Electrolysis | MW | 0 | 0 | 0 | 0 | 0 | 0 | 0 | 0 | 0 | 0 | 0 | 0 | 0 | 0 | 0 | 0 | 0 | 0 | 0 | 0 | 0 | 0 | 0 | 0 | 0 | 0 | 0 | 0 | 0 | 0 | 0 | 0 | 0 | 0 | 0 | 0
| Flexible_Load | MW | 0 | 0 | 0 | 0 | 0 | 0 | 0 | 0 | 0 | 0 | 0 | 0 | 0 | 0 | 0 | 0 | 0 | 0 | 0 | 0 | 0 | 0 | 0 | 0 | 0 | 0 | 0 | 0 | 0 | 0 | 0 | 0 | 0 | 0 | 0 | 0
Selected Resources by Technology
| Technology | Unit | 2015 | 2016 | 2017 | 2018 | 2019 | 2020 | 2021 | 2022 | 2023 | 2024 | 2025 | 2026 | 2027 | 2028 | 2029 | 2030 | 2031 | 2032 | 2033 | 2034 | 2035 | 2036 | 2037 | 2038 | 2039 | 2040 | 2041 | 2042 | 2043 | 2044 | 2045 | 2046 | 2047 | 2048 | 2049 | 2050
| CAISO_ST | MW | 0 | 0 | 0 | 0 | 0 | 0 | 0 | 0 | 0 | 0 | 0 | 0 | 0 | 0 | 0 | 0 | 0 | 0 | 0 | 0 | 0 | 0 | 0 | 0 | 0 | 0 | 0 | 0 | 0 | 0 | 0 | 0 | 0 | 0 | 0 | 0
| CAISO_CCGT1 | MW | 0 | 0 | 0 | 0 | 0 | 0 | 0 | 0 | 0 | 0 | 0 | 0 | 0 | 0 | 0 | 0 | 0 | 0 | 0 | 0 | 0 | 0 | 0 | 0 | 0 | 0 | 0 | 0 | 0 | 0 | 0 | 0 | 0 | 0 | 0 | 0
| CAISO_CCGT2 | MW | 0 | 0 | 0 | 0 | 0 | 0 | 0 | 0 | 0 | 0 | 0 | 0 | 0 | 0 | 0 | 0 | 0 | 0 | 0 | 0 | 0 | 0 | 0 | 0 | 0 | 0 | 0 | 0 | 0 | 0 | 0 | 0 | 0 | 0 | 0 | 0
| CAISO_Peaker1 | MW | 0 | 0 | 0 | 0 | 0 | 0 | 0 | 0 | 0 | 0 | 0 | 0 | 0 | 0 | 0 | 0 | 0 | 0 | 0 | 0 | 0 | 0 | 0 | 0 | 0 | 0 | 0 | 0 | 0 | 0 | 0 | 0 | 0 | 0 | 0 | 0
| CAISO_Peaker2 | MW | 0 | 0 | 0 | 0 | 0 | 0 | 0 | 0 | 0 | 0 | 0 | 0 | 0 | 0 | 0 | 0 | 0 | 0 | 0 | 0 | 0 | 0 | 0 | 0 | 0 | 0 | 0 | 0 | 0 | 0 | 0 | 0 | 0 | 0 | 0 | 0
| CAISO_Advanced_CCGT | MW | 0 | 0 | 0 | 0 | 0 | 0 | 0 | 0 | 0 | 0 | 0 | 0 | 0 | 0.32 | 0 | 0.32 | 0 | 0.32 | 0 | 0 | 0.32 | 0 | 0 | 0 | 0 | 0.32 | 0 | 0 | 0 | 0 | 925.95 | 0 | 0 | 0 | 0 | 0
| CAISO_Aero_CT | MW | 0 | 0 | 0 | 0 | 0 | 0 | 0 | 0 | 0 | 0 | 0 | 0 | 0 | 0.07 | 0 | 0.07 | 0 | 0.07 | 0 | 0 | 0.07 | 0 | 0 | 0 | 0 | 0.07 | 0 | 0 | 0 | 0 | 0.07 | 0 | 0 | 0 | 0 | 0
| CAISO_Reciprocating_Engine | MW | 0 | 0 | 0 | 0 | 0 | 0 | 0 | 0 | 0 | 0 | 0 | 0 | 0 | 0 | 0 | 0 | 0 | 0 | 0 | 0 | 0 | 0 | 0 | 0 | 0 | 0 | 0 | 0 | 0 | 0 | 0 | 0 | 0 | 0 | 0 | 0
| CAISO_CHP | MW | 0 | 0 | 0 | 0 | 0 | 0 | 0 | 0 | 0 | 0 | 0 | 0 | 0 | 0 | 0 | 0 | 0 | 0 | 0 | 0 | 0 | 0 | 0 | 0 | 0 | 0 | 0 | 0 | 0 | 0 | 0 | 0 | 0 | 0 | 0 | 0
| CAISO_Coal | MW | 0 | 0 | 0 | 0 | 0 | 0 | 0 | 0 | 0 | 0 | 0 | 0 | 0 | 0 | 0 | 0 | 0 | 0 | 0 | 0 | 0 | 0 | 0 | 0 | 0 | 0 | 0 | 0 | 0 | 0 | 0 | 0 | 0 | 0 | 0 | 0
| CAISO_Nuclear | MW | 0 | 0 | 0 | 0 | 0 | 0 | 0 | 0 | 0 | 0 | 0 | 0 | 0 | 0 | 0 | 0 | 0 | 0 | 0 | 0 | 0 | 0 | 0 | 0 | 0 | 0 | 0 | 0 | 0 | 0 | 0 | 0 | 0 | 0 | 0 | 0
| Hydro | MW | 0 | 0 | 0 | 0 | 0 | 0 | 0 | 0 | 0 | 0 | 0 | 0 | 0 | 0 | 0 | 0 | 0 | 0 | 0 | 0 | 0 | 0 | 0 | 0 | 0 | 0 | 0 | 0 | 0 | 0 | 0 | 0 | 0 | 0 | 0 | 0
| Hydro_NW_CAISO | MW | 0 | 0 | 0 | 0 | 0 | 0 | 0 | 0 | 0 | 0 | 0 | 0 | 0 | 0 | 0 | 0 | 0 | 0 | 0 | 0 | 0 | 0 | 0 | 0 | 0 | 0 | 0 | 0 | 0 | 0 | 0 | 0 | 0 | 0 | 0 | 0
| CAISO_Conventional_DR | MW | 0 | 0 | 0 | 0 | 0 | 0 | 0 | 151.3 | 151.3 | 352.56 | 440.66 | 440.66 | 0 | 440.66 | 0 | 440.66 | 0 | 440.66 | 0 | 0 | 440.66 | 0 | 0 | 0 | 0 | 440.66 | 0 | 0 | 0 | 0 | 440.66 | 0 | 0 | 0 | 0 | 0
| Customer_PV | MW | 0 | 0 | 0 | 0 | 0 | 0 | 0 | 0 | 0 | 0 | 0 | 0 | 0 | 0 | 0 | 0 | 0 | 0 | 0 | 0 | 0 | 0 | 0 | 0 | 0 | 0 | 0 | 0 | 0 | 0 | 0 | 0 | 0 | 0 | 0 | 0
| Solar | MW | 0 | 0 | 0 | 0 | 0 | 0 | 0 | 3093.74 | 6549.04 | 7750.39 | 11000.01 | 11000.01 | 0 | 11396.84 | 0 | 14341.63 | 0 | 17505.51 | 0 | 0 | 26977.14 | 0 | 0 | 0 | 0 | 43716.46 | 0 | 0 | 0 | 0 | 72340.25 | 0 | 0 | 0 | 0 | 0
| Geothermal | MW | 0 | 0 | 0 | 0 | 0 | 0 | 0 | 14 | 114 | 114 | 114 | 184 | 0 | 1159.71 | 0 | 1159.71 | 0 | 1159.71 | 0 | 0 | 1159.71 | 0 | 0 | 0 | 0 | 1159.71 | 0 | 0 | 0 | 0 | 1521.41 | 0 | 0 | 0 | 0 | 0
| Biomass | MW | 0 | 0 | 0 | 0 | 0 | 0 | 0 | 34.18 | 65.32 | 83.44 | 107.44 | 107.44 | 0 | 134.39 | 0 | 134.39 | 0 | 134.39 | 0 | 0 | 134.39 | 0 | 0 | 0 | 0 | 134.39 | 0 | 0 | 0 | 0 | 134.39 | 0 | 0 | 0 | 0 | 0
| Small_Hydro | MW | 0 | 0 | 0 | 0 | 0 | 0 | 0 | 0 | 0 | 0 | 0 | 0 | 0 | 0 | 0 | 0 | 0 | 0 | 0 | 0 | 0 | 0 | 0 | 0 | 0 | 0 | 0 | 0 | 0 | 0 | 0 | 0 | 0 | 0 | 0 | 0
| Wind | MW | 0 | 0 | 0 | 0 | 0 | 0 | 0 | 1696.75 | 1718.86 | 2048.7 | 3531.35 | 3531.35 | 0 | 3531.35 | 0 | 3531.35 | 0 | 3531.35 | 0 | 0 | 3531.35 | 0 | 0 | 0 | 0 | 3531.35 | 0 | 0 | 0 | 0 | 5031.27 | 0 | 0 | 0 | 0 | 0
| Wind OOS New Tx | MW | 0 | 0 | 0 | 0 | 0 | 0 | 0 | 0 | 0 | 0 | 0 | 0.03 | 0 | 0.06 | 0 | 1500.03 | 0 | 1500.03 | 0 | 0 | 1500.03 | 0 | 0 | 0 | 0 | 1970.2 | 0 | 0 | 0 | 0 | 1970.2 | 0 | 0 | 0 | 0 | 0
| Offshore_Wind | MW | 0 | 0 | 0 | 0 | 0 | 0 | 0 | 0 | 0 | 0 | 0 | 120 | 0 | 195 | 0 | 195.01 | 0 | 1707.57 | 0 | 0 | 1728.08 | 0 | 0 | 0 | 0 | 1728.08 | 0 | 0 | 0 | 0 | 1728.08 | 0 | 0 | 0 | 0 | 0
| Pumped_Hydro | MW | 0 | 0 | 0 | 0 | 0 | 0 | 0 | 0 | 0 | 0 | 0 | 196 | 0 | 1000 | 0 | 1000.28 | 0 | 1000.28 | 0 | 0 | 1000.28 | 0 | 0 | 0 | 0 | 1000.28 | 0 | 0 | 0 | 0 | 1000.28 | 0 | 0 | 0 | 0 | 0
| Li_Battery | MW | 0 | 0 | 0 | 0 | 0 | 0 | 0 | 2556.6 | 4595.53 | 9803.39 | 11309.1 | 11309.11 | 0 | 12070.1 | 0 | 12386.5 | 0 | 13562.64 | 0 | 0 | 17639.82 | 0 | 0 | 0 | 0 | 28520.31 | 0 | 0 | 0 | 0 | 40698.04 | 0 | 0 | 0 | 0 | 0
| BTM_Li_Battery | MW | 0 | 0 | 0 | 0 | 0 | 0 | 0 | 7.9 | 7.9 | 7.9 | 7.9 | 7.9 | 0 | 7.9 | 0 | 7.9 | 0 | 7.9 | 0 | 0 | 7.9 | 0 | 0 | 0 | 0 | 7.9 | 0 | 0 | 0 | 0 | 7.9 | 0 | 0 | 0 | 0 | 0
| Flow_Battery | MW | 0 | 0 | 0 | 0 | 0 | 0 | 0 | 0.04 | 0.07 | 0.12 | 0.12 | 0.12 | 0 | 0.13 | 0 | 0.13 | 0 | 0.13 | 0 | 0 | 0.13 | 0 | 0 | 0 | 0 | 0.13 | 0 | 0 | 0 | 0 | 0.13 | 0 | 0 | 0 | 0 | 0
| Hydrogen_Electrolysis | MW | 0 | 0 | 0 | 0 | 0 | 0 | 0 | 0 | 0 | 0 | 0 | 0 | 0 | 0 | 0 | 0 | 0 | 0 | 0 | 0 | 0 | 0 | 0 | 0 | 0 | 0 | 0 | 0 | 0 | 0 | 0 | 0 | 0 | 0 | 0 | 0
| Flexible_Load | MW | 0 | 0 | 0 | 0 | 0 | 0 | 0 | 0 | 0 | 0 | 0 | 0 | 0 | 0 | 0 | 0 | 0 | 0 | 0 | 0 | 0 | 0 | 0 | 0 | 0 | 0 | 0 | 0 | 0 | 0 | 0 | 0 | 0 | 0 | 0 | 0
Baseline Resources by Technology
| Technology | Unit | 2015 | 2016 | 2017 | 2018 | 2019 | 2020 | 2021 | 2022 | 2023 | 2024 | 2025 | 2026 | 2027 | 2028 | 2029 | 2030 | 2031 | 2032 | 2033 | 2034 | 2035 | 2036 | 2037 | 2038 | 2039 | 2040 | 2041 | 2042 | 2043 | 2044 | 2045 | 2046 | 2047 | 2048 | 2049 | 2050
| CAISO_ST | MW | 0 | 0 | 0 | 0 | 0 | 0 | 0 | 2882.89 | 2882.89 | 0 | 0 | 0 | 0 | 0 | 0 | 0 | 0 | 0 | 0 | 0 | 0 | 0 | 0 | 0 | 0 | 0 | 0 | 0 | 0 | 0 | 0 | 0 | 0 | 0 | 0 | 0
| CAISO_CCGT1 | MW | 0 | 0 | 0 | 0 | 0 | 0 | 0 | 13449.12 | 13449.12 | 13449.12 | 13449.12 | 13499.52 | 0 | 13499.52 | 0 | 13499.52 | 0 | 13499.52 | 0 | 0 | 13499.52 | 0 | 0 | 0 | 0 | 13499.52 | 0 | 0 | 0 | 0 | 13499.52 | 0 | 0 | 0 | 0 | 0
| CAISO_CCGT2 | MW | 0 | 0 | 0 | 0 | 0 | 0 | 0 | 2921.22 | 2921.22 | 2921.22 | 2921.22 | 2921.22 | 0 | 2921.22 | 0 | 2921.22 | 0 | 2921.22 | 0 | 0 | 2921.22 | 0 | 0 | 0 | 0 | 2921.22 | 0 | 0 | 0 | 0 | 2921.22 | 0 | 0 | 0 | 0 | 0
| CAISO_Peaker1 | MW | 0 | 0 | 0 | 0 | 0 | 0 | 0 | 4995.92 | 4995.92 | 4995.92 | 4940.72 | 4940.72 | 0 | 4940.72 | 0 | 4940.72 | 0 | 4940.72 | 0 | 0 | 4940.72 | 0 | 0 | 0 | 0 | 4940.72 | 0 | 0 | 0 | 0 | 4940.72 | 0 | 0 | 0 | 0 | 0
| CAISO_Peaker2 | MW | 0 | 0 | 0 | 0 | 0 | 0 | 0 | 3462.64 | 3462.64 | 3462.64 | 3225.12 | 3125.37 | 0 | 3125.37 | 0 | 3125.37 | 0 | 3125.37 | 0 | 0 | 3125.37 | 0 | 0 | 0 | 0 | 3125.37 | 0 | 0 | 0 | 0 | 3125.37 | 0 | 0 | 0 | 0 | 0
| CAISO_Advanced_CCGT | MW | 0 | 0 | 0 | 0 | 0 | 0 | 0 | 0 | 0 | 0 | 0 | 0 | 0 | 0 | 0 | 0 | 0 | 0 | 0 | 0 | 0 | 0 | 0 | 0 | 0 | 0 | 0 | 0 | 0 | 0 | 0 | 0 | 0 | 0 | 0 | 0
| CAISO_Aero_CT | MW | 0 | 0 | 0 | 0 | 0 | 0 | 0 | 0 | 0 | 0 | 0 | 0 | 0 | 0 | 0 | 0 | 0 | 0 | 0 | 0 | 0 | 0 | 0 | 0 | 0 | 0 | 0 | 0 | 0 | 0 | 0 | 0 | 0 | 0 | 0 | 0
| CAISO_Reciprocating_Engine | MW | 0 | 0 | 0 | 0 | 0 | 0 | 0 | 255.3 | 255.3 | 255.3 | 255.3 | 255.3 | 0 | 255.3 | 0 | 255.3 | 0 | 255.3 | 0 | 0 | 255.3 | 0 | 0 | 0 | 0 | 255.3 | 0 | 0 | 0 | 0 | 255.3 | 0 | 0 | 0 | 0 | 0
| CAISO_CHP | MW | 0 | 0 | 0 | 0 | 0 | 0 | 0 | 2194.79 | 2155.54 | 2107.34 | 1997.4 | 1892.1 | 0 | 1892.1 | 0 | 1892.1 | 0 | 1513.68 | 0 | 0 | 946.05 | 0 | 0 | 0 | 0 | 0 | 0 | 0 | 0 | 0 | 0 | 0 | 0 | 0 | 0 | 0
| CAISO_Coal | MW | 0 | 0 | 0 | 0 | 0 | 0 | 0 | 480 | 480 | 480 | 0 | 0 | 0 | 0 | 0 | 0 | 0 | 0 | 0 | 0 | 0 | 0 | 0 | 0 | 0 | 0 | 0 | 0 | 0 | 0 | 0 | 0 | 0 | 0 | 0 | 0
| CAISO_Nuclear | MW | 0 | 0 | 0 | 0 | 0 | 0 | 0 | 2935 | 2935 | 1785 | 635 | 635 | 0 | 635 | 0 | 635 | 0 | 635 | 0 | 0 | 635 | 0 | 0 | 0 | 0 | 635 | 0 | 0 | 0 | 0 | 635 | 0 | 0 | 0 | 0 | 0
| Hydro | MW | 0 | 0 | 0 | 0 | 0 | 0 | 0 | 7073.36 | 7073.36 | 7073.36 | 7073.36 | 7073.36 | 0 | 7073.36 | 0 | 7072.77 | 0 | 7072.77 | 0 | 0 | 7072.77 | 0 | 0 | 0 | 0 | 7072.77 | 0 | 0 | 0 | 0 | 7072.77 | 0 | 0 | 0 | 0 | 0
| Hydro_NW_CAISO | MW | 0 | 0 | 0 | 0 | 0 | 0 | 0 | 2851.77 | 2851.77 | 2851.77 | 2851.77 | 2851.77 | 0 | 2851.77 | 0 | 2851.77 | 0 | 2851.77 | 0 | 0 | 2851.77 | 0 | 0 | 0 | 0 | 2851.77 | 0 | 0 | 0 | 0 | 2851.77 | 0 | 0 | 0 | 0 | 0
| CAISO_Conventional_DR | MW | 0 | 0 | 0 | 0 | 0 | 0 | 0 | 2195.45 | 2195.45 | 2195.45 | 2195.45 | 2195.45 | 0 | 2195.45 | 0 | 2195.45 | 0 | 2195.45 | 0 | 0 | 2195.45 | 0 | 0 | 0 | 0 | 2195.45 | 0 | 0 | 0 | 0 | 2195.45 | 0 | 0 | 0 | 0 | 0
| Customer_PV | MW | 0 | 0 | 0 | 0 | 0 | 0 | 0 | 12710.97 | 13991.86 | 15256.98 | 16483.22 | 17636.07 | 0 | 19753.25 | 0 | 21705.79 | 0 | 23794.82 | 0 | 0 | 26928.37 | 0 | 0 | 0 | 0 | 32150.94 | 0 | 0 | 0 | 0 | 37373.52 | 0 | 0 | 0 | 0 | 0
| Solar | MW | 0 | 0 | 0 | 0 | 0 | 0 | 0 | 15754.19 | 16416.79 | 16416.79 | 16416.79 | 16416.79 | 0 | 16416.79 | 0 | 16416.79 | 0 | 16416.79 | 0 | 0 | 16416.79 | 0 | 0 | 0 | 0 | 16416.79 | 0 | 0 | 0 | 0 | 16416.79 | 0 | 0 | 0 | 0 | 0
| Geothermal | MW | 0 | 0 | 0 | 0 | 0 | 0 | 0 | 1587.44 | 1587.44 | 1587.44 | 1587.44 | 1587.44 | 0 | 1587.44 | 0 | 1587.44 | 0 | 1587.44 | 0 | 0 | 1587.44 | 0 | 0 | 0 | 0 | 1587.44 | 0 | 0 | 0 | 0 | 1587.44 | 0 | 0 | 0 | 0 | 0
| Biomass | MW | 0 | 0 | 0 | 0 | 0 | 0 | 0 | 809.62 | 809.62 | 809.62 | 809.62 | 809.62 | 0 | 809.62 | 0 | 807.72 | 0 | 807.72 | 0 | 0 | 807.72 | 0 | 0 | 0 | 0 | 807.72 | 0 | 0 | 0 | 0 | 807.72 | 0 | 0 | 0 | 0 | 0
| Small_Hydro | MW | 0 | 0 | 0 | 0 | 0 | 0 | 0 | 958.33 | 958.33 | 958.33 | 958.33 | 958.33 | 0 | 958.33 | 0 | 958.33 | 0 | 958.33 | 0 | 0 | 958.33 | 0 | 0 | 0 | 0 | 958.33 | 0 | 0 | 0 | 0 | 958.33 | 0 | 0 | 0 | 0 | 0
| Wind | MW | 0 | 0 | 0 | 0 | 0 | 0 | 0 | 6970.12 | 6970.12 | 6970.12 | 6970.12 | 6970.12 | 0 | 6970.12 | 0 | 6970.12 | 0 | 6970.12 | 0 | 0 | 6970.12 | 0 | 0 | 0 | 0 | 6970.12 | 0 | 0 | 0 | 0 | 6970.12 | 0 | 0 | 0 | 0 | 0
| Wind OOS New Tx | MW | 0 | 0 | 0 | 0 | 0 | 0 | 0 | 0 | 0 | 0 | 0 | 0 | 0 | 0 | 0 | 0 | 0 | 0 | 0 | 0 | 0 | 0 | 0 | 0 | 0 | 0 | 0 | 0 | 0 | 0 | 0 | 0 | 0 | 0 | 0 | 0
| Offshore_Wind | MW | 0 | 0 | 0 | 0 | 0 | 0 | 0 | 0 | 0 | 0 | 0 | 0 | 0 | 0 | 0 | 0 | 0 | 0 | 0 | 0 | 0 | 0 | 0 | 0 | 0 | 0 | 0 | 0 | 0 | 0 | 0 | 0 | 0 | 0 | 0 | 0
| Pumped_Hydro | MW | 0 | 0 | 0 | 0 | 0 | 0 | 0 | 1898.5 | 1898.5 | 1898.5 | 1898.5 | 1898.5 | 0 | 1898.5 | 0 | 1898.5 | 0 | 1898.5 | 0 | 0 | 1898.5 | 0 | 0 | 0 | 0 | 1898.5 | 0 | 0 | 0 | 0 | 1898.5 | 0 | 0 | 0 | 0 | 0
| Li_Battery | MW | 0 | 0 | 0 | 0 | 0 | 0 | 0 | 1737.74 | 1905.74 | 1987.24 | 1987.24 | 1987.24 | 0 | 1987.24 | 0 | 1987.24 | 0 | 1987.24 | 0 | 0 | 1987.24 | 0 | 0 | 0 | 0 | 1987.24 | 0 | 0 | 0 | 0 | 1987.24 | 0 | 0 | 0 | 0 | 0
| BTM_Li_Battery | MW | 0 | 0 | 0 | 0 | 0 | 0 | 0 | 858 | 1054.2 | 1256.65 | 1465.13 | 1679.23 | 0 | 2122.61 | 0 | 2584.2 | 0 | 2584.2 | 0 | 0 | 2584.2 | 0 | 0 | 0 | 0 | 2584.2 | 0 | 0 | 0 | 0 | 2584.2 | 0 | 0 | 0 | 0 | 0
| Flow_Battery | MW | [5 empty] | 0 | 0 | -0.04 | -0.07 | -0.12 | -0.12 | -0.12 | 0 | -0.13 | 0 | -0.13 | 0 | -0.13 | 0 | 0 | -0.13 | 0 | 0 | 0 | 0 | -0.13 | 0 | 0 | 0 | 0 | -0.13 | 0 | 0 | 0 | 0 | 0
| Hydrogen_Electrolysis | MW | 0 | 0 | 0 | 0 | 0 | 0 | 0 | 0 | 0 | 0 | 0 | 0 | 0 | 0 | 0 | 0 | 0 | 0 | 0 | 0 | 0 | 0 | 0 | 0 | 0 | 0 | 0 | 0 | 0 | 0 | 0 | 0 | 0 | 0 | 0 | 0
| Flexible_Load | MW | 0 | 0 | 0 | 0 | 0 | 0 | 0 | 0 | 0 | 0 | 0 | 0 | 0 | 0 | 0 | 0 | 0 | 0 | 0 | 0 | 0 | 0 | 0 | 0 | 0 | 0 | 0 | 0 | 0 | 0 | 0 | 0 | 0 | 0 | 0 | 0
CAISO Energy Balance
Note: this rolls up all resources balanced in the CAISO zone, including resources that are contracted to other zones, e.g. BANC.
It does not include resources that are contracted to CAISO but balanced in another zone, except Hydro NW CAISO
Generation by Technology
| Technology | Unit | 2015 | 2016 | 2017 | 2018 | 2019 | 2020 | 2021 | 2022 | 2023 | 2024 | 2025 | 2026 | 2027 | 2028 | 2029 | 2030 | 2031 | 2032 | 2033 | 2034 | 2035 | 2036 | 2037 | 2038 | 2039 | 2040 | 2041 | 2042 | 2043 | 2044 | 2045 | 2046 | 2047 | 2048 | 2049 | 2050
| CAISO_ST | GWh | 0 | 0 | 0 | 0 | 0 | 0 | 0 | 1.1662 | 1.1135 | 0 | 0 | 0 | 0 | 0 | 0 | 0 | 0 | 0 | 0 | 0 | 0 | 0 | 0 | 0 | 0 | 0 | 0 | 0 | 0 | 0 | 0 | 0 | 0 | 0 | 0 | 0
| CAISO_CCGT1 | GWh | 0 | 0 | 0 | 0 | 0 | 0 | 0 | 50069.7118 | 43129.3884 | 48230.4278 | 45875.0314 | 46259.6714 | 0 | 39835.3708 | 0 | 32108.8655 | 0 | 30911.0226 | 0 | 0 | 31684.6998 | 0 | 0 | 0 | 0 | 31366.9067 | 0 | 0 | 0 | 0 | 24840.1234 | 0 | 0 | 0 | 0 | 0
| CAISO_CCGT2 | GWh | 0 | 0 | 0 | 0 | 0 | 0 | 0 | 2.3828 | 2.2641 | 2.3283 | 2.3604 | 1.6676 | 0 | 1.2909 | 0 | 1.0154 | 0 | 0.68021 | 0 | 0 | 0.45912 | 0 | 0 | 0 | 0 | 0.39951 | 0 | 0 | 0 | 0 | 0.070391 | 0 | 0 | 0 | 0 | 0
| CAISO_Peaker1 | GWh | 0 | 0 | 0 | 0 | 0 | 0 | 0 | 432.3151 | 271.3619 | 3.5153 | 1.1465 | 0.86317 | 0 | 0.60042 | 0 | 0.50159 | 0 | 0.34757 | 0 | 0 | 0.23555 | 0 | 0 | 0 | 0 | 0.19026 | 0 | 0 | 0 | 0 | 0.028302 | 0 | 0 | 0 | 0 | 0
| CAISO_Peaker2 | GWh | 0 | 0 | 0 | 0 | 0 | 0 | 0 | 0.49799 | 0.50482 | 0.53278 | 0.55935 | 0.40057 | 0 | 0.31148 | 0 | 0.24926 | 0 | 0.16929 | 0 | 0 | 0.11753 | 0 | 0 | 0 | 0 | 0.099668 | 0 | 0 | 0 | 0 | 0.0085453 | 0 | 0 | 0 | 0 | 0
| CAISO_Advanced_CCGT | GWh | 0 | 0 | 0 | 0 | 0 | 0 | 0 | 0 | 0 | 0 | 0 | 0 | 0 | 1.6702 | 0 | 1.5745 | 0 | 1.5535 | 0 | 0 | 1.5491 | 0 | 0 | 0 | 0 | 1.4867 | 0 | 0 | 0 | 0 | 3126.6913 | 0 | 0 | 0 | 0 | 0
| CAISO_Aero_CT | GWh | 0 | 0 | 0 | 0 | 0 | 0 | 0 | 0 | 0 | 0 | 0 | 0 | 0 | 0.26473 | 0 | 0.23543 | 0 | 0.19067 | 0 | 0 | 0.14673 | 0 | 0 | 0 | 0 | 0.12569 | 0 | 0 | 0 | 0 | 0.020712 | 0 | 0 | 0 | 0 | 0
| CAISO_Reciprocating_Engine | GWh | 0 | 0 | 0 | 0 | 0 | 0 | 0 | 60.9902 | 47.373 | 9.8927 | 10.4102 | 10.2889 | 0 | 9.5259 | 0 | 12.6193 | 0 | 12.0015 | 0 | 0 | 7.3849 | 0 | 0 | 0 | 0 | 11.1019 | 0 | 0 | 0 | 0 | 0.035493 | 0 | 0 | 0 | 0 | 0
| CAISO_CHP | GWh | 0 | 0 | 0 | 0 | 0 | 0 | 0 | 10401.3161 | 10215.3078 | 9986.8804 | 9465.8478 | 8966.8436 | 0 | 8966.8436 | 0 | 8966.8436 | 0 | 7173.4709 | 0 | 0 | 4483.4078 | 0 | 0 | 0 | 0 | 0 | 0 | 0 | 0 | 0 | 0 | 0 | 0 | 0 | 0 | 0
| CAISO_Coal | GWh | 0 | 0 | 0 | 0 | 0 | 0 | 0 | 2.0867 | 1.6818 | 1.9261 | 0 | 0 | 0 | 0 | 0 | 0 | 0 | 0 | 0 | 0 | 0 | 0 | 0 | 0 | 0 | 0 | 0 | 0 | 0 | 0 | 0 | 0 | 0 | 0 | 0 | 0
| CAISO_Nuclear | GWh | 0 | 0 | 0 | 0 | 0 | 0 | 0 | 23611.1228 | 23611.1228 | 14359.7459 | 5108.369 | 5108.369 | 0 | 5108.369 | 0 | 5108.369 | 0 | 5108.369 | 0 | 0 | 5108.369 | 0 | 0 | 0 | 0 | 5108.369 | 0 | 0 | 0 | 0 | 5108.369 | 0 | 0 | 0 | 0 | 0
| Hydro | GWh | 0 | 0 | 0 | 0 | 0 | 0 | 0 | 18705.762 | 18705.7615 | 18705.7627 | 18705.7645 | 18705.7612 | 0 | 18705.7639 | 0 | 18704.197 | 0 | 18704.1995 | 0 | 0 | 18704.2007 | 0 | 0 | 0 | 0 | 18704.204 | 0 | 0 | 0 | 0 | 18704.1959 | 0 | 0 | 0 | 0 | 0
| Hydro_NW_CAISO | GWh | 0 | 0 | 0 | 0 | 0 | 0 | 0 | 11492.5068 | 11384.1718 | 11429.3951 | 11347.4712 | 11331.2296 | 0 | 11291.1304 | 0 | 11292.6104 | 0 | 11109.3281 | 0 | 0 | 11081.5292 | 0 | 0 | 0 | 0 | 10477.3456 | 0 | 0 | 0 | 0 | 8318.7177 | 0 | 0 | 0 | 0 | 0
| CAISO_Conventional_DR | GWh | 0 | 0 | 0 | 0 | 0 | 0 | 0 | 0 | 0 | 0 | 0 | 0 | 0 | 0 | 0 | 0 | 0 | 0 | 0 | 0 | 0 | 0 | 0 | 0 | 0 | 0 | 0 | 0 | 0 | 0 | 0 | 0 | 0 | 0 | 0 | 0
| Customer_PV | GWh | 0 | 0 | 0 | 0 | 0 | 0 | 0 | 24128.2892 | 26559.7013 | 28961.1994 | 31288.863 | 33477.2421 | 0 | 37496.1202 | 0 | 41202.4926 | 0 | 45167.9457 | 0 | 0 | 51116.1221 | 0 | 0 | 0 | 0 | 61029.7517 | 0 | 0 | 0 | 0 | 70943.3785 | 0 | 0 | 0 | 0 | 0
| Solar | GWh | 0 | 0 | 0 | 0 | 0 | 0 | 0 | 47059.7579 | 57069.8161 | 61224.2652 | 69488.6224 | 69811.8585 | 0 | 70600.0956 | 0 | 77343.7859 | 0 | 84249.5109 | 0 | 0 | 108992.7749 | 0 | 0 | 0 | 0 | 151639.9086 | 0 | 0 | 0 | 0 | 206106.0342 | 0 | 0 | 0 | 0 | 0
| Geothermal | GWh | 0 | 0 | 0 | 0 | 0 | 0 | 0 | 8758.5984 | 9530.3544 | 9530.3544 | 9530.3544 | 10082.0592 | 0 | 17410.6752 | 0 | 17410.6752 | 0 | 17410.6752 | 0 | 0 | 17410.6752 | 0 | 0 | 0 | 0 | 17410.6752 | 0 | 0 | 0 | 0 | 19977.0924 | 0 | 0 | 0 | 0 | 0
| Biomass | GWh | 0 | 0 | 0 | 0 | 0 | 0 | 0 | 4411.0104 | 4642.8876 | 4777.8792 | 4956.5832 | 4956.5832 | 0 | 5157.1872 | 0 | 5147.5512 | 0 | 5147.5512 | 0 | 0 | 5147.5512 | 0 | 0 | 0 | 0 | 5147.5512 | 0 | 0 | 0 | 0 | 5147.6388 | 0 | 0 | 0 | 0 | 0
| Small_Hydro | GWh | 0 | 0 | 0 | 0 | 0 | 0 | 0 | 4257.8856 | 4257.8856 | 4257.8856 | 4257.8856 | 4257.8856 | 0 | 4257.8856 | 0 | 4257.8856 | 0 | 4257.8856 | 0 | 0 | 4257.8856 | 0 | 0 | 0 | 0 | 4257.8856 | 0 | 0 | 0 | 0 | 4257.8856 | 0 | 0 | 0 | 0 | 0
| Wind | GWh | 0 | 0 | 0 | 0 | 0 | 0 | 0 | 21766.9331 | 21584.8053 | 22870.3492 | 26649.6321 | 26723.6532 | 0 | 26636.824 | 0 | 26349.0431 | 0 | 26205.2697 | 0 | 0 | 25858.1129 | 0 | 0 | 0 | 0 | 25280.0581 | 0 | 0 | 0 | 0 | 26910.8312 | 0 | 0 | 0 | 0 | 0
| Wind OOS New Tx | GWh | 0 | 0 | 0 | 0 | 0 | 0 | 0 | 0 | 0 | 0 | 0 | 0.093445 | 0 | 0.16735 | 0 | 5679.4821 | 0 | 5646.8905 | 0 | 0 | 5621.9965 | 0 | 0 | 0 | 0 | 7303.6156 | 0 | 0 | 0 | 0 | 6913.8358 | 0 | 0 | 0 | 0 | 0
| Offshore_Wind | GWh | 0 | 0 | 0 | 0 | 0 | 0 | 0 | 0 | 0 | 0 | 0 | 494.3693 | 0 | 800.7547 | 0 | 811.4309 | 0 | 7116.4106 | 0 | 0 | 7182.9908 | 0 | 0 | 0 | 0 | 7070.6986 | 0 | 0 | 0 | 0 | 6647.0793 | 0 | 0 | 0 | 0 | 0
| Pumped_Hydro | GWh | 0 | 0 | 0 | 0 | 0 | 0 | 0 | -517.8546 | -691.1165 | -454.3113 | -597.1637 | -710.4835 | 0 | -1103.0331 | 0 | -1521.0451 | 0 | -1631.0897 | 0 | 0 | -1595.8426 | 0 | 0 | 0 | 0 | -1471.0228 | 0 | 0 | 0 | 0 | -1624.003 | 0 | 0 | 0 | 0 | 0
| Li_Battery | GWh | 0 | 0 | 0 | 0 | 0 | 0 | 0 | -910.1094 | -1584.0564 | -2628.773 | -3142.1376 | -3151.8698 | 0 | -3367.9463 | 0 | -3598.2654 | 0 | -4178.3638 | 0 | 0 | -6783.5773 | 0 | 0 | 0 | 0 | -11906.9593 | 0 | 0 | 0 | 0 | -18948.138 | 0 | 0 | 0 | 0 | 0
| BTM_Li_Battery | GWh | 0 | 0 | 0 | 0 | 0 | 0 | 0 | -127.4282 | -177.5458 | -189.4584 | -237.2406 | -267.4887 | 0 | -340.3653 | 0 | -435.4095 | 0 | -462.8576 | 0 | 0 | -484.5216 | 0 | 0 | 0 | 0 | -533.4859 | 0 | 0 | 0 | 0 | -698.6472 | 0 | 0 | 0 | 0 | 0
| Flow_Battery | GWh | 0 | 0 | 0 | 0 | 0 | 0 | 0 | -0.075472 | -0.082461 | -0.1685 | -0.17129 | -0.14117 | 0 | -0.13398 | 0 | -0.13204 | 0 | -0.12508 | 0 | 0 | -0.11129 | 0 | 0 | 0 | 0 | -0.10219 | 0 | 0 | 0 | 0 | -0.092689 | 0 | 0 | 0 | 0 | 0
| Imports (unspecified) | GWh | 0 | 0 | 0 | 0 | 0 | 0 | 0 | 18936.6982 | 21262.8223 | 21689.0169 | 23722.1768 | 24011.4912 | 0 | 24402.5774 | 0 | 24668.2604 | 0 | 23535.7232 | 0 | 0 | 19890.8947 | 0 | 0 | 0 | 0 | 15369.1863 | 0 | 0 | 0 | 0 | 3631.8028 | 0 | 0 | 0 | 0 | 0
| Exports | GWh | 0 | 0 | 0 | 0 | 0 | 0 | 0 | -2566.8973 | -3705.8961 | -2772.33 | -3269.4993 | -3977.9887 | 0 | -4902.6751 | 0 | -7067.8092 | 0 | -8902.5777 | 0 | 0 | -9040.0296 | 0 | 0 | 0 | 0 | -12100.7151 | 0 | 0 | 0 | 0 | -21392.4829 | 0 | 0 | 0 | 0 | 0
| Total Curtailment | GWh | 0 | 0 | 0 | 0 | 0 | 0 | 0 | -1470.8382 | -2838.1891 | -1307.5113 | -2532.5198 | -2206.143 | 0 | -2682.2518 | 0 | -4859.4368 | 0 | -7310.7398 | 0 | 0 | -10217.083 | 0 | 0 | 0 | 0 | -15489.7377 | 0 | 0 | 0 | 0 | -42655.1613 | 0 | 0 | 0 | 0 | 0
| Load | GWh | 0 | 0 | 0 | 0 | 0 | 0 | 0 | 238999.0063 | 245080.9701 | 249400.5902 | 252484.1977 | 255344.0258 | 0 | 260112.9323 | 0 | 265131.851 | 0 | 274919.5186 | 0 | 0 | 295851.6159 | 0 | 0 | 0 | 0 | 330738.4153 | 0 | 0 | 0 | 0 | 363495.3387 | 0 | 0 | 0 | 0 | 0
| Supply-Side Load | GWh | 0 | 0 | 0 | 0 | 0 | 0 | 0 | 214743.2888 | 218343.723 | 220249.9325 | 220958.0942 | 221599.2951 | 0 | 222276.4468 | 0 | 223493.9489 | 0 | 229288.7153 | 0 | 0 | 244250.9722 | 0 | 0 | 0 | 0 | 269175.1776 | 0 | 0 | 0 | 0 | 291853.313 | 0 | 0 | 0 | 0 | 0
| Net Imports | GWh | 0 | 0 | 0 | 0 | 0 | 0 | 0 | 16369.8009 | 17556.9262 | 18916.6868 | 20452.6775 | 20033.5024 | 0 | 19499.9023 | 0 | 17600.4512 | 0 | 14633.1454 | 0 | 0 | 10850.8651 | 0 | 0 | 0 | 0 | 3268.4712 | 0 | 0 | 0 | 0 | -17760.6801 | 0 | 0 | 0 | 0 | 0
| Load Plus Exports | GWh | 0 | 0 | 0 | 0 | 0 | 0 | 0 | 241565.9036 | 248786.8662 | 252172.9203 | 255753.6971 | 259322.0146 | 0 | 265015.6074 | 0 | 272199.6602 | 0 | 283822.0964 | 0 | 0 | 304891.6455 | 0 | 0 | 0 | 0 | 342839.1303 | 0 | 0 | 0 | 0 | 384887.8216 | 0 | 0 | 0 | 0 | 0
| Sum of Supply | GWh | 0 | 0 | 0 | 0 | 0 | 0 | 0 | 239976.6662 | 246119.6267 | 249996.3155 | 253164.8653 | 256092.3588 | 0 | 260969.2748 | 0 | 266445.0266 | 0 | 276584.1815 | 0 | 0 | 298647.021 | 0 | 0 | 0 | 0 | 334167.2746 | 0 | 0 | 0 | 0 | 367970.4757 | 0 | 0 | 0 | 0 | 0
| Sub-Hourly Imbalance | GWh | 0 | 0 | 0 | 0 | 0 | 0 | 0 | 331.7604 | 349.0824 | 366.4167 | 383.7633 | 401.1015 | 0 | 435.7845 | 0 | 470.4907 | 0 | 505.1707 | 0 | 0 | 557.2161 | 0 | 0 | 0 | 0 | 643.9539 | 0 | 0 | 0 | 0 | 730.7614 | 0 | 0 | 0 | 0 | 0
| Pipeline Biogas Generation (included in gas generation above) | GWh | 0 | 0 | 0 | 0 | 0 | 0 | 0 | 0 | 0 | 0 | 0 | 0 | 0 | 0 | 0 | 0 | 0 | 0 | 0 | 0 | 0 | 0 | 0 | 0 | 0 | 0 | 0 | 0 | 0 | 0 | 0 | 0 | 0 | 0 | 0 | 0
Aggregated Energy Balance
| CHP | GWh | 0 | 0 | 0 | 0 | 0 | 0 | 0 | 10401.3161 | 10215.3078 | 9986.8804 | 9465.8478 | 8966.8436 | 0 | 8966.8436 | 0 | 8966.8436 | 0 | 7173.4709 | 0 | 0 | 4483.4078 | 0 | 0 | 0 | 0 | 0 | 0 | 0 | 0 | 0 | 0 | 0 | 0 | 0 | 0 | 0
| Nuclear | GWh | 0 | 0 | 0 | 0 | 0 | 0 | 0 | 23611.1228 | 23611.1228 | 14359.7459 | 5108.369 | 5108.369 | 0 | 5108.369 | 0 | 5108.369 | 0 | 5108.369 | 0 | 0 | 5108.369 | 0 | 0 | 0 | 0 | 5108.369 | 0 | 0 | 0 | 0 | 5108.369 | 0 | 0 | 0 | 0 | 0
| Hydro | GWh | 0 | 0 | 0 | 0 | 0 | 0 | 0 | 18705.762 | 18705.7615 | 18705.7627 | 18705.7645 | 18705.7612 | 0 | 18705.7639 | 0 | 18704.197 | 0 | 18704.1995 | 0 | 0 | 18704.2007 | 0 | 0 | 0 | 0 | 18704.204 | 0 | 0 | 0 | 0 | 18704.1959 | 0 | 0 | 0 | 0 | 0
| Hydro_NW_CAISO | GWh | 0 | 0 | 0 | 0 | 0 | 0 | 0 | 11492.5068 | 11384.1718 | 11429.3951 | 11347.4712 | 11331.2296 | 0 | 11291.1304 | 0 | 11292.6104 | 0 | 11109.3281 | 0 | 0 | 11081.5292 | 0 | 0 | 0 | 0 | 10477.3456 | 0 | 0 | 0 | 0 | 8318.7177 | 0 | 0 | 0 | 0 | 0
| Gas | GWh | 0 | 0 | 0 | 0 | 0 | 0 | 0 | 50567.064 | 43452.0058 | 48246.6969 | 45889.5078 | 46272.8916 | 0 | 39849.0344 | 0 | 32125.061 | 0 | 30925.9654 | 0 | 0 | 31694.5928 | 0 | 0 | 0 | 0 | 31380.3104 | 0 | 0 | 0 | 0 | 27966.9782 | 0 | 0 | 0 | 0 | 0
| Coal | GWh | 0 | 0 | 0 | 0 | 0 | 0 | 0 | 2.0867 | 1.6818 | 1.9261 | 0 | 0 | 0 | 0 | 0 | 0 | 0 | 0 | 0 | 0 | 0 | 0 | 0 | 0 | 0 | 0 | 0 | 0 | 0 | 0 | 0 | 0 | 0 | 0 | 0 | 0
| Pipeline Biogas | GWh | 0 | 0 | 0 | 0 | 0 | 0 | 0 | 0 | 0 | 0 | 0 | 0 | 0 | 0 | 0 | 0 | 0 | 0 | 0 | 0 | 0 | 0 | 0 | 0 | 0 | 0 | 0 | 0 | 0 | 0 | 0 | 0 | 0 | 0 | 0 | 0
| Renewables | GWh | 0 | 0 | 0 | 0 | 0 | 0 | 0 | 110382.4746 | 123645.4503 | 131621.9329 | 146171.9407 | 149803.7445 | 0 | 162359.7099 | 0 | 178202.3466 | 0 | 195202.1394 | 0 | 0 | 225588.1093 | 0 | 0 | 0 | 0 | 279140.1447 | 0 | 0 | 0 | 0 | 346903.7758 | 0 | 0 | 0 | 0 | 0
| Storage Losses | GWh | 0 | 0 | 0 | 0 | 0 | 0 | 0 | -1555.4676 | -2452.8012 | -3272.7112 | -3976.7132 | -4129.9831 | 0 | -4811.4787 | 0 | -5554.8521 | 0 | -6272.4362 | 0 | 0 | -8864.0529 | 0 | 0 | 0 | 0 | -13911.5702 | 0 | 0 | 0 | 0 | -21270.8808 | 0 | 0 | 0 | 0 | 0
| Curtailment | GWh | 0 | 0 | 0 | 0 | 0 | 0 | 0 | -1470.8382 | -2838.1891 | -1307.5113 | -2532.5198 | -2206.143 | 0 | -2682.2518 | 0 | -4859.4368 | 0 | -7310.7398 | 0 | 0 | -10217.083 | 0 | 0 | 0 | 0 | -15489.7377 | 0 | 0 | 0 | 0 | -42655.1613 | 0 | 0 | 0 | 0 | 0
| Imports (unspecified) | GWh | 0 | 0 | 0 | 0 | 0 | 0 | 0 | 18936.6982 | 21262.8223 | 21689.0169 | 23722.1768 | 24011.4912 | 0 | 24402.5774 | 0 | 24668.2604 | 0 | 23535.7232 | 0 | 0 | 19890.8947 | 0 | 0 | 0 | 0 | 15369.1863 | 0 | 0 | 0 | 0 | 3631.8028 | 0 | 0 | 0 | 0 | 0
| Exports | GWh | 0 | 0 | 0 | 0 | 0 | 0 | 0 | -2566.8973 | -3705.8961 | -2772.33 | -3269.4993 | -3977.9887 | 0 | -4902.6751 | 0 | -7067.8092 | 0 | -8902.5777 | 0 | 0 | -9040.0296 | 0 | 0 | 0 | 0 | -12100.7151 | 0 | 0 | 0 | 0 | -21392.4829 | 0 | 0 | 0 | 0 | 0
| Load | GWh | 0 | 0 | 0 | 0 | 0 | 0 | 0 | 238999.0063 | 245080.9701 | 249400.5902 | 252484.1977 | 255344.0258 | 0 | 260112.9323 | 0 | 265131.851 | 0 | 274919.5186 | 0 | 0 | 295851.6159 | 0 | 0 | 0 | 0 | 330738.4153 | 0 | 0 | 0 | 0 | 363495.3387 | 0 | 0 | 0 | 0 | 0
Hourly and Sub-Hourly Generation Breakdown
| Technology | Unit | 2015 | 2016 | 2017 | 2018 | 2019 | 2020 | 2021 | 2022 | 2023 | 2024 | 2025 | 2026 | 2027 | 2028 | 2029 | 2030 | 2031 | 2032 | 2033 | 2034 | 2035 | 2036 | 2037 | 2038 | 2039 | 2040 | 2041 | 2042 | 2043 | 2044 | 2045 | 2046 | 2047 | 2048 | 2049 | 2050
| CAISO_CCGT1 | GWh | 0 | 0 | 0 | 0 | 0 | 0 | 0 | 49945.1823 | 43011.8008 | 48138.1358 | 45802.9662 | 46225.5604 | 0 | 39833.9815 | 0 | 32122.5 | 0 | 30917.2388 | 0 | 0 | 31646.8237 | 0 | 0 | 0 | 0 | 31367.124 | 0 | 0 | 0 | 0 | 24814.8831 | 0 | 0 | 0 | 0 | 0
| CAISO_CCGT2 | GWh | 0 | 0 | 0 | 0 | 0 | 0 | 0 | 2.3812 | 2.268 | 2.3327 | 2.3675 | 1.6759 | 0 | 1.2939 | 0 | 1.0166 | 0 | 0.68414 | 0 | 0 | 0.46012 | 0 | 0 | 0 | 0 | 0.40097 | 0 | 0 | 0 | 0 | 0.070554 | 0 | 0 | 0 | 0 | 0
| CAISO_Peaker1 | GWh | 0 | 0 | 0 | 0 | 0 | 0 | 0 | 369.7322 | 238.8829 | 3.3114 | 1.1359 | 0.85499 | 0 | 0.59889 | 0 | 0.50114 | 0 | 0.34697 | 0 | 0 | 0.23483 | 0 | 0 | 0 | 0 | 0.19014 | 0 | 0 | 0 | 0 | 0.028302 | 0 | 0 | 0 | 0 | 0
| CAISO_Peaker2 | GWh | 0 | 0 | 0 | 0 | 0 | 0 | 0 | 0.49731 | 0.50408 | 0.53276 | 0.55922 | 0.40014 | 0 | 0.31144 | 0 | 0.24918 | 0 | 0.16934 | 0 | 0 | 0.11758 | 0 | 0 | 0 | 0 | 0.099683 | 0 | 0 | 0 | 0 | 0.0085453 | 0 | 0 | 0 | 0 | 0
| CAISO_Advanced_CCGT | GWh | 0 | 0 | 0 | 0 | 0 | 0 | 0 | 0 | 0 | 0 | 0 | 0 | 0 | 1.6989 | 0 | 1.5929 | 0 | 1.5643 | 0 | 0 | 1.5593 | 0 | 0 | 0 | 0 | 1.4919 | 0 | 0 | 0 | 0 | 3127.1398 | 0 | 0 | 0 | 0 | 0
| CAISO_Aero_CT | GWh | 0 | 0 | 0 | 0 | 0 | 0 | 0 | 0 | 0 | 0 | 0 | 0 | 0 | 0.26473 | 0 | 0.23543 | 0 | 0.19067 | 0 | 0 | 0.14673 | 0 | 0 | 0 | 0 | 0.12569 | 0 | 0 | 0 | 0 | 0.020712 | 0 | 0 | 0 | 0 | 0
| CAISO_Reciprocating_Engine | GWh | 0 | 0 | 0 | 0 | 0 | 0 | 0 | 34.7592 | 28.2757 | 6.7825 | 7.2387 | 7.0493 | 0 | 6.4263 | 0 | 8.4439 | 0 | 7.6191 | 0 | 0 | 4.9085 | 0 | 0 | 0 | 0 | 5.8415 | 0 | 0 | 0 | 0 | 0.031817 | 0 | 0 | 0 | 0 | 0
| CAISO_ST | GWh | 0 | 0 | 0 | 0 | 0 | 0 | 0 | 1.1677 | 1.1175 | 0 | 0 | 0 | 0 | 0 | 0 | 0 | 0 | 0 | 0 | 0 | 0 | 0 | 0 | 0 | 0 | 0 | 0 | 0 | 0 | 0 | 0 | 0 | 0 | 0 | 0 | 0
| Li_Battery | GWh | 0 | 0 | 0 | 0 | 0 | 0 | 0 | -652.4288 | -1424.2492 | -2302.9824 | -2800.4515 | -2841.5585 | 0 | -3194.5336 | 0 | -3668.2947 | 0 | -4648.4531 | 0 | 0 | -8576.6424 | 0 | 0 | 0 | 0 | -14725.601 | 0 | 0 | 0 | 0 | -22729.4483 | 0 | 0 | 0 | 0 | 0
| BTM_Li_Battery | GWh | 0 | 0 | 0 | 0 | 0 | 0 | 0 | -127.4282 | -177.5458 | -189.4584 | -237.2406 | -267.4887 | 0 | -340.3653 | 0 | -435.4095 | 0 | -462.8576 | 0 | 0 | -484.5216 | 0 | 0 | 0 | 0 | -533.4859 | 0 | 0 | 0 | 0 | -698.6472 | 0 | 0 | 0 | 0 | 0
| Flow_Battery | GWh | 0 | 0 | 0 | 0 | 0 | 0 | 0 | -0.070196 | -0.082172 | -0.13805 | -0.14116 | -0.11587 | 0 | -0.10529 | 0 | -0.10862 | 0 | -0.10685 | 0 | 0 | -0.093483 | 0 | 0 | 0 | 0 | -0.092699 | 0 | 0 | 0 | 0 | -0.07789 | 0 | 0 | 0 | 0 | 0
| Pumped_Hydro | GWh | 0 | 0 | 0 | 0 | 0 | 0 | 0 | -613.5492 | -821.8742 | -499.5983 | -716.3712 | -870.0541 | 0 | -1309.2963 | 0 | -1911.7448 | 0 | -2036.6026 | 0 | 0 | -1926.2252 | 0 | 0 | 0 | 0 | -1587.3912 | 0 | 0 | 0 | 0 | -1885.2173 | 0 | 0 | 0 | 0 | 0
| Hydro | GWh | 0 | 0 | 0 | 0 | 0 | 0 | 0 | 17779.4606 | 17807.8086 | 17926.0268 | 17878.8895 | 17844.6309 | 0 | 17887.0916 | 0 | 17842.078 | 0 | 17913.002 | 0 | 0 | 18072.3574 | 0 | 0 | 0 | 0 | 18215.171 | 0 | 0 | 0 | 0 | 18296.2333 | 0 | 0 | 0 | 0 | 0
| CAISO_CCGT1 | GWh | 0 | 0 | 0 | 0 | 0 | 0 | 0 | 124.5295 | 117.5876 | 92.292 | 72.0651 | 34.111 | 0 | 1.3893 | 0 | -13.6344 | 0 | -6.2162 | 0 | 0 | 37.8761 | 0 | 0 | 0 | 0 | -0.21732 | 0 | 0 | 0 | 0 | 25.2403 | 0 | 0 | 0 | 0 | 0
| CAISO_CCGT2 | GWh | 0 | 0 | 0 | 0 | 0 | 0 | 0 | 0.0016053 | -0.0038796 | -0.0043837 | -0.0070249 | -0.0083173 | 0 | -0.0030074 | 0 | -0.0011792 | 0 | -0.0039235 | 0 | 0 | -0.0010013 | 0 | 0 | 0 | 0 | -0.0014665 | 0 | 0 | 0 | 0 | -0.00016318 | 0 | 0 | 0 | 0 | 0
| CAISO_Peaker1 | GWh | 0 | 0 | 0 | 0 | 0 | 0 | 0 | 62.5829 | 32.479 | 0.2039 | 0.01062 | 0.0081833 | 0 | 0.0015223 | 0 | 0.00045248 | 0 | 0.00059867 | 0 | 0 | 0.00072198 | 0 | 0 | 0 | 0 | 0.00011596 | 0 | 0 | 0 | 0 | 0 | 0 | 0 | 0 | 0 | 0
| CAISO_Peaker2 | GWh | 0 | 0 | 0 | 0 | 0 | 0 | 0 | 0.00068209 | 0.00074229 | 1.1029e-05 | 0.00012307 | 0.0004302 | 0 | 4.6774e-05 | 0 | 7.5233e-05 | 0 | -5.145e-05 | 0 | 0 | -5.1448e-05 | 0 | 0 | 0 | 0 | -1.4859e-05 | 0 | 0 | 0 | 0 | 0 | 0 | 0 | 0 | 0 | 0
| CAISO_Advanced_CCGT | GWh | 0 | 0 | 0 | 0 | 0 | 0 | 0 | 0 | 0 | 0 | 0 | 0 | 0 | -0.028649 | 0 | -0.01838 | 0 | -0.01078 | 0 | 0 | -0.010173 | 0 | 0 | 0 | 0 | -0.0052507 | 0 | 0 | 0 | 0 | -0.44845 | 0 | 0 | 0 | 0 | 0
| CAISO_Aero_CT | GWh | 0 | 0 | 0 | 0 | 0 | 0 | 0 | 0 | 0 | 0 | 0 | 0 | 0 | 0 | 0 | 0 | 0 | 0 | 0 | 0 | 0 | 0 | 0 | 0 | 0 | 0 | 0 | 0 | 0 | 0 | 0 | 0 | 0 | 0 | 0 | 0
| CAISO_Reciprocating_Engine | GWh | 0 | 0 | 0 | 0 | 0 | 0 | 0 | 26.231 | 19.0973 | 3.1102 | 3.1715 | 3.2396 | 0 | 3.0996 | 0 | 4.1754 | 0 | 4.3824 | 0 | 0 | 2.4765 | 0 | 0 | 0 | 0 | 5.2604 | 0 | 0 | 0 | 0 | 0.0036761 | 0 | 0 | 0 | 0 | 0
| CAISO_ST | GWh | 0 | 0 | 0 | 0 | 0 | 0 | 0 | -0.0015247 | -0.0039089 | 0 | 0 | 0 | 0 | 0 | 0 | 0 | 0 | 0 | 0 | 0 | 0 | 0 | 0 | 0 | 0 | 0 | 0 | 0 | 0 | 0 | 0 | 0 | 0 | 0 | 0 | 0
| Li_Battery | GWh | 0 | 0 | 0 | 0 | 0 | 0 | 0 | -257.6806 | -159.8072 | -325.7906 | -341.6861 | -310.3113 | 0 | -173.4126 | 0 | 70.0292 | 0 | 470.0893 | 0 | 0 | 1793.0651 | 0 | 0 | 0 | 0 | 2818.6417 | 0 | 0 | 0 | 0 | 3781.3104 | 0 | 0 | 0 | 0 | 0
| BTM_Li_Battery | GWh | 0 | 0 | 0 | 0 | 0 | 0 | 0 | 0 | 0 | 0 | 0 | 0 | 0 | 0 | 0 | 0 | 0 | 0 | 0 | 0 | 0 | 0 | 0 | 0 | 0 | 0 | 0 | 0 | 0 | 0 | 0 | 0 | 0 | 0 | 0 | 0
| Flow_Battery | GWh | 0 | 0 | 0 | 0 | 0 | 0 | 0 | -0.0052764 | -0.00028928 | -0.030455 | -0.030135 | -0.025295 | 0 | -0.028696 | 0 | -0.023427 | 0 | -0.018227 | 0 | 0 | -0.017808 | 0 | 0 | 0 | 0 | -0.0094863 | 0 | 0 | 0 | 0 | -0.014799 | 0 | 0 | 0 | 0 | 0
| Pumped_Hydro | GWh | 0 | 0 | 0 | 0 | 0 | 0 | 0 | 95.6946 | 130.7577 | 45.287 | 119.2074 | 159.5706 | 0 | 206.2631 | 0 | 390.6997 | 0 | 405.5129 | 0 | 0 | 330.3826 | 0 | 0 | 0 | 0 | 116.3684 | 0 | 0 | 0 | 0 | 261.2144 | 0 | 0 | 0 | 0 | 0
| Hydro | GWh | 0 | 0 | 0 | 0 | 0 | 0 | 0 | 926.3014 | 897.9529 | 779.7359 | 826.875 | 861.1303 | 0 | 818.6723 | 0 | 862.119 | 0 | 791.1974 | 0 | 0 | 631.8432 | 0 | 0 | 0 | 0 | 489.033 | 0 | 0 | 0 | 0 | 407.9626 | 0 | 0 | 0 | 0 | 0
| Subhourly Renewable Curtailment | GWh | 0 | 0 | 0 | 0 | 0 | 0 | 0 | -645.8939 | -688.9776 | -228.3868 | -295.8432 | -346.6136 | 0 | -420.1683 | 0 | -842.8558 | 0 | -1159.7628 | 0 | 0 | -2238.3991 | 0 | 0 | 0 | 0 | -2785.1162 | 0 | 0 | 0 | 0 | -3744.5065 | 0 | 0 | 0 | 0 | 0
| Wind and Solar Generation and Curtailment |  | 2046: 0; 2047: 0; 2048: 0; 2049: 0; 2050: 0
| Technology | Unit | 2015 | 2016 | 2017 | 2018 | 2019 | 2020 | 2021 | 2022 | 2023 | 2024 | 2025 | 2026 | 2027 | 2028 | 2029 | 2030 | 2031 | 2032 | 2033 | 2034 | 2035 | 2036 | 2037 | 2038 | 2039 | 2040 | 2041 | 2042 | 2043 | 2044 | 2045 | 2046 | 2047 | 2048 | 2049 | 2050
| Solar - Utility Scale Generation Potential (pre-curtailment) | GWh | 0 | 0 | 0 | 0 | 0 | 0 | 0 | 47959.5683 | 59110.5894 | 62112.9609 | 71293.0242 | 71328.4154 | 0 | 72470.3809 | 0 | 80846.4531 | 0 | 89735.3332 | 0 | 0 | 116763.6084 | 0 | 0 | 0 | 0 | 163856.8663 | 0 | 0 | 0 | 0 | 242284.2452 | 0 | 0 | 0 | 0 | 0
| Solar - Utility Scale Hourly Curtailment | GWh | 0 | 0 | 0 | 0 | 0 | 0 | 0 | -459.1578 | -1541.0252 | -722.59 | -1590.6449 | -1267.4197 | 0 | -1567.9647 | 0 | -2910.3514 | 0 | -4688.5141 | 0 | 0 | -6115.3026 | 0 | 0 | 0 | 0 | -10010.0153 | 0 | 0 | 0 | 0 | -33041.5181 | 0 | 0 | 0 | 0 | 0
| Solar - Utility Scale Sub-Hourly Curtailment | GWh | 0 | 0 | 0 | 0 | 0 | 0 | 0 | -440.6526 | -499.748 | -166.1057 | -213.7569 | -249.1371 | 0 | -302.3206 | 0 | -592.3159 | 0 | -797.3082 | 0 | 0 | -1655.5309 | 0 | 0 | 0 | 0 | -2206.9424 | 0 | 0 | 0 | 0 | -3136.6929 | 0 | 0 | 0 | 0 | 0
| Solar - Utility Scale Generation (post-curtailment) | GWh | 0 | 0 | 0 | 0 | 0 | 0 | 0 | 47059.7579 | 57069.8161 | 61224.2652 | 69488.6224 | 69811.8585 | 0 | 70600.0956 | 0 | 77343.7859 | 0 | 84249.5109 | 0 | 0 | 108992.7749 | 0 | 0 | 0 | 0 | 151639.9086 | 0 | 0 | 0 | 0 | 206106.0342 | 0 | 0 | 0 | 0 | 0
| Wind Generation Potential (pre-curtailment) | GWh | 0 | 0 | 0 | 0 | 0 | 0 | 0 | 22337.9609 | 22382.2211 | 23289.1647 | 27377.7501 | 27391.4132 | 0 | 27410.1757 | 0 | 33354.4973 | 0 | 33406.977 | 0 | 0 | 33586.3888 | 0 | 0 | 0 | 0 | 35409.6024 | 0 | 0 | 0 | 0 | 39435.1223 | 0 | 0 | 0 | 0 | 0
| Wind Hourly Curtailment | GWh | 0 | 0 | 0 | 0 | 0 | 0 | 0 | -365.7865 | -608.1863 | -356.5345 | -646.0317 | -571.9934 | 0 | -658.8388 | 0 | -1081.6027 | 0 | -1257.9922 | 0 | 0 | -1630.0753 | 0 | 0 | 0 | 0 | -2349.0066 | 0 | 0 | 0 | 0 | -5099.915 | 0 | 0 | 0 | 0 | 0
| Wind Sub-Hourly Curtailment | GWh | 0 | 0 | 0 | 0 | 0 | 0 | 0 | -205.2412 | -189.2296 | -62.2811 | -82.0863 | -95.6732 | 0 | -114.3455 | 0 | -244.3694 | 0 | -296.8246 | 0 | 0 | -476.2041 | 0 | 0 | 0 | 0 | -476.922 | 0 | 0 | 0 | 0 | -510.5403 | 0 | 0 | 0 | 0 | 0
| Wind Generation (post-curtailment) | GWh | 0 | 0 | 0 | 0 | 0 | 0 | 0 | 21766.9331 | 21584.8053 | 22870.3492 | 26649.6321 | 26723.7466 | 0 | 26636.9913 | 0 | 32028.5252 | 0 | 31852.1602 | 0 | 0 | 31480.1094 | 0 | 0 | 0 | 0 | 32583.6737 | 0 | 0 | 0 | 0 | 33824.667 | 0 | 0 | 0 | 0 | 0
| Offshore Wind Generation Potential (pre-curtailment) | GWh | 0 | 0 | 0 | 0 | 0 | 0 | 0 | 0 | 0 | 0 | 0 | 516.2889 | 0 | 839.5369 | 0 | 842.2283 | 0 | 7386.5112 | 0 | 0 | 7522.961 | 0 | 0 | 0 | 0 | 7517.55 | 0 | 0 | 0 | 0 | 7513.5742 | 0 | 0 | 0 | 0 | 0
| Offshore Wind Hourly Curtailment | GWh | 0 | 0 | 0 | 0 | 0 | 0 | 0 | 0 | 0 | 0 | 0 | -20.1163 | 0 | -35.2799 | 0 | -24.6269 | 0 | -204.4706 | 0 | 0 | -233.3059 | 0 | 0 | 0 | 0 | -345.5995 | 0 | 0 | 0 | 0 | -769.2216 | 0 | 0 | 0 | 0 | 0
| Offshore Wind Sub-Hourly Curtailment | GWh | 0 | 0 | 0 | 0 | 0 | 0 | 0 | 0 | 0 | 0 | 0 | -1.8033 | 0 | -3.5022 | 0 | -6.1705 | 0 | -65.63 | 0 | 0 | -106.6642 | 0 | 0 | 0 | 0 | -101.2518 | 0 | 0 | 0 | 0 | -97.2732 | 0 | 0 | 0 | 0 | 0
| Offshore Wind Generation (post-curtailment) | GWh | 0 | 0 | 0 | 0 | 0 | 0 | 0 | 0 | 0 | 0 | 0 | 494.3693 | 0 | 800.7547 | 0 | 811.4309 | 0 | 7116.4106 | 0 | 0 | 7182.9908 | 0 | 0 | 0 | 0 | 7070.6986 | 0 | 0 | 0 | 0 | 6647.0793 | 0 | 0 | 0 | 0 | 0
| Hourly Curtailment Total | GWh | 0 | 0 | 0 | 0 | 0 | 0 | 0 | -824.9443 | -2149.2115 | -1079.1245 | -2236.6766 | -1859.5294 | 0 | -2262.0834 | 0 | -4016.5809 | 0 | -6150.9769 | 0 | 0 | -7978.6839 | 0 | 0 | 0 | 0 | -12704.6215 | 0 | 0 | 0 | 0 | -38910.6548 | 0 | 0 | 0 | 0 | 0
| Total Curtailment (Hourly + Subhourly) | GWh | 0 | 0 | 0 | 0 | 0 | 0 | 0 | -1470.8382 | -2838.1891 | -1307.5113 | -2532.5198 | -2206.143 | 0 | -2682.2518 | 0 | -4859.4368 | 0 | -7310.7398 | 0 | 0 | -10217.083 | 0 | 0 | 0 | 0 | -15489.7377 | 0 | 0 | 0 | 0 | -42655.1613 | 0 | 0 | 0 | 0 | 0
| Total Post-Curtailment Generation | GWh | 0 | 0 | 0 | 0 | 0 | 0 | 0 | 68826.691 | 78654.6214 | 84094.6144 | 96138.2545 | 97029.9745 | 0 | 98037.8417 | 0 | 110183.742 | 0 | 123218.0817 | 0 | 0 | 147655.8751 | 0 | 0 | 0 | 0 | 191294.281 | 0 | 0 | 0 | 0 | 246577.7805 | 0 | 0 | 0 | 0 | 0
Storage Hourly and Subhourly Energy Balance
| Technology | Unit | 2015 | 2016 | 2017 | 2018 | 2019 | 2020 | 2021 | 2022 | 2023 | 2024 | 2025 | 2026 | 2027 | 2028 | 2029 | 2030 | 2031 | 2032 | 2033 | 2034 | 2035 | 2036 | 2037 | 2038 | 2039 | 2040 | 2041 | 2042 | 2043 | 2044 | 2045 | 2046 | 2047 | 2048 | 2049 | 2050
| Pumped_Hydro | net hourly GWh | 0 | 0 | 0 | 0 | 0 | 0 | 0 | -613.5492 | -821.8742 | -499.5983 | -716.3712 | -870.0541 | 0 | -1309.2963 | 0 | -1911.7448 | 0 | -2036.6026 | 0 | 0 | -1926.2252 | 0 | 0 | 0 | 0 | -1587.3912 | 0 | 0 | 0 | 0 | -1885.2173 | 0 | 0 | 0 | 0 | 0
| Li_Battery | net hourly GWh | 0 | 0 | 0 | 0 | 0 | 0 | 0 | -652.4288 | -1424.2492 | -2302.9824 | -2800.4515 | -2841.5585 | 0 | -3194.5336 | 0 | -3668.2947 | 0 | -4648.4531 | 0 | 0 | -8576.6424 | 0 | 0 | 0 | 0 | -14725.601 | 0 | 0 | 0 | 0 | -22729.4483 | 0 | 0 | 0 | 0 | 0
| BTM_Li_Battery | net hourly GWh | 0 | 0 | 0 | 0 | 0 | 0 | 0 | -127.4282 | -177.5458 | -189.4584 | -237.2406 | -267.4887 | 0 | -340.3653 | 0 | -435.4095 | 0 | -462.8576 | 0 | 0 | -484.5216 | 0 | 0 | 0 | 0 | -533.4859 | 0 | 0 | 0 | 0 | -698.6472 | 0 | 0 | 0 | 0 | 0
| Flow_Battery | net hourly GWh | 0 | 0 | 0 | 0 | 0 | 0 | 0 | -0.070196 | -0.082172 | -0.13805 | -0.14116 | -0.11587 | 0 | -0.10529 | 0 | -0.10862 | 0 | -0.10685 | 0 | 0 | -0.093483 | 0 | 0 | 0 | 0 | -0.092699 | 0 | 0 | 0 | 0 | -0.07789 | 0 | 0 | 0 | 0 | 0
| Pumped_Hydro | discharging hourly GWh | 0 | 0 | 0 | 0 | 0 | 0 | 0 | 90276.8293 | 120957.8312 | 74070.2206 | 99748.9577 | 110088.7744 | 0 | 125214.1427 | 0 | 250846.7073 | 0 | 356896.8568 | 0 | 0 | 361046.3083 | 0 | 0 | 0 | 0 | 309688.5873 | 0 | 0 | 0 | 0 | 628289.0239 | 0 | 0 | 0 | 0 | 0
| Li_Battery | discharging hourly GWh | 0 | 0 | 0 | 0 | 0 | 0 | 0 | 2494.438 | 4070.2607 | 5840.0852 | 6659.5353 | 6667.7361 | 0 | 6921.5823 | 0 | 7388.0881 | 0 | 8051.2324 | 0 | 0 | 11841.9106 | 0 | 0 | 0 | 0 | 23080.1664 | 0 | 0 | 0 | 0 | 28051.389 | 0 | 0 | 0 | 0 | 0
| BTM_Li_Battery | discharging hourly GWh | 0 | 0 | 0 | 0 | 0 | 0 | 0 | 722.1107 | 1006.102 | 1073.5963 | 1344.383 | 1515.766 | 0 | 1928.729 | 0 | 2467.3025 | 0 | 2622.8548 | 0 | 0 | 2745.6196 | 0 | 0 | 0 | 0 | 3023.0751 | 0 | 0 | 0 | 0 | 3958.9858 | 0 | 0 | 0 | 0 | 0
| Flow_Battery | discharging hourly GWh | 0 | 0 | 0 | 0 | 0 | 0 | 0 | 0.15709 | 0.20467 | 0.33479 | 0.33856 | 0.28912 | 0 | 0.26829 | 0 | 0.27451 | 0 | 0.26114 | 0 | 0 | 0.23005 | 0 | 0 | 0 | 0 | 0.22641 | 0 | 0 | 0 | 0 | 0.21243 | 0 | 0 | 0 | 0 | 0
| Pumped_Hydro | charging hourly GWh | 0 | 0 | 0 | 0 | 0 | 0 | 0 | 90890.3784 | 121779.7055 | 74569.8188 | 100465.3289 | 110958.8285 | 0 | 126523.439 | 0 | 252758.4521 | 0 | 358933.4593 | 0 | 0 | 362972.5335 | 0 | 0 | 0 | 0 | 311275.9785 | 0 | 0 | 0 | 0 | 630174.2412 | 0 | 0 | 0 | 0 | 0
| Li_Battery | charging hourly GWh | 0 | 0 | 0 | 0 | 0 | 0 | 0 | 3146.8668 | 5494.5099 | 8143.0676 | 9459.9868 | 9509.2946 | 0 | 10116.116 | 0 | 11056.3827 | 0 | 12699.6856 | 0 | 0 | 20418.5531 | 0 | 0 | 0 | 0 | 37805.7674 | 0 | 0 | 0 | 0 | 50780.8373 | 0 | 0 | 0 | 0 | 0
| BTM_Li_Battery | charging hourly GWh | 0 | 0 | 0 | 0 | 0 | 0 | 0 | 849.539 | 1183.6478 | 1263.0547 | 1581.6235 | 1783.2547 | 0 | 2269.0943 | 0 | 2902.7121 | 0 | 3085.7124 | 0 | 0 | 3230.1412 | 0 | 0 | 0 | 0 | 3556.561 | 0 | 0 | 0 | 0 | 4657.633 | 0 | 0 | 0 | 0 | 0
| Flow_Battery | charging hourly GWh | 0 | 0 | 0 | 0 | 0 | 0 | 0 | 0.22729 | 0.28684 | 0.47284 | 0.47972 | 0.405 | 0 | 0.37358 | 0 | 0.38313 | 0 | 0.36799 | 0 | 0 | 0.32354 | 0 | 0 | 0 | 0 | 0.31911 | 0 | 0 | 0 | 0 | 0.29032 | 0 | 0 | 0 | 0 | 0
| Pumped_Hydro | net subhourly GWh | 0 | 0 | 0 | 0 | 0 | 0 | 0 | 95.6946 | 130.7577 | 45.287 | 119.2074 | 159.5706 | 0 | 206.2631 | 0 | 390.6997 | 0 | 405.5129 | 0 | 0 | 330.3826 | 0 | 0 | 0 | 0 | 116.3684 | 0 | 0 | 0 | 0 | 261.2144 | 0 | 0 | 0 | 0 | 0
| Li_Battery | net subhourly GWh | 0 | 0 | 0 | 0 | 0 | 0 | 0 | -257.6806 | -159.8072 | -325.7906 | -341.6861 | -310.3113 | 0 | -173.4126 | 0 | 70.0292 | 0 | 470.0893 | 0 | 0 | 1793.0651 | 0 | 0 | 0 | 0 | 2818.6417 | 0 | 0 | 0 | 0 | 3781.3104 | 0 | 0 | 0 | 0 | 0
| BTM_Li_Battery | net subhourly GWh | 0 | 0 | 0 | 0 | 0 | 0 | 0 | 0 | 0 | 0 | 0 | 0 | 0 | 0 | 0 | 0 | 0 | 0 | 0 | 0 | 0 | 0 | 0 | 0 | 0 | 0 | 0 | 0 | 0 | 0 | 0 | 0 | 0 | 0 | 0 | 0
| Flow_Battery | net subhourly GWh | 0 | 0 | 0 | 0 | 0 | 0 | 0 | -0.0052764 | -0.00028928 | -0.030455 | -0.030135 | -0.025295 | 0 | -0.028696 | 0 | -0.023427 | 0 | -0.018227 | 0 | 0 | -0.017808 | 0 | 0 | 0 | 0 | -0.0094863 | 0 | 0 | 0 | 0 | -0.014799 | 0 | 0 | 0 | 0 | 0
| Pumped_Hydro | total GWh | 0 | 0 | 0 | 0 | 0 | 0 | 0 | -517.8546 | -691.1165 | -454.3113 | -597.1637 | -710.4835 | 0 | -1103.0331 | 0 | -1521.0451 | 0 | -1631.0897 | 0 | 0 | -1595.8426 | 0 | 0 | 0 | 0 | -1471.0228 | 0 | 0 | 0 | 0 | -1624.003 | 0 | 0 | 0 | 0 | 0
| Li_Battery | total GWh | 0 | 0 | 0 | 0 | 0 | 0 | 0 | -910.1094 | -1584.0564 | -2628.773 | -3142.1376 | -3151.8698 | 0 | -3367.9463 | 0 | -3598.2654 | 0 | -4178.3638 | 0 | 0 | -6783.5773 | 0 | 0 | 0 | 0 | -11906.9593 | 0 | 0 | 0 | 0 | -18948.138 | 0 | 0 | 0 | 0 | 0
| BTM_Li_Battery | total GWh | 0 | 0 | 0 | 0 | 0 | 0 | 0 | -127.4282 | -177.5458 | -189.4584 | -237.2406 | -267.4887 | 0 | -340.3653 | 0 | -435.4095 | 0 | -462.8576 |  |  | -484.5216 | 0 | 0 | 0 | 0 | -533.4859 | 0 | 0 | 0 | 0 | -698.6472 | 0 | 0 | 0 | 0 | 0
| Flow_Battery | total GWh | 0 | 0 | 0 | 0 | 0 | 0 | 0 | -0.075472 | -0.082461 | -0.1685 | -0.17129 | -0.14117 | 0 | -0.13398 | 0 | -0.13204 | 0 | -0.12508 | 0 | 0 | -0.11129 | 0 | 0 | 0 | 0 | -0.10219 | 0 | 0 | 0 | 0 | -0.092689 | 0 | 0 | 0 | 0 | 0
| Storage Losses Total | total GWh | 0 | 0 | 0 | 0 | 0 | 0 | 0 | -1555.4676 | -2452.8012 | -3272.7112 | -3976.7132 | -4129.9831 | 0 | -4811.4787 | 0 | -5554.8521 | 0 | -6272.4362 | 0 | 0 | -8864.0529 | 0 | 0 | 0 | 0 | -13911.5702 | 0 | 0 | 0 | 0 | -21270.8808 | 0 | 0 | 0 | 0 | 0
Capacity Not Retained
| Technology | Unit | 2015 | 2016 | 2017 | 2018 | 2019 | 2020 | 2021 | 2022 | 2023 | 2024 | 2025 | 2026 | 2027 | 2028 | 2029 | 2030 | 2031 | 2032 | 2033 | 2034 | 2035 | 2036 | 2037 | 2038 | 2039 | 2040 | 2041 | 2042 | 2043 | 2044 | 2045 | 2046 | 2047 | 2048 | 2049 | 2050
| CAISO_Coal | MW |  | 0 | 0 | 0 | 0 | 0 | 0 | 0 | 0 | 0 | 480 | 0 | 0 | 0 | 0 | 0 | 0 | 0 | 0 | 0 | 0 | 0 | 0 | 0 | 0 | 0 | 0 | 0 | 0 | 0 | 0 | 0 | 0 | 0 | 0 | 0
| CAISO_ST | MW |  | 0 | 0 | 0 | 0 | 0 | 0 | 0 | 0 | 0 | 0 | 0 | 0 | 0 | 0 | 0 | 0 | 0 | 0 | 0 | 0 | 0 | 0 | 0 | 0 | 0 | 0 | 0 | 0 | 0 | 0 | 0 | 0 | 0 | 0 | 0
| CAISO_CCGT1 | MW |  | 0 | 0 | 0 | 0 | 0 | 0 | 0 | 0 | 0 | 0 | 0 | 0 | 0 | 0 | 0 | 0 | 0 | 0 | 0 | 0 | 0 | 0 | 0 | 0 | 0 | 0 | 0 | 0 | 0 | 0 | 0 | 0 | 0 | 0 | 0
| CAISO_CCGT2 | MW |  | 0 | 0 | 0 | 0 | 0 | 0 | 0 | 0 | 0 | 0 | 0 | 0 | 0 | 0 | 0 | 0 | 0 | 0 | 0 | 0 | 0 | 0 | 0 | 0 | 0 | 0 | 0 | 0 | 0 | 0 | 0 | 0 | 0 | 0 | 0
| CAISO_Peaker1 | MW |  | 0 | 0 | 0 | 0 | 0 | 0 | 0 | 0 | 0 | 55.2 | 0 | 0 | 0 | 0 | 0 | 0 | 0 | 0 | 0 | 0 | 0 | 0 | 0 | 0 | 0 | 0 | 0 | 0 | 0 | 0 | 0 | 0 | 0 | 0 | 0
| CAISO_Peaker2 | MW |  | 0 | 0 | 0 | 0 | 0 | 0 | 0 | 0 | 0 | 237.52 | 99.75 | 0 | 0 | 0 | 0 | 0 | 0 | 0 | 0 | 0 | 0 | 0 | 0 | 0 | 0 | 0 | 0 | 0 | 0 | 0 | 0 | 0 | 0 | 0 | 0
| CAISO_Reciprocating_Engine | MW |  | 0 | 0 | 0 | 0 | 0 | 0 | 0 | 0 | 0 | 0 | 0 | 0 | 0 | 0 | 0 | 0 | 0 | 0 | 0 | 0 | 0 | 0 | 0 | 0 | 0 | 0 | 0 | 0 | 0 | 0 | 0 | 0 | 0 | 0 | 0
| Unretained Gas Capacity | MW |  | 0 | 0 | 0 | 0 | 0 | 0 | 0 | 0 | 0 | 292.72 | 99.75 | 0 | 0 | 0 | 0 | 0 | 0 | 0 | 0 | 0 | 0 | 0 | 0 | 0 | 0 | 0 | 0 | 0 | 0 | 0 | 0 | 0 | 0 | 0 | 0
| Total Unretained Capacity | MW |  | 0 | 0 | 0 | 0 | 0 | 0 | 0 | 0 | 0 | 772.72 | 99.75 | 0 | 0 | 0 | 0 | 0 | 0 | 0 | 0 | 0 | 0 | 0 | 0 | 0 | 0 | 0 | 0 | 0 | 0 | 0 | 0 | 0 | 0 | 0 | 0
Capacity Not Retained - Economic
| CAISO_Coal | MW |  | 0 | 0 | 0 | 0 | 0 | 0 | 0 | 0 | 0 | 0 | 0 | 0 | 0 | 0 | 0 | 0 | 0 | 0 | 0 | 0 | 0 | 0 | 0 | 0 | 0 | 0 | 0 | 0 | 0 | 0 | 0 | 0 | 0 | 0 | 0
| CAISO_ST | MW |  | 0 | 0 | 0 | 0 | 0 | 0 | 0 | 0 | 0 | 0 | 0 | 0 | 0 | 0 | 0 | 0 | 0 | 0 | 0 | 0 | 0 | 0 | 0 | 0 | 0 | 0 | 0 | 0 | 0 | 0 | 0 | 0 | 0 | 0 | 0
| CAISO_CCGT1 | MW |  | 0 | 0 | 0 | 0 | 0 | 0 | 0 | 0 | 0 | 0 | 0 | 0 | 0 | 0 | 0 | 0 | 0 | 0 | 0 | 0 | 0 | 0 | 0 | 0 | 0 | 0 | 0 | 0 | 0 | 0 | 0 | 0 | 0 | 0 | 0
| CAISO_CCGT2 | MW |  | 0 | 0 | 0 | 0 | 0 | 0 | 0 | 0 | 0 | 0 | 0 | 0 | 0 | 0 | 0 | 0 | 0 | 0 | 0 | 0 | 0 | 0 | 0 | 0 | 0 | 0 | 0 | 0 | 0 | 0 | 0 | 0 | 0 | 0 | 0
| CAISO_Peaker1 | MW |  | 0 | 0 | 0 | 0 | 0 | 0 | 0 | 0 | 0 | 0 | 0 | 0 | 0 | 0 | 0 | 0 | 0 | 0 | 0 | 0 | 0 | 0 | 0 | 0 | 0 | 0 | 0 | 0 | 0 | 0 | 0 | 0 | 0 | 0 | 0
| CAISO_Peaker2 | MW |  | 0 | 0 | 0 | 0 | 0 | 0 | 0 | 0 | 0 | 0 | 0 | 0 | 0 | 0 | 0 | 0 | 0 | 0 | 0 | 0 | 0 | 0 | 0 | 0 | 0 | 0 | 0 | 0 | 0 | 0 | 0 | 0 | 0 | 0 | 0
| CAISO_Reciprocating_Engine | MW |  | 0 | 0 | 0 | 0 | 0 | 0 | 0 | 0 | 0 | 0 | 0 | 0 | 0 | 0 | 0 | 0 | 0 | 0 | 0 | 0 | 0 | 0 | 0 | 0 | 0 | 0 | 0 | 0 | 0 | 0 | 0 | 0 | 0 | 0 | 0
| Unretained Gas Capacity - Economic | MW |  | 0 | 0 | 0 | 0 | 0 | 0 | 0 | 0 | 0 | 0 | 0 | 0 | 0 | 0 | 0 | 0 | 0 | 0 | 0 | 0 | 0 | 0 | 0 | 0 | 0 | 0 | 0 | 0 | 0 | 0 | 0 | 0 | 0 | 0 | 0
| Total Unretained Capacity - Economic | MW |  | 0 | 0 | 0 | 0 | 0 | 0 | 0 | 0 | 0 | 0 | 0 | 0 | 0 | 0 | 0 | 0 | 0 | 0 | 0 | 0 | 0 | 0 | 0 | 0 | 0 | 0 | 0 | 0 | 0 | 0 | 0 | 0 | 0 | 0 | 0
Capacity Not Retained - Planned
| CAISO_Coal | MW |  | 0 | 0 | 0 | 0 | 0 | 0 | 0 | 0 | 0 | 480 | 0 | 0 | 0 | 0 | 0 | 0 | 0 | 0 | 0 | 0 | 0 | 0 | 0 | 0 | 0 | 0 | 0 | 0 | 0 | 0 | 0 | 0 | 0 | 0 | 0
| CAISO_ST | MW |  | 0 | 0 | 0 | 0 | 0 | 0 | 0 | 0 | 0 | 0 | 0 | 0 | 0 | 0 | 0 | 0 | 0 | 0 | 0 | 0 | 0 | 0 | 0 | 0 | 0 | 0 | 0 | 0 | 0 | 0 | 0 | 0 | 0 | 0 | 0
| CAISO_CCGT1 | MW |  | 0 | 0 | 0 | 0 | 0 | 0 | 0 | 0 | 0 | 0 | 0 | 0 | 0 | 0 | 0 | 0 | 0 | 0 | 0 | 0 | 0 | 0 | 0 | 0 | 0 | 0 | 0 | 0 | 0 | 0 | 0 | 0 | 0 | 0 | 0
| CAISO_CCGT2 | MW |  | 0 | 0 | 0 | 0 | 0 | 0 | 0 | 0 | 0 | 0 | 0 | 0 | 0 | 0 | 0 | 0 | 0 | 0 | 0 | 0 | 0 | 0 | 0 | 0 | 0 | 0 | 0 | 0 | 0 | 0 | 0 | 0 | 0 | 0 | 0
| CAISO_Peaker1 | MW |  | 0 | 0 | 0 | 0 | 0 | 0 | 0 | 0 | 0 | 55.2 | 0 | 0 | 0 | 0 | 0 | 0 | 0 | 0 | 0 | 0 | 0 | 0 | 0 | 0 | 0 | 0 | 0 | 0 | 0 | 0 | 0 | 0 | 0 | 0 | 0
| CAISO_Peaker2 | MW |  | 0 | 0 | 0 | 0 | 0 | 0 | 0 | 0 | 0 | 237.52 | 99.75 | 0 | 0 | 0 | 0 | 0 | 0 | 0 | 0 | 0 | 0 | 0 | 0 | 0 | 0 | 0 | 0 | 0 | 0 | 0 | 0 | 0 | 0 | 0 | 0
| CAISO_Reciprocating_Engine | MW |  | 0 | 0 | 0 | 0 | 0 | 0 | 0 | 0 | 0 | 0 | 0 | 0 | 0 | 0 | 0 | 0 | 0 | 0 | 0 | 0 | 0 | 0 | 0 | 0 | 0 | 0 | 0 | 0 | 0 | 0 | 0 | 0 | 0 | 0 | 0
| Unretained Gas Capacity - Planned | MW |  | 0 | 0 | 0 | 0 | 0 | 0 | 0 | 0 | 0 | 292.72 | 99.75 | 0 | 0 | 0 | 0 | 0 | 0 | 0 | 0 | 0 | 0 | 0 | 0 | 0 | 0 | 0 | 0 | 0 | 0 | 0 | 0 | 0 | 0 | 0 | 0
| Planned Unretained Capacity - Planned | MW |  | 0 | 0 | 0 | 0 | 0 | 0 | 0 | 0 | 0 | 772.72 | 99.75 | 0 | 0 | 0 | 0 | 0 | 0 | 0 | 0 | 0 | 0 | 0 | 0 | 0 | 0 | 0 | 0 | 0 | 0 | 0 | 0 | 0 | 0 | 0 | 0
Capacity Not Retained - Plants without planned retirement only, cumulative
| CAISO_Coal | MW |  | 0 | 0 | 0 | 0 | 0 | 0 | 0 | 0 | 0 | 0 | 0 | 0 | 0 | 0 | 0 | 0 | 0 | 0 | 0 | 0 | 0 | 0 | 0 | 0 | 0 | 0 | 0 | 0 | 0 | 0 | 0 | 0 | 0 | 0 | 0
| CAISO_ST | MW |  | 0 | 0 | 0 | 0 | 0 | 0 | 0 | 0 | 0 | 0 | 0 | 0 | 0 | 0 | 0 | 0 | 0 | 0 | 0 | 0 | 0 | 0 | 0 | 0 | 0 | 0 | 0 | 0 | 0 | 0 | 0 | 0 | 0 | 0 | 0
| CAISO_CCGT1 | MW |  | 0 | 0 | 0 | 0 | 0 | 0 | 0 | 0 | 0 | 0 | 0 | 0 | 0 | 0 | 0 | 0 | 0 | 0 | 0 | 0 | 0 | 0 | 0 | 0 | 0 | 0 | 0 | 0 | 0 | 0 | 0 | 0 | 0 | 0 | 0
| CAISO_CCGT2 | MW |  | 0 | 0 | 0 | 0 | 0 | 0 | 0 | 0 | 0 | 0 | 0 | 0 | 0 | 0 | 0 | 0 | 0 | 0 | 0 | 0 | 0 | 0 | 0 | 0 | 0 | 0 | 0 | 0 | 0 | 0 | 0 | 0 | 0 | 0 | 0
| CAISO_Peaker1 | MW |  | 0 | 0 | 0 | 0 | 0 | 0 | 0 | 0 | 0 | 0 | 0 | 0 | 0 | 0 | 0 | 0 | 0 | 0 | 0 | 0 | 0 | 0 | 0 | 0 | 0 | 0 | 0 | 0 | 0 | 0 | 0 | 0 | 0 | 0 | 0
| CAISO_Peaker2 | MW |  | 0 | 0 | 0 | 0 | 0 | 0 | 0 | 0 | 0 | 0 | 0 | 0 | 0 | 0 | 0 | 0 | 0 | 0 | 0 | 0 | 0 | 0 | 0 | 0 | 0 | 0 | 0 | 0 | 0 | 0 | 0 | 0 | 0 | 0 | 0
| CAISO_Reciprocating_Engine | MW |  | 0 | 0 | 0 | 0 | 0 | 0 | 0 | 0 | 0 | 0 | 0 | 0 | 0 | 0 | 0 | 0 | 0 | 0 | 0 | 0 | 0 | 0 | 0 | 0 | 0 | 0 | 0 | 0 | 0 | 0 | 0 | 0 | 0 | 0 | 0
| Unretained Gas Capacity - Planned | MW |  | 0 | 0 | 0 | 0 | 0 | 0 | 0 | 0 | 0 | 0 | 0 | 0 | 0 | 0 | 0 | 0 | 0 | 0 | 0 | 0 | 0 | 0 | 0 | 0 | 0 | 0 | 0 | 0 | 0 | 0 | 0 | 0 | 0 | 0 | 0
| Planned Unretained Capacity - Planned | MW |  | 0 | 0 | 0 | 0 | 0 | 0 | 0 | 0 | 0 | 0 | 0 | 0 | 0 | 0 | 0 | 0 | 0 | 0 | 0 | 0 | 0 | 0 | 0 | 0 | 0 | 0 | 0 | 0 | 0 | 0 | 0 | 0 | 0 | 0 | 0
Thermal Fleet Capacity Factors
| Technology | Unit | 2015 | 2016 | 2017 | 2018 | 2019 | 2020 | 2021 | 2022 | 2023 | 2024 | 2025 | 2026 | 2027 | 2028 | 2029 | 2030 | 2031 | 2032 | 2033 | 2034 | 2035 | 2036 | 2037 | 2038 | 2039 | 2040 | 2041 | 2042 | 2043 | 2044 | 2045 | 2046 | 2047 | 2048 | 2049 | 2050
| CAISO_ST | % | 0% | 0% | 0% | 0% | 0% | 0% | 0% | 0.004618% | 0.004409% | 0% | 0% | 0% | 0% | 0% | 0% | 0% | 0% | 0% | 0% | 0% | 0% | 0% | 0% | 0% | 0% | 0% | 0% | 0% | 0% | 0% | 0% | 0% | 0% | 0% | 0% | 0%
| CAISO_CCGT1 | % | 0% | 0% | 0% | 0% | 0% | 0% | 0% | 42.5% | 36.61% | 40.94% | 38.94% | 39.12% | 0% | 33.69% | 0% | 27.15% | 0% | 26.14% | 0% | 0% | 26.79% | 0% | 0% | 0% | 0% | 26.52% | 0% | 0% | 0% | 0% | 21.01% | 0% | 0% | 0% | 0% | 0%
| CAISO_CCGT2 | % | 0% | 0% | 0% | 0% | 0% | 0% | 0% | 0.009311% | 0.008848% | 0.009099% | 0.009224% | 0.006517% | 0% | 0.005044% | 0% | 0.003968% | 0% | 0.002658% | 0% | 0% | 0.001794% | 0% | 0% | 0% | 0% | 0.001561% | 0% | 0% | 0% | 0% | 0.0002751% | 0% | 0% | 0% | 0% | 0%
| CAISO_Peaker1 | % | 0% | 0% | 0% | 0% | 0% | 0% | 0% | 0.9878% | 0.6201% | 0.008032% | 0.002649% | 0.001994% | 0% | 0.001387% | 0% | 0.001159% | 0% | 0.0008031% | 0% | 0% | 0.0005442% | 0% | 0% | 0% | 0% | 0.0004396% | 0% | 0% | 0% | 0% | 6.539e-05% | 0% | 0% | 0% | 0% | 0%
| CAISO_Peaker2 | % | 0% | 0% | 0% | 0% | 0% | 0% | 0% | 0.001642% | 0.001664% | 0.001756% | 0.00198% | 0.001463% | 0% | 0.001138% | 0% | 0.0009104% | 0% | 0.0006183% | 0% | 0% | 0.0004293% | 0% | 0% | 0% | 0% | 0.000364% | 0% | 0% | 0% | 0% | 3.121e-05% | 0% | 0% | 0% | 0% | 0%
| CAISO_Advanced_CCGT | % | 0% | 0% | 0% | 0% | 0% | 0% | 0% | 0% | 0% | 0% | 0% | 0% | 0% | 59.58% | 0% | 56.17% | 0% | 55.42% | 0% | 0% | 55.26% | 0% | 0% | 0% | 0% | 53.03% | 0% | 0% | 0% | 0% | 38.55% | 0% | 0% | 0% | 0% | 0%
| CAISO_Aero_CT | % | 0% | 0% | 0% | 0% | 0% | 0% | 0% | 0% | 0% | 0% | 0% | 0% | 0% | 43.17% | 0% | 38.39% | 0% | 31.09% | 0% | 0% | 23.93% | 0% | 0% | 0% | 0% | 20.5% | 0% | 0% | 0% | 0% | 3.378% | 0% | 0% | 0% | 0% | 0%
| CAISO_Reciprocating_Engine | % | 0% | 0% | 0% | 0% | 0% | 0% | 0% | 2.727% | 2.118% | 0.4423% | 0.4655% | 0.4601% | 0% | 0.4259% | 0% | 0.5643% | 0% | 0.5366% | 0% | 0% | 0.3302% | 0% | 0% | 0% | 0% | 0.4964% | 0% | 0% | 0% | 0% | 0.001587% | 0% | 0% | 0% | 0% | 0%
| CAISO_CHP | % | 0% | 0% | 0% | 0% | 0% | 0% | 0% | 54.1% | 54.1% | 54.1% | 54.1% | 54.1% | 0% | 54.1% | 0% | 54.1% | 0% | 54.1% | 0% | 0% | 54.1% | 0% | 0% | 0% | 0% | 0% | 0% | 0% | 0% | 0% | 0% | 0% | 0% | 0% | 0% | 0%
| CAISO_Coal | % | 0% | 0% | 0% | 0% | 0% | 0% | 0% | 0.04963% | 0.04% | 0.04581% | 0% | 0% | 0% | 0% | 0% | 0% | 0% | 0% | 0% | 0% | 0% | 0% | 0% | 0% | 0% | 0% | 0% | 0% | 0% | 0% | 0% | 0% | 0% | 0% | 0% | 0%
Thermal Fleet Number of Starts
| Technology | Unit | 2015 | 2016 | 2017 | 2018 | 2019 | 2020 | 2021 | 2022 | 2023 | 2024 | 2025 | 2026 | 2027 | 2028 | 2029 | 2030 | 2031 | 2032 | 2033 | 2034 | 2035 | 2036 | 2037 | 2038 | 2039 | 2040 | 2041 | 2042 | 2043 | 2044 | 2045 | 2046 | 2047 | 2048 | 2049 | 2050
| CAISO_ST | # starts per unit per day | 0 | 0 | 0 | 0 | 0 | 0 | 0 | 0.0089811 | 0.0093332 | 0 | 0 | 0 | 0 | 0 | 0 | 0 | 0 | 0 | 0 | 0 | 0 | 0 | 0 | 0 | 0 | 0 | 0 | 0 | 0 | 0 | 0 | 0 | 0 | 0 | 0 | 0
| CAISO_CCGT1 | # starts per unit per day | 0 | 0 | 0 | 0 | 0 | 0 | 0 | 0.43884 | 0.36468 | 0.19056 | 0.2851 | 0.43997 | 0 | 0.0032583 | 0 | 6.7361 | 0 | 33.7917 | 0 | 0 | 25.0517 | 0 | 0 | 0 | 0 | 12.6908 | 0 | 0 | 0 | 0 | 20.8656 | 0 | 0 | 0 | 0 | 0
| CAISO_CCGT2 | # starts per unit per day | 0 | 0 | 0 | 0 | 0 | 0 | 0 | 0.024293 | 0.025537 | 0.022241 | 0.0242 | 0.017279 | 0 | 0.013528 | 0 | 0.015096 | 0 | 0.012667 | 0 | 0 | 0.0086182 | 0 | 0 | 0 | 0 | 0.0069105 | 0 | 0 | 0 | 0 | 0.001656 | 0 | 0 | 0 | 0 | 0
| CAISO_Peaker1 | # starts per unit per day | 0 | 0 | 0 | 0 | 0 | 0 | 0 | 72.6894 | 48.2713 | 0.49373 | 0.043886 | 0.039209 | 0 | 0.018024 | 0 | 0.017992 | 0 | 0.013759 | 0 | 0 | 0.010018 | 0 | 0 | 0 | 0 | 0.0076662 | 0 | 0 | 0 | 0 | 0.0018764 | 0 | 0 | 0 | 0 | 0
| CAISO_Peaker2 | # starts per unit per day | 0 | 0 | 0 | 0 | 0 | 0 | 0 | 0.014033 | 0.014701 | 0.014652 | 0.016671 | 0.01236 | 0 | 0.0099958 | 0 | 0.010396 | 0 | 0.0085643 | 0 | 0 | 0.0061338 | 0 | 0 | 0 | 0 | 0.0057337 | 0 | 0 | 0 | 0 | 0.0017816 | 0 | 0 | 0 | 0 | 0
| CAISO_Advanced_CCGT | # starts per unit per day | 0 | 0 | 0 | 0 | 0 | 0 | 0 | 0 | 0 | 0 | 0 | 0 | 0 | 0 | 0 | 0 | 0 | 0 | 0 | 0 | 0 | 0 | 0 | 0 | 0 | 0 | 0 | 0 | 0 | 0 | 163.066 | 0 | 0 | 0 | 0 | 0
| CAISO_Aero_CT | # starts per unit per day | 0 | 0 | 0 | 0 | 0 | 0 | 0 | 0 | 0 | 0 | 0 | 0 | 0 | 0 | 0 | 0 | 0 | 0 | 0 | 0 | 0 | 0 | 0 | 0 | 0 | 0 | 0 | 0 | 0 | 0 | 0 | 0 | 0 | 0 | 0 | 0
| CAISO_Reciprocating_Engine | # starts per unit per day | 0 | 0 | 0 | 0 | 0 | 0 | 0 | 307.8766 | 291.1437 | 73.0757 | 78.4033 | 80.5121 | 0 | 77.8476 | 0 | 104.651 | 0 | 95.5425 | 0 | 0 | 61.4624 | 0 | 0 | 0 | 0 | 74.1157 | 0 | 0 | 0 | 0 | 0.13726 | 0 | 0 | 0 | 0 | 0
| CAISO_CHP | # starts per unit per day | 0 | 0 | 0 | 0 | 0 | 0 | 0 | 0 | 0 | 0 | 0 | 0 | 0 | 0 | 0 | 0 | 0 | 0 | 0 | 0 | 0 | 0 | 0 | 0 | 0 | 0 | 0 | 0 | 0 | 0 | 0 | 0 | 0 | 0 | 0 | 0
| CAISO_Coal | # starts per unit per day | 0 | 0 | 0 | 0 | 0 | 0 | 0 | 0.048823 | 0.049225 | 0.049414 | 0 | 0 | 0 | 0 | 0 | 0 | 0 | 0 | 0 | 0 | 0 | 0 | 0 | 0 | 0 | 0 | 0 | 0 | 0 | 0 | 0 | 0 | 0 | 0 | 0 | 0
Note: These are only the starts within the day. Since RESOLVE models each day independently, it does not capture any starts/stops in between days.
Selected Renewables Summary
Total Renewable Resource Summary
| Resource Type | Unit | 2015 | 2016 | 2017 | 2018 | 2019 | 2020 | 2021 | 2022 | 2023 | 2024 | 2025 | 2026 | 2027 | 2028 | 2029 | 2030 | 2031 | 2032 | 2033 | 2034 | 2035 | 2036 | 2037 | 2038 | 2039 | 2040 | 2041 | 2042 | 2043 | 2044 | 2045 | 2046 | 2047 | 2048 | 2049 | 2050
| Biomass | MW | 0 | 0 | 0 | 0 | 0 | 0 | 0 | 34.18 | 65.32 | 83.44 | 107.44 | 107.44 | 0 | 134.39 | 0 | 134.39 | 0 | 134.39 | 0 | 0 | 134.39 | 0 | 0 | 0 | 0 | 134.39 | 0 | 0 | 0 | 0 | 134.39 | 0 | 0 | 0 | 0 | 0
| Geothermal | MW | 0 | 0 | 0 | 0 | 0 | 0 | 0 | 14 | 114 | 114 | 114 | 184 | 0 | 1159.71 | 0 | 1159.71 | 0 | 1159.71 | 0 | 0 | 1159.71 | 0 | 0 | 0 | 0 | 1159.71 | 0 | 0 | 0 | 0 | 1521.41 | 0 | 0 | 0 | 0 | 0
| Solar | MW | 0 | 0 | 0 | 0 | 0 | 0 | 0 | 3074.93 | 6452.19 | 7644.56 | 10874.79 | 10874.79 | 0 | 11271.64 | 0 | 14216.4 | 0 | 17380.28 | 0 | 0 | 26851.92 | 0 | 0 | 0 | 0 | 43591.25 | 0 | 0 | 0 | 0 | 72215.05 | 0 | 0 | 0 | 0 | 0
| Wind | MW | 0 | 0 | 0 | 0 | 0 | 0 | 0 | 1696.74 | 1718.85 | 2048.7 | 3531.35 | 3531.35 | 0 | 3531.35 | 0 | 3531.35 | 0 | 3531.35 | 0 | 0 | 3531.35 | 0 | 0 | 0 | 0 | 3531.35 | 0 | 0 | 0 | 0 | 5031.27 | 0 | 0 | 0 | 0 | 0
| Wind OOS New Tx | MW | 0 | 0 | 0 | 0 | 0 | 0 | 0 | 0 | 0 | 0 | 0 | 0.03 | 0 | 0.06 | 0 | 1500.03 | 0 | 1500.03 | 0 | 0 | 1500.03 | 0 | 0 | 0 | 0 | 1970.2 | 0 | 0 | 0 | 0 | 1970.2 | 0 | 0 | 0 | 0 | 0
| Offshore_Wind | MW | 0 | 0 | 0 | 0 | 0 | 0 | 0 | 0 | 0 | 0 | 0 | 120 | 0 | 195 | 0 | 195.01 | 0 | 1707.57 | 0 | 0 | 1728.08 | 0 | 0 | 0 | 0 | 1728.08 | 0 | 0 | 0 | 0 | 1728.08 | 0 | 0 | 0 | 0 | 0
Fully Deliverable Renewable Resource Summary
| Resource Type | Unit | 2015 | 2016 | 2017 | 2018 | 2019 | 2020 | 2021 | 2022 | 2023 | 2024 | 2025 | 2026 | 2027 | 2028 | 2029 | 2030 | 2031 | 2032 | 2033 | 2034 | 2035 | 2036 | 2037 | 2038 | 2039 | 2040 | 2041 | 2042 | 2043 | 2044 | 2045 | 2046 | 2047 | 2048 | 2049 | 2050
| Geothermal | MW | 0 | 0 | 0 | 0 | 0 | 0 | 0 | 14 | 114 | 114 | 114 | 184 | 0 | 1159.71 | 0 | 1159.71 | 0 | 1159.71 | 0 | 0 | 1159.71 | 0 | 0 | 0 | 0 | 1159.71 | 0 | 0 | 0 | 0 | 1159.71 | 0 | 0 | 0 | 0 | 0
| Solar | MW | 0 | 0 | 0 | 0 | 0 | 0 | 0 | 231.09 | 354.78 | 430.67 | 430.67 | 430.67 | 0 | 430.67 | 0 | 430.67 | 0 | 430.67 | 0 | 0 | 430.67 | 0 | 0 | 0 | 0 | 430.67 | 0 | 0 | 0 | 0 | 430.68 | 0 | 0 | 0 | 0 | 0
| Wind | MW | 0 | 0 | 0 | 0 | 0 | 0 | 0 | 716.96 | 716.96 | 949.95 | 949.95 | 949.95 | 0 | 949.95 | 0 | 949.95 | 0 | 949.95 | 0 | 0 | 949.95 | 0 | 0 | 0 | 0 | 949.95 | 0 | 0 | 0 | 0 | 949.95 | 0 | 0 | 0 | 0 | 0
| Wind OOS New Tx | MW | 0 | 0 | 0 | 0 | 0 | 0 | 0 | 0 | 0 | 0 | 0 | 0.03 | 0 | 0.06 | 0 | 1500.03 | 0 | 1500.03 | 0 | 0 | 1500.03 | 0 | 0 | 0 | 0 | 1970.2 | 0 | 0 | 0 | 0 | 1970.2 | 0 | 0 | 0 | 0 | 0
| Offshore_Wind | MW | 0 | 0 | 0 | 0 | 0 | 0 | 0 | 0 | 0 | 0 | 0 | 120 | 0 | 195 | 0 | 195.01 | 0 | 1707.57 | 0 | 0 | 1728.08 | 0 | 0 | 0 | 0 | 1728.08 | 0 | 0 | 0 | 0 | 1728.08 | 0 | 0 | 0 | 0 | 0
Energy Only Renewable Resource Summary
| Resource Type | Unit | 2015 | 2016 | 2017 | 2018 | 2019 | 2020 | 2021 | 2022 | 2023 | 2024 | 2025 | 2026 | 2027 | 2028 | 2029 | 2030 | 2031 | 2032 | 2033 | 2034 | 2035 | 2036 | 2037 | 2038 | 2039 | 2040 | 2041 | 2042 | 2043 | 2044 | 2045 | 2046 | 2047 | 2048 | 2049 | 2050
| Geothermal | MW | 0 | 0 | 0 | 0 | 0 | 0 | 0 | 0 | 0 | 0 | 0 | 0 | 0 | 0 | 0 | 0 | 0 | 0 | 0 | 0 | 0 | 0 | 0 | 0 | 0 | 0 | 0 | 0 | 0 | 0 | 361.7 | 0 | 0 | 0 | 0 | 0
| Solar | MW | 0 | 0 | 0 | 0 | 0 | 0 | 0 | 2843.84 | 6097.41 | 7213.89 | 10444.12 | 10444.12 | 0 | 10840.97 | 0 | 13785.73 | 0 | 16949.61 | 0 | 0 | 26421.25 | 0 | 0 | 0 | 0 | 43160.58 | 0 | 0 | 0 | 0 | 71784.37 | 0 | 0 | 0 | 0 | 0
| Wind | MW | 0 | 0 | 0 | 0 | 0 | 0 | 0 | 979.78 | 1001.89 | 1098.75 | 2581.4 | 2581.4 | 0 | 2581.4 | 0 | 2581.4 | 0 | 2581.4 | 0 | 0 | 2581.4 | 0 | 0 | 0 | 0 | 2581.4 | 0 | 0 | 0 | 0 | 4081.32 | 0 | 0 | 0 | 0 | 0
| Wind OOS New Tx | MW | 0 | 0 | 0 | 0 | 0 | 0 | 0 | 0 | 0 | 0 | 0 | 0 | 0 | 0 | 0 | 0 | 0 | 0 | 0 | 0 | 0 | 0 | 0 | 0 | 0 | 0 | 0 | 0 | 0 | 0 | 0 | 0 | 0 | 0 | 0 | 0
| Offshore_Wind | MW | 0 | 0 | 0 | 0 | 0 | 0 | 0 | 0 | 0 | 0 | 0 | 0 | 0 | 0 | 0 | 0 | 0 | 0 | 0 | 0 | 0 | 0 | 0 | 0 | 0 | 0 | 0 | 0 | 0 | 0 | 0 | 0 | 0 | 0 | 0 | 0
Renewable Resource Build by Location (MW)
| RESOLVE Resource | Type of Wind | 2015 | 2016 | 2017 | 2018 | 2019 | 2020 | 2021 | 2022 | 2023 | 2024 | 2025 | 2026 | 2027 | 2028 | 2029 | 2030 | 2031 | 2032 | 2033 | 2034 | 2035 | 2036 | 2037 | 2038 | 2039 | 2040 | 2041 | 2042 | 2043 | 2044 | 2045 | 2046 | 2047 | 2048 | 2049 | 2050
| InState_Biomass | Non-Wind | 0 | 0 | 0 | 0 | 0 | 0 | 0 | 34.18 | 65.32 | 83.44 | 107.44 | 107.44 | 0 | 134.39 | 0 | 134.39 | 0 | 134.39 | 0 | 0 | 134.39 | 0 | 0 | 0 | 0 | 134.39 | 0 | 0 | 0 | 0 | 134.39 | 0 | 0 | 0 | 0 | 0
| Greater_Imperial_Geothermal | Non-Wind | 0 | 0 | 0 | 0 | 0 | 0 | 0 | 14 | 114 | 114 | 114 | 114 | 0 | 541.41 | 0 | 541.41 | 0 | 541.41 | 0 | 0 | 541.41 | 0 | 0 | 0 | 0 | 541.41 | 0 | 0 | 0 | 0 | 541.41 | 0 | 0 | 0 | 0 | 0
| Inyokern_North_Kramer_Geothermal | Non-Wind | 0 | 0 | 0 | 0 | 0 | 0 | 0 | 0 | 0 | 0 | 0 | 0.03 | 0 | 24 | 0 | 24 | 0 | 24 | 0 | 0 | 24 | 0 | 0 | 0 | 0 | 24 | 0 | 0 | 0 | 0 | 24 | 0 | 0 | 0 | 0 | 0
| Northern_California_Geothermal | Non-Wind | 0 | 0 | 0 | 0 | 0 | 0 | 0 | 0 | 0 | 0 | 0 | 0.03 | 0 | 107.3 | 0 | 107.3 | 0 | 107.3 | 0 | 0 | 107.3 | 0 | 0 | 0 | 0 | 107.3 | 0 | 0 | 0 | 0 | 469 | 0 | 0 | 0 | 0 | 0
| Pacific_Northwest_Geothermal | Non-Wind | 0 | 0 | 0 | 0 | 0 | 0 | 0 | 0 | 0 | 0 | 0 | 0 | 0 | 0 | 0 | 0 | 0 | 0 | 0 | 0 | 0 | 0 | 0 | 0 | 0 | 0 | 0 | 0 | 0 | 0 | 0 | 0 | 0 | 0 | 0 | 0
| Riverside_Palm_Springs_Geothermal | Non-Wind | 0 | 0 | 0 | 0 | 0 | 0 | 0 | 0 | 0 | 0 | 0 | 0.02 | 0 | 32 | 0 | 32 | 0 | 32 | 0 | 0 | 32 | 0 | 0 | 0 | 0 | 32 | 0 | 0 | 0 | 0 | 32 | 0 | 0 | 0 | 0 | 0
| Solano_Geothermal | Non-Wind | 0 | 0 | 0 | 0 | 0 | 0 | 0 | 0 | 0 | 0 | 0 | 69.83 | 0 | 135 | 0 | 135 | 0 | 135 | 0 | 0 | 135 | 0 | 0 | 0 | 0 | 135 | 0 | 0 | 0 | 0 | 135 | 0 | 0 | 0 | 0 | 0
| Southern_Nevada_Geothermal | Non-Wind | 0 | 0 | 0 | 0 | 0 | 0 | 0 | 0 | 0 | 0 | 0 | 0.09 | 0 | 320 | 0 | 320 | 0 | 320 | 0 | 0 | 320 | 0 | 0 | 0 | 0 | 320 | 0 | 0 | 0 | 0 | 320 | 0 | 0 | 0 | 0 | 0
| Carrizo_Wind | In-State | 0 | 0 | 0 | 0 | 0 | 0 | 0 | 1.8 | 23.91 | 51.69 | 287 | 287 | 0 | 287 | 0 | 287 | 0 | 287 | 0 | 0 | 287 | 0 | 0 | 0 | 0 | 287 | 0 | 0 | 0 | 0 | 287 | 0 | 0 | 0 | 0 | 0
| Central_Valley_North_Los_Banos_Wind | In-State | 0 | 0 | 0 | 0 | 0 | 0 | 0 | 173 | 173 | 173 | 173 | 173 | 0 | 173 | 0 | 173 | 0 | 173 | 0 | 0 | 173 | 0 | 0 | 0 | 0 | 173 | 0 | 0 | 0 | 0 | 173 | 0 | 0 | 0 | 0 | 0
| Distributed_Solar | Non-Wind | 0 | 0 | 0 | 0 | 0 | 0 | 0 | 18.8 | 96.82 | 105.82 | 125.19 | 125.19 | 0 | 125.19 | 0 | 125.19 | 0 | 125.19 | 0 | 0 | 125.19 | 0 | 0 | 0 | 0 | 125.19 | 0 | 0 | 0 | 0 | 125.19 | 0 | 0 | 0 | 0 | 0
| Distributed_Wind | In-State | 0 | 0 | 0 | 0 | 0 | 0 | 0 | 0 | 0 | 0 | 0 | 0 | 0 | 0 | 0 | 0 | 0 | 0 | 0 | 0 | 0 | 0 | 0 | 0 | 0 | 0 | 0 | 0 | 0 | 0 | 0 | 0 | 0 | 0 | 0 | 0
| Imperial_Solar | Non-Wind | 0 | 0 | 0 | 0 | 0 | 0 | 0 | 0.01 | 0.01 | 0.01 | 0.01 | 0.01 | 0 | 0.01 | 0 | 0.01 | 0 | 0.01 | 0 | 0 | 0.01 | 0 | 0 | 0 | 0 | 0.01 | 0 | 0 | 0 | 0 | 0.01 | 0 | 0 | 0 | 0 | 0
| Humboldt_Wind | In-State | 0 | 0 | 0 | 0 | 0 | 0 | 0 | 34 | 34 | 34 | 34 | 34 | 0 | 34 | 0 | 34 | 0 | 34 | 0 | 0 | 34 | 0 | 0 | 0 | 0 | 34 | 0 | 0 | 0 | 0 | 34 | 0 | 0 | 0 | 0 | 0
| Greater_Kramer_Solar | Non-Wind | 0 | 0 | 0 | 0 | 0 | 0 | 0 | 19.37 | 48.05 | 495.11 | 1847.01 | 1847.01 | 0 | 1847.01 | 0 | 1847.02 | 0 | 1847.12 | 0 | 0 | 4087 | 0 | 0 | 0 | 0 | 4834.55 | 0 | 0 | 0 | 0 | 5359.74 | 0 | 0 | 0 | 0 | 0
| Kern_Greater_Carrizo_Wind | In-State | 0 | 0 | 0 | 0 | 0 | 0 | 0 | 59.99 | 59.99 | 59.99 | 60 | 60 | 0 | 60 | 0 | 60 | 0 | 60 | 0 | 0 | 60 | 0 | 0 | 0 | 0 | 60 | 0 | 0 | 0 | 0 | 60 | 0 | 0 | 0 | 0 | 0
| Southern_NV_Eldorado_Solar | Non-Wind | 0 | 0 | 0 | 0 | 0 | 0 | 0 | 876.58 | 2464.77 | 2464.77 | 2464.77 | 2464.77 | 0 | 2464.77 | 0 | 4160.01 | 0 | 7323.78 | 0 | 0 | 7323.81 | 0 | 0 | 0 | 0 | 7323.81 | 0 | 0 | 0 | 0 | 7843.29 | 0 | 0 | 0 | 0 | 0
| Northern_California_Solar | Non-Wind | 0 | 0 | 0 | 0 | 0 | 0 | 0 | 0.02 | 0.02 | 0.02 | 0.02 | 0.02 | 0 | 0.02 | 0 | 0.02 | 0 | 0.02 | 0 | 0 | 0.02 | 0 | 0 | 0 | 0 | 0.02 | 0 | 0 | 0 | 0 | 0.02 | 0 | 0 | 0 | 0 | 0
| Northern_California_Wind | In-State | 0 | 0 | 0 | 0 | 0 | 0 | 0 | 1.09 | 1.09 | 1.09 | 865.9 | 865.9 | 0 | 865.9 | 0 | 865.9 | 0 | 865.9 | 0 | 0 | 865.9 | 0 | 0 | 0 | 0 | 865.9 | 0 | 0 | 0 | 0 | 865.9 | 0 | 0 | 0 | 0 | 0
| NW_Ext_Tx_Wind | In-State | 0 | 0 | 0 | 0 | 0 | 0 | 0 | 0.06 | 0.06 | 0.06 | 0.08 | 0.08 | 0 | 0.08 | 0 | 0.08 | 0 | 0.08 | 0 | 0 | 0.08 | 0 | 0 | 0 | 0 | 0.08 | 0 | 0 | 0 | 0 | 1500 | 0 | 0 | 0 | 0 | 0
| Riverside_Solar | Non-Wind | 0 | 0 | 0 | 0 | 0 | 0 | 0 | 1313.05 | 1989.86 | 2384.64 | 2665.87 | 2665.87 | 0 | 3053.41 | 0 | 4001.3 | 0 | 4001.3 | 0 | 0 | 11233.02 | 0 | 0 | 0 | 0 | 20905.87 | 0 | 0 | 0 | 0 | 25643.53 | 0 | 0 | 0 | 0 | 0
| Solano_Wind | In-State | 0 | 0 | 0 | 0 | 0 | 0 | 0 | 294.34 | 294.34 | 294.34 | 294.34 | 294.34 | 0 | 294.34 | 0 | 294.34 | 0 | 294.34 | 0 | 0 | 294.34 | 0 | 0 | 0 | 0 | 294.34 | 0 | 0 | 0 | 0 | 294.34 | 0 | 0 | 0 | 0 | 0
| Southern_Nevada_Wind | In-State | 0 | 0 | 0 | 0 | 0 | 0 | 0 | 441.96 | 441.96 | 441.96 | 442.03 | 442.03 | 0 | 442.03 | 0 | 442.03 | 0 | 442.03 | 0 | 0 | 442.03 | 0 | 0 | 0 | 0 | 442.03 | 0 | 0 | 0 | 0 | 442.03 | 0 | 0 | 0 | 0 | 0
| SW_Ext_Tx_Wind | In-State | 0 | 0 | 0 | 0 | 0 | 0 | 0 | 415.51 | 415.51 | 415.51 | 500 | 500 | 0 | 500 | 0 | 500 | 0 | 500 | 0 | 0 | 500 | 0 | 0 | 0 | 0 | 500 | 0 | 0 | 0 | 0 | 500 | 0 | 0 | 0 | 0 | 0
| Tehachapi_Solar | Non-Wind | 0 | 0 | 0 | 0 | 0 | 0 | 0 | 457.51 | 1099.99 | 1316.34 | 2833.58 | 2833.58 | 0 | 2833.58 | 0 | 2969.53 | 0 | 2969.53 | 0 | 0 | 2969.53 | 0 | 0 | 0 | 0 | 6288.99 | 0 | 0 | 0 | 0 | 6289 | 0 | 0 | 0 | 0 | 0
| Tehachapi_Wind | In-State | 0 | 0 | 0 | 0 | 0 | 0 | 0 | 275 | 275 | 275 | 275 | 275 | 0 | 275 | 0 | 275 | 0 | 275 | 0 | 0 | 275 | 0 | 0 | 0 | 0 | 275 | 0 | 0 | 0 | 0 | 275 | 0 | 0 | 0 | 0 | 0
| Southern_PGAE_Solar | Non-Wind | 0 | 0 | 0 | 0 | 0 | 0 | 0 | 407.86 | 848.97 | 983.13 | 1063.01 | 1063.01 | 0 | 1072.3 | 0 | 1238 | 0 | 1238 | 0 | 0 | 1238 | 0 | 0 | 0 | 0 | 1238.01 | 0 | 0 | 0 | 0 | 24079.45 | 0 | 0 | 0 | 0 | 0
| Greater_LA_Solar | Non-Wind | 0 | 0 | 0 | 0 | 0 | 0 | 0 | 0.52 | 0.53 | 0.53 | 0.53 | 0.53 | 0 | 0.53 | 0 | 0.53 | 0 | 0.54 | 0 | 0 | 0.54 | 0 | 0 | 0 | 0 | 2999.99 | 0 | 0 | 0 | 0 | 3000 | 0 | 0 | 0 | 0 | 0
| Cape_Mendocino_Offshore_Wind | Non-Wind | 0 | 0 | 0 | 0 | 0 | 0 | 0 | 0 | 0 | 0 | 0 | 0 | 0 | 0 | 0 | 0 | 0 | 0 | 0 | 0 | 0 | 0 | 0 | 0 | 0 | 0 | 0 | 0 | 0 | 0 | 0 | 0 | 0 | 0 | 0 | 0
| Del_Norte_Offshore_Wind | Non-Wind | 0 | 0 | 0 | 0 | 0 | 0 | 0 | 0 | 0 | 0 | 0 | 0 | 0 | 0 | 0 | 0 | 0 | 0 | 0 | 0 | 0 | 0 | 0 | 0 | 0 | 0 | 0 | 0 | 0 | 0 | 0 | 0 | 0 | 0 | 0 | 0
| Diablo_Canyon_Offshore_Wind | Non-Wind | 0 | 0 | 0 | 0 | 0 | 0 | 0 | 0 | 0 | 0 | 0 | 0 | 0 | 0 | 0 | 0 | 0 | 0 | 0 | 0 | 0 | 0 | 0 | 0 | 0 | 0 | 0 | 0 | 0 | 0 | 0 | 0 | 0 | 0 | 0 | 0
| Humboldt_Bay_Offshore_Wind | Non-Wind | 0 | 0 | 0 | 0 | 0 | 0 | 0 | 0 | 0 | 0 | 0 | 0 | 0 | 0 | 0 | 0.01 | 0 | 0.01 | 0 | 0 | 20.52 | 0 | 0 | 0 | 0 | 20.52 | 0 | 0 | 0 | 0 | 20.52 | 0 | 0 | 0 | 0 | 0
| Morro_Bay_Offshore_Wind | Non-Wind | 0 | 0 | 0 | 0 | 0 | 0 | 0 | 0 | 0 | 0 | 0 | 120 | 0 | 195 | 0 | 195 | 0 | 1707.56 | 0 | 0 | 1707.56 | 0 | 0 | 0 | 0 | 1707.56 | 0 | 0 | 0 | 0 | 1707.56 | 0 | 0 | 0 | 0 | 0
| Arizona_Solar | Non-Wind | 0 | 0 | 0 | 0 | 0 | 0 | 0 | 0.02 | 0.02 | 0.02 | 0.02 | 0.02 | 0 | 0.02 | 0 | 0.02 | 0 | 0.02 | 0 | 0 | 0.02 | 0 | 0 | 0 | 0 | 0.02 | 0 | 0 | 0 | 0 | 0.02 | 0 | 0 | 0 | 0 | 0
| Riverside_Palm_Springs_Wind | In-State | 0 | 0 | 0 | 0 | 0 | 0 | 0 | 0 | 0 | 0 | 0 | 0 | 0 | 0 | 0 | 0 | 0 | 0 | 0 | 0 | 0 | 0 | 0 | 0 | 0 | 0 | 0 | 0 | 0 | 0 | 0 | 0 | 0 | 0 | 0 | 0
| Baja_California_Wind | In-State | 0 | 0 | 0 | 0 | 0 | 0 | 0 | 0 | 0 | 302.06 | 600 | 600 | 0 | 600 | 0 | 600 | 0 | 600 | 0 | 0 | 600 | 0 | 0 | 0 | 0 | 600 | 0 | 0 | 0 | 0 | 600 | 0 | 0 | 0 | 0 | 0
| Pacific_Northwest_Wind | Out-Of-State | 0 | 0 | 0 | 0 | 0 | 0 | 0 | 0 | 0 | 0 | 0 | 0 | 0 | 0 | 0 | 0 | 0 | 0 | 0 | 0 | 0 | 0 | 0 | 0 | 0 | 0 | 0 | 0 | 0 | 0 | 0 | 0 | 0 | 0 | 0 | 0
| Idaho_Wind | Out-Of-State | 0 | 0 | 0 | 0 | 0 | 0 | 0 | 0 | 0 | 0 | 0 | 0 | 0 | 0 | 0 | 0 | 0 | 0 | 0 | 0 | 0 | 0 | 0 | 0 | 0 | 0 | 0 | 0 | 0 | 0 | 0 | 0 | 0 | 0 | 0 | 0
| Utah_Wind | Out-Of-State | 0 | 0 | 0 | 0 | 0 | 0 | 0 | 0 | 0 | 0 | 0 | 0 | 0 | 0 | 0 | 0 | 0 | 0 | 0 | 0 | 0 | 0 | 0 | 0 | 0 | 0 | 0 | 0 | 0 | 0 | 0 | 0 | 0 | 0 | 0 | 0
| Wyoming_Wind | Out-Of-State | 0 | 0 | 0 | 0 | 0 | 0 | 0 | 0 | 0 | 0 | 0 | 0.01 | 0 | 0.03 | 0 | 1500 | 0 | 1500 | 0 | 0 | 1500 | 0 | 0 | 0 | 0 | 1970.17 | 0 | 0 | 0 | 0 | 1970.17 | 0 | 0 | 0 | 0 | 0
| Arizona_Wind | Out-Of-State | 0 | 0 | 0 | 0 | 0 | 0 | 0 | 0 | 0 | 0 | 0 | 0 | 0 | 0 | 0 | 0 | 0 | 0 | 0 | 0 | 0 | 0 | 0 | 0 | 0 | 0 | 0 | 0 | 0 | 0 | 0 | 0 | 0 | 0 | 0 | 0
| New_Mexico_Wind | Out-Of-State | 0 | 0 | 0 | 0 | 0 | 0 | 0 | 0 | 0 | 0 | 0 | 0.02 | 0 | 0.03 | 0 | 0.03 | 0 | 0.03 | 0 | 0 | 0.03 | 0 | 0 | 0 | 0 | 0.03 | 0 | 0 | 0 | 0 | 0.03 | 0 | 0 | 0 | 0 | 0
Note: Resources with #N/A as transmission zone were not made available to the model for this scenario
Selected Resource Under Transmission Constraints
| Total Capacity in Portfolio (MW) | Note: only newly built capacity; no planned capacity included
| Transmission Constraint |  | 2015 | 2016 | 2017 | 2018 | 2019 | 2020 | 2021 | 2022 | 2023 | 2024 | 2025 | 2026 | 2027 | 2028 | 2029 | 2030 | 2031 | 2032 | 2033 | 2034 | 2035 | 2036 | 2037 | 2038 | 2039 | 2040 | 2041 | 2042 | 2043 | 2044 | 2045 | 2046 | 2047 | 2048 | 2049 | 2050
| Solano_Geothermal | Geothermal | 0 | 0 | 0 | 0 | 0 | 0 | 0 | 0 | 0 | 0 | 0 | 69.83 | 0 | 135 | 0 | 135 | 0 | 135 | 0 | 0 | 135 | 0 | 0 | 0 | 0 | 135 | 0 | 0 | 0 | 0 | 135 | 0 | 0 | 0 | 0 | 0
| Northern_California_Geothermal | Geothermal | 0 | 0 | 0 | 0 | 0 | 0 | 0 | 0 | 0 | 0 | 0 | 0.03 | 0 | 107.3 | 0 | 107.3 | 0 | 107.3 | 0 | 0 | 107.3 | 0 | 0 | 0 | 0 | 107.3 | 0 | 0 | 0 | 0 | 469 | 0 | 0 | 0 | 0 | 0
| Inyokern_North_Kramer_Geothermal | Geothermal | 0 | 0 | 0 | 0 | 0 | 0 | 0 | 0 | 0 | 0 | 0 | 0.03 | 0 | 24 | 0 | 24 | 0 | 24 | 0 | 0 | 24 | 0 | 0 | 0 | 0 | 24 | 0 | 0 | 0 | 0 | 24 | 0 | 0 | 0 | 0 | 0
| Southern_Nevada_Geothermal | Geothermal | 0 | 0 | 0 | 0 | 0 | 0 | 0 | 0 | 0 | 0 | 0 | 0.09 | 0 | 320 | 0 | 320 | 0 | 320 | 0 | 0 | 320 | 0 | 0 | 0 | 0 | 320 | 0 | 0 | 0 | 0 | 320 | 0 | 0 | 0 | 0 | 0
| Riverside_Palm_Springs_Geothermal | Geothermal | 0 | 0 | 0 | 0 | 0 | 0 | 0 | 0 | 0 | 0 | 0 | 0.02 | 0 | 32 | 0 | 32 | 0 | 32 | 0 | 0 | 32 | 0 | 0 | 0 | 0 | 32 | 0 | 0 | 0 | 0 | 32 | 0 | 0 | 0 | 0 | 0
| Greater_Imperial_Geothermal | Geothermal | 0 | 0 | 0 | 0 | 0 | 0 | 0 | 14 | 114 | 114 | 114 | 114 | 0 | 541.41 | 0 | 541.41 | 0 | 541.41 | 0 | 0 | 541.41 | 0 | 0 | 0 | 0 | 541.41 | 0 | 0 | 0 | 0 | 541.41 | 0 | 0 | 0 | 0 | 0
| Greater_LA_Solar | Solar | 0 | 0 | 0 | 0 | 0 | 0 | 0 | 0.52 | 0.53 | 0.53 | 0.53 | 0.53 | 0 | 0.53 | 0 | 0.53 | 0 | 0.54 | 0 | 0 | 0.54 | 0 | 0 | 0 | 0 | 2999.99 | 0 | 0 | 0 | 0 | 3000 | 0 | 0 | 0 | 0 | 0
| Northern_California_Solar | Solar | 0 | 0 | 0 | 0 | 0 | 0 | 0 | 0.02 | 0.02 | 0.02 | 0.02 | 0.02 | 0 | 0.02 | 0 | 0.02 | 0 | 0.02 | 0 | 0 | 0.02 | 0 | 0 | 0 | 0 | 0.02 | 0 | 0 | 0 | 0 | 0.02 | 0 | 0 | 0 | 0 | 0
| Southern_PGAE_Solar | Solar | 0 | 0 | 0 | 0 | 0 | 0 | 0 | 407.86 | 848.97 | 983.13 | 1063.01 | 1063.01 | 0 | 1072.3 | 0 | 1238 | 0 | 1238 | 0 | 0 | 1238 | 0 | 0 | 0 | 0 | 1238.01 | 0 | 0 | 0 | 0 | 24079.45 | 0 | 0 | 0 | 0 | 0
| Tehachapi_Solar | Solar | 0 | 0 | 0 | 0 | 0 | 0 | 0 | 457.51 | 1099.99 | 1316.34 | 2833.58 | 2833.58 | 0 | 2833.58 | 0 | 2969.53 | 0 | 2969.53 | 0 | 0 | 2969.53 | 0 | 0 | 0 | 0 | 6288.99 | 0 | 0 | 0 | 0 | 6289 | 0 | 0 | 0 | 0 | 0
| Greater_Kramer_Solar | Solar | 0 | 0 | 0 | 0 | 0 | 0 | 0 | 19.37 | 48.05 | 495.11 | 1847.01 | 1847.01 | 0 | 1847.01 | 0 | 1847.02 | 0 | 1847.12 | 0 | 0 | 4087 | 0 | 0 | 0 | 0 | 4834.55 | 0 | 0 | 0 | 0 | 5359.74 | 0 | 0 | 0 | 0 | 0
| Southern_NV_Eldorado_Solar | Solar | 0 | 0 | 0 | 0 | 0 | 0 | 0 | 876.58 | 2464.77 | 2464.77 | 2464.77 | 2464.77 | 0 | 2464.77 | 0 | 4160.01 | 0 | 7323.78 | 0 | 0 | 7323.81 | 0 | 0 | 0 | 0 | 7323.81 | 0 | 0 | 0 | 0 | 7843.29 | 0 | 0 | 0 | 0 | 0
| Riverside_Solar | Solar | 0 | 0 | 0 | 0 | 0 | 0 | 0 | 1313.05 | 1989.86 | 2384.64 | 2665.87 | 2665.87 | 0 | 3053.41 | 0 | 4001.3 | 0 | 4001.3 | 0 | 0 | 11233.02 | 0 | 0 | 0 | 0 | 20905.87 | 0 | 0 | 0 | 0 | 25643.53 | 0 | 0 | 0 | 0 | 0
| Arizona_Solar | Solar | 0 | 0 | 0 | 0 | 0 | 0 | 0 | 0.02 | 0.02 | 0.02 | 0.02 | 0.02 | 0 | 0.02 | 0 | 0.02 | 0 | 0.02 | 0 | 0 | 0.02 | 0 | 0 | 0 | 0 | 0.02 | 0 | 0 | 0 | 0 | 0.02 | 0 | 0 | 0 | 0 | 0
| Imperial_Solar | Solar | 0 | 0 | 0 | 0 | 0 | 0 | 0 | 0.01 | 0.01 | 0.01 | 0.01 | 0.01 | 0 | 0.01 | 0 | 0.01 | 0 | 0.01 | 0 | 0 | 0.01 | 0 | 0 | 0 | 0 | 0.01 | 0 | 0 | 0 | 0 | 0.01 | 0 | 0 | 0 | 0 | 0
| Northern_California_Wind | Wind | 0 | 0 | 0 | 0 | 0 | 0 | 0 | 1.09 | 1.09 | 1.09 | 865.9 | 865.9 | 0 | 865.9 | 0 | 865.9 | 0 | 865.9 | 0 | 0 | 865.9 | 0 | 0 | 0 | 0 | 865.9 | 0 | 0 | 0 | 0 | 865.9 | 0 | 0 | 0 | 0 | 0
| Solano_Wind | Wind | 0 | 0 | 0 | 0 | 0 | 0 | 0 | 294.34 | 294.34 | 294.34 | 294.34 | 294.34 | 0 | 294.34 | 0 | 294.34 | 0 | 294.34 | 0 | 0 | 294.34 | 0 | 0 | 0 | 0 | 294.34 | 0 | 0 | 0 | 0 | 294.34 | 0 | 0 | 0 | 0 | 0
| Humboldt_Wind | Wind | 0 | 0 | 0 | 0 | 0 | 0 | 0 | 34 | 34 | 34 | 34 | 34 | 0 | 34 | 0 | 34 | 0 | 34 | 0 | 0 | 34 | 0 | 0 | 0 | 0 | 34 | 0 | 0 | 0 | 0 | 34 | 0 | 0 | 0 | 0 | 0
| NW_Ext_Tx_Wind | Wind | 0 | 0 | 0 | 0 | 0 | 0 | 0 | 0.06 | 0.06 | 0.06 | 0.08 | 0.08 | 0 | 0.08 | 0 | 0.08 | 0 | 0.08 | 0 | 0 | 0.08 | 0 | 0 | 0 | 0 | 0.08 | 0 | 0 | 0 | 0 | 1500 | 0 | 0 | 0 | 0 | 0
| Kern_Greater_Carrizo_Wind | Wind | 0 | 0 | 0 | 0 | 0 | 0 | 0 | 59.99 | 59.99 | 59.99 | 60 | 60 | 0 | 60 | 0 | 60 | 0 | 60 | 0 | 0 | 60 | 0 | 0 | 0 | 0 | 60 | 0 | 0 | 0 | 0 | 60 | 0 | 0 | 0 | 0 | 0
| Carrizo_Wind | Wind | 0 | 0 | 0 | 0 | 0 | 0 | 0 | 1.8 | 23.91 | 51.69 | 287 | 287 | 0 | 287 | 0 | 287 | 0 | 287 | 0 | 0 | 287 | 0 | 0 | 0 | 0 | 287 | 0 | 0 | 0 | 0 | 287 | 0 | 0 | 0 | 0 | 0
| Central_Valley_North_Los_Banos_Wind | Wind | 0 | 0 | 0 | 0 | 0 | 0 | 0 | 173 | 173 | 173 | 173 | 173 | 0 | 173 | 0 | 173 | 0 | 173 | 0 | 0 | 173 | 0 | 0 | 0 | 0 | 173 | 0 | 0 | 0 | 0 | 173 | 0 | 0 | 0 | 0 | 0
| Tehachapi_Wind | Wind | 0 | 0 | 0 | 0 | 0 | 0 | 0 | 275 | 275 | 275 | 275 | 275 | 0 | 275 | 0 | 275 | 0 | 275 | 0 | 0 | 275 | 0 | 0 | 0 | 0 | 275 | 0 | 0 | 0 | 0 | 275 | 0 | 0 | 0 | 0 | 0
| Southern_Nevada_Wind | Wind | 0 | 0 | 0 | 0 | 0 | 0 | 0 | 441.96 | 441.96 | 441.96 | 442.03 | 442.03 | 0 | 442.03 | 0 | 442.03 | 0 | 442.03 | 0 | 0 | 442.03 | 0 | 0 | 0 | 0 | 442.03 | 0 | 0 | 0 | 0 | 442.03 | 0 | 0 | 0 | 0 | 0
| Wyoming_Wind | Wind | 0 | 0 | 0 | 0 | 0 | 0 | 0 | 0 | 0 | 0 | 0 | 0.01 | 0 | 0.03 | 0 | 1500 | 0 | 1500 | 0 | 0 | 1500 | 0 | 0 | 0 | 0 | 1970.17 | 0 | 0 | 0 | 0 | 1970.17 | 0 | 0 | 0 | 0 | 0
| Riverside_Palm_Springs_Wind | Wind | 0 | 0 | 0 | 0 | 0 | 0 | 0 | 0 | 0 | 0 | 0 | 0 | 0 | 0 | 0 | 0 | 0 | 0 | 0 | 0 | 0 | 0 | 0 | 0 | 0 | 0 | 0 | 0 | 0 | 0 | 0 | 0 | 0 | 0 | 0 | 0
| New_Mexico_Wind | Wind | 0 | 0 | 0 | 0 | 0 | 0 | 0 | 0 | 0 | 0 | 0 | 0.02 | 0 | 0.03 | 0 | 0.03 | 0 | 0.03 | 0 | 0 | 0.03 | 0 | 0 | 0 | 0 | 0.03 | 0 | 0 | 0 | 0 | 0.03 | 0 | 0 | 0 | 0 | 0
| SW_Ext_Tx_Wind | Wind | 0 | 0 | 0 | 0 | 0 | 0 | 0 | 415.51 | 415.51 | 415.51 | 500 | 500 | 0 | 500 | 0 | 500 | 0 | 500 | 0 | 0 | 500 | 0 | 0 | 0 | 0 | 500 | 0 | 0 | 0 | 0 | 500 | 0 | 0 | 0 | 0 | 0
| Baja_California_Wind | Wind | 0 | 0 | 0 | 0 | 0 | 0 | 0 | 0 | 0 | 302.06 | 600 | 600 | 0 | 600 | 0 | 600 | 0 | 600 | 0 | 0 | 600 | 0 | 0 | 0 | 0 | 600 | 0 | 0 | 0 | 0 | 600 | 0 | 0 | 0 | 0 | 0
| Humboldt_Bay_Offshore_Wind | Offshore_Wind | 0 | 0 | 0 | 0 | 0 | 0 | 0 | 0 | 0 | 0 | 0 | 0 | 0 | 0 | 0 | 0.01 | 0 | 0.01 | 0 | 0 | 20.52 | 0 | 0 | 0 | 0 | 20.52 | 0 | 0 | 0 | 0 | 20.52 | 0 | 0 | 0 | 0 | 0
| Morro_Bay_Offshore_Wind | Offshore_Wind | 0 | 0 | 0 | 0 | 0 | 0 | 0 | 0 | 0 | 0 | 0 | 120 | 0 | 195 | 0 | 195 | 0 | 1707.56 | 0 | 0 | 1707.56 | 0 | 0 | 0 | 0 | 1707.56 | 0 | 0 | 0 | 0 | 1707.56 | 0 | 0 | 0 | 0 | 0
| Diablo_Canyon_Offshore_Wind | Offshore_Wind | 0 | 0 | 0 | 0 | 0 | 0 | 0 | 0 | 0 | 0 | 0 | 0 | 0 | 0 | 0 | 0 | 0 | 0 | 0 | 0 | 0 | 0 | 0 | 0 | 0 | 0 | 0 | 0 | 0 | 0 | 0 | 0 | 0 | 0 | 0 | 0
| Greater_LA_Li_Battery | Li_Battery | 0 | 0 | 0 | 0 | 0 | 0 | 0 | 270.47 | 616.95 | 1476.38 | 1781.15 | 1781.15 | 0 | 1854.48 | 0 | 1981.3 | 0 | 2047.55 | 0 | 0 | 3103.07 | 0 | 0 | 0 | 0 | 7075.21 | 0 | 0 | 0 | 0 | 7240.86 | 0 | 0 | 0 | 0 | 0
| Northern_California_Li_Battery | Li_Battery | 0 | 0 | 0 | 0 | 0 | 0 | 0 | 206 | 206.83 | 207.22 | 209.99 | 209.99 | 0 | 211.68 | 0 | 211.69 | 0 | 211.69 | 0 | 0 | 232.2 | 0 | 0 | 0 | 0 | 232.2 | 0 | 0 | 0 | 0 | 1530.83 | 0 | 0 | 0 | 0 | 0
| Southern_PGAE_Li_Battery | Li_Battery | 0 | 0 | 0 | 0 | 0 | 0 | 0 | 291.17 | 626.06 | 1511.82 | 1761.3 | 1761.3 | 0 | 1946.49 | 0 | 2061.15 | 0 | 2198.94 | 0 | 0 | 3207.15 | 0 | 0 | 0 | 0 | 7864.31 | 0 | 0 | 0 | 0 | 9500.36 | 0 | 0 | 0 | 0 | 0
| Tehachapi_Li_Battery | Li_Battery | 0 | 0 | 0 | 0 | 0 | 0 | 0 | 299.66 | 640.8 | 1522.59 | 1802.22 | 1802.22 | 0 | 2002.36 | 0 | 2033.68 | 0 | 2097.8 | 0 | 0 | 3033.75 | 0 | 0 | 0 | 0 | 3350.52 | 0 | 0 | 0 | 0 | 6056.43 | 0 | 0 | 0 | 0 | 0
| Greater_Kramer_Li_Battery | Li_Battery | 0 | 0 | 0 | 0 | 0 | 0 | 0 | 304.7 | 625.7 | 1424.34 | 1457.4 | 1457.4 | 0 | 1526.1 | 0 | 1530.86 | 0 | 1533.31 | 0 | 0 | 1551.99 | 0 | 0 | 0 | 0 | 2127.6 | 0 | 0 | 0 | 0 | 2532 | 0 | 0 | 0 | 0 | 0
| Southern_NV_Eldorado_Li_Battery | Li_Battery | 0 | 0 | 0 | 0 | 0 | 0 | 0 | 305.73 | 639.14 | 1547.92 | 1799.59 | 1799.59 | 0 | 1998.9 | 0 | 2021.55 | 0 | 2793.81 | 0 | 0 | 2793.83 | 0 | 0 | 0 | 0 | 2793.83 | 0 | 0 | 0 | 0 | 3193.83 | 0 | 0 | 0 | 0 | 0
| Riverside_Li_Battery | Li_Battery | 0 | 0 | 0 | 0 | 0 | 0 | 0 | 462.38 | 645.85 | 1511.5 | 1893.28 | 1893.29 | 0 | 1924.1 | 0 | 1940.27 | 0 | 2073.53 | 0 | 0 | 3111.82 | 0 | 0 | 0 | 0 | 4470.63 | 0 | 0 | 0 | 0 | 8118.63 | 0 | 0 | 0 | 0 | 0
| Arizona_Li_Battery | Li_Battery | 0 | 0 | 0 | 0 | 0 | 0 | 0 | 108.91 | 109.36 | 109.37 | 110.12 | 110.12 | 0 | 110.16 | 0 | 110.17 | 0 | 110.17 | 0 | 0 | 110.17 | 0 | 0 | 0 | 0 | 110.17 | 0 | 0 | 0 | 0 | 110.17 | 0 | 0 | 0 | 0 | 0
| Imperial_Li_Battery | Li_Battery | 0 | 0 | 0 | 0 | 0 | 0 | 0 | 0.87 | 0.87 | 0.87 | 0.88 | 0.88 | 0 | 0.88 | 0 | 0.88 | 0 | 0.88 | 0 | 0 | 0.88 | 0 | 0 | 0 | 0 | 0.88 | 0 | 0 | 0 | 0 | 0.88 | 0 | 0 | 0 | 0 | 0
| San_Diego_Li_Battery | Li_Battery | 0 | 0 | 0 | 0 | 0 | 0 | 0 | 306.71 | 483.97 | 491.38 | 493.17 | 493.17 | 0 | 494.95 | 0 | 494.95 | 0 | 494.96 | 0 | 0 | 494.96 | 0 | 0 | 0 | 0 | 494.96 | 0 | 0 | 0 | 0 | 2414.05 | 0 | 0 | 0 | 0 | 0
| Riverside_West_Pumped_Storage | Pumped_Hydro | 0 | 0 | 0 | 0 | 0 | 0 | 0 | 0 | 0 | 0 | 0 | 0 | 0 | 0 | 0 | 0.14 | 0 | 0.14 | 0 | 0 | 0.14 | 0 | 0 | 0 | 0 | 0.14 | 0 | 0 | 0 | 0 | 0.14 | 0 | 0 | 0 | 0 | 0
| Tehachapi_Pumped_Storage | Pumped_Hydro | 0 | 0 | 0 | 0 | 0 | 0 | 0 | 0 | 0 | 0 | 0 | 196 | 0 | 455.11 | 0 | 455.11 | 0 | 455.11 | 0 | 0 | 455.11 | 0 | 0 | 0 | 0 | 455.11 | 0 | 0 | 0 | 0 | 455.11 | 0 | 0 | 0 | 0 | 0
| Riverside_East_Pumped_Storage | Pumped_Hydro | 0 | 0 | 0 | 0 | 0 | 0 | 0 | 0 | 0 | 0 | 0 | 0 | 0 | 544.89 | 0 | 544.89 | 0 | 544.89 | 0 | 0 | 544.89 | 0 | 0 | 0 | 0 | 544.89 | 0 | 0 | 0 | 0 | 544.89 | 0 | 0 | 0 | 0 | 0
| San_Diego_Pumped_Storage | Pumped_Hydro | 0 | 0 | 0 | 0 | 0 | 0 | 0 | 0 | 0 | 0 | 0 | 0 | 0 | 0 | 0 | 0.14 | 0 | 0.14 | 0 | 0 | 0.14 | 0 | 0 | 0 | 0 | 0.14 | 0 | 0 | 0 | 0 | 0.14 | 0 | 0 | 0 | 0 | 0
| - | - | 0 | 0 | 0 | 0 | 0 | 0 | 0 | 0 | 0 | 0 | 0 | 0 | 0 | 0 | 0 | 0 | 0 | 0 | 0 | 0 | 0 | 0 | 0 | 0 | 0 | 0 | 0 | 0 | 0 | 0 | 0 | 0 | 0 | 0 | 0 | 0
| - | - | 0 | 0 | 0 | 0 | 0 | 0 | 0 | 0 | 0 | 0 | 0 | 0 | 0 | 0 | 0 | 0 | 0 | 0 | 0 | 0 | 0 | 0 | 0 | 0 | 0 | 0 | 0 | 0 | 0 | 0 | 0 | 0 | 0 | 0 | 0 | 0
| - | - | 0 | 0 | 0 | 0 | 0 | 0 | 0 | 0 | 0 | 0 | 0 | 0 | 0 | 0 | 0 | 0 | 0 | 0 | 0 | 0 | 0 | 0 | 0 | 0 | 0 | 0 | 0 | 0 | 0 | 0 | 0 | 0 | 0 | 0 | 0 | 0
| - | - | 0 | 0 | 0 | 0 | 0 | 0 | 0 | 0 | 0 | 0 | 0 | 0 | 0 | 0 | 0 | 0 | 0 | 0 | 0 | 0 | 0 | 0 | 0 | 0 | 0 | 0 | 0 | 0 | 0 | 0 | 0 | 0 | 0 | 0 | 0 | 0
| - | - | 0 | 0 | 0 | 0 | 0 | 0 | 0 | 0 | 0 | 0 | 0 | 0 | 0 | 0 | 0 | 0 | 0 | 0 | 0 | 0 | 0 | 0 | 0 | 0 | 0 | 0 | 0 | 0 | 0 | 0 | 0 | 0 | 0 | 0 | 0 | 0
| - | - | 0 | 0 | 0 | 0 | 0 | 0 | 0 | 0 | 0 | 0 | 0 | 0 | 0 | 0 | 0 | 0 | 0 | 0 | 0 | 0 | 0 | 0 | 0 | 0 | 0 | 0 | 0 | 0 | 0 | 0 | 0 | 0 | 0 | 0 | 0 | 0
| - | - | 0 | 0 | 0 | 0 | 0 | 0 | 0 | 0 | 0 | 0 | 0 | 0 | 0 | 0 | 0 | 0 | 0 | 0 | 0 | 0 | 0 | 0 | 0 | 0 | 0 | 0 | 0 | 0 | 0 | 0 | 0 | 0 | 0 | 0 | 0 | 0
| - | - | 0 | 0 | 0 | 0 | 0 | 0 | 0 | 0 | 0 | 0 | 0 | 0 | 0 | 0 | 0 | 0 | 0 | 0 | 0 | 0 | 0 | 0 | 0 | 0 | 0 | 0 | 0 | 0 | 0 | 0 | 0 | 0 | 0 | 0 | 0 | 0
| - | - | 0 | 0 | 0 | 0 | 0 | 0 | 0 | 0 | 0 | 0 | 0 | 0 | 0 | 0 | 0 | 0 | 0 | 0 | 0 | 0 | 0 | 0 | 0 | 0 | 0 | 0 | 0 | 0 | 0 | 0 | 0 | 0 | 0 | 0 | 0 | 0
| - | - | 0 | 0 | 0 | 0 | 0 | 0 | 0 | 0 | 0 | 0 | 0 | 0 | 0 | 0 | 0 | 0 | 0 | 0 | 0 | 0 | 0 | 0 | 0 | 0 | 0 | 0 | 0 | 0 | 0 | 0 | 0 | 0 | 0 | 0 | 0 | 0
| - | - | 0 | 0 | 0 | 0 | 0 | 0 | 0 | 0 | 0 | 0 | 0 | 0 | 0 | 0 | 0 | 0 | 0 | 0 | 0 | 0 | 0 | 0 | 0 | 0 | 0 | 0 | 0 | 0 | 0 | 0 | 0 | 0 | 0 | 0 | 0 | 0
| - | - | 0 | 0 | 0 | 0 | 0 | 0 | 0 | 0 | 0 | 0 | 0 | 0 | 0 | 0 | 0 | 0 | 0 | 0 | 0 | 0 | 0 | 0 | 0 | 0 | 0 | 0 | 0 | 0 | 0 | 0 | 0 | 0 | 0 | 0 | 0 | 0
| - | - | 0 | 0 | 0 | 0 | 0 | 0 | 0 | 0 | 0 | 0 | 0 | 0 | 0 | 0 | 0 | 0 | 0 | 0 | 0 | 0 | 0 | 0 | 0 | 0 | 0 | 0 | 0 | 0 | 0 | 0 | 0 | 0 | 0 | 0 | 0 | 0
| - | - | 0 | 0 | 0 | 0 | 0 | 0 | 0 | 0 | 0 | 0 | 0 | 0 | 0 | 0 | 0 | 0 | 0 | 0 | 0 | 0 | 0 | 0 | 0 | 0 | 0 | 0 | 0 | 0 | 0 | 0 | 0 | 0 | 0 | 0 | 0 | 0
Delivered Capacity (MW) (Excluded Storage Resources)
| Transmission Constraint |  | 2015 | 2016 | 2017 | 2018 | 2019 | 2020 | 2021 | 2022 | 2023 | 2024 | 2025 | 2026 | 2027 | 2028 | 2029 | 2030 | 2031 | 2032 | 2033 | 2034 | 2035 | 2036 | 2037 | 2038 | 2039 | 2040 | 2041 | 2042 | 2043 | 2044 | 2045 | 2046 | 2047 | 2048 | 2049 | 2050
| Solano_Geothermal | Geothermal | 0 | 0 | 0 | 0 | 0 | 0 | 0 | 0 | 0 | 0 | 0 | 69.83 | 0 | 135 | 0 | 135 | 0 | 135 | 0 | 0 | 135 | 0 | 0 | 0 | 0 | 135 | 0 | 0 | 0 | 0 | 135 | 0 | 0 | 0 | 0 | 0
| Northern_California_Geothermal | Geothermal | 0 | 0 | 0 | 0 | 0 | 0 | 0 | 0 | 0 | 0 | 0 | 0.03 | 0 | 107.3 | 0 | 107.3 | 0 | 107.3 | 0 | 0 | 107.3 | 0 | 0 | 0 | 0 | 107.3 | 0 | 0 | 0 | 0 | 107.3 | 0 | 0 | 0 | 0 | 0
| Inyokern_North_Kramer_Geothermal | Geothermal | 0 | 0 | 0 | 0 | 0 | 0 | 0 | 0 | 0 | 0 | 0 | 0.03 | 0 | 24 | 0 | 24 | 0 | 24 | 0 | 0 | 24 | 0 | 0 | 0 | 0 | 24 | 0 | 0 | 0 | 0 | 24 | 0 | 0 | 0 | 0 | 0
| Southern_Nevada_Geothermal | Geothermal | 0 | 0 | 0 | 0 | 0 | 0 | 0 | 0 | 0 | 0 | 0 | 0.09 | 0 | 320 | 0 | 320 | 0 | 320 | 0 | 0 | 320 | 0 | 0 | 0 | 0 | 320 | 0 | 0 | 0 | 0 | 320 | 0 | 0 | 0 | 0 | 0
| Riverside_Palm_Springs_Geothermal | Geothermal | 0 | 0 | 0 | 0 | 0 | 0 | 0 | 0 | 0 | 0 | 0 | 0.02 | 0 | 32 | 0 | 32 | 0 | 32 | 0 | 0 | 32 | 0 | 0 | 0 | 0 | 32 | 0 | 0 | 0 | 0 | 32 | 0 | 0 | 0 | 0 | 0
| Greater_Imperial_Geothermal | Geothermal | 0 | 0 | 0 | 0 | 0 | 0 | 0 | 14 | 114 | 114 | 114 | 114 | 0 | 541.41 | 0 | 541.41 | 0 | 541.41 | 0 | 0 | 541.41 | 0 | 0 | 0 | 0 | 541.41 | 0 | 0 | 0 | 0 | 541.41 | 0 | 0 | 0 | 0 | 0
| Greater_LA_Solar | Solar | 0 | 0 | 0 | 0 | 0 | 0 | 0 | 0 | 0 | 0 | 0 | 0 | 0 | 0 | 0 | 0 | 0 | 0 | 0 | 0 | 0 | 0 | 0 | 0 | 0 | 0 | 0 | 0 | 0 | 0 | 0 | 0 | 0 | 0 | 0 | 0
| Northern_California_Solar | Solar | 0 | 0 | 0 | 0 | 0 | 0 | 0 | 0.01 | 0.01 | 0.01 | 0.01 | 0.01 | 0 | 0.01 | 0 | 0.01 | 0 | 0.01 | 0 | 0 | 0.01 | 0 | 0 | 0 | 0 | 0.01 | 0 | 0 | 0 | 0 | 0.01 | 0 | 0 | 0 | 0 | 0
| Southern_PGAE_Solar | Solar | 0 | 0 | 0 | 0 | 0 | 0 | 0 | 0.35 | 0.5 | 0.6 | 0.6 | 0.6 | 0 | 0.6 | 0 | 0.6 | 0 | 0.6 | 0 | 0 | 0.6 | 0 | 0 | 0 | 0 | 0.6 | 0 | 0 | 0 | 0 | 0.6 | 0 | 0 | 0 | 0 | 0
| Tehachapi_Solar | Solar | 0 | 0 | 0 | 0 | 0 | 0 | 0 | 230.73 | 354.27 | 430.06 | 430.06 | 430.06 | 0 | 430.06 | 0 | 430.06 | 0 | 430.06 | 0 | 0 | 430.06 | 0 | 0 | 0 | 0 | 430.06 | 0 | 0 | 0 | 0 | 430.06 | 0 | 0 | 0 | 0 | 0
| Greater_Kramer_Solar | Solar | 0 | 0 | 0 | 0 | 0 | 0 | 0 | 0 | 0 | 0 | 0 | 0 | 0 | 0 | 0 | 0 | 0 | 0 | 0 | 0 | 0 | 0 | 0 | 0 | 0 | 0 | 0 | 0 | 0 | 0 | 0 | 0 | 0 | 0 | 0 | 0
| Southern_NV_Eldorado_Solar | Solar | 0 | 0 | 0 | 0 | 0 | 0 | 0 | 0 | 0 | 0 | 0 | 0 | 0 | 0 | 0 | 0 | 0 | 0 | 0 | 0 | 0 | 0 | 0 | 0 | 0 | 0 | 0 | 0 | 0 | 0 | 0 | 0 | 0 | 0 | 0 | 0
| Riverside_Solar | Solar | 0 | 0 | 0 | 0 | 0 | 0 | 0 | 0 | 0 | 0 | 0 | 0 | 0 | 0 | 0 | 0 | 0 | 0 | 0 | 0 | 0 | 0 | 0 | 0 | 0 | 0 | 0 | 0 | 0 | 0 | 0.01 | 0 | 0 | 0 | 0 | 0
| Arizona_Solar | Solar | 0 | 0 | 0 | 0 | 0 | 0 | 0 | 0 | 0 | 0 | 0 | 0 | 0 | 0 | 0 | 0 | 0 | 0 | 0 | 0 | 0 | 0 | 0 | 0 | 0 | 0 | 0 | 0 | 0 | 0 | 0 | 0 | 0 | 0 | 0 | 0
Type of Wind | Imperial_Solar | Solar | 0 | 0 | 0 | 0 | 0 | 0 | 0 | 0 | 0 | 0 | 0 | 0 | 0 | 0 | 0 | 0 | 0 | 0 | 0 | 0 | 0 | 0 | 0 | 0 | 0 | 0 | 0 | 0 | 0 | 0 | 0 | 0 | 0 | 0 | 0 | 0
In-State | Northern_California_Wind | Wind | 0 | 0 | 0 | 0 | 0 | 0 | 0 | 0 | 0 | 0 | 0 | 0 | 0 | 0 | 0 | 0 | 0 | 0 | 0 | 0 | 0 | 0 | 0 | 0 | 0 | 0 | 0 | 0 | 0 | 0 | 0 | 0 | 0 | 0 | 0 | 0
In-State | Solano_Wind | Wind | 0 | 0 | 0 | 0 | 0 | 0 | 0 | 0 | 0 | 0 | 0 | 0 | 0 | 0 | 0 | 0 | 0 | 0 | 0 | 0 | 0 | 0 | 0 | 0 | 0 | 0 | 0 | 0 | 0 | 0 | 0 | 0 | 0 | 0 | 0 | 0
In-State | Humboldt_Wind | Wind | 0 | 0 | 0 | 0 | 0 | 0 | 0 | 0 | 0 | 0 | 0 | 0 | 0 | 0 | 0 | 0 | 0 | 0 | 0 | 0 | 0 | 0 | 0 | 0 | 0 | 0 | 0 | 0 | 0 | 0 | 0 | 0 | 0 | 0 | 0 | 0
In-State | NW_Ext_Tx_Wind | Wind | 0 | 0 | 0 | 0 | 0 | 0 | 0 | 0 | 0 | 0 | 0 | 0 | 0 | 0 | 0 | 0 | 0 | 0 | 0 | 0 | 0 | 0 | 0 | 0 | 0 | 0 | 0 | 0 | 0 | 0 | 0 | 0 | 0 | 0 | 0 | 0
In-State | Kern_Greater_Carrizo_Wind | Wind | 0 | 0 | 0 | 0 | 0 | 0 | 0 | 0 | 0 | 0 | 0 | 0 | 0 | 0 | 0 | 0 | 0 | 0 | 0 | 0 | 0 | 0 | 0 | 0 | 0 | 0 | 0 | 0 | 0 | 0 | 0 | 0 | 0 | 0 | 0 | 0
In-State | Carrizo_Wind | Wind | 0 | 0 | 0 | 0 | 0 | 0 | 0 | 0 | 0 | 0 | 0 | 0 | 0 | 0 | 0 | 0 | 0 | 0 | 0 | 0 | 0 | 0 | 0 | 0 | 0 | 0 | 0 | 0 | 0 | 0 | 0 | 0 | 0 | 0 | 0 | 0
In-State | Central_Valley_North_Los_Banos_Wind | Wind | 0 | 0 | 0 | 0 | 0 | 0 | 0 | 0 | 0 | 0 | 0 | 0 | 0 | 0 | 0 | 0 | 0 | 0 | 0 | 0 | 0 | 0 | 0 | 0 | 0 | 0 | 0 | 0 | 0 | 0 | 0 | 0 | 0 | 0 | 0 | 0
In-State | Tehachapi_Wind | Wind | 0 | 0 | 0 | 0 | 0 | 0 | 0 | 275 | 275 | 275 | 275 | 275 | 0 | 275 | 0 | 275 | 0 | 275 | 0 | 0 | 275 | 0 | 0 | 0 | 0 | 275 | 0 | 0 | 0 | 0 | 275 | 0 | 0 | 0 | 0 | 0
In-State | Southern_Nevada_Wind | Wind | 0 | 0 | 0 | 0 | 0 | 0 | 0 | 441.96 | 441.96 | 441.96 | 441.96 | 441.96 | 0 | 441.96 | 0 | 441.96 | 0 | 441.96 | 0 | 0 | 441.96 | 0 | 0 | 0 | 0 | 441.96 | 0 | 0 | 0 | 0 | 441.96 | 0 | 0 | 0 | 0 | 0
Out-Of-State | Wyoming_Wind | Wind | 0 | 0 | 0 | 0 | 0 | 0 | 0 | 0 | 0 | 0 | 0 | 0.01 | 0 | 0.03 | 0 | 1500 | 0 | 1500 | 0 | 0 | 1500 | 0 | 0 | 0 | 0 | 1970.17 | 0 | 0 | 0 | 0 | 1970.17 | 0 | 0 | 0 | 0 | 0
In-State | Riverside_Palm_Springs_Wind | Wind | 0 | 0 | 0 | 0 | 0 | 0 | 0 | 0 | 0 | 0 | 0 | 0 | 0 | 0 | 0 | 0 | 0 | 0 | 0 | 0 | 0 | 0 | 0 | 0 | 0 | 0 | 0 | 0 | 0 | 0 | 0 | 0 | 0 | 0 | 0 | 0
Out-Of-State | New_Mexico_Wind | Wind | 0 | 0 | 0 | 0 | 0 | 0 | 0 | 0 | 0 | 0 | 0 | 0.02 | 0 | 0.03 | 0 | 0.03 | 0 | 0.03 | 0 | 0 | 0.03 | 0 | 0 | 0 | 0 | 0.03 | 0 | 0 | 0 | 0 | 0.03 | 0 | 0 | 0 | 0 | 0
In-State | SW_Ext_Tx_Wind | Wind | 0 | 0 | 0 | 0 | 0 | 0 | 0 | 0 | 0 | 0 | 0 | 0 | 0 | 0 | 0 | 0 | 0 | 0 | 0 | 0 | 0 | 0 | 0 | 0 | 0 | 0 | 0 | 0 | 0 | 0 | 0 | 0 | 0 | 0 | 0 | 0
In-State | Baja_California_Wind | Wind | 0 | 0 | 0 | 0 | 0 | 0 | 0 | 0 | 0 | 232.99 | 232.99 | 232.99 | 0 | 232.99 | 0 | 232.99 | 0 | 232.99 | 0 | 0 | 232.99 | 0 | 0 | 0 | 0 | 232.99 | 0 | 0 | 0 | 0 | 232.99 | 0 | 0 | 0 | 0 | 0
| Humboldt_Bay_Offshore_Wind | Offshore_Wind | 0 | 0 | 0 | 0 | 0 | 0 | 0 | 0 | 0 | 0 | 0 | 0 | 0 | 0 | 0 | 0.01 | 0 | 0.01 | 0 | 0 | 20.52 | 0 | 0 | 0 | 0 | 20.52 | 0 | 0 | 0 | 0 | 20.52 | 0 | 0 | 0 | 0 | 0
| Morro_Bay_Offshore_Wind | Offshore_Wind | 0 | 0 | 0 | 0 | 0 | 0 | 0 | 0 | 0 | 0 | 0 | 120 | 0 | 195 | 0 | 195 | 0 | 1707.56 | 0 | 0 | 1707.56 | 0 | 0 | 0 | 0 | 1707.56 | 0 | 0 | 0 | 0 | 1707.56 | 0 | 0 | 0 | 0 | 0
| Diablo_Canyon_Offshore_Wind | Offshore_Wind | 0 | 0 | 0 | 0 | 0 | 0 | 0 | 0 | 0 | 0 | 0 | 0 | 0 | 0 | 0 | 0 | 0 | 0 | 0 | 0 | 0 | 0 | 0 | 0 | 0 | 0 | 0 | 0 | 0 | 0 | 0 | 0 | 0 | 0 | 0 | 0
| - | - | 0 | 0 | 0 | 0 | 0 | 0 | 0 | 0 | 0 | 0 | 0 | 0 | 0 | 0 | 0 | 0 | 0 | 0 | 0 | 0 | 0 | 0 | 0 | 0 | 0 | 0 | 0 | 0 | 0 | 0 | 0 | 0 | 0 | 0 | 0 | 0
| - | - | 0 | 0 | 0 | 0 | 0 | 0 | 0 | 0 | 0 | 0 | 0 | 0 | 0 | 0 | 0 | 0 | 0 | 0 | 0 | 0 | 0 | 0 | 0 | 0 | 0 | 0 | 0 | 0 | 0 | 0 | 0 | 0 | 0 | 0 | 0 | 0
| - | - | 0 | 0 | 0 | 0 | 0 | 0 | 0 | 0 | 0 | 0 | 0 | 0 | 0 | 0 | 0 | 0 | 0 | 0 | 0 | 0 | 0 | 0 | 0 | 0 | 0 | 0 | 0 | 0 | 0 | 0 | 0 | 0 | 0 | 0 | 0 | 0
| - | - | 0 | 0 | 0 | 0 | 0 | 0 | 0 | 0 | 0 | 0 | 0 | 0 | 0 | 0 | 0 | 0 | 0 | 0 | 0 | 0 | 0 | 0 | 0 | 0 | 0 | 0 | 0 | 0 | 0 | 0 | 0 | 0 | 0 | 0 | 0 | 0
| - | - | 0 | 0 | 0 | 0 | 0 | 0 | 0 | 0 | 0 | 0 | 0 | 0 | 0 | 0 | 0 | 0 | 0 | 0 | 0 | 0 | 0 | 0 | 0 | 0 | 0 | 0 | 0 | 0 | 0 | 0 | 0 | 0 | 0 | 0 | 0 | 0
| - | - | 0 | 0 | 0 | 0 | 0 | 0 | 0 | 0 | 0 | 0 | 0 | 0 | 0 | 0 | 0 | 0 | 0 | 0 | 0 | 0 | 0 | 0 | 0 | 0 | 0 | 0 | 0 | 0 | 0 | 0 | 0 | 0 | 0 | 0 | 0 | 0
| - | - | 0 | 0 | 0 | 0 | 0 | 0 | 0 | 0 | 0 | 0 | 0 | 0 | 0 | 0 | 0 | 0 | 0 | 0 | 0 | 0 | 0 | 0 | 0 | 0 | 0 | 0 | 0 | 0 | 0 | 0 | 0 | 0 | 0 | 0 | 0 | 0
| - | - | 0 | 0 | 0 | 0 | 0 | 0 | 0 | 0 | 0 | 0 | 0 | 0 | 0 | 0 | 0 | 0 | 0 | 0 | 0 | 0 | 0 | 0 | 0 | 0 | 0 | 0 | 0 | 0 | 0 | 0 | 0 | 0 | 0 | 0 | 0 | 0
| - | - | 0 | 0 | 0 | 0 | 0 | 0 | 0 | 0 | 0 | 0 | 0 | 0 | 0 | 0 | 0 | 0 | 0 | 0 | 0 | 0 | 0 | 0 | 0 | 0 | 0 | 0 | 0 | 0 | 0 | 0 | 0 | 0 | 0 | 0 | 0 | 0
| - | - | 0 | 0 | 0 | 0 | 0 | 0 | 0 | 0 | 0 | 0 | 0 | 0 | 0 | 0 | 0 | 0 | 0 | 0 | 0 | 0 | 0 | 0 | 0 | 0 | 0 | 0 | 0 | 0 | 0 | 0 | 0 | 0 | 0 | 0 | 0 | 0
| - | - | 0 | 0 | 0 | 0 | 0 | 0 | 0 | 0 | 0 | 0 | 0 | 0 | 0 | 0 | 0 | 0 | 0 | 0 | 0 | 0 | 0 | 0 | 0 | 0 | 0 | 0 | 0 | 0 | 0 | 0 | 0 | 0 | 0 | 0 | 0 | 0
| - | - | 0 | 0 | 0 | 0 | 0 | 0 | 0 | 0 | 0 | 0 | 0 | 0 | 0 | 0 | 0 | 0 | 0 | 0 | 0 | 0 | 0 | 0 | 0 | 0 | 0 | 0 | 0 | 0 | 0 | 0 | 0 | 0 | 0 | 0 | 0 | 0
| - | - | 0 | 0 | 0 | 0 | 0 | 0 | 0 | 0 | 0 | 0 | 0 | 0 | 0 | 0 | 0 | 0 | 0 | 0 | 0 | 0 | 0 | 0 | 0 | 0 | 0 | 0 | 0 | 0 | 0 | 0 | 0 | 0 | 0 | 0 | 0 | 0
| - | - | 0 | 0 | 0 | 0 | 0 | 0 | 0 | 0 | 0 | 0 | 0 | 0 | 0 | 0 | 0 | 0 | 0 | 0 | 0 | 0 | 0 | 0 | 0 | 0 | 0 | 0 | 0 | 0 | 0 | 0 | 0 | 0 | 0 | 0 | 0 | 0
| - | - | 0 | 0 | 0 | 0 | 0 | 0 | 0 | 0 | 0 | 0 | 0 | 0 | 0 | 0 | 0 | 0 | 0 | 0 | 0 | 0 | 0 | 0 | 0 | 0 | 0 | 0 | 0 | 0 | 0 | 0 | 0 | 0 | 0 | 0 | 0 | 0
| - | - | 0 | 0 | 0 | 0 | 0 | 0 | 0 | 0 | 0 | 0 | 0 | 0 | 0 | 0 | 0 | 0 | 0 | 0 | 0 | 0 | 0 | 0 | 0 | 0 | 0 | 0 | 0 | 0 | 0 | 0 | 0 | 0 | 0 | 0 | 0 | 0
| - | - | 0 | 0 | 0 | 0 | 0 | 0 | 0 | 0 | 0 | 0 | 0 | 0 | 0 | 0 | 0 | 0 | 0 | 0 | 0 | 0 | 0 | 0 | 0 | 0 | 0 | 0 | 0 | 0 | 0 | 0 | 0 | 0 | 0 | 0 | 0 | 0
| - | - | 0 | 0 | 0 | 0 | 0 | 0 | 0 | 0 | 0 | 0 | 0 | 0 | 0 | 0 | 0 | 0 | 0 | 0 | 0 | 0 | 0 | 0 | 0 | 0 | 0 | 0 | 0 | 0 | 0 | 0 | 0 | 0 | 0 | 0 | 0 | 0
| - | - | 0 | 0 | 0 | 0 | 0 | 0 | 0 | 0 | 0 | 0 | 0 | 0 | 0 | 0 | 0 | 0 | 0 | 0 | 0 | 0 | 0 | 0 | 0 | 0 | 0 | 0 | 0 | 0 | 0 | 0 | 0 | 0 | 0 | 0 | 0 | 0
| - | - | 0 | 0 | 0 | 0 | 0 | 0 | 0 | 0 | 0 | 0 | 0 | 0 | 0 | 0 | 0 | 0 | 0 | 0 | 0 | 0 | 0 | 0 | 0 | 0 | 0 | 0 | 0 | 0 | 0 | 0 | 0 | 0 | 0 | 0 | 0 | 0
| - | - | 0 | 0 | 0 | 0 | 0 | 0 | 0 | 0 | 0 | 0 | 0 | 0 | 0 | 0 | 0 | 0 | 0 | 0 | 0 | 0 | 0 | 0 | 0 | 0 | 0 | 0 | 0 | 0 | 0 | 0 | 0 | 0 | 0 | 0 | 0 | 0
| - | - | 0 | 0 | 0 | 0 | 0 | 0 | 0 | 0 | 0 | 0 | 0 | 0 | 0 | 0 | 0 | 0 | 0 | 0 | 0 | 0 | 0 | 0 | 0 | 0 | 0 | 0 | 0 | 0 | 0 | 0 | 0 | 0 | 0 | 0 | 0 | 0
| - | - | 0 | 0 | 0 | 0 | 0 | 0 | 0 | 0 | 0 | 0 | 0 | 0 | 0 | 0 | 0 | 0 | 0 | 0 | 0 | 0 | 0 | 0 | 0 | 0 | 0 | 0 | 0 | 0 | 0 | 0 | 0 | 0 | 0 | 0 | 0 | 0
| - | - | 0 | 0 | 0 | 0 | 0 | 0 | 0 | 0 | 0 | 0 | 0 | 0 | 0 | 0 | 0 | 0 | 0 | 0 | 0 | 0 | 0 | 0 | 0 | 0 | 0 | 0 | 0 | 0 | 0 | 0 | 0 | 0 | 0 | 0 | 0 | 0
| - | - | 0 | 0 | 0 | 0 | 0 | 0 | 0 | 0 | 0 | 0 | 0 | 0 | 0 | 0 | 0 | 0 | 0 | 0 | 0 | 0 | 0 | 0 | 0 | 0 | 0 | 0 | 0 | 0 | 0 | 0 | 0 | 0 | 0 | 0 | 0 | 0
| - | - | 0 | 0 | 0 | 0 | 0 | 0 | 0 | 0 | 0 | 0 | 0 | 0 | 0 | 0 | 0 | 0 | 0 | 0 | 0 | 0 | 0 | 0 | 0 | 0 | 0 | 0 | 0 | 0 | 0 | 0 | 0 | 0 | 0 | 0 | 0 | 0
| - | - | 0 | 0 | 0 | 0 | 0 | 0 | 0 | 0 | 0 | 0 | 0 | 0 | 0 | 0 | 0 | 0 | 0 | 0 | 0 | 0 | 0 | 0 | 0 | 0 | 0 | 0 | 0 | 0 | 0 | 0 | 0 | 0 | 0 | 0 | 0 | 0
| - | - | 0 | 0 | 0 | 0 | 0 | 0 | 0 | 0 | 0 | 0 | 0 | 0 | 0 | 0 | 0 | 0 | 0 | 0 | 0 | 0 | 0 | 0 | 0 | 0 | 0 | 0 | 0 | 0 | 0 | 0 | 0 | 0 | 0 | 0 | 0 | 0
Undelivered Capacity (MW) (Excluded Storage Reesources)
| Transmission Constraint |  | 2015 | 2016 | 2017 | 2018 | 2019 | 2020 | 2021 | 2022 | 2023 | 2024 | 2025 | 2026 | 2027 | 2028 | 2029 | 2030 | 2031 | 2032 | 2033 | 2034 | 2035 | 2036 | 2037 | 2038 | 2039 | 2040 | 2041 | 2042 | 2043 | 2044 | 2045 | 2046 | 2047 | 2048 | 2049 | 2050
| Solano_Geothermal | Geothermal | 0 | 0 | 0 | 0 | 0 | 0 | 0 | 0 | 0 | 0 | 0 | 0 | 0 | 0 | 0 | 0 | 0 | 0 | 0 | 0 | 0 | 0 | 0 | 0 | 0 | 0 | 0 | 0 | 0 | 0 | 0 | 0 | 0 | 0 | 0 | 0
| Northern_California_Geothermal | Geothermal | 0 | 0 | 0 | 0 | 0 | 0 | 0 | 0 | 0 | 0 | 0 | 0 | 0 | 0 | 0 | 0 | 0 | 0 | 0 | 0 | 0 | 0 | 0 | 0 | 0 | 0 | 0 | 0 | 0 | 0 | 361.7 | 0 | 0 | 0 | 0 | 0
| Inyokern_North_Kramer_Geothermal | Geothermal | 0 | 0 | 0 | 0 | 0 | 0 | 0 | 0 | 0 | 0 | 0 | 0 | 0 | 0 | 0 | 0 | 0 | 0 | 0 | 0 | 0 | 0 | 0 | 0 | 0 | 0 | 0 | 0 | 0 | 0 | 0 | 0 | 0 | 0 | 0 | 0
| Southern_Nevada_Geothermal | Geothermal | 0 | 0 | 0 | 0 | 0 | 0 | 0 | 0 | 0 | 0 | 0 | 0 | 0 | 0 | 0 | 0 | 0 | 0 | 0 | 0 | 0 | 0 | 0 | 0 | 0 | 0 | 0 | 0 | 0 | 0 | 0 | 0 | 0 | 0 | 0 | 0
| Riverside_Palm_Springs_Geothermal | Geothermal | 0 | 0 | 0 | 0 | 0 | 0 | 0 | 0 | 0 | 0 | 0 | 0 | 0 | 0 | 0 | 0 | 0 | 0 | 0 | 0 | 0 | 0 | 0 | 0 | 0 | 0 | 0 | 0 | 0 | 0 | 0 | 0 | 0 | 0 | 0 | 0
| Greater_Imperial_Geothermal | Geothermal | 0 | 0 | 0 | 0 | 0 | 0 | 0 | 0 | 0 | 0 | 0 | 0 | 0 | 0 | 0 | 0 | 0 | 0 | 0 | 0 | 0 | 0 | 0 | 0 | 0 | 0 | 0 | 0 | 0 | 0 | 0 | 0 | 0 | 0 | 0 | 0
| Greater_LA_Solar | Solar | 0 | 0 | 0 | 0 | 0 | 0 | 0 | 0.52 | 0.53 | 0.53 | 0.53 | 0.53 | 0 | 0.53 | 0 | 0.53 | 0 | 0.53 | 0 | 0 | 0.54 | 0 | 0 | 0 | 0 | 2999.99 | 0 | 0 | 0 | 0 | 3000 | 0 | 0 | 0 | 0 | 0
| Northern_California_Solar | Solar | 0 | 0 | 0 | 0 | 0 | 0 | 0 | 0.01 | 0.01 | 0.01 | 0.01 | 0.01 | 0 | 0.01 | 0 | 0.01 | 0 | 0.01 | 0 | 0 | 0.01 | 0 | 0 | 0 | 0 | 0.01 | 0 | 0 | 0 | 0 | 0.01 | 0 | 0 | 0 | 0 | 0
| Southern_PGAE_Solar | Solar | 0 | 0 | 0 | 0 | 0 | 0 | 0 | 407.51 | 848.47 | 982.53 | 1062.41 | 1062.41 | 0 | 1071.7 | 0 | 1237.4 | 0 | 1237.4 | 0 | 0 | 1237.4 | 0 | 0 | 0 | 0 | 1237.41 | 0 | 0 | 0 | 0 | 24078.84 | 0 | 0 | 0 | 0 | 0
| Tehachapi_Solar | Solar | 0 | 0 | 0 | 0 | 0 | 0 | 0 | 226.78 | 745.71 | 886.28 | 2403.51 | 2403.51 | 0 | 2403.52 | 0 | 2539.46 | 0 | 2539.47 | 0 | 0 | 2539.47 | 0 | 0 | 0 | 0 | 5858.93 | 0 | 0 | 0 | 0 | 5858.94 | 0 | 0 | 0 | 0 | 0
| Greater_Kramer_Solar | Solar | 0 | 0 | 0 | 0 | 0 | 0 | 0 | 19.37 | 48.05 | 495.11 | 1847.01 | 1847.01 | 0 | 1847.01 | 0 | 1847.02 | 0 | 1847.12 | 0 | 0 | 4087 | 0 | 0 | 0 | 0 | 4834.55 | 0 | 0 | 0 | 0 | 5359.74 | 0 | 0 | 0 | 0 | 0
| Southern_NV_Eldorado_Solar | Solar | 0 | 0 | 0 | 0 | 0 | 0 | 0 | 876.58 | 2464.76 | 2464.77 | 2464.77 | 2464.77 | 0 | 2464.77 | 0 | 4160 | 0 | 7323.77 | 0 | 0 | 7323.8 | 0 | 0 | 0 | 0 | 7323.81 | 0 | 0 | 0 | 0 | 7843.29 | 0 | 0 | 0 | 0 | 0
| Riverside_Solar | Solar | 0 | 0 | 0 | 0 | 0 | 0 | 0 | 1313.05 | 1989.86 | 2384.64 | 2665.86 | 2665.86 | 0 | 3053.41 | 0 | 4001.29 | 0 | 4001.29 | 0 | 0 | 11233.01 | 0 | 0 | 0 | 0 | 20905.86 | 0 | 0 | 0 | 0 | 25643.53 | 0 | 0 | 0 | 0 | 0
| Arizona_Solar | Solar | 0 | 0 | 0 | 0 | 0 | 0 | 0 | 0.01 | 0.01 | 0.01 | 0.01 | 0.01 | 0 | 0.01 | 0 | 0.01 | 0 | 0.01 | 0 | 0 | 0.01 | 0 | 0 | 0 | 0 | 0.01 | 0 | 0 | 0 | 0 | 0.01 | 0 | 0 | 0 | 0 | 0
Type of Wind | Imperial_Solar | Solar | 0 | 0 | 0 | 0 | 0 | 0 | 0 | 0.01 | 0.01 | 0.01 | 0.01 | 0.01 | 0 | 0.01 | 0 | 0.01 | 0 | 0.01 | 0 | 0 | 0.01 | 0 | 0 | 0 | 0 | 0.01 | 0 | 0 | 0 | 0 | 0.01 | 0 | 0 | 0 | 0 | 0
In-State | Northern_California_Wind | Wind | 0 | 0 | 0 | 0 | 0 | 0 | 0 | 1.09 | 1.09 | 1.09 | 865.9 | 865.9 | 0 | 865.9 | 0 | 865.9 | 0 | 865.9 | 0 | 0 | 865.9 | 0 | 0 | 0 | 0 | 865.9 | 0 | 0 | 0 | 0 | 865.9 | 0 | 0 | 0 | 0 | 0
In-State | Solano_Wind | Wind | 0 | 0 | 0 | 0 | 0 | 0 | 0 | 294.34 | 294.34 | 294.34 | 294.34 | 294.34 | 0 | 294.34 | 0 | 294.34 | 0 | 294.34 | 0 | 0 | 294.34 | 0 | 0 | 0 | 0 | 294.34 | 0 | 0 | 0 | 0 | 294.34 | 0 | 0 | 0 | 0 | 0
In-State | Humboldt_Wind | Wind | 0 | 0 | 0 | 0 | 0 | 0 | 0 | 34 | 34 | 34 | 34 | 34 | 0 | 34 | 0 | 34 | 0 | 34 | 0 | 0 | 34 | 0 | 0 | 0 | 0 | 34 | 0 | 0 | 0 | 0 | 34 | 0 | 0 | 0 | 0 | 0
In-State | NW_Ext_Tx_Wind | Wind | 0 | 0 | 0 | 0 | 0 | 0 | 0 | 0.06 | 0.06 | 0.06 | 0.08 | 0.08 | 0 | 0.08 | 0 | 0.08 | 0 | 0.08 | 0 | 0 | 0.08 | 0 | 0 | 0 | 0 | 0.08 | 0 | 0 | 0 | 0 | 1500 | 0 | 0 | 0 | 0 | 0
In-State | Kern_Greater_Carrizo_Wind | Wind | 0 | 0 | 0 | 0 | 0 | 0 | 0 | 59.99 | 59.99 | 59.99 | 60 | 60 | 0 | 60 | 0 | 60 | 0 | 60 | 0 | 0 | 60 | 0 | 0 | 0 | 0 | 60 | 0 | 0 | 0 | 0 | 60 | 0 | 0 | 0 | 0 | 0
In-State | Carrizo_Wind | Wind | 0 | 0 | 0 | 0 | 0 | 0 | 0 | 1.8 | 23.9 | 51.69 | 287 | 287 | 0 | 287 | 0 | 287 | 0 | 287 | 0 | 0 | 287 | 0 | 0 | 0 | 0 | 287 | 0 | 0 | 0 | 0 | 287 | 0 | 0 | 0 | 0 | 0
In-State | Central_Valley_North_Los_Banos_Wind | Wind | 0 | 0 | 0 | 0 | 0 | 0 | 0 | 173 | 173 | 173 | 173 | 173 | 0 | 173 | 0 | 173 | 0 | 173 | 0 | 0 | 173 | 0 | 0 | 0 | 0 | 173 | 0 | 0 | 0 | 0 | 173 | 0 | 0 | 0 | 0 | 0
In-State | Tehachapi_Wind | Wind | 0 | 0 | 0 | 0 | 0 | 0 | 0 | 0 | 0 | 0 | 0 | 0 | 0 | 0 | 0 | 0 | 0 | 0 | 0 | 0 | 0 | 0 | 0 | 0 | 0 | 0 | 0 | 0 | 0 | 0 | 0 | 0 | 0 | 0 | 0 | 0
In-State | Southern_Nevada_Wind | Wind | 0 | 0 | 0 | 0 | 0 | 0 | 0 | 0 | 0 | 0 | 0.07 | 0.07 | 0 | 0.07 | 0 | 0.07 | 0 | 0.07 | 0 | 0 | 0.07 | 0 | 0 | 0 | 0 | 0.07 | 0 | 0 | 0 | 0 | 0.07 | 0 | 0 | 0 | 0 | 0
Out-Of-State | Wyoming_Wind | Wind | 0 | 0 | 0 | 0 | 0 | 0 | 0 | 0 | 0 | 0 | 0 | 0 | 0 | 0 | 0 | 0 | 0 | 0 | 0 | 0 | 0 | 0 | 0 | 0 | 0 | 0 | 0 | 0 | 0 | 0 | 0 | 0 | 0 | 0 | 0 | 0
In-State | Riverside_Palm_Springs_Wind | Wind | 0 | 0 | 0 | 0 | 0 | 0 | 0 | 0 | 0 | 0 | 0 | 0 | 0 | 0 | 0 | 0 | 0 | 0 | 0 | 0 | 0 | 0 | 0 | 0 | 0 | 0 | 0 | 0 | 0 | 0 | 0 | 0 | 0 | 0 | 0 | 0
Out-Of-State | New_Mexico_Wind | Wind | 0 | 0 | 0 | 0 | 0 | 0 | 0 | 0 | 0 | 0 | 0 | 0 | 0 | 0 | 0 | 0 | 0 | 0 | 0 | 0 | 0 | 0 | 0 | 0 | 0 | 0 | 0 | 0 | 0 | 0 | 0 | 0 | 0 | 0 | 0 | 0
In-State | SW_Ext_Tx_Wind | Wind | 0 | 0 | 0 | 0 | 0 | 0 | 0 | 415.5 | 415.51 | 415.51 | 500 | 500 | 0 | 500 | 0 | 500 | 0 | 500 | 0 | 0 | 500 | 0 | 0 | 0 | 0 | 500 | 0 | 0 | 0 | 0 | 500 | 0 | 0 | 0 | 0 | 0
In-State | Baja_California_Wind | Wind | 0 | 0 | 0 | 0 | 0 | 0 | 0 | 0 | 0 | 69.07 | 367.01 | 367.01 | 0 | 367.01 | 0 | 367.01 | 0 | 367.01 | 0 | 0 | 367.01 | 0 | 0 | 0 | 0 | 367.01 | 0 | 0 | 0 | 0 | 367.01 | 0 | 0 | 0 | 0 | 0
| Humboldt_Bay_Offshore_Wind | Offshore_Wind | 0 | 0 | 0 | 0 | 0 | 0 | 0 | 0 | 0 | 0 | 0 | 0 | 0 | 0 | 0 | 0 | 0 | 0 | 0 | 0 | 0 | 0 | 0 | 0 | 0 | 0 | 0 | 0 | 0 | 0 | 0 | 0 | 0 | 0 | 0 | 0
| Morro_Bay_Offshore_Wind | Offshore_Wind | 0 | 0 | 0 | 0 | 0 | 0 | 0 | 0 | 0 | 0 | 0 | 0 | 0 | 0 | 0 | 0 | 0 | 0 | 0 | 0 | 0 | 0 | 0 | 0 | 0 | 0 | 0 | 0 | 0 | 0 | 0 | 0 | 0 | 0 | 0 | 0
| Diablo_Canyon_Offshore_Wind | Offshore_Wind | 0 | 0 | 0 | 0 | 0 | 0 | 0 | 0 | 0 | 0 | 0 | 0 | 0 | 0 | 0 | 0 | 0 | 0 | 0 | 0 | 0 | 0 | 0 | 0 | 0 | 0 | 0 | 0 | 0 | 0 | 0 | 0 | 0 | 0 | 0 | 0
| - | - | 0 | 0 | 0 | 0 | 0 | 0 | 0 | 0 | 0 | 0 | 0 | 0 | 0 | 0 | 0 | 0 | 0 | 0 | 0 | 0 | 0 | 0 | 0 | 0 | 0 | 0 | 0 | 0 | 0 | 0 | 0 | 0 | 0 | 0 | 0 | 0
| - | - | 0 | 0 | 0 | 0 | 0 | 0 | 0 | 0 | 0 | 0 | 0 | 0 | 0 | 0 | 0 | 0 | 0 | 0 | 0 | 0 | 0 | 0 | 0 | 0 | 0 | 0 | 0 | 0 | 0 | 0 | 0 | 0 | 0 | 0 | 0 | 0
| - | - | 0 | 0 | 0 | 0 | 0 | 0 | 0 | 0 | 0 | 0 | 0 | 0 | 0 | 0 | 0 | 0 | 0 | 0 | 0 | 0 | 0 | 0 | 0 | 0 | 0 | 0 | 0 | 0 | 0 | 0 | 0 | 0 | 0 | 0 | 0 | 0
| - | - | 0 | 0 | 0 | 0 | 0 | 0 | 0 | 0 | 0 | 0 | 0 | 0 | 0 | 0 | 0 | 0 | 0 | 0 | 0 | 0 | 0 | 0 | 0 | 0 | 0 | 0 | 0 | 0 | 0 | 0 | 0 | 0 | 0 | 0 | 0 | 0
| - | - | 0 | 0 | 0 | 0 | 0 | 0 | 0 | 0 | 0 | 0 | 0 | 0 | 0 | 0 | 0 | 0 | 0 | 0 | 0 | 0 | 0 | 0 | 0 | 0 | 0 | 0 | 0 | 0 | 0 | 0 | 0 | 0 | 0 | 0 | 0 | 0
| - | - | 0 | 0 | 0 | 0 | 0 | 0 | 0 | 0 | 0 | 0 | 0 | 0 | 0 | 0 | 0 | 0 | 0 | 0 | 0 | 0 | 0 | 0 | 0 | 0 | 0 | 0 | 0 | 0 | 0 | 0 | 0 | 0 | 0 | 0 | 0 | 0
| - | - | 0 | 0 | 0 | 0 | 0 | 0 | 0 | 0 | 0 | 0 | 0 | 0 | 0 | 0 | 0 | 0 | 0 | 0 | 0 | 0 | 0 | 0 | 0 | 0 | 0 | 0 | 0 | 0 | 0 | 0 | 0 | 0 | 0 | 0 | 0 | 0
| - | - | 0 | 0 | 0 | 0 | 0 | 0 | 0 | 0 | 0 | 0 | 0 | 0 | 0 | 0 | 0 | 0 | 0 | 0 | 0 | 0 | 0 | 0 | 0 | 0 | 0 | 0 | 0 | 0 | 0 | 0 | 0 | 0 | 0 | 0 | 0 | 0
| - | - | 0 | 0 | 0 | 0 | 0 | 0 | 0 | 0 | 0 | 0 | 0 | 0 | 0 | 0 | 0 | 0 | 0 | 0 | 0 | 0 | 0 | 0 | 0 | 0 | 0 | 0 | 0 | 0 | 0 | 0 | 0 | 0 | 0 | 0 | 0 | 0
| - | - | 0 | 0 | 0 | 0 | 0 | 0 | 0 | 0 | 0 | 0 | 0 | 0 | 0 | 0 | 0 | 0 | 0 | 0 | 0 | 0 | 0 | 0 | 0 | 0 | 0 | 0 | 0 | 0 | 0 | 0 | 0 | 0 | 0 | 0 | 0 | 0
| - | - | 0 | 0 | 0 | 0 | 0 | 0 | 0 | 0 | 0 | 0 | 0 | 0 | 0 | 0 | 0 | 0 | 0 | 0 | 0 | 0 | 0 | 0 | 0 | 0 | 0 | 0 | 0 | 0 | 0 | 0 | 0 | 0 | 0 | 0 | 0 | 0
| - | - | 0 | 0 | 0 | 0 | 0 | 0 | 0 | 0 | 0 | 0 | 0 | 0 | 0 | 0 | 0 | 0 | 0 | 0 | 0 | 0 | 0 | 0 | 0 | 0 | 0 | 0 | 0 | 0 | 0 | 0 | 0 | 0 | 0 | 0 | 0 | 0
| - | - | 0 | 0 | 0 | 0 | 0 | 0 | 0 | 0 | 0 | 0 | 0 | 0 | 0 | 0 | 0 | 0 | 0 | 0 | 0 | 0 | 0 | 0 | 0 | 0 | 0 | 0 | 0 | 0 | 0 | 0 | 0 | 0 | 0 | 0 | 0 | 0
| - | - | 0 | 0 | 0 | 0 | 0 | 0 | 0 | 0 | 0 | 0 | 0 | 0 | 0 | 0 | 0 | 0 | 0 | 0 | 0 | 0 | 0 | 0 | 0 | 0 | 0 | 0 | 0 | 0 | 0 | 0 | 0 | 0 | 0 | 0 | 0 | 0
| - | - | 0 | 0 | 0 | 0 | 0 | 0 | 0 | 0 | 0 | 0 | 0 | 0 | 0 | 0 | 0 | 0 | 0 | 0 | 0 | 0 | 0 | 0 | 0 | 0 | 0 | 0 | 0 | 0 | 0 | 0 | 0 | 0 | 0 | 0 | 0 | 0
| - | - | 0 | 0 | 0 | 0 | 0 | 0 | 0 | 0 | 0 | 0 | 0 | 0 | 0 | 0 | 0 | 0 | 0 | 0 | 0 | 0 | 0 | 0 | 0 | 0 | 0 | 0 | 0 | 0 | 0 | 0 | 0 | 0 | 0 | 0 | 0 | 0
| - | - | 0 | 0 | 0 | 0 | 0 | 0 | 0 | 0 | 0 | 0 | 0 | 0 | 0 | 0 | 0 | 0 | 0 | 0 | 0 | 0 | 0 | 0 | 0 | 0 | 0 | 0 | 0 | 0 | 0 | 0 | 0 | 0 | 0 | 0 | 0 | 0
| - | - | 0 | 0 | 0 | 0 | 0 | 0 | 0 | 0 | 0 | 0 | 0 | 0 | 0 | 0 | 0 | 0 | 0 | 0 | 0 | 0 | 0 | 0 | 0 | 0 | 0 | 0 | 0 | 0 | 0 | 0 | 0 | 0 | 0 | 0 | 0 | 0
| - | - | 0 | 0 | 0 | 0 | 0 | 0 | 0 | 0 | 0 | 0 | 0 | 0 | 0 | 0 | 0 | 0 | 0 | 0 | 0 | 0 | 0 | 0 | 0 | 0 | 0 | 0 | 0 | 0 | 0 | 0 | 0 | 0 | 0 | 0 | 0 | 0
| - | - | 0 | 0 | 0 | 0 | 0 | 0 | 0 | 0 | 0 | 0 | 0 | 0 | 0 | 0 | 0 | 0 | 0 | 0 | 0 | 0 | 0 | 0 | 0 | 0 | 0 | 0 | 0 | 0 | 0 | 0 | 0 | 0 | 0 | 0 | 0 | 0
| - | - | 0 | 0 | 0 | 0 | 0 | 0 | 0 | 0 | 0 | 0 | 0 | 0 | 0 | 0 | 0 | 0 | 0 | 0 | 0 | 0 | 0 | 0 | 0 | 0 | 0 | 0 | 0 | 0 | 0 | 0 | 0 | 0 | 0 | 0 | 0 | 0
| - | - | 0 | 0 | 0 | 0 | 0 | 0 | 0 | 0 | 0 | 0 | 0 | 0 | 0 | 0 | 0 | 0 | 0 | 0 | 0 | 0 | 0 | 0 | 0 | 0 | 0 | 0 | 0 | 0 | 0 | 0 | 0 | 0 | 0 | 0 | 0 | 0
| - | - | 0 | 0 | 0 | 0 | 0 | 0 | 0 | 0 | 0 | 0 | 0 | 0 | 0 | 0 | 0 | 0 | 0 | 0 | 0 | 0 | 0 | 0 | 0 | 0 | 0 | 0 | 0 | 0 | 0 | 0 | 0 | 0 | 0 | 0 | 0 | 0
| - | - | 0 | 0 | 0 | 0 | 0 | 0 | 0 | 0 | 0 | 0 | 0 | 0 | 0 | 0 | 0 | 0 | 0 | 0 | 0 | 0 | 0 | 0 | 0 | 0 | 0 | 0 | 0 | 0 | 0 | 0 | 0 | 0 | 0 | 0 | 0 | 0
| - | - | 0 | 0 | 0 | 0 | 0 | 0 | 0 | 0 | 0 | 0 | 0 | 0 | 0 | 0 | 0 | 0 | 0 | 0 | 0 | 0 | 0 | 0 | 0 | 0 | 0 | 0 | 0 | 0 | 0 | 0 | 0 | 0 | 0 | 0 | 0 | 0
| - | - | 0 | 0 | 0 | 0 | 0 | 0 | 0 | 0 | 0 | 0 | 0 | 0 | 0 | 0 | 0 | 0 | 0 | 0 | 0 | 0 | 0 | 0 | 0 | 0 | 0 | 0 | 0 | 0 | 0 | 0 | 0 | 0 | 0 | 0 | 0 | 0
| - | - | 0 | 0 | 0 | 0 | 0 | 0 | 0 | 0 | 0 | 0 | 0 | 0 | 0 | 0 | 0 | 0 | 0 | 0 | 0 | 0 | 0 | 0 | 0 | 0 | 0 | 0 | 0 | 0 | 0 | 0 | 0 | 0 | 0 | 0 | 0 | 0
| - | - | 0 | 0 | 0 | 0 | 0 | 0 | 0 | 0 | 0 | 0 | 0 | 0 | 0 | 0 | 0 | 0 | 0 | 0 | 0 | 0 | 0 | 0 | 0 | 0 | 0 | 0 | 0 | 0 | 0 | 0 | 0 | 0 | 0 | 0 | 0 | 0
Transmission Constraints
Cumulative Transmission Upgrades (MW)
| Transmission Constraint |  | 2015 | 2016 | 2017 | 2018 | 2019 | 2020 | 2021 | 2022 | 2023 | 2024 | 2025 | 2026 | 2027 | 2028 | 2029 | 2030 | 2031 | 2032 | 2033 | 2034 | 2035 | 2036 | 2037 | 2038 | 2039 | 2040 | 2041 | 2042 | 2043 | 2044 | 2045 | 2046 | 2047 | 2048 | 2049 | 2050
1 | Colorado_River_500_230_group | MW | 0 | 0 | 0 | 0 | 0 | 0 | 0 | 0 | 0 | 0 | 0 | 0 | 0 | 0 | 0 | 0 | 0 | 0 | 0 | 0 | 0 | 0 | 0 | 0 | 0 | 0 | 0 | 0 | 0 | 0 | 0 | 0 | 0 | 0 | 0 | 0
2 | Contra_Costa_Delta_Switchyard_230_group | MW | 0 | 0 | 0 | 0 | 0 | 0 | 0 | 0 | 0 | 0 | 0 | 0 | 0 | 0 | 0 | 0 | 0 | 0 | 0 | 0 | 0 | 0 | 0 | 0 | 0 | 0 | 0 | 0 | 0 | 0 | 0 | 0 | 0 | 0 | 0 | 0
3 | Delevan_Cortina_230_group | MW | 0 | 0 | 0 | 0 | 0 | 0 | 0 | 0 | 0 | 0 | 0 | 0 | 0 | 0 | 0 | 0 | 0 | 0 | 0 | 0 | 41.02 | 0 | 0 | 0 | 0 | 41.02 | 0 | 0 | 0 | 0 | 1339.65 | 0 | 0 | 0 | 0 | 0
4 | Devers_Red_Bluff_group | MW | 0 | 0 | 0 | 0 | 0 | 0 | 0 | 0 | 0 | 0 | 0 | 0 | 0 | 0 | 0 | 0 | 0 | 0 | 0 | 0 | 0 | 0 | 0 | 0 | 0 | 0 | 0 | 0 | 0 | 0 | 0 | 0 | 0 | 0 | 0 | 0
5 | East_of_Miguel_group | MW | 0 | 0 | 0 | 0 | 0 | 0 | 0 | 0 | 0 | 0 | 0 | 0 | 0 | 0 | 0 | 0 | 0 | 0 | 0 | 0 | 0 | 0 | 0 | 0 | 0 | 0 | 0 | 0 | 0 | 0 | 0 | 0 | 0 | 0 | 0 | 0
6 | Eldorado_500_230_group | MW | 0 | 0 | 0 | 0 | 0 | 0 | 0 | 0 | 0 | 0 | 0 | 0 | 0 | 0 | 0 | 0 | 0 | 0 | 0 | 0 | 0 | 0 | 0 | 0 | 0 | 0 | 0 | 0 | 0 | 0 | 400 | 0 | 0 | 0 | 0 | 0
7 | Encina_San_Luis_Rey_group | MW | 0 | 0 | 0 | 0 | 0 | 0 | 0 | 0 | 0 | 0 | 0 | 0 | 0 | 0 | 0 | 0 | 0 | 0 | 0 | 0 | 0 | 0 | 0 | 0 | 0 | 0 | 0 | 0 | 0 | 0 | 134 | 0 | 0 | 0 | 0 | 0
8 | GLW_VEA_group | MW | 0 | 0 | 0 | 0 | 0 | 0 | 0 | 0 | 0 | 0 | 0 | 0 | 0 | 266.17 | 0 | 266.17 | 0 | 266.17 | 0 | 0 | 266.17 | 0 | 0 | 0 | 0 | 266.17 | 0 | 0 | 0 | 0 | 266.17 | 0 | 0 | 0 | 0 | 0
9 | Gates_500_230_Transformer_group | MW | 0 | 0 | 0 | 0 | 0 | 0 | 0 | 0 | 0 | 0 | 0 | 0 | 0 | 0 | 0 | 0 | 0 | 0 | 0 | 0 | 0 | 0 | 0 | 0 | 0 | 0 | 0 | 0 | 0 | 0 | 0 | 0 | 0 | 0 | 0 | 0
10 | Gates_Arco_Midway_230_group | MW | 0 | 0 | 0 | 0 | 0 | 0 | 0 | 0 | 0 | 0 | 0 | 0 | 0 | 0 | 0 | 0 | 0 | 276.56 | 0 | 0 | 276.56 | 0 | 0 | 0 | 0 | 276.56 | 0 | 0 | 0 | 0 | 276.56 | 0 | 0 | 0 | 0 | 0
11 | Gates_Panoche_230_group | MW | 0 | 0 | 0 | 0 | 0 | 0 | 0 | 0 | 0 | 0 | 0 | 0 | 0 | 0 | 0 | 0 | 0 | 0 | 0 | 0 | 0 | 0 | 0 | 0 | 0 | 0 | 0 | 0 | 0 | 0 | 377.98 | 0 | 0 | 0 | 0 | 0
12 | Greater_LA_group | MW | 0 | 0 | 0 | 0 | 0 | 0 | 0 | 0 | 0 | 0 | 0 | 0 | 0 | 0 | 0 | 0 | 0 | 0 | 0 | 0 | 0 | 0 | 0 | 0 | 0 | 0 | 0 | 0 | 0 | 0 | 0 | 0 | 0 | 0 | 0 | 0
13 | Humboldt_Trinity_115_group | MW | 0 | 0 | 0 | 0 | 0 | 0 | 0 | 0 | 0 | 0 | 0 | 0 | 0 | 0 | 0 | 0 | 0 | 0 | 0 | 0 | 0 | 0 | 0 | 0 | 0 | 0 | 0 | 0 | 0 | 0 | 0 | 0 | 0 | 0 | 0 | 0
14 | Imperial_Valley_group | MW | 0 | 0 | 0 | 0 | 0 | 0 | 0 | 0 | 0 | 0 | 0 | 0 | 0 | 0 | 0 | 0 | 0 | 0 | 0 | 0 | 0 | 0 | 0 | 0 | 0 | 0 | 0 | 0 | 0 | 0 | 0 | 0 | 0 | 0 | 0 | 0
15 | Internal_San_Diego_group | MW | 0 | 0 | 0 | 0 | 0 | 0 | 0 | 0 | 0 | 0 | 0 | 0 | 0 | 147.76 | 0 | 147.9 | 0 | 147.9 | 0 | 0 | 147.9 | 0 | 0 | 0 | 0 | 147.91 | 0 | 0 | 0 | 0 | 2067 | 0 | 0 | 0 | 0 | 0
16 | Los_Banos_500_230_Transformer_group | MW | 0 | 0 | 0 | 0 | 0 | 0 | 0 | 0 | 0 | 0 | 0 | 0 | 0 | 0 | 0 | 0 | 0 | 0 | 0 | 0 | 0 | 0 | 0 | 0 | 0 | 0 | 0 | 0 | 0 | 0 | 0 | 0 | 0 | 0 | 0 | 0
17 | Los_Banos_Gates_500_OPDS_group | MW | 0 | 0 | 0 | 0 | 0 | 0 | 0 | 0 | 0 | 0 | 0 | 0 | 0 | 0 | 0 | 0 | 0 | 0 | 0 | 0 | 0 | 0 | 0 | 0 | 0 | 0 | 0 | 0 | 0 | 0 | 0 | 0 | 0 | 0 | 0 | 0
18 | Lugo_Transformer_group | MW | 0 | 0 | 0 | 0 | 0 | 0 | 0 | 0 | 0 | 0 | 0 | 0 | 0 | 0 | 0 | 0 | 0 | 0 | 0 | 0 | 0 | 0 | 0 | 0 | 0 | 575.6 | 0 | 0 | 0 | 0 | 980 | 0 | 0 | 0 | 0 | 0
19 | Mohave_Eldorado_500_group | MW | 0 | 0 | 0 | 0 | 0 | 0 | 0 | 0 | 0 | 0 | 0 | 0 | 0 | 0 | 0 | 0 | 0 | 0 | 0 | 0 | 0 | 0 | 0 | 0 | 0 | 0 | 0 | 0 | 0 | 0 | 0 | 0 | 0 | 0 | 0 | 0
20 | Morro_Bay_Templeton_230_group | MW | 0 | 0 | 0 | 0 | 0 | 0 | 0 | 0 | 0 | 0 | 0 | 0 | 0 | 0 | 0 | 0 | 0 | 0 | 0 | 0 | 0 | 0 | 0 | 0 | 0 | 0 | 0 | 0 | 0 | 0 | 0 | 0 | 0 | 0 | 0 | 0
21 | Moss_Landing_Los_Banos_230_OPDS_group | MW | 0 | 0 | 0 | 0 | 0 | 0 | 0 | 0 | 0 | 0 | 0 | 0 | 0 | 0 | 0 | 0 | 0 | 0 | 0 | 0 | 0 | 0 | 0 | 0 | 0 | 0 | 0 | 0 | 0 | 0 | 0 | 0 | 0 | 0 | 0 | 0
22 | San_Luis_Rey_San_Onofre_group | MW | 0 | 0 | 0 | 0 | 0 | 0 | 0 | 0 | 0 | 0 | 0 | 0 | 0 | 0 | 0 | 0 | 0 | 0 | 0 | 0 | 0 | 0 | 0 | 0 | 0 | 0 | 0 | 0 | 0 | 0 | 1287 | 0 | 0 | 0 | 0 | 0
23 | Serrano_Alberhill_group | MW | 0 | 0 | 0 | 0 | 0 | 0 | 0 | 0 | 0 | 0 | 0 | 0 | 0 | 0 | 0 | 0 | 0 | 0 | 0 | 0 | 0 | 0 | 0 | 0 | 0 | 0 | 0 | 0 | 0 | 0 | 3648 | 0 | 0 | 0 | 0 | 0
24 | Silvergate_Bay_Boulevard_group | MW | 0 | 0 | 0 | 0 | 0 | 0 | 0 | 0 | 0 | 0 | 0 | 0 | 0 | 0 | 0 | 0 | 0 | 0 | 0 | 0 | 0 | 0 | 0 | 0 | 0 | 0 | 0 | 0 | 0 | 0 | 1832.86 | 0 | 0 | 0 | 0 | 0
25 | South_Kramer_Victor_Lugo_group | MW | 0 | 0 | 0 | 0 | 0 | 0 | 0 | 0 | 0 | 0 | 0 | 0 | 0 | 0 | 0 | 0 | 0 | 0 | 0 | 0 | 0 | 0 | 0 | 0 | 0 | 0 | 0 | 0 | 0 | 0 | 0 | 0 | 0 | 0 | 0 | 0
26 | South_Kramer_Victor_group | MW | 0 | 0 | 0 | 0 | 0 | 0 | 0 | 0 | 0 | 0 | 0 | 0 | 0 | 0 | 0 | 0 | 0 | 0 | 0 | 0 | 0 | 0 | 0 | 0 | 0 | 0 | 0 | 0 | 0 | 0 | 0 | 0 | 0 | 0 | 0 | 0
27 | Tehachapi_Antelope_group | MW | 0 | 0 | 0 | 0 | 0 | 0 | 0 | 0 | 0 | 0 | 0 | 0 | 0 | 0 | 0 | 0.01 | 0 | 0.01 | 0 | 0 | 0.01 | 0 | 0 | 0 | 0 | 0.02 | 0 | 0 | 0 | 0 | 2700 | 0 | 0 | 0 | 0 | 0
28 | Tesla_Westley_230_group | MW | 0 | 0 | 0 | 0 | 0 | 0 | 0 | 0 | 0 | 0 | 0 | 0 | 0 | 0 | 0 | 0 | 0 | 0 | 0 | 0 | 0 | 0 | 0 | 0 | 0 | 0 | 0 | 0 | 0 | 0 | 0 | 0 | 0 | 0 | 0 | 0
29 | - | MW | 0 | 0 | 0 | 0 | 0 | 0 | 0 | 0 | 0 | 0 | 0 | 0 | 0 | 0 | 0 | 0 | 0 | 0 | 0 | 0 | 0 | 0 | 0 | 0 | 0 | 0 | 0 | 0 | 0 | 0 | 0 | 0 | 0 | 0 | 0 | 0
30 | - | MW | 0 | 0 | 0 | 0 | 0 | 0 | 0 | 0 | 0 | 0 | 0 | 0 | 0 | 0 | 0 | 0 | 0 | 0 | 0 | 0 | 0 | 0 | 0 | 0 | 0 | 0 | 0 | 0 | 0 | 0 | 0 | 0 | 0 | 0 | 0 | 0
31 | - | MW | 0 | 0 | 0 | 0 | 0 | 0 | 0 | 0 | 0 | 0 | 0 | 0 | 0 | 0 | 0 | 0 | 0 | 0 | 0 | 0 | 0 | 0 | 0 | 0 | 0 | 0 | 0 | 0 | 0 | 0 | 0 | 0 | 0 | 0 | 0 | 0
32 | - | MW | 0 | 0 | 0 | 0 | 0 | 0 | 0 | 0 | 0 | 0 | 0 | 0 | 0 | 0 | 0 | 0 | 0 | 0 | 0 | 0 | 0 | 0 | 0 | 0 | 0 | 0 | 0 | 0 | 0 | 0 | 0 | 0 | 0 | 0 | 0 | 0
33 | - | MW | 0 | 0 | 0 | 0 | 0 | 0 | 0 | 0 | 0 | 0 | 0 | 0 | 0 | 0 | 0 | 0 | 0 | 0 | 0 | 0 | 0 | 0 | 0 | 0 | 0 | 0 | 0 | 0 | 0 | 0 | 0 | 0 | 0 | 0 | 0 | 0
34 | - | MW | 0 | 0 | 0 | 0 | 0 | 0 | 0 | 0 | 0 | 0 | 0 | 0 | 0 | 0 | 0 | 0 | 0 | 0 | 0 | 0 | 0 | 0 | 0 | 0 | 0 | 0 | 0 | 0 | 0 | 0 | 0 | 0 | 0 | 0 | 0 | 0
35 | - | MW | 0 | 0 | 0 | 0 | 0 | 0 | 0 | 0 | 0 | 0 | 0 | 0 | 0 | 0 | 0 | 0 | 0 | 0 | 0 | 0 | 0 | 0 | 0 | 0 | 0 | 0 | 0 | 0 | 0 | 0 | 0 | 0 | 0 | 0 | 0 | 0
36 | - | MW | 0 | 0 | 0 | 0 | 0 | 0 | 0 | 0 | 0 | 0 | 0 | 0 | 0 | 0 | 0 | 0 | 0 | 0 | 0 | 0 | 0 | 0 | 0 | 0 | 0 | 0 | 0 | 0 | 0 | 0 | 0 | 0 | 0 | 0 | 0 | 0
37 | - | MW | 0 | 0 | 0 | 0 | 0 | 0 | 0 | 0 | 0 | 0 | 0 | 0 | 0 | 0 | 0 | 0 | 0 | 0 | 0 | 0 | 0 | 0 | 0 | 0 | 0 | 0 | 0 | 0 | 0 | 0 | 0 | 0 | 0 | 0 | 0 | 0
38 | - | MW | 0 | 0 | 0 | 0 | 0 | 0 | 0 | 0 | 0 | 0 | 0 | 0 | 0 | 0 | 0 | 0 | 0 | 0 | 0 | 0 | 0 | 0 | 0 | 0 | 0 | 0 | 0 | 0 | 0 | 0 | 0 | 0 | 0 | 0 | 0 | 0
39 | - | MW | 0 | 0 | 0 | 0 | 0 | 0 | 0 | 0 | 0 | 0 | 0 | 0 | 0 | 0 | 0 | 0 | 0 | 0 | 0 | 0 | 0 | 0 | 0 | 0 | 0 | 0 | 0 | 0 | 0 | 0 | 0 | 0 | 0 | 0 | 0 | 0
40 | - | MW | 0 | 0 | 0 | 0 | 0 | 0 | 0 | 0 | 0 | 0 | 0 | 0 | 0 | 0 | 0 | 0 | 0 | 0 | 0 | 0 | 0 | 0 | 0 | 0 | 0 | 0 | 0 | 0 | 0 | 0 | 0 | 0 | 0 | 0 | 0 | 0
| Total | MW | 0 | 0 | 0 | 0 | 0 | 0 | 0 | 0 | 0 | 0 | 0 | 0 | 0 | 413.93 | 0 | 414.08 | 0 | 690.64 | 0 | 0 | 731.66 | 0 | 0 | 0 | 0 | 1307.28 | 0 | 0 | 0 | 0 | 15309.22 | 0 | 0 | 0 | 0 | 0
| Cumulative Transmission Upgrades (% of Upgrade Limit) | _period_upgrade_limit
| Transmission Constraint |  | 2015 | 2016 | 2017 | 2018 | 2019 | 2020 | 2021 | 2022 | 2023 | 2024 | 2025 | 2026 | 2027 | 2028 | 2029 | 2030 | 2031 | 2032 | 2033 | 2034 | 2035 | 2036 | 2037 | 2038 | 2039 | 2040 | 2041 | 2042 | 2043 | 2044 | 2045 | 2046 | 2047 | 2048 | 2049 | 2050
| Colorado_River_500_230_group | MW | bar: 2015 to 2050
| Contra_Costa_Delta_Switchyard_230_group | MW | bar: 2015 to 2050
| Delevan_Cortina_230_group | MW | 0% | 0% | 0% | 0% | 0% | 0% | 0% | 0% | 0% | 0% | 0% | 0% | 0% | 0% | 0% | 0% | 0% | 0% | 0% | 0% | 1.445% | 0% | 0% | 0% | 0% | 1.445% | 0% | 0% | 0% | 0% | 47.18% | 0% | 0% | 0% | 0% | 0%
| Devers_Red_Bluff_group | MW | bar: 2015 to 2050
| East_of_Miguel_group | MW | bar: 2015 to 2050
| Eldorado_500_230_group | MW | 0% | 0% | 0% | 0% | 0% | 0% | 0% | 0% | 0% | 0% | 0% | 0% | 0% | 0% | 0% | 0% | 0% | 0% | 0% | 0% | 0% | 0% | 0% | 0% | 0% | 0% | 0% | 0% | 0% | 0% | 99.75% | 0% | 0% | 0% | 0% | 0%
| Encina_San_Luis_Rey_group | MW | 0% | 0% | 0% | 0% | 0% | 0% | 0% | 0% | 0% | 0% | 0% | 0% | 0% | 0% | 0% | 0% | 0% | 0% | 0% | 0% | 0% | 0% | 0% | 0% | 0% | 0% | 0% | 0% | 0% | 0% | 3.603% | 0% | 0% | 0% | 0% | 0%
| GLW_VEA_group | MW | 0% | 0% | 0% | 0% | 0% | 0% | 0% | 0% | 0% | 0% | 0% | 0% | 0% | 26.59% | 0% | 26.59% | 0% | 26.59% | 0% | 0% | 26.59% | 0% | 0% | 0% | 0% | 26.59% | 0% | 0% | 0% | 0% | 26.59% | 0% | 0% | 0% | 0% | 0%
| Gates_500_230_Transformer_group | MW | bar: 2015 to 2050
| Gates_Arco_Midway_230_group | MW | 0% | 0% | 0% | 0% | 0% | 0% | 0% | 0% | 0% | 0% | 0% | 0% | 0% | 0% | 0% | 0% | 0% | 8.814% | 0% | 0% | 8.814% | 0% | 0% | 0% | 0% | 8.814% | 0% | 0% | 0% | 0% | 8.814% | 0% | 0% | 0% | 0% | 0%
| Gates_Panoche_230_group | MW | 0% | 0% | 0% | 0% | 0% | 0% | 0% | 0% | 0% | 0% | 0% | 0% | 0% | 0% | 0% | 0% | 0% | 0% | 0% | 0% | 0% | 0% | 0% | 0% | 0% | 0% | 0% | 0% | 0% | 0% | 99.73% | 0% | 0% | 0% | 0% | 0%
| Greater_LA_group | MW | bar: 2015 to 2050
| Humboldt_Trinity_115_group | MW | bar: 2015 to 2050
| Imperial_Valley_group | MW | bar: 2015 to 2050
| Internal_San_Diego_group | MW | 0% | 0% | 0% | 0% | 0% | 0% | 0% | 0% | 0% | 0% | 0% | 0% | 0% | 7.145% | 0% | 7.152% | 0% | 7.152% | 0% | 0% | 7.152% | 0% | 0% | 0% | 0% | 7.152% | 0% | 0% | 0% | 0% | 99.95% | 0% | 0% | 0% | 0% | 0%
| Los_Banos_500_230_Transformer_group | MW | bar: 2015 to 2050
| Los_Banos_Gates_500_OPDS_group | MW | bar: 2015 to 2050
| Lugo_Transformer_group | MW | 0% | 0% | 0% | 0% | 0% | 0% | 0% | 0% | 0% | 0% | 0% | 0% | 0% | 0% | 0% | 0% | 0% | 0% | 0% | 0% | 0% | 0% | 0% | 0% | 0% | 58.67% | 0% | 0% | 0% | 0% | 99.9% | 0% | 0% | 0% | 0% | 0%
| Mohave_Eldorado_500_group | MW | bar: 2015 to 2050
| Morro_Bay_Templeton_230_group | MW | bar: 2015 to 2050
| Moss_Landing_Los_Banos_230_OPDS_group | MW | bar: 2015 to 2050
| San_Luis_Rey_San_Onofre_group | MW | 0% | 0% | 0% | 0% | 0% | 0% | 0% | 0% | 0% | 0% | 0% | 0% | 0% | 0% | 0% | 0% | 0% | 0% | 0% | 0% | 0% | 0% | 0% | 0% | 0% | 0% | 0% | 0% | 0% | 0% | 30.14% | 0% | 0% | 0% | 0% | 0%
| Serrano_Alberhill_group | MW | 0% | 0% | 0% | 0% | 0% | 0% | 0% | 0% | 0% | 0% | 0% | 0% | 0% | 0% | 0% | 0% | 0% | 0% | 0% | 0% | 0% | 0% | 0% | 0% | 0% | 0% | 0% | 0% | 0% | 0% | 99.97% | 0% | 0% | 0% | 0% | 0%
| Silvergate_Bay_Boulevard_group | MW | 0% | 0% | 0% | 0% | 0% | 0% | 0% | 0% | 0% | 0% | 0% | 0% | 0% | 0% | 0% | 0% | 0% | 0% | 0% | 0% | 0% | 0% | 0% | 0% | 0% | 0% | 0% | 0% | 0% | 0% | 86.46% | 0% | 0% | 0% | 0% | 0%
| South_Kramer_Victor_Lugo_group | MW | bar: 2015 to 2050
| South_Kramer_Victor_group | MW | bar: 2015 to 2050
| Tehachapi_Antelope_group | MW | 0% | 0% | 0% | 0% | 0% | 0% | 0% | 0% | 0% | 0% | 0% | 0% | 0% | 0% | 0% | 0.0003702% | 0% | 0.0003702% | 0% | 0% | 0.0003702% | 0% | 0% | 0% | 0% | 0.0007405% | 0% | 0% | 0% | 0% | 99.96% | 0% | 0% | 0% | 0% | 0%
| Tesla_Westley_230_group | MW | bar: 2015 to 2050
| - | MW | bar: 2015 to 2050
| - | MW | bar: 2015 to 2050
| - | MW | bar: 2015 to 2050
| - | MW | bar: 2015 to 2050
| - | MW | bar: 2015 to 2050
| - | MW | bar: 2015 to 2050
| - | MW | bar: 2015 to 2050
| - | MW | bar: 2015 to 2050
| - | MW | bar: 2015 to 2050
| - | MW | bar: 2015 to 2050
| - | MW | bar: 2015 to 2050
| - | MW | bar: 2015 to 2050
Transmission Costs ($MM/yr)
| Transmission Constraint |  | 2015 | 2016 | 2017 | 2018 | 2019 | 2020 | 2021 | 2022 | 2023 | 2024 | 2025 | 2026 | 2027 | 2028 | 2029 | 2030 | 2031 | 2032 | 2033 | 2034 | 2035 | 2036 | 2037 | 2038 | 2039 | 2040 | 2041 | 2042 | 2043 | 2044 | 2045 | 2046 | 2047 | 2048 | 2049 | 2050
| Colorado_River_500_230_group | $MM | 0 | 0 | 0 | 0 | 0 | 0 | 0 | 0 | 0 | 0 | 0 | 0 | 0 | 0 | 0 | 0 | 0 | 0 | 0 | 0 | 0 | 0 | 0 | 0 | 0 | 0 | 0 | 0 | 0 | 0 | 0 | 0 | 0 | 0 | 0 | 0
| Contra_Costa_Delta_Switchyard_230_group | $MM | 0 | 0 | 0 | 0 | 0 | 0 | 0 | 0 | 0 | 0 | 0 | 0 | 0 | 0 | 0 | 0 | 0 | 0 | 0 | 0 | 2.5e-07 | 0 | 0 | 0 | 0 | 5.4e-07 | 0 | 0 | 0 | 0 | 9.3e-07 | 0 | 0 | 0 | 0 | 0
| Delevan_Cortina_230_group | $MM | 0 | 0 | 0 | 0 | 0 | 0 | 0 | 0 | 0 | 0 | 0 | 0 | 0 | 0 | 0 | 0 | 0 | 0 | 0 | 0 | 3.5838 | 0 | 0 | 0 | 0 | 3.5839 | 0 | 0 | 0 | 0 | 117.0377 | 0 | 0 | 0 | 0 | 0
| Devers_Red_Bluff_group | $MM | 0 | 0 | 0 | 0 | 0 | 0 | 0 | 0 | 0 | 0 | 0 | 0 | 0 | 0 | 0 | 0 | 0 | 2.3e-07 | 0 | 0 | 4.8e-07 | 0 | 0 | 0 | 0 | 8e-07 | 0 | 0 | 0 | 0 | 1.21e-06 | 0 | 0 | 0 | 0 | 0
| East_of_Miguel_group | $MM | 0 | 0 | 0 | 0 | 0 | 0 | 0 | 0 | 0 | 0 | 0 | 0 | 0 | 0 | 0 | 0 | 0 | 8.8e-07 | 0 | 0 | 1.396e-05 | 0 | 0 | 0 | 0 | 1.784e-05 | 0 | 0 | 0 | 0 | 6.465e-05 | 0 | 0 | 0 | 0 | 0
| Eldorado_500_230_group | $MM | 0 | 0 | 0 | 0 | 0 | 0 | 0 | 0 | 0 | 0 | 0 | 3.6e-07 | 0 | 1.613e-05 | 0 | 1.999e-05 | 0 | 2.277e-05 | 0 | 0 | 2.771e-05 | 0 | 0 | 0 | 0 | 3.813e-05 | 0 | 0 | 0 | 0 | 6.7679 | 0 | 0 | 0 | 0 | 0
| Encina_San_Luis_Rey_group | $MM | 0 | 0 | 0 | 0 | 0 | 0 | 0 | 0 | 0 | 0 | 0 | 0 | 0 | 0 | 0 | 0 | 0 | 1.1e-07 | 0 | 0 | 1.8e-07 | 0 | 0 | 0 | 0 | 4.6e-07 | 0 | 0 | 0 | 0 | 0.31561 | 0 | 0 | 0 | 0 | 0
| GLW_VEA_group | $MM | 0 | 0 | 0 | 0 | 0 | 0 | 0 | 0 | 0 | 0 | 0 | 0 | 0 | 3.7577 | 0 | 3.7577 | 0 | 3.7577 | 0 | 0 | 3.7577 | 0 | 0 | 0 | 0 | 3.7577 | 0 | 0 | 0 | 0 | 3.7577 | 0 | 0 | 0 | 0 | 0
| Gates_500_230_Transformer_group | $MM | 0 | 0 | 0 | 0 | 0 | 0 | 0 | 0 | 0 | 0 | 0 | 0 | 0 | 0 | 0 | 1e-07 | 0 | 2e-07 | 0 | 0 | 3.3e-07 | 0 | 0 | 0 | 0 | 4.9e-07 | 0 | 0 | 0 | 0 | 7.1e-07 | 0 | 0 | 0 | 0 | 0
| Gates_Arco_Midway_230_group | $MM | 0 | 0 | 0 | 0 | 0 | 0 | 0 | 0 | 0 | 0 | 0 | 0 | 0 | 0 | 0 | 0 | 0 | 0.9331 | 0 | 0 | 0.93311 | 0 | 0 | 0 | 0 | 0.93311 | 0 | 0 | 0 | 0 | 0.93311 | 0 | 0 | 0 | 0 | 0
| Gates_Panoche_230_group | $MM | 0 | 0 | 0 | 0 | 0 | 0 | 0 | 0 | 0 | 0 | 0 | 0 | 0 | 2.3e-07 | 0 | 5.9e-07 | 0 | 9.7e-07 | 0 | 0 | 1.65e-06 | 0 | 0 | 0 | 0 | 2.84e-06 | 0 | 0 | 0 | 0 | 20.893 | 0 | 0 | 0 | 0 | 0
| Greater_LA_group | $MM | 0 | 0 | 0 | 0 | 0 | 0 | 0 | 3.19e-06 | 1.539e-05 | 1.541e-05 | 1.556e-05 | 1.572e-05 | 0 | 1.591e-05 | 0 | 7.935e-05 | 0 | 7.954e-05 | 0 | 0 | 7.981e-05 | 0 | 0 | 0 | 0 | 8.015e-05 | 0 | 0 | 0 | 0 | 8.075e-05 | 0 | 0 | 0 | 0 | 0
| Humboldt_Trinity_115_group | $MM | 0 | 0 | 0 | 0 | 0 | 0 | 0 | 0 | 0 | 0 | 0 | 0 | 0 | 0 | 0 | 0 | 0 | 3.3e-07 | 0 | 0 | 9.4e-07 | 0 | 0 | 0 | 0 | 1.48e-06 | 0 | 0 | 0 | 0 | 2.36e-06 | 0 | 0 | 0 | 0 | 0
| Imperial_Valley_group | $MM | 0 | 0 | 0 | 0 | 0 | 0 | 0 | 0 | 0 | 0 | 0 | 0 | 0 | 0 | 0 | 0 | 0 | 2.3e-07 | 0 | 0 | 5e-07 | 0 | 0 | 0 | 0 | 8.4e-07 | 0 | 0 | 0 | 0 | 1.3e-06 | 0 | 0 | 0 | 0 | 0
| Internal_San_Diego_group | $MM | 0 | 0 | 0 | 0 | 0 | 0 | 0 | 0 | 0 | 8e-08 | 1.15e-06 | 2.78e-06 | 0 | 0.63999 | 0 | 0.64059 | 0 | 0.6406 | 0 | 0 | 0.6406 | 0 | 0 | 0 | 0 | 0.64061 | 0 | 0 | 0 | 0 | 8.9526 | 0 | 0 | 0 | 0 | 0
| Los_Banos_500_230_Transformer_group | $MM | 0 | 0 | 0 | 0 | 0 | 0 | 0 | 0 | 0 | 0 | 0 | 0 | 0 | 0 | 0 | 0 | 0 | 2.3e-07 | 0 | 0 | 5.1e-07 | 0 | 0 | 0 | 0 | 8.5e-07 | 0 | 0 | 0 | 0 | 1.33e-06 | 0 | 0 | 0 | 0 | 0
| Los_Banos_Gates_500_OPDS_group | $MM | 0 | 0 | 0 | 0 | 0 | 0 | 0 | 0 | 0 | 0 | 0 | 0 | 0 | 0 | 0 | 0 | 0 | 0 | 0 | 0 | 0 | 0 | 0 | 0 | 0 | 0 | 0 | 0 | 0 | 0 | 0 | 0 | 0 | 0 | 0 | 0
| Lugo_Transformer_group | $MM | 0 | 0 | 0 | 0 | 0 | 0 | 0 | 0 | 0 | 0 | 0 | 4.9e-07 | 0 | 2.18e-06 | 0 | 4.4e-06 | 0 | 5.35e-06 | 0 | 0 | 9.58e-06 | 0 | 0 | 0 | 0 | 3.9752 | 0 | 0 | 0 | 0 | 6.7679 | 0 | 0 | 0 | 0 | 0
| Mohave_Eldorado_500_group | $MM | 0 | 0 | 0 | 0 | 0 | 0 | 0 | 0 | 0 | 0 | 0 | 0 | 0 | 0 | 0 | 0 | 0 | 0 | 0 | 0 | 0 | 0 | 0 | 0 | 0 | 0 | 0 | 0 | 0 | 0 | 0 | 0 | 0 | 0 | 0 | 0
| Morro_Bay_Templeton_230_group | $MM | 0 | 0 | 0 | 0 | 0 | 0 | 0 | 0 | 0 | 0 | 0 | 0 | 0 | 0 | 0 | 0 | 0 | 1.05e-06 | 0 | 0 | 1.21e-06 | 0 | 0 | 0 | 0 | 3.4e-06 | 0 | 0 | 0 | 0 | 7.15e-06 | 0 | 0 | 0 | 0 | 0
| Moss_Landing_Los_Banos_230_OPDS_group | $MM | 0 | 0 | 0 | 0 | 0 | 0 | 0 | 0 | 0 | 0 | 0 | 0 | 0 | 0 | 0 | 0 | 0 | 0 | 0 | 0 | 0 | 0 | 0 | 0 | 0 | 0 | 0 | 0 | 0 | 0 | 0 | 0 | 0 | 0 | 0 | 0
| San_Luis_Rey_San_Onofre_group | $MM | 0 | 0 | 0 | 0 | 0 | 0 | 0 | 0 | 0 | 0 | 0 | 0 | 0 | 0 | 0 | 0 | 0 | 1e-07 | 0 | 0 | 1.6e-07 | 0 | 0 | 0 | 0 | 6.47e-06 | 0 | 0 | 0 | 0 | 6.1342 | 0 | 0 | 0 | 0 | 0
| Serrano_Alberhill_group | $MM | 0 | 0 | 0 | 0 | 0 | 0 | 0 | 0 | 0 | 0 | 0 | 0 | 0 | 0 | 0 | 0 | 0 | 4.6e-07 | 0 | 0 | 9.2e-07 | 0 | 0 | 0 | 0 | 4.545e-05 | 0 | 0 | 0 | 0 | 129.6044 | 0 | 0 | 0 | 0 | 0
| Silvergate_Bay_Boulevard_group | $MM | 0 | 0 | 0 | 0 | 0 | 0 | 0 | 0 | 0 | 0 | 0 | 0 | 0 | 2.5e-07 | 0 | 3.4e-07 | 0 | 4e-07 | 0 | 0 | 9.6e-07 | 0 | 0 | 0 | 0 | 1.77e-06 | 0 | 0 | 0 | 0 | 2.4918 | 0 | 0 | 0 | 0 | 0
| South_Kramer_Victor_Lugo_group | $MM | 0 | 0 | 0 | 0 | 0 | 0 | 0 | 0 | 0 | 0 | 0 | 0 | 0 | 0 | 0 | 0 | 0 | 0 | 0 | 0 | 0 | 0 | 0 | 0 | 0 | 0 | 0 | 0 | 0 | 0 | 0 | 0 | 0 | 0 | 0 | 0
| South_Kramer_Victor_group | $MM | 0 | 0 | 0 | 0 | 0 | 0 | 0 | 0 | 0 | 0 | 0 | 0 | 0 | 0 | 0 | 0 | 0 | 0 | 0 | 0 | 0 | 0 | 0 | 0 | 0 | 0 | 0 | 0 | 0 | 0 | 0 | 0 | 0 | 0 | 0 | 0
| Tehachapi_Antelope_group | $MM | 0 | 0 | 0 | 0 | 0 | 0 | 0 | 0 | 0 | 3.4e-07 | 4.3e-07 | 6.9e-07 | 0 | 1.57e-06 | 0 | 3.18e-06 | 0 | 4.2e-06 | 0 | 0 | 5.68e-06 | 0 | 0 | 0 | 0 | 9.61e-06 | 0 | 0 | 0 | 0 | 1.2841 | 0 | 0 | 0 | 0 | 0
| Tesla_Westley_230_group | $MM | 0 | 0 | 0 | 0 | 0 | 0 | 0 | 0 | 0 | 0 | 0 | 0 | 0 | 0 | 0 | 0 | 0 | 2.4e-07 | 0 | 0 | 5.1e-07 | 0 | 0 | 0 | 0 | 8.7e-07 | 0 | 0 | 0 | 0 | 1.36e-06 | 0 | 0 | 0 | 0 | 0
| - | $MM | 0 | 0 | 0 | 0 | 0 | 0 | 0 | 0 | 0 | 0 | 0 | 0 | 0 | 0 | 0 | 0 | 0 | 0 | 0 | 0 | 0 | 0 | 0 | 0 | 0 | 0 | 0 | 0 | 0 | 0 | 0 | 0 | 0 | 0 | 0 | 0
| - | $MM | 0 | 0 | 0 | 0 | 0 | 0 | 0 | 0 | 0 | 0 | 0 | 0 | 0 | 0 | 0 | 0 | 0 | 0 | 0 | 0 | 0 | 0 | 0 | 0 | 0 | 0 | 0 | 0 | 0 | 0 | 0 | 0 | 0 | 0 | 0 | 0
| - | $MM | 0 | 0 | 0 | 0 | 0 | 0 | 0 | 0 | 0 | 0 | 0 | 0 | 0 | 0 | 0 | 0 | 0 | 0 | 0 | 0 | 0 | 0 | 0 | 0 | 0 | 0 | 0 | 0 | 0 | 0 | 0 | 0 | 0 | 0 | 0 | 0
| - | $MM | 0 | 0 | 0 | 0 | 0 | 0 | 0 | 0 | 0 | 0 | 0 | 0 | 0 | 0 | 0 | 0 | 0 | 0 | 0 | 0 | 0 | 0 | 0 | 0 | 0 | 0 | 0 | 0 | 0 | 0 | 0 | 0 | 0 | 0 | 0 | 0
| - | $MM | 0 | 0 | 0 | 0 | 0 | 0 | 0 | 0 | 0 | 0 | 0 | 0 | 0 | 0 | 0 | 0 | 0 | 0 | 0 | 0 | 0 | 0 | 0 | 0 | 0 | 0 | 0 | 0 | 0 | 0 | 0 | 0 | 0 | 0 | 0 | 0
| - | $MM | 0 | 0 | 0 | 0 | 0 | 0 | 0 | 0 | 0 | 0 | 0 | 0 | 0 | 0 | 0 | 0 | 0 | 0 | 0 | 0 | 0 | 0 | 0 | 0 | 0 | 0 | 0 | 0 | 0 | 0 | 0 | 0 | 0 | 0 | 0 | 0
| - | $MM | 0 | 0 | 0 | 0 | 0 | 0 | 0 | 0 | 0 | 0 | 0 | 0 | 0 | 0 | 0 | 0 | 0 | 0 | 0 | 0 | 0 | 0 | 0 | 0 | 0 | 0 | 0 | 0 | 0 | 0 | 0 | 0 | 0 | 0 | 0 | 0
| - | $MM | 0 | 0 | 0 | 0 | 0 | 0 | 0 | 0 | 0 | 0 | 0 | 0 | 0 | 0 | 0 | 0 | 0 | 0 | 0 | 0 | 0 | 0 | 0 | 0 | 0 | 0 | 0 | 0 | 0 | 0 | 0 | 0 | 0 | 0 | 0 | 0
| - | $MM | 0 | 0 | 0 | 0 | 0 | 0 | 0 | 0 | 0 | 0 | 0 | 0 | 0 | 0 | 0 | 0 | 0 | 0 | 0 | 0 | 0 | 0 | 0 | 0 | 0 | 0 | 0 | 0 | 0 | 0 | 0 | 0 | 0 | 0 | 0 | 0
| - | $MM | 0 | 0 | 0 | 0 | 0 | 0 | 0 | 0 | 0 | 0 | 0 | 0 | 0 | 0 | 0 | 0 | 0 | 0 | 0 | 0 | 0 | 0 | 0 | 0 | 0 | 0 | 0 | 0 | 0 | 0 | 0 | 0 | 0 | 0 | 0 | 0
| - | $MM | 0 | 0 | 0 | 0 | 0 | 0 | 0 | 0 | 0 | 0 | 0 | 0 | 0 | 0 | 0 | 0 | 0 | 0 | 0 | 0 | 0 | 0 | 0 | 0 | 0 | 0 | 0 | 0 | 0 | 0 | 0 | 0 | 0 | 0 | 0 | 0
| - | $MM | 0 | 0 | 0 | 0 | 0 | 0 | 0 | 0 | 0 | 0 | 0 | 0 | 0 | 0 | 0 | 0 | 0 | 0 | 0 | 0 | 0 | 0 | 0 | 0 | 0 | 0 | 0 | 0 | 0 | 0 | 0 | 0 | 0 | 0 | 0 | 0
| Total | $MM | 0 | 0 | 0 | 0 | 0 | 0 | 0 | 3.19e-06 | 1.539e-05 | 1.583e-05 | 1.714e-05 | 2.004e-05 | 0 | 4.3977 | 0 | 4.3984 | 0 | 5.3315 | 0 | 0 | 8.9154 | 0 | 0 | 0 | 0 | 12.8907 | 0 | 0 | 0 | 0 | 304.9404 | 0 | 0 | 0 | 0 | 0
| On-Peak Available Transmission Capacity (Existing + Upgrades) | _deliverable_peak_highest
| Transmission Constraint |  | 2015 | 2016 | 2017 | 2018 | 2019 | 2020 | 2021 | 2022 | 2023 | 2024 | 2025 | 2026 | 2027 | 2028 | 2029 | 2030 | 2031 | 2032 | 2033 | 2034 | 2035 | 2036 | 2037 | 2038 | 2039 | 2040 | 2041 | 2042 | 2043 | 2044 | 2045 | 2046 | 2047 | 2048 | 2049 | 2050
| Colorado_River_500_230_group | MW | 0 | 0 | 0 | 0 | 0 | 0 | 0 | 1490 | 1490 | 1490 | 1490 | 1490 | 0 | 1490 | 0 | 1490 | 0 | 1490 | 0 | 0 | 1490 | 0 | 0 | 0 | 0 | 1490 | 0 | 0 | 0 | 0 | 1490 | 0 | 0 | 0 | 0 | 0
| Contra_Costa_Delta_Switchyard_230_group | MW | 0 | 0 | 0 | 0 | 0 | 0 | 0 | 1523 | 1523 | 1523 | 1523 | 1523 | 0 | 1523 | 0 | 1523 | 0 | 1523 | 0 | 0 | 1523 | 0 | 0 | 0 | 0 | 1523 | 0 | 0 | 0 | 0 | 1523 | 0 | 0 | 0 | 0 | 0
| Delevan_Cortina_230_group | MW | 0 | 0 | 0 | 0 | 0 | 0 | 0 | 454 | 454 | 454 | 454 | 454 | 0 | 454 | 0 | 454 | 0 | 454 | 0 | 0 | 495.02 | 0 | 0 | 0 | 0 | 495.02 | 0 | 0 | 0 | 0 | 1793.65 | 0 | 0 | 0 | 0 | 0
| Devers_Red_Bluff_group | MW | 0 | 0 | 0 | 0 | 0 | 0 | 0 | 5400 | 5400 | 5400 | 5400 | 5400 | 0 | 5400 | 0 | 5400 | 0 | 5400 | 0 | 0 | 5400 | 0 | 0 | 0 | 0 | 5400 | 0 | 0 | 0 | 0 | 5400 | 0 | 0 | 0 | 0 | 0
| East_of_Miguel_group | MW | 0 | 0 | 0 | 0 | 0 | 0 | 0 | 731 | 731 | 731 | 731 | 731 | 0 | 731 | 0 | 731 | 0 | 731 | 0 | 0 | 731 | 0 | 0 | 0 | 0 | 731 | 0 | 0 | 0 | 0 | 731 | 0 | 0 | 0 | 0 | 0
| Eldorado_500_230_group | MW | 0 | 0 | 0 | 0 | 0 | 0 | 0 | 3360 | 3360 | 3360 | 3360 | 3360 | 0 | 3360 | 0 | 3360 | 0 | 3360 | 0 | 0 | 3360 | 0 | 0 | 0 | 0 | 3360 | 0 | 0 | 0 | 0 | 3760 | 0 | 0 | 0 | 0 | 0
| Encina_San_Luis_Rey_group | MW | 0 | 0 | 0 | 0 | 0 | 0 | 0 | 2901 | 2901 | 2901 | 2901 | 2901 | 0 | 2901 | 0 | 2901 | 0 | 2901 | 0 | 0 | 2901 | 0 | 0 | 0 | 0 | 2901 | 0 | 0 | 0 | 0 | 3035 | 0 | 0 | 0 | 0 | 0
| GLW_VEA_group | MW | 0 | 0 | 0 | 0 | 0 | 0 | 0 | 300 | 300 | 300 | 300 | 300 | 0 | 566.17 | 0 | 566.17 | 0 | 566.17 | 0 | 0 | 566.17 | 0 | 0 | 0 | 0 | 566.17 | 0 | 0 | 0 | 0 | 566.17 | 0 | 0 | 0 | 0 | 0
| Gates_500_230_Transformer_group | MW | 0 | 0 | 0 | 0 | 0 | 0 | 0 | 3151 | 3151 | 3151 | 3151 | 3151 | 0 | 3151 | 0 | 3151 | 0 | 3151 | 0 | 0 | 3151 | 0 | 0 | 0 | 0 | 3151 | 0 | 0 | 0 | 0 | 3151 | 0 | 0 | 0 | 0 | 0
| Gates_Arco_Midway_230_group | MW | 0 | 0 | 0 | 0 | 0 | 0 | 0 | 1431 | 1431 | 1431 | 1431 | 1431 | 0 | 1431 | 0 | 1431 | 0 | 1707.56 | 0 | 0 | 1707.56 | 0 | 0 | 0 | 0 | 1707.56 | 0 | 0 | 0 | 0 | 1707.56 | 0 | 0 | 0 | 0 | 0
| Gates_Panoche_230_group | MW | 0 | 0 | 0 | 0 | 0 | 0 | 0 | 10830 | 10830 | 10830 | 10830 | 10830 | 0 | 10830 | 0 | 10830 | 0 | 10830 | 0 | 0 | 10830 | 0 | 0 | 0 | 0 | 10830 | 0 | 0 | 0 | 0 | 11207.98 | 0 | 0 | 0 | 0 | 0
| Greater_LA_group | MW | 0 | 0 | 0 | 0 | 0 | 0 | 0 | 7241 | 7241 | 7241 | 7241 | 7241 | 0 | 7241 | 0 | 7241 | 0 | 7241 | 0 | 0 | 7241 | 0 | 0 | 0 | 0 | 7241 | 0 | 0 | 0 | 0 | 7241 | 0 | 0 | 0 | 0 | 0
| Humboldt_Trinity_115_group | MW | 0 | 0 | 0 | 0 | 0 | 0 | 0 | 20.52 | 20.52 | 20.52 | 20.52 | 20.52 | 0 | 20.52 | 0 | 20.52 | 0 | 20.52 | 0 | 0 | 20.52 | 0 | 0 | 0 | 0 | 20.52 | 0 | 0 | 0 | 0 | 20.52 | 0 | 0 | 0 | 0 | 0
| Imperial_Valley_group | MW | 0 | 0 | 0 | 0 | 0 | 0 | 0 | 1959 | 1959 | 1959 | 1959 | 1959 | 0 | 1959 | 0 | 1959 | 0 | 1959 | 0 | 0 | 1959 | 0 | 0 | 0 | 0 | 1959 | 0 | 0 | 0 | 0 | 1959 | 0 | 0 | 0 | 0 | 0
| Internal_San_Diego_group | MW | 0 | 0 | 0 | 0 | 0 | 0 | 0 | 968 | 968 | 968 | 968 | 968 | 0 | 1115.76 | 0 | 1115.9 | 0 | 1115.9 | 0 | 0 | 1115.9 | 0 | 0 | 0 | 0 | 1115.91 | 0 | 0 | 0 | 0 | 3035 | 0 | 0 | 0 | 0 | 0
| Los_Banos_500_230_Transformer_group | MW | 0 | 0 | 0 | 0 | 0 | 0 | 0 | 1127 | 1127 | 1127 | 1127 | 1127 | 0 | 1127 | 0 | 1127 | 0 | 1127 | 0 | 0 | 1127 | 0 | 0 | 0 | 0 | 1127 | 0 | 0 | 0 | 0 | 1127 | 0 | 0 | 0 | 0 | 0
| Los_Banos_Gates_500_OPDS_group | MW | 0 | 0 | 0 | 0 | 0 | 0 | 0 | 1273 | 1273 | 1273 | 1273 | 1273 | 0 | 1273 | 0 | 1273 | 0 | 1273 | 0 | 0 | 1273 | 0 | 0 | 0 | 0 | 1273 | 0 | 0 | 0 | 0 | 1273 | 0 | 0 | 0 | 0 | 0
| Lugo_Transformer_group | MW | 0 | 0 | 0 | 0 | 0 | 0 | 0 | 1576 | 1576 | 1576 | 1576 | 1576 | 0 | 1576 | 0 | 1576 | 0 | 1576 | 0 | 0 | 1576 | 0 | 0 | 0 | 0 | 2151.6 | 0 | 0 | 0 | 0 | 2556 | 0 | 0 | 0 | 0 | 0
| Mohave_Eldorado_500_group | MW | 0 | 0 | 0 | 0 | 0 | 0 | 0 | 1560 | 1560 | 1560 | 1560 | 1560 | 0 | 1560 | 0 | 1560 | 0 | 1560 | 0 | 0 | 1560 | 0 | 0 | 0 | 0 | 1560 | 0 | 0 | 0 | 0 | 1560 | 0 | 0 | 0 | 0 | 0
| Morro_Bay_Templeton_230_group | MW | 0 | 0 | 0 | 0 | 0 | 0 | 0 | 1707.56 | 1707.56 | 1707.56 | 1707.56 | 1707.56 | 0 | 1707.56 | 0 | 1707.56 | 0 | 1707.56 | 0 | 0 | 1707.56 | 0 | 0 | 0 | 0 | 1707.56 | 0 | 0 | 0 | 0 | 1707.56 | 0 | 0 | 0 | 0 | 0
| Moss_Landing_Los_Banos_230_OPDS_group | MW | 0 | 0 | 0 | 0 | 0 | 0 | 0 | 1611 | 1611 | 1611 | 1611 | 1611 | 0 | 1611 | 0 | 1611 | 0 | 1611 | 0 | 0 | 1611 | 0 | 0 | 0 | 0 | 1611 | 0 | 0 | 0 | 0 | 1611 | 0 | 0 | 0 | 0 | 0
| San_Luis_Rey_San_Onofre_group | MW | 0 | 0 | 0 | 0 | 0 | 0 | 0 | 1748 | 1748 | 1748 | 1748 | 1748 | 0 | 1748 | 0 | 1748 | 0 | 1748 | 0 | 0 | 1748 | 0 | 0 | 0 | 0 | 1748 | 0 | 0 | 0 | 0 | 3035 | 0 | 0 | 0 | 0 | 0
| Serrano_Alberhill_group | MW | 0 | 0 | 0 | 0 | 0 | 0 | 0 | 5700 | 5700 | 5700 | 5700 | 5700 | 0 | 5700 | 0 | 5700 | 0 | 5700 | 0 | 0 | 5700 | 0 | 0 | 0 | 0 | 5700 | 0 | 0 | 0 | 0 | 9348 | 0 | 0 | 0 | 0 | 0
| Silvergate_Bay_Boulevard_group | MW | 0 | 0 | 0 | 0 | 0 | 0 | 0 | 1202 | 1202 | 1202 | 1202 | 1202 | 0 | 1202 | 0 | 1202 | 0 | 1202 | 0 | 0 | 1202 | 0 | 0 | 0 | 0 | 1202 | 0 | 0 | 0 | 0 | 3034.86 | 0 | 0 | 0 | 0 | 0
| South_Kramer_Victor_Lugo_group | MW | 0 | 0 | 0 | 0 | 0 | 0 | 0 | 1156 | 1156 | 1156 | 1156 | 1156 | 0 | 1156 | 0 | 1156 | 0 | 1156 | 0 | 0 | 1156 | 0 | 0 | 0 | 0 | 1156 | 0 | 0 | 0 | 0 | 1156 | 0 | 0 | 0 | 0 | 0
| South_Kramer_Victor_group | MW | 0 | 0 | 0 | 0 | 0 | 0 | 0 | 826 | 826 | 826 | 826 | 826 | 0 | 826 | 0 | 826 | 0 | 826 | 0 | 0 | 826 | 0 | 0 | 0 | 0 | 826 | 0 | 0 | 0 | 0 | 826 | 0 | 0 | 0 | 0 | 0
| Tehachapi_Antelope_group | MW | 0 | 0 | 0 | 0 | 0 | 0 | 0 | 4040 | 4040 | 4040 | 4040 | 4040 | 0 | 4040 | 0 | 4040.01 | 0 | 4040.01 | 0 | 0 | 4040.01 | 0 | 0 | 0 | 0 | 4040.02 | 0 | 0 | 0 | 0 | 6740 | 0 | 0 | 0 | 0 | 0
| Tesla_Westley_230_group | MW | 0 | 0 | 0 | 0 | 0 | 0 | 0 | 1098 | 1098 | 1098 | 1098 | 1098 | 0 | 1098 | 0 | 1098 | 0 | 1098 | 0 | 0 | 1098 | 0 | 0 | 0 | 0 | 1098 | 0 | 0 | 0 | 0 | 1098 | 0 | 0 | 0 | 0 | 0
| - | MW | 0 | 0 | 0 | 0 | 0 | 0 | 0 | 0 | 0 | 0 | 0 | 0 | 0 | 0 | 0 | 0 | 0 | 0 | 0 | 0 | 0 | 0 | 0 | 0 | 0 | 0 | 0 | 0 | 0 | 0 | 0 | 0 | 0 | 0 | 0 | 0
| - | MW | 0 | 0 | 0 | 0 | 0 | 0 | 0 | 0 | 0 | 0 | 0 | 0 | 0 | 0 | 0 | 0 | 0 | 0 | 0 | 0 | 0 | 0 | 0 | 0 | 0 | 0 | 0 | 0 | 0 | 0 | 0 | 0 | 0 | 0 | 0 | 0
| - | MW | 0 | 0 | 0 | 0 | 0 | 0 | 0 | 0 | 0 | 0 | 0 | 0 | 0 | 0 | 0 | 0 | 0 | 0 | 0 | 0 | 0 | 0 | 0 | 0 | 0 | 0 | 0 | 0 | 0 | 0 | 0 | 0 | 0 | 0 | 0 | 0
| - | MW | 0 | 0 | 0 | 0 | 0 | 0 | 0 | 0 | 0 | 0 | 0 | 0 | 0 | 0 | 0 | 0 | 0 | 0 | 0 | 0 | 0 | 0 | 0 | 0 | 0 | 0 | 0 | 0 | 0 | 0 | 0 | 0 | 0 | 0 | 0 | 0
| - | MW | 0 | 0 | 0 | 0 | 0 | 0 | 0 | 0 | 0 | 0 | 0 | 0 | 0 | 0 | 0 | 0 | 0 | 0 | 0 | 0 | 0 | 0 | 0 | 0 | 0 | 0 | 0 | 0 | 0 | 0 | 0 | 0 | 0 | 0 | 0 | 0
| - | MW | 0 | 0 | 0 | 0 | 0 | 0 | 0 | 0 | 0 | 0 | 0 | 0 | 0 | 0 | 0 | 0 | 0 | 0 | 0 | 0 | 0 | 0 | 0 | 0 | 0 | 0 | 0 | 0 | 0 | 0 | 0 | 0 | 0 | 0 | 0 | 0
| - | MW | 0 | 0 | 0 | 0 | 0 | 0 | 0 | 0 | 0 | 0 | 0 | 0 | 0 | 0 | 0 | 0 | 0 | 0 | 0 | 0 | 0 | 0 | 0 | 0 | 0 | 0 | 0 | 0 | 0 | 0 | 0 | 0 | 0 | 0 | 0 | 0
| - | MW | 0 | 0 | 0 | 0 | 0 | 0 | 0 | 0 | 0 | 0 | 0 | 0 | 0 | 0 | 0 | 0 | 0 | 0 | 0 | 0 | 0 | 0 | 0 | 0 | 0 | 0 | 0 | 0 | 0 | 0 | 0 | 0 | 0 | 0 | 0 | 0
| - | MW | 0 | 0 | 0 | 0 | 0 | 0 | 0 | 0 | 0 | 0 | 0 | 0 | 0 | 0 | 0 | 0 | 0 | 0 | 0 | 0 | 0 | 0 | 0 | 0 | 0 | 0 | 0 | 0 | 0 | 0 | 0 | 0 | 0 | 0 | 0 | 0
| - | MW | 0 | 0 | 0 | 0 | 0 | 0 | 0 | 0 | 0 | 0 | 0 | 0 | 0 | 0 | 0 | 0 | 0 | 0 | 0 | 0 | 0 | 0 | 0 | 0 | 0 | 0 | 0 | 0 | 0 | 0 | 0 | 0 | 0 | 0 | 0 | 0
| - | MW | 0 | 0 | 0 | 0 | 0 | 0 | 0 | 0 | 0 | 0 | 0 | 0 | 0 | 0 | 0 | 0 | 0 | 0 | 0 | 0 | 0 | 0 | 0 | 0 | 0 | 0 | 0 | 0 | 0 | 0 | 0 | 0 | 0 | 0 | 0 | 0
| - | MW | 0 | 0 | 0 | 0 | 0 | 0 | 0 | 0 | 0 | 0 | 0 | 0 | 0 | 0 | 0 | 0 | 0 | 0 | 0 | 0 | 0 | 0 | 0 | 0 | 0 | 0 | 0 | 0 | 0 | 0 | 0 | 0 | 0 | 0 | 0 | 0
| Off-Peak Available Transmission Capacity (Existing + Upgrades) | _offpeak
| Transmission Constraint |  | 2015 | 2016 | 2017 | 2018 | 2019 | 2020 | 2021 | 2022 | 2023 | 2024 | 2025 | 2026 | 2027 | 2028 | 2029 | 2030 | 2031 | 2032 | 2033 | 2034 | 2035 | 2036 | 2037 | 2038 | 2039 | 2040 | 2041 | 2042 | 2043 | 2044 | 2045 | 2046 | 2047 | 2048 | 2049 | 2050
| Colorado_River_500_230_group | MW | 0 | 0 | 0 | 0 | 0 | 0 | 0 | 1739 | 1739 | 1739 | 1739 | 1739 | 0 | 1739 | 0 | 1739 | 0 | 1739 | 0 | 0 | 1739 | 0 | 0 | 0 | 0 | 1739 | 0 | 0 | 0 | 0 | 1739 | 0 | 0 | 0 | 0 | 0
| Contra_Costa_Delta_Switchyard_230_group | MW | 0 | 0 | 0 | 0 | 0 | 0 | 0 | 1523 | 1523 | 1523 | 1523 | 1523 | 0 | 1523 | 0 | 1523 | 0 | 1523 | 0 | 0 | 1523 | 0 | 0 | 0 | 0 | 1523 | 0 | 0 | 0 | 0 | 1523 | 0 | 0 | 0 | 0 | 0
| Delevan_Cortina_230_group | MW | 0 | 0 | 0 | 0 | 0 | 0 | 0 | 795 | 795 | 795 | 795 | 795 | 0 | 795 | 0 | 795 | 0 | 795 | 0 | 0 | 795 | 0 | 0 | 0 | 0 | 795 | 0 | 0 | 0 | 0 | 795 | 0 | 0 | 0 | 0 | 0
| Devers_Red_Bluff_group | MW | 0 | 0 | 0 | 0 | 0 | 0 | 0 | 5820 | 5820 | 5820 | 5820 | 5820 | 0 | 5820 | 0 | 5820 | 0 | 5820 | 0 | 0 | 5820 | 0 | 0 | 0 | 0 | 5820 | 0 | 0 | 0 | 0 | 5820 | 0 | 0 | 0 | 0 | 0
| East_of_Miguel_group | MW | 0 | 0 | 0 | 0 | 0 | 0 | 0 | 950 | 950 | 950 | 950 | 950 | 0 | 950 | 0 | 950 | 0 | 950 | 0 | 0 | 950 | 0 | 0 | 0 | 0 | 950 | 0 | 0 | 0 | 0 | 950 | 0 | 0 | 0 | 0 | 0
| Eldorado_500_230_group | MW | 0 | 0 | 0 | 0 | 0 | 0 | 0 | 3360 | 3360 | 3360 | 3360 | 3360 | 0 | 3360 | 0 | 3360 | 0 | 3360 | 0 | 0 | 3360 | 0 | 0 | 0 | 0 | 3360 | 0 | 0 | 0 | 0 | 3360 | 0 | 0 | 0 | 0 | 0
| Encina_San_Luis_Rey_group | MW | 0 | 0 | 0 | 0 | 0 | 0 | 0 | 3035 | 3035 | 3035 | 3035 | 3035 | 0 | 3035 | 0 | 3035 | 0 | 3035 | 0 | 0 | 3035 | 0 | 0 | 0 | 0 | 3035 | 0 | 0 | 0 | 0 | 3035 | 0 | 0 | 0 | 0 | 0
| GLW_VEA_group | MW | 0 | 0 | 0 | 0 | 0 | 0 | 0 | 269 | 269 | 269 | 269 | 269 | 0 | 564.4487 | 0 | 564.4487 | 0 | 564.4487 | 0 | 0 | 564.4487 | 0 | 0 | 0 | 0 | 564.4487 | 0 | 0 | 0 | 0 | 564.4487 | 0 | 0 | 0 | 0 | 0
| Gates_500_230_Transformer_group | MW | 0 | 0 | 0 | 0 | 0 | 0 | 0 | 3279 | 3279 | 3279 | 3279 | 3279 | 0 | 3279 | 0 | 3279 | 0 | 3279 | 0 | 0 | 3279 | 0 | 0 | 0 | 0 | 3279 | 0 | 0 | 0 | 0 | 3279 | 0 | 0 | 0 | 0 | 0
| Gates_Arco_Midway_230_group | MW | 0 | 0 | 0 | 0 | 0 | 0 | 0 | 2568 | 2568 | 2568 | 2568 | 2568 | 0 | 2568 | 0 | 2568 | 0 | 2568 | 0 | 0 | 2568 | 0 | 0 | 0 | 0 | 2568 | 0 | 0 | 0 | 0 | 2568 | 0 | 0 | 0 | 0 | 0
| Gates_Panoche_230_group | MW | 0 | 0 | 0 | 0 | 0 | 0 | 0 | 10830 | 10830 | 10830 | 10830 | 10830 | 0 | 10830 | 0 | 10830 | 0 | 10830 | 0 | 0 | 10830 | 0 | 0 | 0 | 0 | 10830 | 0 | 0 | 0 | 0 | 10830 | 0 | 0 | 0 | 0 | 0
| Greater_LA_group | MW | 0 | 0 | 0 | 0 | 0 | 0 | 0 | 7241 | 7241 | 7241 | 7241 | 7241 | 0 | 7241 | 0 | 7241 | 0 | 7241 | 0 | 0 | 7241 | 0 | 0 | 0 | 0 | 7241 | 0 | 0 | 0 | 0 | 7241 | 0 | 0 | 0 | 0 | 0
| Humboldt_Trinity_115_group | MW | 0 | 0 | 0 | 0 | 0 | 0 | 0 | 63 | 63 | 63 | 63 | 63 | 0 | 63 | 0 | 63 | 0 | 63 | 0 | 0 | 63 | 0 | 0 | 0 | 0 | 63 | 0 | 0 | 0 | 0 | 63 | 0 | 0 | 0 | 0 | 0
| Imperial_Valley_group | MW | 0 | 0 | 0 | 0 | 0 | 0 | 0 | 1959 | 1959 | 1959 | 1959 | 1959 | 0 | 1959 | 0 | 1959 | 0 | 1959 | 0 | 0 | 1959 | 0 | 0 | 0 | 0 | 1959 | 0 | 0 | 0 | 0 | 1959 | 0 | 0 | 0 | 0 | 0
| Internal_San_Diego_group | MW | 0 | 0 | 0 | 0 | 0 | 0 | 0 | 290 | 290 | 290 | 290 | 290 | 0 | 309.587 | 0 | 309.6055 | 0 | 309.6055 | 0 | 0 | 309.6055 | 0 | 0 | 0 | 0 | 309.6068 | 0 | 0 | 0 | 0 | 564 | 0 | 0 | 0 | 0 | 0
| Los_Banos_500_230_Transformer_group | MW | 0 | 0 | 0 | 0 | 0 | 0 | 0 | 2534 | 2534 | 2534 | 2534 | 2534 | 0 | 2534 | 0 | 2534 | 0 | 2534 | 0 | 0 | 2534 | 0 | 0 | 0 | 0 | 2534 | 0 | 0 | 0 | 0 | 2534 | 0 | 0 | 0 | 0 | 0
| Los_Banos_Gates_500_OPDS_group | MW | 0 | 0 | 0 | 0 | 0 | 0 | 0 | 2425 | 2425 | 2425 | 2425 | 2425 | 0 | 2425 | 0 | 2425 | 0 | 2425 | 0 | 0 | 2425 | 0 | 0 | 0 | 0 | 2425 | 0 | 0 | 0 | 0 | 2425 | 0 | 0 | 0 | 0 | 0
| Lugo_Transformer_group | MW | 0 | 0 | 0 | 0 | 0 | 0 | 0 | 1619 | 1619 | 1619 | 1619 | 1619 | 0 | 1619 | 0 | 1619 | 0 | 1619 | 0 | 0 | 1619 | 0 | 0 | 0 | 0 | 1619 | 0 | 0 | 0 | 0 | 1619 | 0 | 0 | 0 | 0 | 0
| Mohave_Eldorado_500_group | MW | 0 | 0 | 0 | 0 | 0 | 0 | 0 | 1560 | 1560 | 1560 | 1560 | 1560 | 0 | 1560 | 0 | 1560 | 0 | 1560 | 0 | 0 | 1560 | 0 | 0 | 0 | 0 | 1560 | 0 | 0 | 0 | 0 | 1560 | 0 | 0 | 0 | 0 | 0
| Morro_Bay_Templeton_230_group | MW | 0 | 0 | 0 | 0 | 0 | 0 | 0 | 1903 | 1903 | 1903 | 1903 | 1903 | 0 | 1903 | 0 | 1903 | 0 | 1903 | 0 | 0 | 1903 | 0 | 0 | 0 | 0 | 1903 | 0 | 0 | 0 | 0 | 1903 | 0 | 0 | 0 | 0 | 0
| Moss_Landing_Los_Banos_230_OPDS_group | MW | 0 | 0 | 0 | 0 | 0 | 0 | 0 | 3102 | 3102 | 3102 | 3102 | 3102 | 0 | 3102 | 0 | 3102 | 0 | 3102 | 0 | 0 | 3102 | 0 | 0 | 0 | 0 | 3102 | 0 | 0 | 0 | 0 | 3102 | 0 | 0 | 0 | 0 | 0
| San_Luis_Rey_San_Onofre_group | MW | 0 | 0 | 0 | 0 | 0 | 0 | 0 | 3281 | 3281 | 3281 | 3281 | 3281 | 0 | 3281 | 0 | 3281 | 0 | 3281 | 0 | 0 | 3281 | 0 | 0 | 0 | 0 | 3281 | 0 | 0 | 0 | 0 | 3281 | 0 | 0 | 0 | 0 | 0
| Serrano_Alberhill_group | MW | 0 | 0 | 0 | 0 | 0 | 0 | 0 | 11800 | 11800 | 11800 | 11800 | 11800 | 0 | 11800 | 0 | 11800 | 0 | 11800 | 0 | 0 | 11800 | 0 | 0 | 0 | 0 | 11800 | 0 | 0 | 0 | 0 | 11800 | 0 | 0 | 0 | 0 | 0
| Silvergate_Bay_Boulevard_group | MW | 0 | 0 | 0 | 0 | 0 | 0 | 0 | 2163 | 2163 | 2163 | 2163 | 2163 | 0 | 2163 | 0 | 2163 | 0 | 2163 | 0 | 0 | 2163 | 0 | 0 | 0 | 0 | 2163 | 0 | 0 | 0 | 0 | 2163 | 0 | 0 | 0 | 0 | 0
| South_Kramer_Victor_Lugo_group | MW | 0 | 0 | 0 | 0 | 0 | 0 | 0 | 1311 | 1311 | 1311 | 1311 | 1311 | 0 | 1311 | 0 | 1311 | 0 | 1311 | 0 | 0 | 1311 | 0 | 0 | 0 | 0 | 1311 | 0 | 0 | 0 | 0 | 1311 | 0 | 0 | 0 | 0 | 0
| South_Kramer_Victor_group | MW | 0 | 0 | 0 | 0 | 0 | 0 | 0 | 1237.02 | 1237.02 | 1237.02 | 1237.02 | 1237.02 | 0 | 1237.02 | 0 | 1237.02 | 0 | 1237.02 | 0 | 0 | 1237.02 | 0 | 0 | 0 | 0 | 1237.02 | 0 | 0 | 0 | 0 | 1237.02 | 0 | 0 | 0 | 0 | 0
| Tehachapi_Antelope_group | MW | 0 | 0 | 0 | 0 | 0 | 0 | 0 | 5171 | 5171 | 5171 | 5171 | 5171 | 0 | 5171 | 0 | 5171 | 0 | 5171 | 0 | 0 | 5171 | 0 | 0 | 0 | 0 | 5171 | 0 | 0 | 0 | 0 | 5171 | 0 | 0 | 0 | 0 | 0
| Tesla_Westley_230_group | MW | 0 | 0 | 0 | 0 | 0 | 0 | 0 | 1098 | 1098 | 1098 | 1098 | 1098 | 0 | 1098 | 0 | 1098 | 0 | 1098 | 0 | 0 | 1098 | 0 | 0 | 0 | 0 | 1098 | 0 | 0 | 0 | 0 | 1098 | 0 | 0 | 0 | 0 | 0
| - | MW | 0 | 0 | 0 | 0 | 0 | 0 | 0 | 0 | 0 | 0 | 0 | 0 | 0 | 0 | 0 | 0 | 0 | 0 | 0 | 0 | 0 | 0 | 0 | 0 | 0 | 0 | 0 | 0 | 0 | 0 | 0 | 0 | 0 | 0 | 0 | 0
| - | MW | 0 | 0 | 0 | 0 | 0 | 0 | 0 | 0 | 0 | 0 | 0 | 0 | 0 | 0 | 0 | 0 | 0 | 0 | 0 | 0 | 0 | 0 | 0 | 0 | 0 | 0 | 0 | 0 | 0 | 0 | 0 | 0 | 0 | 0 | 0 | 0
| - | MW | 0 | 0 | 0 | 0 | 0 | 0 | 0 | 0 | 0 | 0 | 0 | 0 | 0 | 0 | 0 | 0 | 0 | 0 | 0 | 0 | 0 | 0 | 0 | 0 | 0 | 0 | 0 | 0 | 0 | 0 | 0 | 0 | 0 | 0 | 0 | 0
| - | MW | 0 | 0 | 0 | 0 | 0 | 0 | 0 | 0 | 0 | 0 | 0 | 0 | 0 | 0 | 0 | 0 | 0 | 0 | 0 | 0 | 0 | 0 | 0 | 0 | 0 | 0 | 0 | 0 | 0 | 0 | 0 | 0 | 0 | 0 | 0 | 0
| - | MW | 0 | 0 | 0 | 0 | 0 | 0 | 0 | 0 | 0 | 0 | 0 | 0 | 0 | 0 | 0 | 0 | 0 | 0 | 0 | 0 | 0 | 0 | 0 | 0 | 0 | 0 | 0 | 0 | 0 | 0 | 0 | 0 | 0 | 0 | 0 | 0
| - | MW | 0 | 0 | 0 | 0 | 0 | 0 | 0 | 0 | 0 | 0 | 0 | 0 | 0 | 0 | 0 | 0 | 0 | 0 | 0 | 0 | 0 | 0 | 0 | 0 | 0 | 0 | 0 | 0 | 0 | 0 | 0 | 0 | 0 | 0 | 0 | 0
| - | MW | 0 | 0 | 0 | 0 | 0 | 0 | 0 | 0 | 0 | 0 | 0 | 0 | 0 | 0 | 0 | 0 | 0 | 0 | 0 | 0 | 0 | 0 | 0 | 0 | 0 | 0 | 0 | 0 | 0 | 0 | 0 | 0 | 0 | 0 | 0 | 0
| - | MW | 0 | 0 | 0 | 0 | 0 | 0 | 0 | 0 | 0 | 0 | 0 | 0 | 0 | 0 | 0 | 0 | 0 | 0 | 0 | 0 | 0 | 0 | 0 | 0 | 0 | 0 | 0 | 0 | 0 | 0 | 0 | 0 | 0 | 0 | 0 | 0
| - | MW | 0 | 0 | 0 | 0 | 0 | 0 | 0 | 0 | 0 | 0 | 0 | 0 | 0 | 0 | 0 | 0 | 0 | 0 | 0 | 0 | 0 | 0 | 0 | 0 | 0 | 0 | 0 | 0 | 0 | 0 | 0 | 0 | 0 | 0 | 0 | 0
| - | MW | 0 | 0 | 0 | 0 | 0 | 0 | 0 | 0 | 0 | 0 | 0 | 0 | 0 | 0 | 0 | 0 | 0 | 0 | 0 | 0 | 0 | 0 | 0 | 0 | 0 | 0 | 0 | 0 | 0 | 0 | 0 | 0 | 0 | 0 | 0 | 0
| - | MW | 0 | 0 | 0 | 0 | 0 | 0 | 0 | 0 | 0 | 0 | 0 | 0 | 0 | 0 | 0 | 0 | 0 | 0 | 0 | 0 | 0 | 0 | 0 | 0 | 0 | 0 | 0 | 0 | 0 | 0 | 0 | 0 | 0 | 0 | 0 | 0
| - | MW | 0 | 0 | 0 | 0 | 0 | 0 | 0 | 0 | 0 | 0 | 0 | 0 | 0 | 0 | 0 | 0 | 0 | 0 | 0 | 0 | 0 | 0 | 0 | 0 | 0 | 0 | 0 | 0 | 0 | 0 | 0 | 0 | 0 | 0 | 0 | 0
| On-Peak Available Existing Transmission Capacity | _deliverable_peak_highest
| Transmission Constraint |  | 2015 | 2016 | 2017 | 2018 | 2019 | 2020 | 2021 | 2022 | 2023 | 2024 | 2025 | 2026 | 2027 | 2028 | 2029 | 2030 | 2031 | 2032 | 2033 | 2034 | 2035 | 2036 | 2037 | 2038 | 2039 | 2040 | 2041 | 2042 | 2043 | 2044 | 2045 | 2046 | 2047 | 2048 | 2049 | 2050
| Colorado_River_500_230_group | MW | 0 | 0 | 0 | 0 | 0 | 0 | 0 | 1490 | 1490 | 1490 | 1490 | 1490 | 0 | 1490 | 0 | 1490 | 0 | 1490 | 0 | 0 | 1490 | 0 | 0 | 0 | 0 | 1490 | 0 | 0 | 0 | 0 | 1490 | 0 | 0 | 0 | 0 | 0
| Contra_Costa_Delta_Switchyard_230_group | MW | 0 | 0 | 0 | 0 | 0 | 0 | 0 | 1523 | 1523 | 1523 | 1523 | 1523 | 0 | 1523 | 0 | 1523 | 0 | 1523 | 0 | 0 | 1523 | 0 | 0 | 0 | 0 | 1523 | 0 | 0 | 0 | 0 | 1523 | 0 | 0 | 0 | 0 | 0
| Delevan_Cortina_230_group | MW | 0 | 0 | 0 | 0 | 0 | 0 | 0 | 454 | 454 | 454 | 454 | 454 | 0 | 454 | 0 | 454 | 0 | 454 | 0 | 0 | 454 | 0 | 0 | 0 | 0 | 454 | 0 | 0 | 0 | 0 | 454 | 0 | 0 | 0 | 0 | 0
| Devers_Red_Bluff_group | MW | 0 | 0 | 0 | 0 | 0 | 0 | 0 | 5400 | 5400 | 5400 | 5400 | 5400 | 0 | 5400 | 0 | 5400 | 0 | 5400 | 0 | 0 | 5400 | 0 | 0 | 0 | 0 | 5400 | 0 | 0 | 0 | 0 | 5400 | 0 | 0 | 0 | 0 | 0
| East_of_Miguel_group | MW | 0 | 0 | 0 | 0 | 0 | 0 | 0 | 731 | 731 | 731 | 731 | 731 | 0 | 731 | 0 | 731 | 0 | 731 | 0 | 0 | 731 | 0 | 0 | 0 | 0 | 731 | 0 | 0 | 0 | 0 | 731 | 0 | 0 | 0 | 0 | 0
| Eldorado_500_230_group | MW | 0 | 0 | 0 | 0 | 0 | 0 | 0 | 3360 | 3360 | 3360 | 3360 | 3360 | 0 | 3360 | 0 | 3360 | 0 | 3360 | 0 | 0 | 3360 | 0 | 0 | 0 | 0 | 3360 | 0 | 0 | 0 | 0 | 3360 | 0 | 0 | 0 | 0 | 0
| Encina_San_Luis_Rey_group | MW | 0 | 0 | 0 | 0 | 0 | 0 | 0 | 2901 | 2901 | 2901 | 2901 | 2901 | 0 | 2901 | 0 | 2901 | 0 | 2901 | 0 | 0 | 2901 | 0 | 0 | 0 | 0 | 2901 | 0 | 0 | 0 | 0 | 2901 | 0 | 0 | 0 | 0 | 0
| GLW_VEA_group | MW | 0 | 0 | 0 | 0 | 0 | 0 | 0 | 300 | 300 | 300 | 300 | 300 | 0 | 300 | 0 | 300 | 0 | 300 | 0 | 0 | 300 | 0 | 0 | 0 | 0 | 300 | 0 | 0 | 0 | 0 | 300 | 0 | 0 | 0 | 0 | 0
| Gates_500_230_Transformer_group | MW | 0 | 0 | 0 | 0 | 0 | 0 | 0 | 3151 | 3151 | 3151 | 3151 | 3151 | 0 | 3151 | 0 | 3151 | 0 | 3151 | 0 | 0 | 3151 | 0 | 0 | 0 | 0 | 3151 | 0 | 0 | 0 | 0 | 3151 | 0 | 0 | 0 | 0 | 0
| Gates_Arco_Midway_230_group | MW | 0 | 0 | 0 | 0 | 0 | 0 | 0 | 1431 | 1431 | 1431 | 1431 | 1431 | 0 | 1431 | 0 | 1431 | 0 | 1431 | 0 | 0 | 1431 | 0 | 0 | 0 | 0 | 1431 | 0 | 0 | 0 | 0 | 1431 | 0 | 0 | 0 | 0 | 0
| Gates_Panoche_230_group | MW | 0 | 0 | 0 | 0 | 0 | 0 | 0 | 10830 | 10830 | 10830 | 10830 | 10830 | 0 | 10830 | 0 | 10830 | 0 | 10830 | 0 | 0 | 10830 | 0 | 0 | 0 | 0 | 10830 | 0 | 0 | 0 | 0 | 10830 | 0 | 0 | 0 | 0 | 0
| Greater_LA_group | MW | 0 | 0 | 0 | 0 | 0 | 0 | 0 | 7241 | 7241 | 7241 | 7241 | 7241 | 0 | 7241 | 0 | 7241 | 0 | 7241 | 0 | 0 | 7241 | 0 | 0 | 0 | 0 | 7241 | 0 | 0 | 0 | 0 | 7241 | 0 | 0 | 0 | 0 | 0
| Humboldt_Trinity_115_group | MW | 0 | 0 | 0 | 0 | 0 | 0 | 0 | 20.52 | 20.52 | 20.52 | 20.52 | 20.52 | 0 | 20.52 | 0 | 20.52 | 0 | 20.52 | 0 | 0 | 20.52 | 0 | 0 | 0 | 0 | 20.52 | 0 | 0 | 0 | 0 | 20.52 | 0 | 0 | 0 | 0 | 0
| Imperial_Valley_group | MW | 0 | 0 | 0 | 0 | 0 | 0 | 0 | 1959 | 1959 | 1959 | 1959 | 1959 | 0 | 1959 | 0 | 1959 | 0 | 1959 | 0 | 0 | 1959 | 0 | 0 | 0 | 0 | 1959 | 0 | 0 | 0 | 0 | 1959 | 0 | 0 | 0 | 0 | 0
| Internal_San_Diego_group | MW | 0 | 0 | 0 | 0 | 0 | 0 | 0 | 968 | 968 | 968 | 968 | 968 | 0 | 968 | 0 | 968 | 0 | 968 | 0 | 0 | 968 | 0 | 0 | 0 | 0 | 968 | 0 | 0 | 0 | 0 | 968 | 0 | 0 | 0 | 0 | 0
| Los_Banos_500_230_Transformer_group | MW | 0 | 0 | 0 | 0 | 0 | 0 | 0 | 1127 | 1127 | 1127 | 1127 | 1127 | 0 | 1127 | 0 | 1127 | 0 | 1127 | 0 | 0 | 1127 | 0 | 0 | 0 | 0 | 1127 | 0 | 0 | 0 | 0 | 1127 | 0 | 0 | 0 | 0 | 0
| Los_Banos_Gates_500_OPDS_group | MW | 0 | 0 | 0 | 0 | 0 | 0 | 0 | 1273 | 1273 | 1273 | 1273 | 1273 | 0 | 1273 | 0 | 1273 | 0 | 1273 | 0 | 0 | 1273 | 0 | 0 | 0 | 0 | 1273 | 0 | 0 | 0 | 0 | 1273 | 0 | 0 | 0 | 0 | 0
| Lugo_Transformer_group | MW | 0 | 0 | 0 | 0 | 0 | 0 | 0 | 1576 | 1576 | 1576 | 1576 | 1576 | 0 | 1576 | 0 | 1576 | 0 | 1576 | 0 | 0 | 1576 | 0 | 0 | 0 | 0 | 1576 | 0 | 0 | 0 | 0 | 1576 | 0 | 0 | 0 | 0 | 0
| Mohave_Eldorado_500_group | MW | 0 | 0 | 0 | 0 | 0 | 0 | 0 | 1560 | 1560 | 1560 | 1560 | 1560 | 0 | 1560 | 0 | 1560 | 0 | 1560 | 0 | 0 | 1560 | 0 | 0 | 0 | 0 | 1560 | 0 | 0 | 0 | 0 | 1560 | 0 | 0 | 0 | 0 | 0
| Morro_Bay_Templeton_230_group | MW | 0 | 0 | 0 | 0 | 0 | 0 | 0 | 1707.56 | 1707.56 | 1707.56 | 1707.56 | 1707.56 | 0 | 1707.56 | 0 | 1707.56 | 0 | 1707.56 | 0 | 0 | 1707.56 | 0 | 0 | 0 | 0 | 1707.56 | 0 | 0 | 0 | 0 | 1707.56 | 0 | 0 | 0 | 0 | 0
| Moss_Landing_Los_Banos_230_OPDS_group | MW | 0 | 0 | 0 | 0 | 0 | 0 | 0 | 1611 | 1611 | 1611 | 1611 | 1611 | 0 | 1611 | 0 | 1611 | 0 | 1611 | 0 | 0 | 1611 | 0 | 0 | 0 | 0 | 1611 | 0 | 0 | 0 | 0 | 1611 | 0 | 0 | 0 | 0 | 0
| San_Luis_Rey_San_Onofre_group | MW | 0 | 0 | 0 | 0 | 0 | 0 | 0 | 1748 | 1748 | 1748 | 1748 | 1748 | 0 | 1748 | 0 | 1748 | 0 | 1748 | 0 | 0 | 1748 | 0 | 0 | 0 | 0 | 1748 | 0 | 0 | 0 | 0 | 1748 | 0 | 0 | 0 | 0 | 0
| Serrano_Alberhill_group | MW | 0 | 0 | 0 | 0 | 0 | 0 | 0 | 5700 | 5700 | 5700 | 5700 | 5700 | 0 | 5700 | 0 | 5700 | 0 | 5700 | 0 | 0 | 5700 | 0 | 0 | 0 | 0 | 5700 | 0 | 0 | 0 | 0 | 5700 | 0 | 0 | 0 | 0 | 0
| Silvergate_Bay_Boulevard_group | MW | 0 | 0 | 0 | 0 | 0 | 0 | 0 | 1202 | 1202 | 1202 | 1202 | 1202 | 0 | 1202 | 0 | 1202 | 0 | 1202 | 0 | 0 | 1202 | 0 | 0 | 0 | 0 | 1202 | 0 | 0 | 0 | 0 | 1202 | 0 | 0 | 0 | 0 | 0
| South_Kramer_Victor_Lugo_group | MW | 0 | 0 | 0 | 0 | 0 | 0 | 0 | 1156 | 1156 | 1156 | 1156 | 1156 | 0 | 1156 | 0 | 1156 | 0 | 1156 | 0 | 0 | 1156 | 0 | 0 | 0 | 0 | 1156 | 0 | 0 | 0 | 0 | 1156 | 0 | 0 | 0 | 0 | 0
| South_Kramer_Victor_group | MW | 0 | 0 | 0 | 0 | 0 | 0 | 0 | 826 | 826 | 826 | 826 | 826 | 0 | 826 | 0 | 826 | 0 | 826 | 0 | 0 | 826 | 0 | 0 | 0 | 0 | 826 | 0 | 0 | 0 | 0 | 826 | 0 | 0 | 0 | 0 | 0
| Tehachapi_Antelope_group | MW | 0 | 0 | 0 | 0 | 0 | 0 | 0 | 4040 | 4040 | 4040 | 4040 | 4040 | 0 | 4040 | 0 | 4040 | 0 | 4040 | 0 | 0 | 4040 | 0 | 0 | 0 | 0 | 4040 | 0 | 0 | 0 | 0 | 4040 | 0 | 0 | 0 | 0 | 0
| Tesla_Westley_230_group | MW | 0 | 0 | 0 | 0 | 0 | 0 | 0 | 1098 | 1098 | 1098 | 1098 | 1098 | 0 | 1098 | 0 | 1098 | 0 | 1098 | 0 | 0 | 1098 | 0 | 0 | 0 | 0 | 1098 | 0 | 0 | 0 | 0 | 1098 | 0 | 0 | 0 | 0 | 0
| - | MW | 0 | 0 | 0 | 0 | 0 | 0 | 0 | 0 | 0 | 0 | 0 | 0 | 0 | 0 | 0 | 0 | 0 | 0 | 0 | 0 | 0 | 0 | 0 | 0 | 0 | 0 | 0 | 0 | 0 | 0 | 0 | 0 | 0 | 0 | 0 | 0
| - | MW | 0 | 0 | 0 | 0 | 0 | 0 | 0 | 0 | 0 | 0 | 0 | 0 | 0 | 0 | 0 | 0 | 0 | 0 | 0 | 0 | 0 | 0 | 0 | 0 | 0 | 0 | 0 | 0 | 0 | 0 | 0 | 0 | 0 | 0 | 0 | 0
| - | MW | 0 | 0 | 0 | 0 | 0 | 0 | 0 | 0 | 0 | 0 | 0 | 0 | 0 | 0 | 0 | 0 | 0 | 0 | 0 | 0 | 0 | 0 | 0 | 0 | 0 | 0 | 0 | 0 | 0 | 0 | 0 | 0 | 0 | 0 | 0 | 0
| - | MW | 0 | 0 | 0 | 0 | 0 | 0 | 0 | 0 | 0 | 0 | 0 | 0 | 0 | 0 | 0 | 0 | 0 | 0 | 0 | 0 | 0 | 0 | 0 | 0 | 0 | 0 | 0 | 0 | 0 | 0 | 0 | 0 | 0 | 0 | 0 | 0
| - | MW | 0 | 0 | 0 | 0 | 0 | 0 | 0 | 0 | 0 | 0 | 0 | 0 | 0 | 0 | 0 | 0 | 0 | 0 | 0 | 0 | 0 | 0 | 0 | 0 | 0 | 0 | 0 | 0 | 0 | 0 | 0 | 0 | 0 | 0 | 0 | 0
| - | MW | 0 | 0 | 0 | 0 | 0 | 0 | 0 | 0 | 0 | 0 | 0 | 0 | 0 | 0 | 0 | 0 | 0 | 0 | 0 | 0 | 0 | 0 | 0 | 0 | 0 | 0 | 0 | 0 | 0 | 0 | 0 | 0 | 0 | 0 | 0 | 0
| - | MW | 0 | 0 | 0 | 0 | 0 | 0 | 0 | 0 | 0 | 0 | 0 | 0 | 0 | 0 | 0 | 0 | 0 | 0 | 0 | 0 | 0 | 0 | 0 | 0 | 0 | 0 | 0 | 0 | 0 | 0 | 0 | 0 | 0 | 0 | 0 | 0
| - | MW | 0 | 0 | 0 | 0 | 0 | 0 | 0 | 0 | 0 | 0 | 0 | 0 | 0 | 0 | 0 | 0 | 0 | 0 | 0 | 0 | 0 | 0 | 0 | 0 | 0 | 0 | 0 | 0 | 0 | 0 | 0 | 0 | 0 | 0 | 0 | 0
| - | MW | 0 | 0 | 0 | 0 | 0 | 0 | 0 | 0 | 0 | 0 | 0 | 0 | 0 | 0 | 0 | 0 | 0 | 0 | 0 | 0 | 0 | 0 | 0 | 0 | 0 | 0 | 0 | 0 | 0 | 0 | 0 | 0 | 0 | 0 | 0 | 0
| - | MW | 0 | 0 | 0 | 0 | 0 | 0 | 0 | 0 | 0 | 0 | 0 | 0 | 0 | 0 | 0 | 0 | 0 | 0 | 0 | 0 | 0 | 0 | 0 | 0 | 0 | 0 | 0 | 0 | 0 | 0 | 0 | 0 | 0 | 0 | 0 | 0
| - | MW | 0 | 0 | 0 | 0 | 0 | 0 | 0 | 0 | 0 | 0 | 0 | 0 | 0 | 0 | 0 | 0 | 0 | 0 | 0 | 0 | 0 | 0 | 0 | 0 | 0 | 0 | 0 | 0 | 0 | 0 | 0 | 0 | 0 | 0 | 0 | 0
| - | MW | 0 | 0 | 0 | 0 | 0 | 0 | 0 | 0 | 0 | 0 | 0 | 0 | 0 | 0 | 0 | 0 | 0 | 0 | 0 | 0 | 0 | 0 | 0 | 0 | 0 | 0 | 0 | 0 | 0 | 0 | 0 | 0 | 0 | 0 | 0 | 0
| Off-Peak Available Existing Transmission Capacity | _offpeak
| Transmission Constraint |  | 2015 | 2016 | 2017 | 2018 | 2019 | 2020 | 2021 | 2022 | 2023 | 2024 | 2025 | 2026 | 2027 | 2028 | 2029 | 2030 | 2031 | 2032 | 2033 | 2034 | 2035 | 2036 | 2037 | 2038 | 2039 | 2040 | 2041 | 2042 | 2043 | 2044 | 2045 | 2046 | 2047 | 2048 | 2049 | 2050
| Colorado_River_500_230_group | MW | 0 | 0 | 0 | 0 | 0 | 0 | 0 | 1739 | 1739 | 1739 | 1739 | 1739 | 0 | 1739 | 0 | 1739 | 0 | 1739 | 0 | 0 | 1739 | 0 | 0 | 0 | 0 | 1739 | 0 | 0 | 0 | 0 | 1739 | 0 | 0 | 0 | 0 | 0
| Contra_Costa_Delta_Switchyard_230_group | MW | 0 | 0 | 0 | 0 | 0 | 0 | 0 | 1523 | 1523 | 1523 | 1523 | 1523 | 0 | 1523 | 0 | 1523 | 0 | 1523 | 0 | 0 | 1523 | 0 | 0 | 0 | 0 | 1523 | 0 | 0 | 0 | 0 | 1523 | 0 | 0 | 0 | 0 | 0
| Delevan_Cortina_230_group | MW | 0 | 0 | 0 | 0 | 0 | 0 | 0 | 795 | 795 | 795 | 795 | 795 | 0 | 795 | 0 | 795 | 0 | 795 | 0 | 0 | 795 | 0 | 0 | 0 | 0 | 795 | 0 | 0 | 0 | 0 | 795 | 0 | 0 | 0 | 0 | 0
| Devers_Red_Bluff_group | MW | 0 | 0 | 0 | 0 | 0 | 0 | 0 | 5820 | 5820 | 5820 | 5820 | 5820 | 0 | 5820 | 0 | 5820 | 0 | 5820 | 0 | 0 | 5820 | 0 | 0 | 0 | 0 | 5820 | 0 | 0 | 0 | 0 | 5820 | 0 | 0 | 0 | 0 | 0
| East_of_Miguel_group | MW | 0 | 0 | 0 | 0 | 0 | 0 | 0 | 950 | 950 | 950 | 950 | 950 | 0 | 950 | 0 | 950 | 0 | 950 | 0 | 0 | 950 | 0 | 0 | 0 | 0 | 950 | 0 | 0 | 0 | 0 | 950 | 0 | 0 | 0 | 0 | 0
| Eldorado_500_230_group | MW | 0 | 0 | 0 | 0 | 0 | 0 | 0 | 3360 | 3360 | 3360 | 3360 | 3360 | 0 | 3360 | 0 | 3360 | 0 | 3360 | 0 | 0 | 3360 | 0 | 0 | 0 | 0 | 3360 | 0 | 0 | 0 | 0 | 3360 | 0 | 0 | 0 | 0 | 0
| Encina_San_Luis_Rey_group | MW | 0 | 0 | 0 | 0 | 0 | 0 | 0 | 3035 | 3035 | 3035 | 3035 | 3035 | 0 | 3035 | 0 | 3035 | 0 | 3035 | 0 | 0 | 3035 | 0 | 0 | 0 | 0 | 3035 | 0 | 0 | 0 | 0 | 3035 | 0 | 0 | 0 | 0 | 0
| GLW_VEA_group | MW | 0 | 0 | 0 | 0 | 0 | 0 | 0 | 269 | 269 | 269 | 269 | 269 | 0 | 269 | 0 | 269 | 0 | 269 | 0 | 0 | 269 | 0 | 0 | 0 | 0 | 269 | 0 | 0 | 0 | 0 | 269 | 0 | 0 | 0 | 0 | 0
| Gates_500_230_Transformer_group | MW | 0 | 0 | 0 | 0 | 0 | 0 | 0 | 3279 | 3279 | 3279 | 3279 | 3279 | 0 | 3279 | 0 | 3279 | 0 | 3279 | 0 | 0 | 3279 | 0 | 0 | 0 | 0 | 3279 | 0 | 0 | 0 | 0 | 3279 | 0 | 0 | 0 | 0 | 0
| Gates_Arco_Midway_230_group | MW | 0 | 0 | 0 | 0 | 0 | 0 | 0 | 2568 | 2568 | 2568 | 2568 | 2568 | 0 | 2568 | 0 | 2568 | 0 | 2568 | 0 | 0 | 2568 | 0 | 0 | 0 | 0 | 2568 | 0 | 0 | 0 | 0 | 2568 | 0 | 0 | 0 | 0 | 0
| Gates_Panoche_230_group | MW | 0 | 0 | 0 | 0 | 0 | 0 | 0 | 10830 | 10830 | 10830 | 10830 | 10830 | 0 | 10830 | 0 | 10830 | 0 | 10830 | 0 | 0 | 10830 | 0 | 0 | 0 | 0 | 10830 | 0 | 0 | 0 | 0 | 10830 | 0 | 0 | 0 | 0 | 0
| Greater_LA_group | MW | 0 | 0 | 0 | 0 | 0 | 0 | 0 | 7241 | 7241 | 7241 | 7241 | 7241 | 0 | 7241 | 0 | 7241 | 0 | 7241 | 0 | 0 | 7241 | 0 | 0 | 0 | 0 | 7241 | 0 | 0 | 0 | 0 | 7241 | 0 | 0 | 0 | 0 | 0
| Humboldt_Trinity_115_group | MW | 0 | 0 | 0 | 0 | 0 | 0 | 0 | 63 | 63 | 63 | 63 | 63 | 0 | 63 | 0 | 63 | 0 | 63 | 0 | 0 | 63 | 0 | 0 | 0 | 0 | 63 | 0 | 0 | 0 | 0 | 63 | 0 | 0 | 0 | 0 | 0
| Imperial_Valley_group | MW | 0 | 0 | 0 | 0 | 0 | 0 | 0 | 1959 | 1959 | 1959 | 1959 | 1959 | 0 | 1959 | 0 | 1959 | 0 | 1959 | 0 | 0 | 1959 | 0 | 0 | 0 | 0 | 1959 | 0 | 0 | 0 | 0 | 1959 | 0 | 0 | 0 | 0 | 0
| Internal_San_Diego_group | MW | 0 | 0 | 0 | 0 | 0 | 0 | 0 | 290 | 290 | 290 | 290 | 290 | 0 | 290 | 0 | 290 | 0 | 290 | 0 | 0 | 290 | 0 | 0 | 0 | 0 | 290 | 0 | 0 | 0 | 0 | 290 | 0 | 0 | 0 | 0 | 0
| Los_Banos_500_230_Transformer_group | MW | 0 | 0 | 0 | 0 | 0 | 0 | 0 | 2534 | 2534 | 2534 | 2534 | 2534 | 0 | 2534 | 0 | 2534 | 0 | 2534 | 0 | 0 | 2534 | 0 | 0 | 0 | 0 | 2534 | 0 | 0 | 0 | 0 | 2534 | 0 | 0 | 0 | 0 | 0
| Los_Banos_Gates_500_OPDS_group | MW | 0 | 0 | 0 | 0 | 0 | 0 | 0 | 2425 | 2425 | 2425 | 2425 | 2425 | 0 | 2425 | 0 | 2425 | 0 | 2425 | 0 | 0 | 2425 | 0 | 0 | 0 | 0 | 2425 | 0 | 0 | 0 | 0 | 2425 | 0 | 0 | 0 | 0 | 0
| Lugo_Transformer_group | MW | 0 | 0 | 0 | 0 | 0 | 0 | 0 | 1619 | 1619 | 1619 | 1619 | 1619 | 0 | 1619 | 0 | 1619 | 0 | 1619 | 0 | 0 | 1619 | 0 | 0 | 0 | 0 | 1619 | 0 | 0 | 0 | 0 | 1619 | 0 | 0 | 0 | 0 | 0
| Mohave_Eldorado_500_group | MW | 0 | 0 | 0 | 0 | 0 | 0 | 0 | 1560 | 1560 | 1560 | 1560 | 1560 | 0 | 1560 | 0 | 1560 | 0 | 1560 | 0 | 0 | 1560 | 0 | 0 | 0 | 0 | 1560 | 0 | 0 | 0 | 0 | 1560 | 0 | 0 | 0 | 0 | 0
| Morro_Bay_Templeton_230_group | MW | 0 | 0 | 0 | 0 | 0 | 0 | 0 | 1903 | 1903 | 1903 | 1903 | 1903 | 0 | 1903 | 0 | 1903 | 0 | 1903 | 0 | 0 | 1903 | 0 | 0 | 0 | 0 | 1903 | 0 | 0 | 0 | 0 | 1903 | 0 | 0 | 0 | 0 | 0
| Moss_Landing_Los_Banos_230_OPDS_group | MW | 0 | 0 | 0 | 0 | 0 | 0 | 0 | 3102 | 3102 | 3102 | 3102 | 3102 | 0 | 3102 | 0 | 3102 | 0 | 3102 | 0 | 0 | 3102 | 0 | 0 | 0 | 0 | 3102 | 0 | 0 | 0 | 0 | 3102 | 0 | 0 | 0 | 0 | 0
| San_Luis_Rey_San_Onofre_group | MW | 0 | 0 | 0 | 0 | 0 | 0 | 0 | 3281 | 3281 | 3281 | 3281 | 3281 | 0 | 3281 | 0 | 3281 | 0 | 3281 | 0 | 0 | 3281 | 0 | 0 | 0 | 0 | 3281 | 0 | 0 | 0 | 0 | 3281 | 0 | 0 | 0 | 0 | 0
| Serrano_Alberhill_group | MW | 0 | 0 | 0 | 0 | 0 | 0 | 0 | 11800 | 11800 | 11800 | 11800 | 11800 | 0 | 11800 | 0 | 11800 | 0 | 11800 | 0 | 0 | 11800 | 0 | 0 | 0 | 0 | 11800 | 0 | 0 | 0 | 0 | 11800 | 0 | 0 | 0 | 0 | 0
| Silvergate_Bay_Boulevard_group | MW | 0 | 0 | 0 | 0 | 0 | 0 | 0 | 2163 | 2163 | 2163 | 2163 | 2163 | 0 | 2163 | 0 | 2163 | 0 | 2163 | 0 | 0 | 2163 | 0 | 0 | 0 | 0 | 2163 | 0 | 0 | 0 | 0 | 2163 | 0 | 0 | 0 | 0 | 0
| South_Kramer_Victor_Lugo_group | MW | 0 | 0 | 0 | 0 | 0 | 0 | 0 | 1311 | 1311 | 1311 | 1311 | 1311 | 0 | 1311 | 0 | 1311 | 0 | 1311 | 0 | 0 | 1311 | 0 | 0 | 0 | 0 | 1311 | 0 | 0 | 0 | 0 | 1311 | 0 | 0 | 0 | 0 | 0
| South_Kramer_Victor_group | MW | 0 | 0 | 0 | 0 | 0 | 0 | 0 | 1237.02 | 1237.02 | 1237.02 | 1237.02 | 1237.02 | 0 | 1237.02 | 0 | 1237.02 | 0 | 1237.02 | 0 | 0 | 1237.02 | 0 | 0 | 0 | 0 | 1237.02 | 0 | 0 | 0 | 0 | 1237.02 | 0 | 0 | 0 | 0 | 0
| Tehachapi_Antelope_group | MW | 0 | 0 | 0 | 0 | 0 | 0 | 0 | 5171 | 5171 | 5171 | 5171 | 5171 | 0 | 5171 | 0 | 5171 | 0 | 5171 | 0 | 0 | 5171 | 0 | 0 | 0 | 0 | 5171 | 0 | 0 | 0 | 0 | 5171 | 0 | 0 | 0 | 0 | 0
| Tesla_Westley_230_group | MW | 0 | 0 | 0 | 0 | 0 | 0 | 0 | 1098 | 1098 | 1098 | 1098 | 1098 | 0 | 1098 | 0 | 1098 | 0 | 1098 | 0 | 0 | 1098 | 0 | 0 | 0 | 0 | 1098 | 0 | 0 | 0 | 0 | 1098 | 0 | 0 | 0 | 0 | 0
| - | MW | 0 | 0 | 0 | 0 | 0 | 0 | 0 | 0 | 0 | 0 | 0 | 0 | 0 | 0 | 0 | 0 | 0 | 0 | 0 | 0 | 0 | 0 | 0 | 0 | 0 | 0 | 0 | 0 | 0 | 0 | 0 | 0 | 0 | 0 | 0 | 0
| - | MW | 0 | 0 | 0 | 0 | 0 | 0 | 0 | 0 | 0 | 0 | 0 | 0 | 0 | 0 | 0 | 0 | 0 | 0 | 0 | 0 | 0 | 0 | 0 | 0 | 0 | 0 | 0 | 0 | 0 | 0 | 0 | 0 | 0 | 0 | 0 | 0
| - | MW | 0 | 0 | 0 | 0 | 0 | 0 | 0 | 0 | 0 | 0 | 0 | 0 | 0 | 0 | 0 | 0 | 0 | 0 | 0 | 0 | 0 | 0 | 0 | 0 | 0 | 0 | 0 | 0 | 0 | 0 | 0 | 0 | 0 | 0 | 0 | 0
| - | MW | 0 | 0 | 0 | 0 | 0 | 0 | 0 | 0 | 0 | 0 | 0 | 0 | 0 | 0 | 0 | 0 | 0 | 0 | 0 | 0 | 0 | 0 | 0 | 0 | 0 | 0 | 0 | 0 | 0 | 0 | 0 | 0 | 0 | 0 | 0 | 0
| - | MW | 0 | 0 | 0 | 0 | 0 | 0 | 0 | 0 | 0 | 0 | 0 | 0 | 0 | 0 | 0 | 0 | 0 | 0 | 0 | 0 | 0 | 0 | 0 | 0 | 0 | 0 | 0 | 0 | 0 | 0 | 0 | 0 | 0 | 0 | 0 | 0
| - | MW | 0 | 0 | 0 | 0 | 0 | 0 | 0 | 0 | 0 | 0 | 0 | 0 | 0 | 0 | 0 | 0 | 0 | 0 | 0 | 0 | 0 | 0 | 0 | 0 | 0 | 0 | 0 | 0 | 0 | 0 | 0 | 0 | 0 | 0 | 0 | 0
| - | MW | 0 | 0 | 0 | 0 | 0 | 0 | 0 | 0 | 0 | 0 | 0 | 0 | 0 | 0 | 0 | 0 | 0 | 0 | 0 | 0 | 0 | 0 | 0 | 0 | 0 | 0 | 0 | 0 | 0 | 0 | 0 | 0 | 0 | 0 | 0 | 0
| - | MW | 0 | 0 | 0 | 0 | 0 | 0 | 0 | 0 | 0 | 0 | 0 | 0 | 0 | 0 | 0 | 0 | 0 | 0 | 0 | 0 | 0 | 0 | 0 | 0 | 0 | 0 | 0 | 0 | 0 | 0 | 0 | 0 | 0 | 0 | 0 | 0
| - | MW | 0 | 0 | 0 | 0 | 0 | 0 | 0 | 0 | 0 | 0 | 0 | 0 | 0 | 0 | 0 | 0 | 0 | 0 | 0 | 0 | 0 | 0 | 0 | 0 | 0 | 0 | 0 | 0 | 0 | 0 | 0 | 0 | 0 | 0 | 0 | 0
| - | MW | 0 | 0 | 0 | 0 | 0 | 0 | 0 | 0 | 0 | 0 | 0 | 0 | 0 | 0 | 0 | 0 | 0 | 0 | 0 | 0 | 0 | 0 | 0 | 0 | 0 | 0 | 0 | 0 | 0 | 0 | 0 | 0 | 0 | 0 | 0 | 0
| - | MW | 0 | 0 | 0 | 0 | 0 | 0 | 0 | 0 | 0 | 0 | 0 | 0 | 0 | 0 | 0 | 0 | 0 | 0 | 0 | 0 | 0 | 0 | 0 | 0 | 0 | 0 | 0 | 0 | 0 | 0 | 0 | 0 | 0 | 0 | 0 | 0
| - | MW | 0 | 0 | 0 | 0 | 0 | 0 | 0 | 0 | 0 | 0 | 0 | 0 | 0 | 0 | 0 | 0 | 0 | 0 | 0 | 0 | 0 | 0 | 0 | 0 | 0 | 0 | 0 | 0 | 0 | 0 | 0 | 0 | 0 | 0 | 0 | 0
| On-Peak Available Transmission Upgrade Capacity Impact | _deliverable_peak_highest
| Transmission Constraint |  | 2015 | 2016 | 2017 | 2018 | 2019 | 2020 | 2021 | 2022 | 2023 | 2024 | 2025 | 2026 | 2027 | 2028 | 2029 | 2030 | 2031 | 2032 | 2033 | 2034 | 2035 | 2036 | 2037 | 2038 | 2039 | 2040 | 2041 | 2042 | 2043 | 2044 | 2045 | 2046 | 2047 | 2048 | 2049 | 2050
| Colorado_River_500_230_group | MW | 0 | 0 | 0 | 0 | 0 | 0 | 0 | 0 | 0 | 0 | 0 | 0 | 0 | 0 | 0 | 0 | 0 | 0 | 0 | 0 | 0 | 0 | 0 | 0 | 0 | 0 | 0 | 0 | 0 | 0 | 0 | 0 | 0 | 0 | 0 | 0
| Contra_Costa_Delta_Switchyard_230_group | MW | 0 | 0 | 0 | 0 | 0 | 0 | 0 | 0 | 0 | 0 | 0 | 0 | 0 | 0 | 0 | 0 | 0 | 0 | 0 | 0 | 0 | 0 | 0 | 0 | 0 | 0 | 0 | 0 | 0 | 0 | 0 | 0 | 0 | 0 | 0 | 0
| Delevan_Cortina_230_group | MW | 0 | 0 | 0 | 0 | 0 | 0 | 0 | 0 | 0 | 0 | 0 | 0 | 0 | 0 | 0 | 0 | 0 | 0 | 0 | 0 | 41.02 | 0 | 0 | 0 | 0 | 41.02 | 0 | 0 | 0 | 0 | 1339.65 | 0 | 0 | 0 | 0 | 0
| Devers_Red_Bluff_group | MW | 0 | 0 | 0 | 0 | 0 | 0 | 0 | 0 | 0 | 0 | 0 | 0 | 0 | 0 | 0 | 0 | 0 | 0 | 0 | 0 | 0 | 0 | 0 | 0 | 0 | 0 | 0 | 0 | 0 | 0 | 0 | 0 | 0 | 0 | 0 | 0
| East_of_Miguel_group | MW | 0 | 0 | 0 | 0 | 0 | 0 | 0 | 0 | 0 | 0 | 0 | 0 | 0 | 0 | 0 | 0 | 0 | 0 | 0 | 0 | 0 | 0 | 0 | 0 | 0 | 0 | 0 | 0 | 0 | 0 | 0 | 0 | 0 | 0 | 0 | 0
| Eldorado_500_230_group | MW | 0 | 0 | 0 | 0 | 0 | 0 | 0 | 0 | 0 | 0 | 0 | 0 | 0 | 0 | 0 | 0 | 0 | 0 | 0 | 0 | 0 | 0 | 0 | 0 | 0 | 0 | 0 | 0 | 0 | 0 | 400 | 0 | 0 | 0 | 0 | 0
| Encina_San_Luis_Rey_group | MW | 0 | 0 | 0 | 0 | 0 | 0 | 0 | 0 | 0 | 0 | 0 | 0 | 0 | 0 | 0 | 0 | 0 | 0 | 0 | 0 | 0 | 0 | 0 | 0 | 0 | 0 | 0 | 0 | 0 | 0 | 134 | 0 | 0 | 0 | 0 | 0
| GLW_VEA_group | MW | 0 | 0 | 0 | 0 | 0 | 0 | 0 | 0 | 0 | 0 | 0 | 0 | 0 | 266.17 | 0 | 266.17 | 0 | 266.17 | 0 | 0 | 266.17 | 0 | 0 | 0 | 0 | 266.17 | 0 | 0 | 0 | 0 | 266.17 | 0 | 0 | 0 | 0 | 0
| Gates_500_230_Transformer_group | MW | 0 | 0 | 0 | 0 | 0 | 0 | 0 | 0 | 0 | 0 | 0 | 0 | 0 | 0 | 0 | 0 | 0 | 0 | 0 | 0 | 0 | 0 | 0 | 0 | 0 | 0 | 0 | 0 | 0 | 0 | 0 | 0 | 0 | 0 | 0 | 0
| Gates_Arco_Midway_230_group | MW | 0 | 0 | 0 | 0 | 0 | 0 | 0 | 0 | 0 | 0 | 0 | 0 | 0 | 0 | 0 | 0 | 0 | 276.56 | 0 | 0 | 276.56 | 0 | 0 | 0 | 0 | 276.56 | 0 | 0 | 0 | 0 | 276.56 | 0 | 0 | 0 | 0 | 0
| Gates_Panoche_230_group | MW | 0 | 0 | 0 | 0 | 0 | 0 | 0 | 0 | 0 | 0 | 0 | 0 | 0 | 0 | 0 | 0 | 0 | 0 | 0 | 0 | 0 | 0 | 0 | 0 | 0 | 0 | 0 | 0 | 0 | 0 | 377.98 | 0 | 0 | 0 | 0 | 0
| Greater_LA_group | MW | 0 | 0 | 0 | 0 | 0 | 0 | 0 | 0 | 0 | 0 | 0 | 0 | 0 | 0 | 0 | 0 | 0 | 0 | 0 | 0 | 0 | 0 | 0 | 0 | 0 | 0 | 0 | 0 | 0 | 0 | 0 | 0 | 0 | 0 | 0 | 0
| Humboldt_Trinity_115_group | MW | 0 | 0 | 0 | 0 | 0 | 0 | 0 | 0 | 0 | 0 | 0 | 0 | 0 | 0 | 0 | 0 | 0 | 0 | 0 | 0 | 0 | 0 | 0 | 0 | 0 | 0 | 0 | 0 | 0 | 0 | 0 | 0 | 0 | 0 | 0 | 0
| Imperial_Valley_group | MW | 0 | 0 | 0 | 0 | 0 | 0 | 0 | 0 | 0 | 0 | 0 | 0 | 0 | 0 | 0 | 0 | 0 | 0 | 0 | 0 | 0 | 0 | 0 | 0 | 0 | 0 | 0 | 0 | 0 | 0 | 0 | 0 | 0 | 0 | 0 | 0
| Internal_San_Diego_group | MW | 0 | 0 | 0 | 0 | 0 | 0 | 0 | 0 | 0 | 0 | 0 | 0 | 0 | 147.76 | 0 | 147.9 | 0 | 147.9 | 0 | 0 | 147.9 | 0 | 0 | 0 | 0 | 147.91 | 0 | 0 | 0 | 0 | 2067 | 0 | 0 | 0 | 0 | 0
| Los_Banos_500_230_Transformer_group | MW | 0 | 0 | 0 | 0 | 0 | 0 | 0 | 0 | 0 | 0 | 0 | 0 | 0 | 0 | 0 | 0 | 0 | 0 | 0 | 0 | 0 | 0 | 0 | 0 | 0 | 0 | 0 | 0 | 0 | 0 | 0 | 0 | 0 | 0 | 0 | 0
| Los_Banos_Gates_500_OPDS_group | MW | 0 | 0 | 0 | 0 | 0 | 0 | 0 | 0 | 0 | 0 | 0 | 0 | 0 | 0 | 0 | 0 | 0 | 0 | 0 | 0 | 0 | 0 | 0 | 0 | 0 | 0 | 0 | 0 | 0 | 0 | 0 | 0 | 0 | 0 | 0 | 0
| Lugo_Transformer_group | MW | 0 | 0 | 0 | 0 | 0 | 0 | 0 | 0 | 0 | 0 | 0 | 0 | 0 | 0 | 0 | 0 | 0 | 0 | 0 | 0 | 0 | 0 | 0 | 0 | 0 | 575.6 | 0 | 0 | 0 | 0 | 980 | 0 | 0 | 0 | 0 | 0
| Mohave_Eldorado_500_group | MW | 0 | 0 | 0 | 0 | 0 | 0 | 0 | 0 | 0 | 0 | 0 | 0 | 0 | 0 | 0 | 0 | 0 | 0 | 0 | 0 | 0 | 0 | 0 | 0 | 0 | 0 | 0 | 0 | 0 | 0 | 0 | 0 | 0 | 0 | 0 | 0
| Morro_Bay_Templeton_230_group | MW | 0 | 0 | 0 | 0 | 0 | 0 | 0 | 0 | 0 | 0 | 0 | 0 | 0 | 0 | 0 | 0 | 0 | 0 | 0 | 0 | 0 | 0 | 0 | 0 | 0 | 0 | 0 | 0 | 0 | 0 | 0 | 0 | 0 | 0 | 0 | 0
| Moss_Landing_Los_Banos_230_OPDS_group | MW | 0 | 0 | 0 | 0 | 0 | 0 | 0 | 0 | 0 | 0 | 0 | 0 | 0 | 0 | 0 | 0 | 0 | 0 | 0 | 0 | 0 | 0 | 0 | 0 | 0 | 0 | 0 | 0 | 0 | 0 | 0 | 0 | 0 | 0 | 0 | 0
| San_Luis_Rey_San_Onofre_group | MW | 0 | 0 | 0 | 0 | 0 | 0 | 0 | 0 | 0 | 0 | 0 | 0 | 0 | 0 | 0 | 0 | 0 | 0 | 0 | 0 | 0 | 0 | 0 | 0 | 0 | 0 | 0 | 0 | 0 | 0 | 1287 | 0 | 0 | 0 | 0 | 0
| Serrano_Alberhill_group | MW | 0 | 0 | 0 | 0 | 0 | 0 | 0 | 0 | 0 | 0 | 0 | 0 | 0 | 0 | 0 | 0 | 0 | 0 | 0 | 0 | 0 | 0 | 0 | 0 | 0 | 0 | 0 | 0 | 0 | 0 | 3648 | 0 | 0 | 0 | 0 | 0
| Silvergate_Bay_Boulevard_group | MW | 0 | 0 | 0 | 0 | 0 | 0 | 0 | 0 | 0 | 0 | 0 | 0 | 0 | 0 | 0 | 0 | 0 | 0 | 0 | 0 | 0 | 0 | 0 | 0 | 0 | 0 | 0 | 0 | 0 | 0 | 1832.86 | 0 | 0 | 0 | 0 | 0
| South_Kramer_Victor_Lugo_group | MW | 0 | 0 | 0 | 0 | 0 | 0 | 0 | 0 | 0 | 0 | 0 | 0 | 0 | 0 | 0 | 0 | 0 | 0 | 0 | 0 | 0 | 0 | 0 | 0 | 0 | 0 | 0 | 0 | 0 | 0 | 0 | 0 | 0 | 0 | 0 | 0
| South_Kramer_Victor_group | MW | 0 | 0 | 0 | 0 | 0 | 0 | 0 | 0 | 0 | 0 | 0 | 0 | 0 | 0 | 0 | 0 | 0 | 0 | 0 | 0 | 0 | 0 | 0 | 0 | 0 | 0 | 0 | 0 | 0 | 0 | 0 | 0 | 0 | 0 | 0 | 0
| Tehachapi_Antelope_group | MW | 0 | 0 | 0 | 0 | 0 | 0 | 0 | 0 | 0 | 0 | 0 | 0 | 0 | 0 | 0 | 0.01 | 0 | 0.01 | 0 | 0 | 0.01 | 0 | 0 | 0 | 0 | 0.02 | 0 | 0 | 0 | 0 | 2700 | 0 | 0 | 0 | 0 | 0
| Tesla_Westley_230_group | MW | 0 | 0 | 0 | 0 | 0 | 0 | 0 | 0 | 0 | 0 | 0 | 0 | 0 | 0 | 0 | 0 | 0 | 0 | 0 | 0 | 0 | 0 | 0 | 0 | 0 | 0 | 0 | 0 | 0 | 0 | 0 | 0 | 0 | 0 | 0 | 0
| - | MW | 0 | 0 | 0 | 0 | 0 | 0 | 0 | 0 | 0 | 0 | 0 | 0 | 0 | 0 | 0 | 0 | 0 | 0 | 0 | 0 | 0 | 0 | 0 | 0 | 0 | 0 | 0 | 0 | 0 | 0 | 0 | 0 | 0 | 0 | 0 | 0
| - | MW | 0 | 0 | 0 | 0 | 0 | 0 | 0 | 0 | 0 | 0 | 0 | 0 | 0 | 0 | 0 | 0 | 0 | 0 | 0 | 0 | 0 | 0 | 0 | 0 | 0 | 0 | 0 | 0 | 0 | 0 | 0 | 0 | 0 | 0 | 0 | 0
| - | MW | 0 | 0 | 0 | 0 | 0 | 0 | 0 | 0 | 0 | 0 | 0 | 0 | 0 | 0 | 0 | 0 | 0 | 0 | 0 | 0 | 0 | 0 | 0 | 0 | 0 | 0 | 0 | 0 | 0 | 0 | 0 | 0 | 0 | 0 | 0 | 0
| - | MW | 0 | 0 | 0 | 0 | 0 | 0 | 0 | 0 | 0 | 0 | 0 | 0 | 0 | 0 | 0 | 0 | 0 | 0 | 0 | 0 | 0 | 0 | 0 | 0 | 0 | 0 | 0 | 0 | 0 | 0 | 0 | 0 | 0 | 0 | 0 | 0
| - | MW | 0 | 0 | 0 | 0 | 0 | 0 | 0 | 0 | 0 | 0 | 0 | 0 | 0 | 0 | 0 | 0 | 0 | 0 | 0 | 0 | 0 | 0 | 0 | 0 | 0 | 0 | 0 | 0 | 0 | 0 | 0 | 0 | 0 | 0 | 0 | 0
| - | MW | 0 | 0 | 0 | 0 | 0 | 0 | 0 | 0 | 0 | 0 | 0 | 0 | 0 | 0 | 0 | 0 | 0 | 0 | 0 | 0 | 0 | 0 | 0 | 0 | 0 | 0 | 0 | 0 | 0 | 0 | 0 | 0 | 0 | 0 | 0 | 0
| - | MW | 0 | 0 | 0 | 0 | 0 | 0 | 0 | 0 | 0 | 0 | 0 | 0 | 0 | 0 | 0 | 0 | 0 | 0 | 0 | 0 | 0 | 0 | 0 | 0 | 0 | 0 | 0 | 0 | 0 | 0 | 0 | 0 | 0 | 0 | 0 | 0
| - | MW | 0 | 0 | 0 | 0 | 0 | 0 | 0 | 0 | 0 | 0 | 0 | 0 | 0 | 0 | 0 | 0 | 0 | 0 | 0 | 0 | 0 | 0 | 0 | 0 | 0 | 0 | 0 | 0 | 0 | 0 | 0 | 0 | 0 | 0 | 0 | 0
| - | MW | 0 | 0 | 0 | 0 | 0 | 0 | 0 | 0 | 0 | 0 | 0 | 0 | 0 | 0 | 0 | 0 | 0 | 0 | 0 | 0 | 0 | 0 | 0 | 0 | 0 | 0 | 0 | 0 | 0 | 0 | 0 | 0 | 0 | 0 | 0 | 0
| - | MW | 0 | 0 | 0 | 0 | 0 | 0 | 0 | 0 | 0 | 0 | 0 | 0 | 0 | 0 | 0 | 0 | 0 | 0 | 0 | 0 | 0 | 0 | 0 | 0 | 0 | 0 | 0 | 0 | 0 | 0 | 0 | 0 | 0 | 0 | 0 | 0
| - | MW | 0 | 0 | 0 | 0 | 0 | 0 | 0 | 0 | 0 | 0 | 0 | 0 | 0 | 0 | 0 | 0 | 0 | 0 | 0 | 0 | 0 | 0 | 0 | 0 | 0 | 0 | 0 | 0 | 0 | 0 | 0 | 0 | 0 | 0 | 0 | 0
| - | MW | 0 | 0 | 0 | 0 | 0 | 0 | 0 | 0 | 0 | 0 | 0 | 0 | 0 | 0 | 0 | 0 | 0 | 0 | 0 | 0 | 0 | 0 | 0 | 0 | 0 | 0 | 0 | 0 | 0 | 0 | 0 | 0 | 0 | 0 | 0 | 0
| Off-Peak Available Transmission Upgrade Capacity Impact | _offpeak
| Transmission Constraint |  | 2015 | 2016 | 2017 | 2018 | 2019 | 2020 | 2021 | 2022 | 2023 | 2024 | 2025 | 2026 | 2027 | 2028 | 2029 | 2030 | 2031 | 2032 | 2033 | 2034 | 2035 | 2036 | 2037 | 2038 | 2039 | 2040 | 2041 | 2042 | 2043 | 2044 | 2045 | 2046 | 2047 | 2048 | 2049 | 2050
| Colorado_River_500_230_group | MW | 0 | 0 | 0 | 0 | 0 | 0 | 0 | 0 | 0 | 0 | 0 | 0 | 0 | 0 | 0 | 0 | 0 | 0 | 0 | 0 | 0 | 0 | 0 | 0 | 0 | 0 | 0 | 0 | 0 | 0 | 0 | 0 | 0 | 0 | 0 | 0
| Contra_Costa_Delta_Switchyard_230_group | MW | 0 | 0 | 0 | 0 | 0 | 0 | 0 | 0 | 0 | 0 | 0 | 0 | 0 | 0 | 0 | 0 | 0 | 0 | 0 | 0 | 0 | 0 | 0 | 0 | 0 | 0 | 0 | 0 | 0 | 0 | 0 | 0 | 0 | 0 | 0 | 0
| Delevan_Cortina_230_group | MW | 0 | 0 | 0 | 0 | 0 | 0 | 0 | 0 | 0 | 0 | 0 | 0 | 0 | 0 | 0 | 0 | 0 | 0 | 0 | 0 | 0 | 0 | 0 | 0 | 0 | 0 | 0 | 0 | 0 | 0 | 0 | 0 | 0 | 0 | 0 | 0
| Devers_Red_Bluff_group | MW | 0 | 0 | 0 | 0 | 0 | 0 | 0 | 0 | 0 | 0 | 0 | 0 | 0 | 0 | 0 | 0 | 0 | 0 | 0 | 0 | 0 | 0 | 0 | 0 | 0 | 0 | 0 | 0 | 0 | 0 | 0 | 0 | 0 | 0 | 0 | 0
| East_of_Miguel_group | MW | 0 | 0 | 0 | 0 | 0 | 0 | 0 | 0 | 0 | 0 | 0 | 0 | 0 | 0 | 0 | 0 | 0 | 0 | 0 | 0 | 0 | 0 | 0 | 0 | 0 | 0 | 0 | 0 | 0 | 0 | 0 | 0 | 0 | 0 | 0 | 0
| Eldorado_500_230_group | MW | 0 | 0 | 0 | 0 | 0 | 0 | 0 | 0 | 0 | 0 | 0 | 0 | 0 | 0 | 0 | 0 | 0 | 0 | 0 | 0 | 0 | 0 | 0 | 0 | 0 | 0 | 0 | 0 | 0 | 0 | 0 | 0 | 0 | 0 | 0 | 0
| Encina_San_Luis_Rey_group | MW | 0 | 0 | 0 | 0 | 0 | 0 | 0 | 0 | 0 | 0 | 0 | 0 | 0 | 0 | 0 | 0 | 0 | 0 | 0 | 0 | 0 | 0 | 0 | 0 | 0 | 0 | 0 | 0 | 0 | 0 | 0 | 0 | 0 | 0 | 0 | 0
| GLW_VEA_group | MW | 0 | 0 | 0 | 0 | 0 | 0 | 0 | 0 | 0 | 0 | 0 | 0 | 0 | 295.4487 | 0 | 295.4487 | 0 | 295.4487 | 0 | 0 | 295.4487 | 0 | 0 | 0 | 0 | 295.4487 | 0 | 0 | 0 | 0 | 295.4487 | 0 | 0 | 0 | 0 | 0
| Gates_500_230_Transformer_group | MW | 0 | 0 | 0 | 0 | 0 | 0 | 0 | 0 | 0 | 0 | 0 | 0 | 0 | 0 | 0 | 0 | 0 | 0 | 0 | 0 | 0 | 0 | 0 | 0 | 0 | 0 | 0 | 0 | 0 | 0 | 0 | 0 | 0 | 0 | 0 | 0
| Gates_Arco_Midway_230_group | MW | 0 | 0 | 0 | 0 | 0 | 0 | 0 | 0 | 0 | 0 | 0 | 0 | 0 | 0 | 0 | 0 | 0 | 0 | 0 | 0 | 0 | 0 | 0 | 0 | 0 | 0 | 0 | 0 | 0 | 0 | 0 | 0 | 0 | 0 | 0 | 0
| Gates_Panoche_230_group | MW | 0 | 0 | 0 | 0 | 0 | 0 | 0 | 0 | 0 | 0 | 0 | 0 | 0 | 0 | 0 | 0 | 0 | 0 | 0 | 0 | 0 | 0 | 0 | 0 | 0 | 0 | 0 | 0 | 0 | 0 | 0 | 0 | 0 | 0 | 0 | 0
| Greater_LA_group | MW | 0 | 0 | 0 | 0 | 0 | 0 | 0 | 0 | 0 | 0 | 0 | 0 | 0 | 0 | 0 | 0 | 0 | 0 | 0 | 0 | 0 | 0 | 0 | 0 | 0 | 0 | 0 | 0 | 0 | 0 | 0 | 0 | 0 | 0 | 0 | 0
| Humboldt_Trinity_115_group | MW | 0 | 0 | 0 | 0 | 0 | 0 | 0 | 0 | 0 | 0 | 0 | 0 | 0 | 0 | 0 | 0 | 0 | 0 | 0 | 0 | 0 | 0 | 0 | 0 | 0 | 0 | 0 | 0 | 0 | 0 | 0 | 0 | 0 | 0 | 0 | 0
| Imperial_Valley_group | MW | 0 | 0 | 0 | 0 | 0 | 0 | 0 | 0 | 0 | 0 | 0 | 0 | 0 | 0 | 0 | 0 | 0 | 0 | 0 | 0 | 0 | 0 | 0 | 0 | 0 | 0 | 0 | 0 | 0 | 0 | 0 | 0 | 0 | 0 | 0 | 0
| Internal_San_Diego_group | MW | 0 | 0 | 0 | 0 | 0 | 0 | 0 | 0 | 0 | 0 | 0 | 0 | 0 | 19.587 | 0 | 19.6055 | 0 | 19.6055 | 0 | 0 | 19.6055 | 0 | 0 | 0 | 0 | 19.6068 | 0 | 0 | 0 | 0 | 274 | 0 | 0 | 0 | 0 | 0
| Los_Banos_500_230_Transformer_group | MW | 0 | 0 | 0 | 0 | 0 | 0 | 0 | 0 | 0 | 0 | 0 | 0 | 0 | 0 | 0 | 0 | 0 | 0 | 0 | 0 | 0 | 0 | 0 | 0 | 0 | 0 | 0 | 0 | 0 | 0 | 0 | 0 | 0 | 0 | 0 | 0
| Los_Banos_Gates_500_OPDS_group | MW | 0 | 0 | 0 | 0 | 0 | 0 | 0 | 0 | 0 | 0 | 0 | 0 | 0 | 0 | 0 | 0 | 0 | 0 | 0 | 0 | 0 | 0 | 0 | 0 | 0 | 0 | 0 | 0 | 0 | 0 | 0 | 0 | 0 | 0 | 0 | 0
| Lugo_Transformer_group | MW | 0 | 0 | 0 | 0 | 0 | 0 | 0 | 0 | 0 | 0 | 0 | 0 | 0 | 0 | 0 | 0 | 0 | 0 | 0 | 0 | 0 | 0 | 0 | 0 | 0 | 0 | 0 | 0 | 0 | 0 | 0 | 0 | 0 | 0 | 0 | 0
| Mohave_Eldorado_500_group | MW | 0 | 0 | 0 | 0 | 0 | 0 | 0 | 0 | 0 | 0 | 0 | 0 | 0 | 0 | 0 | 0 | 0 | 0 | 0 | 0 | 0 | 0 | 0 | 0 | 0 | 0 | 0 | 0 | 0 | 0 | 0 | 0 | 0 | 0 | 0 | 0
| Morro_Bay_Templeton_230_group | MW | 0 | 0 | 0 | 0 | 0 | 0 | 0 | 0 | 0 | 0 | 0 | 0 | 0 | 0 | 0 | 0 | 0 | 0 | 0 | 0 | 0 | 0 | 0 | 0 | 0 | 0 | 0 | 0 | 0 | 0 | 0 | 0 | 0 | 0 | 0 | 0
| Moss_Landing_Los_Banos_230_OPDS_group | MW | 0 | 0 | 0 | 0 | 0 | 0 | 0 | 0 | 0 | 0 | 0 | 0 | 0 | 0 | 0 | 0 | 0 | 0 | 0 | 0 | 0 | 0 | 0 | 0 | 0 | 0 | 0 | 0 | 0 | 0 | 0 | 0 | 0 | 0 | 0 | 0
| San_Luis_Rey_San_Onofre_group | MW | 0 | 0 | 0 | 0 | 0 | 0 | 0 | 0 | 0 | 0 | 0 | 0 | 0 | 0 | 0 | 0 | 0 | 0 | 0 | 0 | 0 | 0 | 0 | 0 | 0 | 0 | 0 | 0 | 0 | 0 | 0 | 0 | 0 | 0 | 0 | 0
| Serrano_Alberhill_group | MW | 0 | 0 | 0 | 0 | 0 | 0 | 0 | 0 | 0 | 0 | 0 | 0 | 0 | 0 | 0 | 0 | 0 | 0 | 0 | 0 | 0 | 0 | 0 | 0 | 0 | 0 | 0 | 0 | 0 | 0 | 0 | 0 | 0 | 0 | 0 | 0
| Silvergate_Bay_Boulevard_group | MW | 0 | 0 | 0 | 0 | 0 | 0 | 0 | 0 | 0 | 0 | 0 | 0 | 0 | 0 | 0 | 0 | 0 | 0 | 0 | 0 | 0 | 0 | 0 | 0 | 0 | 0 | 0 | 0 | 0 | 0 | 0 | 0 | 0 | 0 | 0 | 0
| South_Kramer_Victor_Lugo_group | MW | 0 | 0 | 0 | 0 | 0 | 0 | 0 | 0 | 0 | 0 | 0 | 0 | 0 | 0 | 0 | 0 | 0 | 0 | 0 | 0 | 0 | 0 | 0 | 0 | 0 | 0 | 0 | 0 | 0 | 0 | 0 | 0 | 0 | 0 | 0 | 0
| South_Kramer_Victor_group | MW | 0 | 0 | 0 | 0 | 0 | 0 | 0 | 0 | 0 | 0 | 0 | 0 | 0 | 0 | 0 | 0 | 0 | 0 | 0 | 0 | 0 | 0 | 0 | 0 | 0 | 0 | 0 | 0 | 0 | 0 | 0 | 0 | 0 | 0 | 0 | 0
| Tehachapi_Antelope_group | MW | 0 | 0 | 0 | 0 | 0 | 0 | 0 | 0 | 0 | 0 | 0 | 0 | 0 | 0 | 0 | 0 | 0 | 0 | 0 | 0 | 0 | 0 | 0 | 0 | 0 | 0 | 0 | 0 | 0 | 0 | 0 | 0 | 0 | 0 | 0 | 0
| Tesla_Westley_230_group | MW | 0 | 0 | 0 | 0 | 0 | 0 | 0 | 0 | 0 | 0 | 0 | 0 | 0 | 0 | 0 | 0 | 0 | 0 | 0 | 0 | 0 | 0 | 0 | 0 | 0 | 0 | 0 | 0 | 0 | 0 | 0 | 0 | 0 | 0 | 0 | 0
| - | MW | 0 | 0 | 0 | 0 | 0 | 0 | 0 | 0 | 0 | 0 | 0 | 0 | 0 | 0 | 0 | 0 | 0 | 0 | 0 | 0 | 0 | 0 | 0 | 0 | 0 | 0 | 0 | 0 | 0 | 0 | 0 | 0 | 0 | 0 | 0 | 0
| - | MW | 0 | 0 | 0 | 0 | 0 | 0 | 0 | 0 | 0 | 0 | 0 | 0 | 0 | 0 | 0 | 0 | 0 | 0 | 0 | 0 | 0 | 0 | 0 | 0 | 0 | 0 | 0 | 0 | 0 | 0 | 0 | 0 | 0 | 0 | 0 | 0
| - | MW | 0 | 0 | 0 | 0 | 0 | 0 | 0 | 0 | 0 | 0 | 0 | 0 | 0 | 0 | 0 | 0 | 0 | 0 | 0 | 0 | 0 | 0 | 0 | 0 | 0 | 0 | 0 | 0 | 0 | 0 | 0 | 0 | 0 | 0 | 0 | 0
| - | MW | 0 | 0 | 0 | 0 | 0 | 0 | 0 | 0 | 0 | 0 | 0 | 0 | 0 | 0 | 0 | 0 | 0 | 0 | 0 | 0 | 0 | 0 | 0 | 0 | 0 | 0 | 0 | 0 | 0 | 0 | 0 | 0 | 0 | 0 | 0 | 0
| - | MW | 0 | 0 | 0 | 0 | 0 | 0 | 0 | 0 | 0 | 0 | 0 | 0 | 0 | 0 | 0 | 0 | 0 | 0 | 0 | 0 | 0 | 0 | 0 | 0 | 0 | 0 | 0 | 0 | 0 | 0 | 0 | 0 | 0 | 0 | 0 | 0
| - | MW | 0 | 0 | 0 | 0 | 0 | 0 | 0 | 0 | 0 | 0 | 0 | 0 | 0 | 0 | 0 | 0 | 0 | 0 | 0 | 0 | 0 | 0 | 0 | 0 | 0 | 0 | 0 | 0 | 0 | 0 | 0 | 0 | 0 | 0 | 0 | 0
| - | MW | 0 | 0 | 0 | 0 | 0 | 0 | 0 | 0 | 0 | 0 | 0 | 0 | 0 | 0 | 0 | 0 | 0 | 0 | 0 | 0 | 0 | 0 | 0 | 0 | 0 | 0 | 0 | 0 | 0 | 0 | 0 | 0 | 0 | 0 | 0 | 0
| - | MW | 0 | 0 | 0 | 0 | 0 | 0 | 0 | 0 | 0 | 0 | 0 | 0 | 0 | 0 | 0 | 0 | 0 | 0 | 0 | 0 | 0 | 0 | 0 | 0 | 0 | 0 | 0 | 0 | 0 | 0 | 0 | 0 | 0 | 0 | 0 | 0
| - | MW | 0 | 0 | 0 | 0 | 0 | 0 | 0 | 0 | 0 | 0 | 0 | 0 | 0 | 0 | 0 | 0 | 0 | 0 | 0 | 0 | 0 | 0 | 0 | 0 | 0 | 0 | 0 | 0 | 0 | 0 | 0 | 0 | 0 | 0 | 0 | 0
| - | MW | 0 | 0 | 0 | 0 | 0 | 0 | 0 | 0 | 0 | 0 | 0 | 0 | 0 | 0 | 0 | 0 | 0 | 0 | 0 | 0 | 0 | 0 | 0 | 0 | 0 | 0 | 0 | 0 | 0 | 0 | 0 | 0 | 0 | 0 | 0 | 0
| - | MW | 0 | 0 | 0 | 0 | 0 | 0 | 0 | 0 | 0 | 0 | 0 | 0 | 0 | 0 | 0 | 0 | 0 | 0 | 0 | 0 | 0 | 0 | 0 | 0 | 0 | 0 | 0 | 0 | 0 | 0 | 0 | 0 | 0 | 0 | 0 | 0
| - | MW | 0 | 0 | 0 | 0 | 0 | 0 | 0 | 0 | 0 | 0 | 0 | 0 | 0 | 0 | 0 | 0 | 0 | 0 | 0 | 0 | 0 | 0 | 0 | 0 | 0 | 0 | 0 | 0 | 0 | 0 | 0 | 0 | 0 | 0 | 0 | 0
| On-Peak Transmission Capacity Utilized (MW) | _deliverable_peak_highest
| Transmission Constraint |  | 2015 | 2016 | 2017 | 2018 | 2019 | 2020 | 2021 | 2022 | 2023 | 2024 | 2025 | 2026 | 2027 | 2028 | 2029 | 2030 | 2031 | 2032 | 2033 | 2034 | 2035 | 2036 | 2037 | 2038 | 2039 | 2040 | 2041 | 2042 | 2043 | 2044 | 2045 | 2046 | 2047 | 2048 | 2049 | 2050
| Colorado_River_500_230_group | MW | 0 | 0 | 0 | 0 | 0 | 0 | 0 | 0 | 0 | 0 | 0 | 0.02 | 0 | 32 | 0 | 32 | 0 | 32 | 0 | 0 | 32 | 0 | 0 | 0 | 0 | 32 | 0 | 0 | 0 | 0 | 32 | 0 | 0 | 0 | 0 | 0
| Contra_Costa_Delta_Switchyard_230_group | MW | 0 | 0 | 0 | 0 | 0 | 0 | 0 | 0 | 0 | 0 | 0 | 69.83 | 0 | 135 | 0 | 135 | 0 | 135 | 0 | 0 | 135 | 0 | 0 | 0 | 0 | 135 | 0 | 0 | 0 | 0 | 135 | 0 | 0 | 0 | 0 | 0
| Delevan_Cortina_230_group | MW | 0 | 0 | 0 | 0 | 0 | 0 | 0 | 206 | 206.83 | 207.22 | 209.99 | 279.85 | 0 | 453.98 | 0 | 454 | 0 | 454 | 0 | 0 | 495.02 | 0 | 0 | 0 | 0 | 495.02 | 0 | 0 | 0 | 0 | 1793.65 | 0 | 0 | 0 | 0 | 0
| Devers_Red_Bluff_group | MW | 0 | 0 | 0 | 0 | 0 | 0 | 0 | 108.91 | 109.36 | 109.37 | 110.13 | 110.17 | 0 | 687.08 | 0 | 687.08 | 0 | 687.08 | 0 | 0 | 687.08 | 0 | 0 | 0 | 0 | 687.08 | 0 | 0 | 0 | 0 | 687.08 | 0 | 0 | 0 | 0 | 0
| East_of_Miguel_group | MW | 0 | 0 | 0 | 0 | 0 | 0 | 0 | 123.78 | 224.23 | 302.77 | 303.52 | 303.55 | 0 | 731 | 0 | 731 | 0 | 731 | 0 | 0 | 731 | 0 | 0 | 0 | 0 | 731 | 0 | 0 | 0 | 0 | 731 | 0 | 0 | 0 | 0 | 0
| Eldorado_500_230_group | MW | 0 | 0 | 0 | 0 | 0 | 0 | 0 | 551.9 | 885.31 | 1794.09 | 2045.77 | 2045.85 | 0 | 2565.07 | 0 | 2587.72 | 0 | 3359.98 | 0 | 0 | 3360 | 0 | 0 | 0 | 0 | 3360 | 0 | 0 | 0 | 0 | 3760 | 0 | 0 | 0 | 0 | 0
| Encina_San_Luis_Rey_group | MW | 0 | 0 | 0 | 0 | 0 | 0 | 0 | 321.58 | 598.84 | 684.77 | 686.56 | 686.57 | 0 | 1115.76 | 0 | 1115.9 | 0 | 1115.9 | 0 | 0 | 1115.9 | 0 | 0 | 0 | 0 | 1115.9 | 0 | 0 | 0 | 0 | 3035 | 0 | 0 | 0 | 0 | 0
| GLW_VEA_group | MW | 0 | 0 | 0 | 0 | 0 | 0 | 0 | 246.17 | 246.17 | 246.17 | 246.17 | 246.26 | 0 | 566.17 | 0 | 566.17 | 0 | 566.17 | 0 | 0 | 566.17 | 0 | 0 | 0 | 0 | 566.17 | 0 | 0 | 0 | 0 | 566.17 | 0 | 0 | 0 | 0 | 0
| Gates_500_230_Transformer_group | MW | 0 | 0 | 0 | 0 | 0 | 0 | 0 | 0 | 0 | 0 | 0 | 120 | 0 | 195 | 0 | 195 | 0 | 1707.56 | 0 | 0 | 1707.56 | 0 | 0 | 0 | 0 | 1707.56 | 0 | 0 | 0 | 0 | 1707.56 | 0 | 0 | 0 | 0 | 0
| Gates_Arco_Midway_230_group | MW | 0 | 0 | 0 | 0 | 0 | 0 | 0 | 0 | 0 | 0 | 0 | 120 | 0 | 195 | 0 | 195 | 0 | 1707.56 | 0 | 0 | 1707.56 | 0 | 0 | 0 | 0 | 1707.56 | 0 | 0 | 0 | 0 | 1707.56 | 0 | 0 | 0 | 0 | 0
| Gates_Panoche_230_group | MW | 0 | 0 | 0 | 0 | 0 | 0 | 0 | 291.2 | 626.11 | 1511.88 | 1761.36 | 1881.36 | 0 | 2141.55 | 0 | 2256.21 | 0 | 3906.55 | 0 | 0 | 4914.77 | 0 | 0 | 0 | 0 | 9571.93 | 0 | 0 | 0 | 0 | 11207.98 | 0 | 0 | 0 | 0 | 0
| Greater_LA_group | MW | 0 | 0 | 0 | 0 | 0 | 0 | 0 | 270.47 | 616.95 | 1476.38 | 1781.15 | 1781.15 | 0 | 1854.48 | 0 | 1981.44 | 0 | 2047.7 | 0 | 0 | 3103.21 | 0 | 0 | 0 | 0 | 7075.35 | 0 | 0 | 0 | 0 | 7241 | 0 | 0 | 0 | 0 | 0
| Humboldt_Trinity_115_group | MW | 0 | 0 | 0 | 0 | 0 | 0 | 0 | 0 | 0 | 0 | 0 | 0 | 0 | 0 | 0 | 0.01 | 0 | 0.01 | 0 | 0 | 20.52 | 0 | 0 | 0 | 0 | 20.52 | 0 | 0 | 0 | 0 | 20.52 | 0 | 0 | 0 | 0 | 0
| Imperial_Valley_group | MW | 0 | 0 | 0 | 0 | 0 | 0 | 0 | 14.87 | 114.87 | 114.88 | 114.88 | 114.88 | 0 | 542.29 | 0 | 542.29 | 0 | 542.29 | 0 | 0 | 542.29 | 0 | 0 | 0 | 0 | 542.29 | 0 | 0 | 0 | 0 | 542.29 | 0 | 0 | 0 | 0 | 0
| Internal_San_Diego_group | MW | 0 | 0 | 0 | 0 | 0 | 0 | 0 | 321.58 | 598.84 | 684.77 | 686.56 | 686.57 | 0 | 1115.76 | 0 | 1115.9 | 0 | 1115.9 | 0 | 0 | 1115.9 | 0 | 0 | 0 | 0 | 1115.91 | 0 | 0 | 0 | 0 | 3035 | 0 | 0 | 0 | 0 | 0
| Los_Banos_500_230_Transformer_group | MW | 0 | 0 | 0 | 0 | 0 | 0 | 0 | 0 | 0 | 0 | 0 | 0 | 0 | 0 | 0 | 0 | 0 | 0 | 0 | 0 | 0 | 0 | 0 | 0 | 0 | 0 | 0 | 0 | 0 | 0 | 0 | 0 | 0 | 0 | 0 | 0
| Los_Banos_Gates_500_OPDS_group | MW | 0 | 0 | 0 | 0 | 0 | 0 | 0 | 0 | 0 | 0 | 0 | 0 | 0 | 0 | 0 | 0 | 0 | 0 | 0 | 0 | 0 | 0 | 0 | 0 | 0 | 0 | 0 | 0 | 0 | 0 | 0 | 0 | 0 | 0 | 0 | 0
| Lugo_Transformer_group | MW | 0 | 0 | 0 | 0 | 0 | 0 | 0 | 304.7 | 625.7 | 1424.34 | 1457.4 | 1457.43 | 0 | 1550.1 | 0 | 1554.86 | 0 | 1557.31 | 0 | 0 | 1575.99 | 0 | 0 | 0 | 0 | 2151.6 | 0 | 0 | 0 | 0 | 2556 | 0 | 0 | 0 | 0 | 0
| Mohave_Eldorado_500_group | MW | 0 | 0 | 0 | 0 | 0 | 0 | 0 | 0 | 0 | 0 | 0 | 0.01 | 0 | 0.02 | 0 | 1187.71 | 0 | 1187.71 | 0 | 0 | 1187.72 | 0 | 0 | 0 | 0 | 1560 | 0 | 0 | 0 | 0 | 1560 | 0 | 0 | 0 | 0 | 0
| Morro_Bay_Templeton_230_group | MW | 0 | 0 | 0 | 0 | 0 | 0 | 0 | 0 | 0 | 0 | 0 | 120 | 0 | 195 | 0 | 195 | 0 | 1707.56 | 0 | 0 | 1707.56 | 0 | 0 | 0 | 0 | 1707.56 | 0 | 0 | 0 | 0 | 1707.56 | 0 | 0 | 0 | 0 | 0
| Moss_Landing_Los_Banos_230_OPDS_group | MW | 0 | 0 | 0 | 0 | 0 | 0 | 0 | 0 | 0 | 0 | 0 | 0 | 0 | 0 | 0 | 0 | 0 | 0 | 0 | 0 | 0 | 0 | 0 | 0 | 0 | 0 | 0 | 0 | 0 | 0 | 0 | 0 | 0 | 0 | 0 | 0
| San_Luis_Rey_San_Onofre_group | MW | 0 | 0 | 0 | 0 | 0 | 0 | 0 | 321.58 | 598.84 | 684.77 | 686.56 | 686.57 | 0 | 1115.76 | 0 | 1115.9 | 0 | 1115.9 | 0 | 0 | 1115.9 | 0 | 0 | 0 | 0 | 1115.9 | 0 | 0 | 0 | 0 | 3035 | 0 | 0 | 0 | 0 | 0
| Serrano_Alberhill_group | MW | 0 | 0 | 0 | 0 | 0 | 0 | 0 | 586.16 | 870.08 | 1735.74 | 2118.28 | 2118.34 | 0 | 3153.46 | 0 | 3169.64 | 0 | 3302.9 | 0 | 0 | 4341.19 | 0 | 0 | 0 | 0 | 5700 | 0 | 0 | 0 | 0 | 9348 | 0 | 0 | 0 | 0 | 0
| Silvergate_Bay_Boulevard_group | MW | 0 | 0 | 0 | 0 | 0 | 0 | 0 | 321.58 | 598.84 | 684.77 | 686.56 | 686.57 | 0 | 1115.76 | 0 | 1115.76 | 0 | 1115.76 | 0 | 0 | 1115.76 | 0 | 0 | 0 | 0 | 1115.76 | 0 | 0 | 0 | 0 | 3034.86 | 0 | 0 | 0 | 0 | 0
| South_Kramer_Victor_Lugo_group | MW | 0 | 0 | 0 | 0 | 0 | 0 | 0 | 0 | 0 | 0 | 0 | 0.03 | 0 | 24 | 0 | 24 | 0 | 24 | 0 | 0 | 24 | 0 | 0 | 0 | 0 | 24 | 0 | 0 | 0 | 0 | 24 | 0 | 0 | 0 | 0 | 0
| South_Kramer_Victor_group | MW | 0 | 0 | 0 | 0 | 0 | 0 | 0 | 0 | 0 | 0 | 0 | 0.03 | 0 | 24 | 0 | 24 | 0 | 24 | 0 | 0 | 24 | 0 | 0 | 0 | 0 | 24 | 0 | 0 | 0 | 0 | 24 | 0 | 0 | 0 | 0 | 0
| Tehachapi_Antelope_group | MW | 0 | 0 | 0 | 0 | 0 | 0 | 0 | 506.99 | 861.23 | 1751.05 | 2030.68 | 2226.68 | 0 | 2685.93 | 0 | 2717.26 | 0 | 2781.37 | 0 | 0 | 3717.32 | 0 | 0 | 0 | 0 | 4034.09 | 0 | 0 | 0 | 0 | 6740 | 0 | 0 | 0 | 0 | 0
| Tesla_Westley_230_group | MW | 0 | 0 | 0 | 0 | 0 | 0 | 0 | 0 | 0 | 0 | 0 | 0 | 0 | 0 | 0 | 0 | 0 | 0 | 0 | 0 | 0 | 0 | 0 | 0 | 0 | 0 | 0 | 0 | 0 | 0 | 0 | 0 | 0 | 0 | 0 | 0
| - | MW | 0 | 0 | 0 | 0 | 0 | 0 | 0 | 0 | 0 | 0 | 0 | 0 | 0 | 0 | 0 | 0 | 0 | 0 | 0 | 0 | 0 | 0 | 0 | 0 | 0 | 0 | 0 | 0 | 0 | 0 | 0 | 0 | 0 | 0 | 0 | 0
| - | MW | 0 | 0 | 0 | 0 | 0 | 0 | 0 | 0 | 0 | 0 | 0 | 0 | 0 | 0 | 0 | 0 | 0 | 0 | 0 | 0 | 0 | 0 | 0 | 0 | 0 | 0 | 0 | 0 | 0 | 0 | 0 | 0 | 0 | 0 | 0 | 0
| - | MW | 0 | 0 | 0 | 0 | 0 | 0 | 0 | 0 | 0 | 0 | 0 | 0 | 0 | 0 | 0 | 0 | 0 | 0 | 0 | 0 | 0 | 0 | 0 | 0 | 0 | 0 | 0 | 0 | 0 | 0 | 0 | 0 | 0 | 0 | 0 | 0
| - | MW | 0 | 0 | 0 | 0 | 0 | 0 | 0 | 0 | 0 | 0 | 0 | 0 | 0 | 0 | 0 | 0 | 0 | 0 | 0 | 0 | 0 | 0 | 0 | 0 | 0 | 0 | 0 | 0 | 0 | 0 | 0 | 0 | 0 | 0 | 0 | 0
| - | MW | 0 | 0 | 0 | 0 | 0 | 0 | 0 | 0 | 0 | 0 | 0 | 0 | 0 | 0 | 0 | 0 | 0 | 0 | 0 | 0 | 0 | 0 | 0 | 0 | 0 | 0 | 0 | 0 | 0 | 0 | 0 | 0 | 0 | 0 | 0 | 0
| - | MW | 0 | 0 | 0 | 0 | 0 | 0 | 0 | 0 | 0 | 0 | 0 | 0 | 0 | 0 | 0 | 0 | 0 | 0 | 0 | 0 | 0 | 0 | 0 | 0 | 0 | 0 | 0 | 0 | 0 | 0 | 0 | 0 | 0 | 0 | 0 | 0
| - | MW | 0 | 0 | 0 | 0 | 0 | 0 | 0 | 0 | 0 | 0 | 0 | 0 | 0 | 0 | 0 | 0 | 0 | 0 | 0 | 0 | 0 | 0 | 0 | 0 | 0 | 0 | 0 | 0 | 0 | 0 | 0 | 0 | 0 | 0 | 0 | 0
| - | MW | 0 | 0 | 0 | 0 | 0 | 0 | 0 | 0 | 0 | 0 | 0 | 0 | 0 | 0 | 0 | 0 | 0 | 0 | 0 | 0 | 0 | 0 | 0 | 0 | 0 | 0 | 0 | 0 | 0 | 0 | 0 | 0 | 0 | 0 | 0 | 0
| - | MW | 0 | 0 | 0 | 0 | 0 | 0 | 0 | 0 | 0 | 0 | 0 | 0 | 0 | 0 | 0 | 0 | 0 | 0 | 0 | 0 | 0 | 0 | 0 | 0 | 0 | 0 | 0 | 0 | 0 | 0 | 0 | 0 | 0 | 0 | 0 | 0
| - | MW | 0 | 0 | 0 | 0 | 0 | 0 | 0 | 0 | 0 | 0 | 0 | 0 | 0 | 0 | 0 | 0 | 0 | 0 | 0 | 0 | 0 | 0 | 0 | 0 | 0 | 0 | 0 | 0 | 0 | 0 | 0 | 0 | 0 | 0 | 0 | 0
| - | MW | 0 | 0 | 0 | 0 | 0 | 0 | 0 | 0 | 0 | 0 | 0 | 0 | 0 | 0 | 0 | 0 | 0 | 0 | 0 | 0 | 0 | 0 | 0 | 0 | 0 | 0 | 0 | 0 | 0 | 0 | 0 | 0 | 0 | 0 | 0 | 0
| - | MW | 0 | 0 | 0 | 0 | 0 | 0 | 0 | 0 | 0 | 0 | 0 | 0 | 0 | 0 | 0 | 0 | 0 | 0 | 0 | 0 | 0 | 0 | 0 | 0 | 0 | 0 | 0 | 0 | 0 | 0 | 0 | 0 | 0 | 0 | 0 | 0
| Secondary On-Peak Transmission Capacity Utilized (MW) | _deliverable_peak_secondary
| Transmission Constraint |  | 2015 | 2016 | 2017 | 2018 | 2019 | 2020 | 2021 | 2022 | 2023 | 2024 | 2025 | 2026 | 2027 | 2028 | 2029 | 2030 | 2031 | 2032 | 2033 | 2034 | 2035 | 2036 | 2037 | 2038 | 2039 | 2040 | 2041 | 2042 | 2043 | 2044 | 2045 | 2046 | 2047 | 2048 | 2049 | 2050
| Colorado_River_500_230_group | MW | 0 | 0 | 0 | 0 | 0 | 0 | 0 | 0 | 0 | 0 | 0 | 0.02 | 0 | 32 | 0 | 32 | 0 | 32 | 0 | 0 | 32 | 0 | 0 | 0 | 0 | 32 | 0 | 0 | 0 | 0 | 32 | 0 | 0 | 0 | 0 | 0
| Contra_Costa_Delta_Switchyard_230_group | MW | 0 | 0 | 0 | 0 | 0 | 0 | 0 | 0 | 0 | 0 | 0 | 69.83 | 0 | 135 | 0 | 135 | 0 | 135 | 0 | 0 | 135 | 0 | 0 | 0 | 0 | 135 | 0 | 0 | 0 | 0 | 135 | 0 | 0 | 0 | 0 | 0
| Delevan_Cortina_230_group | MW | 0 | 0 | 0 | 0 | 0 | 0 | 0 | 206.01 | 206.84 | 207.23 | 210 | 279.86 | 0 | 453.99 | 0 | 454 | 0 | 454 | 0 | 0 | 480.58 | 0 | 0 | 0 | 0 | 480.58 | 0 | 0 | 0 | 0 | 1779.21 | 0 | 0 | 0 | 0 | 0
| Devers_Red_Bluff_group | MW | 0 | 0 | 0 | 0 | 0 | 0 | 0 | 108.91 | 109.36 | 109.37 | 110.13 | 110.16 | 0 | 687.06 | 0 | 687.06 | 0 | 687.06 | 0 | 0 | 687.06 | 0 | 0 | 0 | 0 | 687.06 | 0 | 0 | 0 | 0 | 687.06 | 0 | 0 | 0 | 0 | 0
| East_of_Miguel_group | MW | 0 | 0 | 0 | 0 | 0 | 0 | 0 | 123.78 | 224.23 | 250.34 | 251.1 | 251.11 | 0 | 678.56 | 0 | 678.56 | 0 | 678.56 | 0 | 0 | 678.56 | 0 | 0 | 0 | 0 | 678.56 | 0 | 0 | 0 | 0 | 678.56 | 0 | 0 | 0 | 0 | 0
| Eldorado_500_230_group | MW | 0 | 0 | 0 | 0 | 0 | 0 | 0 | 397.65 | 731.07 | 1639.85 | 1891.52 | 1891.61 | 0 | 2410.83 | 0 | 2433.48 | 0 | 3205.73 | 0 | 0 | 3205.76 | 0 | 0 | 0 | 0 | 3205.76 | 0 | 0 | 0 | 0 | 3605.76 | 0 | 0 | 0 | 0 | 0
| Encina_San_Luis_Rey_group | MW | 0 | 0 | 0 | 0 | 0 | 0 | 0 | 321.58 | 598.84 | 632.35 | 634.14 | 634.15 | 0 | 1063.34 | 0 | 1063.48 | 0 | 1063.48 | 0 | 0 | 1063.48 | 0 | 0 | 0 | 0 | 1063.48 | 0 | 0 | 0 | 0 | 2982.58 | 0 | 0 | 0 | 0 | 0
| GLW_VEA_group | MW | 0 | 0 | 0 | 0 | 0 | 0 | 0 | 91.93 | 91.93 | 91.93 | 91.93 | 92.01 | 0 | 411.93 | 0 | 411.93 | 0 | 411.93 | 0 | 0 | 411.93 | 0 | 0 | 0 | 0 | 411.93 | 0 | 0 | 0 | 0 | 411.93 | 0 | 0 | 0 | 0 | 0
| Gates_500_230_Transformer_group | MW | 0 | 0 | 0 | 0 | 0 | 0 | 0 | 0 | 0 | 0 | 0 | 30.75 | 0 | 49.98 | 0 | 49.98 | 0 | 437.62 | 0 | 0 | 437.63 | 0 | 0 | 0 | 0 | 437.63 | 0 | 0 | 0 | 0 | 437.63 | 0 | 0 | 0 | 0 | 0
| Gates_Arco_Midway_230_group | MW | 0 | 0 | 0 | 0 | 0 | 0 | 0 | 0 | 0 | 0 | 0 | 30.75 | 0 | 49.98 | 0 | 49.98 | 0 | 437.63 | 0 | 0 | 437.63 | 0 | 0 | 0 | 0 | 437.63 | 0 | 0 | 0 | 0 | 437.63 | 0 | 0 | 0 | 0 | 0
| Gates_Panoche_230_group | MW | 0 | 0 | 0 | 0 | 0 | 0 | 0 | 291.36 | 626.34 | 1512.15 | 1761.63 | 1792.38 | 0 | 1996.8 | 0 | 2111.46 | 0 | 2636.9 | 0 | 0 | 3645.11 | 0 | 0 | 0 | 0 | 8302.27 | 0 | 0 | 0 | 0 | 9938.32 | 0 | 0 | 0 | 0 | 0
| Greater_LA_group | MW | 0 | 0 | 0 | 0 | 0 | 0 | 0 | 270.47 | 616.95 | 1476.38 | 1781.15 | 1781.15 | 0 | 1854.48 | 0 | 1981.44 | 0 | 2047.7 | 0 | 0 | 3103.21 | 0 | 0 | 0 | 0 | 7075.35 | 0 | 0 | 0 | 0 | 7241 | 0 | 0 | 0 | 0 | 0
| Humboldt_Trinity_115_group | MW | 0 | 0 | 0 | 0 | 0 | 0 | 0 | 0 | 0 | 0 | 0 | 0 | 0 | 0 | 0 | 0 | 0 | 0 | 0 | 0 | 6.08 | 0 | 0 | 0 | 0 | 6.08 | 0 | 0 | 0 | 0 | 6.08 | 0 | 0 | 0 | 0 | 0
| Imperial_Valley_group | MW | 0 | 0 | 0 | 0 | 0 | 0 | 0 | 14.87 | 114.87 | 114.88 | 114.88 | 114.88 | 0 | 542.29 | 0 | 542.29 | 0 | 542.29 | 0 | 0 | 542.29 | 0 | 0 | 0 | 0 | 542.29 | 0 | 0 | 0 | 0 | 542.29 | 0 | 0 | 0 | 0 | 0
| Internal_San_Diego_group | MW | 0 | 0 | 0 | 0 | 0 | 0 | 0 | 321.58 | 598.84 | 632.35 | 634.14 | 634.14 | 0 | 1063.34 | 0 | 1063.48 | 0 | 1063.48 | 0 | 0 | 1063.48 | 0 | 0 | 0 | 0 | 1063.49 | 0 | 0 | 0 | 0 | 2982.58 | 0 | 0 | 0 | 0 | 0
| Los_Banos_500_230_Transformer_group | MW | 0 | 0 | 0 | 0 | 0 | 0 | 0 | 0 | 0 | 0 | 0 | 0 | 0 | 0 | 0 | 0 | 0 | 0 | 0 | 0 | 0 | 0 | 0 | 0 | 0 | 0 | 0 | 0 | 0 | 0 | 0 | 0 | 0 | 0 | 0 | 0
| Los_Banos_Gates_500_OPDS_group | MW | 0 | 0 | 0 | 0 | 0 | 0 | 0 | 0 | 0 | 0 | 0 | 0 | 0 | 0 | 0 | 0 | 0 | 0 | 0 | 0 | 0 | 0 | 0 | 0 | 0 | 0 | 0 | 0 | 0 | 0 | 0 | 0 | 0 | 0 | 0 | 0
| Lugo_Transformer_group | MW | 0 | 0 | 0 | 0 | 0 | 0 | 0 | 304.7 | 625.7 | 1424.34 | 1457.4 | 1457.43 | 0 | 1550.1 | 0 | 1554.86 | 0 | 1557.31 | 0 | 0 | 1575.99 | 0 | 0 | 0 | 0 | 2151.6 | 0 | 0 | 0 | 0 | 2556 | 0 | 0 | 0 | 0 | 0
| Mohave_Eldorado_500_group | MW | 0 | 0 | 0 | 0 | 0 | 0 | 0 | 0 | 0 | 0 | 0 | 0 | 0 | 0.01 | 0 | 443.53 | 0 | 443.53 | 0 | 0 | 443.53 | 0 | 0 | 0 | 0 | 582.55 | 0 | 0 | 0 | 0 | 582.55 | 0 | 0 | 0 | 0 | 0
| Morro_Bay_Templeton_230_group | MW | 0 | 0 | 0 | 0 | 0 | 0 | 0 | 0 | 0 | 0 | 0 | 30.75 | 0 | 49.98 | 0 | 49.98 | 0 | 437.63 | 0 | 0 | 437.63 | 0 | 0 | 0 | 0 | 437.63 | 0 | 0 | 0 | 0 | 437.63 | 0 | 0 | 0 | 0 | 0
| Moss_Landing_Los_Banos_230_OPDS_group | MW | 0 | 0 | 0 | 0 | 0 | 0 | 0 | 0 | 0 | 0 | 0 | 0 | 0 | 0 | 0 | 0 | 0 | 0 | 0 | 0 | 0 | 0 | 0 | 0 | 0 | 0 | 0 | 0 | 0 | 0 | 0 | 0 | 0 | 0 | 0 | 0
| San_Luis_Rey_San_Onofre_group | MW | 0 | 0 | 0 | 0 | 0 | 0 | 0 | 321.58 | 598.84 | 632.35 | 634.14 | 634.15 | 0 | 1063.34 | 0 | 1063.48 | 0 | 1063.48 | 0 | 0 | 1063.48 | 0 | 0 | 0 | 0 | 1063.48 | 0 | 0 | 0 | 0 | 2982.58 | 0 | 0 | 0 | 0 | 0
| Serrano_Alberhill_group | MW | 0 | 0 | 0 | 0 | 0 | 0 | 0 | 586.16 | 870.08 | 1735.74 | 2118.28 | 2118.33 | 0 | 3153.45 | 0 | 3169.63 | 0 | 3302.89 | 0 | 0 | 4341.18 | 0 | 0 | 0 | 0 | 5699.98 | 0 | 0 | 0 | 0 | 9347.99 | 0 | 0 | 0 | 0 | 0
| Silvergate_Bay_Boulevard_group | MW | 0 | 0 | 0 | 0 | 0 | 0 | 0 | 321.58 | 598.84 | 632.35 | 634.14 | 634.15 | 0 | 1063.34 | 0 | 1063.34 | 0 | 1063.34 | 0 | 0 | 1063.34 | 0 | 0 | 0 | 0 | 1063.34 | 0 | 0 | 0 | 0 | 2982.44 | 0 | 0 | 0 | 0 | 0
| South_Kramer_Victor_Lugo_group | MW | 0 | 0 | 0 | 0 | 0 | 0 | 0 | 0 | 0 | 0 | 0 | 0.03 | 0 | 24 | 0 | 24 | 0 | 24 | 0 | 0 | 24 | 0 | 0 | 0 | 0 | 24 | 0 | 0 | 0 | 0 | 24 | 0 | 0 | 0 | 0 | 0
| South_Kramer_Victor_group | MW | 0 | 0 | 0 | 0 | 0 | 0 | 0 | 0 | 0 | 0 | 0 | 0.03 | 0 | 24 | 0 | 24 | 0 | 24 | 0 | 0 | 24 | 0 | 0 | 0 | 0 | 24 | 0 | 0 | 0 | 0 | 24 | 0 | 0 | 0 | 0 | 0
| Tehachapi_Antelope_group | MW | 0 | 0 | 0 | 0 | 0 | 0 | 0 | 443.01 | 836.9 | 1751.05 | 2030.68 | 2226.68 | 0 | 2685.93 | 0 | 2717.26 | 0 | 2781.37 | 0 | 0 | 3717.32 | 0 | 0 | 0 | 0 | 4034.09 | 0 | 0 | 0 | 0 | 6740 | 0 | 0 | 0 | 0 | 0
| Tesla_Westley_230_group | MW | 0 | 0 | 0 | 0 | 0 | 0 | 0 | 0 | 0 | 0 | 0 | 0 | 0 | 0 | 0 | 0 | 0 | 0 | 0 | 0 | 0 | 0 | 0 | 0 | 0 | 0 | 0 | 0 | 0 | 0 | 0 | 0 | 0 | 0 | 0 | 0
| - | MW | 0 | 0 | 0 | 0 | 0 | 0 | 0 | 0 | 0 | 0 | 0 | 0 | 0 | 0 | 0 | 0 | 0 | 0 | 0 | 0 | 0 | 0 | 0 | 0 | 0 | 0 | 0 | 0 | 0 | 0 | 0 | 0 | 0 | 0 | 0 | 0
| - | MW | 0 | 0 | 0 | 0 | 0 | 0 | 0 | 0 | 0 | 0 | 0 | 0 | 0 | 0 | 0 | 0 | 0 | 0 | 0 | 0 | 0 | 0 | 0 | 0 | 0 | 0 | 0 | 0 | 0 | 0 | 0 | 0 | 0 | 0 | 0 | 0
| - | MW | 0 | 0 | 0 | 0 | 0 | 0 | 0 | 0 | 0 | 0 | 0 | 0 | 0 | 0 | 0 | 0 | 0 | 0 | 0 | 0 | 0 | 0 | 0 | 0 | 0 | 0 | 0 | 0 | 0 | 0 | 0 | 0 | 0 | 0 | 0 | 0
| - | MW | 0 | 0 | 0 | 0 | 0 | 0 | 0 | 0 | 0 | 0 | 0 | 0 | 0 | 0 | 0 | 0 | 0 | 0 | 0 | 0 | 0 | 0 | 0 | 0 | 0 | 0 | 0 | 0 | 0 | 0 | 0 | 0 | 0 | 0 | 0 | 0
| - | MW | 0 | 0 | 0 | 0 | 0 | 0 | 0 | 0 | 0 | 0 | 0 | 0 | 0 | 0 | 0 | 0 | 0 | 0 | 0 | 0 | 0 | 0 | 0 | 0 | 0 | 0 | 0 | 0 | 0 | 0 | 0 | 0 | 0 | 0 | 0 | 0
| - | MW | 0 | 0 | 0 | 0 | 0 | 0 | 0 | 0 | 0 | 0 | 0 | 0 | 0 | 0 | 0 | 0 | 0 | 0 | 0 | 0 | 0 | 0 | 0 | 0 | 0 | 0 | 0 | 0 | 0 | 0 | 0 | 0 | 0 | 0 | 0 | 0
| - | MW | 0 | 0 | 0 | 0 | 0 | 0 | 0 | 0 | 0 | 0 | 0 | 0 | 0 | 0 | 0 | 0 | 0 | 0 | 0 | 0 | 0 | 0 | 0 | 0 | 0 | 0 | 0 | 0 | 0 | 0 | 0 | 0 | 0 | 0 | 0 | 0
| - | MW | 0 | 0 | 0 | 0 | 0 | 0 | 0 | 0 | 0 | 0 | 0 | 0 | 0 | 0 | 0 | 0 | 0 | 0 | 0 | 0 | 0 | 0 | 0 | 0 | 0 | 0 | 0 | 0 | 0 | 0 | 0 | 0 | 0 | 0 | 0 | 0
| - | MW | 0 | 0 | 0 | 0 | 0 | 0 | 0 | 0 | 0 | 0 | 0 | 0 | 0 | 0 | 0 | 0 | 0 | 0 | 0 | 0 | 0 | 0 | 0 | 0 | 0 | 0 | 0 | 0 | 0 | 0 | 0 | 0 | 0 | 0 | 0 | 0
| - | MW | 0 | 0 | 0 | 0 | 0 | 0 | 0 | 0 | 0 | 0 | 0 | 0 | 0 | 0 | 0 | 0 | 0 | 0 | 0 | 0 | 0 | 0 | 0 | 0 | 0 | 0 | 0 | 0 | 0 | 0 | 0 | 0 | 0 | 0 | 0 | 0
| - | MW | 0 | 0 | 0 | 0 | 0 | 0 | 0 | 0 | 0 | 0 | 0 | 0 | 0 | 0 | 0 | 0 | 0 | 0 | 0 | 0 | 0 | 0 | 0 | 0 | 0 | 0 | 0 | 0 | 0 | 0 | 0 | 0 | 0 | 0 | 0 | 0
| - | MW | 0 | 0 | 0 | 0 | 0 | 0 | 0 | 0 | 0 | 0 | 0 | 0 | 0 | 0 | 0 | 0 | 0 | 0 | 0 | 0 | 0 | 0 | 0 | 0 | 0 | 0 | 0 | 0 | 0 | 0 | 0 | 0 | 0 | 0 | 0 | 0
| Off-Peak Transmission Capacity Utilized (MW) | _offpeak
| Transmission Constraint |  | 2015 | 2016 | 2017 | 2018 | 2019 | 2020 | 2021 | 2022 | 2023 | 2024 | 2025 | 2026 | 2027 | 2028 | 2029 | 2030 | 2031 | 2032 | 2033 | 2034 | 2035 | 2036 | 2037 | 2038 | 2039 | 2040 | 2041 | 2042 | 2043 | 2044 | 2045 | 2046 | 2047 | 2048 | 2049 | 2050
| Colorado_River_500_230_group | MW | 0 | 0 | 0 | 0 | 0 | 0 | 0 | 0 | 0 | 0 | 0 | 0.02 | 0 | 32 | 0 | 32 | 0 | 32 | 0 | 0 | 32 | 0 | 0 | 0 | 0 | 32 | 0 | 0 | 0 | 0 | 32 | 0 | 0 | 0 | 0 | 0
| Contra_Costa_Delta_Switchyard_230_group | MW | 0 | 0 | 0 | 0 | 0 | 0 | 0 | 188.41 | 188.41 | 188.41 | 188.42 | 258.26 | 0 | 323.42 | 0 | 323.42 | 0 | 323.42 | 0 | 0 | 323.43 | 0 | 0 | 0 | 0 | 323.43 | 0 | 0 | 0 | 0 | 1260.36 | 0 | 0 | 0 | 0 | 0
| Delevan_Cortina_230_group | MW | 0 | 0 | 0 | 0 | 0 | 0 | 0 | 4.88 | 4.05 | 3.66 | 554.38 | 624.24 | 0 | 795 | 0 | 795 | 0 | 795 | 0 | 0 | 795 | 0 | 0 | 0 | 0 | 795 | 0 | 0 | 0 | 0 | 795 | 0 | 0 | 0 | 0 | 0
| Devers_Red_Bluff_group | MW | 0 | 0 | 0 | 0 | 0 | 0 | 0 | 103.5 | 103.06 | 103.05 | 145.48 | 145.52 | 0 | -367.43 | 0 | -367.43 | 0 | -367.43 | 0 | 0 | -367.43 | 0 | 0 | 0 | 0 | -367.43 | 0 | 0 | 0 | 0 | -367.43 | 0 | 0 | 0 | 0 | 0
| East_of_Miguel_group | MW | 0 | 0 | 0 | 0 | 0 | 0 | 0 | 116.64 | 216.2 | 349.09 | 522.62 | 522.63 | 0 | 950 | 0 | 950 | 0 | 950 | 0 | 0 | 950 | 0 | 0 | 0 | 0 | 950 | 0 | 0 | 0 | 0 | 950 | 0 | 0 | 0 | 0 | 0
| Eldorado_500_230_group | MW | 0 | 0 | 0 | 0 | 0 | 0 | 0 | 563.71 | 1453.2 | 544.42 | 292.78 | 292.86 | 0 | 413.47 | 0 | 1696.15 | 0 | 3360 | 0 | 0 | 3360 | 0 | 0 | 0 | 0 | 3360 | 0 | 0 | 0 | 0 | 3360 | 0 | 0 | 0 | 0 | 0
| Encina_San_Luis_Rey_group | MW | 0 | 0 | 0 | 0 | 0 | 0 | 0 | -293.56 | -370.83 | -245.33 | -116.03 | -116.03 | 0 | 309.58 | 0 | 309.44 | 0 | 309.44 | 0 | 0 | 309.44 | 0 | 0 | 0 | 0 | 309.44 | 0 | 0 | 0 | 0 | -1609.65 | 0 | 0 | 0 | 0 | 0
| GLW_VEA_group | MW | 0 | 0 | 0 | 0 | 0 | 0 | 0 | 194.46 | 194.46 | 194.46 | 194.49 | 194.58 | 0 | 514.4887 | 0 | 514.4887 | 0 | 514.4887 | 0 | 0 | 514.4887 | 0 | 0 | 0 | 0 | 514.4887 | 0 | 0 | 0 | 0 | 514.4887 | 0 | 0 | 0 | 0 | 0
| Gates_500_230_Transformer_group | MW | 0 | 0 | 0 | 0 | 0 | 0 | 0 | 103.31 | 113.03 | 125.26 | 228.8 | 311.82 | 0 | 363.7 | 0 | 363.7 | 0 | 1410.12 | 0 | 0 | 1410.12 | 0 | 0 | 0 | 0 | 1410.12 | 0 | 0 | 0 | 0 | 1410.12 | 0 | 0 | 0 | 0 | 0
| Gates_Arco_Midway_230_group | MW | 0 | 0 | 0 | 0 | 0 | 0 | 0 | 27.19 | 36.91 | 49.14 | 152.68 | 235.7 | 0 | 287.58 | 0 | 287.58 | 0 | 1334 | 0 | 0 | 1334 | 0 | 0 | 0 | 0 | 1334 | 0 | 0 | 0 | 0 | 1334 | 0 | 0 | 0 | 0 | 0
| Gates_Panoche_230_group | MW | 0 | 0 | 0 | 0 | 0 | 0 | 0 | 31.84 | 55.15 | -712.4 | -795.24 | -712.22 | 0 | -838.18 | 0 | -821.94 | 0 | 86.69 | 0 | 0 | -921.52 | 0 | 0 | 0 | 0 | -5578.68 | 0 | 0 | 0 | 0 | 10830 | 0 | 0 | 0 | 0 | 0
| Greater_LA_group | MW | 0 | 0 | 0 | 0 | 0 | 0 | 0 | -270.07 | -616.54 | -1475.97 | -1780.74 | -1780.74 | 0 | -1854.06 | 0 | -1981.03 | 0 | -2047.28 | 0 | 0 | -3102.8 | 0 | 0 | 0 | 0 | -4765.35 | 0 | 0 | 0 | 0 | -4931 | 0 | 0 | 0 | 0 | 0
| Humboldt_Trinity_115_group | MW | 0 | 0 | 0 | 0 | 0 | 0 | 0 | 21.76 | 21.76 | 21.76 | 21.76 | 21.76 | 0 | 21.76 | 0 | 21.77 | 0 | 21.77 | 0 | 0 | 42.28 | 0 | 0 | 0 | 0 | 42.28 | 0 | 0 | 0 | 0 | 42.28 | 0 | 0 | 0 | 0 | 0
| Imperial_Valley_group | MW | 0 | 0 | 0 | 0 | 0 | 0 | 0 | 13.14 | 113.14 | 113.14 | 113.13 | 113.13 | 0 | 540.54 | 0 | 540.54 | 0 | 540.54 | 0 | 0 | 540.54 | 0 | 0 | 0 | 0 | 540.54 | 0 | 0 | 0 | 0 | 540.54 | 0 | 0 | 0 | 0 | 0
| Internal_San_Diego_group | MW | 0 | 0 | 0 | 0 | 0 | 0 | 0 | -293.56 | -370.83 | -245.33 | -116.03 | -116.03 | 0 | 309.587 | 0 | 309.4455 | 0 | 309.4455 | 0 | 0 | 309.4455 | 0 | 0 | 0 | 0 | 309.4468 | 0 | 0 | 0 | 0 | -1609.65 | 0 | 0 | 0 | 0 | 0
| Los_Banos_500_230_Transformer_group | MW | 0 | 0 | 0 | 0 | 0 | 0 | 0 | 76.12 | 76.12 | 76.12 | 76.12 | 76.12 | 0 | 76.12 | 0 | 76.12 | 0 | 76.12 | 0 | 0 | 76.12 | 0 | 0 | 0 | 0 | 76.12 | 0 | 0 | 0 | 0 | 76.12 | 0 | 0 | 0 | 0 | 0
| Los_Banos_Gates_500_OPDS_group | MW | 0 | 0 | 0 | 0 | 0 | 0 | 0 | 27.19 | 36.91 | 49.14 | 152.68 | 152.68 | 0 | 152.68 | 0 | 152.68 | 0 | 152.68 | 0 | 0 | 152.68 | 0 | 0 | 0 | 0 | 152.68 | 0 | 0 | 0 | 0 | 152.68 | 0 | 0 | 0 | 0 | 0
| Lugo_Transformer_group | MW | 0 | 0 | 0 | 0 | 0 | 0 | 0 | -289.78 | -588.71 | -1043.1 | -35.21 | -35.18 | 0 | -79.9 | 0 | -84.65 | 0 | -87.03 | 0 | 0 | 1619 | 0 | 0 | 0 | 0 | 1619 | 0 | 0 | 0 | 0 | 1619 | 0 | 0 | 0 | 0 | 0
| Mohave_Eldorado_500_group | MW | 0 | 0 | 0 | 0 | 0 | 0 | 0 | 0 | 0 | 0 | 0 | 0.01 | 0 | 0.02 | 0 | 938.23 | 0 | 938.23 | 0 | 0 | 938.23 | 0 | 0 | 0 | 0 | 1232.32 | 0 | 0 | 0 | 0 | 1232.32 | 0 | 0 | 0 | 0 | 0
| Morro_Bay_Templeton_230_group | MW | 0 | 0 | 0 | 0 | 0 | 0 | 0 | 103.31 | 113.03 | 125.26 | 228.8 | 311.82 | 0 | 363.7 | 0 | 363.7 | 0 | 1410.12 | 0 | 0 | 1410.12 | 0 | 0 | 0 | 0 | 1410.12 | 0 | 0 | 0 | 0 | 1410.12 | 0 | 0 | 0 | 0 | 0
| Moss_Landing_Los_Banos_230_OPDS_group | MW | 0 | 0 | 0 | 0 | 0 | 0 | 0 | 103.31 | 113.03 | 125.26 | 228.8 | 228.8 | 0 | 228.8 | 0 | 228.8 | 0 | 228.8 | 0 | 0 | 228.8 | 0 | 0 | 0 | 0 | 228.8 | 0 | 0 | 0 | 0 | 228.8 | 0 | 0 | 0 | 0 | 0
| San_Luis_Rey_San_Onofre_group | MW | 0 | 0 | 0 | 0 | 0 | 0 | 0 | -293.56 | -370.83 | -245.33 | -116.03 | -116.03 | 0 | 309.58 | 0 | 309.44 | 0 | 309.44 | 0 | 0 | 309.44 | 0 | 0 | 0 | 0 | 309.44 | 0 | 0 | 0 | 0 | -1609.65 | 0 | 0 | 0 | 0 | 0
| Serrano_Alberhill_group | MW | 0 | 0 | 0 | 0 | 0 | 0 | 0 | 665.31 | 1102.54 | 540.86 | 418.06 | 418.08 | 0 | 600.14 | 0 | 1313.83 | 0 | 1180.57 | 0 | 0 | 5710.71 | 0 | 0 | 0 | 0 | 11800 | 0 | 0 | 0 | 0 | 11800 | 0 | 0 | 0 | 0 | 0
| Silvergate_Bay_Boulevard_group | MW | 0 | 0 | 0 | 0 | 0 | 0 | 0 | -293.57 | -370.83 | -169.82 | 33.97 | 33.97 | 0 | 459.58 | 0 | 459.58 | 0 | 459.58 | 0 | 0 | 459.58 | 0 | 0 | 0 | 0 | 459.58 | 0 | 0 | 0 | 0 | -1459.51 | 0 | 0 | 0 | 0 | 0
| South_Kramer_Victor_Lugo_group | MW | 0 | 0 | 0 | 0 | 0 | 0 | 0 | 0 | 0 | 0 | 0 | 0.03 | 0 | 24 | 0 | 24 | 0 | 24 | 0 | 0 | 24 | 0 | 0 | 0 | 0 | 24 | 0 | 0 | 0 | 0 | 24 | 0 | 0 | 0 | 0 | 0
| South_Kramer_Victor_group | MW | 0 | 0 | 0 | 0 | 0 | 0 | 0 | 0 | 0 | 0 | 0 | 0.03 | 0 | 24 | 0 | 24 | 0 | 24 | 0 | 0 | 24 | 0 | 0 | 0 | 0 | 24 | 0 | 0 | 0 | 0 | 24 | 0 | 0 | 0 | 0 | 0
| Tehachapi_Antelope_group | MW | 0 | 0 | 0 | 0 | 0 | 0 | 0 | 173.63 | 327.18 | -388.01 | 500.64 | 304.63 | 0 | -154.62 | 0 | -81.26 | 0 | -145.37 | 0 | 0 | -1081.32 | 0 | 0 | 0 | 0 | 1157.9 | 0 | 0 | 0 | 0 | -1548.01 | 0 | 0 | 0 | 0 | 0
| Tesla_Westley_230_group | MW | 0 | 0 | 0 | 0 | 0 | 0 | 0 | 76.12 | 76.12 | 76.12 | 76.12 | 76.12 | 0 | 76.12 | 0 | 76.12 | 0 | 76.12 | 0 | 0 | 76.12 | 0 | 0 | 0 | 0 | 76.12 | 0 | 0 | 0 | 0 | 76.12 | 0 | 0 | 0 | 0 | 0
| - | MW | 0 | 0 | 0 | 0 | 0 | 0 | 0 | 0 | 0 | 0 | 0 | 0 | 0 | 0 | 0 | 0 | 0 | 0 | 0 | 0 | 0 | 0 | 0 | 0 | 0 | 0 | 0 | 0 | 0 | 0 | 0 | 0 | 0 | 0 | 0 | 0
| - | MW | 0 | 0 | 0 | 0 | 0 | 0 | 0 | 0 | 0 | 0 | 0 | 0 | 0 | 0 | 0 | 0 | 0 | 0 | 0 | 0 | 0 | 0 | 0 | 0 | 0 | 0 | 0 | 0 | 0 | 0 | 0 | 0 | 0 | 0 | 0 | 0
| - | MW | 0 | 0 | 0 | 0 | 0 | 0 | 0 | 0 | 0 | 0 | 0 | 0 | 0 | 0 | 0 | 0 | 0 | 0 | 0 | 0 | 0 | 0 | 0 | 0 | 0 | 0 | 0 | 0 | 0 | 0 | 0 | 0 | 0 | 0 | 0 | 0
| - | MW | 0 | 0 | 0 | 0 | 0 | 0 | 0 | 0 | 0 | 0 | 0 | 0 | 0 | 0 | 0 | 0 | 0 | 0 | 0 | 0 | 0 | 0 | 0 | 0 | 0 | 0 | 0 | 0 | 0 | 0 | 0 | 0 | 0 | 0 | 0 | 0
| - | MW | 0 | 0 | 0 | 0 | 0 | 0 | 0 | 0 | 0 | 0 | 0 | 0 | 0 | 0 | 0 | 0 | 0 | 0 | 0 | 0 | 0 | 0 | 0 | 0 | 0 | 0 | 0 | 0 | 0 | 0 | 0 | 0 | 0 | 0 | 0 | 0
| - | MW | 0 | 0 | 0 | 0 | 0 | 0 | 0 | 0 | 0 | 0 | 0 | 0 | 0 | 0 | 0 | 0 | 0 | 0 | 0 | 0 | 0 | 0 | 0 | 0 | 0 | 0 | 0 | 0 | 0 | 0 | 0 | 0 | 0 | 0 | 0 | 0
| - | MW | 0 | 0 | 0 | 0 | 0 | 0 | 0 | 0 | 0 | 0 | 0 | 0 | 0 | 0 | 0 | 0 | 0 | 0 | 0 | 0 | 0 | 0 | 0 | 0 | 0 | 0 | 0 | 0 | 0 | 0 | 0 | 0 | 0 | 0 | 0 | 0
| - | MW | 0 | 0 | 0 | 0 | 0 | 0 | 0 | 0 | 0 | 0 | 0 | 0 | 0 | 0 | 0 | 0 | 0 | 0 | 0 | 0 | 0 | 0 | 0 | 0 | 0 | 0 | 0 | 0 | 0 | 0 | 0 | 0 | 0 | 0 | 0 | 0
| - | MW | 0 | 0 | 0 | 0 | 0 | 0 | 0 | 0 | 0 | 0 | 0 | 0 | 0 | 0 | 0 | 0 | 0 | 0 | 0 | 0 | 0 | 0 | 0 | 0 | 0 | 0 | 0 | 0 | 0 | 0 | 0 | 0 | 0 | 0 | 0 | 0
| - | MW | 0 | 0 | 0 | 0 | 0 | 0 | 0 | 0 | 0 | 0 | 0 | 0 | 0 | 0 | 0 | 0 | 0 | 0 | 0 | 0 | 0 | 0 | 0 | 0 | 0 | 0 | 0 | 0 | 0 | 0 | 0 | 0 | 0 | 0 | 0 | 0
| - | MW | 0 | 0 | 0 | 0 | 0 | 0 | 0 | 0 | 0 | 0 | 0 | 0 | 0 | 0 | 0 | 0 | 0 | 0 | 0 | 0 | 0 | 0 | 0 | 0 | 0 | 0 | 0 | 0 | 0 | 0 | 0 | 0 | 0 | 0 | 0 | 0
| - | MW | 0 | 0 | 0 | 0 | 0 | 0 | 0 | 0 | 0 | 0 | 0 | 0 | 0 | 0 | 0 | 0 | 0 | 0 | 0 | 0 | 0 | 0 | 0 | 0 | 0 | 0 | 0 | 0 | 0 | 0 | 0 | 0 | 0 | 0 | 0 | 0
RPS and Renewable Curtailment Summary
| Metric | Unit | 2015 | 2016 | 2017 | 2018 | 2019 | 2020 | 2021 | 2022 | 2023 | 2024 | 2025 | 2026 | 2027 | 2028 | 2029 | 2030 | 2031 | 2032 | 2033 | 2034 | 2035 | 2036 | 2037 | 2038 | 2039 | 2040 | 2041 | 2042 | 2043 | 2044 | 2045 | 2046 | 2047 | 2048 | 2049 | 2050
| T&D Losses | % | 0% | 0% | 0% | 0% | 0% | 7.348% | 7.348% | 7.348% | 7.348% | 7.348% | 7.348% | 7.348% | 7.348% | 7.348% | 7.348% | 7.348% | 7.348% | 7.348% | 7.348% | 7.348% | 7.348% | 7.348% | 7.348% | 7.348% | 7.348% | 7.348% | 7.348% | 7.348% | 7.348% | 7.348% | 7.348% | 7.348% | 7.348% | 7.348% | 7.348% | 7.348%
| Pumping Loads - not grossed up for losses | GWh | 0 | 0 | 0 | 0 | 0 | 8418.7899 | 8528.5262 | 8528.5262 | 8528.5262 | 8528.5262 | 8528.5262 | 8528.5262 | 8528.5262 | 8528.5262 | 8528.5262 | 8528.5262 | 8528.5262 | 8528.5262 | 8528.5262 | 8528.5262 | 8528.5262 | 8528.5262 | 8528.5262 | 8528.5262 | 8528.5262 | 8528.5262 | 8528.5262 | 8528.5262 | 8528.5262 | 8528.5262 | 8528.5262 | 8528.5262 | 8528.5262 | 8528.5262 | 8528.5262 | 8528.5262
| Metric | Unit | 2015 | 2016 | 2017 | 2018 | 2019 | 2020 | 2021 | 2022 | 2023 | 2024 | 2025 | 2026 | 2027 | 2028 | 2029 | 2030 | 2031 | 2032 | 2033 | 2034 | 2035 | 2036 | 2037 | 2038 | 2039 | 2040 | 2041 | 2042 | 2043 | 2044 | 2045 | 2046 | 2047 | 2048 | 2049 | 2050
| RPS Target | GWh | 0 | 0 | 0 | 0 | 0 | 0 | 0 | 73440.0617 | 80018.3675 | 86057.1171 | 91687.6001 | 97309.392 | 0 | 108391.3045 | 0 | 119923.5284 | 0 | 127189.9551 | 0 | 0 | 148871.1565 | 0 | 0 | 0 | 0 | 188079.4218 | 0 | 0 | 0 | 0 | 229164.2385 | 0 | 0 | 0 | 0 | 0
| Delivered RPS Renewables, excl. Pipeline Biogas and Scheduled Curtailment | GWh | 0 | 0 | 0 | 0 | 0 | 0 | 0 | 89508.993 | 100354.1249 | 105897.2325 | 118141.0672 | 119581.1408 | 0 | 128101.1766 | 0 | 140189.4669 | 0 | 153268.9768 | 0 | 0 | 177660.6633 | 0 | 0 | 0 | 0 | 221299.7454 | 0 | 0 | 0 | 0 | 279227.434 | 0 | 0 | 0 | 0 | 0
| Pipeline Biogas | GWh | 0 | 0 | 0 | 0 | 0 | 0 | 0 | 0 | 0 | 0 | 0 | 0 | 0 | 0 | 0 | 0 | 0 | 0 | 0 | 0 | 0 | 0 | 0 | 0 | 0 | 0 | 0 | 0 | 0 | 0 | 0 | 0 | 0 | 0 | 0 | 0
| Non-Modeled RPS Renewables (AESO wind mainly) | GWh | 0 | 0 | 0 | 0 | 0 | 0 | 0 | 2847.6088 | 2847.6088 | 2847.6088 | 2847.6088 | 2847.6088 | 0 | 2847.6088 | 0 | 2847.6088 | 0 | 2847.6088 | 0 | 0 | 2544.0748 | 0 | 0 | 0 | 0 | 1307.9556 | 0 | 0 | 0 | 0 | 1307.9556 | 0 | 0 | 0 | 0 | 0
| RPS Spent Bank | GWh | 0 | 0 | 0 | 0 | 0 | 0 | 0 | 0 | 0 | 4908.539 | 10447.021 | 15707.105 | 20211.438 | 24628.7002 | 28965.381 | 0 | 0 | 0 | 0 | 0 | 0 | 0 | 0 | 0 | 0 | 0 | 0 | 0 | 0 | 0 | 0 | 0 | 0 | 0 | 0 | 0
| SB100-eligible Resources (Hydro and Nuclear) | GWh | 0 | 0 | 0 | 0 | 0 | 0 | 0 | 53809.3916 | 53701.0561 | 44494.9036 | 35161.6046 | 35145.3597 | 0 | 35105.2633 | 0 | 35105.1763 | 0 | 34921.8966 | 0 | 0 | 34894.0988 | 0 | 0 | 0 | 0 | 34289.9186 | 0 | 0 | 0 | 0 | 32131.2825 | 0 | 0 | 0 | 0 | 0
| Storage Losses Subtracted from RPS | GWh | 0 | 0 | 0 | 0 | 0 | 0 | 0 | 1666.4519 | 2614.0653 | 3459.5136 | 4190.9307 | 4360.4876 | 0 | 5081.4911 | 0 | 5870.2428 | 0 | 6636.2308 | 0 | 0 | 9294.369 | 0 | 0 | 0 | 0 | 14438.1535 | 0 | 0 | 0 | 0 | 21924.059 | 0 | 0 | 0 | 0 | 0
| Scheduled Curtailment | GWh | 0 | 0 | 0 | 0 | 0 | 0 | 0 | 1068.3253 | 2238.2904 | 1261.7235 | 2331.4121 | 1898.1556 | 0 | 2231.5429 | 0 | 3813.8742 | 0 | 5643.885 | 0 | 0 | 7259.0396 | 0 | 0 | 0 | 0 | 11554.0502 | 0 | 0 | 0 | 0 | 35180.9386 | 0 | 0 | 0 | 0 | 0
| Customer PV Curtailment Adjustment | GWh | 0 | 0 | 0 | 0 | 0 | 0 | 0 | 72.3297 | 213.0112 | 151.3141 | 217.666 | 277.2301 | 0 | 363.3886 | 0 | 583.5365 | 0 | 842.6997 | 0 | 0 | 1101.3202 | 0 | 0 | 0 | 0 | 1531.5606 | 0 | 0 | 0 | 0 | 4032.9425
| Subhourly Curtailment | GWh | 0 | 0 | 0 | 0 | 0 | 0 | 0 | 645.9042 | 688.987 | 228.3983 | 295.8563 | 346.6243 | 0 | 420.177 | 0 | 842.8632 | 0 | 1159.7709 | 0 | 0 | 2238.4052 | 0 | 0 | 0 | 0 | 2785.1211 | 0 | 0 | 0 | 0 | 3744.5087 | 0 | 0 | 0 | 0 | 0
| RPS-bound Retail Sales | GWh | 0 | 0 | 0 | 0 | 0 | 0 | 0 | 190554.0344 | 193936.3528 | 195713.5361 | 196413.9352 | 197036.0478 | 0 | 197730.966 | 0 | 198947.0697 | 0 | 204341.4826 | 0 | 0 | 218224.4229 | 0 | 0 | 0 | 0 | 241362.6274 | 0 | 0 | 0 | 0 | 262527.4563 | 0 | 0 | 0 | 0 | 0
| Curtailment (scheduled and subhourly) | % of RPS Renew. | 0% | 0% | 0% | 0% | 0% | 0% | 0% | 1.912% | 2.978% | 1.492% | 2.307% | 2.029% | 0% | 2.264% | 0% | 3.568% | 0% | 4.727% | 0% | 0% | 5.654% | 0% | 0% | 0% | 0% | 6.778% | 0% | 0% | 0% | 0% | 13.61% | 0% | 0% | 0% | 0% | 0%
| Curtailment and Storage Losses | % of RPS Renew. | 0% | 0% | 0% | 0% | 0% | 0% | 0% | 3.696% | 5.457% | 4.637% | 5.705% | 5.536% | 0% | 6.079% | 0% | 7.566% | 0% | 8.829% | 0% | 0% | 10.61% | 0% | 0% | 0% | 0% | 12.94% | 0% | 0% | 0% | 0% | 20.55% | 0% | 0% | 0% | 0% | 0%
| RPS Target (% of retail sales) | % of Retail Sales | 0% | 0% | 0% | 0% | 0% | 0% | 0% | 38.54% | 41.26% | 43.97% | 46.68% | 49.39% | 0% | 54.82% | 0% | 60.28% | 0% | 62.24% | 0% | 0% | 68.22% | 0% | 0% | 0% | 0% | 77.92% | 0% | 0% | 0% | 0% | 87.29% | 0% | 0% | 0% | 0% | 0%
| Delivered Effective RPS Percentage - Excl. Spent Bank | % of Retail Sales | 0% | 0% | 0% | 0% | 0% | 0% | 0% | 47.25% | 51.51% | 53.68% | 59.31% | 59.75% | 0% | 63.44% | 0% | 68.52% | 0% | 72.58% | 0% | 0% | 77.29% | 0% | 0% | 0% | 0% | 85.09% | 0% | 0% | 0% | 0% | 97.08% | 0% | 0% | 0% | 0% | 0%
| Spent Bank | % of Retail Sales | 0% | 0% | 0% | 0% | 0% | 0% | 0% | 0% | 0% | 2.508% | 5.319% | 7.972% | 0% | 12.46% | 0% | 0% | 0% | 0% | 0% | 0% | 0% | 0% | 0% | 0% | 0% | 0% | 0% | 0% | 0% | 0% | 0% | 0% | 0% | 0% | 0% | 0%
| Delivered Effective RPS Percentage - Incl. Spent Bank | % of Retail Sales | 0% | 0% | 0% | 0% | 0% | 0% | 0% | 47.25% | 51.51% | 56.19% | 64.63% | 67.72% | 0% | 75.9% | 0% | 68.52% | 0% | 72.58% | 0% | 0% | 77.29% | 0% | 0% | 0% | 0% | 85.09% | 0% | 0% | 0% | 0% | 97.08% | 0% | 0% | 0% | 0% | 0%
| SB100% | % of Retail Sales | 0% | 0% | 0% | 0% | 0% | 0% | 0% | 72.26% | 75.86% | 73.22% | 74% | 74.36% | 0% | 77.84% | 0% | 82.63% | 0% | 86.08% | 0% | 0% | 89.77% | 0% | 0% | 0% | 0% | 95.91% | 0% | 0% | 0% | 0% | 105.9% | 0% | 0% | 0% | 0% | 0%
| RPS Dual | $/MWh | 0 | 0 | 0 | 0 | 0 | 0 | 0 | 0 | 0 | 0 | 0 | 0 | 0 | 0 | 0 | 0 | 0 | 0 | 0 | 0 | 0 | 0 | 0 | 0 | 0 | 0 | 0 | 0 | 0 | 0 | 0 | 0 | 0 | 0 | 0 | 0
Planning Reserve Margin Summary
| Metric | Unit | 2015 | 2016 | 2017 | 2018 | 2019 | 2020 | 2021 | 2022 | 2023 | 2024 | 2025 | 2026 | 2027 | 2028 | 2029 | 2030 | 2031 | 2032 | 2033 | 2034 | 2035 | 2036 | 2037 | 2038 | 2039 | 2040 | 2041 | 2042 | 2043 | 2044 | 2045 | 2046 | 2047 | 2048 | 2049 | 2050
| Peak Load | MW | 0 | 0 | 0 | 0 | 0 | 0 | 0 | 45601.64 | 45950.43 | 46607.25 | 46943.98 | 47373.33 | 0 | 47801.17 | 0 | 48476.22 | 0 | 49361.88 | 0 | 0 | 50955.13 | 0 | 0 | 0 | 0 | 53610.54 | 0 | 0 | 0 | 0 | 56439.35 | 0 | 0 | 0 | 0 | 0
| Reserve Margin Requirement | % | 0% | 0% | 0% | 0% | 0% | 0% | 0% | 14.9% | 14.9% | 22.55% | 19.95% | 18.32% | 0% | 22.55% | 0% | 22.55% | 0% | 22.55% | 0% | 0% | 22.55% | 0% | 0% | 0% | 0% | 22.55% | 0% | 0% | 0% | 0% | 22.55% | #DIV/0! | #DIV/0! | #DIV/0! | #DIV/0! | #DIV/0!
| Total Reserve Margin Requirement (incl. Reliability Adjustments) | MW | 0 | 0 | 0 | 0 | 0 | 0 | 0 | 53088.8744 | 53690.2641 | 59069.4922 | 58394.304 | 58274.4885 | 2000 | 61011.3327 | 0 | 61983.5647 | 0 | 63068.9125 | 0 | 0 | 65021.389 | 0 | 0 | 0 | 0 | 68275.5083 | 0 | 0 | 0 | 0 | 71742.1238 | #DIV/0! | #DIV/0! | #DIV/0! | #DIV/0! | #DIV/0!
| Firm Capacity | MW | 0 | 0 | 0 | 0 | 0 | 0 | 0 | 40913.65 | 41004.59 | 37263.97 | 35408.94 | 35339.93 | 0 | 36221.24 | 0 | 36219.43 | 0 | 35983.93 | 0 | 0 | 35617.47 | 0 | 0 | 0 | 0 | 35002.18 | 0 | 0 | 0 | 0 | 35921.28 | 0 | 0 | 0 | 0 | 0
| CCGT | MW | 0 | 0 | 0 | 0 | 0 | 0 | 0 | 15805.04 | 15805.04 | 15805.04 | 15805.04 | 15853.43 | 0 | 15853.73 | 0 | 15853.73 | 0 | 15853.73 | 0 | 0 | 15853.73 | 0 | 0 | 0 | 0 | 15853.73 | 0 | 0 | 0 | 0 | 16733.08 | 0 | 0 | 0 | 0 | 0
| Peaker | MW | 0 | 0 | 0 | 0 | 0 | 0 | 0 | 8161.21 | 8161.21 | 8161.21 | 7887.27 | 7793.87 | 0 | 7793.93 | 0 | 7793.94 | 0 | 7793.94 | 0 | 0 | 7793.94 | 0 | 0 | 0 | 0 | 7793.94 | 0 | 0 | 0 | 0 | 7793.93 | 0 | 0 | 0 | 0 | 0
| Steam Turbine | MW | 0 | 0 | 0 | 0 | 0 | 0 | 0 | 2860.59 | 2860.59 | 0 | 0 | 0 | 0 | 0 | 0 | 0 | 0 | 0 | 0 | 0 | 0 | 0 | 0 | 0 | 0 | 0 | 0 | 0 | 0 | 0 | 0 | 0 | 0 | 0 | 0 | 0
| CHP | MW | 0 | 0 | 0 | 0 | 0 | 0 | 0 | 1365.87 | 1341.45 | 1311.45 | 1243.03 | 1177.5 | 0 | 1177.5 | 0 | 1177.5 | 0 | 942 | 0 | 0 | 588.75 | 0 | 0 | 0 | 0 | 0 | 0 | 0 | 0 | 0 | 0 | 0 | 0 | 0 | 0 | 0
| Hydro (small + large) | MW | 0 | 0 | 0 | 0 | 0 | 0 | 0 | 5205.53 | 5205.53 | 5205.53 | 5205.53 | 5205.53 | 0 | 5205.53 | 0 | 5205.13 | 0 | 5205.13 | 0 | 0 | 5205.13 | 0 | 0 | 0 | 0 | 5205.13 | 0 | 0 | 0 | 0 | 5205.13 | 0 | 0 | 0 | 0 | 0
| Nuclear | MW | 0 | 0 | 0 | 0 | 0 | 0 | 0 | 2915 | 2915 | 1772.84 | 630.67 | 630.67 | 0 | 630.67 | 0 | 630.67 | 0 | 630.67 | 0 | 0 | 630.67 | 0 | 0 | 0 | 0 | 630.67 | 0 | 0 | 0 | 0 | 630.67 | 0 | 0 | 0 | 0 | 0
| Coal | MW | 0 | 0 | 0 | 0 | 0 | 0 | 0 | 479 | 479 | 479 | 0 | 0 | 0 | 0 | 0 | 0 | 0 | 0 | 0 | 0 | 0 | 0 | 0 | 0 | 0 | 0 | 0 | 0 | 0 | 0 | 0 | 0 | 0 | 0 | 0 | 0
| Geothermal | MW | 0 | 0 | 0 | 0 | 0 | 0 | 0 | 1214.52 | 1302.62 | 1302.62 | 1302.62 | 1365.6 | 0 | 2202.2 | 0 | 2202.2 | 0 | 2202.2 | 0 | 0 | 2202.2 | 0 | 0 | 0 | 0 | 2202.2 | 0 | 0 | 0 | 0 | 2202.2 | 0 | 0 | 0 | 0 | 0
| Biomass | MW | 0 | 0 | 0 | 0 | 0 | 0 | 0 | 636.39 | 662.86 | 678.27 | 698.67 | 698.67 | 0 | 721.57 | 0 | 720.15 | 0 | 720.15 | 0 | 0 | 720.15 | 0 | 0 | 0 | 0 | 720.15 | 0 | 0 | 0 | 0 | 720.16 | 0 | 0 | 0 | 0 | 0
| Shed DR | MW | 0 | 0 | 0 | 0 | 0 | 0 | 0 | 2270.5 | 2271.29 | 2548.01 | 2636.11 | 2614.66 | 0 | 2636.11 | 0 | 2636.11 | 0 | 2636.11 | 0 | 0 | 2622.9 | 0 | 0 | 0 | 0 | 2596.36 | 0 | 0 | 0 | 0 | 2636.11 | 0 | 0 | 0 | 0 | 0
| Reliability Adjustment (Imports + BTM Resources) | MW | 0 | 0 | 0 | 0 | 0 | 0 | 0 | -692.59 | -893.22 | -1953.81 | -2084.97 | -2220 | -2000 | -2432.54 | 0 | -2577.52 | 0 | -2577.52 | 0 | 0 | -2577.52 | 0 | 0 | 0 | 0 | -2577.52 | 0 | 0 | 0 | 0 | -2577.52 | 0 | 0 | 0 | 0 | 0
| Reliability Adjustment (MTR LLT Delay) | MW | 2025: -1219; 2026: -2000; 2027: -2000
| Storage | MW | 0 | 0 | 0 | 0 | 0 | 0 | 0 | 4806.71 | 6142.08 | 12745.08 | 13864.29 | 13772.62 | 0 | 15420.93 | 0 | 15671.72 | 0 | 16442.85 | 0 | 0 | 18674.84 | 0 | 0 | 0 | 0 | 22437.74 | 0 | 0 | 0 | 0 | 24380.48 | 0 | 0 | 0 | 0 | 0
| Battery (incl. BTM) | MW | 0 | 0 | 0 | 0 | 0 | 0 | 0 | 2908.21 | 4243.58 | 10846.58 | 11965.79 | 11694.45 | 0 | 12522.43 | 0 | 12772.94 | 0 | 13544.07 | 0 | 0 | 15799.94 | 0 | 0 | 0 | 0 | 19621.24 | 0 | 0 | 0 | 0 | 21481.7 | 0 | 0 | 0 | 0 | 0
| Pumped Storage | MW | 0 | 0 | 0 | 0 | 0 | 0 | 0 | 1898.5 | 1898.5 | 1898.5 | 1898.5 | 2078.17 | 0 | 2898.5 | 0 | 2898.78 | 0 | 2898.78 | 0 | 0 | 2874.9 | 0 | 0 | 0 | 0 | 2816.5 | 0 | 0 | 0 | 0 | 2898.78 | 0 | 0 | 0 | 0 | 0
| Variable Renewable ELCC (Incl. BTM) | MW | 0 | 0 | 0 | 0 | 0 | 0 | 0 | 8898.77 | 8968.26 | 9060.47 | 9121.08 | 9254.66 | 0 | 9369.15 | 0 | 10092.42 | 0 | 10642.14 | 0 | 0 | 10788 | 0 | 0 | 0 | 0 | 11159.54 | 0 | 0 | 0 | 0 | 11440.37 | 0 | 0 | 0 | 0 | 0
| Total Available Capacity | MW | 0 | 0 | 0 | 0 | 0 | 0 | 0 | 53926.54 | 55221.71 | 57115.71 | 56309.34 | 56147.21 | -2000 | 58578.78 | 0 | 59406.05 | 0 | 60491.4 | 0 | 0 | 62502.79 | 0 | 0 | 0 | 0 | 66021.94 | 0 | 0 | 0 | 0 | 69164.61 | 0 | 0 | 0 | 0 | 0
| Actual Reserve Margin | % | 0% | 0% | 0% | 0% | 0% | 0% | 0% | 18.26% | 20.18% | 22.55% | 19.95% | 18.52% | 0% | 22.55% | 0% | 22.55% | 0% | 22.55% | 0% | 0% | 22.66% | 0% | 0% | 0% | 0% | 23.15% | 0% | 0% | 0% | 0% | 22.55% | 0% | 0% | 0% | 0% | 0%
| Marginal PRM Cost | $/kW-yr. | 0 | 0 | 0 | 0 | 0 | 0 | 0 | 1e-05 | 1e-05 | 273.3257 | 527.6391 | 7e-05 | 0 | 216.51 | 0 | 71.1522 | 0 | 21.9354 | 0 | 0 | 5e-05 | 0 | 0 | 0 | 0 | 1e-05 | 0 | 0 | 0 | 0 | 74.5621 | 0 | 0 | 0 | 0 | 0
Note: Marginal ELCC Calculations reference the tab named 'ELCC_surface_facets', which is not automatically updated in this version of RESOLVE. To ensure that marginal ELCC values are synced with scenario assumptions, please copy ELCC_surface_facets.csv from the respective inputs directory.
| Solar Capacity Factor for Marginal ELCC (assumed Southern PG&E Solar) | % | 30.78% | 30.78% | 30.78% | 30.78% | 30.78% | 30.78% | 30.78% | 30.78% | 30.78% | 30.78% | 30.78% | 30.78% | 30.78% | 30.78% | 30.78% | 30.78% | 30.78% | 30.78% | 30.78% | 30.78% | 30.78% | 30.78% | 30.78% | 30.78% | 30.78% | 30.78% | 30.78% | 30.78% | 30.78% | 30.78% | 30.78% | 30.78% | 30.78% | 30.78% | 30.78% | 30.78%
| Wind Capacity Factor for Marginal ELCC (assumes Tehapachi Wind) | % | 34.3% | 34.3% | 34.3% | 34.3% | 34.3% | 34.3% | 34.3% | 34.3% | 34.3% | 34.3% | 34.3% | 34.3% | 34.3% | 34.3% | 34.3% | 34.3% | 34.3% | 34.3% | 34.3% | 34.3% | 34.3% | 34.3% | 34.3% | 34.3% | 34.3% | 34.3% | 34.3% | 34.3% | 34.3% | 34.3% | 34.3% | 34.3% | 34.3% | 34.3% | 34.3% | 34.3%
| Marginal Solar ELCC | % | 0% | 0% | 0% | 0% | 0% | 0% | 0% | 2.306% | 1.928% | 1.906% | 1.903% | 1.902% | 0% | 1.899% | 0% | 1.896% | 0% | 2.196% | 0% | 0% | 2.074% | 0% | 0% | 0% | 0% | 1.906% | 0% | 0% | 0% | 0% | 1.499% | 0% | 0% | 0% | 0% | 0%
| Marginal Wind ELCC | % | 0% | 0% | 0% | 0% | 0% | 0% | 0% | 31.98% | 32.11% | 31.74% | 31.7% | 31.67% | 0% | 31.63% | 0% | 31.58% | 0% | 20.05% | 0% | 0% | 18.93% | 0% | 0% | 0% | 0% | 17.39% | 0% | 0% | 0% | 0% | 24.96% | 0% | 0% | 0% | 0% | 0%
| Marginal 4-hour Storage ELCC | % | 0% | 0% | 0% | 0% | 0% | 0% | 0% | 100% | 100% | 73.04% | 73.04% | 73.04% | 0% | 59.65% | 0% | 59.65% | 0% | 59.65% | 0% | 0% | 49.56% | 0% | 0% | 0% | 0% | 21.69% | 0% | 0% | 0% | 0% | 6% | 0% | 0% | 0% | 0% | 0%
Imports and Exports Summary
Imports into CAISO
| Path | Unit | 2015 | 2016 | 2017 | 2018 | 2019 | 2020 | 2021 | 2022 | 2023 | 2024 | 2025 | 2026 | 2027 | 2028 | 2029 | 2030 | 2031 | 2032 | 2033 | 2034 | 2035 | 2036 | 2037 | 2038 | 2039 | 2040 | 2041 | 2042 | 2043 | 2044 | 2045 | 2046 | 2047 | 2048 | 2049 | 2050
| BANC_to_CAISO | GWh | 0 | 0 | 0 | 0 | 0 | 0 | 0 | 2218.8076 | 2420.0776 | 2497.7808 | 2785.2723 | 3156.6249 | 0 | 3317.7028 | 0 | 3065.717 | 0 | 2809.6111 | 0 | 0 | 1820.0059 | 0 | 0 | 0 | 0 | 1356.9026 | 0 | 0 | 0 | 0 | 61.5673 | 0 | 0 | 0 | 0 | 0
| LDWP_to_CAISO | GWh | 0 | 0 | 0 | 0 | 0 | 0 | 0 | 187.5256 | 156.909 | 155.2176 | 361.0882 | 413.4763 | 0 | 445.9847 | 0 | 427.1348 | 0 | 434.3547 | 0 | 0 | 230.9477 | 0 | 0 | 0 | 0 | 57.5541 | 0 | 0 | 0 | 0 | 2.9575 | 0 | 0 | 0 | 0 | 0
| IID_to_CAISO | GWh | 0 | 0 | 0 | 0 | 0 | 0 | 0 | 842.838 | 818.2803 | 1008.4357 | 1008.1794 | 1014.0175 | 0 | 935.2734 | 0 | 817.9904 | 0 | 750.0206 | 0 | 0 | 736.8932 | 0 | 0 | 0 | 0 | 698.7417 | 0 | 0 | 0 | 0 | 287.6718 | 0 | 0 | 0 | 0 | 0
| NW_to_CAISO_Unspecified | GWh | 0 | 0 | 0 | 0 | 0 | 0 | 0 | 11546.5519 | 12345.1035 | 12224.0268 | 12121.7135 | 12217.6748 | 0 | 11943.792 | 0 | 11653.9494 | 0 | 10482.1525 | 0 | 0 | 9655.871 | 0 | 0 | 0 | 0 | 7265.0991 | 0 | 0 | 0 | 0 | 2257.7973 | 0 | 0 | 0 | 0 | 0
| SW_to_CAISO | GWh | 0 | 0 | 0 | 0 | 0 | 0 | 0 | 4140.9751 | 5522.4519 | 5803.5559 | 7445.9235 | 7209.6977 | 0 | 7759.8245 | 0 | 8703.4688 | 0 | 9059.5842 | 0 | 0 | 7447.1768 | 0 | 0 | 0 | 0 | 5990.8887 | 0 | 0 | 0 | 0 | 1021.8089 | 0 | 0 | 0 | 0 | 0
Exports out of CAISO
| Path | Unit | 2015 | 2016 | 2017 | 2018 | 2019 | 2020 | 2021 | 2022 | 2023 | 2024 | 2025 | 2026 | 2027 | 2028 | 2029 | 2030 | 2031 | 2032 | 2033 | 2034 | 2035 | 2036 | 2037 | 2038 | 2039 | 2040 | 2041 | 2042 | 2043 | 2044 | 2045 | 2046 | 2047 | 2048 | 2049 | 2050
| BANC_to_CAISO | GWh | 0 | 0 | 0 | 0 | 0 | 0 | 0 | -41.763 | -87.5571 | -20.721 | -16.0537 | -11.9361 | 0 | -9.2083 | 0 | -53.1232 | 0 | -59.0313 | 0 | 0 | -39.0052 | 0 | 0 | 0 | 0 | -86.1984 | 0 | 0 | 0 | 0 | -562.7669 | 0 | 0 | 0 | 0 | 0
| LDWP_to_CAISO | GWh | 0 | 0 | 0 | 0 | 0 | 0 | 0 | -52.6198 | -93.789 | -9.2684 | -39.7358 | -12.5209 | 0 | -39.9523 | 0 | -96.5564 | 0 | -194.6828 | 0 | 0 | -278.3154 | 0 | 0 | 0 | 0 | -694.8302 | 0 | 0 | 0 | 0 | -2696.8214 | 0 | 0 | 0 | 0 | 0
| IID_to_CAISO | GWh | 0 | 0 | 0 | 0 | 0 | 0 | 0 | -1.9252 | -11.607 | -3.1674 | -10.7577 | -11.5378 | 0 | -41.2432 | 0 | -39.7129 | 0 | -66.8774 | 0 | 0 | -82.6553 | 0 | 0 | 0 | 0 | -79.1279 | 0 | 0 | 0 | 0 | -123.4047 | 0 | 0 | 0 | 0 | 0
| NW_to_CAISO_Unspecified | GWh | 0 | 0 | 0 | 0 | 0 | 0 | 0 | -251.7879 | -740.81 | -266.3349 | -356.7717 | -578.4893 | 0 | -779.903 | 0 | -1463.5128 | 0 | -2144.1841 | 0 | 0 | -2258.9623 | 0 | 0 | 0 | 0 | -2176.0832 | 0 | 0 | 0 | 0 | -3669.7714 | 0 | 0 | 0 | 0 | 0
| SW_to_CAISO | GWh | 0 | 0 | 0 | 0 | 0 | 0 | 0 | -2218.8015 | -2772.133 | -2472.8382 | -2846.1804 | -3363.5047 | 0 | -4032.3684 | 0 | -5414.9038 | 0 | -6437.8022 | 0 | 0 | -6381.0914 | 0 | 0 | 0 | 0 | -9064.4753 | 0 | 0 | 0 | 0 | -14339.7185 | 0 | 0 | 0 | 0 | 0
Fixed Costs Summary
CA Fixed Costs by Technology, excluding non-modelled, embedded costs
| Technology | Unit | 2015 | 2016 | 2017 | 2018 | 2019 | 2020 | 2021 | 2022 | 2023 | 2024 | 2025 | 2026 | 2027 | 2028 | 2029 | 2030 | 2031 | 2032 | 2033 | 2034 | 2035 | 2036 | 2037 | 2038 | 2039 | 2040 | 2041 | 2042 | 2043 | 2044 | 2045 | 2046 | 2047 | 2048 | 2049 | 2050
| CAISO_ST | $MM | 0 | 0 | 0 | 0 | 0 | 0 | 0 | 34.6845 | 34.6845 | 0 | 0 | 0 | 0 | 0 | 0 | 0 | 0 | 0 | 0 | 0 | 0 | 0 | 0 | 0 | 0 | 0 | 0 | 0 | 0 | 0 | 0 | 0 | 0 | 0 | 0 | 0
| CAISO_CCGT1 | $MM | 0 | 0 | 0 | 0 | 0 | 0 | 0 | 161.8083 | 161.8083 | 161.8083 | 161.8083 | 162.4146 | 0 | 162.4146 | 0 | 162.4146 | 0 | 162.4146 | 0 | 0 | 162.4146 | 0 | 0 | 0 | 0 | 162.4146 | 0 | 0 | 0 | 0 | 162.4146 | 0 | 0 | 0 | 0 | 0
| CAISO_CCGT2 | $MM | 0 | 0 | 0 | 0 | 0 | 0 | 0 | 35.1456 | 35.1456 | 35.1456 | 35.1456 | 35.1456 | 0 | 35.1456 | 0 | 35.1456 | 0 | 35.1456 | 0 | 0 | 35.1456 | 0 | 0 | 0 | 0 | 35.1456 | 0 | 0 | 0 | 0 | 35.1456 | 0 | 0 | 0 | 0 | 0
| CAISO_Peaker1 | $MM | 0 | 0 | 0 | 0 | 0 | 0 | 0 | 74.0572 | 74.0572 | 74.0572 | 73.2389 | 73.2389 | 0 | 73.2389 | 0 | 73.2389 | 0 | 73.2389 | 0 | 0 | 73.2389 | 0 | 0 | 0 | 0 | 73.2389 | 0 | 0 | 0 | 0 | 73.2389 | 0 | 0 | 0 | 0 | 0
| CAISO_Peaker2 | $MM | 0 | 0 | 0 | 0 | 0 | 0 | 0 | 51.3285 | 51.3285 | 51.3285 | 47.8077 | 46.329 | 0 | 46.329 | 0 | 46.329 | 0 | 46.329 | 0 | 0 | 46.329 | 0 | 0 | 0 | 0 | 46.329 | 0 | 0 | 0 | 0 | 46.329 | 0 | 0 | 0 | 0 | 0
| CAISO_Advanced_CCGT | $MM | 0 | 0 | 0 | 0 | 0 | 0 | 0 | 0.00010956 | 0.00011261 | 0.00011549 | 0.00011811 | 0.0001205 | 0 | 0.034329 | 0 | 0.034332 | 0 | 0.034334 | 0 | 0 | 0.034338 | 0 | 0 | 0 | 0 | 0.034356 | 0 | 0 | 0 | 0 | 97.2385 | 0 | 0 | 0 | 0 | 0
| CAISO_Aero_CT | $MM | 0 | 0 | 0 | 0 | 0 | 0 | 0 | 0.00013062 | 0.00013372 | 0.00013667 | 0.00013936 | 0.00014183 | 0 | 0.0087328 | 0 | 0.0087387 | 0 | 0.0087424 | 0 | 0 | 0.0087447 | 0 | 0 | 0 | 0 | 0.0087466 | 0 | 0 | 0 | 0 | 0.0087477 | 0 | 0 | 0 | 0 | 0
| CAISO_Reciprocating_Engine | $MM | 0 | 0 | 0 | 0 | 0 | 0 | 0 | 3.7845 | 3.7845 | 3.7845 | 3.7845 | 3.7845 | 0 | 3.7845 | 0 | 3.7845 | 0 | 3.7845 | 0 | 0 | 3.7845 | 0 | 0 | 0 | 0 | 3.7845 | 0 | 0 | 0 | 0 | 3.7845 | 0 | 0 | 0 | 0 | 0
| CAISO_CHP | $MM | 0 | 0 | 0 | 0 | 0 | 0 | 0 | 0 | 0 | 0 | 0 | 0 | 0 | 0 | 0 | 0 | 0 | 0 | 0 | 0 | 0 | 0 | 0 | 0 | 0 | 0 | 0 | 0 | 0 | 0 | 0 | 0 | 0 | 0 | 0 | 0
| CAISO_Coal | $MM | 0 | 0 | 0 | 0 | 0 | 0 | 0 | 0 | 0 | 0 | 0 | 0 | 0 | 0 | 0 | 0 | 0 | 0 | 0 | 0 | 0 | 0 | 0 | 0 | 0 | 0 | 0 | 0 | 0 | 0 | 0 | 0 | 0 | 0 | 0 | 0
| CAISO_Nuclear | $MM | 0 | 0 | 0 | 0 | 0 | 0 | 0 | 0 | 0 | 0 | 0 | 0 | 0 | 0 | 0 | 0 | 0 | 0 | 0 | 0 | 0 | 0 | 0 | 0 | 0 | 0 | 0 | 0 | 0 | 0 | 0 | 0 | 0 | 0 | 0 | 0
| Hydro | $MM | 0 | 0 | 0 | 0 | 0 | 0 | 0 | 0 | 0 | 0 | 0 | 0 | 0 | 0 | 0 | 0 | 0 | 0 | 0 | 0 | 0 | 0 | 0 | 0 | 0 | 0 | 0 | 0 | 0 | 0 | 0 | 0 | 0 | 0 | 0 | 0
| Hydro_NW_CAISO | $MM | 0 | 0 | 0 | 0 | 0 | 0 | 0 | 0 | 0 | 0 | 0 | 0 | 0 | 0 | 0 | 0 | 0 | 0 | 0 | 0 | 0 | 0 | 0 | 0 | 0 | 0 | 0 | 0 | 0 | 0 | 0 | 0 | 0 | 0 | 0 | 0
| CAISO_Conventional_DR | $MM | 0 | 0 | 0 | 0 | 0 | 0 | 0 | 12.2829 | 12.2829 | 28.6216 | 35.7742 | 35.7742 | 0 | 35.7742 | 0 | 35.7742 | 0 | 35.7742 | 0 | 0 | 35.7742 | 0 | 0 | 0 | 0 | 35.7742 | 0 | 0 | 0 | 0 | 35.7743 | 0 | 0 | 0 | 0 | 0
| Customer_PV | $MM | 0 | 0 | 0 | 0 | 0 | 0 | 0 | 0 | 0 | 0 | 0 | 0 | 0 | 0 | 0 | 0 | 0 | 0 | 0 | 0 | 0 | 0 | 0 | 0 | 0 | 0 | 0 | 0 | 0 | 0 | 0 | 0 | 0 | 0 | 0 | 0
| Solar | $MM | 0 | 0 | 0 | 0 | 0 | 0 | 0 | 208.2408 | 436.3194 | 510.3571 | 705.5378 | 705.5379 | 0 | 732.9514 | 0 | 919.5625 | 0 | 1115.224 | 0 | 0 | 1701.4799 | 0 | 0 | 0 | 0 | 2698.6704 | 0 | 0 | 0 | 0 | 4336.6462 | 0 | 0 | 0 | 0 | 0
| Geothermal | $MM | 0 | 0 | 0 | 0 | 0 | 0 | 0 | 7.1851 | 58.5539 | 58.5539 | 58.5539 | 93.3167 | 0 | 584.96 | 0 | 584.9602 | 0 | 584.9605 | 0 | 0 | 584.9606 | 0 | 0 | 0 | 0 | 584.9609 | 0 | 0 | 0 | 0 | 761.8107 | 0 | 0 | 0 | 0 | 0
| Biomass | $MM | 0 | 0 | 0 | 0 | 0 | 0 | 0 | 24.5244 | 47.0074 | 60.172 | 77.6962 | 77.6962 | 0 | 97.8842 | 0 | 97.8842 | 0 | 97.8842 | 0 | 0 | 97.8842 | 0 | 0 | 0 | 0 | 97.8843 | 0 | 0 | 0 | 0 | 97.886 | 0 | 0 | 0 | 0 | 0
| Small_Hydro | $MM | 0 | 0 | 0 | 0 | 0 | 0 | 0 | 0 | 0 | 0 | 0 | 0 | 0 | 0 | 0 | 0 | 0 | 0 | 0 | 0 | 0 | 0 | 0 | 0 | 0 | 0 | 0 | 0 | 0 | 0 | 0 | 0 | 0 | 0 | 0 | 0
| Wind | $MM | 0 | 0 | 0 | 0 | 0 | 0 | 0 | 281.024 | 284.7504 | 328.3307 | 526.5992 | 526.6071 | 0 | 526.6122 | 0 | 887.0945 | 0 | 887.0946 | 0 | 0 | 887.0948 | 0 | 0 | 0 | 0 | 995.0882 | 0 | 0 | 0 | 0 | 1273.7249 | 0 | 0 | 0 | 0 | 0
| Offshore_Wind | $MM | 0 | 0 | 0 | 0 | 0 | 0 | 0 | 0 | 0 | 0 | 0 | 23.7436 | 0 | 38.471 | 0 | 38.4726 | 0 | 319.3401 | 0 | 0 | 322.8781 | 0 | 0 | 0 | 0 | 322.8781 | 0 | 0 | 0 | 0 | 322.8782 | 0 | 0 | 0 | 0 | 0
| Pumped_Hydro | $MM | 0 | 0 | 0 | 0 | 0 | 0 | 0 | 0.0029529 | 0.0081469 | 0.0087709 | 0.009264 | 44.2341 | 0 | 227.1627 | 0 | 227.223 | 0 | 227.2231 | 0 | 0 | 227.2231 | 0 | 0 | 0 | 0 | 227.2232 | 0 | 0 | 0 | 0 | 227.2233 | 0 | 0 | 0 | 0 | 0
| Li_Battery | $MM | 0 | 0 | 0 | 0 | 0 | 0 | 0 | 322.5873 | 551.876 | 1095.766 | 1243.2655 | 1243.2661 | 0 | 1308.2975 | 0 | 1332.7649 | 0 | 1449.5795 | 0 | 0 | 2152.5174 | 0 | 0 | 0 | 0 | 3476.7235 | 0 | 0 | 0 | 0 | 5068.3679 | 0 | 0 | 0 | 0 | 0
| BTM_Li_Battery | $MM | 0 | 0 | 0 | 0 | 0 | 0 | 0 | 29.9112 | 36.4572 | 43.2119 | 50.1677 | 57.311 | 0 | 72.1037 | 0 | 87.5045 | 0 | 87.5045 | 0 | 0 | 87.5045 | 0 | 0 | 0 | 0 | 87.5045 | 0 | 0 | 0 | 0 | 87.5046 | 0 | 0 | 0 | 0 | 0
| Flow_Battery | $MM | 0 | 0 | 0 | 0 | 0 | 0 | 0 | 0.0089953 | 0.013199 | 0.025737 | 0.025824 | 0.025851 | 0 | 0.02623 | 0 | 0.026322 | 0 | 0.027191 | 0 | 0 | 0.027205 | 0 | 0 | 0 | 0 | 0.027228 | 0 | 0 | 0 | 0 | 0.027298 | 0 | 0 | 0 | 0 | 0
| Hydrogen_Electrolysis | $MM | 0 | 0 | 0 | 0 | 0 | 0 | 0 | 0 | 0 | 0 | 0 | 0 | 0 | 0 | 0 | 0 | 0 | 0 | 0 | 0 | 0 | 0 | 0 | 0 | 0 | 0 | 0 | 0 | 0 | 0 | 0 | 0 | 0 | 0 | 0 | 0
| Flexible_Load | $MM | 0 | 0 | 0 | 0 | 0 | 0 | 0 | 0 | 0 | 0 | 0 | 0 | 0 | 0 | 0 | 0 | 0 | 0 | 0 | 0 | 0 | 0 | 0 | 0 | 0 | 0 | 0 | 0 | 0 | 0 | 0 | 0 | 0 | 0 | 0 | 0
| Renewable Tx Build in CAISO | $MM | 0 | 0 | 0 | 0 | 0 | 0 | 0 | 3.19e-06 | 1.539e-05 | 1.583e-05 | 1.714e-05 | 2.004e-05 | 0 | 4.3977 | 0 | 4.3984 | 0 | 5.3315 | 0 | 0 | 8.9154 | 0 | 0 | 0 | 0 | 12.8907 | 0 | 0 | 0 | 0 | 304.9404 | 0 | 0 | 0 | 0 | 0
| Total | $MM | 0 | 0 | 0 | 0 | 0 | 0 | 0 | 1246.5763 | 1788.0774 | 2451.172 | 3019.4148 | 3128.4257 | 0 | 3949.5966 | 0 | 4536.6212 | 0 | 5130.8992 | 0 | 0 | 6427.2152 | 0 | 0 | 0 | 0 | 8860.581 | 0 | 0 | 0 | 0 | 12934.9436 | 0 | 0 | 0 | 0 | 0
Operating Cost Summary (incl. imports)
Annual Contracted Resource Operating Costs, including carbon cost
| Metric | Unit | 2015 | 2016 | 2017 | 2018 | 2019 | 2020 | 2021 | 2022 | 2023 | 2024 | 2025 | 2026 | 2027 | 2028 | 2029 | 2030 | 2031 | 2032 | 2033 | 2034 | 2035 | 2036 | 2037 | 2038 | 2039 | 2040 | 2041 | 2042 | 2043 | 2044 | 2045 | 2046 | 2047 | 2048 | 2049 | 2050
| Variable Operating Costs for CAISO Resources | $MM | 0 | 0 | 0 | 0 | 0 | 0 | 0 | 2663.9967 | 2401.111 | 2486.5729 | 2303.8535 | 2330.6721 | 0 | 2141.4713 | 0 | 1892.0628 | 0 | 1839.2169 | 0 | 0 | 1821.695 | 0 | 0 | 0 | 0 | 1708.3561 | 0 | 0 | 0 | 0 | 1725.1822 | 0 | 0 | 0 | 0 | 0
| Market Purchases (incl Carbon Allowance and scheduled NW Hydro) | $MM | 0 | 0 | 0 | 0 | 0 | 0 | 0 | 676.4114 | 757.4615 | 739.4391 | 828.1369 | 854.639 | 0 | 889.4079 | 0 | 922.1017 | 0 | 925.7297 | 0 | 0 | 869.4839 | 0 | 0 | 0 | 0 | 752.7917 | 0 | 0 | 0 | 0 | 203.2174 | 0 | 0 | 0 | 0 | 0
| Market Revenues | $MM | 0 | 0 | 0 | 0 | 0 | 0 | 0 | -66.454 | -94.7916 | -74.0176 | -88.3031 | -99.4054 | 0 | -128.1901 | 0 | -178.7828 | 0 | -234.4392 | 0 | 0 | -242.9386 | 0 | 0 | 0 | 0 | -360.7662 | 0 | 0 | 0 | 0 | -734.4418 | 0 | 0 | 0 | 0 | 0
| Energy Credit for non-CAISO Renewables Contracted to CAISO | $MM | 0 | 0 | 0 | 0 | 0 | 0 | 0 | -471.9611 | -472.8223 | -476.8849 | -481.9808 | -488.117 | 0 | -500.4084 | 0 | -675.8128 | 0 | -893.4559 | 0 | 0 | -938.9574 | 0 | 0 | 0 | 0 | -953.4733 | 0 | 0 | 0 | 0 | -1247.9678 | 0 | 0 | 0 | 0 | 0
| Total CAISO Operating Cost | $MM | 0 | 0 | 0 | 0 | 0 | 0 | 0 | 2801.9931 | 2590.9586 | 2675.1095 | 2561.7065 | 2597.7888 | 0 | 2402.2807 | 0 | 1959.5689 | 0 | 1637.0515 | 0 | 0 | 1509.2829 | 0 | 0 | 0 | 0 | 1146.9082 | 0 | 0 | 0 | 0 | -54.01 | 0 | 0 | 0 | 0 | 0
| Market Purchases | GWh | 0 | 0 | 0 | 0 | 0 | 0 | 0 | 30429.2158 | 32647.0007 | 33118.3931 | 35069.6109 | 35342.7177 | 0 | 35693.715 | 0 | 35960.9259 | 0 | 34645.1192 | 0 | 0 | 30972.4956 | 0 | 0 | 0 | 0 | 25846.607 | 0 | 0 | 0 | 0 | 11950.5554 | 0 | 0 | 0 | 0 | 0
| Market Sales | GWh | 0 | 0 | 0 | 0 | 0 | 0 | 0 | -2566.8973 | -3705.8961 | -2772.33 | -3269.4993 | -3977.9887 | 0 | -4902.6751 | 0 | -7067.8092 | 0 | -8902.5777 | 0 | 0 | -9040.0296 | 0 | 0 | 0 | 0 | -12100.7151 | 0 | 0 | 0 | 0 | -21392.4829 | 0 | 0 | 0 | 0 | 0
| Total OOS renewables contracted to CAISO | GWh | 0 | 0 | 0 | 0 | 0 | 0 | 0 | 4247.5173 | 4234.4683 | 4231.1481 | 4224.5718 | 4228.4636 | 0 | 4206.5795 | 0 | 4146.0544 | 0 | 4171.226 | 0 | 0 | 4115.4844 | 0 | 0 | 0 | 0 | 4082.8126 | 0 | 0 | 0 | 0 | 4086.0233 | 0 | 0 | 0 | 0 | 0
Revenue Requirement, Retail Rates and Total Resource Cost
Revenue Requirement and Retail Rate Results
| Component | Unit | 2015 | 2016 | 2017 | 2018 | 2019 | 2020 | 2021 | 2022 | 2023 | 2024 | 2025 | 2026 | 2027 | 2028 | 2029 | 2030 | 2031 | 2032 | 2033 | 2034 | 2035 | 2036 | 2037 | 2038 | 2039 | 2040 | 2041 | 2042 | 2043 | 2044 | 2045 | 2046 | 2047 | 2048 | 2049 | 2050
| Baseline Non-Modeled Costs | $MM | 0 | 0 | 0 | 0 | 0 | 29787.9624 | 31520.7142 | 32729.3321 | 32777.3587 | 32736.3176 | 32524.7906 | 32413.5618 | 32817.3651 | 33247.1811 | 33726.552 | 34219.3709 | 34634.2862 | 35059.9417 | 35496.5477 | 35944.3196 | 36403.4787 | 36874.2518 | 37356.8716 | 37851.5764 | 38358.6111 | 38878.2262 | 39410.6789 | 39956.2327 | 40515.1578 | 41087.7308 | 41674.2356 | 42274.9627 | 42890.2102 | 43520.2832 | 44165.4944 | 44815.4583
| Scenario-Specific Non-Modeled Costs | $MM | 0 | 0 | 0 | 0 | 0 | -0.0031458 | 85.9548 | 229.9507 | 257.0927 | 277.4599 | 290.0689 | 302.8392 | 313.611 | 323.3287 | 334.4841 | 346.9399 | 357.0681 | 369.8213 | 364.583 | 359.0799 | 353.3035 | 347.2451 | 340.8957 | 334.2461 | 327.2868 | 320.0081 | 312.4 | 304.4522 | 296.1543 | 287.4953 | 231.6623 | 231.6623 | 231.6623 | 231.6623 | 231.6623 | 231.6623
| Baseline Thermal Fleet Fixed Costs | $MM | 0 | 0 | 0 | 0 | 0 | 0 | 0 | 360.8085 | 360.8085 | 326.1241 | 321.7849 | 320.9126 | 0 | 320.9126 | 0 | 320.9126 | 0 | 320.9126 | 0 | 0 | 320.9126 | 0 | 0 | 0 | 0 | 320.9126 | 0 | 0 | 0 | 0 | 320.9126 | 0 | 0 | 0 | 0 | 0
| New Renewables Fixed Costs | $MM | 0 | 0 | 0 | 0 | 0 | 0 | 0 | 520.9742 | 826.6311 | 957.4136 | 1368.3871 | 1426.9015 | 0 | 1980.8788 | 0 | 2527.9742 | 0 | 3004.5034 | 0 | 0 | 3594.2977 | 0 | 0 | 0 | 0 | 4699.4819 | 0 | 0 | 0 | 0 | 6792.9459 | 0 | 0 | 0 | 0 | 0
| New Storage Fixed Costs | $MM | 0 | 0 | 0 | 0 | 0 | 0 | 0 | 352.5105 | 588.3546 | 1139.0124 | 1293.4683 | 1344.837 | 0 | 1607.5902 | 0 | 1647.5188 | 0 | 1764.3343 | 0 | 0 | 2467.2723 | 0 | 0 | 0 | 0 | 3791.4784 | 0 | 0 | 0 | 0 | 5383.1231 | 0 | 0 | 0 | 0 | 0
| New Thermal Fleet Fixed Costs | $MM | 0 | 0 | 0 | 0 | 0 | 0 | 0 | 0.00024018 | 0.00024633 | 0.00025216 | 0.00025747 | 0.00026233 | 0 | 0.043061 | 0 | 0.043071 | 0 | 0.043077 | 0 | 0 | 0.043083 | 0 | 0 | 0 | 0 | 0.043102 | 0 | 0 | 0 | 0 | 97.2473 | 0 | 0 | 0 | 0 | 0
| New DR Fixed Costs | $MM | 0 | 0 | 0 | 0 | 0 | 0 | 0 | 12.2829 | 12.2829 | 28.6216 | 35.7742 | 35.7742 | 0 | 35.7742 | 0 | 35.7742 | 0 | 35.7742 | 0 | 0 | 35.7742 | 0 | 0 | 0 | 0 | 35.7742 | 0 | 0 | 0 | 0 | 35.7743 | 0 | 0 | 0 | 0 | 0
| New Transmission Fixed Costs | $MM | 0 | 0 | 0 | 0 | 0 | 0 | 0 | 3.19e-06 | 1.539e-05 | 1.583e-05 | 1.714e-05 | 2.004e-05 | 0 | 4.3977 | 0 | 4.3984 | 0 | 5.3315 | 0 | 0 | 8.9154 | 0 | 0 | 0 | 0 | 12.8907 | 0 | 0 | 0 | 0 | 304.9404 | 0 | 0 | 0 | 0 | 0
| Total Operating Cost (Incl. Import/Export) | $MM | 0 | 0 | 0 | 0 | 0 | 0 | 0 | 2801.9931 | 2590.9586 | 2675.1095 | 2561.7065 | 2597.7888 | 0 | 2402.2807 | 0 | 1959.5689 | 0 | 1637.0515 | 0 | 0 | 1509.2829 | 0 | 0 | 0 | 0 | 1146.9082 | 0 | 0 | 0 | 0 | -54.01 | 0 | 0 | 0 | 0 | 0
| Total Revenue Requirement | $MM | 0 | 0 | 0 | 0 | 0 | 0 | 0 | 37007.8521 | 37413.4874 | 38140.0591 | 38395.9808 | 38442.6154 | 0 | 39922.3871 | 0 | 41062.5009 | 0 | 42197.7137 | 0 | 0 | 44693.2804 | 0 | 0 | 0 | 0 | 49205.7235 | 0 | 0 | 0 | 0 | 54786.8314 | 0 | 0 | 0 | 0 | 0
| Scenario-Specific Customer Costs | $MM | 0 | 0 | 0 | 0 | 0 | 1931.3567 | 2081.6445 | 2196.5772 | 2317.4175 | 2424.5797 | 2525.9154 | 2646.045 | 2757.0801 | 2859.1899 | 2953.7183 | 3042.1571 | 3138.7285 | 3233.3274 | 3327.0404 | 3419.8789 | 3511.8318 | 3602.8993 | 3693.0925 | 3782.4005 | 3870.8234 | 3958.3502 | 4044.9921 | 4130.7493 | 4215.622 | 4299.6101 | 4382.714 | 4464.9448 | 4546.2805 | 4626.7323 | 4706.3003 | 4784.9848
| Total Resource Cost | $MM | 0 | 0 | 0 | 0 | 0 | 1931.3567 | 2081.6445 | 39204.4293 | 39730.9049 | 40564.6388 | 40921.8962 | 41088.6604 | 2757.0801 | 42781.577 | 2953.7183 | 44104.658 | 3138.7285 | 45431.0411 | 3327.0404 | 3419.8789 | 48205.1123 | 3602.8993 | 3693.0925 | 3782.4005 | 3870.8234 | 53164.0737 | 4044.9921 | 4130.7493 | 4215.622 | 4299.6101 | 59169.5454 | 4464.9448 | 4546.2805 | 4626.7323 | 4706.3003 | 4784.9848
| Total Retail Sales | GWh/yr | 0 | 0 | 0 | 0 | 0 | 0 | 0 | 199200.6257 | 202629.3792 | 204417.5998 | 205162.2701 | 205812.4083 | 0 | 206574.8483 | 0 | 207879.0127 | 0 | 213298.8568 | 0 | 0 | 227201.8693 | 0 | 0 | 0 | 0 | 250385.4403 | 0 | 0 | 0 | 0 | 271703.2948 | 0 | 0 | 0 | 0 | 0
| Retail Rate | cts/kWh | 0 | 0 | 0 | 0 | 0 | 0 | 0 | 18.5782 | 18.464 | 18.6579 | 18.7149 | 18.6785 | 0 | 19.3259 | 0 | 19.7531 | 0 | 19.7834 | 0 | 0 | 19.6712 | 0 | 0 | 0 | 0 | 19.652 | 0 | 0 | 0 | 0 | 20.1642 | 0 | 0 | 0 | 0 | 0
| Residential Rev Req at 40% Cost Allocatoin | $MM | 0 | 0 | 0 | 0 | 0 | 0 | 0 | 14803.1409 | 14965.395 | 15256.0236 | 15358.3923 | 15377.0462 | 0 | 15968.9549 | 0 | 16425.0004 | 0 | 16879.0855 | 0 | 0 | 17877.3122 | 0 | 0 | 0 | 0 | 19682.2894 | 0 | 0 | 0 | 0 | 21914.7325
| CAISO Residential Sales | GWh/yr | 0 | 0 | 0 | 0 | 0 | 63853.949 | 61408.0456 | 62433.7724 | 63819.5885 | 64649.9718 | 65084.9337 | 65520.028 | 65795.6416 | 66147.6527 | 66521.8953 | 67054.2752 | 66722.5465 | 67213.9454 | 67851.201 | 68488.4566 | 69125.7123 | 69762.9679 | 70400.2235 | 71037.4791 | 71674.7348 | 72311.9904 | 72949.246 | 73586.5016 | 74223.7573 | 74861.0129 | 76613.1096
| CAISO Average Residential Rate | $/kWh | 0 | 0 | 0 | 0 | 0 | 0 | 0 | 0.2371 | 0.2345 | 0.23598 | 0.23597 | 0.23469 | 0 | 0.24141 | 0 | 0.24495 | 0 | 0.25112 | 0 | 0 | 0.25862 | 0 | 0 | 0 | 0 | 0.27219 | 0 | 0 | 0 | 0 | 0.28604
| Residential Monthly Bill at 500 kWh/mo | $/mo | 0 | 0 | 0 | 0 | 0 | 0 | 0 | 118.5507 | 117.2477 | 117.9894 | 117.9873 | 117.3462 | 0 | 120.7069 | 0 | 122.4754 | 0 | 125.5624 | 0 | 0 | 129.3101 | 0 | 0 | 0 | 0 | 136.0928 | 0 | 0 | 0 | 0 | 143.0221
| Residential Monthly Bill at 600 kWh/mo | $/mo | 0 | 0 | 0 | 0 | 0 | 0 | 0 | 142.2609 | 140.6972 | 141.5873 | 141.5848 | 140.8154 | 0 | 144.8483 | 0 | 146.9705 | 0 | 150.6749 | 0 | 0 | 155.1722 | 0 | 0 | 0 | 0 | 163.3114 | 0 | 0 | 0 | 0 | 171.6265
| PV Revenue Requirement ($MM) | 285341.2906
| Baseline Thermal Fleet Fixed Costs | 6034.9899
| New Renewables Fixed Costs | 67883.8301
| New Storage Fixed Costs | 52454.9748
| New Thermal Fleet Fixed Costs | 496.49
| New DR Fixed Costs | 611.1142
| New Transmission Costs | 1621.5573
| Operational Costs | 27007.147
| Levelized Revenue Requirement ($MM/yr) | 15385.6705
| Baseline Thermal Fleet Fixed Costs | 325.4081
| New Renewables Fixed Costs | 3660.3123
| New Storage Fixed Costs | 2828.3848
| New Thermal Fleet Fixed Costs | 26.7709
| New DR Fixed Costs | 32.9514
| New Transmission Costs | 87.4348
| Operational Costs | 1456.2318
Retail Rate (cts/kWh) Results
| Component | Unit | 2015 | 2016 | 2017 | 2018 | 2019 | 2020 | 2021 | 2022 | 2023 | 2024 | 2025 | 2026 | 2027 | 2028 | 2029 | 2030 | 2031 | 2032 | 2033 | 2034 | 2035 | 2036 | 2037 | 2038 | 2039 | 2040 | 2041 | 2042 | 2043 | 2044 | 2045 | 2046 | 2047 | 2048 | 2049 | 2050
| Baseline Non-Modeled Costs | cts/kWh | 0 | 0 | 0 | 0 | 0 | 0 | 0 | 16.4303 | 16.176 | 16.0144 | 15.8532 | 15.7491 | 0 | 16.0945 | 0 | 16.4612 | 0 | 16.437 | 0 | 0 | 16.0225 | 0 | 0 | 0 | 0 | 15.5274 | 0 | 0 | 0 | 0 | 15.3381 | 0 | 0 | 0 | 0 | 0
| DSM Non-Modeled Costs | cts/kWh | 0 | 0 | 0 | 0 | 0 | 0 | 0 | 0.11544 | 0.12688 | 0.13573 | 0.14139 | 0.14714 | 0 | 0.15652 | 0 | 0.1669 | 0 | 0.17338 | 0 | 0 | 0.1555 | 0 | 0 | 0 | 0 | 0.12781 | 0 | 0 | 0 | 0 | 0.085263 | 0 | 0 | 0 | 0 | 0
| Baseline Thermal Fleet Fixed Costs | cts/kWh | 0 | 0 | 0 | 0 | 0 | 0 | 0 | 0.18113 | 0.17806 | 0.15954 | 0.15684 | 0.15592 | 0 | 0.15535 | 0 | 0.15437 | 0 | 0.15045 | 0 | 0 | 0.14125 | 0 | 0 | 0 | 0 | 0.12817 | 0 | 0 | 0 | 0 | 0.11811 | 0 | 0 | 0 | 0 | 0
| New Renewables Fixed Costs | cts/kWh | 0 | 0 | 0 | 0 | 0 | 0 | 0 | 0.26153 | 0.40795 | 0.46836 | 0.66698 | 0.6933 | 0 | 0.95892 | 0 | 1.2161 | 0 | 1.4086 | 0 | 0 | 1.582 | 0 | 0 | 0 | 0 | 1.8769 | 0 | 0 | 0 | 0 | 2.5001 | 0 | 0 | 0 | 0 | 0
| New Storage Fixed Costs | cts/kWh | 0 | 0 | 0 | 0 | 0 | 0 | 0 | 0.17696 | 0.29036 | 0.5572 | 0.63046 | 0.65343 | 0 | 0.77821 | 0 | 0.79254 | 0 | 0.82717 | 0 | 0 | 1.0859 | 0 | 0 | 0 | 0 | 1.5143 | 0 | 0 | 0 | 0 | 1.9813 | 0 | 0 | 0 | 0 | 0
| New Thermal Fleet Fixed Costs | cts/kWh | 0 | 0 | 0 | 0 | 0 | 0 | 0 | 1.2057e-07 | 1.2157e-07 | 1.2336e-07 | 1.255e-07 | 1.2746e-07 | 0 | 2.0845e-05 | 0 | 2.0719e-05 | 0 | 2.0195e-05 | 0 | 0 | 1.8962e-05 | 0 | 0 | 0 | 0 | 1.7214e-05 | 0 | 0 | 0 | 0 | 0.035792 | 0 | 0 | 0 | 0 | 0
| Operating Cost | cts/kWh | 0 | 0 | 0 | 0 | 0 | 0 | 0 | 1.4066 | 1.2787 | 1.3086 | 1.2486 | 1.2622 | 0 | 1.1629 | 0 | 0.94265 | 0 | 0.76749 | 0 | 0 | 0.66429 | 0 | 0 | 0 | 0 | 0.45806 | 0 | 0 | 0 | 0 | -0.019878 | 0 | 0 | 0 | 0 | 0
| Total Revenue Requirement | cts/kWh | 0 | 0 | 0 | 0 | 0 | 0 | 0 | 18.5782 | 18.464 | 18.6579 | 18.7149 | 18.6785 | 0 | 19.3259 | 0 | 19.7531 | 0 | 19.7834 | 0 | 0 | 19.6712 | 0 | 0 | 0 | 0 | 19.652 | 0 | 0 | 0 | 0 | 20.1642 | 0 | 0 | 0 | 0 | 0
Total Revenue Requirement by Component
| Component | Unit | 2015 | 2016 | 2017 | 2018 | 2019 | 2020 | 2021 | 2022 | 2023 | 2024 | 2025 | 2026 | 2027 | 2028 | 2029 | 2030 | 2031 | 2032 | 2033 | 2034 | 2035 | 2036 | 2037 | 2038 | 2039 | 2040 | 2041 | 2042 | 2043 | 2044 | 2045 | 2046 | 2047 | 2048 | 2049 | 2050
| Distribution | $MM | 0 | 0 | 0 | 0 | 0 | 12908.9212 | 14687.3833 | 15334.5865 | 15511.3854 | 15689.7978 | 16086.912 | 16493.6143 | 16907.9758 | 17331.1778 | 17765.9547 | 18212.4174 | 18631.6249 | 19062.7983 | 19485.5363 | 19917.786 | 20359.7645 | 20811.6937 | 21273.8007 | 21746.3179 | 22229.483 | 22723.5393 | 23228.7357 | 23745.3267 | 24273.5729 | 24813.7408 | 25319.3014 | 25893.552 | 26480.9569 | 27081.8203 | 27696.4534 | 28325.1747
| Transmission | $MM | 0 | 0 | 0 | 0 | 0 | 3964.5973 | 3462.2443 | 4024.4139 | 4086.0143 | 4105.4531 | 4132.3696 | 4157.4074 | 4180.6316 | 4219.1752 | 4297.1981 | 4379.5047 | 4423.8944 | 4468.9275 | 4514.6137 | 4560.9628 | 4607.9847 | 4655.6894 | 4704.0872 | 4753.1886 | 4803.004 | 4853.5441 | 4904.8198 | 4956.8421 | 5009.6222 | 5063.1716 | 5117.5016 | 5172.6241 | 5228.5509 | 5285.2941 | 5342.8659 | 5401.2788
| Generation | $MM | 0 | 0 | 0 | 0 | 0 | 10848.6594 | 11226.1949 | 15454.0768 | 15658.7785 | 16252.4884 | 16105.6357 | 15742.2905 | 10014.2027 | 16364.6037 | 10011.6385 | 16504.3424 | 10008.1522 | 16776.1029 | 10008.1522 | 10008.1522 | 17944.6504 | 10008.1522 | 10008.1522 | 10008.1522 | 10008.1522 | 20015.6415 | 10008.1522 | 10008.1522 | 10008.1522 | 10008.1522 | 22889.0857 | 10008.1522 | 10008.1522 | 10008.1522 | 10008.1522 | 9997.4463
| DSM Programs | $MM | 0 | 0 | 0 | 0 | 0 | 0 | 0 | 0 | 0 | 0 | 0 | 0 | 0 | 0 | 0 | 0 | 0 | 0 | 0 | 0 | 0 | 0 | 0 | 0 | 0 | 0 | 0 | 0 | 0 | 0 | 0 | 0 | 0 | 0 | 0 | 0
| Other | $MM | 0 | 0 | 0 | 0 | 0 | 2065.7814 | 2230.8465 | 2194.7749 | 2157.3092 | 2092.3198 | 2071.0636 | 2049.3032 | 2028.166 | 2007.4304 | 1986.2448 | 1966.2364 | 1927.6827 | 1889.885 | 1852.8285 | 1816.4985 | 1780.8809 | 1745.9616 | 1711.7271 | 1678.1638 | 1645.2587 | 1612.9987 | 1581.3713 | 1550.364 | 1519.9647 | 1490.1615 | 1460.9426 | 1432.2967 | 1404.2124 | 1376.6788 | 1349.6851 | 1323.2207
| Total Revenue Requirement | $MM | 0 | 0 | 0 | 0 | 0 | 29787.9593 | 31606.669 | 37007.8521 | 37413.4874 | 38140.0591 | 38395.9808 | 38442.6154 | 33130.9761 | 39922.3871 | 34061.0361 | 41062.5009 | 34991.3543 | 42197.7137 | 35861.1307 | 36303.3995 | 44693.2804 | 37221.4969 | 37697.7672 | 38185.8225 | 38685.8978 | 49205.7235 | 39723.0789 | 40260.685 | 40811.312 | 41375.2261 | 54786.8314 | 42506.625 | 43121.8725 | 43751.9455 | 44397.1567 | 45047.1206
| Customer Costs | $MM | 0 | 0 | 0 | 0 | 0 | 1931.3567 | 2081.6445 | 2196.5772 | 2317.4175 | 2424.5797 | 2525.9154 | 2646.045 | 2757.0801 | 2859.1899 | 2953.7183 | 3042.1571 | 3138.7285 | 3233.3274 | 3327.0404 | 3419.8789 | 3511.8318 | 3602.8993 | 3693.0925 | 3782.4005 | 3870.8234 | 3958.3502 | 4044.9921 | 4130.7493 | 4215.622 | 4299.6101 | 4382.714 | 4464.9448 | 4546.2805 | 4626.7323 | 4706.3003 | 4784.9848
| Total Resource Cost | $MM | 0 | 0 | 0 | 0 | 0 | 31719.316 | 33688.3135 | 39204.4293 | 39730.9049 | 40564.6388 | 40921.8962 | 41088.6604 | 35888.0562 | 42781.577 | 37014.7544 | 44104.658 | 38130.0828 | 45431.0411 | 39188.1711 | 39723.2785 | 48205.1123 | 40824.3962 | 41390.8598 | 41968.223 | 42556.7213 | 53164.0737 | 43768.071 | 44391.4343 | 45026.934 | 45674.8362 | 59169.5454 | 46971.5698 | 47668.153 | 48378.6777 | 49103.457 | 49832.1054
Total Retail Rate by Component
| Component | Unit | 2015 | 2016 | 2017 | 2018 | 2019 | 2020 | 2021 | 2022 | 2023 | 2024 | 2025 | 2026 | 2027 | 2028 | 2029 | 2030 | 2031 | 2032 | 2033 | 2034 | 2035 | 2036 | 2037 | 2038 | 2039 | 2040 | 2041 | 2042 | 2043 | 2044 | 2045 | 2046 | 2047 | 2048 | 2049 | 2050
| Distribution | cts/kWh | 0 | 0 | 0 | 0 | 0 | 0 | 0 | 7.6981 | 7.6551 | 7.6754 | 7.8411 | 8.0139 | 0 | 8.3898 | 0 | 8.7611 | 0 | 8.9371 | 0 | 0 | 8.9611 | 0 | 0 | 0 | 0 | 9.0754 | 0 | 0 | 0 | 0 | 9.3187 | 0 | 0 | 0 | 0 | 0
| Transmission | cts/kWh | 0 | 0 | 0 | 0 | 0 | 0 | 0 | 2.0203 | 2.0165 | 2.0084 | 2.0142 | 2.02 | 0 | 2.0424 | 0 | 2.1068 | 0 | 2.0951 | 0 | 0 | 2.0281 | 0 | 0 | 0 | 0 | 1.9384 | 0 | 0 | 0 | 0 | 1.8835 | 0 | 0 | 0 | 0 | 0
| Generation | cts/kWh | 0 | 0 | 0 | 0 | 0 | 0 | 0 | 7.758 | 7.7278 | 7.9506 | 7.8502 | 7.6489 | 0 | 7.9219 | 0 | 7.9394 | 0 | 7.8651 | 0 | 0 | 7.8981 | 0 | 0 | 0 | 0 | 7.9939 | 0 | 0 | 0 | 0 | 8.4243 | 0 | 0 | 0 | 0 | 0
| DSM Programs | cts/kWh | 0 | 0 | 0 | 0 | 0 | 0 | 0 | 0 | 0 | 0 | 0 | 0 | 0 | 0 | 0 | 0 | 0 | 0 | 0 | 0 | 0 | 0 | 0 | 0 | 0 | 0 | 0 | 0 | 0 | 0 | 0 | 0 | 0 | 0 | 0 | 0
| Other | cts/kWh | 0 | 0 | 0 | 0 | 0 | 0 | 0 | 1.1018 | 1.0647 | 1.0236 | 1.0095 | 0.99571 | 0 | 0.97177 | 0 | 0.94586 | 0 | 0.88603 | 0 | 0 | 0.78383 | 0 | 0 | 0 | 0 | 0.64421 | 0 | 0 | 0 | 0 | 0.5377 | 0 | 0 | 0 | 0 | 0
| Total Retail Rate | cts/kWh | 0 | 0 | 0 | 0 | 0 | 0 | 0 | 18.5782 | 18.464 | 18.6579 | 18.7149 | 18.6785 | 0 | 19.3259 | 0 | 19.7531 | 0 | 19.7834 | 0 | 0 | 19.6712 | 0 | 0 | 0 | 0 | 19.652 | 0 | 0 | 0 | 0 | 20.1642 | 0 | 0 | 0 | 0 | 0
Emissions Summary
Emissions by Physical Zone, excluding imports/exports
| Zone | Unit | 2015 | 2016 | 2017 | 2018 | 2019 | 2020 | 2021 | 2022 | 2023 | 2024 | 2025 | 2026 | 2027 | 2028 | 2029 | 2030 | 2031 | 2032 | 2033 | 2034 | 2035 | 2036 | 2037 | 2038 | 2039 | 2040 | 2041 | 2042 | 2043 | 2044 | 2045 | 2046 | 2047 | 2048 | 2049 | 2050
| CAISO | MMtCO2/Yr | 0 | 0 | 0 | 0 | 0 | 0 | 0 | 23.625 | 20.774 | 22.3731 | 21.2862 | 21.2362 | 0 | 18.7905 | 0 | 15.8829 | 0 | 14.7863 | 0 | 0 | 13.9743 | 0 | 0 | 0 | 0 | 11.9563 | 0 | 0 | 0 | 0 | 10.697 | 0 | 0 | 0 | 0 | 0
| LDWP | MMtCO2/Yr | 0 | 0 | 0 | 0 | 0 | 0 | 0 | 1.9041 | 1.9426 | 1.6285 | 1.5628 | 1.4593 | 0 | 1.273 | 0 | 1.2321 | 0 | 1.2451 | 0 | 0 | 1.1103 | 0 | 0 | 0 | 0 | 0.9721 | 0 | 0 | 0 | 0 | 0.6144 | 0 | 0 | 0 | 0 | 0
| BANC | MMtCO2/Yr | 0 | 0 | 0 | 0 | 0 | 0 | 0 | 0.85999 | 0.73773 | 0.66106 | 0.76803 | 0.72245 | 0 | 0.60527 | 0 | 0.54932 | 0 | 0.54806 | 0 | 0 | 0.56719 | 0 | 0 | 0 | 0 | 0.56253 | 0 | 0 | 0 | 0 | 0.55099 | 0 | 0 | 0 | 0 | 0
| IID | MMtCO2/Yr | 0 | 0 | 0 | 0 | 0 | 0 | 0 | 0.00074789 | 0.00072693 | 0.00074837 | 0.00076171 | 0.00053675 | 0 | 0.00041255 | 0 | 0.00041461 | 0 | 0.00034303 | 0 | 0 | 0.00022684 | 0 | 0 | 0 | 0 | 0.00019219 | 0 | 0 | 0 | 0 | 3.6314e-05 | 0 | 0 | 0 | 0 | 0
| SW | MMtCO2/Yr | 0 | 0 | 0 | 0 | 0 | 0 | 0 | 54.2372 | 56.6273 | 58.3054 | 59.2828 | 58.1099 | 0 | 59.8063 | 0 | 61.466 | 0 | 63.642 | 0 | 0 | 69.6427 | 0 | 0 | 0 | 0 | 72.4953 | 0 | 0 | 0 | 0 | 72.1133 | 0 | 0 | 0 | 0 | 0
| NW | MMtCO2/Yr | 0 | 0 | 0 | 0 | 0 | 0 | 0 | 47.394 | 49.0827 | 52.1204 | 51.4532 | 51.9024 | 0 | 49.3358 | 0 | 50.7405 | 0 | 51.3863 | 0 | 0 | 52.5268 | 0 | 0 | 0 | 0 | 60.926 | 0 | 0 | 0 | 0 | 58.4111 | 0 | 0 | 0 | 0 | 0
| CAISO_NW_Hydro | MMtCO2/Yr | 0 | 0 | 0 | 0 | 0 | 0 | 0 | 0 | 0 | 0 | 0 | 0 | 0 | 0 | 0 | 0 | 0 | 0 | 0 | 0 | 0 | 0 | 0 | 0 | 0 | 0 | 0 | 0 | 0 | 0 | 0 | 0 | 0 | 0 | 0 | 0
| Total | MMtCO2/Yr | 0 | 0 | 0 | 0 | 0 | 0 | 0 | 128.021 | 129.1651 | 135.0893 | 134.3537 | 133.4308 | 0 | 129.8113 | 0 | 129.8711 | 0 | 131.6081 | 0 | 0 | 137.8215 | 0 | 0 | 0 | 0 | 146.9124 | 0 | 0 | 0 | 0 | 142.3868 | 0 | 0 | 0 | 0 | 0
Total CAISO Emissions and Costs Summary
|  | Unit | 2015 | 2016 | 2017 | 2018 | 2019 | 2020 | 2021 | 2022 | 2023 | 2024 | 2025 | 2026 | 2027 | 2028 | 2029 | 2030 | 2031 | 2032 | 2033 | 2034 | 2035 | 2036 | 2037 | 2038 | 2039 | 2040 | 2041 | 2042 | 2043 | 2044 | 2045 | 2046 | 2047 | 2048 | 2049 | 2050
| GHG Emissions Target | MMtCO2/Yr | 0 | 0 | 0 | 0 | 0 | 0 | 0 | 46.9746 | 44.9902 | 43.0059 | 41.0216 | 39.0373 | 0 | 35.0686 | 0 | 31.1 | 0 | 28.5869 | 0 | 0 | 24.8172 | 0 | 0 | 0 | 0 | 18.5343 | 0 | 0 | 0 | 0 | 12.2515 | 0 | 0 | 0 | 0 | 0
| CAISO BTM CHP Emissions | MMtCO2/Yr | 0 | 0 | 0 | 0 | 0 | 0 | 0 | 4.9888 | 4.9462 | 4.9039 | 4.8621 | 4.8207 | 0 | 4.7391 | 0 | 4.6591 | 0 | 3.7273 | 0 | 0 | 2.3295 | 0 | 0 | 0 | 0 | 0 | 0 | 0 | 0 | 0 | 0 | 0 | 0 | 0 | 0 | 0
| GHG Emissions Target, net of BTM CHP | MMtCO2/Yr | 0 | 0 | 0 | 0 | 0 | 0 | 0 | 41.9857 | 40.0441 | 38.102 | 36.1595 | 34.2166 | 0 | 30.3296 | 0 | 26.4409 | 0 | 24.8596 | 0 | 0 | 22.4876 | 0 | 0 | 0 | 0 | 18.5343 | 0 | 0 | 0 | 0 | 12.2515 | 0 | 0 | 0 | 0 | 0
| CAISO Generator Emissions | MMtCO2/Yr | 0 | 0 | 0 | 0 | 0 | 0 | 0 | 23.625 | 20.774 | 22.3731 | 21.2862 | 21.2362 | 0 | 18.7905 | 0 | 15.8829 | 0 | 14.7863 | 0 | 0 | 13.9743 | 0 | 0 | 0 | 0 | 11.9563 | 0 | 0 | 0 | 0 | 10.697 | 0 | 0 | 0 | 0 | 0
| Import Emissions | MMtCO2/Yr | 0 | 0 | 0 | 0 | 0 | 0 | 0 | 8.1049 | 9.1005 | 9.2829 | 10.1531 | 10.2769 | 0 | 10.4443 | 0 | 10.558 | 0 | 10.0733 | 0 | 0 | 8.5133 | 0 | 0 | 0 | 0 | 6.578 | 0 | 0 | 0 | 0 | 1.5544 | 0 | 0 | 0 | 0 | 0
| Total CAISO Emissions | MMtCO2/Yr | 0 | 0 | 0 | 0 | 0 | 0 | 0 | 36.7187 | 34.8207 | 36.5599 | 36.3013 | 36.3338 | 0 | 33.9739 | 0 | 31.1 | 0 | 28.5868 | 0 | 0 | 24.8171 | 0 | 0 | 0 | 0 | 18.5343 | 0 | 0 | 0 | 0 | 12.2514 | 0 | 0 | 0 | 0 | 0
| Marginal GHG Cost | $/tCO2 | 0 | 0 | 0 | 0 | 0 | 0 | 0 | 0 | 0 | 0 | 0 | 0 | 0 | 0 | 0 | 37.88 | 0 | 86.55 | 0 | 0 | 93.92 | 0 | 0 | 0 | 0 | 100.59 | 0 | 0 | 0 | 0 | 269.38 | 0 | 0 | 0 | 0 | 0
| CARB Floor Carbon Price | $/tCO2 | 0 | 0 | 0 | 0 | 0 | 16.7767 | 17.6479 | 18.5472 | 19.5177 | 20.5286 | 21.6027 | 22.7423 | 23.9495 | 25.2247 | 26.5581 | 27.9576 | 29.4373 | 30.9954 | 32.6359 | 34.3632 | 36.182 | 38.097 | 40.1134 | 42.2365 | 44.472 | 46.8258 | 49.3042 | 51.9137 | 54.6614 | 57.5545 | 60.6007 | 63.8082 | 67.1854 | 70.7414 | 74.4856 | 78.4279
| Total GHG Abatement Cost | $/tCO2 | 0 | 0 | 0 | 0 | 0 | 16.7767 | 17.6479 | 18.5472 | 19.5177 | 20.5286 | 21.6027 | 22.7423 | 23.9495 | 25.2247 | 26.5581 | 65.8376 | 29.4373 | 117.5454 | 32.6359 | 34.3632 | 130.102 | 38.097 | 40.1134 | 42.2365 | 44.472 | 147.4158 | 49.3042 | 51.9137 | 54.6614 | 57.5545 | 329.9807 | 63.8082 | 67.1854 | 70.7414 | 74.4856 | 78.4279
CAISO Emissions by Fuel Type
|  | Unit | 2015 | 2016 | 2017 | 2018 | 2019 | 2020 | 2021 | 2022 | 2023 | 2024 | 2025 | 2026 | 2027 | 2028 | 2029 | 2030 | 2031 | 2032 | 2033 | 2034 | 2035 | 2036 | 2037 | 2038 | 2039 | 2040 | 2041 | 2042 | 2043 | 2044 | 2045 | 2046 | 2047 | 2048 | 2049 | 2050
| CAISO_CCGT1 | MMtCO2/Yr | 0 | 0 | 0 | 0 | 0 | 0 | 0 | 19.129 | 16.4571 | 18.3362 | 17.4623 | 17.6142 | 0 | 15.1684 | 0 | 12.2593 | 0 | 11.8864 | 0 | 0 | 12.1616 | 0 | 0 | 0 | 0 | 11.9492 | 0 | 0 | 0 | 0 | 9.5263 | 0 | 0 | 0 | 0 | 0
| CAISO_CCGT2 | MMtCO2/Yr | 0 | 0 | 0 | 0 | 0 | 0 | 0 | 0.0011501 | 0.0010951 | 0.0011144 | 0.0011335 | 0.00080536 | 0 | 0.00061984 | 0 | 0.00048969 | 0 | 0.00033466 | 0 | 0 | 0.00021963 | 0 | 0 | 0 | 0 | 0.00018245 | 0 | 0 | 0 | 0 | 2.8595e-05 | 0 | 0 | 0 | 0 | 0
| CAISO_Peaker1 | MMtCO2/Yr | 0 | 0 | 0 | 0 | 0 | 0 | 0 | 0.26617 | 0.16921 | 0.0021156 | 0.00061383 | 0.00046589 | 0 | 0.00031989 | 0 | 0.00026698 | 0 | 0.00018252 | 0 | 0 | 0.00012815 | 0 | 0 | 0 | 0 | 0.0001033 | 0 | 0 | 0 | 0 | 8.2789e-06 | 0 | 0 | 0 | 0 | 0
| CAISO_Peaker2 | MMtCO2/Yr | 0 | 0 | 0 | 0 | 0 | 0 | 0 | 0.00032867 | 0.00033634 | 0.00036763 | 0.00038133 | 0.00026195 | 0 | 0.00021355 | 0 | 0.00017527 | 0 | 0.00011717 | 0 | 0 | 7.0521e-05 | 0 | 0 | 0 | 0 | 6.2639e-05 | 0 | 0 | 0 | 0 | 3.4994e-06 | 0 | 0 | 0 | 0 | 0
| CAISO_Advanced_CCGT | MMtCO2/Yr | 0 | 0 | 0 | 0 | 0 | 0 | 0 | 0 | 0 | 0 | 0 | 0 | 0 | 0.00064871 | 0 | 0.00060861 | 0 | 0.00060679 | 0 | 0 | 0.0005879 | 0 | 0 | 0 | 0 | 0.00055752 | 0 | 0 | 0 | 0 | 1.1706 | 0 | 0 | 0 | 0 | 0
| CAISO_Aero_CT | MMtCO2/Yr | 0 | 0 | 0 | 0 | 0 | 0 | 0 | 0 | 0 | 0 | 0 | 0 | 0 | 0.00015568 | 0 | 0.00013932 | 0 | 0.00011546 | 0 | 0 | 9.0879e-05 | 0 | 0 | 0 | 0 | 8.0089e-05 | 0 | 0 | 0 | 0 | 7.4157e-06 | 0 | 0 | 0 | 0 | 0
| CAISO_Reciprocating_Engine | MMtCO2/Yr | 0 | 0 | 0 | 0 | 0 | 0 | 0 | 0.032518 | 0.025872 | 0.0055546 | 0.0058627 | 0.0058282 | 0 | 0.0054325 | 0 | 0.0072156 | 0 | 0.006799 | 0 | 0 | 0.004227 | 0 | 0 | 0 | 0 | 0.0060976 | 0 | 0 | 0 | 0 | 1.1926e-05 | 0 | 0 | 0 | 0 | 0
| CAISO_Coal | MMtCO2/Yr | 0 | 0 | 0 | 0 | 0 | 0 | 0 | 0.002073 | 0.0016781 | 0.0019043 | 0 | 0 | 0 | 0 | 0 | 0 | 0 | 0 | 0 | 0 | 0 | 0 | 0 | 0 | 0 | 0 | 0 | 0 | 0 | 0 | 0 | 0 | 0 | 0 | 0 | 0
| CAISO_ST | MMtCO2/Yr | 0 | 0 | 0 | 0 | 0 | 0 | 0 | 0.0007707 | 0.00075093 | 0 | 0 | 0 | 0 | 0 | 0 | 0 | 0 | 0 | 0 | 0 | 0 | 0 | 0 | 0 | 0 | 0 | 0 | 0 | 0 | 0 | 0 | 0 | 0 | 0 | 0 | 0
| CAISO_CHP | MMtCO2/Yr | 0 | 0 | 0 | 0 | 0 | 0 | 0 | 4.193 | 4.118 | 4.0259 | 3.8159 | 3.6147 | 0 | 3.6147 | 0 | 3.6147 | 0 | 2.8917 | 0 | 0 | 1.8073 | 0 | 0 | 0 | 0 | 0 | 0 | 0 | 0 | 0 | 0 | 0 | 0 | 0 | 0 | 0
| CAISO Generation Emissions | MMtCO2/Yr | 0 | 0 | 0 | 0 | 0 | 0 | 0 | 23.625 | 20.774 | 22.3731 | 21.2862 | 21.2362 | 0 | 18.7905 | 0 | 15.8829 | 0 | 14.7863 | 0 | 0 | 13.9743 | 0 | 0 | 0 | 0 | 11.9563 | 0 | 0 | 0 | 0 | 10.697 | 0 | 0 | 0 | 0 | 0
Fuel Consumption (total, incl. starts)
| CAISO_CCGT1 | TBtu/yr | 0 | 0 | 0 | 0 | 0 | 0 | 0 | 360.9249 | 310.5115 | 345.9655 | 329.4775 | 332.3425 | 0 | 286.1962 | 0 | 231.3074 | 0 | 224.2714 | 0 | 0 | 229.4643 | 0 | 0 | 0 | 0 | 225.4562 | 0 | 0 | 0 | 0 | 179.7425 | 0 | 0 | 0 | 0 | 0
| CAISO_CCGT2 | TBtu/yr | 0 | 0 | 0 | 0 | 0 | 0 | 0 | 0.021664 | 0.020624 | 0.021027 | 0.021379 | 0.015168 | 0 | 0.011667 | 0 | 0.0092033 | 0 | 0.0062209 | 0 | 0 | 0.0041592 | 0 | 0 | 0 | 0 | 0.0035662 | 0 | 0 | 0 | 0 | 0.00067855 | 0 | 0 | 0 | 0 | 0
| CAISO_Peaker1 | TBtu/yr | 0 | 0 | 0 | 0 | 0 | 0 | 0 | 5.0221 | 3.1926 | 0.039925 | 0.011575 | 0.0087723 | 0 | 0.0060148 | 0 | 0.0050441 | 0 | 0.0034824 | 0 | 0 | 0.0024029 | 0 | 0 | 0 | 0 | 0.0019396 | 0 | 0 | 0 | 0 | 0.00037892 | 0 | 0 | 0 | 0 | 0
| CAISO_Peaker2 | TBtu/yr | 0 | 0 | 0 | 0 | 0 | 0 | 0 | 0.0062913 | 0.0063869 | 0.0068104 | 0.0070712 | 0.0050171 | 0 | 0.0039688 | 0 | 0.0031686 | 0 | 0.0021541 | 0 | 0 | 0.0014685 | 0 | 0 | 0 | 0 | 0.0012734 | 0 | 0 | 0 | 0 | 0.00027125 | 0 | 0 | 0 | 0 | 0
| CAISO_Advanced_CCGT | TBtu/yr | 0 | 0 | 0 | 0 | 0 | 0 | 0 | 8.76e-05 | 8.76e-05 | 8.76e-05 | 8.76e-05 | 8.76e-05 | 0 | 0.012193 | 0 | 0.011552 | 0 | 0.011299 | 0 | 0 | 0.011164 | 0 | 0 | 0 | 0 | 0.010651 | 0 | 0 | 0 | 0 | 22.0864 | 0 | 0 | 0 | 0 | 0
| CAISO_Aero_CT | TBtu/yr | 0 | 0 | 0 | 0 | 0 | 0 | 0 | 8.76e-05 | 8.76e-05 | 8.76e-05 | 8.76e-05 | 8.76e-05 | 0 | 0.0030945 | 0 | 0.0027523 | 0 | 0.0022341 | 0 | 0 | 0.0017383 | 0 | 0 | 0 | 0 | 0.0015545 | 0 | 0 | 0 | 0 | 0.00037726 | 0 | 0 | 0 | 0 | 0
| CAISO_Reciprocating_Engine | TBtu/yr | 0 | 0 | 0 | 0 | 0 | 0 | 0 | 0.61353 | 0.48812 | 0.10481 | 0.11069 | 0.10999 | 0 | 0.10253 | 0 | 0.13617 | 0 | 0.12842 | 0 | 0 | 0.079799 | 0 | 0 | 0 | 0 | 0.1151 | 0 | 0 | 0 | 0 | 0.00044261 | 0 | 0 | 0 | 0 | 0
| CAISO_ST | TBtu/yr | 0 | 0 | 0 | 0 | 0 | 0 | 0 | 0.014678 | 0.014143 | 0 | 0 | 0 | 0 | 0 | 0 | 0 | 0 | 0 | 0 | 0 | 0 | 0 | 0 | 0 | 0 | 0 | 0 | 0 | 0 | 0 | 0 | 0 | 0 | 0 | 0 | 0
| CAISO_Coal | TBtu/yr | 0 | 0 | 0 | 0 | 0 | 0 | 0 | 0.0221 | 0.017837 | 0.020275 | 0 | 0 | 0 | 0 | 0 | 0 | 0 | 0 | 0 | 0 | 0 | 0 | 0 | 0 | 0 | 0 | 0 | 0 | 0 | 0 | 0 | 0 | 0 | 0 | 0 | 0
| CAISO_CHP | TBtu/yr | 0 | 0 | 0 | 0 | 0 | 0 | 0 | 79.1124 | 77.6976 | 75.9602 | 71.9974 | 68.2018 | 0 | 68.2018 | 0 | 68.2018 | 0 | 54.5614 | 0 | 0 | 34.1009 | 0 | 0 | 0 | 0 | 0 | 0 | 0 | 0 | 0 | 0 | 0 | 0 | 0 | 0 | 0
Fuel Consumption (only starts, portion of above)
| CAISO_CCGT1 | TBtu/yr | 0 | 0 | 0 | 0 | 0 | 0 | 0 | 0.034243 | 0.028458 | 0.014867 | 0.02225 | 0.034469 | 0 | 0.00025549 | 0 | 0.52768 | 0 | 2.6471 | 0 | 0 | 1.9625 | 0 | 0 | 0 | 0 | 0.99415 | 0 | 0 | 0 | 0 | 1.6345 | 0 | 0 | 0 | 0 | 0
| CAISO_CCGT2 | TBtu/yr | 0 | 0 | 0 | 0 | 0 | 0 | 0 | 0.00032776 | 0.00034283 | 0.00029774 | 0.00032329 | 0.00023502 | 0 | 0.00018711 | 0 | 0.00020331 | 0 | 0.00016877 | 0 | 0 | 0.00010656 | 0 | 0 | 0 | 0 | 8.4291e-05 | 0 | 0 | 0 | 0 | 9.6542e-06 | 0 | 0 | 0 | 0 | 0
| CAISO_Peaker1 | TBtu/yr | 0 | 0 | 0 | 0 | 0 | 0 | 0 | 0.69128 | 0.45906 | 0.0046972 | 0.00041315 | 0.00037404 | 0 | 0.00017074 | 0 | 0.00017205 | 0 | 0.00012667 | 0 | 0 | 8.4077e-05 | 0 | 0 | 0 | 0 | 6.2855e-05 | 0 | 0 | 0 | 0 | 5.6455e-06 | 0 | 0 | 0 | 0 | 0
| CAISO_Peaker2 | TBtu/yr | 0 | 0 | 0 | 0 | 0 | 0 | 0 | 0.00013657 | 0.00014413 | 0.00015001 | 0.00015998 | 0.00011059 | 0 | 8.6253e-05 | 0 | 9.1293e-05 | 0 | 6.6481e-05 | 0 | 0 | 4.3437e-05 | 0 | 0 | 0 | 0 | 4.0213e-05 | 0 | 0 | 0 | 0 | 4.4874e-06 | 0 | 0 | 0 | 0 | 0
| CAISO_Advanced_CCGT | TBtu/yr | 0 | 0 | 0 | 0 | 0 | 0 | 0 | 0 | 0 | 0 | 0 | 0 | 0 | 0.00017608 | 0 | 0.00021612 | 0 | 0.00029637 | 0 | 0 | 0.00027589 | 0 | 0 | 0 | 0 | 0.00025808 | 0 | 0 | 0 | 0 | 0.68866 | 0 | 0 | 0 | 0 | 0
| CAISO_Aero_CT | TBtu/yr | 0 | 0 | 0 | 0 | 0 | 0 | 0 | 0 | 0 | 0 | 0 | 0 | 0 | 0.00021224 | 0 | 0.00020247 | 0 | 0.00016722 | 0 | 0 | 0.00013121 | 0 | 0 | 0 | 0 | 0.00011901 | 0 | 0 | 0 | 0 | 2.2415e-05 | 0 | 0 | 0 | 0 | 0
| CAISO_Reciprocating_Engine | TBtu/yr | 0 | 0 | 0 | 0 | 0 | 0 | 0 | 0.063102 | 0.059673 | 0.014986 | 0.016078 | 0.016501 | 0 | 0.015949 | 0 | 0.021443 | 0 | 0.019575 | 0 | 0 | 0.012588 | 0 | 0 | 0 | 0 | 0.015184 | 0 | 0 | 0 | 0 | 1.7228e-05 | 0 | 0 | 0 | 0 | 0
| CAISO_ST | TBtu/yr | 0 | 0 | 0 | 0 | 0 | 0 | 0 | 0.00028423 | 0.00029305 | 0 | 0 | 0 | 0 | 0 | 0 | 0 | 0 | 0 | 0 | 0 | 0 | 0 | 0 | 0 | 0 | 0 | 0 | 0 | 0 | 0 | 0 | 0 | 0 | 0 | 0 | 0
| CAISO_Coal | TBtu/yr | 0 | 0 | 0 | 0 | 0 | 0 | 0 | 0.0002353 | 0.00023477 | 0.00023505 | 0 | 0 | 0 | 0 | 0 | 0 | 0 | 0 | 0 | 0 | 0 | 0 | 0 | 0 | 0 | 0 | 0 | 0 | 0 | 0 | 0 | 0 | 0 | 0 | 0 | 0
| CAISO_CHP | TBtu/yr | 0 | 0 | 0 | 0 | 0 | 0 | 0 | 0 | 0 | 0 | 0 | 0 | 0 | 0 | 0 | 0 | 0 | 0 | 0 | 0 | 0 | 0 | 0 | 0 | 0 | 0 | 0 | 0 | 0 | 0 | 0 | 0 | 0 | 0 | 0 | 0
Average GHG Emissions Factor
| CAISO_CCGT1 | tCO2/MWh | 0 | 0 | 0 | 0 | 0 | 0 | 0 | 0.38205 | 0.38158 | 0.38018 | 0.38065 | 0.38077 | 0 | 0.38078 | 0 | 0.3818 | 0 | 0.38454 | 0 | 0 | 0.38383 | 0 | 0 | 0 | 0 | 0.38095 | 0 | 0 | 0 | 0 | 0.38351 | 0 | 0 | 0 | 0 | 0
| CAISO_CCGT2 | tCO2/MWh | 0 | 0 | 0 | 0 | 0 | 0 | 0 | 0.48268 | 0.4837 | 0.47862 | 0.48023 | 0.48295 | 0 | 0.48018 | 0 | 0.48227 | 0 | 0.492 | 0 | 0 | 0.47837 | 0 | 0 | 0 | 0 | 0.45668 | 0 | 0 | 0 | 0 | 0.40623 | 0 | 0 | 0 | 0 | 0
| CAISO_Peaker1 | tCO2/MWh | 0 | 0 | 0 | 0 | 0 | 0 | 0 | 0.61569 | 0.62355 | 0.60184 | 0.53537 | 0.53974 | 0 | 0.53278 | 0 | 0.53227 | 0 | 0.52513 | 0 | 0 | 0.54404 | 0 | 0 | 0 | 0 | 0.54295 | 0 | 0 | 0 | 0 | 0.29252 | 0 | 0 | 0 | 0 | 0
| CAISO_Peaker2 | tCO2/MWh | 0 | 0 | 0 | 0 | 0 | 0 | 0 | 0.65999 | 0.66626 | 0.69003 | 0.68175 | 0.65394 | 0 | 0.68558 | 0 | 0.70319 | 0 | 0.69211 | 0 | 0 | 0.60004 | 0 | 0 | 0 | 0 | 0.62848 | 0 | 0 | 0 | 0 | 0.40952 | 0 | 0 | 0 | 0 | 0
| CAISO_Advanced_CCGT | tCO2/MWh | 0 | 0 | 0 | 0 | 0 | 0 | 0 | 0 | 0 | 0 | 0 | 0 | 0 | 0.3884 | 0 | 0.38654 | 0 | 0.3906 | 0 | 0 | 0.37951 | 0 | 0 | 0 | 0 | 0.37501 | 0 | 0 | 0 | 0 | 0.37438 | 0 | 0 | 0 | 0 | 0
| CAISO_Aero_CT | tCO2/MWh | 0 | 0 | 0 | 0 | 0 | 0 | 0 | 0 | 0 | 0 | 0 | 0 | 0 | 0.58809 | 0 | 0.59177 | 0 | 0.60553 | 0 | 0 | 0.61936 | 0 | 0 | 0 | 0 | 0.63721 | 0 | 0 | 0 | 0 | 0.35804 | 0 | 0 | 0 | 0 | 0
| CAISO_Reciprocating_Engine | tCO2/MWh | 0 | 0 | 0 | 0 | 0 | 0 | 0 | 0.53316 | 0.54613 | 0.56149 | 0.56317 | 0.56646 | 0 | 0.57028 | 0 | 0.5718 | 0 | 0.56651 | 0 | 0 | 0.57239 | 0 | 0 | 0 | 0 | 0.54924 | 0 | 0 | 0 | 0 | 0.33602 | 0 | 0 | 0 | 0 | 0
| CAISO_ST | tCO2/MWh | 0 | 0 | 0 | 0 | 0 | 0 | 0 | 0.66087 | 0.67436 | 0 | 0 | 0 | 0 | 0 | 0 | 0 | 0 | 0 | 0 | 0 | 0 | 0 | 0 | 0 | 0 | 0 | 0 | 0 | 0 | 0 | 0 | 0 | 0 | 0 | 0 | 0
| CAISO_CHP | tCO2/MWh | 0 | 0 | 0 | 0 | 0 | 0 | 0 | 0.40312 | 0.40312 | 0.40312 | 0.40312 | 0.40312 | 0 | 0.40312 | 0 | 0.40312 | 0 | 0.40312 | 0 | 0 | 0.40312 | 0 | 0 | 0 | 0 | 0 | 0 | 0 | 0 | 0 | 0 | 0 | 0 | 0 | 0 | 0
| CAISO_Coal | tCO2/MWh | 0 | 0 | 0 | 0 | 0 | 0 | 0 | 0.99345 | 0.9978 | 0.98869 | 0 | 0 | 0 | 0 | 0 | 0 | 0 | 0 | 0 | 0 | 0 | 0 | 0 | 0 | 0 | 0 | 0 | 0 | 0 | 0 | 0 | 0 | 0 | 0 | 0 | 0
| Unspecified emissions | tCO2/MWh | 0 | 0 | 0 | 0 | 0 | 0 | 0 | 0.428 | 0.428 | 0.428 | 0.428 | 0.428 | 0 | 0.428 | 0 | 0.428 | 0 | 0.428 | 0 | 0 | 0.428 | 0 | 0 | 0 | 0 | 0.428 | 0 | 0 | 0 | 0 | 0.428 | 0 | 0 | 0 | 0 | 0
Average Heat Rate
| CAISO_CCGT1 | MMBtu/MWh | 0 | 0 | 0 | 0 | 0 | 0 | 0 | 7.2084 | 7.1995 | 7.1732 | 7.1821 | 7.1843 | 0 | 7.1845 | 0 | 7.2038 | 0 | 7.2554 | 0 | 0 | 7.2421 | 0 | 0 | 0 | 0 | 7.1877 | 0 | 0 | 0 | 0 | 7.236 | 0 | 0 | 0 | 0 | 0
| CAISO_CCGT2 | MMBtu/MWh | 0 | 0 | 0 | 0 | 0 | 0 | 0 | 9.092 | 9.1092 | 9.0312 | 9.0573 | 9.0956 | 0 | 9.0379 | 0 | 9.064 | 0 | 9.1456 | 0 | 0 | 9.059 | 0 | 0 | 0 | 0 | 8.9265 | 0 | 0 | 0 | 0 | 9.6398 | 0 | 0 | 0 | 0 | 0
| CAISO_Peaker1 | MMBtu/MWh | 0 | 0 | 0 | 0 | 0 | 0 | 0 | 11.6168 | 11.7651 | 11.3576 | 10.0954 | 10.1629 | 0 | 10.0177 | 0 | 10.0562 | 0 | 10.0192 | 0 | 0 | 10.2011 | 0 | 0 | 0 | 0 | 10.1946 | 0 | 0 | 0 | 0 | 13.3886 | 0 | 0 | 0 | 0 | 0
| CAISO_Peaker2 | MMBtu/MWh | 0 | 0 | 0 | 0 | 0 | 0 | 0 | 12.6334 | 12.6518 | 12.7828 | 12.642 | 12.5248 | 0 | 12.7418 | 0 | 12.7121 | 0 | 12.7244 | 0 | 0 | 12.4946 | 0 | 0 | 0 | 0 | 12.7759 | 0 | 0 | 0 | 0 | 31.7422 | 0 | 0 | 0 | 0 | 0
| CAISO_Advanced_CCGT | MMBtu/MWh | 0 | 0 | 0 | 0 | 0 | 0 | 0 | 0 | 0 | 0 | 0 | 0 | 0 | 7.3004 | 0 | 7.3368 | 0 | 7.2731 | 0 | 0 | 7.2068 | 0 | 0 | 0 | 0 | 7.1641 | 0 | 0 | 0 | 0 | 7.0638 | 0 | 0 | 0 | 0 | 0
| CAISO_Aero_CT | MMBtu/MWh | 0 | 0 | 0 | 0 | 0 | 0 | 0 | 0 | 0 | 0 | 0 | 0 | 0 | 11.6894 | 0 | 11.6906 | 0 | 11.7174 | 0 | 0 | 11.8469 | 0 | 0 | 0 | 0 | 12.3683 | 0 | 0 | 0 | 0 | 18.2149 | 0 | 0 | 0 | 0 | 0
| CAISO_Reciprocating_Engine | MMBtu/MWh | 0 | 0 | 0 | 0 | 0 | 0 | 0 | 10.0595 | 10.3037 | 10.5947 | 10.633 | 10.6903 | 0 | 10.7632 | 0 | 10.791 | 0 | 10.6999 | 0 | 0 | 10.8056 | 0 | 0 | 0 | 0 | 10.3672 | 0 | 0 | 0 | 0 | 12.4703 | 0 | 0 | 0 | 0 | 0
| CAISO_ST | MMBtu/MWh | 0 | 0 | 0 | 0 | 0 | 0 | 0 | 12.5866 | 12.7005 | 0 | 0 | 0 | 0 | 0 | 0 | 0 | 0 | 0 | 0 | 0 | 0 | 0 | 0 | 0 | 0 | 0 | 0 | 0 | 0 | 0 | 0 | 0 | 0 | 0 | 0 | 0
| CAISO_Coal | MMBtu/MWh | 0 | 0 | 0 | 0 | 0 | 0 | 0 | 10.591 | 10.6057 | 10.5263 | 0 | 0 | 0 | 0 | 0 | 0 | 0 | 0 | 0 | 0 | 0 | 0 | 0 | 0 | 0 | 0 | 0 | 0 | 0 | 0 | 0 | 0 | 0 | 0 | 0 | 0
| CAISO_CHP | MMBtu/MWh | 0 | 0 | 0 | 0 | 0 | 0 | 0 | 7.606 | 7.606 | 7.606 | 7.606 | 7.606 | 0 | 7.606 | 0 | 7.606 | 0 | 7.606 | 0 | 0 | 7.606 | 0 | 0 | 0 | 0 | 0 | 0 | 0 | 0 | 0 | 0 | 0 | 0 | 0 | 0 | 0
Shift DR Summary
Shift DR Shift Results
| Metric | Unit | 2015 | 2016 | 2017 | 2018 | 2019 | 2020 | 2021 | 2022 | 2023 | 2024 | 2025 | 2026 | 2027 | 2028 | 2029 | 2030 | 2031 | 2032 | 2033 | 2034 | 2035 | 2036 | 2037 | 2038 | 2039 | 2040 | 2041 | 2042 | 2043 | 2044 | 2045 | 2046 | 2047 | 2048 | 2049 | 2050
| Shift DR | MWh daily energy shift
| Max. Dispatch Fraction in one hr | -
| Max Hourly Shift DR | MW
Objective Function Summary
Objective Function Cost Summary
| Component | Unit | 2015 | 2016 | 2017 | 2018 | 2019 | 2020 | 2021 | 2022 | 2023 | 2024 | 2025 | 2026 | 2027 | 2028 | 2029 | 2030 | 2031 | 2032 | 2033 | 2034 | 2035 | 2036 | 2037 | 2038 | 2039 | 2040 | 2041 | 2042 | 2043 | 2044 | 2045 | 2046 | 2047 | 2048 | 2049 | 2050
| Baseline Thermal Fleet Costs | $MM | 0 | 0 | 0 | 0 | 0 | 0 | 0 | 360.8085 | 360.8085 | 326.1241 | 321.7849 | 320.9126 | 0 | 320.9126 | 0 | 320.9126 | 0 | 320.9126 | 0 | 0 | 320.9126 | 0 | 0 | 0 | 0 | 320.9126 | 0 | 0 | 0 | 0 | 320.9126 | 0 | 0 | 0 | 0 | 0
| New Renewables Fixed Costs | $MM | 0 | 0 | 0 | 0 | 0 | 0 | 0 | 520.9742 | 826.6311 | 957.4136 | 1368.3871 | 1426.9015 | 0 | 1980.8788 | 0 | 2527.9742 | 0 | 3004.5034 | 0 | 0 | 3594.2977 | 0 | 0 | 0 | 0 | 4699.4819 | 0 | 0 | 0 | 0 | 6792.9459 | 0 | 0 | 0 | 0 | 0
| New Storage Fixed Costs | $MM | 0 | 0 | 0 | 0 | 0 | 0 | 0 | 352.5105 | 588.3546 | 1139.0124 | 1293.4683 | 1344.837 | 0 | 1607.5902 | 0 | 1647.5188 | 0 | 1764.3343 | 0 | 0 | 2467.2723 | 0 | 0 | 0 | 0 | 3791.4784 | 0 | 0 | 0 | 0 | 5383.1231 | 0 | 0 | 0 | 0 | 0
| New Thermal Fleet Fixed Costs | $MM | 0 | 0 | 0 | 0 | 0 | 0 | 0 | 0.00024018 | 0.00024633 | 0.00025216 | 0.00025747 | 0.00026233 | 0 | 0.043061 | 0 | 0.043071 | 0 | 0.043077 | 0 | 0 | 0.043083 | 0 | 0 | 0 | 0 | 0.043102 | 0 | 0 | 0 | 0 | 97.2473 | 0 | 0 | 0 | 0 | 0
| New DR Fixed Costs | $MM | 0 | 0 | 0 | 0 | 0 | 0 | 0 | 12.2829 | 12.2829 | 28.6216 | 35.7742 | 35.7742 | 0 | 35.7742 | 0 | 35.7742 | 0 | 35.7742 | 0 | 0 | 35.7742 | 0 | 0 | 0 | 0 | 35.7742 | 0 | 0 | 0 | 0 | 35.7743 | 0 | 0 | 0 | 0 | 0
| New Transmission Costs | $MM | 0 | 0 | 0 | 0 | 0 | 0 | 0 | 3.19e-06 | 1.539e-05 | 1.583e-05 | 1.714e-05 | 2.004e-05 | 0 | 4.3977 | 0 | 4.3984 | 0 | 5.3315 | 0 | 0 | 8.9154 | 0 | 0 | 0 | 0 | 12.8907 | 0 | 0 | 0 | 0 | 304.9404 | 0 | 0 | 0 | 0 | 0
| Operational Costs | $MM | 0 | 0 | 0 | 0 | 0 | 0 | 0 | 7764.4074 | 7588.396 | 7724.84 | 7617.4212 | 7701.5713 | 0 | 7574.0403 | 0 | 7557.5068 | 0 | 7612.5397 | 0 | 0 | 7786.7215 | 0 | 0 | 0 | 0 | 7894.595 | 0 | 0 | 0 | 0 | 7734.8382 | 0 | 0 | 0 | 0 | 0
| Hurdle Rate Costs | $MM | 0 | 0 | 0 | 0 | 0 | 0 | 0 | 535.1186 | 585.4035 | 595.7294 | 637.6339 | 661.5808 | 0 | 713.4515 | 0 | 793.9744 | 0 | 835.4981 | 0 | 0 | 837.8214 | 0 | 0 | 0 | 0 | 864.0737 | 0 | 0 | 0 | 0 | 657.4192 | 0 | 0 | 0 | 0 | 0
| Total | $MM | 0 | 0 | 0 | 0 | 0 | 0 | 0 | 9546.1024 | 9961.8769 | 10771.7414 | 11274.4699 | 11491.5777 | 0 | 12237.0884 | 0 | 12888.1024 | 0 | 13578.937 | 0 | 0 | 15051.7581 | 0 | 0 | 0 | 0 | 17619.2497 | 0 | 0 | 0 | 0 | 21327.201 | 0 | 0 | 0 | 0 | 0
| Objective Function ($MM) | 285341.2906
| Baseline Thermal Fleet Fixed Costs | 6034.9899
| New Renewables Fixed Costs | 67883.8301
| New Storage Fixed Costs | 52454.9748
| New Thermal Fleet Fixed Costs | 496.49
| New DR Fixed Costs | 611.1142
| New Transmission Costs | 1621.5573
| Operational Costs | 156238.3343
| Objective Function ($MM/yr) | 15385.6705
| Baseline Thermal Fleet Costs | 325.4081
| New Renewables Fixed Costs | 3660.3123
| New Storage Fixed Costs | 2828.3848
| New Thermal Fleet Fixed Costs | 26.7709
| New DR Fixed Costs | 32.9514
| New Transmission Costs | 87.4348
| Operational Costs | 8424.4083

## EPS
|  | 2020 | 2021 | 2022 | 2023 | 2024 | 2025 | 2026 | 2027 | 2028 | 2029 | 2030 | 2031 | 2032 | 2033 | 2034 | 2035 | 2036 | 2037 | 2038 | 2039 | 2040 | 2041 | 2042 | 2043 | 2044 | 2045 | 2046 | 2047 | 2048 | 2049 | 2050
Generation
| Electricity Generation by Type Including Distributed Generation[hard coal es] | 0.45997 | 0 | 0 | 0 | 0 | 0 | 0 | 0 | 0 | 0 | 0 | 0 | 0 | 0 | 0 | 0 | 0 | 0 | 0 | 0 | 0 | 0 | 0 | 0 | 0 | 0 | 0 | 0 | 0 | 0 | 0
| Electricity Generation by Type Including Distributed Generation[natural gas nonpeaker es] | 59205300 | 65400700 | 61564200 | 52632100 | 55738400 | 61691600 | 54375900 | 54748400 | 53114200 | 51643800 | 47800100 | 43940600 | 42819300 | 39676500 | 40624800 | 39874700 | 35511600 | 37422300 | 39070300 | 37847200 | 37757000 | 25736400 | 26156100 | 23718300 | 18202600 | 8220550 | 7114020 | 7308160 | 7509300 | 7732430 | 7928570
| Electricity Generation by Type Including Distributed Generation[nuclear es] | 16208100 | 16208100 | 16208100 | 16208100 | 8104050 | 0 | 0 | 0 | 0 | 0 | 0 | 0 | 0 | 0 | 0 | 0 | 0 | 0 | 0 | 0 | 0 | 0 | 0 | 0 | 0 | 0 | 0 | 0 | 0 | 0 | 0
| Electricity Generation by Type Including Distributed Generation[hydro es] | 21209600 | 21209600 | 21209600 | 21209600 | 21209600 | 21209600 | 21209600 | 21209600 | 21209600 | 21209600 | 21207600 | 21207600 | 21207600 | 21207600 | 21207600 | 21207600 | 21207600 | 21207600 | 21207600 | 21207600 | 21207600 | 21207600 | 21207600 | 21207600 | 21207600 | 21207600 | 17732300 | 17802400 | 17823300 | 17864800 | 17907800
| Electricity Generation by Type Including Distributed Generation[onshore wind es] | 14146500 | 15313900 | 16751000 | 18295400 | 19452400 | 20290700 | 21519300 | 21855900 | 21866200 | 22379100 | 23117300 | 23909000 | 24161200 | 24424500 | 24549100 | 24826700 | 25174200 | 25324600 | 25510800 | 25774200 | 26150200 | 26777800 | 27026800 | 27351000 | 27762000 | 28236600 | 29086000 | 29307600 | 29516900 | 29714900 | 29886100
| Electricity Generation by Type Including Distributed Generation[solar PV es] | 44484000 | 55141000 | 66920300 | 79636800 | 90018800 | 98952900 | 109519000 | 114057000 | 116136000 | 122586000 | 131378000 | 140656000 | 149584000 | 158965000 | 164460000 | 173941000 | 185734000 | 191766000 | 198930000 | 208219000 | 221007000 | 240883000 | 249892000 | 261076000 | 274873000 | 290480000 | 316449000 | 324526000 | 332639000 | 340067000 | 347075000
| Electricity Generation by Type Including Distributed Generation[solar thermal es] | 2392670 | 241250 | 444973 | 664779 | 825612 | 954279 | 1109750 | 1152640 | 1152640 | 1216970 | 1313470 | 1415340 | 1517200 | 1624420 | 1672670 | 1785250 | 1930000 | 1988980 | 2064030 | 2165890 | 2321360 | 2578700 | 2675200 | 2798500 | 2959340 | 3141620 | 2895750 | 2974710 | 3041290 | 3102550 | 3168870
| Electricity Generation by Type Including Distributed Generation[biomass es] | 5589760 | 5755320 | 5936650 | 6117980 | 6236240 | 6330850 | 6464880 | 6496420 | 6496420 | 6543720 | 6591020 | 6654100 | 6717170 | 6780240 | 6803890 | 6866960 | 6945800 | 6977340 | 7008880 | 7056180 | 7135020 | 7261160 | 7308470 | 7371540 | 7450380 | 7537100 | 6427240 | 6479140 | 6513250 | 6554970 | 6590710
| Electricity Generation by Type Including Distributed Generation[geothermal es] | 11136100 | 9681850 | 9845840 | 10501800 | 10556400 | 10611100 | 11048400 | 11048400 | 16350700 | 16350700 | 16350700 | 16405300 | 16405300 | 16460000 | 16460000 | 16460000 | 16514600 | 16514600 | 16514600 | 16514600 | 16569300 | 16678600 | 16678600 | 16733300 | 16788000 | 18810500 | 15819400 | 15882000 | 15900600 | 15937600 | 15976000
| Electricity Generation by Type Including Distributed Generation[petroleum es] | 30010 | 29560 | 30340 | 32470 | 35030 | 36660 | 38290 | 40010 | 42050 | 44010 | 45700 | 48120 | 50690 | 52920 | 55120 | 57790 | 59360 | 61710 | 63500 | 65650 | 67860 | 69820 | 71720 | 73630 | 75280 | 77100 | 78430 | 79910 | 81490 | 83300 | 84770
| Electricity Generation by Type Including Distributed Generation[natural gas peaker es] | 6669080 | 6669080 | 6669080 | 6669080 | 6669080 | 6471980 | 6432560 | 6432560 | 6432560 | 6432560 | 6432560 | 6432560 | 6432560 | 6432560 | 6432560 | 6432560 | 6432560 | 6432560 | 6432560 | 6432560 | 6432560 | 6432560 | 6432560 | 6432560 | 6432560 | 6432560 | 6432560 | 6432560 | 6432560 | 6432560 | 6432560
| Electricity Generation by Type Including Distributed Generation[lignite es] | 0 | 0 | 0 | 0 | 0 | 0 | 0 | 0 | 0 | 0 | 0 | 0 | 0 | 0 | 0 | 0 | 0 | 0 | 0 | 0 | 0 | 0 | 0 | 0 | 0 | 0 | 0 | 0 | 0 | 0 | 0
| Electricity Generation by Type Including Distributed Generation[offshore wind es] | 225167 | 596276 | 1050780 | 3093960 | 5012050 | 6880100 | 8906610 | 10599500 | 12163200 | 13847800 | 15586600 | 17725600 | 19860600 | 22012200 | 24055300 | 26215300 | 28441900 | 30501800 | 32595000 | 34759100 | 37031600 | 39529300 | 41693400 | 43928400 | 46251000 | 48636100 | 41325000 | 41656500 | 41870100 | 42115000 | 42353700
| Electricity Generation by Type Including Distributed Generation[crude oil es] | 27067500 | 9973670 | 9973670 | 9791910 | 9573810 | 9073990 | 8596890 | 8596890 | 8596890 | 8596890 | 8596890 | 8596890 | 6879330 | 6879330 | 6879330 | 4298450 | 4298450 | 4298450 | 4298450 | 4298450 | 0 | 0 | 0 | 0 | 0 | 0 | 0 | 0 | 0 | 0 | 0
| Electricity Generation by Type Including Distributed Generation[heavy or residual fuel oil es] | 0 | 0 | 0 | 0 | 0 | 0 | 0 | 0 | 0 | 0 | 0 | 0 | 0 | 0 | 0 | 0 | 0 | 0 | 0 | 0 | 0 | 0 | 0 | 0 | 0 | 0 | 0 | 0 | 0 | 0 | 0
| Electricity Generation by Type Including Distributed Generation[municipal solid waste es] | 982392 | 2864880 | 2217410 | 3045540 | 2877020 | 2479760 | 2105050 | 1795470 | 1570650 | 1330740 | 1159580 | 1130590 | 1144670 | 1141830 | 1142860 | 1142170 | 1074860 | 1082240 | 1090210 | 1079680 | 1097290 | 1057230 | 1049510 | 1047630 | 1002170 | 712623 | 0 | 0 | 0 | 0 | 0
Capacity
| Electricity Generation Capacity by Type Including Distributed Generation[hard coal es] | 0 | 0 | 0 | 0 | 0 | 0 | 0 | 0 | 0 | 0 | 0 | 0 | 0 | 0 | 0 | 0 | 0 | 0 | 0 | 0 | 0 | 0 | 0 | 0 | 0 | 0 | 0 | 0 | 0 | 0 | 0
| Electricity Generation Capacity by Type Including Distributed Generation[natural gas nonpeaker es] | 19921.7 | 19929.9 | 19936.8 | 19967.9 | 17115.4 | 17127 | 17143.4 | 17150.5 | 17169.1 | 17182.7 | 17207.3 | 17220.7 | 17249.7 | 17259.7 | 17282.5 | 17288.3 | 17292.1 | 17306.1 | 17318.7 | 17330.7 | 17339.2 | 17346.8 | 17351.2 | 17374.2 | 17382.7 | 17393.7 | 17400.3 | 17406.1 | 17416.9 | 17436.5 | 17455.2
| Electricity Generation Capacity by Type Including Distributed Generation[nuclear es] | 2240 | 2240 | 2240 | 2240 | 1120 | 0 | 0 | 0 | 0 | 0 | 0 | 0 | 0 | 0 | 0 | 0 | 0 | 0 | 0 | 0 | 0 | 0 | 0 | 0 | 0 | 0 | 0 | 0 | 0 | 0 | 0
| Electricity Generation Capacity by Type Including Distributed Generation[hydro es] | 10216 | 10216 | 10216 | 10216 | 10216 | 10216 | 10216 | 10216 | 10216 | 10216 | 10215 | 10215 | 10215 | 10215 | 10215 | 10215 | 10215 | 10215 | 10215 | 10215 | 10215 | 10215 | 10215 | 10215 | 10215 | 10215 | 10215 | 10215 | 10215 | 10215 | 10215
| Electricity Generation Capacity by Type Including Distributed Generation[onshore wind es] | 6611.44 | 7076.68 | 7646.88 | 8258.74 | 8715.47 | 9045.99 | 9531.78 | 9661.94 | 9662.87 | 9863.47 | 10154.8 | 10465.3 | 10561.9 | 10662.2 | 10708.3 | 10813.3 | 10948.2 | 11003.7 | 11074.2 | 11174.6 | 11319.7 | 11564.8 | 11659.7 | 11785.7 | 11945.9 | 12131.1 | 12466.2 | 12551.1 | 12631.4 | 12707.1 | 12772.8
| Electricity Generation Capacity by Type Including Distributed Generation[solar PV es] | 22963 | 27758.2 | 32657 | 38226.5 | 42874.4 | 46991.7 | 51678.9 | 54020.5 | 55283 | 58284.5 | 62221.1 | 66420.6 | 70445.1 | 74664.7 | 77315.2 | 81603.8 | 86751.3 | 89621.9 | 92913.4 | 97069.9 | 102661 | 111114 | 115206 | 120119 | 126109 | 132823 | 143719 | 147438 | 151115 | 154511 | 157728
| Electricity Generation Capacity by Type Including Distributed Generation[solar thermal es] | 1313 | 45 | 83 | 124 | 154 | 178 | 207 | 215 | 215 | 227 | 245 | 264 | 283 | 303 | 312 | 333 | 360 | 371 | 385 | 404 | 433 | 481 | 499 | 522 | 552 | 586 | 646 | 661 | 675 | 687 | 700
| Electricity Generation Capacity by Type Including Distributed Generation[biomass es] | 709 | 730 | 753 | 776 | 791 | 803 | 820 | 824 | 824 | 830 | 836 | 844 | 852 | 860 | 863 | 871 | 881 | 885 | 889 | 895 | 905 | 921 | 927 | 935 | 945 | 956 | 975 | 979 | 983 | 987 | 990
| Electricity Generation Capacity by Type Including Distributed Generation[geothermal es] | 1846 | 1606 | 1636 | 1756 | 1766 | 1776 | 1856 | 1856 | 2826 | 2826 | 2826 | 2836 | 2836 | 2846 | 2846 | 2846 | 2856 | 2856 | 2856 | 2856 | 2866 | 2886 | 2886 | 2896 | 2906 | 3276 | 3296 | 3296 | 3296 | 3296 | 3296
| Electricity Generation Capacity by Type Including Distributed Generation[petroleum es] | 0.1423 | 0.1425 | 0.1434 | 0.152 | 0.1599 | 0.1618 | 0.1654 | 0.1656 | 0.1697 | 0.1724 | 0.1785 | 0.1807 | 0.1879 | 0.1883 | 0.1933 | 0.193 | 0.1925 | 0.1949 | 0.197 | 0.1988 | 0.1994 | 0.1997 | 0.1989 | 0.2035 | 0.2039 | 0.2052 | 0.2053 | 0.2049 | 0.206 | 0.2094 | 0.2125
| Electricity Generation Capacity by Type Including Distributed Generation[natural gas peaker es] | 8459 | 8459 | 8459 | 8459 | 8459 | 8209 | 8159 | 8159 | 8159 | 8159 | 8159 | 8159 | 8159 | 8159 | 8159 | 8159 | 8159 | 8159 | 8159 | 8159 | 8159 | 8159 | 8159 | 8159 | 8159 | 8159 | 8159 | 8159 | 8159 | 8159 | 8159
| Electricity Generation Capacity by Type Including Distributed Generation[lignite es] | 0 | 0 | 0 | 0 | 0 | 0 | 0 | 0 | 0 | 0 | 0 | 0 | 0 | 0 | 0 | 0 | 0 | 0 | 0 | 0 | 0 | 0 | 0 | 0 | 0 | 0 | 0 | 0 | 0 | 0 | 0
| Electricity Generation Capacity by Type Including Distributed Generation[offshore wind es] | 54 | 143 | 252 | 742 | 1202 | 1650 | 2136 | 2542 | 2917 | 3321 | 3738 | 4251 | 4763 | 5279 | 5769 | 6287 | 6821 | 7315 | 7817 | 8336 | 8881 | 9480 | 9999 | 10535 | 11092 | 11664 | 11853 | 11901 | 11948 | 11990 | 12029
| Electricity Generation Capacity by Type Including Distributed Generation[crude oil es] | 5957 | 2195 | 2195 | 2155 | 2107 | 1997 | 1892 | 1892 | 1892 | 1892 | 1892 | 1892 | 1514 | 1514 | 1514 | 946 | 946 | 946 | 946 | 946 | 0 | 0 | 0 | 0 | 0 | 0 | 0 | 0 | 0 | 0 | 0
| Electricity Generation Capacity by Type Including Distributed Generation[heavy or residual fuel oil es] | 0 | 0 | 0 | 0 | 0 | 0 | 0 | 0 | 0 | 0 | 0 | 0 | 0 | 0 | 0 | 0 | 0 | 0 | 0 | 0 | 0 | 0 | 0 | 0 | 0 | 0 | 0 | 0 | 0 | 0 | 0
| Electricity Generation Capacity by Type Including Distributed Generation[municipal solid waste es] | 20 | 30 | 40 | 50 | 50 | 50 | 50 | 50 | 50 | 50 | 50 | 50 | 50 | 50 | 50 | 50 | 50 | 50 | 50 | 50 | 50 | 50 | 50 | 50 | 50 | 50 | 50 | 50 | 50 | 50 | 50
Curtailment
| Curtailed Electricity Output[hard coal es] | 0 | 0 | 0 | 0 | 0 | 0 | 0 | 0 | 0 | 0 | 0 | 0 | 0 | 0 | 0 | 0 | 0 | 0 | 0 | 0 | 0 | 0 | 0 | 0 | 0 | 0 | 0 | 0 | 0 | 0 | 0
| Curtailed Electricity Output[natural gas nonpeaker es] | 0 | 0 | 0 | 0 | 0 | 0 | 0 | 0 | 0 | 0 | 0 | 0 | 0 | 0 | 0 | 0 | 0 | 0 | 0 | 0 | 0 | 0 | 0 | 0 | 0 | 0 | 0 | 0 | 0 | 0 | 0
| Curtailed Electricity Output[nuclear es] | 0 | 0 | 0 | 0 | 0 | 0 | 0 | 0 | 0 | 0 | 0 | 0 | 0 | 0 | 0 | 0 | 0 | 0 | 0 | 0 | 0 | 0 | 0 | 0 | 0 | 0 | 0 | 0 | 0 | 0 | 0
| Curtailed Electricity Output[hydro es] | 0 | 0 | 0 | 0 | 0 | 0 | 0 | 0 | 0 | 0 | 0 | 0 | 0 | 0 | 0 | 0 | 0 | 0 | 0 | 0 | 0 | 0 | 0 | 0 | 0 | 0 | 0 | 0 | 0 | 0 | 0
| Curtailed Electricity Output[onshore wind es] | 0 | 0 | 0 | 0 | 0 | 0 | 0 | 0 | 0 | 0 | 0 | 0 | 0 | 0 | 0 | 0 | 0 | 0 | 0 | 0 | 0 | 0 | 0 | 0 | 0 | 0 | 0 | 0 | 0 | 0 | 0
| Curtailed Electricity Output[solar PV es] | 99249.6 | 139074 | 236883 | 301844 | 281425 | 335663 | 435596 | 510108 | 524199 | 555079 | 616469 | 708739 | 805539 | 881710 | 920296 | 957508 | 1021430 | 1043080 | 1028030 | 1037530 | 1087280 | 1225420 | 1322550 | 1346260 | 1405580 | 1498870 | 1679310 | 1828480 | 1824220 | 1816950 | 1804070
| Curtailed Electricity Output[solar thermal es] | 0 | 0 | 0 | 0 | 0 | 0 | 0 | 0 | 0 | 0 | 0 | 0 | 0 | 0 | 0 | 0 | 0 | 0 | 0 | 0 | 0 | 0 | 0 | 0 | 0 | 0 | 0 | 0 | 0 | 0 | 0
| Curtailed Electricity Output[biomass es] | 0 | 0 | 0 | 0 | 0 | 0 | 0 | 0 | 0 | 0 | 0 | 0 | 0 | 0 | 0 | 0 | 0 | 0 | 0 | 0 | 0 | 0 | 0 | 0 | 0 | 0 | 0 | 0 | 0 | 0 | 0
| Curtailed Electricity Output[geothermal es] | 0 | 0 | 0 | 0 | 0 | 0 | 0 | 0 | 0 | 0 | 0 | 0 | 0 | 0 | 0 | 0 | 0 | 0 | 0 | 0 | 0 | 0 | 0 | 0 | 0 | 0 | 0 | 0 | 0 | 0 | 0
| Curtailed Electricity Output[petroleum es] | 0 | 0 | 0 | 0 | 0 | 0 | 0 | 0 | 0 | 0 | 0 | 0 | 0 | 0 | 0 | 0 | 0 | 0 | 0 | 0 | 0 | 0 | 0 | 0 | 0 | 0 | 0 | 0 | 0 | 0 | 0
| Curtailed Electricity Output[natural gas peaker es] | 0 | 0 | 0 | 0 | 0 | 0 | 0 | 0 | 0 | 0 | 0 | 0 | 0 | 0 | 0 | 0 | 0 | 0 | 0 | 0 | 0 | 0 | 0 | 0 | 0 | 0 | 0 | 0 | 0 | 0 | 0
| Curtailed Electricity Output[lignite es] | 0 | 0 | 0 | 0 | 0 | 0 | 0 | 0 | 0 | 0 | 0 | 0 | 0 | 0 | 0 | 0 | 0 | 0 | 0 | 0 | 0 | 0 | 0 | 0 | 0 | 0 | 0 | 0 | 0 | 0 | 0
| Curtailed Electricity Output[offshore wind es] | 0 | 0 | 0 | 0 | 0 | 0 | 0 | 0 | 0 | 0 | 0 | 0 | 0 | 0 | 0 | 0 | 0 | 0 | 0 | 0 | 0 | 0 | 0 | 0 | 0 | 0 | 0 | 0 | 0 | 0 | 0
| Curtailed Electricity Output[crude oil es] | 0 | 0 | 0 | 0 | 0 | 0 | 0 | 0 | 0 | 0 | 0 | 0 | 0 | 0 | 0 | 0 | 0 | 0 | 0 | 0 | 0 | 0 | 0 | 0 | 0 | 0 | 0 | 0 | 0 | 0 | 0
| Curtailed Electricity Output[heavy or residual fuel oil es] | 0 | 0 | 0 | 0 | 0 | 0 | 0 | 0 | 0 | 0 | 0 | 0 | 0 | 0 | 0 | 0 | 0 | 0 | 0 | 0 | 0 | 0 | 0 | 0 | 0 | 0 | 0 | 0 | 0 | 0 | 0
| Curtailed Electricity Output[municipal solid waste es] | 0 | 0 | 0 | 0 | 0 | 0 | 0 | 0 | 0 | 0 | 0 | 0 | 0 | 0 | 0 | 0 | 0 | 0 | 0 | 0 | 0 | 0 | 0 | 0 | 0 | 0 | 0 | 0 | 0 | 0 | 0

## nosettings
Time | NoSettings | 2020 | 2021 | 2022 | 2023 | 2024 | 2025 | 2026 | 2027 | 2028 | 2029 | 2030 | 2031 | 2032 | 2033 | 2034 | 2035 | 2036 | 2037 | 2038 | 2039 | 2040 | 2041 | 2042 | 2043 | 2044 | 2045 | 2046 | 2047 | 2048 | 2049 | 2050
Industrial Fuel Use for Energy Purposes before CCS and Methane Capture[electricity if,agriculture and forestry 01T03] | NoSettings | 67900000000000 | 68600000000000 | 69400000000000 | 70100000000000 | 70900000000000 | 71600000000000 | 72300000000000 | 73100000000000 | 73800000000000 | 74600000000000 | 75300000000000 | 76000000000000 | 76800000000000 | 77500000000000 | 78300000000000 | 79000000000000 | 79800000000000 | 80500000000000 | 81200000000000 | 82000000000000 | 82700000000000 | 83500000000000 | 84200000000000 | 84900000000000 | 85700000000000 | 86400000000000 | 87200000000000 | 87900000000000 | 88600000000000 | 89400000000000 | 90100000000000
Industrial Fuel Use for Energy Purposes before CCS and Methane Capture[electricity if,coal mining 05] | NoSettings | 0 | 0 | 0 | 0 | 0 | 0 | 0 | 0 | 0 | 0 | 0 | 0 | 0 | 0 | 0 | 0 | 0 | 0 | 0 | 0 | 0 | 0 | 0 | 0 | 0 | 0 | 0 | 0 | 0 | 0 | 0
Industrial Fuel Use for Energy Purposes before CCS and Methane Capture[electricity if,oil and gas extraction 06] | NoSettings | 15000000000000 | 14000000000000 | 14100000000000 | 14800000000000 | 15100000000000 | 15600000000000 | 15700000000000 | 15700000000000 | 15900000000000 | 15700000000000 | 15500000000000 | 15500000000000 | 15400000000000 | 15500000000000 | 15700000000000 | 15600000000000 | 15500000000000 | 15600000000000 | 15700000000000 | 15800000000000 | 15600000000000 | 15500000000000 | 15400000000000 | 15400000000000 | 15500000000000 | 15500000000000 | 15500000000000 | 15500000000000 | 15500000000000 | 15600000000000 | 15600000000000
Industrial Fuel Use for Energy Purposes before CCS and Methane Capture[electricity if,other mining and quarrying 07T08] | NoSettings | 27500000000000 | 27400000000000 | 28800000000000 | 29500000000000 | 30000000000000 | 30600000000000 | 30800000000000 | 31000000000000 | 31000000000000 | 31100000000000 | 31100000000000 | 31300000000000 | 31300000000000 | 31400000000000 | 31500000000000 | 31800000000000 | 31900000000000 | 32100000000000 | 32400000000000 | 32600000000000 | 32700000000000 | 33000000000000 | 33400000000000 | 33800000000000 | 34100000000000 | 34400000000000 | 34800000000000 | 35200000000000 | 35500000000000 | 35900000000000 | 36300000000000
Industrial Fuel Use for Energy Purposes before CCS and Methane Capture[electricity if,food beverage and tobacco 10T12] | NoSettings | 13900000000000 | 13800000000000 | 14500000000000 | 14800000000000 | 15200000000000 | 15400000000000 | 15600000000000 | 15600000000000 | 15600000000000 | 15700000000000 | 15700000000000 | 15800000000000 | 15800000000000 | 15800000000000 | 15900000000000 | 16000000000000 | 16100000000000 | 16200000000000 | 16300000000000 | 16400000000000 | 16500000000000 | 16600000000000 | 16800000000000 | 17000000000000 | 17200000000000 | 17400000000000 | 17600000000000 | 17700000000000 | 17900000000000 | 18100000000000 | 18300000000000
Industrial Fuel Use for Energy Purposes before CCS and Methane Capture[electricity if,textiles apparel and leather 13T15] | NoSettings | 928000000000 | 923000000000 | 973000000000 | 993000000000 | 1010000000000 | 1030000000000 | 1040000000000 | 1050000000000 | 1050000000000 | 1050000000000 | 1050000000000 | 1050000000000 | 1060000000000 | 1060000000000 | 1060000000000 | 1070000000000 | 1080000000000 | 1080000000000 | 1090000000000 | 1100000000000 | 1100000000000 | 1110000000000 | 1130000000000 | 1140000000000 | 1150000000000 | 1160000000000 | 1170000000000 | 1190000000000 | 1200000000000 | 1210000000000 | 1220000000000
Industrial Fuel Use for Energy Purposes before CCS and Methane Capture[electricity if,wood products 16] | NoSettings | 1120000000000 | 1120000000000 | 1180000000000 | 1200000000000 | 1230000000000 | 1250000000000 | 1260000000000 | 1270000000000 | 1270000000000 | 1270000000000 | 1270000000000 | 1280000000000 | 1280000000000 | 1280000000000 | 1290000000000 | 1300000000000 | 1310000000000 | 1310000000000 | 1320000000000 | 1330000000000 | 1340000000000 | 1350000000000 | 1370000000000 | 1380000000000 | 1400000000000 | 1410000000000 | 1420000000000 | 1440000000000 | 1450000000000 | 1470000000000 | 1480000000000
Industrial Fuel Use for Energy Purposes before CCS and Methane Capture[electricity if,pulp paper and printing 17T18] | NoSettings | 5130000000000 | 5100000000000 | 5380000000000 | 5490000000000 | 5600000000000 | 5700000000000 | 5750000000000 | 5780000000000 | 5780000000000 | 5790000000000 | 5810000000000 | 5830000000000 | 5830000000000 | 5850000000000 | 5880000000000 | 5920000000000 | 5950000000000 | 5990000000000 | 6040000000000 | 6080000000000 | 6100000000000 | 6150000000000 | 6230000000000 | 6300000000000 | 6360000000000 | 6420000000000 | 6490000000000 | 6560000000000 | 6630000000000 | 6690000000000 | 6760000000000
Industrial Fuel Use for Energy Purposes before CCS and Methane Capture[electricity if,refined petroleum and coke 19] | NoSettings | 19600000000000 | 21000000000000 | 19700000000000 | 20000000000000 | 19900000000000 | 19700000000000 | 19200000000000 | 19100000000000 | 18300000000000 | 17900000000000 | 17500000000000 | 17200000000000 | 16800000000000 | 16700000000000 | 16100000000000 | 15800000000000 | 15900000000000 | 15400000000000 | 15200000000000 | 15200000000000 | 15100000000000 | 14900000000000 | 14800000000000 | 14700000000000 | 14700000000000 | 14600000000000 | 14500000000000 | 14400000000000 | 14400000000000 | 14300000000000 | 14200000000000
Industrial Fuel Use for Energy Purposes before CCS and Methane Capture[electricity if,chemicals 20] | NoSettings | 7690000000000 | 7650000000000 | 8070000000000 | 8240000000000 | 8400000000000 | 8550000000000 | 8630000000000 | 8670000000000 | 8680000000000 | 8690000000000 | 8710000000000 | 8740000000000 | 8750000000000 | 8770000000000 | 8820000000000 | 8890000000000 | 8930000000000 | 8990000000000 | 9060000000000 | 9120000000000 | 9160000000000 | 9230000000000 | 9340000000000 | 9460000000000 | 9540000000000 | 9630000000000 | 9740000000000 | 9840000000000 | 9940000000000 | 10000000000000 | 10100000000000
Industrial Fuel Use for Energy Purposes before CCS and Methane Capture[electricity if,rubber and plastic products 22] | NoSettings | 5530000000000 | 5500000000000 | 5800000000000 | 5920000000000 | 6040000000000 | 6140000000000 | 6200000000000 | 6230000000000 | 6240000000000 | 6240000000000 | 6260000000000 | 6280000000000 | 6290000000000 | 6300000000000 | 6340000000000 | 6390000000000 | 6420000000000 | 6460000000000 | 6510000000000 | 6550000000000 | 6580000000000 | 6630000000000 | 6710000000000 | 6800000000000 | 6860000000000 | 6920000000000 | 7000000000000 | 7070000000000 | 7140000000000 | 7220000000000 | 7290000000000
Industrial Fuel Use for Energy Purposes before CCS and Methane Capture[electricity if,glass and glass products 231] | NoSettings | 10500000000000 | 10400000000000 | 11000000000000 | 11200000000000 | 11400000000000 | 11600000000000 | 11700000000000 | 11800000000000 | 11800000000000 | 11800000000000 | 11800000000000 | 11900000000000 | 11900000000000 | 11900000000000 | 12000000000000 | 12100000000000 | 12100000000000 | 12200000000000 | 12300000000000 | 12400000000000 | 12400000000000 | 12500000000000 | 12700000000000 | 12900000000000 | 13000000000000 | 13100000000000 | 13200000000000 | 13400000000000 | 13500000000000 | 13700000000000 | 13800000000000
Industrial Fuel Use for Energy Purposes before CCS and Methane Capture[electricity if,cement and other nonmetallic minerals 239] | NoSettings | 12900000000000 | 12800000000000 | 13500000000000 | 13800000000000 | 14100000000000 | 14300000000000 | 14500000000000 | 14500000000000 | 14500000000000 | 14600000000000 | 14600000000000 | 14700000000000 | 14700000000000 | 14700000000000 | 14800000000000 | 14900000000000 | 15000000000000 | 15100000000000 | 15200000000000 | 15300000000000 | 15300000000000 | 15500000000000 | 15700000000000 | 15900000000000 | 16000000000000 | 16100000000000 | 16300000000000 | 16500000000000 | 16700000000000 | 16800000000000 | 17000000000000
Industrial Fuel Use for Energy Purposes before CCS and Methane Capture[electricity if,iron and steel 241] | NoSettings | 2320000000000 | 2070000000000 | 2250000000000 | 2260000000000 | 2350000000000 | 2460000000000 | 2460000000000 | 2480000000000 | 2480000000000 | 2500000000000 | 2530000000000 | 2540000000000 | 2530000000000 | 2520000000000 | 2530000000000 | 2540000000000 | 2530000000000 | 2540000000000 | 2570000000000 | 2580000000000 | 2570000000000 | 2580000000000 | 2640000000000 | 2690000000000 | 2700000000000 | 2720000000000 | 2750000000000 | 2780000000000 | 2820000000000 | 2860000000000 | 2920000000000
Industrial Fuel Use for Energy Purposes before CCS and Methane Capture[electricity if,other metals 242] | NoSettings | 4290000000000 | 4510000000000 | 4690000000000 | 4820000000000 | 4880000000000 | 4890000000000 | 4960000000000 | 4970000000000 | 4980000000000 | 4970000000000 | 4960000000000 | 4970000000000 | 4990000000000 | 5020000000000 | 5060000000000 | 5100000000000 | 5150000000000 | 5180000000000 | 5220000000000 | 5250000000000 | 5310000000000 | 5350000000000 | 5390000000000 | 5440000000000 | 5510000000000 | 5560000000000 | 5620000000000 | 5690000000000 | 5730000000000 | 5780000000000 | 5800000000000
Industrial Fuel Use for Energy Purposes before CCS and Methane Capture[electricity if,metal products except machinery and vehicles 25] | NoSettings | 0 | 0 | 0 | 0 | 0 | 0 | 0 | 0 | 0 | 0 | 0 | 0 | 0 | 0 | 0 | 0 | 0 | 0 | 0 | 0 | 0 | 0 | 0 | 0 | 0 | 0 | 0 | 0 | 0 | 0 | 0
Industrial Fuel Use for Energy Purposes before CCS and Methane Capture[electricity if,computers and electronics 26] | NoSettings | 10800000000000 | 10700000000000 | 11300000000000 | 11600000000000 | 11800000000000 | 12000000000000 | 12100000000000 | 12200000000000 | 12200000000000 | 12200000000000 | 12300000000000 | 12300000000000 | 12300000000000 | 12300000000000 | 12400000000000 | 12500000000000 | 12600000000000 | 12700000000000 | 12800000000000 | 12800000000000 | 12900000000000 | 13000000000000 | 13200000000000 | 13300000000000 | 13400000000000 | 13600000000000 | 13700000000000 | 13900000000000 | 14000000000000 | 14200000000000 | 14300000000000
Industrial Fuel Use for Energy Purposes before CCS and Methane Capture[electricity if,appliances and electrical equipment 27] | NoSettings | 622000000000 | 601000000000 | 627000000000 | 634000000000 | 641000000000 | 654000000000 | 661000000000 | 663000000000 | 660000000000 | 657000000000 | 658000000000 | 661000000000 | 659000000000 | 656000000000 | 657000000000 | 660000000000 | 661000000000 | 663000000000 | 668000000000 | 671000000000 | 673000000000 | 677000000000 | 686000000000 | 696000000000 | 702000000000 | 707000000000 | 714000000000 | 718000000000 | 724000000000 | 731000000000 | 739000000000
Industrial Fuel Use for Energy Purposes before CCS and Methane Capture[electricity if,other machinery 28] | NoSettings | 2270000000000 | 2260000000000 | 2380000000000 | 2430000000000 | 2480000000000 | 2530000000000 | 2550000000000 | 2560000000000 | 2560000000000 | 2570000000000 | 2570000000000 | 2580000000000 | 2590000000000 | 2590000000000 | 2610000000000 | 2630000000000 | 2640000000000 | 2660000000000 | 2680000000000 | 2690000000000 | 2710000000000 | 2730000000000 | 2760000000000 | 2800000000000 | 2820000000000 | 2840000000000 | 2880000000000 | 2910000000000 | 2940000000000 | 2970000000000 | 3000000000000
Industrial Fuel Use for Energy Purposes before CCS and Methane Capture[electricity if,road vehicles 29] | NoSettings | 292000000000 | 290000000000 | 306000000000 | 312000000000 | 319000000000 | 324000000000 | 327000000000 | 329000000000 | 329000000000 | 330000000000 | 330000000000 | 332000000000 | 332000000000 | 333000000000 | 335000000000 | 337000000000 | 339000000000 | 341000000000 | 344000000000 | 346000000000 | 347000000000 | 350000000000 | 354000000000 | 359000000000 | 362000000000 | 365000000000 | 370000000000 | 373000000000 | 377000000000 | 381000000000 | 385000000000
Industrial Fuel Use for Energy Purposes before CCS and Methane Capture[electricity if,nonroad vehicles 30] | NoSettings | 3020000000000 | 3000000000000 | 3160000000000 | 3230000000000 | 3300000000000 | 3350000000000 | 3390000000000 | 3400000000000 | 3400000000000 | 3410000000000 | 3420000000000 | 3430000000000 | 3430000000000 | 3440000000000 | 3460000000000 | 3490000000000 | 3500000000000 | 3530000000000 | 3550000000000 | 3580000000000 | 3590000000000 | 3620000000000 | 3660000000000 | 3710000000000 | 3740000000000 | 3780000000000 | 3820000000000 | 3860000000000 | 3900000000000 | 3940000000000 | 3980000000000
Industrial Fuel Use for Energy Purposes before CCS and Methane Capture[electricity if,other manufacturing 31T33] | NoSettings | 469000000000 | 466000000000 | 491000000000 | 502000000000 | 512000000000 | 521000000000 | 526000000000 | 528000000000 | 529000000000 | 529000000000 | 530000000000 | 532000000000 | 533000000000 | 534000000000 | 537000000000 | 541000000000 | 544000000000 | 547000000000 | 552000000000 | 555000000000 | 558000000000 | 562000000000 | 569000000000 | 576000000000 | 581000000000 | 586000000000 | 593000000000 | 599000000000 | 606000000000 | 612000000000 | 618000000000
Industrial Fuel Use for Energy Purposes before CCS and Methane Capture[electricity if,energy pipelines and gas processing 352T353] | NoSettings | 0 | 0 | 0 | 0 | 0 | 0 | 0 | 0 | 0 | 0 | 0 | 0 | 0 | 0 | 0 | 0 | 0 | 0 | 0 | 0 | 0 | 0 | 0 | 0 | 0 | 0 | 0 | 0 | 0 | 0 | 0
Industrial Fuel Use for Energy Purposes before CCS and Methane Capture[electricity if,water and waste 36T39] | NoSettings | 51000000000000 | 50100000000000 | 51400000000000 | 51500000000000 | 51200000000000 | 51000000000000 | 50800000000000 | 50600000000000 | 50400000000000 | 50200000000000 | 50000000000000 | 49700000000000 | 49500000000000 | 49300000000000 | 49100000000000 | 48900000000000 | 48700000000000 | 48500000000000 | 48300000000000 | 48000000000000 | 47800000000000 | 47600000000000 | 47400000000000 | 47200000000000 | 47000000000000 | 46800000000000 | 46600000000000 | 46300000000000 | 46100000000000 | 45900000000000 | 45700000000000
Industrial Fuel Use for Energy Purposes before CCS and Methane Capture[electricity if,construction 41T43] | NoSettings | 3040000000000 | 3030000000000 | 3190000000000 | 3260000000000 | 3330000000000 | 3380000000000 | 3410000000000 | 3430000000000 | 3430000000000 | 3440000000000 | 3450000000000 | 3460000000000 | 3460000000000 | 3470000000000 | 3490000000000 | 3520000000000 | 3540000000000 | 3560000000000 | 3580000000000 | 3610000000000 | 3620000000000 | 3650000000000 | 3700000000000 | 3740000000000 | 3780000000000 | 3810000000000 | 3850000000000 | 3890000000000 | 3930000000000 | 3970000000000 | 4010000000000
Industrial Fuel Use for Energy Purposes before CCS and Methane Capture[hard coal if,agriculture and forestry 01T03] | NoSettings | 0 | 0 | 0 | 0 | 0 | 0 | 0 | 0 | 0 | 0 | 0 | 0 | 0 | 0 | 0 | 0 | 0 | 0 | 0 | 0 | 0 | 0 | 0 | 0 | 0 | 0 | 0 | 0 | 0 | 0 | 0
Industrial Fuel Use for Energy Purposes before CCS and Methane Capture[hard coal if,coal mining 05] | NoSettings | 0 | 0 | 0 | 0 | 0 | 0 | 0 | 0 | 0 | 0 | 0 | 0 | 0 | 0 | 0 | 0 | 0 | 0 | 0 | 0 | 0 | 0 | 0 | 0 | 0 | 0 | 0 | 0 | 0 | 0 | 0
Industrial Fuel Use for Energy Purposes before CCS and Methane Capture[hard coal if,oil and gas extraction 06] | NoSettings | 0 | 0 | 0 | 0 | 0 | 0 | 0 | 0 | 0 | 0 | 0 | 0 | 0 | 0 | 0 | 0 | 0 | 0 | 0 | 0 | 0 | 0 | 0 | 0 | 0 | 0 | 0 | 0 | 0 | 0 | 0
Industrial Fuel Use for Energy Purposes before CCS and Methane Capture[hard coal if,other mining and quarrying 07T08] | NoSettings | 0 | 0 | 0 | 0 | 0 | 0 | 0 | 0 | 0 | 0 | 0 | 0 | 0 | 0 | 0 | 0 | 0 | 0 | 0 | 0 | 0 | 0 | 0 | 0 | 0 | 0 | 0 | 0 | 0 | 0 | 0
Industrial Fuel Use for Energy Purposes before CCS and Methane Capture[hard coal if,food beverage and tobacco 10T12] | NoSettings | 0 | 0 | 0 | 0 | 0 | 0 | 0 | 0 | 0 | 0 | 0 | 0 | 0 | 0 | 0 | 0 | 0 | 0 | 0 | 0 | 0 | 0 | 0 | 0 | 0 | 0 | 0 | 0 | 0 | 0 | 0
Industrial Fuel Use for Energy Purposes before CCS and Methane Capture[hard coal if,textiles apparel and leather 13T15] | NoSettings | 0 | 0 | 0 | 0 | 0 | 0 | 0 | 0 | 0 | 0 | 0 | 0 | 0 | 0 | 0 | 0 | 0 | 0 | 0 | 0 | 0 | 0 | 0 | 0 | 0 | 0 | 0 | 0 | 0 | 0 | 0
Industrial Fuel Use for Energy Purposes before CCS and Methane Capture[hard coal if,wood products 16] | NoSettings | 0 | 0 | 0 | 0 | 0 | 0 | 0 | 0 | 0 | 0 | 0 | 0 | 0 | 0 | 0 | 0 | 0 | 0 | 0 | 0 | 0 | 0 | 0 | 0 | 0 | 0 | 0 | 0 | 0 | 0 | 0
Industrial Fuel Use for Energy Purposes before CCS and Methane Capture[hard coal if,pulp paper and printing 17T18] | NoSettings | 0 | 0 | 0 | 0 | 0 | 0 | 0 | 0 | 0 | 0 | 0 | 0 | 0 | 0 | 0 | 0 | 0 | 0 | 0 | 0 | 0 | 0 | 0 | 0 | 0 | 0 | 0 | 0 | 0 | 0 | 0
Industrial Fuel Use for Energy Purposes before CCS and Methane Capture[hard coal if,refined petroleum and coke 19] | NoSettings | 58081200000000 | 58081200000000 | 58081200000000 | 58081200000000 | 58081200000000 | 58081200000000 | 58081200000000 | 58081200000000 | 58081200000000 | 58081200000000 | 58081200000000 | 58081200000000 | 58081200000000 | 58081200000000 | 58081200000000 | 58081200000000 | 58081200000000 | 58081200000000 | 58081200000000 | 58081200000000 | 58081200000000 | 58081200000000 | 58081200000000 | 58081200000000 | 58081200000000 | 40220300000000 | 43792500000000 | 40220300000000 | 36648100000000 | 33075900000000 | 29503800000000
Industrial Fuel Use for Energy Purposes before CCS and Methane Capture[hard coal if,chemicals 20] | NoSettings | 0 | 0 | 0 | 0 | 0 | 0 | 0 | 0 | 0 | 0 | 0 | 0 | 0 | 0 | 0 | 0 | 0 | 0 | 0 | 0 | 0 | 0 | 0 | 0 | 0 | 0 | 0 | 0 | 0 | 0 | 0
Industrial Fuel Use for Energy Purposes before CCS and Methane Capture[hard coal if,rubber and plastic products 22] | NoSettings | 0 | 0 | 0 | 0 | 0 | 0 | 0 | 0 | 0 | 0 | 0 | 0 | 0 | 0 | 0 | 0 | 0 | 0 | 0 | 0 | 0 | 0 | 0 | 0 | 0 | 0 | 0 | 0 | 0 | 0 | 0
Industrial Fuel Use for Energy Purposes before CCS and Methane Capture[hard coal if,glass and glass products 231] | NoSettings | 0 | 0 | 0 | 0 | 0 | 0 | 0 | 0 | 0 | 0 | 0 | 0 | 0 | 0 | 0 | 0 | 0 | 0 | 0 | 0 | 0 | 0 | 0 | 0 | 0 | 0 | 0 | 0 | 0 | 0 | 0
Industrial Fuel Use for Energy Purposes before CCS and Methane Capture[hard coal if,cement and other nonmetallic minerals 239] | NoSettings | 35775800000000 | 34877000000000 | 33978200000000 | 33079400000000 | 32180600000000 | 31281800000000 | 30383000000000 | 29484200000000 | 28585400000000 | 27686600000000 | 26787800000000 | 25888900000000 | 24990100000000 | 24091300000000 | 23192500000000 | 22293700000000 | 22293700000000 | 22293700000000 | 22293700000000 | 22293700000000 | 22293700000000 | 22293700000000 | 22293700000000 | 22293700000000 | 22293700000000 | 22293700000000 | 22293700000000 | 22293700000000 | 22293700000000 | 22293700000000 | 22293700000000
Industrial Fuel Use for Energy Purposes before CCS and Methane Capture[hard coal if,iron and steel 241] | NoSettings | 0 | 0 | 0 | 0 | 0 | 0 | 0 | 0 | 0 | 0 | 0 | 0 | 0 | 0 | 0 | 0 | 0 | 0 | 0 | 0 | 0 | 0 | 0 | 0 | 0 | 0 | 0 | 0 | 0 | 0 | 0
Industrial Fuel Use for Energy Purposes before CCS and Methane Capture[hard coal if,other metals 242] | NoSettings | 0 | 0 | 0 | 0 | 0 | 0 | 0 | 0 | 0 | 0 | 0 | 0 | 0 | 0 | 0 | 0 | 0 | 0 | 0 | 0 | 0 | 0 | 0 | 0 | 0 | 0 | 0 | 0 | 0 | 0 | 0
Industrial Fuel Use for Energy Purposes before CCS and Methane Capture[hard coal if,metal products except machinery and vehicles 25] | NoSettings | 0 | 0 | 0 | 0 | 0 | 0 | 0 | 0 | 0 | 0 | 0 | 0 | 0 | 0 | 0 | 0 | 0 | 0 | 0 | 0 | 0 | 0 | 0 | 0 | 0 | 0 | 0 | 0 | 0 | 0 | 0
Industrial Fuel Use for Energy Purposes before CCS and Methane Capture[hard coal if,computers and electronics 26] | NoSettings | 0 | 0 | 0 | 0 | 0 | 0 | 0 | 0 | 0 | 0 | 0 | 0 | 0 | 0 | 0 | 0 | 0 | 0 | 0 | 0 | 0 | 0 | 0 | 0 | 0 | 0 | 0 | 0 | 0 | 0 | 0
Industrial Fuel Use for Energy Purposes before CCS and Methane Capture[hard coal if,appliances and electrical equipment 27] | NoSettings | 0 | 0 | 0 | 0 | 0 | 0 | 0 | 0 | 0 | 0 | 0 | 0 | 0 | 0 | 0 | 0 | 0 | 0 | 0 | 0 | 0 | 0 | 0 | 0 | 0 | 0 | 0 | 0 | 0 | 0 | 0
Industrial Fuel Use for Energy Purposes before CCS and Methane Capture[hard coal if,other machinery 28] | NoSettings | 0 | 0 | 0 | 0 | 0 | 0 | 0 | 0 | 0 | 0 | 0 | 0 | 0 | 0 | 0 | 0 | 0 | 0 | 0 | 0 | 0 | 0 | 0 | 0 | 0 | 0 | 0 | 0 | 0 | 0 | 0
Industrial Fuel Use for Energy Purposes before CCS and Methane Capture[hard coal if,road vehicles 29] | NoSettings | 0 | 0 | 0 | 0 | 0 | 0 | 0 | 0 | 0 | 0 | 0 | 0 | 0 | 0 | 0 | 0 | 0 | 0 | 0 | 0 | 0 | 0 | 0 | 0 | 0 | 0 | 0 | 0 | 0 | 0 | 0
Industrial Fuel Use for Energy Purposes before CCS and Methane Capture[hard coal if,nonroad vehicles 30] | NoSettings | 0 | 0 | 0 | 0 | 0 | 0 | 0 | 0 | 0 | 0 | 0 | 0 | 0 | 0 | 0 | 0 | 0 | 0 | 0 | 0 | 0 | 0 | 0 | 0 | 0 | 0 | 0 | 0 | 0 | 0 | 0
Industrial Fuel Use for Energy Purposes before CCS and Methane Capture[hard coal if,other manufacturing 31T33] | NoSettings | 383136000000 | 351694000000 | 344022000000 | 332647000000 | 314093000000 | 296381000000 | 277667000000 | 259536000000 | 240175000000 | 221868000000 | 205241000000 | 191316000000 | 176278000000 | 162393000000 | 145737000000 | 146922000000 | 142256000000 | 137272000000 | 133276000000 | 129648000000 | 126739000000 | 124271000000 | 121757000000 | 119596000000 | 117689000000 | 430043000000 | 364914000000 | 425662000000 | 486410000000 | 547157000000 | 607905000000
Industrial Fuel Use for Energy Purposes before CCS and Methane Capture[hard coal if,energy pipelines and gas processing 352T353] | NoSettings | 0 | 0 | 0 | 0 | 0 | 0 | 0 | 0 | 0 | 0 | 0 | 0 | 0 | 0 | 0 | 0 | 0 | 0 | 0 | 0 | 0 | 0 | 0 | 0 | 0 | 0 | 0 | 0 | 0 | 0 | 0
Industrial Fuel Use for Energy Purposes before CCS and Methane Capture[hard coal if,water and waste 36T39] | NoSettings | 0 | 0 | 0 | 0 | 0 | 0 | 0 | 0 | 0 | 0 | 0 | 0 | 0 | 0 | 0 | 0 | 0 | 0 | 0 | 0 | 0 | 0 | 0 | 0 | 0 | 0 | 0 | 0 | 0 | 0 | 0
Industrial Fuel Use for Energy Purposes before CCS and Methane Capture[hard coal if,construction 41T43] | NoSettings | 0 | 0 | 0 | 0 | 0 | 0 | 0 | 0 | 0 | 0 | 0 | 0 | 0 | 0 | 0 | 0 | 0 | 0 | 0 | 0 | 0 | 0 | 0 | 0 | 0 | 0 | 0 | 0 | 0 | 0 | 0
Industrial Fuel Use for Energy Purposes before CCS and Methane Capture[natural gas if,agriculture and forestry 01T03] | NoSettings | 12353600000000 | 11933800000000 | 11513900000000 | 11094000000000 | 10674200000000 | 10254300000000 | 9834450000000 | 9414590000000 | 8994720000000 | 8574860000000 | 8155000000000 | 7735140000000 | 7315280000000 | 6895420000000 | 6475560000000 | 6055690000000 | 5635830000000 | 5215970000000 | 4796110000000 | 4376250000000 | 3956390000000 | 3536520000000 | 3116660000000 | 2696800000000 | 2279430000000 | 1886950000000 | 1462360000000 | 1048720000000 | 635084000000 | 221446000000 | 0
Industrial Fuel Use for Energy Purposes before CCS and Methane Capture[natural gas if,coal mining 05] | NoSettings | 29800000 | 29800000 | 30200000 | 30900000 | 31500000 | 32100000 | 32400000 | 32500000 | 32500000 | 32600000 | 32700000 | 32800000 | 32800000 | 32900000 | 33100000 | 33300000 | 33500000 | 33700000 | 34000000 | 34200000 | 34300000 | 34600000 | 35000000 | 35500000 | 35800000 | 36100000 | 36500000 | 36900000 | 37300000 | 37700000 | 38000000
Industrial Fuel Use for Energy Purposes before CCS and Methane Capture[natural gas if,oil and gas extraction 06] | NoSettings | 251525000000000 | 230515000000000 | 240522000000000 | 251657000000000 | 257156000000000 | 265836000000000 | 268172000000000 | 268167000000000 | 270725000000000 | 268237000000000 | 264590000000000 | 264286000000000 | 262291000000000 | 264594000000000 | 267100000000000 | 266381000000000 | 264737000000000 | 265879000000000 | 267692000000000 | 268671000000000 | 266420000000000 | 263500000000000 | 262079000000000 | 262188000000000 | 263623000000000 | 264629000000000 | 264344000000000 | 264724000000000 | 265104000000000 | 265484000000000 | 265864000000000
Industrial Fuel Use for Energy Purposes before CCS and Methane Capture[natural gas if,other mining and quarrying 07T08] | NoSettings | 8347190000000 | 8333190000000 | 8468070000000 | 8647610000000 | 8822910000000 | 8975090000000 | 9058060000000 | 9099820000000 | 9109460000000 | 9118150000000 | 9142440000000 | 9176320000000 | 9186420000000 | 9209150000000 | 9258860000000 | 9328180000000 | 9377710000000 | 9432670000000 | 9508810000000 | 9569840000000 | 9613200000000 | 9685260000000 | 9805100000000 | 9928730000000 | 10019700000000 | 10105500000000 | 10225400000000 | 10330900000000 | 10436400000000 | 10541900000000 | 10647500000000
Industrial Fuel Use for Energy Purposes before CCS and Methane Capture[natural gas if,food beverage and tobacco 10T12] | NoSettings | 67229000000000 | 67116300000000 | 68202600000000 | 69648700000000 | 71060600000000 | 72286200000000 | 72954400000000 | 73290800000000 | 73368400000000 | 73438400000000 | 73634100000000 | 73907000000000 | 73988300000000 | 74171400000000 | 74571800000000 | 75130000000000 | 75529000000000 | 75971700000000 | 76584900000000 | 77076400000000 | 77425600000000 | 78006000000000 | 78971200000000 | 79966900000000 | 80699700000000 | 81390800000000 | 82356400000000 | 83206200000000 | 84056000000000 | 84905800000000 | 85755700000000
Industrial Fuel Use for Energy Purposes before CCS and Methane Capture[natural gas if,textiles apparel and leather 13T15] | NoSettings | 3123100000000 | 3117860000000 | 3168330000000 | 3235500000000 | 3301090000000 | 3358030000000 | 3389070000000 | 3404690000000 | 3408300000000 | 3411550000000 | 3420640000000 | 3433320000000 | 3437100000000 | 3445600000000 | 3464200000000 | 3490140000000 | 3508670000000 | 3529230000000 | 3557720000000 | 3580550000000 | 3596780000000 | 3623740000000 | 3668580000000 | 3714830000000 | 3748870000000 | 3780980000000 | 3825830000000 | 3865310000000 | 3904790000000 | 3944270000000 | 3983740000000
Industrial Fuel Use for Energy Purposes before CCS and Methane Capture[natural gas if,wood products 16] | NoSettings | 13725100000000 | 13702000000000 | 13923800000000 | 14219000000000 | 14507300000000 | 14757500000000 | 14893900000000 | 14962600000000 | 14978400000000 | 14992700000000 | 15032700000000 | 15088400000000 | 15105000000000 | 15142400000000 | 15224100000000 | 15338100000000 | 15419500000000 | 15509900000000 | 15635100000000 | 15735400000000 | 15806700000000 | 15925200000000 | 16122300000000 | 16325600000000 | 16475200000000 | 16616300000000 | 16813400000000 | 16986900000000 | 17160400000000 | 17333900000000 | 17507300000000
Industrial Fuel Use for Energy Purposes before CCS and Methane Capture[natural gas if,pulp paper and printing 17T18] | NoSettings | 18017300000000 | 17987100000000 | 18278200000000 | 18665800000000 | 19044100000000 | 19372600000000 | 19551700000000 | 19641800000000 | 19662600000000 | 19681400000000 | 19733800000000 | 19807000000000 | 19828800000000 | 19877800000000 | 19985100000000 | 20134800000000 | 20241700000000 | 20360300000000 | 20524600000000 | 20656400000000 | 20750000000000 | 20905500000000 | 21164200000000 | 21431000000000 | 21627400000000 | 21812600000000 | 22071400000000 | 22299200000000 | 22526900000000 | 22754700000000 | 22982400000000
Industrial Fuel Use for Energy Purposes before CCS and Methane Capture[natural gas if,refined petroleum and coke 19] | NoSettings | 158342000000000 | 169270000000000 | 158381000000000 | 161408000000000 | 159985000000000 | 158347000000000 | 154834000000000 | 153850000000000 | 147660000000000 | 144353000000000 | 141108000000000 | 138699000000000 | 135015000000000 | 134198000000000 | 129898000000000 | 127354000000000 | 127797000000000 | 124324000000000 | 122689000000000 | 122345000000000 | 121936000000000 | 120202000000000 | 119391000000000 | 118838000000000 | 118452000000000 | 117577000000000 | 117035000000000 | 116416000000000 | 115797000000000 | 115178000000000 | 114559000000000
Industrial Fuel Use for Energy Purposes before CCS and Methane Capture[natural gas if,chemicals 20] | NoSettings | 145252000000000 | 145008000000000 | 147355000000000 | 150480000000000 | 153530000000000 | 156178000000000 | 157622000000000 | 158349000000000 | 158516000000000 | 158667000000000 | 159090000000000 | 159680000000000 | 159856000000000 | 160251000000000 | 161116000000000 | 162322000000000 | 163184000000000 | 164141000000000 | 165466000000000 | 166527000000000 | 167282000000000 | 168536000000000 | 170621000000000 | 172773000000000 | 174356000000000 | 175849000000000 | 177935000000000 | 179771000000000 | 181607000000000 | 183443000000000 | 185280000000000
Industrial Fuel Use for Energy Purposes before CCS and Methane Capture[natural gas if,rubber and plastic products 22] | NoSettings | 1638690000000 | 1635940000000 | 1662420000000 | 1697670000000 | 1732080000000 | 1761960000000 | 1778240000000 | 1786440000000 | 1788330000000 | 1790040000000 | 1794810000000 | 1801460000000 | 1803440000000 | 1807910000000 | 1817670000000 | 1831270000000 | 1841000000000 | 1851790000000 | 1866730000000 | 1878710000000 | 1887230000000 | 1901370000000 | 1924900000000 | 1949170000000 | 1967030000000 | 1983880000000 | 2007410000000 | 2028130000000 | 2048840000000 | 2069560000000 | 2090270000000
Industrial Fuel Use for Energy Purposes before CCS and Methane Capture[natural gas if,glass and glass products 231] | NoSettings | 13693700000000 | 13670700000000 | 13892000000000 | 14186600000000 | 14474200000000 | 14723800000000 | 14859900000000 | 14928400000000 | 14944200000000 | 14958500000000 | 14998300000000 | 15053900000000 | 15070500000000 | 15107800000000 | 15189300000000 | 15303100000000 | 15384300000000 | 15474500000000 | 15599400000000 | 15699500000000 | 15770600000000 | 15888800000000 | 16085500000000 | 16288300000000 | 16437500000000 | 16578300000000 | 16775000000000 | 16948100000000 | 17121200000000 | 17294300000000 | 17467400000000
Industrial Fuel Use for Energy Purposes before CCS and Methane Capture[natural gas if,cement and other nonmetallic minerals 239] | NoSettings | 4658520000000 | 4556690000000 | 4454860000000 | 4353040000000 | 4251210000000 | 4149390000000 | 4047560000000 | 3945730000000 | 3843910000000 | 3742080000000 | 3640260000000 | 3538430000000 | 3436600000000 | 3334780000000 | 3232950000000 | 3131130000000 | 3131130000000 | 3131130000000 | 3131130000000 | 3131130000000 | 3131130000000 | 3131130000000 | 3131130000000 | 3131130000000 | 3131130000000 | 3131130000000 | 3131130000000 | 3131130000000 | 3131130000000 | 3131130000000 | 3131130000000
Industrial Fuel Use for Energy Purposes before CCS and Methane Capture[natural gas if,iron and steel 241] | NoSettings | 0 | 0 | 0 | 0 | 0 | 0 | 0 | 0 | 0 | 0 | 0 | 0 | 0 | 0 | 0 | 0 | 0 | 0 | 0 | 0 | 0 | 0 | 0 | 0 | 0 | 0 | 0 | 0 | 0 | 0 | 0
Industrial Fuel Use for Energy Purposes before CCS and Methane Capture[natural gas if,other metals 242] | NoSettings | 0 | 0 | 0 | 0 | 0 | 0 | 0 | 0 | 0 | 0 | 0 | 0 | 0 | 0 | 0 | 0 | 0 | 0 | 0 | 0 | 0 | 0 | 0 | 0 | 0 | 0 | 0 | 0 | 0 | 0 | 0
Industrial Fuel Use for Energy Purposes before CCS and Methane Capture[natural gas if,metal products except machinery and vehicles 25] | NoSettings | 7754210000000 | 7741200000000 | 7866500000000 | 8033290000000 | 8196140000000 | 8337500000000 | 8414580000000 | 8453370000000 | 8462330000000 | 8470400000000 | 8492970000000 | 8524440000000 | 8533820000000 | 8554940000000 | 8601120000000 | 8665510000000 | 8711530000000 | 8762580000000 | 8833310000000 | 8890000000000 | 8930280000000 | 8997220000000 | 9108560000000 | 9223400000000 | 9307920000000 | 9387630000000 | 9499000000000 | 9597020000000 | 9695040000000 | 9793050000000 | 9891070000000
Industrial Fuel Use for Energy Purposes before CCS and Methane Capture[natural gas if,computers and electronics 26] | NoSettings | 400066000000 | 399395000000 | 405859000000 | 414464000000 | 422866000000 | 430160000000 | 434136000000 | 436138000000 | 436600000000 | 437016000000 | 438181000000 | 439805000000 | 440289000000 | 441378000000 | 443761000000 | 447083000000 | 449457000000 | 452091000000 | 455740000000 | 458665000000 | 460743000000 | 464197000000 | 469941000000 | 475866000000 | 480227000000 | 484339000000 | 490085000000 | 495142000000 | 500199000000 | 505257000000 | 510314000000
Industrial Fuel Use for Energy Purposes before CCS and Methane Capture[natural gas if,appliances and electrical equipment 27] | NoSettings | 0 | 0 | 0 | 0 | 0 | 0 | 0 | 0 | 0 | 0 | 0 | 0 | 0 | 0 | 0 | 0 | 0 | 0 | 0 | 0 | 0 | 0 | 0 | 0 | 0 | 0 | 0 | 0 | 0 | 0 | 0
Industrial Fuel Use for Energy Purposes before CCS and Methane Capture[natural gas if,other machinery 28] | NoSettings | 1556070000000 | 1553460000000 | 1578600000000 | 1612070000000 | 1644750000000 | 1673120000000 | 1688590000000 | 1696370000000 | 1698170000000 | 1699790000000 | 1704320000000 | 1710630000000 | 1712520000000 | 1716750000000 | 1726020000000 | 1738940000000 | 1748180000000 | 1758420000000 | 1772610000000 | 1783990000000 | 1792070000000 | 1805510000000 | 1827850000000 | 1850890000000 | 1867860000000 | 1883850000000 | 1906200000000 | 1925870000000 | 1945540000000 | 1965210000000 | 1984880000000
Industrial Fuel Use for Energy Purposes before CCS and Methane Capture[natural gas if,road vehicles 29] | NoSettings | 180665000000 | 180362000000 | 183281000000 | 187167000000 | 190961000000 | 194255000000 | 196050000000 | 196954000000 | 197163000000 | 197351000000 | 197877000000 | 198610000000 | 198829000000 | 199321000000 | 200397000000 | 201897000000 | 202969000000 | 204159000000 | 205806000000 | 207127000000 | 208066000000 | 209625000000 | 212219000000 | 214895000000 | 216864000000 | 218722000000 | 221316000000 | 223600000000 | 225884000000 | 228167000000 | 230451000000
Industrial Fuel Use for Energy Purposes before CCS and Methane Capture[natural gas if,nonroad vehicles 30] | NoSettings | 3368390000000 | 3362740000000 | 3417170000000 | 3489630000000 | 3560370000000 | 3621770000000 | 3655250000000 | 3672110000000 | 3676000000000 | 3679500000000 | 3689310000000 | 3702980000000 | 3707050000000 | 3716230000000 | 3736290000000 | 3764260000000 | 3784250000000 | 3806430000000 | 3837150000000 | 3861780000000 | 3879270000000 | 3908350000000 | 3956710000000 | 4006600000000 | 4043320000000 | 4077940000000 | 4126320000000 | 4168900000000 | 4211480000000 | 4254060000000 | 4296640000000
Industrial Fuel Use for Energy Purposes before CCS and Methane Capture[natural gas if,other manufacturing 31T33] | NoSettings | 29679000000000 | 29629200000000 | 30108800000000 | 30747100000000 | 31370400000000 | 31911500000000 | 32206500000000 | 32355000000000 | 32389300000000 | 32420200000000 | 32506500000000 | 32627000000000 | 32662900000000 | 32743700000000 | 32920500000000 | 33166900000000 | 33343100000000 | 33538500000000 | 33809200000000 | 34026200000000 | 34180400000000 | 34436600000000 | 34862700000000 | 35302200000000 | 35625700000000 | 35930800000000 | 36357100000000 | 36732300000000 | 37107400000000 | 37482600000000 | 37857700000000
Industrial Fuel Use for Energy Purposes before CCS and Methane Capture[natural gas if,energy pipelines and gas processing 352T353] | NoSettings | 20028800000000 | 19995200000000 | 20318900000000 | 20749700000000 | 21170300000000 | 21535500000000 | 21734500000000 | 21834800000000 | 21857900000000 | 21878700000000 | 21937000000000 | 22018300000000 | 22042600000000 | 22097100000000 | 22216400000000 | 22382700000000 | 22501600000000 | 22633400000000 | 22816100000000 | 22962500000000 | 23066600000000 | 23239500000000 | 23527100000000 | 23823700000000 | 24042000000000 | 24247900000000 | 24535600000000 | 24788700000000 | 25041900000000 | 25295100000000 | 25548300000000
Industrial Fuel Use for Energy Purposes before CCS and Methane Capture[natural gas if,water and waste 36T39] | NoSettings | 352541000000 | 350607000000 | 370627000000 | 376861000000 | 383294000000 | 389888000000 | 396714000000 | 403771000000 | 411060000000 | 418582000000 | 426339000000 | 431851000000 | 437351000000 | 442840000000 | 448317000000 | 453783000000 | 459237000000 | 464680000000 | 470111000000 | 475530000000 | 480938000000 | 486364000000 | 491777000000 | 497179000000 | 502569000000 | 507947000000 | 513355000000 | 518751000000 | 524147000000 | 529543000000 | 534938000000
Industrial Fuel Use for Energy Purposes before CCS and Methane Capture[natural gas if,construction 41T43] | NoSettings | 1781270000000 | 1778280000000 | 1807060000000 | 1845380000000 | 1882790000000 | 1915260000000 | 1932970000000 | 1941880000000 | 1943930000000 | 1945790000000 | 1950970000000 | 1958200000000 | 1960360000000 | 1965210000000 | 1975820000000 | 1990610000000 | 2001180000000 | 2012910000000 | 2029160000000 | 2042180000000 | 2051430000000 | 2066810000000 | 2092380000000 | 2118770000000 | 2138180000000 | 2156490000000 | 2182080000000 | 2204590000000 | 2227110000000 | 2249620000000 | 2272140000000
Industrial Fuel Use for Energy Purposes before CCS and Methane Capture[biomass if,agriculture and forestry 01T03] | NoSettings | 0 | 0 | 0 | 0 | 0 | 0 | 0 | 0 | 0 | 0 | 0 | 0 | 0 | 0 | 0 | 0 | 0 | 0 | 0 | 0 | 0 | 0 | 0 | 0 | 0 | 0 | 0 | 0 | 0 | 0 | 0
Industrial Fuel Use for Energy Purposes before CCS and Methane Capture[biomass if,coal mining 05] | NoSettings | 0 | 0 | 0 | 0 | 0 | 0 | 0 | 0 | 0 | 0 | 0 | 0 | 0 | 0 | 0 | 0 | 0 | 0 | 0 | 0 | 0 | 0 | 0 | 0 | 0 | 0 | 0 | 0 | 0 | 0 | 0
Industrial Fuel Use for Energy Purposes before CCS and Methane Capture[biomass if,oil and gas extraction 06] | NoSettings | 0 | 0 | 0 | 0 | 0 | 0 | 0 | 0 | 0 | 0 | 0 | 0 | 0 | 0 | 0 | 0 | 0 | 0 | 0 | 0 | 0 | 0 | 0 | 0 | 0 | 0 | 0 | 0 | 0 | 0 | 0
Industrial Fuel Use for Energy Purposes before CCS and Methane Capture[biomass if,other mining and quarrying 07T08] | NoSettings | 0 | 0 | 0 | 0 | 0 | 0 | 0 | 0 | 0 | 0 | 0 | 0 | 0 | 0 | 0 | 0 | 0 | 0 | 0 | 0 | 0 | 0 | 0 | 0 | 0 | 0 | 0 | 0 | 0 | 0 | 0
Industrial Fuel Use for Energy Purposes before CCS and Methane Capture[biomass if,food beverage and tobacco 10T12] | NoSettings | 0 | 0 | 0 | 0 | 0 | 0 | 0 | 0 | 0 | 0 | 0 | 0 | 0 | 0 | 0 | 0 | 0 | 0 | 0 | 0 | 0 | 0 | 0 | 0 | 0 | 0 | 0 | 0 | 0 | 0 | 0
Industrial Fuel Use for Energy Purposes before CCS and Methane Capture[biomass if,textiles apparel and leather 13T15] | NoSettings | 0 | 0 | 0 | 0 | 0 | 0 | 0 | 0 | 0 | 0 | 0 | 0 | 0 | 0 | 0 | 0 | 0 | 0 | 0 | 0 | 0 | 0 | 0 | 0 | 0 | 0 | 0 | 0 | 0 | 0 | 0
Industrial Fuel Use for Energy Purposes before CCS and Methane Capture[biomass if,wood products 16] | NoSettings | 13349000000000 | 13349000000000 | 13349000000000 | 13349000000000 | 13349000000000 | 13349000000000 | 13349000000000 | 13349000000000 | 13349000000000 | 13349000000000 | 13349000000000 | 13349000000000 | 13349000000000 | 13349000000000 | 13349000000000 | 13349000000000 | 13349000000000 | 13349000000000 | 13349000000000 | 13349000000000 | 13349000000000 | 13349000000000 | 13349000000000 | 13349000000000 | 13349000000000 | 13349000000000 | 13349000000000 | 13349000000000 | 13349000000000 | 13349000000000 | 13349000000000
Industrial Fuel Use for Energy Purposes before CCS and Methane Capture[biomass if,pulp paper and printing 17T18] | NoSettings | 11311300000000 | 11311300000000 | 11311300000000 | 11311300000000 | 11311300000000 | 11311300000000 | 11311300000000 | 11311300000000 | 11311300000000 | 11311300000000 | 11311300000000 | 11311300000000 | 11311300000000 | 11311300000000 | 11311300000000 | 11311300000000 | 11311300000000 | 11311300000000 | 11311300000000 | 11311300000000 | 11311300000000 | 11311300000000 | 11311300000000 | 11311300000000 | 11311300000000 | 11311300000000 | 11311300000000 | 11311300000000 | 11311300000000 | 11311300000000 | 11311300000000
Industrial Fuel Use for Energy Purposes before CCS and Methane Capture[biomass if,refined petroleum and coke 19] | NoSettings | 0 | 0 | 0 | 0 | 0 | 0 | 0 | 0 | 0 | 0 | 0 | 0 | 0 | 0 | 0 | 0 | 0 | 0 | 0 | 0 | 0 | 0 | 0 | 0 | 0 | 0 | 0 | 0 | 0 | 0 | 0
Industrial Fuel Use for Energy Purposes before CCS and Methane Capture[biomass if,chemicals 20] | NoSettings | 0 | 0 | 0 | 0 | 0 | 0 | 0 | 0 | 0 | 0 | 0 | 0 | 0 | 0 | 0 | 0 | 0 | 0 | 0 | 0 | 0 | 0 | 0 | 0 | 0 | 0 | 0 | 0 | 0 | 0 | 0
Industrial Fuel Use for Energy Purposes before CCS and Methane Capture[biomass if,rubber and plastic products 22] | NoSettings | 0 | 0 | 0 | 0 | 0 | 0 | 0 | 0 | 0 | 0 | 0 | 0 | 0 | 0 | 0 | 0 | 0 | 0 | 0 | 0 | 0 | 0 | 0 | 0 | 0 | 0 | 0 | 0 | 0 | 0 | 0
Industrial Fuel Use for Energy Purposes before CCS and Methane Capture[biomass if,glass and glass products 231] | NoSettings | 0 | 0 | 0 | 0 | 0 | 0 | 0 | 0 | 0 | 0 | 0 | 0 | 0 | 0 | 0 | 0 | 0 | 0 | 0 | 0 | 0 | 0 | 0 | 0 | 0 | 0 | 0 | 0 | 0 | 0 | 0
Industrial Fuel Use for Energy Purposes before CCS and Methane Capture[biomass if,cement and other nonmetallic minerals 239] | NoSettings | 1504830000000 | 1464700000000 | 1424570000000 | 1384440000000 | 1344310000000 | 1304180000000 | 1264050000000 | 1223930000000 | 1183800000000 | 1143670000000 | 1103540000000 | 1063410000000 | 1023280000000 | 983153000000 | 943024000000 | 902896000000 | 902896000000 | 902896000000 | 902896000000 | 902896000000 | 902896000000 | 902896000000 | 902896000000 | 902896000000 | 902896000000 | 902896000000 | 902896000000 | 902896000000 | 902896000000 | 902896000000 | 902896000000
Industrial Fuel Use for Energy Purposes before CCS and Methane Capture[biomass if,iron and steel 241] | NoSettings | 0 | 0 | 0 | 0 | 0 | 0 | 0 | 0 | 0 | 0 | 0 | 0 | 0 | 0 | 0 | 0 | 0 | 0 | 0 | 0 | 0 | 0 | 0 | 0 | 0 | 0 | 0 | 0 | 0 | 0 | 0
Industrial Fuel Use for Energy Purposes before CCS and Methane Capture[biomass if,other metals 242] | NoSettings | 0 | 0 | 0 | 0 | 0 | 0 | 0 | 0 | 0 | 0 | 0 | 0 | 0 | 0 | 0 | 0 | 0 | 0 | 0 | 0 | 0 | 0 | 0 | 0 | 0 | 0 | 0 | 0 | 0 | 0 | 0
Industrial Fuel Use for Energy Purposes before CCS and Methane Capture[biomass if,metal products except machinery and vehicles 25] | NoSettings | 0 | 0 | 0 | 0 | 0 | 0 | 0 | 0 | 0 | 0 | 0 | 0 | 0 | 0 | 0 | 0 | 0 | 0 | 0 | 0 | 0 | 0 | 0 | 0 | 0 | 0 | 0 | 0 | 0 | 0 | 0
Industrial Fuel Use for Energy Purposes before CCS and Methane Capture[biomass if,computers and electronics 26] | NoSettings | 0 | 0 | 0 | 0 | 0 | 0 | 0 | 0 | 0 | 0 | 0 | 0 | 0 | 0 | 0 | 0 | 0 | 0 | 0 | 0 | 0 | 0 | 0 | 0 | 0 | 0 | 0 | 0 | 0 | 0 | 0
Industrial Fuel Use for Energy Purposes before CCS and Methane Capture[biomass if,appliances and electrical equipment 27] | NoSettings | 0 | 0 | 0 | 0 | 0 | 0 | 0 | 0 | 0 | 0 | 0 | 0 | 0 | 0 | 0 | 0 | 0 | 0 | 0 | 0 | 0 | 0 | 0 | 0 | 0 | 0 | 0 | 0 | 0 | 0 | 0
Industrial Fuel Use for Energy Purposes before CCS and Methane Capture[biomass if,other machinery 28] | NoSettings | 0 | 0 | 0 | 0 | 0 | 0 | 0 | 0 | 0 | 0 | 0 | 0 | 0 | 0 | 0 | 0 | 0 | 0 | 0 | 0 | 0 | 0 | 0 | 0 | 0 | 0 | 0 | 0 | 0 | 0 | 0
Industrial Fuel Use for Energy Purposes before CCS and Methane Capture[biomass if,road vehicles 29] | NoSettings | 0 | 0 | 0 | 0 | 0 | 0 | 0 | 0 | 0 | 0 | 0 | 0 | 0 | 0 | 0 | 0 | 0 | 0 | 0 | 0 | 0 | 0 | 0 | 0 | 0 | 0 | 0 | 0 | 0 | 0 | 0
Industrial Fuel Use for Energy Purposes before CCS and Methane Capture[biomass if,nonroad vehicles 30] | NoSettings | 0 | 0 | 0 | 0 | 0 | 0 | 0 | 0 | 0 | 0 | 0 | 0 | 0 | 0 | 0 | 0 | 0 | 0 | 0 | 0 | 0 | 0 | 0 | 0 | 0 | 0 | 0 | 0 | 0 | 0 | 0
Industrial Fuel Use for Energy Purposes before CCS and Methane Capture[biomass if,other manufacturing 31T33] | NoSettings | 0 | 0 | 0 | 0 | 0 | 0 | 0 | 0 | 0 | 0 | 0 | 0 | 0 | 0 | 0 | 0 | 0 | 0 | 0 | 0 | 0 | 0 | 0 | 0 | 0 | 0 | 0 | 0 | 0 | 0 | 0
Industrial Fuel Use for Energy Purposes before CCS and Methane Capture[biomass if,energy pipelines and gas processing 352T353] | NoSettings | 0 | 0 | 0 | 0 | 0 | 0 | 0 | 0 | 0 | 0 | 0 | 0 | 0 | 0 | 0 | 0 | 0 | 0 | 0 | 0 | 0 | 0 | 0 | 0 | 0 | 0 | 0 | 0 | 0 | 0 | 0
Industrial Fuel Use for Energy Purposes before CCS and Methane Capture[biomass if,water and waste 36T39] | NoSettings | 0 | 0 | 0 | 0 | 0 | 0 | 0 | 0 | 0 | 0 | 0 | 0 | 0 | 0 | 0 | 0 | 0 | 0 | 0 | 0 | 0 | 0 | 0 | 0 | 0 | 0 | 0 | 0 | 0 | 0 | 0
Industrial Fuel Use for Energy Purposes before CCS and Methane Capture[biomass if,construction 41T43] | NoSettings | 0 | 0 | 0 | 0 | 0 | 0 | 0 | 0 | 0 | 0 | 0 | 0 | 0 | 0 | 0 | 0 | 0 | 0 | 0 | 0 | 0 | 0 | 0 | 0 | 0 | 0 | 0 | 0 | 0 | 0 | 0
Industrial Fuel Use for Energy Purposes before CCS and Methane Capture[petroleum diesel if,agriculture and forestry 01T03] | NoSettings | 24793600000000 | 24524800000000 | 24256000000000 | 23987200000000 | 23718400000000 | 23449700000000 | 23180900000000 | 22912100000000 | 22643300000000 | 22374600000000 | 22105800000000 | 21837000000000 | 21568200000000 | 21299400000000 | 21030700000000 | 20761900000000 | 20493100000000 | 20224300000000 | 19955600000000 | 19686800000000 | 19418000000000 | 19149200000000 | 18880400000000 | 18611700000000 | 18342900000000 | 18074100000000 | 17805300000000 | 17536500000000 | 17267800000000 | 16999000000000 | 16730200000000
Industrial Fuel Use for Energy Purposes before CCS and Methane Capture[petroleum diesel if,coal mining 05] | NoSettings | 0 | 0 | 0 | 0 | 0 | 0 | 0 | 0 | 0 | 0 | 0 | 0 | 0 | 0 | 0 | 0 | 0 | 0 | 0 | 0 | 0 | 0 | 0 | 0 | 0 | 0 | 0 | 0 | 0 | 0 | 0
Industrial Fuel Use for Energy Purposes before CCS and Methane Capture[petroleum diesel if,oil and gas extraction 06] | NoSettings | 1725150000000 | 1578370000000 | 1568900000000 | 1615160000000 | 1624370000000 | 1653060000000 | 1642040000000 | 1617230000000 | 1608380000000 | 1570260000000 | 1526540000000 | 1503080000000 | 1470810000000 | 1463180000000 | 1456880000000 | 1433400000000 | 1405620000000 | 1393170000000 | 1384520000000 | 1371820000000 | 1343170000000 | 1311900000000 | 1288770000000 | 1273630000000 | 1265210000000 | 1254970000000 | 1237670000000 | 1223930000000 | 1210190000000 | 1196450000000 | 1182710000000
Industrial Fuel Use for Energy Purposes before CCS and Methane Capture[petroleum diesel if,other mining and quarrying 07T08] | NoSettings | 0 | 0 | 0 | 0 | 0 | 0 | 0 | 0 | 0 | 0 | 0 | 0 | 0 | 0 | 0 | 0 | 0 | 0 | 0 | 0 | 0 | 0 | 0 | 0 | 0 | 0 | 0 | 0 | 0 | 0 | 0
Industrial Fuel Use for Energy Purposes before CCS and Methane Capture[petroleum diesel if,food beverage and tobacco 10T12] | NoSettings | 0 | 0 | 0 | 0 | 0 | 0 | 0 | 0 | 0 | 0 | 0 | 0 | 0 | 0 | 0 | 0 | 0 | 0 | 0 | 0 | 0 | 0 | 0 | 0 | 0 | 0 | 0 | 0 | 0 | 0 | 0
Industrial Fuel Use for Energy Purposes before CCS and Methane Capture[petroleum diesel if,textiles apparel and leather 13T15] | NoSettings | 0 | 0 | 0 | 0 | 0 | 0 | 0 | 0 | 0 | 0 | 0 | 0 | 0 | 0 | 0 | 0 | 0 | 0 | 0 | 0 | 0 | 0 | 0 | 0 | 0 | 0 | 0 | 0 | 0 | 0 | 0
Industrial Fuel Use for Energy Purposes before CCS and Methane Capture[petroleum diesel if,wood products 16] | NoSettings | 0 | 0 | 0 | 0 | 0 | 0 | 0 | 0 | 0 | 0 | 0 | 0 | 0 | 0 | 0 | 0 | 0 | 0 | 0 | 0 | 0 | 0 | 0 | 0 | 0 | 0 | 0 | 0 | 0 | 0 | 0
Industrial Fuel Use for Energy Purposes before CCS and Methane Capture[petroleum diesel if,pulp paper and printing 17T18] | NoSettings | 0 | 0 | 0 | 0 | 0 | 0 | 0 | 0 | 0 | 0 | 0 | 0 | 0 | 0 | 0 | 0 | 0 | 0 | 0 | 0 | 0 | 0 | 0 | 0 | 0 | 0 | 0 | 0 | 0 | 0 | 0
Industrial Fuel Use for Energy Purposes before CCS and Methane Capture[petroleum diesel if,refined petroleum and coke 19] | NoSettings | 82148400000 | 88070800000 | 82621200000 | 84412400000 | 83877800000 | 83226500000 | 81582700000 | 81265700000 | 78188700000 | 76626100000 | 75088300000 | 73987300000 | 72198200000 | 71936000000 | 69800000000 | 68598800000 | 69003700000 | 67289900000 | 66564100000 | 66536600000 | 66472000000 | 65682200000 | 65394100000 | 65244400000 | 65185800000 | 64856000000 | 64714300000 | 64528300000 | 64342200000 | 64156100000 | 63970100000
Industrial Fuel Use for Energy Purposes before CCS and Methane Capture[petroleum diesel if,chemicals 20] | NoSettings | 0 | 0 | 0 | 0 | 0 | 0 | 0 | 0 | 0 | 0 | 0 | 0 | 0 | 0 | 0 | 0 | 0 | 0 | 0 | 0 | 0 | 0 | 0 | 0 | 0 | 0 | 0 | 0 | 0 | 0 | 0
Industrial Fuel Use for Energy Purposes before CCS and Methane Capture[petroleum diesel if,rubber and plastic products 22] | NoSettings | 0 | 0 | 0 | 0 | 0 | 0 | 0 | 0 | 0 | 0 | 0 | 0 | 0 | 0 | 0 | 0 | 0 | 0 | 0 | 0 | 0 | 0 | 0 | 0 | 0 | 0 | 0 | 0 | 0 | 0 | 0
Industrial Fuel Use for Energy Purposes before CCS and Methane Capture[petroleum diesel if,glass and glass products 231] | NoSettings | 0 | 0 | 0 | 0 | 0 | 0 | 0 | 0 | 0 | 0 | 0 | 0 | 0 | 0 | 0 | 0 | 0 | 0 | 0 | 0 | 0 | 0 | 0 | 0 | 0 | 0 | 0 | 0 | 0 | 0 | 0
Industrial Fuel Use for Energy Purposes before CCS and Methane Capture[petroleum diesel if,cement and other nonmetallic minerals 239] | NoSettings | 1732270000000 | 1698400000000 | 1664530000000 | 1630660000000 | 1596790000000 | 1562920000000 | 1529050000000 | 1495180000000 | 1461310000000 | 1427440000000 | 1393570000000 | 1359700000000 | 1325830000000 | 1291960000000 | 1258090000000 | 1224220000000 | 1224220000000 | 1224220000000 | 1224220000000 | 1224220000000 | 1224220000000 | 1224220000000 | 1224220000000 | 1224220000000 | 1224220000000 | 1224220000000 | 1224220000000 | 1224220000000 | 1224220000000 | 1224220000000 | 1224220000000
Industrial Fuel Use for Energy Purposes before CCS and Methane Capture[petroleum diesel if,iron and steel 241] | NoSettings | 0 | 0 | 0 | 0 | 0 | 0 | 0 | 0 | 0 | 0 | 0 | 0 | 0 | 0 | 0 | 0 | 0 | 0 | 0 | 0 | 0 | 0 | 0 | 0 | 0 | 0 | 0 | 0 | 0 | 0 | 0
Industrial Fuel Use for Energy Purposes before CCS and Methane Capture[petroleum diesel if,other metals 242] | NoSettings | 0 | 0 | 0 | 0 | 0 | 0 | 0 | 0 | 0 | 0 | 0 | 0 | 0 | 0 | 0 | 0 | 0 | 0 | 0 | 0 | 0 | 0 | 0 | 0 | 0 | 0 | 0 | 0 | 0 | 0 | 0
Industrial Fuel Use for Energy Purposes before CCS and Methane Capture[petroleum diesel if,metal products except machinery and vehicles 25] | NoSettings | 0 | 0 | 0 | 0 | 0 | 0 | 0 | 0 | 0 | 0 | 0 | 0 | 0 | 0 | 0 | 0 | 0 | 0 | 0 | 0 | 0 | 0 | 0 | 0 | 0 | 0 | 0 | 0 | 0 | 0 | 0
Industrial Fuel Use for Energy Purposes before CCS and Methane Capture[petroleum diesel if,computers and electronics 26] | NoSettings | 0 | 0 | 0 | 0 | 0 | 0 | 0 | 0 | 0 | 0 | 0 | 0 | 0 | 0 | 0 | 0 | 0 | 0 | 0 | 0 | 0 | 0 | 0 | 0 | 0 | 0 | 0 | 0 | 0 | 0 | 0
Industrial Fuel Use for Energy Purposes before CCS and Methane Capture[petroleum diesel if,appliances and electrical equipment 27] | NoSettings | 0 | 0 | 0 | 0 | 0 | 0 | 0 | 0 | 0 | 0 | 0 | 0 | 0 | 0 | 0 | 0 | 0 | 0 | 0 | 0 | 0 | 0 | 0 | 0 | 0 | 0 | 0 | 0 | 0 | 0 | 0
Industrial Fuel Use for Energy Purposes before CCS and Methane Capture[petroleum diesel if,other machinery 28] | NoSettings | 0 | 0 | 0 | 0 | 0 | 0 | 0 | 0 | 0 | 0 | 0 | 0 | 0 | 0 | 0 | 0 | 0 | 0 | 0 | 0 | 0 | 0 | 0 | 0 | 0 | 0 | 0 | 0 | 0 | 0 | 0
Industrial Fuel Use for Energy Purposes before CCS and Methane Capture[petroleum diesel if,road vehicles 29] | NoSettings | 0 | 0 | 0 | 0 | 0 | 0 | 0 | 0 | 0 | 0 | 0 | 0 | 0 | 0 | 0 | 0 | 0 | 0 | 0 | 0 | 0 | 0 | 0 | 0 | 0 | 0 | 0 | 0 | 0 | 0 | 0
Industrial Fuel Use for Energy Purposes before CCS and Methane Capture[petroleum diesel if,nonroad vehicles 30] | NoSettings | 0 | 0 | 0 | 0 | 0 | 0 | 0 | 0 | 0 | 0 | 0 | 0 | 0 | 0 | 0 | 0 | 0 | 0 | 0 | 0 | 0 | 0 | 0 | 0 | 0 | 0 | 0 | 0 | 0 | 0 | 0
Industrial Fuel Use for Energy Purposes before CCS and Methane Capture[petroleum diesel if,other manufacturing 31T33] | NoSettings | 9762100000000 | 9166860000000 | 9482550000000 | 9850650000000 | 10027900000000 | 10280000000000 | 10433400000000 | 10528400000000 | 10608200000000 | 10702300000000 | 10844900000000 | 10972500000000 | 11081900000000 | 11245400000000 | 11371100000000 | 11438400000000 | 11480500000000 | 11571500000000 | 11672400000000 | 11786100000000 | 11864700000000 | 11993300000000 | 12184000000000 | 12439600000000 | 12648600000000 | 12785100000000 | 13024600000000 | 13229400000000 | 13434200000000 | 13639000000000 | 13843800000000
Industrial Fuel Use for Energy Purposes before CCS and Methane Capture[petroleum diesel if,energy pipelines and gas processing 352T353] | NoSettings | 0 | 0 | 0 | 0 | 0 | 0 | 0 | 0 | 0 | 0 | 0 | 0 | 0 | 0 | 0 | 0 | 0 | 0 | 0 | 0 | 0 | 0 | 0 | 0 | 0 | 0 | 0 | 0 | 0 | 0 | 0
Industrial Fuel Use for Energy Purposes before CCS and Methane Capture[petroleum diesel if,water and waste 36T39] | NoSettings | 0 | 0 | 0 | 0 | 0 | 0 | 0 | 0 | 0 | 0 | 0 | 0 | 0 | 0 | 0 | 0 | 0 | 0 | 0 | 0 | 0 | 0 | 0 | 0 | 0 | 0 | 0 | 0 | 0 | 0 | 0
Industrial Fuel Use for Energy Purposes before CCS and Methane Capture[petroleum diesel if,construction 41T43] | NoSettings | 29707700000000 | 27896300000000 | 28857000000000 | 29977200000000 | 30516500000000 | 31283700000000 | 31750500000000 | 32039800000000 | 32282600000000 | 32568900000000 | 33002700000000 | 33391000000000 | 33724000000000 | 34221700000000 | 34604200000000 | 34809100000000 | 34937000000000 | 35214000000000 | 35520900000000 | 35867000000000 | 36106400000000 | 36497600000000 | 37077900000000 | 37855700000000 | 38491800000000 | 38907100000000 | 39635900000000 | 40259200000000 | 40882500000000 | 41505800000000 | 42129100000000
Industrial Fuel Use for Energy Purposes before CCS and Methane Capture[heat if,agriculture and forestry 01T03] | NoSettings | 0 | 0 | 0 | 0 | 0 | 0 | 0 | 0 | 0 | 0 | 0 | 0 | 0 | 0 | 0 | 0 | 0 | 0 | 0 | 0 | 0 | 0 | 0 | 0 | 0 | 0 | 0 | 0 | 0 | 0 | 0
Industrial Fuel Use for Energy Purposes before CCS and Methane Capture[heat if,coal mining 05] | NoSettings | 0 | 0 | 0 | 0 | 0 | 0 | 0 | 0 | 0 | 0 | 0 | 0 | 0 | 0 | 0 | 0 | 0 | 0 | 0 | 0 | 0 | 0 | 0 | 0 | 0 | 0 | 0 | 0 | 0 | 0 | 0
Industrial Fuel Use for Energy Purposes before CCS and Methane Capture[heat if,oil and gas extraction 06] | NoSettings | 0 | 0 | 0 | 0 | 0 | 0 | 0 | 0 | 0 | 0 | 0 | 0 | 0 | 0 | 0 | 0 | 0 | 0 | 0 | 0 | 0 | 0 | 0 | 0 | 0 | 0 | 0 | 0 | 0 | 0 | 0
Industrial Fuel Use for Energy Purposes before CCS and Methane Capture[heat if,other mining and quarrying 07T08] | NoSettings | 0 | 0 | 0 | 0 | 0 | 0 | 0 | 0 | 0 | 0 | 0 | 0 | 0 | 0 | 0 | 0 | 0 | 0 | 0 | 0 | 0 | 0 | 0 | 0 | 0 | 0 | 0 | 0 | 0 | 0 | 0
Industrial Fuel Use for Energy Purposes before CCS and Methane Capture[heat if,food beverage and tobacco 10T12] | NoSettings | 0 | 0 | 0 | 0 | 0 | 0 | 0 | 0 | 0 | 0 | 0 | 0 | 0 | 0 | 0 | 0 | 0 | 0 | 0 | 0 | 0 | 0 | 0 | 0 | 0 | 0 | 0 | 0 | 0 | 0 | 0
Industrial Fuel Use for Energy Purposes before CCS and Methane Capture[heat if,textiles apparel and leather 13T15] | NoSettings | 0 | 0 | 0 | 0 | 0 | 0 | 0 | 0 | 0 | 0 | 0 | 0 | 0 | 0 | 0 | 0 | 0 | 0 | 0 | 0 | 0 | 0 | 0 | 0 | 0 | 0 | 0 | 0 | 0 | 0 | 0
Industrial Fuel Use for Energy Purposes before CCS and Methane Capture[heat if,wood products 16] | NoSettings | 0 | 0 | 0 | 0 | 0 | 0 | 0 | 0 | 0 | 0 | 0 | 0 | 0 | 0 | 0 | 0 | 0 | 0 | 0 | 0 | 0 | 0 | 0 | 0 | 0 | 0 | 0 | 0 | 0 | 0 | 0
Industrial Fuel Use for Energy Purposes before CCS and Methane Capture[heat if,pulp paper and printing 17T18] | NoSettings | 0 | 0 | 0 | 0 | 0 | 0 | 0 | 0 | 0 | 0 | 0 | 0 | 0 | 0 | 0 | 0 | 0 | 0 | 0 | 0 | 0 | 0 | 0 | 0 | 0 | 0 | 0 | 0 | 0 | 0 | 0
Industrial Fuel Use for Energy Purposes before CCS and Methane Capture[heat if,refined petroleum and coke 19] | NoSettings | 0 | 0 | 0 | 0 | 0 | 0 | 0 | 0 | 0 | 0 | 0 | 0 | 0 | 0 | 0 | 0 | 0 | 0 | 0 | 0 | 0 | 0 | 0 | 0 | 0 | 0 | 0 | 0 | 0 | 0 | 0
Industrial Fuel Use for Energy Purposes before CCS and Methane Capture[heat if,chemicals 20] | NoSettings | 0 | 0 | 0 | 0 | 0 | 0 | 0 | 0 | 0 | 0 | 0 | 0 | 0 | 0 | 0 | 0 | 0 | 0 | 0 | 0 | 0 | 0 | 0 | 0 | 0 | 0 | 0 | 0 | 0 | 0 | 0
Industrial Fuel Use for Energy Purposes before CCS and Methane Capture[heat if,rubber and plastic products 22] | NoSettings | 0 | 0 | 0 | 0 | 0 | 0 | 0 | 0 | 0 | 0 | 0 | 0 | 0 | 0 | 0 | 0 | 0 | 0 | 0 | 0 | 0 | 0 | 0 | 0 | 0 | 0 | 0 | 0 | 0 | 0 | 0
Industrial Fuel Use for Energy Purposes before CCS and Methane Capture[heat if,glass and glass products 231] | NoSettings | 0 | 0 | 0 | 0 | 0 | 0 | 0 | 0 | 0 | 0 | 0 | 0 | 0 | 0 | 0 | 0 | 0 | 0 | 0 | 0 | 0 | 0 | 0 | 0 | 0 | 0 | 0 | 0 | 0 | 0 | 0
Industrial Fuel Use for Energy Purposes before CCS and Methane Capture[heat if,cement and other nonmetallic minerals 239] | NoSettings | 0 | 0 | 0 | 0 | 0 | 0 | 0 | 0 | 0 | 0 | 0 | 0 | 0 | 0 | 0 | 0 | 0 | 0 | 0 | 0 | 0 | 0 | 0 | 0 | 0 | 0 | 0 | 0 | 0 | 0 | 0
Industrial Fuel Use for Energy Purposes before CCS and Methane Capture[heat if,iron and steel 241] | NoSettings | 0 | 0 | 0 | 0 | 0 | 0 | 0 | 0 | 0 | 0 | 0 | 0 | 0 | 0 | 0 | 0 | 0 | 0 | 0 | 0 | 0 | 0 | 0 | 0 | 0 | 0 | 0 | 0 | 0 | 0 | 0
Industrial Fuel Use for Energy Purposes before CCS and Methane Capture[heat if,other metals 242] | NoSettings | 0 | 0 | 0 | 0 | 0 | 0 | 0 | 0 | 0 | 0 | 0 | 0 | 0 | 0 | 0 | 0 | 0 | 0 | 0 | 0 | 0 | 0 | 0 | 0 | 0 | 0 | 0 | 0 | 0 | 0 | 0
Industrial Fuel Use for Energy Purposes before CCS and Methane Capture[heat if,metal products except machinery and vehicles 25] | NoSettings | 0 | 0 | 0 | 0 | 0 | 0 | 0 | 0 | 0 | 0 | 0 | 0 | 0 | 0 | 0 | 0 | 0 | 0 | 0 | 0 | 0 | 0 | 0 | 0 | 0 | 0 | 0 | 0 | 0 | 0 | 0
Industrial Fuel Use for Energy Purposes before CCS and Methane Capture[heat if,computers and electronics 26] | NoSettings | 0 | 0 | 0 | 0 | 0 | 0 | 0 | 0 | 0 | 0 | 0 | 0 | 0 | 0 | 0 | 0 | 0 | 0 | 0 | 0 | 0 | 0 | 0 | 0 | 0 | 0 | 0 | 0 | 0 | 0 | 0
Industrial Fuel Use for Energy Purposes before CCS and Methane Capture[heat if,appliances and electrical equipment 27] | NoSettings | 0 | 0 | 0 | 0 | 0 | 0 | 0 | 0 | 0 | 0 | 0 | 0 | 0 | 0 | 0 | 0 | 0 | 0 | 0 | 0 | 0 | 0 | 0 | 0 | 0 | 0 | 0 | 0 | 0 | 0 | 0
Industrial Fuel Use for Energy Purposes before CCS and Methane Capture[heat if,other machinery 28] | NoSettings | 0 | 0 | 0 | 0 | 0 | 0 | 0 | 0 | 0 | 0 | 0 | 0 | 0 | 0 | 0 | 0 | 0 | 0 | 0 | 0 | 0 | 0 | 0 | 0 | 0 | 0 | 0 | 0 | 0 | 0 | 0
Industrial Fuel Use for Energy Purposes before CCS and Methane Capture[heat if,road vehicles 29] | NoSettings | 0 | 0 | 0 | 0 | 0 | 0 | 0 | 0 | 0 | 0 | 0 | 0 | 0 | 0 | 0 | 0 | 0 | 0 | 0 | 0 | 0 | 0 | 0 | 0 | 0 | 0 | 0 | 0 | 0 | 0 | 0
Industrial Fuel Use for Energy Purposes before CCS and Methane Capture[heat if,nonroad vehicles 30] | NoSettings | 0 | 0 | 0 | 0 | 0 | 0 | 0 | 0 | 0 | 0 | 0 | 0 | 0 | 0 | 0 | 0 | 0 | 0 | 0 | 0 | 0 | 0 | 0 | 0 | 0 | 0 | 0 | 0 | 0 | 0 | 0
Industrial Fuel Use for Energy Purposes before CCS and Methane Capture[heat if,other manufacturing 31T33] | NoSettings | 0 | 0 | 0 | 0 | 0 | 0 | 0 | 0 | 0 | 0 | 0 | 0 | 0 | 0 | 0 | 0 | 0 | 0 | 0 | 0 | 0 | 0 | 0 | 0 | 0 | 0 | 0 | 0 | 0 | 0 | 0
Industrial Fuel Use for Energy Purposes before CCS and Methane Capture[heat if,energy pipelines and gas processing 352T353] | NoSettings | 0 | 0 | 0 | 0 | 0 | 0 | 0 | 0 | 0 | 0 | 0 | 0 | 0 | 0 | 0 | 0 | 0 | 0 | 0 | 0 | 0 | 0 | 0 | 0 | 0 | 0 | 0 | 0 | 0 | 0 | 0
Industrial Fuel Use for Energy Purposes before CCS and Methane Capture[heat if,water and waste 36T39] | NoSettings | 0 | 0 | 0 | 0 | 0 | 0 | 0 | 0 | 0 | 0 | 0 | 0 | 0 | 0 | 0 | 0 | 0 | 0 | 0 | 0 | 0 | 0 | 0 | 0 | 0 | 0 | 0 | 0 | 0 | 0 | 0
Industrial Fuel Use for Energy Purposes before CCS and Methane Capture[heat if,construction 41T43] | NoSettings | 0 | 0 | 0 | 0 | 0 | 0 | 0 | 0 | 0 | 0 | 0 | 0 | 0 | 0 | 0 | 0 | 0 | 0 | 0 | 0 | 0 | 0 | 0 | 0 | 0 | 0 | 0 | 0 | 0 | 0 | 0
Industrial Fuel Use for Energy Purposes before CCS and Methane Capture[crude oil if,agriculture and forestry 01T03] | NoSettings | 0 | 0 | 0 | 0 | 0 | 0 | 0 | 0 | 0 | 0 | 0 | 0 | 0 | 0 | 0 | 0 | 0 | 0 | 0 | 0 | 0 | 0 | 0 | 0 | 0 | 0 | 0 | 0 | 0 | 0 | 0
Industrial Fuel Use for Energy Purposes before CCS and Methane Capture[crude oil if,coal mining 05] | NoSettings | 0 | 0 | 0 | 0 | 0 | 0 | 0 | 0 | 0 | 0 | 0 | 0 | 0 | 0 | 0 | 0 | 0 | 0 | 0 | 0 | 0 | 0 | 0 | 0 | 0 | 0 | 0 | 0 | 0 | 0 | 0
Industrial Fuel Use for Energy Purposes before CCS and Methane Capture[crude oil if,oil and gas extraction 06] | NoSettings | 0 | 0 | 0 | 0 | 0 | 0 | 0 | 0 | 0 | 0 | 0 | 0 | 0 | 0 | 0 | 0 | 0 | 0 | 0 | 0 | 0 | 0 | 0 | 0 | 0 | 0 | 0 | 0 | 0 | 0 | 0
Industrial Fuel Use for Energy Purposes before CCS and Methane Capture[crude oil if,other mining and quarrying 07T08] | NoSettings | 0 | 0 | 0 | 0 | 0 | 0 | 0 | 0 | 0 | 0 | 0 | 0 | 0 | 0 | 0 | 0 | 0 | 0 | 0 | 0 | 0 | 0 | 0 | 0 | 0 | 0 | 0 | 0 | 0 | 0 | 0
Industrial Fuel Use for Energy Purposes before CCS and Methane Capture[crude oil if,food beverage and tobacco 10T12] | NoSettings | 0 | 0 | 0 | 0 | 0 | 0 | 0 | 0 | 0 | 0 | 0 | 0 | 0 | 0 | 0 | 0 | 0 | 0 | 0 | 0 | 0 | 0 | 0 | 0 | 0 | 0 | 0 | 0 | 0 | 0 | 0
Industrial Fuel Use for Energy Purposes before CCS and Methane Capture[crude oil if,textiles apparel and leather 13T15] | NoSettings | 0 | 0 | 0 | 0 | 0 | 0 | 0 | 0 | 0 | 0 | 0 | 0 | 0 | 0 | 0 | 0 | 0 | 0 | 0 | 0 | 0 | 0 | 0 | 0 | 0 | 0 | 0 | 0 | 0 | 0 | 0
Industrial Fuel Use for Energy Purposes before CCS and Methane Capture[crude oil if,wood products 16] | NoSettings | 0 | 0 | 0 | 0 | 0 | 0 | 0 | 0 | 0 | 0 | 0 | 0 | 0 | 0 | 0 | 0 | 0 | 0 | 0 | 0 | 0 | 0 | 0 | 0 | 0 | 0 | 0 | 0 | 0 | 0 | 0
Industrial Fuel Use for Energy Purposes before CCS and Methane Capture[crude oil if,pulp paper and printing 17T18] | NoSettings | 0 | 0 | 0 | 0 | 0 | 0 | 0 | 0 | 0 | 0 | 0 | 0 | 0 | 0 | 0 | 0 | 0 | 0 | 0 | 0 | 0 | 0 | 0 | 0 | 0 | 0 | 0 | 0 | 0 | 0 | 0
Industrial Fuel Use for Energy Purposes before CCS and Methane Capture[crude oil if,refined petroleum and coke 19] | NoSettings | 329908000000000 | 419771000000000 | 419771000000000 | 419771000000000 | 419771000000000 | 419771000000000 | 419771000000000 | 419771000000000 | 419771000000000 | 419771000000000 | 419771000000000 | 419771000000000 | 419771000000000 | 419771000000000 | 419771000000000 | 419771000000000 | 419771000000000 | 419771000000000 | 419771000000000 | 419771000000000 | 419771000000000 | 419771000000000 | 419771000000000 | 419771000000000 | 419771000000000 | 419771000000000 | 419771000000000 | 419771000000000 | 419771000000000 | 419771000000000 | 419771000000000
Industrial Fuel Use for Energy Purposes before CCS and Methane Capture[crude oil if,chemicals 20] | NoSettings | 0 | 0 | 0 | 0 | 0 | 0 | 0 | 0 | 0 | 0 | 0 | 0 | 0 | 0 | 0 | 0 | 0 | 0 | 0 | 0 | 0 | 0 | 0 | 0 | 0 | 0 | 0 | 0 | 0 | 0 | 0
Industrial Fuel Use for Energy Purposes before CCS and Methane Capture[crude oil if,rubber and plastic products 22] | NoSettings | 0 | 0 | 0 | 0 | 0 | 0 | 0 | 0 | 0 | 0 | 0 | 0 | 0 | 0 | 0 | 0 | 0 | 0 | 0 | 0 | 0 | 0 | 0 | 0 | 0 | 0 | 0 | 0 | 0 | 0 | 0
Industrial Fuel Use for Energy Purposes before CCS and Methane Capture[crude oil if,glass and glass products 231] | NoSettings | 0 | 0 | 0 | 0 | 0 | 0 | 0 | 0 | 0 | 0 | 0 | 0 | 0 | 0 | 0 | 0 | 0 | 0 | 0 | 0 | 0 | 0 | 0 | 0 | 0 | 0 | 0 | 0 | 0 | 0 | 0
Industrial Fuel Use for Energy Purposes before CCS and Methane Capture[crude oil if,cement and other nonmetallic minerals 239] | NoSettings | 0 | 0 | 0 | 0 | 0 | 0 | 0 | 0 | 0 | 0 | 0 | 0 | 0 | 0 | 0 | 0 | 0 | 0 | 0 | 0 | 0 | 0 | 0 | 0 | 0 | 0 | 0 | 0 | 0 | 0 | 0
Industrial Fuel Use for Energy Purposes before CCS and Methane Capture[crude oil if,iron and steel 241] | NoSettings | 0 | 0 | 0 | 0 | 0 | 0 | 0 | 0 | 0 | 0 | 0 | 0 | 0 | 0 | 0 | 0 | 0 | 0 | 0 | 0 | 0 | 0 | 0 | 0 | 0 | 0 | 0 | 0 | 0 | 0 | 0
Industrial Fuel Use for Energy Purposes before CCS and Methane Capture[crude oil if,other metals 242] | NoSettings | 0 | 0 | 0 | 0 | 0 | 0 | 0 | 0 | 0 | 0 | 0 | 0 | 0 | 0 | 0 | 0 | 0 | 0 | 0 | 0 | 0 | 0 | 0 | 0 | 0 | 0 | 0 | 0 | 0 | 0 | 0
Industrial Fuel Use for Energy Purposes before CCS and Methane Capture[crude oil if,metal products except machinery and vehicles 25] | NoSettings | 0 | 0 | 0 | 0 | 0 | 0 | 0 | 0 | 0 | 0 | 0 | 0 | 0 | 0 | 0 | 0 | 0 | 0 | 0 | 0 | 0 | 0 | 0 | 0 | 0 | 0 | 0 | 0 | 0 | 0 | 0
Industrial Fuel Use for Energy Purposes before CCS and Methane Capture[crude oil if,computers and electronics 26] | NoSettings | 0 | 0 | 0 | 0 | 0 | 0 | 0 | 0 | 0 | 0 | 0 | 0 | 0 | 0 | 0 | 0 | 0 | 0 | 0 | 0 | 0 | 0 | 0 | 0 | 0 | 0 | 0 | 0 | 0 | 0 | 0
Industrial Fuel Use for Energy Purposes before CCS and Methane Capture[crude oil if,appliances and electrical equipment 27] | NoSettings | 0 | 0 | 0 | 0 | 0 | 0 | 0 | 0 | 0 | 0 | 0 | 0 | 0 | 0 | 0 | 0 | 0 | 0 | 0 | 0 | 0 | 0 | 0 | 0 | 0 | 0 | 0 | 0 | 0 | 0 | 0
Industrial Fuel Use for Energy Purposes before CCS and Methane Capture[crude oil if,other machinery 28] | NoSettings | 0 | 0 | 0 | 0 | 0 | 0 | 0 | 0 | 0 | 0 | 0 | 0 | 0 | 0 | 0 | 0 | 0 | 0 | 0 | 0 | 0 | 0 | 0 | 0 | 0 | 0 | 0 | 0 | 0 | 0 | 0
Industrial Fuel Use for Energy Purposes before CCS and Methane Capture[crude oil if,road vehicles 29] | NoSettings | 0 | 0 | 0 | 0 | 0 | 0 | 0 | 0 | 0 | 0 | 0 | 0 | 0 | 0 | 0 | 0 | 0 | 0 | 0 | 0 | 0 | 0 | 0 | 0 | 0 | 0 | 0 | 0 | 0 | 0 | 0
Industrial Fuel Use for Energy Purposes before CCS and Methane Capture[crude oil if,nonroad vehicles 30] | NoSettings | 0 | 0 | 0 | 0 | 0 | 0 | 0 | 0 | 0 | 0 | 0 | 0 | 0 | 0 | 0 | 0 | 0 | 0 | 0 | 0 | 0 | 0 | 0 | 0 | 0 | 0 | 0 | 0 | 0 | 0 | 0
Industrial Fuel Use for Energy Purposes before CCS and Methane Capture[crude oil if,other manufacturing 31T33] | NoSettings | 0 | 0 | 0 | 0 | 0 | 0 | 0 | 0 | 0 | 0 | 0 | 0 | 0 | 0 | 0 | 0 | 0 | 0 | 0 | 0 | 0 | 0 | 0 | 0 | 0 | 0 | 0 | 0 | 0 | 0 | 0
Industrial Fuel Use for Energy Purposes before CCS and Methane Capture[crude oil if,energy pipelines and gas processing 352T353] | NoSettings | 0 | 0 | 0 | 0 | 0 | 0 | 0 | 0 | 0 | 0 | 0 | 0 | 0 | 0 | 0 | 0 | 0 | 0 | 0 | 0 | 0 | 0 | 0 | 0 | 0 | 0 | 0 | 0 | 0 | 0 | 0
Industrial Fuel Use for Energy Purposes before CCS and Methane Capture[crude oil if,water and waste 36T39] | NoSettings | 0 | 0 | 0 | 0 | 0 | 0 | 0 | 0 | 0 | 0 | 0 | 0 | 0 | 0 | 0 | 0 | 0 | 0 | 0 | 0 | 0 | 0 | 0 | 0 | 0 | 0 | 0 | 0 | 0 | 0 | 0
Industrial Fuel Use for Energy Purposes before CCS and Methane Capture[crude oil if,construction 41T43] | NoSettings | 0 | 0 | 0 | 0 | 0 | 0 | 0 | 0 | 0 | 0 | 0 | 0 | 0 | 0 | 0 | 0 | 0 | 0 | 0 | 0 | 0 | 0 | 0 | 0 | 0 | 0 | 0 | 0 | 0 | 0 | 0
Industrial Fuel Use for Energy Purposes before CCS and Methane Capture[heavy or residual fuel oil if,agriculture and forestry 01T03] | NoSettings | 0 | 0 | 0 | 0 | 0 | 0 | 0 | 0 | 0 | 0 | 0 | 0 | 0 | 0 | 0 | 0 | 0 | 0 | 0 | 0 | 0 | 0 | 0 | 0 | 0 | 0 | 0 | 0 | 0 | 0 | 0
Industrial Fuel Use for Energy Purposes before CCS and Methane Capture[heavy or residual fuel oil if,coal mining 05] | NoSettings | 0 | 0 | 0 | 0 | 0 | 0 | 0 | 0 | 0 | 0 | 0 | 0 | 0 | 0 | 0 | 0 | 0 | 0 | 0 | 0 | 0 | 0 | 0 | 0 | 0 | 0 | 0 | 0 | 0 | 0 | 0
Industrial Fuel Use for Energy Purposes before CCS and Methane Capture[heavy or residual fuel oil if,oil and gas extraction 06] | NoSettings | 0 | 0 | 0 | 0 | 0 | 0 | 0 | 0 | 0 | 0 | 0 | 0 | 0 | 0 | 0 | 0 | 0 | 0 | 0 | 0 | 0 | 0 | 0 | 0 | 0 | 0 | 0 | 0 | 0 | 0 | 0
Industrial Fuel Use for Energy Purposes before CCS and Methane Capture[heavy or residual fuel oil if,other mining and quarrying 07T08] | NoSettings | 0 | 0 | 0 | 0 | 0 | 0 | 0 | 0 | 0 | 0 | 0 | 0 | 0 | 0 | 0 | 0 | 0 | 0 | 0 | 0 | 0 | 0 | 0 | 0 | 0 | 0 | 0 | 0 | 0 | 0 | 0
Industrial Fuel Use for Energy Purposes before CCS and Methane Capture[heavy or residual fuel oil if,food beverage and tobacco 10T12] | NoSettings | 0 | 0 | 0 | 0 | 0 | 0 | 0 | 0 | 0 | 0 | 0 | 0 | 0 | 0 | 0 | 0 | 0 | 0 | 0 | 0 | 0 | 0 | 0 | 0 | 0 | 0 | 0 | 0 | 0 | 0 | 0
Industrial Fuel Use for Energy Purposes before CCS and Methane Capture[heavy or residual fuel oil if,textiles apparel and leather 13T15] | NoSettings | 0 | 0 | 0 | 0 | 0 | 0 | 0 | 0 | 0 | 0 | 0 | 0 | 0 | 0 | 0 | 0 | 0 | 0 | 0 | 0 | 0 | 0 | 0 | 0 | 0 | 0 | 0 | 0 | 0 | 0 | 0
Industrial Fuel Use for Energy Purposes before CCS and Methane Capture[heavy or residual fuel oil if,wood products 16] | NoSettings | 0 | 0 | 0 | 0 | 0 | 0 | 0 | 0 | 0 | 0 | 0 | 0 | 0 | 0 | 0 | 0 | 0 | 0 | 0 | 0 | 0 | 0 | 0 | 0 | 0 | 0 | 0 | 0 | 0 | 0 | 0
Industrial Fuel Use for Energy Purposes before CCS and Methane Capture[heavy or residual fuel oil if,pulp paper and printing 17T18] | NoSettings | 0 | 0 | 0 | 0 | 0 | 0 | 0 | 0 | 0 | 0 | 0 | 0 | 0 | 0 | 0 | 0 | 0 | 0 | 0 | 0 | 0 | 0 | 0 | 0 | 0 | 0 | 0 | 0 | 0 | 0 | 0
Industrial Fuel Use for Energy Purposes before CCS and Methane Capture[heavy or residual fuel oil if,refined petroleum and coke 19] | NoSettings | 2858100000000 | 3064150000000 | 2874550000000 | 2936870000000 | 2918270000000 | 2895610000000 | 2838420000000 | 2827390000000 | 2720330000000 | 2665970000000 | 2612460000000 | 2574160000000 | 2511910000000 | 2502790000000 | 2428480000000 | 2386680000000 | 2400770000000 | 2341140000000 | 2315890000000 | 2314940000000 | 2312690000000 | 2285210000000 | 2275180000000 | 2269980000000 | 2267940000000 | 2256460000000 | 2251540000000 | 2245060000000 | 2238590000000 | 2232110000000 | 2225640000000
Industrial Fuel Use for Energy Purposes before CCS and Methane Capture[heavy or residual fuel oil if,chemicals 20] | NoSettings | 0 | 0 | 0 | 0 | 0 | 0 | 0 | 0 | 0 | 0 | 0 | 0 | 0 | 0 | 0 | 0 | 0 | 0 | 0 | 0 | 0 | 0 | 0 | 0 | 0 | 0 | 0 | 0 | 0 | 0 | 0
Industrial Fuel Use for Energy Purposes before CCS and Methane Capture[heavy or residual fuel oil if,rubber and plastic products 22] | NoSettings | 0 | 0 | 0 | 0 | 0 | 0 | 0 | 0 | 0 | 0 | 0 | 0 | 0 | 0 | 0 | 0 | 0 | 0 | 0 | 0 | 0 | 0 | 0 | 0 | 0 | 0 | 0 | 0 | 0 | 0 | 0
Industrial Fuel Use for Energy Purposes before CCS and Methane Capture[heavy or residual fuel oil if,glass and glass products 231] | NoSettings | 0 | 0 | 0 | 0 | 0 | 0 | 0 | 0 | 0 | 0 | 0 | 0 | 0 | 0 | 0 | 0 | 0 | 0 | 0 | 0 | 0 | 0 | 0 | 0 | 0 | 0 | 0 | 0 | 0 | 0 | 0
Industrial Fuel Use for Energy Purposes before CCS and Methane Capture[heavy or residual fuel oil if,cement and other nonmetallic minerals 239] | NoSettings | 0 | 0 | 0 | 0 | 0 | 0 | 0 | 0 | 0 | 0 | 0 | 0 | 0 | 0 | 0 | 0 | 0 | 0 | 0 | 0 | 0 | 0 | 0 | 0 | 0 | 0 | 0 | 0 | 0 | 0 | 0
Industrial Fuel Use for Energy Purposes before CCS and Methane Capture[heavy or residual fuel oil if,iron and steel 241] | NoSettings | 0 | 0 | 0 | 0 | 0 | 0 | 0 | 0 | 0 | 0 | 0 | 0 | 0 | 0 | 0 | 0 | 0 | 0 | 0 | 0 | 0 | 0 | 0 | 0 | 0 | 0 | 0 | 0 | 0 | 0 | 0
Industrial Fuel Use for Energy Purposes before CCS and Methane Capture[heavy or residual fuel oil if,other metals 242] | NoSettings | 0 | 0 | 0 | 0 | 0 | 0 | 0 | 0 | 0 | 0 | 0 | 0 | 0 | 0 | 0 | 0 | 0 | 0 | 0 | 0 | 0 | 0 | 0 | 0 | 0 | 0 | 0 | 0 | 0 | 0 | 0
Industrial Fuel Use for Energy Purposes before CCS and Methane Capture[heavy or residual fuel oil if,metal products except machinery and vehicles 25] | NoSettings | 0 | 0 | 0 | 0 | 0 | 0 | 0 | 0 | 0 | 0 | 0 | 0 | 0 | 0 | 0 | 0 | 0 | 0 | 0 | 0 | 0 | 0 | 0 | 0 | 0 | 0 | 0 | 0 | 0 | 0 | 0
Industrial Fuel Use for Energy Purposes before CCS and Methane Capture[heavy or residual fuel oil if,computers and electronics 26] | NoSettings | 0 | 0 | 0 | 0 | 0 | 0 | 0 | 0 | 0 | 0 | 0 | 0 | 0 | 0 | 0 | 0 | 0 | 0 | 0 | 0 | 0 | 0 | 0 | 0 | 0 | 0 | 0 | 0 | 0 | 0 | 0
Industrial Fuel Use for Energy Purposes before CCS and Methane Capture[heavy or residual fuel oil if,appliances and electrical equipment 27] | NoSettings | 0 | 0 | 0 | 0 | 0 | 0 | 0 | 0 | 0 | 0 | 0 | 0 | 0 | 0 | 0 | 0 | 0 | 0 | 0 | 0 | 0 | 0 | 0 | 0 | 0 | 0 | 0 | 0 | 0 | 0 | 0
Industrial Fuel Use for Energy Purposes before CCS and Methane Capture[heavy or residual fuel oil if,other machinery 28] | NoSettings | 0 | 0 | 0 | 0 | 0 | 0 | 0 | 0 | 0 | 0 | 0 | 0 | 0 | 0 | 0 | 0 | 0 | 0 | 0 | 0 | 0 | 0 | 0 | 0 | 0 | 0 | 0 | 0 | 0 | 0 | 0
Industrial Fuel Use for Energy Purposes before CCS and Methane Capture[heavy or residual fuel oil if,road vehicles 29] | NoSettings | 0 | 0 | 0 | 0 | 0 | 0 | 0 | 0 | 0 | 0 | 0 | 0 | 0 | 0 | 0 | 0 | 0 | 0 | 0 | 0 | 0 | 0 | 0 | 0 | 0 | 0 | 0 | 0 | 0 | 0 | 0
Industrial Fuel Use for Energy Purposes before CCS and Methane Capture[heavy or residual fuel oil if,nonroad vehicles 30] | NoSettings | 0 | 0 | 0 | 0 | 0 | 0 | 0 | 0 | 0 | 0 | 0 | 0 | 0 | 0 | 0 | 0 | 0 | 0 | 0 | 0 | 0 | 0 | 0 | 0 | 0 | 0 | 0 | 0 | 0 | 0 | 0
Industrial Fuel Use for Energy Purposes before CCS and Methane Capture[heavy or residual fuel oil if,other manufacturing 31T33] | NoSettings | 57944000000 | 54410800000 | 56284700000 | 58469600000 | 59521600000 | 61018000000 | 61928400000 | 62492700000 | 62966200000 | 63524700000 | 64370800000 | 65128200000 | 65777600000 | 66748400000 | 67494500000 | 67894000000 | 68143500000 | 68683900000 | 69282500000 | 69957600000 | 70424500000 | 71187400000 | 72319400000 | 73836400000 | 75077100000 | 75887200000 | 77308700000 | 78524400000 | 79740100000 | 80955900000 | 82171600000
Industrial Fuel Use for Energy Purposes before CCS and Methane Capture[heavy or residual fuel oil if,energy pipelines and gas processing 352T353] | NoSettings | 0 | 0 | 0 | 0 | 0 | 0 | 0 | 0 | 0 | 0 | 0 | 0 | 0 | 0 | 0 | 0 | 0 | 0 | 0 | 0 | 0 | 0 | 0 | 0 | 0 | 0 | 0 | 0 | 0 | 0 | 0
Industrial Fuel Use for Energy Purposes before CCS and Methane Capture[heavy or residual fuel oil if,water and waste 36T39] | NoSettings | 0 | 0 | 0 | 0 | 0 | 0 | 0 | 0 | 0 | 0 | 0 | 0 | 0 | 0 | 0 | 0 | 0 | 0 | 0 | 0 | 0 | 0 | 0 | 0 | 0 | 0 | 0 | 0 | 0 | 0 | 0
Industrial Fuel Use for Energy Purposes before CCS and Methane Capture[heavy or residual fuel oil if,construction 41T43] | NoSettings | 0 | 0 | 0 | 0 | 0 | 0 | 0 | 0 | 0 | 0 | 0 | 0 | 0 | 0 | 0 | 0 | 0 | 0 | 0 | 0 | 0 | 0 | 0 | 0 | 0 | 0 | 0 | 0 | 0 | 0 | 0
Industrial Fuel Use for Energy Purposes before CCS and Methane Capture[LPG propane or butane if,agriculture and forestry 01T03] | NoSettings | 0 | 0 | 0 | 0 | 0 | 0 | 0 | 0 | 0 | 0 | 0 | 0 | 0 | 0 | 0 | 0 | 0 | 0 | 0 | 0 | 0 | 0 | 0 | 0 | 0 | 0 | 0 | 0 | 0 | 0 | 0
Industrial Fuel Use for Energy Purposes before CCS and Methane Capture[LPG propane or butane if,coal mining 05] | NoSettings | 0 | 0 | 0 | 0 | 0 | 0 | 0 | 0 | 0 | 0 | 0 | 0 | 0 | 0 | 0 | 0 | 0 | 0 | 0 | 0 | 0 | 0 | 0 | 0 | 0 | 0 | 0 | 0 | 0 | 0 | 0
Industrial Fuel Use for Energy Purposes before CCS and Methane Capture[LPG propane or butane if,oil and gas extraction 06] | NoSettings | 0 | 0 | 0 | 0 | 0 | 0 | 0 | 0 | 0 | 0 | 0 | 0 | 0 | 0 | 0 | 0 | 0 | 0 | 0 | 0 | 0 | 0 | 0 | 0 | 0 | 0 | 0 | 0 | 0 | 0 | 0
Industrial Fuel Use for Energy Purposes before CCS and Methane Capture[LPG propane or butane if,other mining and quarrying 07T08] | NoSettings | 0 | 0 | 0 | 0 | 0 | 0 | 0 | 0 | 0 | 0 | 0 | 0 | 0 | 0 | 0 | 0 | 0 | 0 | 0 | 0 | 0 | 0 | 0 | 0 | 0 | 0 | 0 | 0 | 0 | 0 | 0
Industrial Fuel Use for Energy Purposes before CCS and Methane Capture[LPG propane or butane if,food beverage and tobacco 10T12] | NoSettings | 0 | 0 | 0 | 0 | 0 | 0 | 0 | 0 | 0 | 0 | 0 | 0 | 0 | 0 | 0 | 0 | 0 | 0 | 0 | 0 | 0 | 0 | 0 | 0 | 0 | 0 | 0 | 0 | 0 | 0 | 0
Industrial Fuel Use for Energy Purposes before CCS and Methane Capture[LPG propane or butane if,textiles apparel and leather 13T15] | NoSettings | 0 | 0 | 0 | 0 | 0 | 0 | 0 | 0 | 0 | 0 | 0 | 0 | 0 | 0 | 0 | 0 | 0 | 0 | 0 | 0 | 0 | 0 | 0 | 0 | 0 | 0 | 0 | 0 | 0 | 0 | 0
Industrial Fuel Use for Energy Purposes before CCS and Methane Capture[LPG propane or butane if,wood products 16] | NoSettings | 0 | 0 | 0 | 0 | 0 | 0 | 0 | 0 | 0 | 0 | 0 | 0 | 0 | 0 | 0 | 0 | 0 | 0 | 0 | 0 | 0 | 0 | 0 | 0 | 0 | 0 | 0 | 0 | 0 | 0 | 0
Industrial Fuel Use for Energy Purposes before CCS and Methane Capture[LPG propane or butane if,pulp paper and printing 17T18] | NoSettings | 0 | 0 | 0 | 0 | 0 | 0 | 0 | 0 | 0 | 0 | 0 | 0 | 0 | 0 | 0 | 0 | 0 | 0 | 0 | 0 | 0 | 0 | 0 | 0 | 0 | 0 | 0 | 0 | 0 | 0 | 0
Industrial Fuel Use for Energy Purposes before CCS and Methane Capture[LPG propane or butane if,refined petroleum and coke 19] | NoSettings | 35652500000 | 38222800000 | 35857700000 | 36635100000 | 36403100000 | 36120400000 | 35407000000 | 35269400000 | 33934000000 | 33255800000 | 32588400000 | 32110600000 | 31334100000 | 31220300000 | 30293300000 | 29772000000 | 29947700000 | 29203900000 | 28888900000 | 28877000000 | 28848900000 | 28506100000 | 28381100000 | 28316200000 | 28290700000 | 28147600000 | 28086100000 | 28005300000 | 27924600000 | 27843800000 | 27763100000
Industrial Fuel Use for Energy Purposes before CCS and Methane Capture[LPG propane or butane if,chemicals 20] | NoSettings | 0 | 0 | 0 | 0 | 0 | 0 | 0 | 0 | 0 | 0 | 0 | 0 | 0 | 0 | 0 | 0 | 0 | 0 | 0 | 0 | 0 | 0 | 0 | 0 | 0 | 0 | 0 | 0 | 0 | 0 | 0
Industrial Fuel Use for Energy Purposes before CCS and Methane Capture[LPG propane or butane if,rubber and plastic products 22] | NoSettings | 0 | 0 | 0 | 0 | 0 | 0 | 0 | 0 | 0 | 0 | 0 | 0 | 0 | 0 | 0 | 0 | 0 | 0 | 0 | 0 | 0 | 0 | 0 | 0 | 0 | 0 | 0 | 0 | 0 | 0 | 0
Industrial Fuel Use for Energy Purposes before CCS and Methane Capture[LPG propane or butane if,glass and glass products 231] | NoSettings | 0 | 0 | 0 | 0 | 0 | 0 | 0 | 0 | 0 | 0 | 0 | 0 | 0 | 0 | 0 | 0 | 0 | 0 | 0 | 0 | 0 | 0 | 0 | 0 | 0 | 0 | 0 | 0 | 0 | 0 | 0
Industrial Fuel Use for Energy Purposes before CCS and Methane Capture[LPG propane or butane if,cement and other nonmetallic minerals 239] | NoSettings | 491459000 | 481214000 | 470970000 | 460726000 | 450481000 | 440237000 | 429992000 | 419748000 | 409504000 | 399259000 | 389015000 | 378770000 | 368526000 | 358282000 | 348037000 | 337793000 | 337793000 | 337793000 | 337793000 | 337793000 | 337793000 | 337793000 | 337793000 | 337793000 | 337793000 | 337793000 | 337793000 | 337793000 | 337793000 | 337793000 | 337793000
Industrial Fuel Use for Energy Purposes before CCS and Methane Capture[LPG propane or butane if,iron and steel 241] | NoSettings | 0 | 0 | 0 | 0 | 0 | 0 | 0 | 0 | 0 | 0 | 0 | 0 | 0 | 0 | 0 | 0 | 0 | 0 | 0 | 0 | 0 | 0 | 0 | 0 | 0 | 0 | 0 | 0 | 0 | 0 | 0
Industrial Fuel Use for Energy Purposes before CCS and Methane Capture[LPG propane or butane if,other metals 242] | NoSettings | 0 | 0 | 0 | 0 | 0 | 0 | 0 | 0 | 0 | 0 | 0 | 0 | 0 | 0 | 0 | 0 | 0 | 0 | 0 | 0 | 0 | 0 | 0 | 0 | 0 | 0 | 0 | 0 | 0 | 0 | 0
Industrial Fuel Use for Energy Purposes before CCS and Methane Capture[LPG propane or butane if,metal products except machinery and vehicles 25] | NoSettings | 0 | 0 | 0 | 0 | 0 | 0 | 0 | 0 | 0 | 0 | 0 | 0 | 0 | 0 | 0 | 0 | 0 | 0 | 0 | 0 | 0 | 0 | 0 | 0 | 0 | 0 | 0 | 0 | 0 | 0 | 0
Industrial Fuel Use for Energy Purposes before CCS and Methane Capture[LPG propane or butane if,computers and electronics 26] | NoSettings | 0 | 0 | 0 | 0 | 0 | 0 | 0 | 0 | 0 | 0 | 0 | 0 | 0 | 0 | 0 | 0 | 0 | 0 | 0 | 0 | 0 | 0 | 0 | 0 | 0 | 0 | 0 | 0 | 0 | 0 | 0
Industrial Fuel Use for Energy Purposes before CCS and Methane Capture[LPG propane or butane if,appliances and electrical equipment 27] | NoSettings | 0 | 0 | 0 | 0 | 0 | 0 | 0 | 0 | 0 | 0 | 0 | 0 | 0 | 0 | 0 | 0 | 0 | 0 | 0 | 0 | 0 | 0 | 0 | 0 | 0 | 0 | 0 | 0 | 0 | 0 | 0
Industrial Fuel Use for Energy Purposes before CCS and Methane Capture[LPG propane or butane if,other machinery 28] | NoSettings | 0 | 0 | 0 | 0 | 0 | 0 | 0 | 0 | 0 | 0 | 0 | 0 | 0 | 0 | 0 | 0 | 0 | 0 | 0 | 0 | 0 | 0 | 0 | 0 | 0 | 0 | 0 | 0 | 0 | 0 | 0
Industrial Fuel Use for Energy Purposes before CCS and Methane Capture[LPG propane or butane if,road vehicles 29] | NoSettings | 0 | 0 | 0 | 0 | 0 | 0 | 0 | 0 | 0 | 0 | 0 | 0 | 0 | 0 | 0 | 0 | 0 | 0 | 0 | 0 | 0 | 0 | 0 | 0 | 0 | 0 | 0 | 0 | 0 | 0 | 0
Industrial Fuel Use for Energy Purposes before CCS and Methane Capture[LPG propane or butane if,nonroad vehicles 30] | NoSettings | 0 | 0 | 0 | 0 | 0 | 0 | 0 | 0 | 0 | 0 | 0 | 0 | 0 | 0 | 0 | 0 | 0 | 0 | 0 | 0 | 0 | 0 | 0 | 0 | 0 | 0 | 0 | 0 | 0 | 0 | 0
Industrial Fuel Use for Energy Purposes before CCS and Methane Capture[LPG propane or butane if,other manufacturing 31T33] | NoSettings | 19249400000000 | 19063400000000 | 18185100000000 | 18891000000000 | 19230900000000 | 19714400000000 | 20008600000000 | 20190900000000 | 20343900000000 | 20524300000000 | 20797700000000 | 21042400000000 | 21252200000000 | 21565900000000 | 21806900000000 | 21936000000000 | 22016600000000 | 22191200000000 | 22384600000000 | 22602700000000 | 22753600000000 | 23000100000000 | 23365800000000 | 23855900000000 | 24256800000000 | 24518500000000 | 24977800000000 | 25370600000000 | 25763400000000 | 26156200000000 | 26549000000000
Industrial Fuel Use for Energy Purposes before CCS and Methane Capture[LPG propane or butane if,energy pipelines and gas processing 352T353] | NoSettings | 0 | 0 | 0 | 0 | 0 | 0 | 0 | 0 | 0 | 0 | 0 | 0 | 0 | 0 | 0 | 0 | 0 | 0 | 0 | 0 | 0 | 0 | 0 | 0 | 0 | 0 | 0 | 0 | 0 | 0 | 0
Industrial Fuel Use for Energy Purposes before CCS and Methane Capture[LPG propane or butane if,water and waste 36T39] | NoSettings | 0 | 0 | 0 | 0 | 0 | 0 | 0 | 0 | 0 | 0 | 0 | 0 | 0 | 0 | 0 | 0 | 0 | 0 | 0 | 0 | 0 | 0 | 0 | 0 | 0 | 0 | 0 | 0 | 0 | 0 | 0
Industrial Fuel Use for Energy Purposes before CCS and Methane Capture[LPG propane or butane if,construction 41T43] | NoSettings | 0 | 0 | 0 | 0 | 0 | 0 | 0 | 0 | 0 | 0 | 0 | 0 | 0 | 0 | 0 | 0 | 0 | 0 | 0 | 0 | 0 | 0 | 0 | 0 | 0 | 0 | 0 | 0 | 0 | 0 | 0
Industrial Fuel Use for Energy Purposes before CCS and Methane Capture[hydrogen if,agriculture and forestry 01T03] | NoSettings | 0 | 0 | 0 | 0 | 0 | 0 | 0 | 0 | 0 | 0 | 0 | 0 | 0 | 0 | 0 | 0 | 0 | 0 | 0 | 0 | 0 | 0 | 0 | 0 | 0 | 0 | 0 | 0 | 0 | 0 | 0
Industrial Fuel Use for Energy Purposes before CCS and Methane Capture[hydrogen if,coal mining 05] | NoSettings | 0 | 0 | 0 | 0 | 0 | 0 | 0 | 0 | 0 | 0 | 0 | 0 | 0 | 0 | 0 | 0 | 0 | 0 | 0 | 0 | 0 | 0 | 0 | 0 | 0 | 0 | 0 | 0 | 0 | 0 | 0
Industrial Fuel Use for Energy Purposes before CCS and Methane Capture[hydrogen if,oil and gas extraction 06] | NoSettings | 0 | 0 | 0 | 0 | 0 | 0 | 0 | 0 | 0 | 0 | 0 | 0 | 0 | 0 | 0 | 0 | 0 | 0 | 0 | 0 | 0 | 0 | 0 | 0 | 0 | 0 | 0 | 0 | 0 | 0 | 0
Industrial Fuel Use for Energy Purposes before CCS and Methane Capture[hydrogen if,other mining and quarrying 07T08] | NoSettings | 0 | 0 | 0 | 0 | 0 | 0 | 0 | 0 | 0 | 0 | 0 | 0 | 0 | 0 | 0 | 0 | 0 | 0 | 0 | 0 | 0 | 0 | 0 | 0 | 0 | 0 | 0 | 0 | 0 | 0 | 0
Industrial Fuel Use for Energy Purposes before CCS and Methane Capture[hydrogen if,food beverage and tobacco 10T12] | NoSettings | 0 | 0 | 0 | 0 | 0 | 0 | 0 | 0 | 0 | 0 | 0 | 0 | 0 | 0 | 0 | 0 | 0 | 0 | 0 | 0 | 0 | 0 | 0 | 0 | 0 | 0 | 0 | 0 | 0 | 0 | 0
Industrial Fuel Use for Energy Purposes before CCS and Methane Capture[hydrogen if,textiles apparel and leather 13T15] | NoSettings | 0 | 0 | 0 | 0 | 0 | 0 | 0 | 0 | 0 | 0 | 0 | 0 | 0 | 0 | 0 | 0 | 0 | 0 | 0 | 0 | 0 | 0 | 0 | 0 | 0 | 0 | 0 | 0 | 0 | 0 | 0
Industrial Fuel Use for Energy Purposes before CCS and Methane Capture[hydrogen if,wood products 16] | NoSettings | 0 | 0 | 0 | 0 | 0 | 0 | 0 | 0 | 0 | 0 | 0 | 0 | 0 | 0 | 0 | 0 | 0 | 0 | 0 | 0 | 0 | 0 | 0 | 0 | 0 | 0 | 0 | 0 | 0 | 0 | 0
Industrial Fuel Use for Energy Purposes before CCS and Methane Capture[hydrogen if,pulp paper and printing 17T18] | NoSettings | 0 | 0 | 0 | 0 | 0 | 0 | 0 | 0 | 0 | 0 | 0 | 0 | 0 | 0 | 0 | 0 | 0 | 0 | 0 | 0 | 0 | 0 | 0 | 0 | 0 | 0 | 0 | 0 | 0 | 0 | 0
Industrial Fuel Use for Energy Purposes before CCS and Methane Capture[hydrogen if,refined petroleum and coke 19] | NoSettings | 0 | 0 | 0 | 0 | 0 | 0 | 0 | 0 | 0 | 0 | 0 | 0 | 0 | 0 | 0 | 0 | 0 | 0 | 0 | 0 | 0 | 0 | 0 | 0 | 0 | 0 | 0 | 0 | 0 | 0 | 0
Industrial Fuel Use for Energy Purposes before CCS and Methane Capture[hydrogen if,chemicals 20] | NoSettings | 0 | 0 | 0 | 0 | 0 | 0 | 0 | 0 | 0 | 0 | 0 | 0 | 0 | 0 | 0 | 0 | 0 | 0 | 0 | 0 | 0 | 0 | 0 | 0 | 0 | 0 | 0 | 0 | 0 | 0 | 0
Industrial Fuel Use for Energy Purposes before CCS and Methane Capture[hydrogen if,rubber and plastic products 22] | NoSettings | 0 | 0 | 0 | 0 | 0 | 0 | 0 | 0 | 0 | 0 | 0 | 0 | 0 | 0 | 0 | 0 | 0 | 0 | 0 | 0 | 0 | 0 | 0 | 0 | 0 | 0 | 0 | 0 | 0 | 0 | 0
Industrial Fuel Use for Energy Purposes before CCS and Methane Capture[hydrogen if,glass and glass products 231] | NoSettings | 0 | 0 | 0 | 0 | 0 | 0 | 0 | 0 | 0 | 0 | 0 | 0 | 0 | 0 | 0 | 0 | 0 | 0 | 0 | 0 | 0 | 0 | 0 | 0 | 0 | 0 | 0 | 0 | 0 | 0 | 0
Industrial Fuel Use for Energy Purposes before CCS and Methane Capture[hydrogen if,cement and other nonmetallic minerals 239] | NoSettings | 0 | 0 | 0 | 0 | 0 | 0 | 0 | 0 | 0 | 0 | 0 | 0 | 0 | 0 | 0 | 0 | 0 | 0 | 0 | 0 | 0 | 0 | 0 | 0 | 0 | 0 | 0 | 0 | 0 | 0 | 0
Industrial Fuel Use for Energy Purposes before CCS and Methane Capture[hydrogen if,iron and steel 241] | NoSettings | 0 | 0 | 0 | 0 | 0 | 0 | 0 | 0 | 0 | 0 | 0 | 0 | 0 | 0 | 0 | 0 | 0 | 0 | 0 | 0 | 0 | 0 | 0 | 0 | 0 | 0 | 0 | 0 | 0 | 0 | 0
Industrial Fuel Use for Energy Purposes before CCS and Methane Capture[hydrogen if,other metals 242] | NoSettings | 0 | 0 | 0 | 0 | 0 | 0 | 0 | 0 | 0 | 0 | 0 | 0 | 0 | 0 | 0 | 0 | 0 | 0 | 0 | 0 | 0 | 0 | 0 | 0 | 0 | 0 | 0 | 0 | 0 | 0 | 0
Industrial Fuel Use for Energy Purposes before CCS and Methane Capture[hydrogen if,metal products except machinery and vehicles 25] | NoSettings | 0 | 0 | 0 | 0 | 0 | 0 | 0 | 0 | 0 | 0 | 0 | 0 | 0 | 0 | 0 | 0 | 0 | 0 | 0 | 0 | 0 | 0 | 0 | 0 | 0 | 0 | 0 | 0 | 0 | 0 | 0
Industrial Fuel Use for Energy Purposes before CCS and Methane Capture[hydrogen if,computers and electronics 26] | NoSettings | 0 | 0 | 0 | 0 | 0 | 0 | 0 | 0 | 0 | 0 | 0 | 0 | 0 | 0 | 0 | 0 | 0 | 0 | 0 | 0 | 0 | 0 | 0 | 0 | 0 | 0 | 0 | 0 | 0 | 0 | 0
Industrial Fuel Use for Energy Purposes before CCS and Methane Capture[hydrogen if,appliances and electrical equipment 27] | NoSettings | 0 | 0 | 0 | 0 | 0 | 0 | 0 | 0 | 0 | 0 | 0 | 0 | 0 | 0 | 0 | 0 | 0 | 0 | 0 | 0 | 0 | 0 | 0 | 0 | 0 | 0 | 0 | 0 | 0 | 0 | 0
Industrial Fuel Use for Energy Purposes before CCS and Methane Capture[hydrogen if,other machinery 28] | NoSettings | 0 | 0 | 0 | 0 | 0 | 0 | 0 | 0 | 0 | 0 | 0 | 0 | 0 | 0 | 0 | 0 | 0 | 0 | 0 | 0 | 0 | 0 | 0 | 0 | 0 | 0 | 0 | 0 | 0 | 0 | 0
Industrial Fuel Use for Energy Purposes before CCS and Methane Capture[hydrogen if,road vehicles 29] | NoSettings | 0 | 0 | 0 | 0 | 0 | 0 | 0 | 0 | 0 | 0 | 0 | 0 | 0 | 0 | 0 | 0 | 0 | 0 | 0 | 0 | 0 | 0 | 0 | 0 | 0 | 0 | 0 | 0 | 0 | 0 | 0
Industrial Fuel Use for Energy Purposes before CCS and Methane Capture[hydrogen if,nonroad vehicles 30] | NoSettings | 0 | 0 | 0 | 0 | 0 | 0 | 0 | 0 | 0 | 0 | 0 | 0 | 0 | 0 | 0 | 0 | 0 | 0 | 0 | 0 | 0 | 0 | 0 | 0 | 0 | 0 | 0 | 0 | 0 | 0 | 0
Industrial Fuel Use for Energy Purposes before CCS and Methane Capture[hydrogen if,other manufacturing 31T33] | NoSettings | 0 | 0 | 0 | 0 | 0 | 0 | 0 | 0 | 0 | 0 | 0 | 0 | 0 | 0 | 0 | 0 | 0 | 0 | 0 | 0 | 0 | 0 | 0 | 0 | 0 | 0 | 0 | 0 | 0 | 0 | 0
Industrial Fuel Use for Energy Purposes before CCS and Methane Capture[hydrogen if,energy pipelines and gas processing 352T353] | NoSettings | 0 | 0 | 0 | 0 | 0 | 0 | 0 | 0 | 0 | 0 | 0 | 0 | 0 | 0 | 0 | 0 | 0 | 0 | 0 | 0 | 0 | 0 | 0 | 0 | 0 | 0 | 0 | 0 | 0 | 0 | 0
Industrial Fuel Use for Energy Purposes before CCS and Methane Capture[hydrogen if,water and waste 36T39] | NoSettings | 0 | 0 | 0 | 0 | 0 | 0 | 0 | 0 | 0 | 0 | 0 | 0 | 0 | 0 | 0 | 0 | 0 | 0 | 0 | 0 | 0 | 0 | 0 | 0 | 0 | 0 | 0 | 0 | 0 | 0 | 0
Industrial Fuel Use for Energy Purposes before CCS and Methane Capture[hydrogen if,construction 41T43] | NoSettings | 0 | 0 | 0 | 0 | 0 | 0 | 0 | 0 | 0 | 0 | 0 | 0 | 0 | 0 | 0 | 0 | 0 | 0 | 0 | 0 | 0 | 0 | 0 | 0 | 0 | 0 | 0 | 0 | 0 | 0 | 0
Transportation Sector Fuel Used[LDVs,passenger,battery electric vehicle,electricity tf] | NoSettings | 6270220000000 | 10073600000000 | 14537400000000 | 19273100000000 | 24302400000000 | 29669800000000 | 34764400000000 | 40052900000000 | 45671600000000 | 52117400000000 | 59556800000000 | 68868400000000 | 80126000000000 | 90833500000000 | 102753000000000 | 115131000000000 | 129134000000000 | 144476000000000 | 160940000000000 | 178879000000000 | 197881000000000 | 217625000000000 | 237488000000000 | 257227000000000 | 275887000000000 | 293230000000000 | 308895000000000 | 322877000000000 | 335261000000000 | 346135000000000 | 355631000000000
Transportation Sector Fuel Used[LDVs,passenger,battery electric vehicle,natural gas tf] | NoSettings | 0 | 0 | 0 | 0 | 0 | 0 | 0 | 0 | 0 | 0 | 0 | 0 | 0 | 0 | 0 | 0 | 0 | 0 | 0 | 0 | 0 | 0 | 0 | 0 | 0 | 0 | 0 | 0 | 0 | 0 | 0
Transportation Sector Fuel Used[LDVs,passenger,battery electric vehicle,petroleum gasoline tf] | NoSettings | 0 | 0 | 0 | 0 | 0 | 0 | 0 | 0 | 0 | 0 | 0 | 0 | 0 | 0 | 0 | 0 | 0 | 0 | 0 | 0 | 0 | 0 | 0 | 0 | 0 | 0 | 0 | 0 | 0 | 0 | 0
Transportation Sector Fuel Used[LDVs,passenger,battery electric vehicle,petroleum diesel tf] | NoSettings | 0 | 0 | 0 | 0 | 0 | 0 | 0 | 0 | 0 | 0 | 0 | 0 | 0 | 0 | 0 | 0 | 0 | 0 | 0 | 0 | 0 | 0 | 0 | 0 | 0 | 0 | 0 | 0 | 0 | 0 | 0
Transportation Sector Fuel Used[LDVs,passenger,battery electric vehicle,biofuel gasoline tf] | NoSettings | 0 | 0 | 0 | 0 | 0 | 0 | 0 | 0 | 0 | 0 | 0 | 0 | 0 | 0 | 0 | 0 | 0 | 0 | 0 | 0 | 0 | 0 | 0 | 0 | 0 | 0 | 0 | 0 | 0 | 0 | 0
Transportation Sector Fuel Used[LDVs,passenger,battery electric vehicle,biofuel diesel tf] | NoSettings | 0 | 0 | 0 | 0 | 0 | 0 | 0 | 0 | 0 | 0 | 0 | 0 | 0 | 0 | 0 | 0 | 0 | 0 | 0 | 0 | 0 | 0 | 0 | 0 | 0 | 0 | 0 | 0 | 0 | 0 | 0
Transportation Sector Fuel Used[LDVs,passenger,battery electric vehicle,jet fuel tf] | NoSettings | 0 | 0 | 0 | 0 | 0 | 0 | 0 | 0 | 0 | 0 | 0 | 0 | 0 | 0 | 0 | 0 | 0 | 0 | 0 | 0 | 0 | 0 | 0 | 0 | 0 | 0 | 0 | 0 | 0 | 0 | 0
Transportation Sector Fuel Used[LDVs,passenger,battery electric vehicle,heavy or residual fuel oil tf] | NoSettings | 0 | 0 | 0 | 0 | 0 | 0 | 0 | 0 | 0 | 0 | 0 | 0 | 0 | 0 | 0 | 0 | 0 | 0 | 0 | 0 | 0 | 0 | 0 | 0 | 0 | 0 | 0 | 0 | 0 | 0 | 0
Transportation Sector Fuel Used[LDVs,passenger,battery electric vehicle,LPG propane or butane tf] | NoSettings | 0 | 0 | 0 | 0 | 0 | 0 | 0 | 0 | 0 | 0 | 0 | 0 | 0 | 0 | 0 | 0 | 0 | 0 | 0 | 0 | 0 | 0 | 0 | 0 | 0 | 0 | 0 | 0 | 0 | 0 | 0
Transportation Sector Fuel Used[LDVs,passenger,battery electric vehicle,hydrogen tf] | NoSettings | 0 | 0 | 0 | 0 | 0 | 0 | 0 | 0 | 0 | 0 | 0 | 0 | 0 | 0 | 0 | 0 | 0 | 0 | 0 | 0 | 0 | 0 | 0 | 0 | 0 | 0 | 0 | 0 | 0 | 0 | 0
Transportation Sector Fuel Used[LDVs,passenger,natural gas vehicle,electricity tf] | NoSettings | 0 | 0 | 0 | 0 | 0 | 0 | 0 | 0 | 0 | 0 | 0 | 0 | 0 | 0 | 0 | 0 | 0 | 0 | 0 | 0 | 0 | 0 | 0 | 0 | 0 | 0 | 0 | 0 | 0 | 0 | 0
Transportation Sector Fuel Used[LDVs,passenger,natural gas vehicle,natural gas tf] | NoSettings | 465849000000 | 456164000000 | 384739000000 | 316503000000 | 252563000000 | 194280000000 | 142990000000 | 99610800000 | 63906600000 | 36010800000 | 16023000000 | 4007750000 | 0 | 0 | 0 | 0 | 0 | 0 | 0 | 0 | 0 | 0 | 0 | 0 | 0 | 0 | 0 | 0 | 0 | 0 | 0
Transportation Sector Fuel Used[LDVs,passenger,natural gas vehicle,petroleum gasoline tf] | NoSettings | 0 | 0 | 0 | 0 | 0 | 0 | 0 | 0 | 0 | 0 | 0 | 0 | 0 | 0 | 0 | 0 | 0 | 0 | 0 | 0 | 0 | 0 | 0 | 0 | 0 | 0 | 0 | 0 | 0 | 0 | 0
Transportation Sector Fuel Used[LDVs,passenger,natural gas vehicle,petroleum diesel tf] | NoSettings | 0 | 0 | 0 | 0 | 0 | 0 | 0 | 0 | 0 | 0 | 0 | 0 | 0 | 0 | 0 | 0 | 0 | 0 | 0 | 0 | 0 | 0 | 0 | 0 | 0 | 0 | 0 | 0 | 0 | 0 | 0
Transportation Sector Fuel Used[LDVs,passenger,natural gas vehicle,biofuel gasoline tf] | NoSettings | 0 | 0 | 0 | 0 | 0 | 0 | 0 | 0 | 0 | 0 | 0 | 0 | 0 | 0 | 0 | 0 | 0 | 0 | 0 | 0 | 0 | 0 | 0 | 0 | 0 | 0 | 0 | 0 | 0 | 0 | 0
Transportation Sector Fuel Used[LDVs,passenger,natural gas vehicle,biofuel diesel tf] | NoSettings | 0 | 0 | 0 | 0 | 0 | 0 | 0 | 0 | 0 | 0 | 0 | 0 | 0 | 0 | 0 | 0 | 0 | 0 | 0 | 0 | 0 | 0 | 0 | 0 | 0 | 0 | 0 | 0 | 0 | 0 | 0
Transportation Sector Fuel Used[LDVs,passenger,natural gas vehicle,jet fuel tf] | NoSettings | 0 | 0 | 0 | 0 | 0 | 0 | 0 | 0 | 0 | 0 | 0 | 0 | 0 | 0 | 0 | 0 | 0 | 0 | 0 | 0 | 0 | 0 | 0 | 0 | 0 | 0 | 0 | 0 | 0 | 0 | 0
Transportation Sector Fuel Used[LDVs,passenger,natural gas vehicle,heavy or residual fuel oil tf] | NoSettings | 0 | 0 | 0 | 0 | 0 | 0 | 0 | 0 | 0 | 0 | 0 | 0 | 0 | 0 | 0 | 0 | 0 | 0 | 0 | 0 | 0 | 0 | 0 | 0 | 0 | 0 | 0 | 0 | 0 | 0 | 0
Transportation Sector Fuel Used[LDVs,passenger,natural gas vehicle,LPG propane or butane tf] | NoSettings | 0 | 0 | 0 | 0 | 0 | 0 | 0 | 0 | 0 | 0 | 0 | 0 | 0 | 0 | 0 | 0 | 0 | 0 | 0 | 0 | 0 | 0 | 0 | 0 | 0 | 0 | 0 | 0 | 0 | 0 | 0
Transportation Sector Fuel Used[LDVs,passenger,natural gas vehicle,hydrogen tf] | NoSettings | 0 | 0 | 0 | 0 | 0 | 0 | 0 | 0 | 0 | 0 | 0 | 0 | 0 | 0 | 0 | 0 | 0 | 0 | 0 | 0 | 0 | 0 | 0 | 0 | 0 | 0 | 0 | 0 | 0 | 0 | 0
Transportation Sector Fuel Used[LDVs,passenger,gasoline vehicle,electricity tf] | NoSettings | 0 | 0 | 0 | 0 | 0 | 0 | 0 | 0 | 0 | 0 | 0 | 0 | 0 | 0 | 0 | 0 | 0 | 0 | 0 | 0 | 0 | 0 | 0 | 0 | 0 | 0 | 0 | 0 | 0 | 0 | 0
Transportation Sector Fuel Used[LDVs,passenger,gasoline vehicle,natural gas tf] | NoSettings | 0 | 0 | 0 | 0 | 0 | 0 | 0 | 0 | 0 | 0 | 0 | 0 | 0 | 0 | 0 | 0 | 0 | 0 | 0 | 0 | 0 | 0 | 0 | 0 | 0 | 0 | 0 | 0 | 0 | 0 | 0
Transportation Sector Fuel Used[LDVs,passenger,gasoline vehicle,petroleum gasoline tf] | NoSettings | 1369870000000000 | 1547890000000000 | 1535930000000000 | 1522490000000000 | 1494390000000000 | 1462080000000000 | 1428120000000000 | 1394950000000000 | 1363200000000000 | 1330900000000000 | 1294470000000000 | 1252060000000000 | 1207450000000000 | 1168560000000000 | 1128840000000000 | 1090690000000000 | 1049590000000000 | 1006320000000000 | 960045000000000 | 908934000000000 | 855614000000000 | 800695000000000 | 745926000000000 | 691921000000000 | 641020000000000 | 593834000000000 | 551295000000000 | 513379000000000 | 479901000000000 | 450560000000000 | 424988000000000
Transportation Sector Fuel Used[LDVs,passenger,gasoline vehicle,petroleum diesel tf] | NoSettings | 0 | 0 | 0 | 0 | 0 | 0 | 0 | 0 | 0 | 0 | 0 | 0 | 0 | 0 | 0 | 0 | 0 | 0 | 0 | 0 | 0 | 0 | 0 | 0 | 0 | 0 | 0 | 0 | 0 | 0 | 0
Transportation Sector Fuel Used[LDVs,passenger,gasoline vehicle,biofuel gasoline tf] | NoSettings | 105647000000000 | 119736000000000 | 119167000000000 | 118478000000000 | 116639000000000 | 114457000000000 | 112130000000000 | 109850000000000 | 107667000000000 | 105271000000000 | 102691000000000 | 99327000000000 | 95788400000000 | 92702800000000 | 89551900000000 | 86525300000000 | 83264900000000 | 79832500000000 | 76161200000000 | 72106400000000 | 67876500000000 | 63519800000000 | 59174900000000 | 54890600000000 | 50852600000000 | 47109300000000 | 43734700000000 | 40726800000000 | 38070900000000 | 35743300000000 | 33714600000000
Transportation Sector Fuel Used[LDVs,passenger,gasoline vehicle,biofuel diesel tf] | NoSettings | 0 | 0 | 0 | 0 | 0 | 0 | 0 | 0 | 0 | 0 | 0 | 0 | 0 | 0 | 0 | 0 | 0 | 0 | 0 | 0 | 0 | 0 | 0 | 0 | 0 | 0 | 0 | 0 | 0 | 0 | 0
Transportation Sector Fuel Used[LDVs,passenger,gasoline vehicle,jet fuel tf] | NoSettings | 0 | 0 | 0 | 0 | 0 | 0 | 0 | 0 | 0 | 0 | 0 | 0 | 0 | 0 | 0 | 0 | 0 | 0 | 0 | 0 | 0 | 0 | 0 | 0 | 0 | 0 | 0 | 0 | 0 | 0 | 0
Transportation Sector Fuel Used[LDVs,passenger,gasoline vehicle,heavy or residual fuel oil tf] | NoSettings | 0 | 0 | 0 | 0 | 0 | 0 | 0 | 0 | 0 | 0 | 0 | 0 | 0 | 0 | 0 | 0 | 0 | 0 | 0 | 0 | 0 | 0 | 0 | 0 | 0 | 0 | 0 | 0 | 0 | 0 | 0
Transportation Sector Fuel Used[LDVs,passenger,gasoline vehicle,LPG propane or butane tf] | NoSettings | 0 | 0 | 0 | 0 | 0 | 0 | 0 | 0 | 0 | 0 | 0 | 0 | 0 | 0 | 0 | 0 | 0 | 0 | 0 | 0 | 0 | 0 | 0 | 0 | 0 | 0 | 0 | 0 | 0 | 0 | 0
Transportation Sector Fuel Used[LDVs,passenger,gasoline vehicle,hydrogen tf] | NoSettings | 0 | 0 | 0 | 0 | 0 | 0 | 0 | 0 | 0 | 0 | 0 | 0 | 0 | 0 | 0 | 0 | 0 | 0 | 0 | 0 | 0 | 0 | 0 | 0 | 0 | 0 | 0 | 0 | 0 | 0 | 0
Transportation Sector Fuel Used[LDVs,passenger,diesel vehicle,electricity tf] | NoSettings | 0 | 0 | 0 | 0 | 0 | 0 | 0 | 0 | 0 | 0 | 0 | 0 | 0 | 0 | 0 | 0 | 0 | 0 | 0 | 0 | 0 | 0 | 0 | 0 | 0 | 0 | 0 | 0 | 0 | 0 | 0
Transportation Sector Fuel Used[LDVs,passenger,diesel vehicle,natural gas tf] | NoSettings | 0 | 0 | 0 | 0 | 0 | 0 | 0 | 0 | 0 | 0 | 0 | 0 | 0 | 0 | 0 | 0 | 0 | 0 | 0 | 0 | 0 | 0 | 0 | 0 | 0 | 0 | 0 | 0 | 0 | 0 | 0
Transportation Sector Fuel Used[LDVs,passenger,diesel vehicle,petroleum gasoline tf] | NoSettings | 0 | 0 | 0 | 0 | 0 | 0 | 0 | 0 | 0 | 0 | 0 | 0 | 0 | 0 | 0 | 0 | 0 | 0 | 0 | 0 | 0 | 0 | 0 | 0 | 0 | 0 | 0 | 0 | 0 | 0 | 0
Transportation Sector Fuel Used[LDVs,passenger,diesel vehicle,petroleum diesel tf] | NoSettings | 5428540000000 | 5549260000000 | 4943800000000 | 4350790000000 | 3735830000000 | 3147040000000 | 2586310000000 | 2052110000000 | 1552730000000 | 1086910000000 | 650036000000 | 263616000000 | 0 | 0 | 0 | 0 | 0 | 0 | 0 | 0 | 0 | 0 | 0 | 0 | 0 | 0 | 0 | 0 | 0 | 0 | 0
Transportation Sector Fuel Used[LDVs,passenger,diesel vehicle,biofuel gasoline tf] | NoSettings | 0 | 0 | 0 | 0 | 0 | 0 | 0 | 0 | 0 | 0 | 0 | 0 | 0 | 0 | 0 | 0 | 0 | 0 | 0 | 0 | 0 | 0 | 0 | 0 | 0 | 0 | 0 | 0 | 0 | 0 | 0
Transportation Sector Fuel Used[LDVs,passenger,diesel vehicle,biofuel diesel tf] | NoSettings | 1337180000000 | 1536310000000 | 1527190000000 | 1490670000000 | 1412570000000 | 1307710000000 | 1176880000000 | 1019540000000 | 840142000000 | 639121000000 | 414666000000 | 168164000000 | 0 | 0 | 0 | 0 | 0 | 0 | 0 | 0 | 0 | 0 | 0 | 0 | 0 | 0 | 0 | 0 | 0 | 0 | 0
Transportation Sector Fuel Used[LDVs,passenger,diesel vehicle,jet fuel tf] | NoSettings | 0 | 0 | 0 | 0 | 0 | 0 | 0 | 0 | 0 | 0 | 0 | 0 | 0 | 0 | 0 | 0 | 0 | 0 | 0 | 0 | 0 | 0 | 0 | 0 | 0 | 0 | 0 | 0 | 0 | 0 | 0
Transportation Sector Fuel Used[LDVs,passenger,diesel vehicle,heavy or residual fuel oil tf] | NoSettings | 0 | 0 | 0 | 0 | 0 | 0 | 0 | 0 | 0 | 0 | 0 | 0 | 0 | 0 | 0 | 0 | 0 | 0 | 0 | 0 | 0 | 0 | 0 | 0 | 0 | 0 | 0 | 0 | 0 | 0 | 0
Transportation Sector Fuel Used[LDVs,passenger,diesel vehicle,LPG propane or butane tf] | NoSettings | 0 | 0 | 0 | 0 | 0 | 0 | 0 | 0 | 0 | 0 | 0 | 0 | 0 | 0 | 0 | 0 | 0 | 0 | 0 | 0 | 0 | 0 | 0 | 0 | 0 | 0 | 0 | 0 | 0 | 0 | 0
Transportation Sector Fuel Used[LDVs,passenger,diesel vehicle,hydrogen tf] | NoSettings | 0 | 0 | 0 | 0 | 0 | 0 | 0 | 0 | 0 | 0 | 0 | 0 | 0 | 0 | 0 | 0 | 0 | 0 | 0 | 0 | 0 | 0 | 0 | 0 | 0 | 0 | 0 | 0 | 0 | 0 | 0
Transportation Sector Fuel Used[LDVs,passenger,plugin hybrid vehicle,electricity tf] | NoSettings | 3110520000000 | 3957510000000 | 4481490000000 | 4970480000000 | 5416710000000 | 5844350000000 | 6094220000000 | 6545510000000 | 7123410000000 | 7798620000000 | 8562970000000 | 9287180000000 | 9957570000000 | 10234200000000 | 10373600000000 | 10359600000000 | 10341500000000 | 10292200000000 | 10202800000000 | 10240700000000 | 10051900000000 | 9709820000000 | 9244600000000 | 8661140000000 | 8088160000000 | 7547550000000 | 7056510000000 | 6615260000000 | 6223550000000 | 5877880000000 | 5574490000000
Transportation Sector Fuel Used[LDVs,passenger,plugin hybrid vehicle,natural gas tf] | NoSettings | 0 | 0 | 0 | 0 | 0 | 0 | 0 | 0 | 0 | 0 | 0 | 0 | 0 | 0 | 0 | 0 | 0 | 0 | 0 | 0 | 0 | 0 | 0 | 0 | 0 | 0 | 0 | 0 | 0 | 0 | 0
Transportation Sector Fuel Used[LDVs,passenger,plugin hybrid vehicle,petroleum gasoline tf] | NoSettings | 2362870000000 | 3005550000000 | 3402670000000 | 3773050000000 | 4110790000000 | 4434270000000 | 4622750000000 | 4965070000000 | 5402130000000 | 5912770000000 | 6490730000000 | 7039680000000 | 7547840000000 | 7757510000000 | 7863180000000 | 7852560000000 | 7838830000000 | 7801450000000 | 7733690000000 | 7762450000000 | 7619330000000 | 7360040000000 | 7007400000000 | 6565140000000 | 6130830000000 | 5721040000000 | 5348830000000 | 5014370000000 | 4717450000000 | 4455430000000 | 4225460000000
Transportation Sector Fuel Used[LDVs,passenger,plugin hybrid vehicle,petroleum diesel tf] | NoSettings | 0 | 0 | 0 | 0 | 0 | 0 | 0 | 0 | 0 | 0 | 0 | 0 | 0 | 0 | 0 | 0 | 0 | 0 | 0 | 0 | 0 | 0 | 0 | 0 | 0 | 0 | 0 | 0 | 0 | 0 | 0
Transportation Sector Fuel Used[LDVs,passenger,plugin hybrid vehicle,biofuel gasoline tf] | NoSettings | 182107000000 | 232414000000 | 264001000000 | 293710000000 | 321063000000 | 347473000000 | 363437000000 | 390351000000 | 426109000000 | 467917000000 | 515335000000 | 558919000000 | 599265000000 | 615912000000 | 624302000000 | 623459000000 | 622368000000 | 619401000000 | 614021000000 | 616304000000 | 604941000000 | 584354000000 | 556357000000 | 521243000000 | 486760000000 | 454225000000 | 424674000000 | 398118000000 | 374544000000 | 353742000000 | 335483000000
Transportation Sector Fuel Used[LDVs,passenger,plugin hybrid vehicle,biofuel diesel tf] | NoSettings | 0 | 0 | 0 | 0 | 0 | 0 | 0 | 0 | 0 | 0 | 0 | 0 | 0 | 0 | 0 | 0 | 0 | 0 | 0 | 0 | 0 | 0 | 0 | 0 | 0 | 0 | 0 | 0 | 0 | 0 | 0
Transportation Sector Fuel Used[LDVs,passenger,plugin hybrid vehicle,jet fuel tf] | NoSettings | 0 | 0 | 0 | 0 | 0 | 0 | 0 | 0 | 0 | 0 | 0 | 0 | 0 | 0 | 0 | 0 | 0 | 0 | 0 | 0 | 0 | 0 | 0 | 0 | 0 | 0 | 0 | 0 | 0 | 0 | 0
Transportation Sector Fuel Used[LDVs,passenger,plugin hybrid vehicle,heavy or residual fuel oil tf] | NoSettings | 0 | 0 | 0 | 0 | 0 | 0 | 0 | 0 | 0 | 0 | 0 | 0 | 0 | 0 | 0 | 0 | 0 | 0 | 0 | 0 | 0 | 0 | 0 | 0 | 0 | 0 | 0 | 0 | 0 | 0 | 0
Transportation Sector Fuel Used[LDVs,passenger,plugin hybrid vehicle,LPG propane or butane tf] | NoSettings | 0 | 0 | 0 | 0 | 0 | 0 | 0 | 0 | 0 | 0 | 0 | 0 | 0 | 0 | 0 | 0 | 0 | 0 | 0 | 0 | 0 | 0 | 0 | 0 | 0 | 0 | 0 | 0 | 0 | 0 | 0
Transportation Sector Fuel Used[LDVs,passenger,plugin hybrid vehicle,hydrogen tf] | NoSettings | 0 | 0 | 0 | 0 | 0 | 0 | 0 | 0 | 0 | 0 | 0 | 0 | 0 | 0 | 0 | 0 | 0 | 0 | 0 | 0 | 0 | 0 | 0 | 0 | 0 | 0 | 0 | 0 | 0 | 0 | 0
Transportation Sector Fuel Used[LDVs,passenger,LPG vehicle,electricity tf] | NoSettings | 0 | 0 | 0 | 0 | 0 | 0 | 0 | 0 | 0 | 0 | 0 | 0 | 0 | 0 | 0 | 0 | 0 | 0 | 0 | 0 | 0 | 0 | 0 | 0 | 0 | 0 | 0 | 0 | 0 | 0 | 0
Transportation Sector Fuel Used[LDVs,passenger,LPG vehicle,natural gas tf] | NoSettings | 0 | 0 | 0 | 0 | 0 | 0 | 0 | 0 | 0 | 0 | 0 | 0 | 0 | 0 | 0 | 0 | 0 | 0 | 0 | 0 | 0 | 0 | 0 | 0 | 0 | 0 | 0 | 0 | 0 | 0 | 0
Transportation Sector Fuel Used[LDVs,passenger,LPG vehicle,petroleum gasoline tf] | NoSettings | 0 | 0 | 0 | 0 | 0 | 0 | 0 | 0 | 0 | 0 | 0 | 0 | 0 | 0 | 0 | 0 | 0 | 0 | 0 | 0 | 0 | 0 | 0 | 0 | 0 | 0 | 0 | 0 | 0 | 0 | 0
Transportation Sector Fuel Used[LDVs,passenger,LPG vehicle,petroleum diesel tf] | NoSettings | 0 | 0 | 0 | 0 | 0 | 0 | 0 | 0 | 0 | 0 | 0 | 0 | 0 | 0 | 0 | 0 | 0 | 0 | 0 | 0 | 0 | 0 | 0 | 0 | 0 | 0 | 0 | 0 | 0 | 0 | 0
Transportation Sector Fuel Used[LDVs,passenger,LPG vehicle,biofuel gasoline tf] | NoSettings | 0 | 0 | 0 | 0 | 0 | 0 | 0 | 0 | 0 | 0 | 0 | 0 | 0 | 0 | 0 | 0 | 0 | 0 | 0 | 0 | 0 | 0 | 0 | 0 | 0 | 0 | 0 | 0 | 0 | 0 | 0
Transportation Sector Fuel Used[LDVs,passenger,LPG vehicle,biofuel diesel tf] | NoSettings | 0 | 0 | 0 | 0 | 0 | 0 | 0 | 0 | 0 | 0 | 0 | 0 | 0 | 0 | 0 | 0 | 0 | 0 | 0 | 0 | 0 | 0 | 0 | 0 | 0 | 0 | 0 | 0 | 0 | 0 | 0
Transportation Sector Fuel Used[LDVs,passenger,LPG vehicle,jet fuel tf] | NoSettings | 0 | 0 | 0 | 0 | 0 | 0 | 0 | 0 | 0 | 0 | 0 | 0 | 0 | 0 | 0 | 0 | 0 | 0 | 0 | 0 | 0 | 0 | 0 | 0 | 0 | 0 | 0 | 0 | 0 | 0 | 0
Transportation Sector Fuel Used[LDVs,passenger,LPG vehicle,heavy or residual fuel oil tf] | NoSettings | 0 | 0 | 0 | 0 | 0 | 0 | 0 | 0 | 0 | 0 | 0 | 0 | 0 | 0 | 0 | 0 | 0 | 0 | 0 | 0 | 0 | 0 | 0 | 0 | 0 | 0 | 0 | 0 | 0 | 0 | 0
Transportation Sector Fuel Used[LDVs,passenger,LPG vehicle,LPG propane or butane tf] | NoSettings | 0 | 0 | 0 | 0 | 0 | 0 | 0 | 0 | 0 | 0 | 0 | 0 | 0 | 0 | 0 | 0 | 0 | 0 | 0 | 0 | 0 | 0 | 0 | 0 | 0 | 0 | 0 | 0 | 0 | 0 | 0
Transportation Sector Fuel Used[LDVs,passenger,LPG vehicle,hydrogen tf] | NoSettings | 0 | 0 | 0 | 0 | 0 | 0 | 0 | 0 | 0 | 0 | 0 | 0 | 0 | 0 | 0 | 0 | 0 | 0 | 0 | 0 | 0 | 0 | 0 | 0 | 0 | 0 | 0 | 0 | 0 | 0 | 0
Transportation Sector Fuel Used[LDVs,passenger,hydrogen vehicle,electricity tf] | NoSettings | 0 | 0 | 0 | 0 | 0 | 0 | 0 | 0 | 0 | 0 | 0 | 0 | 0 | 0 | 0 | 0 | 0 | 0 | 0 | 0 | 0 | 0 | 0 | 0 | 0 | 0 | 0 | 0 | 0 | 0 | 0
Transportation Sector Fuel Used[LDVs,passenger,hydrogen vehicle,natural gas tf] | NoSettings | 0 | 0 | 0 | 0 | 0 | 0 | 0 | 0 | 0 | 0 | 0 | 0 | 0 | 0 | 0 | 0 | 0 | 0 | 0 | 0 | 0 | 0 | 0 | 0 | 0 | 0 | 0 | 0 | 0 | 0 | 0
Transportation Sector Fuel Used[LDVs,passenger,hydrogen vehicle,petroleum gasoline tf] | NoSettings | 0 | 0 | 0 | 0 | 0 | 0 | 0 | 0 | 0 | 0 | 0 | 0 | 0 | 0 | 0 | 0 | 0 | 0 | 0 | 0 | 0 | 0 | 0 | 0 | 0 | 0 | 0 | 0 | 0 | 0 | 0
Transportation Sector Fuel Used[LDVs,passenger,hydrogen vehicle,petroleum diesel tf] | NoSettings | 0 | 0 | 0 | 0 | 0 | 0 | 0 | 0 | 0 | 0 | 0 | 0 | 0 | 0 | 0 | 0 | 0 | 0 | 0 | 0 | 0 | 0 | 0 | 0 | 0 | 0 | 0 | 0 | 0 | 0 | 0
Transportation Sector Fuel Used[LDVs,passenger,hydrogen vehicle,biofuel gasoline tf] | NoSettings | 0 | 0 | 0 | 0 | 0 | 0 | 0 | 0 | 0 | 0 | 0 | 0 | 0 | 0 | 0 | 0 | 0 | 0 | 0 | 0 | 0 | 0 | 0 | 0 | 0 | 0 | 0 | 0 | 0 | 0 | 0
Transportation Sector Fuel Used[LDVs,passenger,hydrogen vehicle,biofuel diesel tf] | NoSettings | 0 | 0 | 0 | 0 | 0 | 0 | 0 | 0 | 0 | 0 | 0 | 0 | 0 | 0 | 0 | 0 | 0 | 0 | 0 | 0 | 0 | 0 | 0 | 0 | 0 | 0 | 0 | 0 | 0 | 0 | 0
Transportation Sector Fuel Used[LDVs,passenger,hydrogen vehicle,jet fuel tf] | NoSettings | 0 | 0 | 0 | 0 | 0 | 0 | 0 | 0 | 0 | 0 | 0 | 0 | 0 | 0 | 0 | 0 | 0 | 0 | 0 | 0 | 0 | 0 | 0 | 0 | 0 | 0 | 0 | 0 | 0 | 0 | 0
Transportation Sector Fuel Used[LDVs,passenger,hydrogen vehicle,heavy or residual fuel oil tf] | NoSettings | 0 | 0 | 0 | 0 | 0 | 0 | 0 | 0 | 0 | 0 | 0 | 0 | 0 | 0 | 0 | 0 | 0 | 0 | 0 | 0 | 0 | 0 | 0 | 0 | 0 | 0 | 0 | 0 | 0 | 0 | 0
Transportation Sector Fuel Used[LDVs,passenger,hydrogen vehicle,LPG propane or butane tf] | NoSettings | 0 | 0 | 0 | 0 | 0 | 0 | 0 | 0 | 0 | 0 | 0 | 0 | 0 | 0 | 0 | 0 | 0 | 0 | 0 | 0 | 0 | 0 | 0 | 0 | 0 | 0 | 0 | 0 | 0 | 0 | 0
Transportation Sector Fuel Used[LDVs,passenger,hydrogen vehicle,hydrogen tf] | NoSettings | 144140000000 | 153697000000 | 142336000000 | 129864000000 | 116367000000 | 102109000000 | 87510700000 | 73011600000 | 58431800000 | 43803000000 | 29156900000 | 14559500000 | 0 | 0 | 0 | 0 | 0 | 0 | 0 | 0 | 0 | 0 | 0 | 0 | 0 | 0 | 0 | 0 | 0 | 0 | 0
Transportation Sector Fuel Used[LDVs,freight,battery electric vehicle,electricity tf] | NoSettings | 0 | 0 | 0 | 0 | 0 | 0 | 0 | 0 | 0 | 0 | 0 | 0 | 0 | 0 | 0 | 0 | 0 | 0 | 0 | 0 | 0 | 0 | 0 | 0 | 0 | 0 | 0 | 0 | 0 | 0 | 0
Transportation Sector Fuel Used[LDVs,freight,battery electric vehicle,natural gas tf] | NoSettings | 0 | 0 | 0 | 0 | 0 | 0 | 0 | 0 | 0 | 0 | 0 | 0 | 0 | 0 | 0 | 0 | 0 | 0 | 0 | 0 | 0 | 0 | 0 | 0 | 0 | 0 | 0 | 0 | 0 | 0 | 0
Transportation Sector Fuel Used[LDVs,freight,battery electric vehicle,petroleum gasoline tf] | NoSettings | 0 | 0 | 0 | 0 | 0 | 0 | 0 | 0 | 0 | 0 | 0 | 0 | 0 | 0 | 0 | 0 | 0 | 0 | 0 | 0 | 0 | 0 | 0 | 0 | 0 | 0 | 0 | 0 | 0 | 0 | 0
Transportation Sector Fuel Used[LDVs,freight,battery electric vehicle,petroleum diesel tf] | NoSettings | 0 | 0 | 0 | 0 | 0 | 0 | 0 | 0 | 0 | 0 | 0 | 0 | 0 | 0 | 0 | 0 | 0 | 0 | 0 | 0 | 0 | 0 | 0 | 0 | 0 | 0 | 0 | 0 | 0 | 0 | 0
Transportation Sector Fuel Used[LDVs,freight,battery electric vehicle,biofuel gasoline tf] | NoSettings | 0 | 0 | 0 | 0 | 0 | 0 | 0 | 0 | 0 | 0 | 0 | 0 | 0 | 0 | 0 | 0 | 0 | 0 | 0 | 0 | 0 | 0 | 0 | 0 | 0 | 0 | 0 | 0 | 0 | 0 | 0
Transportation Sector Fuel Used[LDVs,freight,battery electric vehicle,biofuel diesel tf] | NoSettings | 0 | 0 | 0 | 0 | 0 | 0 | 0 | 0 | 0 | 0 | 0 | 0 | 0 | 0 | 0 | 0 | 0 | 0 | 0 | 0 | 0 | 0 | 0 | 0 | 0 | 0 | 0 | 0 | 0 | 0 | 0
Transportation Sector Fuel Used[LDVs,freight,battery electric vehicle,jet fuel tf] | NoSettings | 0 | 0 | 0 | 0 | 0 | 0 | 0 | 0 | 0 | 0 | 0 | 0 | 0 | 0 | 0 | 0 | 0 | 0 | 0 | 0 | 0 | 0 | 0 | 0 | 0 | 0 | 0 | 0 | 0 | 0 | 0
Transportation Sector Fuel Used[LDVs,freight,battery electric vehicle,heavy or residual fuel oil tf] | NoSettings | 0 | 0 | 0 | 0 | 0 | 0 | 0 | 0 | 0 | 0 | 0 | 0 | 0 | 0 | 0 | 0 | 0 | 0 | 0 | 0 | 0 | 0 | 0 | 0 | 0 | 0 | 0 | 0 | 0 | 0 | 0
Transportation Sector Fuel Used[LDVs,freight,battery electric vehicle,LPG propane or butane tf] | NoSettings | 0 | 0 | 0 | 0 | 0 | 0 | 0 | 0 | 0 | 0 | 0 | 0 | 0 | 0 | 0 | 0 | 0 | 0 | 0 | 0 | 0 | 0 | 0 | 0 | 0 | 0 | 0 | 0 | 0 | 0 | 0
Transportation Sector Fuel Used[LDVs,freight,battery electric vehicle,hydrogen tf] | NoSettings | 0 | 0 | 0 | 0 | 0 | 0 | 0 | 0 | 0 | 0 | 0 | 0 | 0 | 0 | 0 | 0 | 0 | 0 | 0 | 0 | 0 | 0 | 0 | 0 | 0 | 0 | 0 | 0 | 0 | 0 | 0
Transportation Sector Fuel Used[LDVs,freight,natural gas vehicle,electricity tf] | NoSettings | 0 | 0 | 0 | 0 | 0 | 0 | 0 | 0 | 0 | 0 | 0 | 0 | 0 | 0 | 0 | 0 | 0 | 0 | 0 | 0 | 0 | 0 | 0 | 0 | 0 | 0 | 0 | 0 | 0 | 0 | 0
Transportation Sector Fuel Used[LDVs,freight,natural gas vehicle,natural gas tf] | NoSettings | 332693000000 | 328316000000 | 296714000000 | 263975000000 | 230915000000 | 198402000000 | 167377000000 | 138697000000 | 112063000000 | 87613600000 | 65530800000 | 46281700000 | 30054000000 | 16847000000 | 15055600000 | 12737400000 | 9886790000 | 7926880000 | 6283610000 | 5049010000 | 4165180000 | 3352690000 | 2716350000 | 2138500000 | 1702980000 | 1386810000 | 1100040000 | 843937000 | 619328000 | 472386000 | 344341000
Transportation Sector Fuel Used[LDVs,freight,natural gas vehicle,petroleum gasoline tf] | NoSettings | 0 | 0 | 0 | 0 | 0 | 0 | 0 | 0 | 0 | 0 | 0 | 0 | 0 | 0 | 0 | 0 | 0 | 0 | 0 | 0 | 0 | 0 | 0 | 0 | 0 | 0 | 0 | 0 | 0 | 0 | 0
Transportation Sector Fuel Used[LDVs,freight,natural gas vehicle,petroleum diesel tf] | NoSettings | 0 | 0 | 0 | 0 | 0 | 0 | 0 | 0 | 0 | 0 | 0 | 0 | 0 | 0 | 0 | 0 | 0 | 0 | 0 | 0 | 0 | 0 | 0 | 0 | 0 | 0 | 0 | 0 | 0 | 0 | 0
Transportation Sector Fuel Used[LDVs,freight,natural gas vehicle,biofuel gasoline tf] | NoSettings | 0 | 0 | 0 | 0 | 0 | 0 | 0 | 0 | 0 | 0 | 0 | 0 | 0 | 0 | 0 | 0 | 0 | 0 | 0 | 0 | 0 | 0 | 0 | 0 | 0 | 0 | 0 | 0 | 0 | 0 | 0
Transportation Sector Fuel Used[LDVs,freight,natural gas vehicle,biofuel diesel tf] | NoSettings | 0 | 0 | 0 | 0 | 0 | 0 | 0 | 0 | 0 | 0 | 0 | 0 | 0 | 0 | 0 | 0 | 0 | 0 | 0 | 0 | 0 | 0 | 0 | 0 | 0 | 0 | 0 | 0 | 0 | 0 | 0
Transportation Sector Fuel Used[LDVs,freight,natural gas vehicle,jet fuel tf] | NoSettings | 0 | 0 | 0 | 0 | 0 | 0 | 0 | 0 | 0 | 0 | 0 | 0 | 0 | 0 | 0 | 0 | 0 | 0 | 0 | 0 | 0 | 0 | 0 | 0 | 0 | 0 | 0 | 0 | 0 | 0 | 0
Transportation Sector Fuel Used[LDVs,freight,natural gas vehicle,heavy or residual fuel oil tf] | NoSettings | 0 | 0 | 0 | 0 | 0 | 0 | 0 | 0 | 0 | 0 | 0 | 0 | 0 | 0 | 0 | 0 | 0 | 0 | 0 | 0 | 0 | 0 | 0 | 0 | 0 | 0 | 0 | 0 | 0 | 0 | 0
Transportation Sector Fuel Used[LDVs,freight,natural gas vehicle,LPG propane or butane tf] | NoSettings | 0 | 0 | 0 | 0 | 0 | 0 | 0 | 0 | 0 | 0 | 0 | 0 | 0 | 0 | 0 | 0 | 0 | 0 | 0 | 0 | 0 | 0 | 0 | 0 | 0 | 0 | 0 | 0 | 0 | 0 | 0
Transportation Sector Fuel Used[LDVs,freight,natural gas vehicle,hydrogen tf] | NoSettings | 0 | 0 | 0 | 0 | 0 | 0 | 0 | 0 | 0 | 0 | 0 | 0 | 0 | 0 | 0 | 0 | 0 | 0 | 0 | 0 | 0 | 0 | 0 | 0 | 0 | 0 | 0 | 0 | 0 | 0 | 0
Transportation Sector Fuel Used[LDVs,freight,gasoline vehicle,electricity tf] | NoSettings | 0 | 0 | 0 | 0 | 0 | 0 | 0 | 0 | 0 | 0 | 0 | 0 | 0 | 0 | 0 | 0 | 0 | 0 | 0 | 0 | 0 | 0 | 0 | 0 | 0 | 0 | 0 | 0 | 0 | 0 | 0
Transportation Sector Fuel Used[LDVs,freight,gasoline vehicle,natural gas tf] | NoSettings | 0 | 0 | 0 | 0 | 0 | 0 | 0 | 0 | 0 | 0 | 0 | 0 | 0 | 0 | 0 | 0 | 0 | 0 | 0 | 0 | 0 | 0 | 0 | 0 | 0 | 0 | 0 | 0 | 0 | 0 | 0
Transportation Sector Fuel Used[LDVs,freight,gasoline vehicle,petroleum gasoline tf] | NoSettings | 100266000000000 | 108876000000000 | 108316000000000 | 107930000000000 | 107176000000000 | 106107000000000 | 105269000000000 | 104092000000000 | 102698000000000 | 101168000000000 | 99251200000000 | 97550200000000 | 95595900000000 | 93858100000000 | 89325000000000 | 85612100000000 | 82026000000000 | 78104000000000 | 74468100000000 | 70841300000000 | 67398500000000 | 64451700000000 | 62012400000000 | 60112600000000 | 58767000000000 | 57810800000000 | 57270700000000 | 57134500000000 | 57397000000000 | 58068700000000 | 58763600000000
Transportation Sector Fuel Used[LDVs,freight,gasoline vehicle,petroleum diesel tf] | NoSettings | 0 | 0 | 0 | 0 | 0 | 0 | 0 | 0 | 0 | 0 | 0 | 0 | 0 | 0 | 0 | 0 | 0 | 0 | 0 | 0 | 0 | 0 | 0 | 0 | 0 | 0 | 0 | 0 | 0 | 0 | 0
Transportation Sector Fuel Used[LDVs,freight,gasoline vehicle,biofuel gasoline tf] | NoSettings | 7732720000000 | 8422010000000 | 8403800000000 | 8398950000000 | 8365150000000 | 8306380000000 | 8265300000000 | 8197130000000 | 8111260000000 | 8002200000000 | 7873680000000 | 7738740000000 | 7583700000000 | 7445840000000 | 7086230000000 | 6791680000000 | 6507190000000 | 6196060000000 | 5907620000000 | 5619900000000 | 5346780000000 | 5113010000000 | 4919490000000 | 4768780000000 | 4662030000000 | 4586180000000 | 4543330000000 | 4532530000000 | 4553350000000 | 4606640000000 | 4661760000000
Transportation Sector Fuel Used[LDVs,freight,gasoline vehicle,biofuel diesel tf] | NoSettings | 0 | 0 | 0 | 0 | 0 | 0 | 0 | 0 | 0 | 0 | 0 | 0 | 0 | 0 | 0 | 0 | 0 | 0 | 0 | 0 | 0 | 0 | 0 | 0 | 0 | 0 | 0 | 0 | 0 | 0 | 0
Transportation Sector Fuel Used[LDVs,freight,gasoline vehicle,jet fuel tf] | NoSettings | 0 | 0 | 0 | 0 | 0 | 0 | 0 | 0 | 0 | 0 | 0 | 0 | 0 | 0 | 0 | 0 | 0 | 0 | 0 | 0 | 0 | 0 | 0 | 0 | 0 | 0 | 0 | 0 | 0 | 0 | 0
Transportation Sector Fuel Used[LDVs,freight,gasoline vehicle,heavy or residual fuel oil tf] | NoSettings | 0 | 0 | 0 | 0 | 0 | 0 | 0 | 0 | 0 | 0 | 0 | 0 | 0 | 0 | 0 | 0 | 0 | 0 | 0 | 0 | 0 | 0 | 0 | 0 | 0 | 0 | 0 | 0 | 0 | 0 | 0
Transportation Sector Fuel Used[LDVs,freight,gasoline vehicle,LPG propane or butane tf] | NoSettings | 0 | 0 | 0 | 0 | 0 | 0 | 0 | 0 | 0 | 0 | 0 | 0 | 0 | 0 | 0 | 0 | 0 | 0 | 0 | 0 | 0 | 0 | 0 | 0 | 0 | 0 | 0 | 0 | 0 | 0 | 0
Transportation Sector Fuel Used[LDVs,freight,gasoline vehicle,hydrogen tf] | NoSettings | 0 | 0 | 0 | 0 | 0 | 0 | 0 | 0 | 0 | 0 | 0 | 0 | 0 | 0 | 0 | 0 | 0 | 0 | 0 | 0 | 0 | 0 | 0 | 0 | 0 | 0 | 0 | 0 | 0 | 0 | 0
Transportation Sector Fuel Used[LDVs,freight,diesel vehicle,electricity tf] | NoSettings | 0 | 0 | 0 | 0 | 0 | 0 | 0 | 0 | 0 | 0 | 0 | 0 | 0 | 0 | 0 | 0 | 0 | 0 | 0 | 0 | 0 | 0 | 0 | 0 | 0 | 0 | 0 | 0 | 0 | 0 | 0
Transportation Sector Fuel Used[LDVs,freight,diesel vehicle,natural gas tf] | NoSettings | 0 | 0 | 0 | 0 | 0 | 0 | 0 | 0 | 0 | 0 | 0 | 0 | 0 | 0 | 0 | 0 | 0 | 0 | 0 | 0 | 0 | 0 | 0 | 0 | 0 | 0 | 0 | 0 | 0 | 0 | 0
Transportation Sector Fuel Used[LDVs,freight,diesel vehicle,petroleum gasoline tf] | NoSettings | 0 | 0 | 0 | 0 | 0 | 0 | 0 | 0 | 0 | 0 | 0 | 0 | 0 | 0 | 0 | 0 | 0 | 0 | 0 | 0 | 0 | 0 | 0 | 0 | 0 | 0 | 0 | 0 | 0 | 0 | 0
Transportation Sector Fuel Used[LDVs,freight,diesel vehicle,petroleum diesel tf] | NoSettings | 98226000000000 | 102833000000000 | 98287200000000 | 93679000000000 | 88779700000000 | 83595600000000 | 78706000000000 | 73802100000000 | 69032200000000 | 64330400000000 | 59662000000000 | 57008400000000 | 54239900000000 | 51331600000000 | 49234800000000 | 46720900000000 | 44269700000000 | 42094200000000 | 40024800000000 | 38160000000000 | 36420200000000 | 34863800000000 | 33540500000000 | 32458000000000 | 31555600000000 | 30874300000000 | 30390600000000 | 30136200000000 | 30102400000000 | 30341500000000 | 30599900000000
Transportation Sector Fuel Used[LDVs,freight,diesel vehicle,biofuel gasoline tf] | NoSettings | 0 | 0 | 0 | 0 | 0 | 0 | 0 | 0 | 0 | 0 | 0 | 0 | 0 | 0 | 0 | 0 | 0 | 0 | 0 | 0 | 0 | 0 | 0 | 0 | 0 | 0 | 0 | 0 | 0 | 0 | 0
Transportation Sector Fuel Used[LDVs,freight,diesel vehicle,biofuel diesel tf] | NoSettings | 24195400000000 | 28469300000000 | 30361900000000 | 32096400000000 | 33568900000000 | 34736900000000 | 35814700000000 | 36666600000000 | 37351500000000 | 37827400000000 | 38059100000000 | 36366300000000 | 34600300000000 | 32745100000000 | 31407500000000 | 29803800000000 | 28240200000000 | 26852400000000 | 25532300000000 | 24342700000000 | 23232900000000 | 22240100000000 | 21395900000000 | 20705400000000 | 20129700000000 | 19695100000000 | 19386500000000 | 19224200000000 | 19202700000000 | 19355200000000 | 19520000000000
Transportation Sector Fuel Used[LDVs,freight,diesel vehicle,jet fuel tf] | NoSettings | 0 | 0 | 0 | 0 | 0 | 0 | 0 | 0 | 0 | 0 | 0 | 0 | 0 | 0 | 0 | 0 | 0 | 0 | 0 | 0 | 0 | 0 | 0 | 0 | 0 | 0 | 0 | 0 | 0 | 0 | 0
Transportation Sector Fuel Used[LDVs,freight,diesel vehicle,heavy or residual fuel oil tf] | NoSettings | 0 | 0 | 0 | 0 | 0 | 0 | 0 | 0 | 0 | 0 | 0 | 0 | 0 | 0 | 0 | 0 | 0 | 0 | 0 | 0 | 0 | 0 | 0 | 0 | 0 | 0 | 0 | 0 | 0 | 0 | 0
Transportation Sector Fuel Used[LDVs,freight,diesel vehicle,LPG propane or butane tf] | NoSettings | 0 | 0 | 0 | 0 | 0 | 0 | 0 | 0 | 0 | 0 | 0 | 0 | 0 | 0 | 0 | 0 | 0 | 0 | 0 | 0 | 0 | 0 | 0 | 0 | 0 | 0 | 0 | 0 | 0 | 0 | 0
Transportation Sector Fuel Used[LDVs,freight,diesel vehicle,hydrogen tf] | NoSettings | 0 | 0 | 0 | 0 | 0 | 0 | 0 | 0 | 0 | 0 | 0 | 0 | 0 | 0 | 0 | 0 | 0 | 0 | 0 | 0 | 0 | 0 | 0 | 0 | 0 | 0 | 0 | 0 | 0 | 0 | 0
Transportation Sector Fuel Used[LDVs,freight,plugin hybrid vehicle,electricity tf] | NoSettings | 0 | 0 | 0 | 0 | 0 | 0 | 0 | 0 | 0 | 0 | 0 | 0 | 0 | 0 | 0 | 0 | 0 | 0 | 0 | 0 | 0 | 0 | 0 | 0 | 0 | 0 | 0 | 0 | 0 | 0 | 0
Transportation Sector Fuel Used[LDVs,freight,plugin hybrid vehicle,natural gas tf] | NoSettings | 0 | 0 | 0 | 0 | 0 | 0 | 0 | 0 | 0 | 0 | 0 | 0 | 0 | 0 | 0 | 0 | 0 | 0 | 0 | 0 | 0 | 0 | 0 | 0 | 0 | 0 | 0 | 0 | 0 | 0 | 0
Transportation Sector Fuel Used[LDVs,freight,plugin hybrid vehicle,petroleum gasoline tf] | NoSettings | 0 | 0 | 0 | 0 | 0 | 0 | 0 | 0 | 0 | 0 | 0 | 0 | 0 | 0 | 0 | 0 | 0 | 0 | 0 | 0 | 0 | 0 | 0 | 0 | 0 | 0 | 0 | 0 | 0 | 0 | 0
Transportation Sector Fuel Used[LDVs,freight,plugin hybrid vehicle,petroleum diesel tf] | NoSettings | 0 | 0 | 0 | 0 | 0 | 0 | 0 | 0 | 0 | 0 | 0 | 0 | 0 | 0 | 0 | 0 | 0 | 0 | 0 | 0 | 0 | 0 | 0 | 0 | 0 | 0 | 0 | 0 | 0 | 0 | 0
Transportation Sector Fuel Used[LDVs,freight,plugin hybrid vehicle,biofuel gasoline tf] | NoSettings | 0 | 0 | 0 | 0 | 0 | 0 | 0 | 0 | 0 | 0 | 0 | 0 | 0 | 0 | 0 | 0 | 0 | 0 | 0 | 0 | 0 | 0 | 0 | 0 | 0 | 0 | 0 | 0 | 0 | 0 | 0
Transportation Sector Fuel Used[LDVs,freight,plugin hybrid vehicle,biofuel diesel tf] | NoSettings | 0 | 0 | 0 | 0 | 0 | 0 | 0 | 0 | 0 | 0 | 0 | 0 | 0 | 0 | 0 | 0 | 0 | 0 | 0 | 0 | 0 | 0 | 0 | 0 | 0 | 0 | 0 | 0 | 0 | 0 | 0
Transportation Sector Fuel Used[LDVs,freight,plugin hybrid vehicle,jet fuel tf] | NoSettings | 0 | 0 | 0 | 0 | 0 | 0 | 0 | 0 | 0 | 0 | 0 | 0 | 0 | 0 | 0 | 0 | 0 | 0 | 0 | 0 | 0 | 0 | 0 | 0 | 0 | 0 | 0 | 0 | 0 | 0 | 0
Transportation Sector Fuel Used[LDVs,freight,plugin hybrid vehicle,heavy or residual fuel oil tf] | NoSettings | 0 | 0 | 0 | 0 | 0 | 0 | 0 | 0 | 0 | 0 | 0 | 0 | 0 | 0 | 0 | 0 | 0 | 0 | 0 | 0 | 0 | 0 | 0 | 0 | 0 | 0 | 0 | 0 | 0 | 0 | 0
Transportation Sector Fuel Used[LDVs,freight,plugin hybrid vehicle,LPG propane or butane tf] | NoSettings | 0 | 0 | 0 | 0 | 0 | 0 | 0 | 0 | 0 | 0 | 0 | 0 | 0 | 0 | 0 | 0 | 0 | 0 | 0 | 0 | 0 | 0 | 0 | 0 | 0 | 0 | 0 | 0 | 0 | 0 | 0
Transportation Sector Fuel Used[LDVs,freight,plugin hybrid vehicle,hydrogen tf] | NoSettings | 0 | 0 | 0 | 0 | 0 | 0 | 0 | 0 | 0 | 0 | 0 | 0 | 0 | 0 | 0 | 0 | 0 | 0 | 0 | 0 | 0 | 0 | 0 | 0 | 0 | 0 | 0 | 0 | 0 | 0 | 0
Transportation Sector Fuel Used[LDVs,freight,LPG vehicle,electricity tf] | NoSettings | 0 | 0 | 0 | 0 | 0 | 0 | 0 | 0 | 0 | 0 | 0 | 0 | 0 | 0 | 0 | 0 | 0 | 0 | 0 | 0 | 0 | 0 | 0 | 0 | 0 | 0 | 0 | 0 | 0 | 0 | 0
Transportation Sector Fuel Used[LDVs,freight,LPG vehicle,natural gas tf] | NoSettings | 0 | 0 | 0 | 0 | 0 | 0 | 0 | 0 | 0 | 0 | 0 | 0 | 0 | 0 | 0 | 0 | 0 | 0 | 0 | 0 | 0 | 0 | 0 | 0 | 0 | 0 | 0 | 0 | 0 | 0 | 0
Transportation Sector Fuel Used[LDVs,freight,LPG vehicle,petroleum gasoline tf] | NoSettings | 0 | 0 | 0 | 0 | 0 | 0 | 0 | 0 | 0 | 0 | 0 | 0 | 0 | 0 | 0 | 0 | 0 | 0 | 0 | 0 | 0 | 0 | 0 | 0 | 0 | 0 | 0 | 0 | 0 | 0 | 0
Transportation Sector Fuel Used[LDVs,freight,LPG vehicle,petroleum diesel tf] | NoSettings | 0 | 0 | 0 | 0 | 0 | 0 | 0 | 0 | 0 | 0 | 0 | 0 | 0 | 0 | 0 | 0 | 0 | 0 | 0 | 0 | 0 | 0 | 0 | 0 | 0 | 0 | 0 | 0 | 0 | 0 | 0
Transportation Sector Fuel Used[LDVs,freight,LPG vehicle,biofuel gasoline tf] | NoSettings | 0 | 0 | 0 | 0 | 0 | 0 | 0 | 0 | 0 | 0 | 0 | 0 | 0 | 0 | 0 | 0 | 0 | 0 | 0 | 0 | 0 | 0 | 0 | 0 | 0 | 0 | 0 | 0 | 0 | 0 | 0
Transportation Sector Fuel Used[LDVs,freight,LPG vehicle,biofuel diesel tf] | NoSettings | 0 | 0 | 0 | 0 | 0 | 0 | 0 | 0 | 0 | 0 | 0 | 0 | 0 | 0 | 0 | 0 | 0 | 0 | 0 | 0 | 0 | 0 | 0 | 0 | 0 | 0 | 0 | 0 | 0 | 0 | 0
Transportation Sector Fuel Used[LDVs,freight,LPG vehicle,jet fuel tf] | NoSettings | 0 | 0 | 0 | 0 | 0 | 0 | 0 | 0 | 0 | 0 | 0 | 0 | 0 | 0 | 0 | 0 | 0 | 0 | 0 | 0 | 0 | 0 | 0 | 0 | 0 | 0 | 0 | 0 | 0 | 0 | 0
Transportation Sector Fuel Used[LDVs,freight,LPG vehicle,heavy or residual fuel oil tf] | NoSettings | 0 | 0 | 0 | 0 | 0 | 0 | 0 | 0 | 0 | 0 | 0 | 0 | 0 | 0 | 0 | 0 | 0 | 0 | 0 | 0 | 0 | 0 | 0 | 0 | 0 | 0 | 0 | 0 | 0 | 0 | 0
Transportation Sector Fuel Used[LDVs,freight,LPG vehicle,LPG propane or butane tf] | NoSettings | 0 | 0 | 0 | 0 | 0 | 0 | 0 | 0 | 0 | 0 | 0 | 0 | 0 | 0 | 0 | 0 | 0 | 0 | 0 | 0 | 0 | 0 | 0 | 0 | 0 | 0 | 0 | 0 | 0 | 0 | 0
Transportation Sector Fuel Used[LDVs,freight,LPG vehicle,hydrogen tf] | NoSettings | 0 | 0 | 0 | 0 | 0 | 0 | 0 | 0 | 0 | 0 | 0 | 0 | 0 | 0 | 0 | 0 | 0 | 0 | 0 | 0 | 0 | 0 | 0 | 0 | 0 | 0 | 0 | 0 | 0 | 0 | 0
Transportation Sector Fuel Used[LDVs,freight,hydrogen vehicle,electricity tf] | NoSettings | 0 | 0 | 0 | 0 | 0 | 0 | 0 | 0 | 0 | 0 | 0 | 0 | 0 | 0 | 0 | 0 | 0 | 0 | 0 | 0 | 0 | 0 | 0 | 0 | 0 | 0 | 0 | 0 | 0 | 0 | 0
Transportation Sector Fuel Used[LDVs,freight,hydrogen vehicle,natural gas tf] | NoSettings | 0 | 0 | 0 | 0 | 0 | 0 | 0 | 0 | 0 | 0 | 0 | 0 | 0 | 0 | 0 | 0 | 0 | 0 | 0 | 0 | 0 | 0 | 0 | 0 | 0 | 0 | 0 | 0 | 0 | 0 | 0
Transportation Sector Fuel Used[LDVs,freight,hydrogen vehicle,petroleum gasoline tf] | NoSettings | 0 | 0 | 0 | 0 | 0 | 0 | 0 | 0 | 0 | 0 | 0 | 0 | 0 | 0 | 0 | 0 | 0 | 0 | 0 | 0 | 0 | 0 | 0 | 0 | 0 | 0 | 0 | 0 | 0 | 0 | 0
Transportation Sector Fuel Used[LDVs,freight,hydrogen vehicle,petroleum diesel tf] | NoSettings | 0 | 0 | 0 | 0 | 0 | 0 | 0 | 0 | 0 | 0 | 0 | 0 | 0 | 0 | 0 | 0 | 0 | 0 | 0 | 0 | 0 | 0 | 0 | 0 | 0 | 0 | 0 | 0 | 0 | 0 | 0
Transportation Sector Fuel Used[LDVs,freight,hydrogen vehicle,biofuel gasoline tf] | NoSettings | 0 | 0 | 0 | 0 | 0 | 0 | 0 | 0 | 0 | 0 | 0 | 0 | 0 | 0 | 0 | 0 | 0 | 0 | 0 | 0 | 0 | 0 | 0 | 0 | 0 | 0 | 0 | 0 | 0 | 0 | 0
Transportation Sector Fuel Used[LDVs,freight,hydrogen vehicle,biofuel diesel tf] | NoSettings | 0 | 0 | 0 | 0 | 0 | 0 | 0 | 0 | 0 | 0 | 0 | 0 | 0 | 0 | 0 | 0 | 0 | 0 | 0 | 0 | 0 | 0 | 0 | 0 | 0 | 0 | 0 | 0 | 0 | 0 | 0
Transportation Sector Fuel Used[LDVs,freight,hydrogen vehicle,jet fuel tf] | NoSettings | 0 | 0 | 0 | 0 | 0 | 0 | 0 | 0 | 0 | 0 | 0 | 0 | 0 | 0 | 0 | 0 | 0 | 0 | 0 | 0 | 0 | 0 | 0 | 0 | 0 | 0 | 0 | 0 | 0 | 0 | 0
Transportation Sector Fuel Used[LDVs,freight,hydrogen vehicle,heavy or residual fuel oil tf] | NoSettings | 0 | 0 | 0 | 0 | 0 | 0 | 0 | 0 | 0 | 0 | 0 | 0 | 0 | 0 | 0 | 0 | 0 | 0 | 0 | 0 | 0 | 0 | 0 | 0 | 0 | 0 | 0 | 0 | 0 | 0 | 0
Transportation Sector Fuel Used[LDVs,freight,hydrogen vehicle,LPG propane or butane tf] | NoSettings | 0 | 0 | 0 | 0 | 0 | 0 | 0 | 0 | 0 | 0 | 0 | 0 | 0 | 0 | 0 | 0 | 0 | 0 | 0 | 0 | 0 | 0 | 0 | 0 | 0 | 0 | 0 | 0 | 0 | 0 | 0
Transportation Sector Fuel Used[LDVs,freight,hydrogen vehicle,hydrogen tf] | NoSettings | 0 | 0 | 0 | 0 | 0 | 0 | 0 | 0 | 0 | 0 | 0 | 0 | 0 | 0 | 0 | 0 | 0 | 0 | 0 | 0 | 0 | 0 | 0 | 0 | 0 | 0 | 0 | 0 | 0 | 0 | 0
Transportation Sector Fuel Used[HDVs,passenger,battery electric vehicle,electricity tf] | NoSettings | 209978000000 | 228171000000 | 249947000000 | 289835000000 | 368160000000 | 453201000000 | 569081000000 | 742981000000 | 962518000000 | 1324560000000 | 1737160000000 | 2186700000000 | 2593700000000 | 3023920000000 | 3404540000000 | 3921250000000 | 4467060000000 | 5048740000000 | 5620070000000 | 6206170000000 | 6792910000000 | 7357360000000 | 7963110000000 | 8600800000000 | 9260080000000 | 9906820000000 | 10555600000000 | 11093800000000 | 11610500000000 | 12037700000000 | 12519600000000
Transportation Sector Fuel Used[HDVs,passenger,battery electric vehicle,natural gas tf] | NoSettings | 0 | 0 | 0 | 0 | 0 | 0 | 0 | 0 | 0 | 0 | 0 | 0 | 0 | 0 | 0 | 0 | 0 | 0 | 0 | 0 | 0 | 0 | 0 | 0 | 0 | 0 | 0 | 0 | 0 | 0 | 0
Transportation Sector Fuel Used[HDVs,passenger,battery electric vehicle,petroleum gasoline tf] | NoSettings | 0 | 0 | 0 | 0 | 0 | 0 | 0 | 0 | 0 | 0 | 0 | 0 | 0 | 0 | 0 | 0 | 0 | 0 | 0 | 0 | 0 | 0 | 0 | 0 | 0 | 0 | 0 | 0 | 0 | 0 | 0
Transportation Sector Fuel Used[HDVs,passenger,battery electric vehicle,petroleum diesel tf] | NoSettings | 0 | 0 | 0 | 0 | 0 | 0 | 0 | 0 | 0 | 0 | 0 | 0 | 0 | 0 | 0 | 0 | 0 | 0 | 0 | 0 | 0 | 0 | 0 | 0 | 0 | 0 | 0 | 0 | 0 | 0 | 0
Transportation Sector Fuel Used[HDVs,passenger,battery electric vehicle,biofuel gasoline tf] | NoSettings | 0 | 0 | 0 | 0 | 0 | 0 | 0 | 0 | 0 | 0 | 0 | 0 | 0 | 0 | 0 | 0 | 0 | 0 | 0 | 0 | 0 | 0 | 0 | 0 | 0 | 0 | 0 | 0 | 0 | 0 | 0
Transportation Sector Fuel Used[HDVs,passenger,battery electric vehicle,biofuel diesel tf] | NoSettings | 0 | 0 | 0 | 0 | 0 | 0 | 0 | 0 | 0 | 0 | 0 | 0 | 0 | 0 | 0 | 0 | 0 | 0 | 0 | 0 | 0 | 0 | 0 | 0 | 0 | 0 | 0 | 0 | 0 | 0 | 0
Transportation Sector Fuel Used[HDVs,passenger,battery electric vehicle,jet fuel tf] | NoSettings | 0 | 0 | 0 | 0 | 0 | 0 | 0 | 0 | 0 | 0 | 0 | 0 | 0 | 0 | 0 | 0 | 0 | 0 | 0 | 0 | 0 | 0 | 0 | 0 | 0 | 0 | 0 | 0 | 0 | 0 | 0
Transportation Sector Fuel Used[HDVs,passenger,battery electric vehicle,heavy or residual fuel oil tf] | NoSettings | 0 | 0 | 0 | 0 | 0 | 0 | 0 | 0 | 0 | 0 | 0 | 0 | 0 | 0 | 0 | 0 | 0 | 0 | 0 | 0 | 0 | 0 | 0 | 0 | 0 | 0 | 0 | 0 | 0 | 0 | 0
Transportation Sector Fuel Used[HDVs,passenger,battery electric vehicle,LPG propane or butane tf] | NoSettings | 0 | 0 | 0 | 0 | 0 | 0 | 0 | 0 | 0 | 0 | 0 | 0 | 0 | 0 | 0 | 0 | 0 | 0 | 0 | 0 | 0 | 0 | 0 | 0 | 0 | 0 | 0 | 0 | 0 | 0 | 0
Transportation Sector Fuel Used[HDVs,passenger,battery electric vehicle,hydrogen tf] | NoSettings | 0 | 0 | 0 | 0 | 0 | 0 | 0 | 0 | 0 | 0 | 0 | 0 | 0 | 0 | 0 | 0 | 0 | 0 | 0 | 0 | 0 | 0 | 0 | 0 | 0 | 0 | 0 | 0 | 0 | 0 | 0
Transportation Sector Fuel Used[HDVs,passenger,natural gas vehicle,electricity tf] | NoSettings | 0 | 0 | 0 | 0 | 0 | 0 | 0 | 0 | 0 | 0 | 0 | 0 | 0 | 0 | 0 | 0 | 0 | 0 | 0 | 0 | 0 | 0 | 0 | 0 | 0 | 0 | 0 | 0 | 0 | 0 | 0
Transportation Sector Fuel Used[HDVs,passenger,natural gas vehicle,natural gas tf] | NoSettings | 10568000000000 | 10310200000000 | 9755170000000 | 9202920000000 | 8636070000000 | 8089860000000 | 7541790000000 | 7028500000000 | 6542090000000 | 6015000000000 | 5496190000000 | 4997270000000 | 4526200000000 | 4075040000000 | 3643740000000 | 3230170000000 | 2869900000000 | 2528210000000 | 2206240000000 | 1905260000000 | 1627480000000 | 1370940000000 | 1137920000000 | 1013400000000 | 898728000000 | 774919000000 | 646608000000 | 543522000000 | 448650000000 | 371479000000 | 316604000000
Transportation Sector Fuel Used[HDVs,passenger,natural gas vehicle,petroleum gasoline tf] | NoSettings | 0 | 0 | 0 | 0 | 0 | 0 | 0 | 0 | 0 | 0 | 0 | 0 | 0 | 0 | 0 | 0 | 0 | 0 | 0 | 0 | 0 | 0 | 0 | 0 | 0 | 0 | 0 | 0 | 0 | 0 | 0
Transportation Sector Fuel Used[HDVs,passenger,natural gas vehicle,petroleum diesel tf] | NoSettings | 0 | 0 | 0 | 0 | 0 | 0 | 0 | 0 | 0 | 0 | 0 | 0 | 0 | 0 | 0 | 0 | 0 | 0 | 0 | 0 | 0 | 0 | 0 | 0 | 0 | 0 | 0 | 0 | 0 | 0 | 0
Transportation Sector Fuel Used[HDVs,passenger,natural gas vehicle,biofuel gasoline tf] | NoSettings | 0 | 0 | 0 | 0 | 0 | 0 | 0 | 0 | 0 | 0 | 0 | 0 | 0 | 0 | 0 | 0 | 0 | 0 | 0 | 0 | 0 | 0 | 0 | 0 | 0 | 0 | 0 | 0 | 0 | 0 | 0
Transportation Sector Fuel Used[HDVs,passenger,natural gas vehicle,biofuel diesel tf] | NoSettings | 0 | 0 | 0 | 0 | 0 | 0 | 0 | 0 | 0 | 0 | 0 | 0 | 0 | 0 | 0 | 0 | 0 | 0 | 0 | 0 | 0 | 0 | 0 | 0 | 0 | 0 | 0 | 0 | 0 | 0 | 0
Transportation Sector Fuel Used[HDVs,passenger,natural gas vehicle,jet fuel tf] | NoSettings | 0 | 0 | 0 | 0 | 0 | 0 | 0 | 0 | 0 | 0 | 0 | 0 | 0 | 0 | 0 | 0 | 0 | 0 | 0 | 0 | 0 | 0 | 0 | 0 | 0 | 0 | 0 | 0 | 0 | 0 | 0
Transportation Sector Fuel Used[HDVs,passenger,natural gas vehicle,heavy or residual fuel oil tf] | NoSettings | 0 | 0 | 0 | 0 | 0 | 0 | 0 | 0 | 0 | 0 | 0 | 0 | 0 | 0 | 0 | 0 | 0 | 0 | 0 | 0 | 0 | 0 | 0 | 0 | 0 | 0 | 0 | 0 | 0 | 0 | 0
Transportation Sector Fuel Used[HDVs,passenger,natural gas vehicle,LPG propane or butane tf] | NoSettings | 0 | 0 | 0 | 0 | 0 | 0 | 0 | 0 | 0 | 0 | 0 | 0 | 0 | 0 | 0 | 0 | 0 | 0 | 0 | 0 | 0 | 0 | 0 | 0 | 0 | 0 | 0 | 0 | 0 | 0 | 0
Transportation Sector Fuel Used[HDVs,passenger,natural gas vehicle,hydrogen tf] | NoSettings | 0 | 0 | 0 | 0 | 0 | 0 | 0 | 0 | 0 | 0 | 0 | 0 | 0 | 0 | 0 | 0 | 0 | 0 | 0 | 0 | 0 | 0 | 0 | 0 | 0 | 0 | 0 | 0 | 0 | 0 | 0
Transportation Sector Fuel Used[HDVs,passenger,gasoline vehicle,electricity tf] | NoSettings | 0 | 0 | 0 | 0 | 0 | 0 | 0 | 0 | 0 | 0 | 0 | 0 | 0 | 0 | 0 | 0 | 0 | 0 | 0 | 0 | 0 | 0 | 0 | 0 | 0 | 0 | 0 | 0 | 0 | 0 | 0
Transportation Sector Fuel Used[HDVs,passenger,gasoline vehicle,natural gas tf] | NoSettings | 0 | 0 | 0 | 0 | 0 | 0 | 0 | 0 | 0 | 0 | 0 | 0 | 0 | 0 | 0 | 0 | 0 | 0 | 0 | 0 | 0 | 0 | 0 | 0 | 0 | 0 | 0 | 0 | 0 | 0 | 0
Transportation Sector Fuel Used[HDVs,passenger,gasoline vehicle,petroleum gasoline tf] | NoSettings | 16585200000000 | 16502600000000 | 15772700000000 | 15055000000000 | 14337300000000 | 13629400000000 | 12938800000000 | 12245500000000 | 11583100000000 | 10895800000000 | 10200000000000 | 9501010000000 | 8806240000000 | 8108080000000 | 7409500000000 | 6696720000000 | 6045470000000 | 5381640000000 | 4693980000000 | 4019660000000 | 3336880000000 | 2652450000000 | 1964830000000 | 1840970000000 | 1741460000000 | 1655940000000 | 1545670000000 | 1428250000000 | 1307750000000 | 1194560000000 | 1075090000000
Transportation Sector Fuel Used[HDVs,passenger,gasoline vehicle,petroleum diesel tf] | NoSettings | 0 | 0 | 0 | 0 | 0 | 0 | 0 | 0 | 0 | 0 | 0 | 0 | 0 | 0 | 0 | 0 | 0 | 0 | 0 | 0 | 0 | 0 | 0 | 0 | 0 | 0 | 0 | 0 | 0 | 0 | 0
Transportation Sector Fuel Used[HDVs,passenger,gasoline vehicle,biofuel gasoline tf] | NoSettings | 1279700000000 | 1277170000000 | 1224580000000 | 1172120000000 | 1119060000000 | 1066800000000 | 1015680000000 | 964046000000 | 914255000000 | 862089000000 | 808800000000 | 753375000000 | 698284000000 | 642923000000 | 587530000000 | 531011000000 | 479371000000 | 426733000000 | 372206000000 | 318736000000 | 264595000000 | 210324000000 | 155800000000 | 145978000000 | 138088000000 | 131307000000 | 122563000000 | 113252000000 | 103697000000 | 94721800000 | 85248200000
Transportation Sector Fuel Used[HDVs,passenger,gasoline vehicle,biofuel diesel tf] | NoSettings | 0 | 0 | 0 | 0 | 0 | 0 | 0 | 0 | 0 | 0 | 0 | 0 | 0 | 0 | 0 | 0 | 0 | 0 | 0 | 0 | 0 | 0 | 0 | 0 | 0 | 0 | 0 | 0 | 0 | 0 | 0
Transportation Sector Fuel Used[HDVs,passenger,gasoline vehicle,jet fuel tf] | NoSettings | 0 | 0 | 0 | 0 | 0 | 0 | 0 | 0 | 0 | 0 | 0 | 0 | 0 | 0 | 0 | 0 | 0 | 0 | 0 | 0 | 0 | 0 | 0 | 0 | 0 | 0 | 0 | 0 | 0 | 0 | 0
Transportation Sector Fuel Used[HDVs,passenger,gasoline vehicle,heavy or residual fuel oil tf] | NoSettings | 0 | 0 | 0 | 0 | 0 | 0 | 0 | 0 | 0 | 0 | 0 | 0 | 0 | 0 | 0 | 0 | 0 | 0 | 0 | 0 | 0 | 0 | 0 | 0 | 0 | 0 | 0 | 0 | 0 | 0 | 0
Transportation Sector Fuel Used[HDVs,passenger,gasoline vehicle,LPG propane or butane tf] | NoSettings | 0 | 0 | 0 | 0 | 0 | 0 | 0 | 0 | 0 | 0 | 0 | 0 | 0 | 0 | 0 | 0 | 0 | 0 | 0 | 0 | 0 | 0 | 0 | 0 | 0 | 0 | 0 | 0 | 0 | 0 | 0
Transportation Sector Fuel Used[HDVs,passenger,gasoline vehicle,hydrogen tf] | NoSettings | 0 | 0 | 0 | 0 | 0 | 0 | 0 | 0 | 0 | 0 | 0 | 0 | 0 | 0 | 0 | 0 | 0 | 0 | 0 | 0 | 0 | 0 | 0 | 0 | 0 | 0 | 0 | 0 | 0 | 0 | 0
Transportation Sector Fuel Used[HDVs,passenger,diesel vehicle,electricity tf] | NoSettings | 0 | 0 | 0 | 0 | 0 | 0 | 0 | 0 | 0 | 0 | 0 | 0 | 0 | 0 | 0 | 0 | 0 | 0 | 0 | 0 | 0 | 0 | 0 | 0 | 0 | 0 | 0 | 0 | 0 | 0 | 0
Transportation Sector Fuel Used[HDVs,passenger,diesel vehicle,natural gas tf] | NoSettings | 0 | 0 | 0 | 0 | 0 | 0 | 0 | 0 | 0 | 0 | 0 | 0 | 0 | 0 | 0 | 0 | 0 | 0 | 0 | 0 | 0 | 0 | 0 | 0 | 0 | 0 | 0 | 0 | 0 | 0 | 0
Transportation Sector Fuel Used[HDVs,passenger,diesel vehicle,petroleum gasoline tf] | NoSettings | 0 | 0 | 0 | 0 | 0 | 0 | 0 | 0 | 0 | 0 | 0 | 0 | 0 | 0 | 0 | 0 | 0 | 0 | 0 | 0 | 0 | 0 | 0 | 0 | 0 | 0 | 0 | 0 | 0 | 0 | 0
Transportation Sector Fuel Used[HDVs,passenger,diesel vehicle,petroleum diesel tf] | NoSettings | 17205100000000 | 17558000000000 | 17256100000000 | 16944400000000 | 16513100000000 | 16079900000000 | 15590300000000 | 15061200000000 | 14501800000000 | 13782400000000 | 12994300000000 | 12579700000000 | 12182600000000 | 11735700000000 | 11327000000000 | 10900100000000 | 10542000000000 | 10173400000000 | 9767420000000 | 9420280000000 | 9093730000000 | 8732940000000 | 8390170000000 | 7729460000000 | 7128810000000 | 6509070000000 | 5899200000000 | 5361320000000 | 4814230000000 | 4346850000000 | 3936970000000
Transportation Sector Fuel Used[HDVs,passenger,diesel vehicle,biofuel gasoline tf] | NoSettings | 0 | 0 | 0 | 0 | 0 | 0 | 0 | 0 | 0 | 0 | 0 | 0 | 0 | 0 | 0 | 0 | 0 | 0 | 0 | 0 | 0 | 0 | 0 | 0 | 0 | 0 | 0 | 0 | 0 | 0 | 0
Transportation Sector Fuel Used[HDVs,passenger,diesel vehicle,biofuel diesel tf] | NoSettings | 4238020000000 | 4860940000000 | 5330580000000 | 5805500000000 | 6243830000000 | 6681770000000 | 7094290000000 | 7482770000000 | 7846520000000 | 8104310000000 | 8289230000000 | 8024770000000 | 7771450000000 | 7486360000000 | 7225600000000 | 6953310000000 | 6724900000000 | 6489750000000 | 6230760000000 | 6009310000000 | 5801000000000 | 5570840000000 | 5352190000000 | 4930720000000 | 4547550000000 | 4152220000000 | 3763170000000 | 3420050000000 | 3071060000000 | 2772910000000 | 2511440000000
Transportation Sector Fuel Used[HDVs,passenger,diesel vehicle,jet fuel tf] | NoSettings | 0 | 0 | 0 | 0 | 0 | 0 | 0 | 0 | 0 | 0 | 0 | 0 | 0 | 0 | 0 | 0 | 0 | 0 | 0 | 0 | 0 | 0 | 0 | 0 | 0 | 0 | 0 | 0 | 0 | 0 | 0
Transportation Sector Fuel Used[HDVs,passenger,diesel vehicle,heavy or residual fuel oil tf] | NoSettings | 0 | 0 | 0 | 0 | 0 | 0 | 0 | 0 | 0 | 0 | 0 | 0 | 0 | 0 | 0 | 0 | 0 | 0 | 0 | 0 | 0 | 0 | 0 | 0 | 0 | 0 | 0 | 0 | 0 | 0 | 0
Transportation Sector Fuel Used[HDVs,passenger,diesel vehicle,LPG propane or butane tf] | NoSettings | 0 | 0 | 0 | 0 | 0 | 0 | 0 | 0 | 0 | 0 | 0 | 0 | 0 | 0 | 0 | 0 | 0 | 0 | 0 | 0 | 0 | 0 | 0 | 0 | 0 | 0 | 0 | 0 | 0 | 0 | 0
Transportation Sector Fuel Used[HDVs,passenger,diesel vehicle,hydrogen tf] | NoSettings | 0 | 0 | 0 | 0 | 0 | 0 | 0 | 0 | 0 | 0 | 0 | 0 | 0 | 0 | 0 | 0 | 0 | 0 | 0 | 0 | 0 | 0 | 0 | 0 | 0 | 0 | 0 | 0 | 0 | 0 | 0
Transportation Sector Fuel Used[HDVs,passenger,plugin hybrid vehicle,electricity tf] | NoSettings | 0 | 0 | 0 | 0 | 0 | 0 | 0 | 0 | 0 | 0 | 0 | 0 | 0 | 0 | 0 | 0 | 0 | 0 | 0 | 0 | 0 | 0 | 0 | 0 | 0 | 0 | 0 | 0 | 0 | 0 | 0
Transportation Sector Fuel Used[HDVs,passenger,plugin hybrid vehicle,natural gas tf] | NoSettings | 0 | 0 | 0 | 0 | 0 | 0 | 0 | 0 | 0 | 0 | 0 | 0 | 0 | 0 | 0 | 0 | 0 | 0 | 0 | 0 | 0 | 0 | 0 | 0 | 0 | 0 | 0 | 0 | 0 | 0 | 0
Transportation Sector Fuel Used[HDVs,passenger,plugin hybrid vehicle,petroleum gasoline tf] | NoSettings | 0 | 0 | 0 | 0 | 0 | 0 | 0 | 0 | 0 | 0 | 0 | 0 | 0 | 0 | 0 | 0 | 0 | 0 | 0 | 0 | 0 | 0 | 0 | 0 | 0 | 0 | 0 | 0 | 0 | 0 | 0
Transportation Sector Fuel Used[HDVs,passenger,plugin hybrid vehicle,petroleum diesel tf] | NoSettings | 0 | 0 | 0 | 0 | 0 | 0 | 0 | 0 | 0 | 0 | 0 | 0 | 0 | 0 | 0 | 0 | 0 | 0 | 0 | 0 | 0 | 0 | 0 | 0 | 0 | 0 | 0 | 0 | 0 | 0 | 0
Transportation Sector Fuel Used[HDVs,passenger,plugin hybrid vehicle,biofuel gasoline tf] | NoSettings | 0 | 0 | 0 | 0 | 0 | 0 | 0 | 0 | 0 | 0 | 0 | 0 | 0 | 0 | 0 | 0 | 0 | 0 | 0 | 0 | 0 | 0 | 0 | 0 | 0 | 0 | 0 | 0 | 0 | 0 | 0
Transportation Sector Fuel Used[HDVs,passenger,plugin hybrid vehicle,biofuel diesel tf] | NoSettings | 0 | 0 | 0 | 0 | 0 | 0 | 0 | 0 | 0 | 0 | 0 | 0 | 0 | 0 | 0 | 0 | 0 | 0 | 0 | 0 | 0 | 0 | 0 | 0 | 0 | 0 | 0 | 0 | 0 | 0 | 0
Transportation Sector Fuel Used[HDVs,passenger,plugin hybrid vehicle,jet fuel tf] | NoSettings | 0 | 0 | 0 | 0 | 0 | 0 | 0 | 0 | 0 | 0 | 0 | 0 | 0 | 0 | 0 | 0 | 0 | 0 | 0 | 0 | 0 | 0 | 0 | 0 | 0 | 0 | 0 | 0 | 0 | 0 | 0
Transportation Sector Fuel Used[HDVs,passenger,plugin hybrid vehicle,heavy or residual fuel oil tf] | NoSettings | 0 | 0 | 0 | 0 | 0 | 0 | 0 | 0 | 0 | 0 | 0 | 0 | 0 | 0 | 0 | 0 | 0 | 0 | 0 | 0 | 0 | 0 | 0 | 0 | 0 | 0 | 0 | 0 | 0 | 0 | 0
Transportation Sector Fuel Used[HDVs,passenger,plugin hybrid vehicle,LPG propane or butane tf] | NoSettings | 0 | 0 | 0 | 0 | 0 | 0 | 0 | 0 | 0 | 0 | 0 | 0 | 0 | 0 | 0 | 0 | 0 | 0 | 0 | 0 | 0 | 0 | 0 | 0 | 0 | 0 | 0 | 0 | 0 | 0 | 0
Transportation Sector Fuel Used[HDVs,passenger,plugin hybrid vehicle,hydrogen tf] | NoSettings | 0 | 0 | 0 | 0 | 0 | 0 | 0 | 0 | 0 | 0 | 0 | 0 | 0 | 0 | 0 | 0 | 0 | 0 | 0 | 0 | 0 | 0 | 0 | 0 | 0 | 0 | 0 | 0 | 0 | 0 | 0
Transportation Sector Fuel Used[HDVs,passenger,LPG vehicle,electricity tf] | NoSettings | 0 | 0 | 0 | 0 | 0 | 0 | 0 | 0 | 0 | 0 | 0 | 0 | 0 | 0 | 0 | 0 | 0 | 0 | 0 | 0 | 0 | 0 | 0 | 0 | 0 | 0 | 0 | 0 | 0 | 0 | 0
Transportation Sector Fuel Used[HDVs,passenger,LPG vehicle,natural gas tf] | NoSettings | 0 | 0 | 0 | 0 | 0 | 0 | 0 | 0 | 0 | 0 | 0 | 0 | 0 | 0 | 0 | 0 | 0 | 0 | 0 | 0 | 0 | 0 | 0 | 0 | 0 | 0 | 0 | 0 | 0 | 0 | 0
Transportation Sector Fuel Used[HDVs,passenger,LPG vehicle,petroleum gasoline tf] | NoSettings | 0 | 0 | 0 | 0 | 0 | 0 | 0 | 0 | 0 | 0 | 0 | 0 | 0 | 0 | 0 | 0 | 0 | 0 | 0 | 0 | 0 | 0 | 0 | 0 | 0 | 0 | 0 | 0 | 0 | 0 | 0
Transportation Sector Fuel Used[HDVs,passenger,LPG vehicle,petroleum diesel tf] | NoSettings | 0 | 0 | 0 | 0 | 0 | 0 | 0 | 0 | 0 | 0 | 0 | 0 | 0 | 0 | 0 | 0 | 0 | 0 | 0 | 0 | 0 | 0 | 0 | 0 | 0 | 0 | 0 | 0 | 0 | 0 | 0
Transportation Sector Fuel Used[HDVs,passenger,LPG vehicle,biofuel gasoline tf] | NoSettings | 0 | 0 | 0 | 0 | 0 | 0 | 0 | 0 | 0 | 0 | 0 | 0 | 0 | 0 | 0 | 0 | 0 | 0 | 0 | 0 | 0 | 0 | 0 | 0 | 0 | 0 | 0 | 0 | 0 | 0 | 0
Transportation Sector Fuel Used[HDVs,passenger,LPG vehicle,biofuel diesel tf] | NoSettings | 0 | 0 | 0 | 0 | 0 | 0 | 0 | 0 | 0 | 0 | 0 | 0 | 0 | 0 | 0 | 0 | 0 | 0 | 0 | 0 | 0 | 0 | 0 | 0 | 0 | 0 | 0 | 0 | 0 | 0 | 0
Transportation Sector Fuel Used[HDVs,passenger,LPG vehicle,jet fuel tf] | NoSettings | 0 | 0 | 0 | 0 | 0 | 0 | 0 | 0 | 0 | 0 | 0 | 0 | 0 | 0 | 0 | 0 | 0 | 0 | 0 | 0 | 0 | 0 | 0 | 0 | 0 | 0 | 0 | 0 | 0 | 0 | 0
Transportation Sector Fuel Used[HDVs,passenger,LPG vehicle,heavy or residual fuel oil tf] | NoSettings | 0 | 0 | 0 | 0 | 0 | 0 | 0 | 0 | 0 | 0 | 0 | 0 | 0 | 0 | 0 | 0 | 0 | 0 | 0 | 0 | 0 | 0 | 0 | 0 | 0 | 0 | 0 | 0 | 0 | 0 | 0
Transportation Sector Fuel Used[HDVs,passenger,LPG vehicle,LPG propane or butane tf] | NoSettings | 0 | 0 | 0 | 0 | 0 | 0 | 0 | 0 | 0 | 0 | 0 | 0 | 0 | 0 | 0 | 0 | 0 | 0 | 0 | 0 | 0 | 0 | 0 | 0 | 0 | 0 | 0 | 0 | 0 | 0 | 0
Transportation Sector Fuel Used[HDVs,passenger,LPG vehicle,hydrogen tf] | NoSettings | 0 | 0 | 0 | 0 | 0 | 0 | 0 | 0 | 0 | 0 | 0 | 0 | 0 | 0 | 0 | 0 | 0 | 0 | 0 | 0 | 0 | 0 | 0 | 0 | 0 | 0 | 0 | 0 | 0 | 0 | 0
Transportation Sector Fuel Used[HDVs,passenger,hydrogen vehicle,electricity tf] | NoSettings | 0 | 0 | 0 | 0 | 0 | 0 | 0 | 0 | 0 | 0 | 0 | 0 | 0 | 0 | 0 | 0 | 0 | 0 | 0 | 0 | 0 | 0 | 0 | 0 | 0 | 0 | 0 | 0 | 0 | 0 | 0
Transportation Sector Fuel Used[HDVs,passenger,hydrogen vehicle,natural gas tf] | NoSettings | 0 | 0 | 0 | 0 | 0 | 0 | 0 | 0 | 0 | 0 | 0 | 0 | 0 | 0 | 0 | 0 | 0 | 0 | 0 | 0 | 0 | 0 | 0 | 0 | 0 | 0 | 0 | 0 | 0 | 0 | 0
Transportation Sector Fuel Used[HDVs,passenger,hydrogen vehicle,petroleum gasoline tf] | NoSettings | 0 | 0 | 0 | 0 | 0 | 0 | 0 | 0 | 0 | 0 | 0 | 0 | 0 | 0 | 0 | 0 | 0 | 0 | 0 | 0 | 0 | 0 | 0 | 0 | 0 | 0 | 0 | 0 | 0 | 0 | 0
Transportation Sector Fuel Used[HDVs,passenger,hydrogen vehicle,petroleum diesel tf] | NoSettings | 0 | 0 | 0 | 0 | 0 | 0 | 0 | 0 | 0 | 0 | 0 | 0 | 0 | 0 | 0 | 0 | 0 | 0 | 0 | 0 | 0 | 0 | 0 | 0 | 0 | 0 | 0 | 0 | 0 | 0 | 0
Transportation Sector Fuel Used[HDVs,passenger,hydrogen vehicle,biofuel gasoline tf] | NoSettings | 0 | 0 | 0 | 0 | 0 | 0 | 0 | 0 | 0 | 0 | 0 | 0 | 0 | 0 | 0 | 0 | 0 | 0 | 0 | 0 | 0 | 0 | 0 | 0 | 0 | 0 | 0 | 0 | 0 | 0 | 0
Transportation Sector Fuel Used[HDVs,passenger,hydrogen vehicle,biofuel diesel tf] | NoSettings | 0 | 0 | 0 | 0 | 0 | 0 | 0 | 0 | 0 | 0 | 0 | 0 | 0 | 0 | 0 | 0 | 0 | 0 | 0 | 0 | 0 | 0 | 0 | 0 | 0 | 0 | 0 | 0 | 0 | 0 | 0
Transportation Sector Fuel Used[HDVs,passenger,hydrogen vehicle,jet fuel tf] | NoSettings | 0 | 0 | 0 | 0 | 0 | 0 | 0 | 0 | 0 | 0 | 0 | 0 | 0 | 0 | 0 | 0 | 0 | 0 | 0 | 0 | 0 | 0 | 0 | 0 | 0 | 0 | 0 | 0 | 0 | 0 | 0
Transportation Sector Fuel Used[HDVs,passenger,hydrogen vehicle,heavy or residual fuel oil tf] | NoSettings | 0 | 0 | 0 | 0 | 0 | 0 | 0 | 0 | 0 | 0 | 0 | 0 | 0 | 0 | 0 | 0 | 0 | 0 | 0 | 0 | 0 | 0 | 0 | 0 | 0 | 0 | 0 | 0 | 0 | 0 | 0
Transportation Sector Fuel Used[HDVs,passenger,hydrogen vehicle,LPG propane or butane tf] | NoSettings | 0 | 0 | 0 | 0 | 0 | 0 | 0 | 0 | 0 | 0 | 0 | 0 | 0 | 0 | 0 | 0 | 0 | 0 | 0 | 0 | 0 | 0 | 0 | 0 | 0 | 0 | 0 | 0 | 0 | 0 | 0
Transportation Sector Fuel Used[HDVs,passenger,hydrogen vehicle,hydrogen tf] | NoSettings | 0 | 0 | 0 | 0 | 0 | 0 | 0 | 0 | 0 | 0 | 0 | 0 | 0 | 0 | 0 | 0 | 0 | 0 | 0 | 0 | 0 | 0 | 0 | 0 | 0 | 0 | 0 | 0 | 0 | 0 | 0
Transportation Sector Fuel Used[HDVs,freight,battery electric vehicle,electricity tf] | NoSettings | 23412900000 | 23539100000 | 25900300000 | 29149900000 | 77094500000 | 148334000000 | 255579000000 | 423474000000 | 657601000000 | 963811000000 | 1347300000000 | 1833750000000 | 2423190000000 | 3053110000000 | 3723010000000 | 4432240000000 | 5181610000000 | 5968940000000 | 6795080000000 | 7658380000000 | 8558040000000 | 9492610000000 | 10460900000000 | 11461800000000 | 12494200000000 | 13507800000000 | 14552700000000 | 15626000000000 | 16730200000000 | 17803400000000 | 18879600000000
Transportation Sector Fuel Used[HDVs,freight,battery electric vehicle,natural gas tf] | NoSettings | 0 | 0 | 0 | 0 | 0 | 0 | 0 | 0 | 0 | 0 | 0 | 0 | 0 | 0 | 0 | 0 | 0 | 0 | 0 | 0 | 0 | 0 | 0 | 0 | 0 | 0 | 0 | 0 | 0 | 0 | 0
Transportation Sector Fuel Used[HDVs,freight,battery electric vehicle,petroleum gasoline tf] | NoSettings | 0 | 0 | 0 | 0 | 0 | 0 | 0 | 0 | 0 | 0 | 0 | 0 | 0 | 0 | 0 | 0 | 0 | 0 | 0 | 0 | 0 | 0 | 0 | 0 | 0 | 0 | 0 | 0 | 0 | 0 | 0
Transportation Sector Fuel Used[HDVs,freight,battery electric vehicle,petroleum diesel tf] | NoSettings | 0 | 0 | 0 | 0 | 0 | 0 | 0 | 0 | 0 | 0 | 0 | 0 | 0 | 0 | 0 | 0 | 0 | 0 | 0 | 0 | 0 | 0 | 0 | 0 | 0 | 0 | 0 | 0 | 0 | 0 | 0
Transportation Sector Fuel Used[HDVs,freight,battery electric vehicle,biofuel gasoline tf] | NoSettings | 0 | 0 | 0 | 0 | 0 | 0 | 0 | 0 | 0 | 0 | 0 | 0 | 0 | 0 | 0 | 0 | 0 | 0 | 0 | 0 | 0 | 0 | 0 | 0 | 0 | 0 | 0 | 0 | 0 | 0 | 0
Transportation Sector Fuel Used[HDVs,freight,battery electric vehicle,biofuel diesel tf] | NoSettings | 0 | 0 | 0 | 0 | 0 | 0 | 0 | 0 | 0 | 0 | 0 | 0 | 0 | 0 | 0 | 0 | 0 | 0 | 0 | 0 | 0 | 0 | 0 | 0 | 0 | 0 | 0 | 0 | 0 | 0 | 0
Transportation Sector Fuel Used[HDVs,freight,battery electric vehicle,jet fuel tf] | NoSettings | 0 | 0 | 0 | 0 | 0 | 0 | 0 | 0 | 0 | 0 | 0 | 0 | 0 | 0 | 0 | 0 | 0 | 0 | 0 | 0 | 0 | 0 | 0 | 0 | 0 | 0 | 0 | 0 | 0 | 0 | 0
Transportation Sector Fuel Used[HDVs,freight,battery electric vehicle,heavy or residual fuel oil tf] | NoSettings | 0 | 0 | 0 | 0 | 0 | 0 | 0 | 0 | 0 | 0 | 0 | 0 | 0 | 0 | 0 | 0 | 0 | 0 | 0 | 0 | 0 | 0 | 0 | 0 | 0 | 0 | 0 | 0 | 0 | 0 | 0
Transportation Sector Fuel Used[HDVs,freight,battery electric vehicle,LPG propane or butane tf] | NoSettings | 0 | 0 | 0 | 0 | 0 | 0 | 0 | 0 | 0 | 0 | 0 | 0 | 0 | 0 | 0 | 0 | 0 | 0 | 0 | 0 | 0 | 0 | 0 | 0 | 0 | 0 | 0 | 0 | 0 | 0 | 0
Transportation Sector Fuel Used[HDVs,freight,battery electric vehicle,hydrogen tf] | NoSettings | 0 | 0 | 0 | 0 | 0 | 0 | 0 | 0 | 0 | 0 | 0 | 0 | 0 | 0 | 0 | 0 | 0 | 0 | 0 | 0 | 0 | 0 | 0 | 0 | 0 | 0 | 0 | 0 | 0 | 0 | 0
Transportation Sector Fuel Used[HDVs,freight,natural gas vehicle,electricity tf] | NoSettings | 0 | 0 | 0 | 0 | 0 | 0 | 0 | 0 | 0 | 0 | 0 | 0 | 0 | 0 | 0 | 0 | 0 | 0 | 0 | 0 | 0 | 0 | 0 | 0 | 0 | 0 | 0 | 0 | 0 | 0 | 0
Transportation Sector Fuel Used[HDVs,freight,natural gas vehicle,natural gas tf] | NoSettings | 1870990000000 | 1775170000000 | 1693170000000 | 1606530000000 | 1514560000000 | 1423490000000 | 1330680000000 | 1239170000000 | 1149250000000 | 1063960000000 | 980706000000 | 910770000000 | 845645000000 | 784160000000 | 729179000000 | 680699000000 | 641202000000 | 610423000000 | 585495000000 | 566156000000 | 554655000000 | 548281000000 | 544376000000 | 547734000000 | 555784000000 | 634602000000 | 719364000000 | 795995000000 | 882963000000 | 980895000000 | 1084100000000
Transportation Sector Fuel Used[HDVs,freight,natural gas vehicle,petroleum gasoline tf] | NoSettings | 0 | 0 | 0 | 0 | 0 | 0 | 0 | 0 | 0 | 0 | 0 | 0 | 0 | 0 | 0 | 0 | 0 | 0 | 0 | 0 | 0 | 0 | 0 | 0 | 0 | 0 | 0 | 0 | 0 | 0 | 0
Transportation Sector Fuel Used[HDVs,freight,natural gas vehicle,petroleum diesel tf] | NoSettings | 0 | 0 | 0 | 0 | 0 | 0 | 0 | 0 | 0 | 0 | 0 | 0 | 0 | 0 | 0 | 0 | 0 | 0 | 0 | 0 | 0 | 0 | 0 | 0 | 0 | 0 | 0 | 0 | 0 | 0 | 0
Transportation Sector Fuel Used[HDVs,freight,natural gas vehicle,biofuel gasoline tf] | NoSettings | 0 | 0 | 0 | 0 | 0 | 0 | 0 | 0 | 0 | 0 | 0 | 0 | 0 | 0 | 0 | 0 | 0 | 0 | 0 | 0 | 0 | 0 | 0 | 0 | 0 | 0 | 0 | 0 | 0 | 0 | 0
Transportation Sector Fuel Used[HDVs,freight,natural gas vehicle,biofuel diesel tf] | NoSettings | 0 | 0 | 0 | 0 | 0 | 0 | 0 | 0 | 0 | 0 | 0 | 0 | 0 | 0 | 0 | 0 | 0 | 0 | 0 | 0 | 0 | 0 | 0 | 0 | 0 | 0 | 0 | 0 | 0 | 0 | 0
Transportation Sector Fuel Used[HDVs,freight,natural gas vehicle,jet fuel tf] | NoSettings | 0 | 0 | 0 | 0 | 0 | 0 | 0 | 0 | 0 | 0 | 0 | 0 | 0 | 0 | 0 | 0 | 0 | 0 | 0 | 0 | 0 | 0 | 0 | 0 | 0 | 0 | 0 | 0 | 0 | 0 | 0
Transportation Sector Fuel Used[HDVs,freight,natural gas vehicle,heavy or residual fuel oil tf] | NoSettings | 0 | 0 | 0 | 0 | 0 | 0 | 0 | 0 | 0 | 0 | 0 | 0 | 0 | 0 | 0 | 0 | 0 | 0 | 0 | 0 | 0 | 0 | 0 | 0 | 0 | 0 | 0 | 0 | 0 | 0 | 0
Transportation Sector Fuel Used[HDVs,freight,natural gas vehicle,LPG propane or butane tf] | NoSettings | 0 | 0 | 0 | 0 | 0 | 0 | 0 | 0 | 0 | 0 | 0 | 0 | 0 | 0 | 0 | 0 | 0 | 0 | 0 | 0 | 0 | 0 | 0 | 0 | 0 | 0 | 0 | 0 | 0 | 0 | 0
Transportation Sector Fuel Used[HDVs,freight,natural gas vehicle,hydrogen tf] | NoSettings | 0 | 0 | 0 | 0 | 0 | 0 | 0 | 0 | 0 | 0 | 0 | 0 | 0 | 0 | 0 | 0 | 0 | 0 | 0 | 0 | 0 | 0 | 0 | 0 | 0 | 0 | 0 | 0 | 0 | 0 | 0
Transportation Sector Fuel Used[HDVs,freight,gasoline vehicle,electricity tf] | NoSettings | 0 | 0 | 0 | 0 | 0 | 0 | 0 | 0 | 0 | 0 | 0 | 0 | 0 | 0 | 0 | 0 | 0 | 0 | 0 | 0 | 0 | 0 | 0 | 0 | 0 | 0 | 0 | 0 | 0 | 0 | 0
Transportation Sector Fuel Used[HDVs,freight,gasoline vehicle,natural gas tf] | NoSettings | 0 | 0 | 0 | 0 | 0 | 0 | 0 | 0 | 0 | 0 | 0 | 0 | 0 | 0 | 0 | 0 | 0 | 0 | 0 | 0 | 0 | 0 | 0 | 0 | 0 | 0 | 0 | 0 | 0 | 0 | 0
Transportation Sector Fuel Used[HDVs,freight,gasoline vehicle,petroleum gasoline tf] | NoSettings | 0 | 0 | 0 | 0 | 0 | 0 | 0 | 0 | 0 | 0 | 0 | 0 | 0 | 0 | 0 | 0 | 0 | 0 | 0 | 0 | 0 | 0 | 0 | 0 | 0 | 0 | 0 | 0 | 0 | 0 | 0
Transportation Sector Fuel Used[HDVs,freight,gasoline vehicle,petroleum diesel tf] | NoSettings | 0 | 0 | 0 | 0 | 0 | 0 | 0 | 0 | 0 | 0 | 0 | 0 | 0 | 0 | 0 | 0 | 0 | 0 | 0 | 0 | 0 | 0 | 0 | 0 | 0 | 0 | 0 | 0 | 0 | 0 | 0
Transportation Sector Fuel Used[HDVs,freight,gasoline vehicle,biofuel gasoline tf] | NoSettings | 0 | 0 | 0 | 0 | 0 | 0 | 0 | 0 | 0 | 0 | 0 | 0 | 0 | 0 | 0 | 0 | 0 | 0 | 0 | 0 | 0 | 0 | 0 | 0 | 0 | 0 | 0 | 0 | 0 | 0 | 0
Transportation Sector Fuel Used[HDVs,freight,gasoline vehicle,biofuel diesel tf] | NoSettings | 0 | 0 | 0 | 0 | 0 | 0 | 0 | 0 | 0 | 0 | 0 | 0 | 0 | 0 | 0 | 0 | 0 | 0 | 0 | 0 | 0 | 0 | 0 | 0 | 0 | 0 | 0 | 0 | 0 | 0 | 0
Transportation Sector Fuel Used[HDVs,freight,gasoline vehicle,jet fuel tf] | NoSettings | 0 | 0 | 0 | 0 | 0 | 0 | 0 | 0 | 0 | 0 | 0 | 0 | 0 | 0 | 0 | 0 | 0 | 0 | 0 | 0 | 0 | 0 | 0 | 0 | 0 | 0 | 0 | 0 | 0 | 0 | 0
Transportation Sector Fuel Used[HDVs,freight,gasoline vehicle,heavy or residual fuel oil tf] | NoSettings | 0 | 0 | 0 | 0 | 0 | 0 | 0 | 0 | 0 | 0 | 0 | 0 | 0 | 0 | 0 | 0 | 0 | 0 | 0 | 0 | 0 | 0 | 0 | 0 | 0 | 0 | 0 | 0 | 0 | 0 | 0
Transportation Sector Fuel Used[HDVs,freight,gasoline vehicle,LPG propane or butane tf] | NoSettings | 0 | 0 | 0 | 0 | 0 | 0 | 0 | 0 | 0 | 0 | 0 | 0 | 0 | 0 | 0 | 0 | 0 | 0 | 0 | 0 | 0 | 0 | 0 | 0 | 0 | 0 | 0 | 0 | 0 | 0 | 0
Transportation Sector Fuel Used[HDVs,freight,gasoline vehicle,hydrogen tf] | NoSettings | 0 | 0 | 0 | 0 | 0 | 0 | 0 | 0 | 0 | 0 | 0 | 0 | 0 | 0 | 0 | 0 | 0 | 0 | 0 | 0 | 0 | 0 | 0 | 0 | 0 | 0 | 0 | 0 | 0 | 0 | 0
Transportation Sector Fuel Used[HDVs,freight,diesel vehicle,electricity tf] | NoSettings | 0 | 0 | 0 | 0 | 0 | 0 | 0 | 0 | 0 | 0 | 0 | 0 | 0 | 0 | 0 | 0 | 0 | 0 | 0 | 0 | 0 | 0 | 0 | 0 | 0 | 0 | 0 | 0 | 0 | 0 | 0
Transportation Sector Fuel Used[HDVs,freight,diesel vehicle,natural gas tf] | NoSettings | 0 | 0 | 0 | 0 | 0 | 0 | 0 | 0 | 0 | 0 | 0 | 0 | 0 | 0 | 0 | 0 | 0 | 0 | 0 | 0 | 0 | 0 | 0 | 0 | 0 | 0 | 0 | 0 | 0 | 0 | 0
Transportation Sector Fuel Used[HDVs,freight,diesel vehicle,petroleum gasoline tf] | NoSettings | 0 | 0 | 0 | 0 | 0 | 0 | 0 | 0 | 0 | 0 | 0 | 0 | 0 | 0 | 0 | 0 | 0 | 0 | 0 | 0 | 0 | 0 | 0 | 0 | 0 | 0 | 0 | 0 | 0 | 0 | 0
Transportation Sector Fuel Used[HDVs,freight,diesel vehicle,petroleum diesel tf] | NoSettings | 68876600000000 | 68238700000000 | 67561800000000 | 66862300000000 | 65821000000000 | 64721100000000 | 63540000000000 | 62111100000000 | 60563400000000 | 58876300000000 | 57050600000000 | 57408600000000 | 57625400000000 | 57788200000000 | 57904200000000 | 57972300000000 | 57949600000000 | 57706000000000 | 57423600000000 | 57122100000000 | 56899700000000 | 56644100000000 | 56511900000000 | 56160500000000 | 55805200000000 | 55521000000000 | 55533300000000 | 55552700000000 | 55556200000000 | 55835000000000 | 56152100000000
Transportation Sector Fuel Used[HDVs,freight,diesel vehicle,biofuel gasoline tf] | NoSettings | 0 | 0 | 0 | 0 | 0 | 0 | 0 | 0 | 0 | 0 | 0 | 0 | 0 | 0 | 0 | 0 | 0 | 0 | 0 | 0 | 0 | 0 | 0 | 0 | 0 | 0 | 0 | 0 | 0 | 0 | 0
Transportation Sector Fuel Used[HDVs,freight,diesel vehicle,biofuel diesel tf] | NoSettings | 16965900000000 | 18891900000000 | 20870500000000 | 22908400000000 | 24887900000000 | 26893900000000 | 28913600000000 | 30858200000000 | 32769200000000 | 34620300000000 | 36393200000000 | 36621600000000 | 36759900000000 | 36863800000000 | 36937800000000 | 36981200000000 | 36966700000000 | 36811400000000 | 36631200000000 | 36438900000000 | 36297000000000 | 36134000000000 | 36049600000000 | 35825500000000 | 35598800000000 | 35417500000000 | 35425300000000 | 35437700000000 | 35439900000000 | 35617800000000 | 35820100000000
Transportation Sector Fuel Used[HDVs,freight,diesel vehicle,jet fuel tf] | NoSettings | 0 | 0 | 0 | 0 | 0 | 0 | 0 | 0 | 0 | 0 | 0 | 0 | 0 | 0 | 0 | 0 | 0 | 0 | 0 | 0 | 0 | 0 | 0 | 0 | 0 | 0 | 0 | 0 | 0 | 0 | 0
Transportation Sector Fuel Used[HDVs,freight,diesel vehicle,heavy or residual fuel oil tf] | NoSettings | 0 | 0 | 0 | 0 | 0 | 0 | 0 | 0 | 0 | 0 | 0 | 0 | 0 | 0 | 0 | 0 | 0 | 0 | 0 | 0 | 0 | 0 | 0 | 0 | 0 | 0 | 0 | 0 | 0 | 0 | 0
Transportation Sector Fuel Used[HDVs,freight,diesel vehicle,LPG propane or butane tf] | NoSettings | 0 | 0 | 0 | 0 | 0 | 0 | 0 | 0 | 0 | 0 | 0 | 0 | 0 | 0 | 0 | 0 | 0 | 0 | 0 | 0 | 0 | 0 | 0 | 0 | 0 | 0 | 0 | 0 | 0 | 0 | 0
Transportation Sector Fuel Used[HDVs,freight,diesel vehicle,hydrogen tf] | NoSettings | 0 | 0 | 0 | 0 | 0 | 0 | 0 | 0 | 0 | 0 | 0 | 0 | 0 | 0 | 0 | 0 | 0 | 0 | 0 | 0 | 0 | 0 | 0 | 0 | 0 | 0 | 0 | 0 | 0 | 0 | 0
Transportation Sector Fuel Used[HDVs,freight,plugin hybrid vehicle,electricity tf] | NoSettings | 0 | 0 | 0 | 0 | 0 | 0 | 0 | 0 | 0 | 0 | 0 | 0 | 0 | 0 | 0 | 0 | 0 | 0 | 0 | 0 | 0 | 0 | 0 | 0 | 0 | 0 | 0 | 0 | 0 | 0 | 0
Transportation Sector Fuel Used[HDVs,freight,plugin hybrid vehicle,natural gas tf] | NoSettings | 0 | 0 | 0 | 0 | 0 | 0 | 0 | 0 | 0 | 0 | 0 | 0 | 0 | 0 | 0 | 0 | 0 | 0 | 0 | 0 | 0 | 0 | 0 | 0 | 0 | 0 | 0 | 0 | 0 | 0 | 0
Transportation Sector Fuel Used[HDVs,freight,plugin hybrid vehicle,petroleum gasoline tf] | NoSettings | 0 | 0 | 0 | 0 | 0 | 0 | 0 | 0 | 0 | 0 | 0 | 0 | 0 | 0 | 0 | 0 | 0 | 0 | 0 | 0 | 0 | 0 | 0 | 0 | 0 | 0 | 0 | 0 | 0 | 0 | 0
Transportation Sector Fuel Used[HDVs,freight,plugin hybrid vehicle,petroleum diesel tf] | NoSettings | 0 | 0 | 0 | 0 | 0 | 0 | 0 | 0 | 0 | 0 | 0 | 0 | 0 | 0 | 0 | 0 | 0 | 0 | 0 | 0 | 0 | 0 | 0 | 0 | 0 | 0 | 0 | 0 | 0 | 0 | 0
Transportation Sector Fuel Used[HDVs,freight,plugin hybrid vehicle,biofuel gasoline tf] | NoSettings | 0 | 0 | 0 | 0 | 0 | 0 | 0 | 0 | 0 | 0 | 0 | 0 | 0 | 0 | 0 | 0 | 0 | 0 | 0 | 0 | 0 | 0 | 0 | 0 | 0 | 0 | 0 | 0 | 0 | 0 | 0
Transportation Sector Fuel Used[HDVs,freight,plugin hybrid vehicle,biofuel diesel tf] | NoSettings | 0 | 0 | 0 | 0 | 0 | 0 | 0 | 0 | 0 | 0 | 0 | 0 | 0 | 0 | 0 | 0 | 0 | 0 | 0 | 0 | 0 | 0 | 0 | 0 | 0 | 0 | 0 | 0 | 0 | 0 | 0
Transportation Sector Fuel Used[HDVs,freight,plugin hybrid vehicle,jet fuel tf] | NoSettings | 0 | 0 | 0 | 0 | 0 | 0 | 0 | 0 | 0 | 0 | 0 | 0 | 0 | 0 | 0 | 0 | 0 | 0 | 0 | 0 | 0 | 0 | 0 | 0 | 0 | 0 | 0 | 0 | 0 | 0 | 0
Transportation Sector Fuel Used[HDVs,freight,plugin hybrid vehicle,heavy or residual fuel oil tf] | NoSettings | 0 | 0 | 0 | 0 | 0 | 0 | 0 | 0 | 0 | 0 | 0 | 0 | 0 | 0 | 0 | 0 | 0 | 0 | 0 | 0 | 0 | 0 | 0 | 0 | 0 | 0 | 0 | 0 | 0 | 0 | 0
Transportation Sector Fuel Used[HDVs,freight,plugin hybrid vehicle,LPG propane or butane tf] | NoSettings | 0 | 0 | 0 | 0 | 0 | 0 | 0 | 0 | 0 | 0 | 0 | 0 | 0 | 0 | 0 | 0 | 0 | 0 | 0 | 0 | 0 | 0 | 0 | 0 | 0 | 0 | 0 | 0 | 0 | 0 | 0
Transportation Sector Fuel Used[HDVs,freight,plugin hybrid vehicle,hydrogen tf] | NoSettings | 0 | 0 | 0 | 0 | 0 | 0 | 0 | 0 | 0 | 0 | 0 | 0 | 0 | 0 | 0 | 0 | 0 | 0 | 0 | 0 | 0 | 0 | 0 | 0 | 0 | 0 | 0 | 0 | 0 | 0 | 0
Transportation Sector Fuel Used[HDVs,freight,LPG vehicle,electricity tf] | NoSettings | 0 | 0 | 0 | 0 | 0 | 0 | 0 | 0 | 0 | 0 | 0 | 0 | 0 | 0 | 0 | 0 | 0 | 0 | 0 | 0 | 0 | 0 | 0 | 0 | 0 | 0 | 0 | 0 | 0 | 0 | 0
Transportation Sector Fuel Used[HDVs,freight,LPG vehicle,natural gas tf] | NoSettings | 0 | 0 | 0 | 0 | 0 | 0 | 0 | 0 | 0 | 0 | 0 | 0 | 0 | 0 | 0 | 0 | 0 | 0 | 0 | 0 | 0 | 0 | 0 | 0 | 0 | 0 | 0 | 0 | 0 | 0 | 0
Transportation Sector Fuel Used[HDVs,freight,LPG vehicle,petroleum gasoline tf] | NoSettings | 0 | 0 | 0 | 0 | 0 | 0 | 0 | 0 | 0 | 0 | 0 | 0 | 0 | 0 | 0 | 0 | 0 | 0 | 0 | 0 | 0 | 0 | 0 | 0 | 0 | 0 | 0 | 0 | 0 | 0 | 0
Transportation Sector Fuel Used[HDVs,freight,LPG vehicle,petroleum diesel tf] | NoSettings | 0 | 0 | 0 | 0 | 0 | 0 | 0 | 0 | 0 | 0 | 0 | 0 | 0 | 0 | 0 | 0 | 0 | 0 | 0 | 0 | 0 | 0 | 0 | 0 | 0 | 0 | 0 | 0 | 0 | 0 | 0
Transportation Sector Fuel Used[HDVs,freight,LPG vehicle,biofuel gasoline tf] | NoSettings | 0 | 0 | 0 | 0 | 0 | 0 | 0 | 0 | 0 | 0 | 0 | 0 | 0 | 0 | 0 | 0 | 0 | 0 | 0 | 0 | 0 | 0 | 0 | 0 | 0 | 0 | 0 | 0 | 0 | 0 | 0
Transportation Sector Fuel Used[HDVs,freight,LPG vehicle,biofuel diesel tf] | NoSettings | 0 | 0 | 0 | 0 | 0 | 0 | 0 | 0 | 0 | 0 | 0 | 0 | 0 | 0 | 0 | 0 | 0 | 0 | 0 | 0 | 0 | 0 | 0 | 0 | 0 | 0 | 0 | 0 | 0 | 0 | 0
Transportation Sector Fuel Used[HDVs,freight,LPG vehicle,jet fuel tf] | NoSettings | 0 | 0 | 0 | 0 | 0 | 0 | 0 | 0 | 0 | 0 | 0 | 0 | 0 | 0 | 0 | 0 | 0 | 0 | 0 | 0 | 0 | 0 | 0 | 0 | 0 | 0 | 0 | 0 | 0 | 0 | 0
Transportation Sector Fuel Used[HDVs,freight,LPG vehicle,heavy or residual fuel oil tf] | NoSettings | 0 | 0 | 0 | 0 | 0 | 0 | 0 | 0 | 0 | 0 | 0 | 0 | 0 | 0 | 0 | 0 | 0 | 0 | 0 | 0 | 0 | 0 | 0 | 0 | 0 | 0 | 0 | 0 | 0 | 0 | 0
Transportation Sector Fuel Used[HDVs,freight,LPG vehicle,LPG propane or butane tf] | NoSettings | 0 | 0 | 0 | 0 | 0 | 0 | 0 | 0 | 0 | 0 | 0 | 0 | 0 | 0 | 0 | 0 | 0 | 0 | 0 | 0 | 0 | 0 | 0 | 0 | 0 | 0 | 0 | 0 | 0 | 0 | 0
Transportation Sector Fuel Used[HDVs,freight,LPG vehicle,hydrogen tf] | NoSettings | 0 | 0 | 0 | 0 | 0 | 0 | 0 | 0 | 0 | 0 | 0 | 0 | 0 | 0 | 0 | 0 | 0 | 0 | 0 | 0 | 0 | 0 | 0 | 0 | 0 | 0 | 0 | 0 | 0 | 0 | 0
Transportation Sector Fuel Used[HDVs,freight,hydrogen vehicle,electricity tf] | NoSettings | 0 | 0 | 0 | 0 | 0 | 0 | 0 | 0 | 0 | 0 | 0 | 0 | 0 | 0 | 0 | 0 | 0 | 0 | 0 | 0 | 0 | 0 | 0 | 0 | 0 | 0 | 0 | 0 | 0 | 0 | 0
Transportation Sector Fuel Used[HDVs,freight,hydrogen vehicle,natural gas tf] | NoSettings | 0 | 0 | 0 | 0 | 0 | 0 | 0 | 0 | 0 | 0 | 0 | 0 | 0 | 0 | 0 | 0 | 0 | 0 | 0 | 0 | 0 | 0 | 0 | 0 | 0 | 0 | 0 | 0 | 0 | 0 | 0
Transportation Sector Fuel Used[HDVs,freight,hydrogen vehicle,petroleum gasoline tf] | NoSettings | 0 | 0 | 0 | 0 | 0 | 0 | 0 | 0 | 0 | 0 | 0 | 0 | 0 | 0 | 0 | 0 | 0 | 0 | 0 | 0 | 0 | 0 | 0 | 0 | 0 | 0 | 0 | 0 | 0 | 0 | 0
Transportation Sector Fuel Used[HDVs,freight,hydrogen vehicle,petroleum diesel tf] | NoSettings | 0 | 0 | 0 | 0 | 0 | 0 | 0 | 0 | 0 | 0 | 0 | 0 | 0 | 0 | 0 | 0 | 0 | 0 | 0 | 0 | 0 | 0 | 0 | 0 | 0 | 0 | 0 | 0 | 0 | 0 | 0
Transportation Sector Fuel Used[HDVs,freight,hydrogen vehicle,biofuel gasoline tf] | NoSettings | 0 | 0 | 0 | 0 | 0 | 0 | 0 | 0 | 0 | 0 | 0 | 0 | 0 | 0 | 0 | 0 | 0 | 0 | 0 | 0 | 0 | 0 | 0 | 0 | 0 | 0 | 0 | 0 | 0 | 0 | 0
Transportation Sector Fuel Used[HDVs,freight,hydrogen vehicle,biofuel diesel tf] | NoSettings | 0 | 0 | 0 | 0 | 0 | 0 | 0 | 0 | 0 | 0 | 0 | 0 | 0 | 0 | 0 | 0 | 0 | 0 | 0 | 0 | 0 | 0 | 0 | 0 | 0 | 0 | 0 | 0 | 0 | 0 | 0
Transportation Sector Fuel Used[HDVs,freight,hydrogen vehicle,jet fuel tf] | NoSettings | 0 | 0 | 0 | 0 | 0 | 0 | 0 | 0 | 0 | 0 | 0 | 0 | 0 | 0 | 0 | 0 | 0 | 0 | 0 | 0 | 0 | 0 | 0 | 0 | 0 | 0 | 0 | 0 | 0 | 0 | 0
Transportation Sector Fuel Used[HDVs,freight,hydrogen vehicle,heavy or residual fuel oil tf] | NoSettings | 0 | 0 | 0 | 0 | 0 | 0 | 0 | 0 | 0 | 0 | 0 | 0 | 0 | 0 | 0 | 0 | 0 | 0 | 0 | 0 | 0 | 0 | 0 | 0 | 0 | 0 | 0 | 0 | 0 | 0 | 0
Transportation Sector Fuel Used[HDVs,freight,hydrogen vehicle,LPG propane or butane tf] | NoSettings | 0 | 0 | 0 | 0 | 0 | 0 | 0 | 0 | 0 | 0 | 0 | 0 | 0 | 0 | 0 | 0 | 0 | 0 | 0 | 0 | 0 | 0 | 0 | 0 | 0 | 0 | 0 | 0 | 0 | 0 | 0
Transportation Sector Fuel Used[HDVs,freight,hydrogen vehicle,hydrogen tf] | NoSettings | 0 | 0 | 0 | 0 | 0 | 0 | 0 | 0 | 0 | 0 | 19252400000 | 58883300000 | 120408000000 | 205091000000 | 314081000000 | 469744000000 | 695855000000 | 995304000000 | 1393020000000 | 1891940000000 | 2517440000000 | 3272160000000 | 4181390000000 | 5270550000000 | 6589000000000 | 8132490000000 | 9949730000000 | 12090000000000 | 14578100000000 | 17463400000000 | 20818600000000
Transportation Sector Fuel Used[aircraft,passenger,battery electric vehicle,electricity tf] | NoSettings | 0 | 0 | 0 | 0 | 0 | 0 | 0 | 0 | 0 | 0 | 0 | 0 | 0 | 0 | 0 | 0 | 0 | 0 | 0 | 0 | 0 | 0 | 0 | 0 | 0 | 0 | 0 | 0 | 0 | 0 | 0
Transportation Sector Fuel Used[aircraft,passenger,battery electric vehicle,natural gas tf] | NoSettings | 0 | 0 | 0 | 0 | 0 | 0 | 0 | 0 | 0 | 0 | 0 | 0 | 0 | 0 | 0 | 0 | 0 | 0 | 0 | 0 | 0 | 0 | 0 | 0 | 0 | 0 | 0 | 0 | 0 | 0 | 0
Transportation Sector Fuel Used[aircraft,passenger,battery electric vehicle,petroleum gasoline tf] | NoSettings | 0 | 0 | 0 | 0 | 0 | 0 | 0 | 0 | 0 | 0 | 0 | 0 | 0 | 0 | 0 | 0 | 0 | 0 | 0 | 0 | 0 | 0 | 0 | 0 | 0 | 0 | 0 | 0 | 0 | 0 | 0
Transportation Sector Fuel Used[aircraft,passenger,battery electric vehicle,petroleum diesel tf] | NoSettings | 0 | 0 | 0 | 0 | 0 | 0 | 0 | 0 | 0 | 0 | 0 | 0 | 0 | 0 | 0 | 0 | 0 | 0 | 0 | 0 | 0 | 0 | 0 | 0 | 0 | 0 | 0 | 0 | 0 | 0 | 0
Transportation Sector Fuel Used[aircraft,passenger,battery electric vehicle,biofuel gasoline tf] | NoSettings | 0 | 0 | 0 | 0 | 0 | 0 | 0 | 0 | 0 | 0 | 0 | 0 | 0 | 0 | 0 | 0 | 0 | 0 | 0 | 0 | 0 | 0 | 0 | 0 | 0 | 0 | 0 | 0 | 0 | 0 | 0
Transportation Sector Fuel Used[aircraft,passenger,battery electric vehicle,biofuel diesel tf] | NoSettings | 0 | 0 | 0 | 0 | 0 | 0 | 0 | 0 | 0 | 0 | 0 | 0 | 0 | 0 | 0 | 0 | 0 | 0 | 0 | 0 | 0 | 0 | 0 | 0 | 0 | 0 | 0 | 0 | 0 | 0 | 0
Transportation Sector Fuel Used[aircraft,passenger,battery electric vehicle,jet fuel tf] | NoSettings | 0 | 0 | 0 | 0 | 0 | 0 | 0 | 0 | 0 | 0 | 0 | 0 | 0 | 0 | 0 | 0 | 0 | 0 | 0 | 0 | 0 | 0 | 0 | 0 | 0 | 0 | 0 | 0 | 0 | 0 | 0
Transportation Sector Fuel Used[aircraft,passenger,battery electric vehicle,heavy or residual fuel oil tf] | NoSettings | 0 | 0 | 0 | 0 | 0 | 0 | 0 | 0 | 0 | 0 | 0 | 0 | 0 | 0 | 0 | 0 | 0 | 0 | 0 | 0 | 0 | 0 | 0 | 0 | 0 | 0 | 0 | 0 | 0 | 0 | 0
Transportation Sector Fuel Used[aircraft,passenger,battery electric vehicle,LPG propane or butane tf] | NoSettings | 0 | 0 | 0 | 0 | 0 | 0 | 0 | 0 | 0 | 0 | 0 | 0 | 0 | 0 | 0 | 0 | 0 | 0 | 0 | 0 | 0 | 0 | 0 | 0 | 0 | 0 | 0 | 0 | 0 | 0 | 0
Transportation Sector Fuel Used[aircraft,passenger,battery electric vehicle,hydrogen tf] | NoSettings | 0 | 0 | 0 | 0 | 0 | 0 | 0 | 0 | 0 | 0 | 0 | 0 | 0 | 0 | 0 | 0 | 0 | 0 | 0 | 0 | 0 | 0 | 0 | 0 | 0 | 0 | 0 | 0 | 0 | 0 | 0
Transportation Sector Fuel Used[aircraft,passenger,natural gas vehicle,electricity tf] | NoSettings | 0 | 0 | 0 | 0 | 0 | 0 | 0 | 0 | 0 | 0 | 0 | 0 | 0 | 0 | 0 | 0 | 0 | 0 | 0 | 0 | 0 | 0 | 0 | 0 | 0 | 0 | 0 | 0 | 0 | 0 | 0
Transportation Sector Fuel Used[aircraft,passenger,natural gas vehicle,natural gas tf] | NoSettings | 0 | 0 | 0 | 0 | 0 | 0 | 0 | 0 | 0 | 0 | 0 | 0 | 0 | 0 | 0 | 0 | 0 | 0 | 0 | 0 | 0 | 0 | 0 | 0 | 0 | 0 | 0 | 0 | 0 | 0 | 0
Transportation Sector Fuel Used[aircraft,passenger,natural gas vehicle,petroleum gasoline tf] | NoSettings | 0 | 0 | 0 | 0 | 0 | 0 | 0 | 0 | 0 | 0 | 0 | 0 | 0 | 0 | 0 | 0 | 0 | 0 | 0 | 0 | 0 | 0 | 0 | 0 | 0 | 0 | 0 | 0 | 0 | 0 | 0
Transportation Sector Fuel Used[aircraft,passenger,natural gas vehicle,petroleum diesel tf] | NoSettings | 0 | 0 | 0 | 0 | 0 | 0 | 0 | 0 | 0 | 0 | 0 | 0 | 0 | 0 | 0 | 0 | 0 | 0 | 0 | 0 | 0 | 0 | 0 | 0 | 0 | 0 | 0 | 0 | 0 | 0 | 0
Transportation Sector Fuel Used[aircraft,passenger,natural gas vehicle,biofuel gasoline tf] | NoSettings | 0 | 0 | 0 | 0 | 0 | 0 | 0 | 0 | 0 | 0 | 0 | 0 | 0 | 0 | 0 | 0 | 0 | 0 | 0 | 0 | 0 | 0 | 0 | 0 | 0 | 0 | 0 | 0 | 0 | 0 | 0
Transportation Sector Fuel Used[aircraft,passenger,natural gas vehicle,biofuel diesel tf] | NoSettings | 0 | 0 | 0 | 0 | 0 | 0 | 0 | 0 | 0 | 0 | 0 | 0 | 0 | 0 | 0 | 0 | 0 | 0 | 0 | 0 | 0 | 0 | 0 | 0 | 0 | 0 | 0 | 0 | 0 | 0 | 0
Transportation Sector Fuel Used[aircraft,passenger,natural gas vehicle,jet fuel tf] | NoSettings | 0 | 0 | 0 | 0 | 0 | 0 | 0 | 0 | 0 | 0 | 0 | 0 | 0 | 0 | 0 | 0 | 0 | 0 | 0 | 0 | 0 | 0 | 0 | 0 | 0 | 0 | 0 | 0 | 0 | 0 | 0
Transportation Sector Fuel Used[aircraft,passenger,natural gas vehicle,heavy or residual fuel oil tf] | NoSettings | 0 | 0 | 0 | 0 | 0 | 0 | 0 | 0 | 0 | 0 | 0 | 0 | 0 | 0 | 0 | 0 | 0 | 0 | 0 | 0 | 0 | 0 | 0 | 0 | 0 | 0 | 0 | 0 | 0 | 0 | 0
Transportation Sector Fuel Used[aircraft,passenger,natural gas vehicle,LPG propane or butane tf] | NoSettings | 0 | 0 | 0 | 0 | 0 | 0 | 0 | 0 | 0 | 0 | 0 | 0 | 0 | 0 | 0 | 0 | 0 | 0 | 0 | 0 | 0 | 0 | 0 | 0 | 0 | 0 | 0 | 0 | 0 | 0 | 0
Transportation Sector Fuel Used[aircraft,passenger,natural gas vehicle,hydrogen tf] | NoSettings | 0 | 0 | 0 | 0 | 0 | 0 | 0 | 0 | 0 | 0 | 0 | 0 | 0 | 0 | 0 | 0 | 0 | 0 | 0 | 0 | 0 | 0 | 0 | 0 | 0 | 0 | 0 | 0 | 0 | 0 | 0
Transportation Sector Fuel Used[aircraft,passenger,gasoline vehicle,electricity tf] | NoSettings | 0 | 0 | 0 | 0 | 0 | 0 | 0 | 0 | 0 | 0 | 0 | 0 | 0 | 0 | 0 | 0 | 0 | 0 | 0 | 0 | 0 | 0 | 0 | 0 | 0 | 0 | 0 | 0 | 0 | 0 | 0
Transportation Sector Fuel Used[aircraft,passenger,gasoline vehicle,natural gas tf] | NoSettings | 0 | 0 | 0 | 0 | 0 | 0 | 0 | 0 | 0 | 0 | 0 | 0 | 0 | 0 | 0 | 0 | 0 | 0 | 0 | 0 | 0 | 0 | 0 | 0 | 0 | 0 | 0 | 0 | 0 | 0 | 0
Transportation Sector Fuel Used[aircraft,passenger,gasoline vehicle,petroleum gasoline tf] | NoSettings | 0 | 0 | 0 | 0 | 0 | 0 | 0 | 0 | 0 | 0 | 0 | 0 | 0 | 0 | 0 | 0 | 0 | 0 | 0 | 0 | 0 | 0 | 0 | 0 | 0 | 0 | 0 | 0 | 0 | 0 | 0
Transportation Sector Fuel Used[aircraft,passenger,gasoline vehicle,petroleum diesel tf] | NoSettings | 0 | 0 | 0 | 0 | 0 | 0 | 0 | 0 | 0 | 0 | 0 | 0 | 0 | 0 | 0 | 0 | 0 | 0 | 0 | 0 | 0 | 0 | 0 | 0 | 0 | 0 | 0 | 0 | 0 | 0 | 0
Transportation Sector Fuel Used[aircraft,passenger,gasoline vehicle,biofuel gasoline tf] | NoSettings | 0 | 0 | 0 | 0 | 0 | 0 | 0 | 0 | 0 | 0 | 0 | 0 | 0 | 0 | 0 | 0 | 0 | 0 | 0 | 0 | 0 | 0 | 0 | 0 | 0 | 0 | 0 | 0 | 0 | 0 | 0
Transportation Sector Fuel Used[aircraft,passenger,gasoline vehicle,biofuel diesel tf] | NoSettings | 0 | 0 | 0 | 0 | 0 | 0 | 0 | 0 | 0 | 0 | 0 | 0 | 0 | 0 | 0 | 0 | 0 | 0 | 0 | 0 | 0 | 0 | 0 | 0 | 0 | 0 | 0 | 0 | 0 | 0 | 0
Transportation Sector Fuel Used[aircraft,passenger,gasoline vehicle,jet fuel tf] | NoSettings | 0 | 0 | 0 | 0 | 0 | 0 | 0 | 0 | 0 | 0 | 0 | 0 | 0 | 0 | 0 | 0 | 0 | 0 | 0 | 0 | 0 | 0 | 0 | 0 | 0 | 0 | 0 | 0 | 0 | 0 | 0
Transportation Sector Fuel Used[aircraft,passenger,gasoline vehicle,heavy or residual fuel oil tf] | NoSettings | 0 | 0 | 0 | 0 | 0 | 0 | 0 | 0 | 0 | 0 | 0 | 0 | 0 | 0 | 0 | 0 | 0 | 0 | 0 | 0 | 0 | 0 | 0 | 0 | 0 | 0 | 0 | 0 | 0 | 0 | 0
Transportation Sector Fuel Used[aircraft,passenger,gasoline vehicle,LPG propane or butane tf] | NoSettings | 0 | 0 | 0 | 0 | 0 | 0 | 0 | 0 | 0 | 0 | 0 | 0 | 0 | 0 | 0 | 0 | 0 | 0 | 0 | 0 | 0 | 0 | 0 | 0 | 0 | 0 | 0 | 0 | 0 | 0 | 0
Transportation Sector Fuel Used[aircraft,passenger,gasoline vehicle,hydrogen tf] | NoSettings | 0 | 0 | 0 | 0 | 0 | 0 | 0 | 0 | 0 | 0 | 0 | 0 | 0 | 0 | 0 | 0 | 0 | 0 | 0 | 0 | 0 | 0 | 0 | 0 | 0 | 0 | 0 | 0 | 0 | 0 | 0
Transportation Sector Fuel Used[aircraft,passenger,diesel vehicle,electricity tf] | NoSettings | 0 | 0 | 0 | 0 | 0 | 0 | 0 | 0 | 0 | 0 | 0 | 0 | 0 | 0 | 0 | 0 | 0 | 0 | 0 | 0 | 0 | 0 | 0 | 0 | 0 | 0 | 0 | 0 | 0 | 0 | 0
Transportation Sector Fuel Used[aircraft,passenger,diesel vehicle,natural gas tf] | NoSettings | 0 | 0 | 0 | 0 | 0 | 0 | 0 | 0 | 0 | 0 | 0 | 0 | 0 | 0 | 0 | 0 | 0 | 0 | 0 | 0 | 0 | 0 | 0 | 0 | 0 | 0 | 0 | 0 | 0 | 0 | 0
Transportation Sector Fuel Used[aircraft,passenger,diesel vehicle,petroleum gasoline tf] | NoSettings | 0 | 0 | 0 | 0 | 0 | 0 | 0 | 0 | 0 | 0 | 0 | 0 | 0 | 0 | 0 | 0 | 0 | 0 | 0 | 0 | 0 | 0 | 0 | 0 | 0 | 0 | 0 | 0 | 0 | 0 | 0
Transportation Sector Fuel Used[aircraft,passenger,diesel vehicle,petroleum diesel tf] | NoSettings | 0 | 0 | 0 | 0 | 0 | 0 | 0 | 0 | 0 | 0 | 0 | 0 | 0 | 0 | 0 | 0 | 0 | 0 | 0 | 0 | 0 | 0 | 0 | 0 | 0 | 0 | 0 | 0 | 0 | 0 | 0
Transportation Sector Fuel Used[aircraft,passenger,diesel vehicle,biofuel gasoline tf] | NoSettings | 0 | 0 | 0 | 0 | 0 | 0 | 0 | 0 | 0 | 0 | 0 | 0 | 0 | 0 | 0 | 0 | 0 | 0 | 0 | 0 | 0 | 0 | 0 | 0 | 0 | 0 | 0 | 0 | 0 | 0 | 0
Transportation Sector Fuel Used[aircraft,passenger,diesel vehicle,biofuel diesel tf] | NoSettings | 0 | 0 | 0 | 0 | 0 | 0 | 0 | 0 | 0 | 0 | 0 | 0 | 0 | 0 | 0 | 0 | 0 | 0 | 0 | 0 | 0 | 0 | 0 | 0 | 0 | 0 | 0 | 0 | 0 | 0 | 0
Transportation Sector Fuel Used[aircraft,passenger,diesel vehicle,jet fuel tf] | NoSettings | 36423900000000 | 49111800000000 | 54323200000000 | 56373200000000 | 57172000000000 | 57798500000000 | 57665000000000 | 57474000000000 | 57478400000000 | 57361800000000 | 57445800000000 | 57677700000000 | 58069700000000 | 58493600000000 | 58932200000000 | 59384300000000 | 59650600000000 | 59835300000000 | 60097200000000 | 60386600000000 | 60795900000000 | 61196300000000 | 61711300000000 | 62270500000000 | 62867400000000 | 63380300000000 | 63845300000000 | 64224600000000 | 64551700000000 | 64822400000000 | 65126500000000
Transportation Sector Fuel Used[aircraft,passenger,diesel vehicle,heavy or residual fuel oil tf] | NoSettings | 0 | 0 | 0 | 0 | 0 | 0 | 0 | 0 | 0 | 0 | 0 | 0 | 0 | 0 | 0 | 0 | 0 | 0 | 0 | 0 | 0 | 0 | 0 | 0 | 0 | 0 | 0 | 0 | 0 | 0 | 0
Transportation Sector Fuel Used[aircraft,passenger,diesel vehicle,LPG propane or butane tf] | NoSettings | 0 | 0 | 0 | 0 | 0 | 0 | 0 | 0 | 0 | 0 | 0 | 0 | 0 | 0 | 0 | 0 | 0 | 0 | 0 | 0 | 0 | 0 | 0 | 0 | 0 | 0 | 0 | 0 | 0 | 0 | 0
Transportation Sector Fuel Used[aircraft,passenger,diesel vehicle,hydrogen tf] | NoSettings | 0 | 0 | 0 | 0 | 0 | 0 | 0 | 0 | 0 | 0 | 0 | 0 | 0 | 0 | 0 | 0 | 0 | 0 | 0 | 0 | 0 | 0 | 0 | 0 | 0 | 0 | 0 | 0 | 0 | 0 | 0
Transportation Sector Fuel Used[aircraft,passenger,plugin hybrid vehicle,electricity tf] | NoSettings | 0 | 0 | 0 | 0 | 0 | 0 | 0 | 0 | 0 | 0 | 0 | 0 | 0 | 0 | 0 | 0 | 0 | 0 | 0 | 0 | 0 | 0 | 0 | 0 | 0 | 0 | 0 | 0 | 0 | 0 | 0
Transportation Sector Fuel Used[aircraft,passenger,plugin hybrid vehicle,natural gas tf] | NoSettings | 0 | 0 | 0 | 0 | 0 | 0 | 0 | 0 | 0 | 0 | 0 | 0 | 0 | 0 | 0 | 0 | 0 | 0 | 0 | 0 | 0 | 0 | 0 | 0 | 0 | 0 | 0 | 0 | 0 | 0 | 0
Transportation Sector Fuel Used[aircraft,passenger,plugin hybrid vehicle,petroleum gasoline tf] | NoSettings | 0 | 0 | 0 | 0 | 0 | 0 | 0 | 0 | 0 | 0 | 0 | 0 | 0 | 0 | 0 | 0 | 0 | 0 | 0 | 0 | 0 | 0 | 0 | 0 | 0 | 0 | 0 | 0 | 0 | 0 | 0
Transportation Sector Fuel Used[aircraft,passenger,plugin hybrid vehicle,petroleum diesel tf] | NoSettings | 0 | 0 | 0 | 0 | 0 | 0 | 0 | 0 | 0 | 0 | 0 | 0 | 0 | 0 | 0 | 0 | 0 | 0 | 0 | 0 | 0 | 0 | 0 | 0 | 0 | 0 | 0 | 0 | 0 | 0 | 0
Transportation Sector Fuel Used[aircraft,passenger,plugin hybrid vehicle,biofuel gasoline tf] | NoSettings | 0 | 0 | 0 | 0 | 0 | 0 | 0 | 0 | 0 | 0 | 0 | 0 | 0 | 0 | 0 | 0 | 0 | 0 | 0 | 0 | 0 | 0 | 0 | 0 | 0 | 0 | 0 | 0 | 0 | 0 | 0
Transportation Sector Fuel Used[aircraft,passenger,plugin hybrid vehicle,biofuel diesel tf] | NoSettings | 0 | 0 | 0 | 0 | 0 | 0 | 0 | 0 | 0 | 0 | 0 | 0 | 0 | 0 | 0 | 0 | 0 | 0 | 0 | 0 | 0 | 0 | 0 | 0 | 0 | 0 | 0 | 0 | 0 | 0 | 0
Transportation Sector Fuel Used[aircraft,passenger,plugin hybrid vehicle,jet fuel tf] | NoSettings | 0 | 0 | 0 | 0 | 0 | 0 | 0 | 0 | 0 | 0 | 0 | 0 | 0 | 0 | 0 | 0 | 0 | 0 | 0 | 0 | 0 | 0 | 0 | 0 | 0 | 0 | 0 | 0 | 0 | 0 | 0
Transportation Sector Fuel Used[aircraft,passenger,plugin hybrid vehicle,heavy or residual fuel oil tf] | NoSettings | 0 | 0 | 0 | 0 | 0 | 0 | 0 | 0 | 0 | 0 | 0 | 0 | 0 | 0 | 0 | 0 | 0 | 0 | 0 | 0 | 0 | 0 | 0 | 0 | 0 | 0 | 0 | 0 | 0 | 0 | 0
Transportation Sector Fuel Used[aircraft,passenger,plugin hybrid vehicle,LPG propane or butane tf] | NoSettings | 0 | 0 | 0 | 0 | 0 | 0 | 0 | 0 | 0 | 0 | 0 | 0 | 0 | 0 | 0 | 0 | 0 | 0 | 0 | 0 | 0 | 0 | 0 | 0 | 0 | 0 | 0 | 0 | 0 | 0 | 0
Transportation Sector Fuel Used[aircraft,passenger,plugin hybrid vehicle,hydrogen tf] | NoSettings | 0 | 0 | 0 | 0 | 0 | 0 | 0 | 0 | 0 | 0 | 0 | 0 | 0 | 0 | 0 | 0 | 0 | 0 | 0 | 0 | 0 | 0 | 0 | 0 | 0 | 0 | 0 | 0 | 0 | 0 | 0
Transportation Sector Fuel Used[aircraft,passenger,LPG vehicle,electricity tf] | NoSettings | 0 | 0 | 0 | 0 | 0 | 0 | 0 | 0 | 0 | 0 | 0 | 0 | 0 | 0 | 0 | 0 | 0 | 0 | 0 | 0 | 0 | 0 | 0 | 0 | 0 | 0 | 0 | 0 | 0 | 0 | 0
Transportation Sector Fuel Used[aircraft,passenger,LPG vehicle,natural gas tf] | NoSettings | 0 | 0 | 0 | 0 | 0 | 0 | 0 | 0 | 0 | 0 | 0 | 0 | 0 | 0 | 0 | 0 | 0 | 0 | 0 | 0 | 0 | 0 | 0 | 0 | 0 | 0 | 0 | 0 | 0 | 0 | 0
Transportation Sector Fuel Used[aircraft,passenger,LPG vehicle,petroleum gasoline tf] | NoSettings | 0 | 0 | 0 | 0 | 0 | 0 | 0 | 0 | 0 | 0 | 0 | 0 | 0 | 0 | 0 | 0 | 0 | 0 | 0 | 0 | 0 | 0 | 0 | 0 | 0 | 0 | 0 | 0 | 0 | 0 | 0
Transportation Sector Fuel Used[aircraft,passenger,LPG vehicle,petroleum diesel tf] | NoSettings | 0 | 0 | 0 | 0 | 0 | 0 | 0 | 0 | 0 | 0 | 0 | 0 | 0 | 0 | 0 | 0 | 0 | 0 | 0 | 0 | 0 | 0 | 0 | 0 | 0 | 0 | 0 | 0 | 0 | 0 | 0
Transportation Sector Fuel Used[aircraft,passenger,LPG vehicle,biofuel gasoline tf] | NoSettings | 0 | 0 | 0 | 0 | 0 | 0 | 0 | 0 | 0 | 0 | 0 | 0 | 0 | 0 | 0 | 0 | 0 | 0 | 0 | 0 | 0 | 0 | 0 | 0 | 0 | 0 | 0 | 0 | 0 | 0 | 0
Transportation Sector Fuel Used[aircraft,passenger,LPG vehicle,biofuel diesel tf] | NoSettings | 0 | 0 | 0 | 0 | 0 | 0 | 0 | 0 | 0 | 0 | 0 | 0 | 0 | 0 | 0 | 0 | 0 | 0 | 0 | 0 | 0 | 0 | 0 | 0 | 0 | 0 | 0 | 0 | 0 | 0 | 0
Transportation Sector Fuel Used[aircraft,passenger,LPG vehicle,jet fuel tf] | NoSettings | 0 | 0 | 0 | 0 | 0 | 0 | 0 | 0 | 0 | 0 | 0 | 0 | 0 | 0 | 0 | 0 | 0 | 0 | 0 | 0 | 0 | 0 | 0 | 0 | 0 | 0 | 0 | 0 | 0 | 0 | 0
Transportation Sector Fuel Used[aircraft,passenger,LPG vehicle,heavy or residual fuel oil tf] | NoSettings | 0 | 0 | 0 | 0 | 0 | 0 | 0 | 0 | 0 | 0 | 0 | 0 | 0 | 0 | 0 | 0 | 0 | 0 | 0 | 0 | 0 | 0 | 0 | 0 | 0 | 0 | 0 | 0 | 0 | 0 | 0
Transportation Sector Fuel Used[aircraft,passenger,LPG vehicle,LPG propane or butane tf] | NoSettings | 0 | 0 | 0 | 0 | 0 | 0 | 0 | 0 | 0 | 0 | 0 | 0 | 0 | 0 | 0 | 0 | 0 | 0 | 0 | 0 | 0 | 0 | 0 | 0 | 0 | 0 | 0 | 0 | 0 | 0 | 0
Transportation Sector Fuel Used[aircraft,passenger,LPG vehicle,hydrogen tf] | NoSettings | 0 | 0 | 0 | 0 | 0 | 0 | 0 | 0 | 0 | 0 | 0 | 0 | 0 | 0 | 0 | 0 | 0 | 0 | 0 | 0 | 0 | 0 | 0 | 0 | 0 | 0 | 0 | 0 | 0 | 0 | 0
Transportation Sector Fuel Used[aircraft,passenger,hydrogen vehicle,electricity tf] | NoSettings | 0 | 0 | 0 | 0 | 0 | 0 | 0 | 0 | 0 | 0 | 0 | 0 | 0 | 0 | 0 | 0 | 0 | 0 | 0 | 0 | 0 | 0 | 0 | 0 | 0 | 0 | 0 | 0 | 0 | 0 | 0
Transportation Sector Fuel Used[aircraft,passenger,hydrogen vehicle,natural gas tf] | NoSettings | 0 | 0 | 0 | 0 | 0 | 0 | 0 | 0 | 0 | 0 | 0 | 0 | 0 | 0 | 0 | 0 | 0 | 0 | 0 | 0 | 0 | 0 | 0 | 0 | 0 | 0 | 0 | 0 | 0 | 0 | 0
Transportation Sector Fuel Used[aircraft,passenger,hydrogen vehicle,petroleum gasoline tf] | NoSettings | 0 | 0 | 0 | 0 | 0 | 0 | 0 | 0 | 0 | 0 | 0 | 0 | 0 | 0 | 0 | 0 | 0 | 0 | 0 | 0 | 0 | 0 | 0 | 0 | 0 | 0 | 0 | 0 | 0 | 0 | 0
Transportation Sector Fuel Used[aircraft,passenger,hydrogen vehicle,petroleum diesel tf] | NoSettings | 0 | 0 | 0 | 0 | 0 | 0 | 0 | 0 | 0 | 0 | 0 | 0 | 0 | 0 | 0 | 0 | 0 | 0 | 0 | 0 | 0 | 0 | 0 | 0 | 0 | 0 | 0 | 0 | 0 | 0 | 0
Transportation Sector Fuel Used[aircraft,passenger,hydrogen vehicle,biofuel gasoline tf] | NoSettings | 0 | 0 | 0 | 0 | 0 | 0 | 0 | 0 | 0 | 0 | 0 | 0 | 0 | 0 | 0 | 0 | 0 | 0 | 0 | 0 | 0 | 0 | 0 | 0 | 0 | 0 | 0 | 0 | 0 | 0 | 0
Transportation Sector Fuel Used[aircraft,passenger,hydrogen vehicle,biofuel diesel tf] | NoSettings | 0 | 0 | 0 | 0 | 0 | 0 | 0 | 0 | 0 | 0 | 0 | 0 | 0 | 0 | 0 | 0 | 0 | 0 | 0 | 0 | 0 | 0 | 0 | 0 | 0 | 0 | 0 | 0 | 0 | 0 | 0
Transportation Sector Fuel Used[aircraft,passenger,hydrogen vehicle,jet fuel tf] | NoSettings | 0 | 0 | 0 | 0 | 0 | 0 | 0 | 0 | 0 | 0 | 0 | 0 | 0 | 0 | 0 | 0 | 0 | 0 | 0 | 0 | 0 | 0 | 0 | 0 | 0 | 0 | 0 | 0 | 0 | 0 | 0
Transportation Sector Fuel Used[aircraft,passenger,hydrogen vehicle,heavy or residual fuel oil tf] | NoSettings | 0 | 0 | 0 | 0 | 0 | 0 | 0 | 0 | 0 | 0 | 0 | 0 | 0 | 0 | 0 | 0 | 0 | 0 | 0 | 0 | 0 | 0 | 0 | 0 | 0 | 0 | 0 | 0 | 0 | 0 | 0
Transportation Sector Fuel Used[aircraft,passenger,hydrogen vehicle,LPG propane or butane tf] | NoSettings | 0 | 0 | 0 | 0 | 0 | 0 | 0 | 0 | 0 | 0 | 0 | 0 | 0 | 0 | 0 | 0 | 0 | 0 | 0 | 0 | 0 | 0 | 0 | 0 | 0 | 0 | 0 | 0 | 0 | 0 | 0
Transportation Sector Fuel Used[aircraft,passenger,hydrogen vehicle,hydrogen tf] | NoSettings | 0 | 0 | 0 | 0 | 0 | 0 | 0 | 0 | 0 | 0 | 0 | 0 | 0 | 0 | 0 | 0 | 0 | 0 | 0 | 0 | 0 | 0 | 0 | 0 | 0 | 0 | 0 | 0 | 0 | 0 | 0
Transportation Sector Fuel Used[aircraft,freight,battery electric vehicle,electricity tf] | NoSettings | 0 | 0 | 0 | 0 | 0 | 0 | 0 | 0 | 0 | 0 | 0 | 0 | 0 | 0 | 0 | 0 | 0 | 0 | 0 | 0 | 0 | 0 | 0 | 0 | 0 | 0 | 0 | 0 | 0 | 0 | 0
Transportation Sector Fuel Used[aircraft,freight,battery electric vehicle,natural gas tf] | NoSettings | 0 | 0 | 0 | 0 | 0 | 0 | 0 | 0 | 0 | 0 | 0 | 0 | 0 | 0 | 0 | 0 | 0 | 0 | 0 | 0 | 0 | 0 | 0 | 0 | 0 | 0 | 0 | 0 | 0 | 0 | 0
Transportation Sector Fuel Used[aircraft,freight,battery electric vehicle,petroleum gasoline tf] | NoSettings | 0 | 0 | 0 | 0 | 0 | 0 | 0 | 0 | 0 | 0 | 0 | 0 | 0 | 0 | 0 | 0 | 0 | 0 | 0 | 0 | 0 | 0 | 0 | 0 | 0 | 0 | 0 | 0 | 0 | 0 | 0
Transportation Sector Fuel Used[aircraft,freight,battery electric vehicle,petroleum diesel tf] | NoSettings | 0 | 0 | 0 | 0 | 0 | 0 | 0 | 0 | 0 | 0 | 0 | 0 | 0 | 0 | 0 | 0 | 0 | 0 | 0 | 0 | 0 | 0 | 0 | 0 | 0 | 0 | 0 | 0 | 0 | 0 | 0
Transportation Sector Fuel Used[aircraft,freight,battery electric vehicle,biofuel gasoline tf] | NoSettings | 0 | 0 | 0 | 0 | 0 | 0 | 0 | 0 | 0 | 0 | 0 | 0 | 0 | 0 | 0 | 0 | 0 | 0 | 0 | 0 | 0 | 0 | 0 | 0 | 0 | 0 | 0 | 0 | 0 | 0 | 0
Transportation Sector Fuel Used[aircraft,freight,battery electric vehicle,biofuel diesel tf] | NoSettings | 0 | 0 | 0 | 0 | 0 | 0 | 0 | 0 | 0 | 0 | 0 | 0 | 0 | 0 | 0 | 0 | 0 | 0 | 0 | 0 | 0 | 0 | 0 | 0 | 0 | 0 | 0 | 0 | 0 | 0 | 0
Transportation Sector Fuel Used[aircraft,freight,battery electric vehicle,jet fuel tf] | NoSettings | 0 | 0 | 0 | 0 | 0 | 0 | 0 | 0 | 0 | 0 | 0 | 0 | 0 | 0 | 0 | 0 | 0 | 0 | 0 | 0 | 0 | 0 | 0 | 0 | 0 | 0 | 0 | 0 | 0 | 0 | 0
Transportation Sector Fuel Used[aircraft,freight,battery electric vehicle,heavy or residual fuel oil tf] | NoSettings | 0 | 0 | 0 | 0 | 0 | 0 | 0 | 0 | 0 | 0 | 0 | 0 | 0 | 0 | 0 | 0 | 0 | 0 | 0 | 0 | 0 | 0 | 0 | 0 | 0 | 0 | 0 | 0 | 0 | 0 | 0
Transportation Sector Fuel Used[aircraft,freight,battery electric vehicle,LPG propane or butane tf] | NoSettings | 0 | 0 | 0 | 0 | 0 | 0 | 0 | 0 | 0 | 0 | 0 | 0 | 0 | 0 | 0 | 0 | 0 | 0 | 0 | 0 | 0 | 0 | 0 | 0 | 0 | 0 | 0 | 0 | 0 | 0 | 0
Transportation Sector Fuel Used[aircraft,freight,battery electric vehicle,hydrogen tf] | NoSettings | 0 | 0 | 0 | 0 | 0 | 0 | 0 | 0 | 0 | 0 | 0 | 0 | 0 | 0 | 0 | 0 | 0 | 0 | 0 | 0 | 0 | 0 | 0 | 0 | 0 | 0 | 0 | 0 | 0 | 0 | 0
Transportation Sector Fuel Used[aircraft,freight,natural gas vehicle,electricity tf] | NoSettings | 0 | 0 | 0 | 0 | 0 | 0 | 0 | 0 | 0 | 0 | 0 | 0 | 0 | 0 | 0 | 0 | 0 | 0 | 0 | 0 | 0 | 0 | 0 | 0 | 0 | 0 | 0 | 0 | 0 | 0 | 0
Transportation Sector Fuel Used[aircraft,freight,natural gas vehicle,natural gas tf] | NoSettings | 0 | 0 | 0 | 0 | 0 | 0 | 0 | 0 | 0 | 0 | 0 | 0 | 0 | 0 | 0 | 0 | 0 | 0 | 0 | 0 | 0 | 0 | 0 | 0 | 0 | 0 | 0 | 0 | 0 | 0 | 0
Transportation Sector Fuel Used[aircraft,freight,natural gas vehicle,petroleum gasoline tf] | NoSettings | 0 | 0 | 0 | 0 | 0 | 0 | 0 | 0 | 0 | 0 | 0 | 0 | 0 | 0 | 0 | 0 | 0 | 0 | 0 | 0 | 0 | 0 | 0 | 0 | 0 | 0 | 0 | 0 | 0 | 0 | 0
Transportation Sector Fuel Used[aircraft,freight,natural gas vehicle,petroleum diesel tf] | NoSettings | 0 | 0 | 0 | 0 | 0 | 0 | 0 | 0 | 0 | 0 | 0 | 0 | 0 | 0 | 0 | 0 | 0 | 0 | 0 | 0 | 0 | 0 | 0 | 0 | 0 | 0 | 0 | 0 | 0 | 0 | 0
Transportation Sector Fuel Used[aircraft,freight,natural gas vehicle,biofuel gasoline tf] | NoSettings | 0 | 0 | 0 | 0 | 0 | 0 | 0 | 0 | 0 | 0 | 0 | 0 | 0 | 0 | 0 | 0 | 0 | 0 | 0 | 0 | 0 | 0 | 0 | 0 | 0 | 0 | 0 | 0 | 0 | 0 | 0
Transportation Sector Fuel Used[aircraft,freight,natural gas vehicle,biofuel diesel tf] | NoSettings | 0 | 0 | 0 | 0 | 0 | 0 | 0 | 0 | 0 | 0 | 0 | 0 | 0 | 0 | 0 | 0 | 0 | 0 | 0 | 0 | 0 | 0 | 0 | 0 | 0 | 0 | 0 | 0 | 0 | 0 | 0
Transportation Sector Fuel Used[aircraft,freight,natural gas vehicle,jet fuel tf] | NoSettings | 0 | 0 | 0 | 0 | 0 | 0 | 0 | 0 | 0 | 0 | 0 | 0 | 0 | 0 | 0 | 0 | 0 | 0 | 0 | 0 | 0 | 0 | 0 | 0 | 0 | 0 | 0 | 0 | 0 | 0 | 0
Transportation Sector Fuel Used[aircraft,freight,natural gas vehicle,heavy or residual fuel oil tf] | NoSettings | 0 | 0 | 0 | 0 | 0 | 0 | 0 | 0 | 0 | 0 | 0 | 0 | 0 | 0 | 0 | 0 | 0 | 0 | 0 | 0 | 0 | 0 | 0 | 0 | 0 | 0 | 0 | 0 | 0 | 0 | 0
Transportation Sector Fuel Used[aircraft,freight,natural gas vehicle,LPG propane or butane tf] | NoSettings | 0 | 0 | 0 | 0 | 0 | 0 | 0 | 0 | 0 | 0 | 0 | 0 | 0 | 0 | 0 | 0 | 0 | 0 | 0 | 0 | 0 | 0 | 0 | 0 | 0 | 0 | 0 | 0 | 0 | 0 | 0
Transportation Sector Fuel Used[aircraft,freight,natural gas vehicle,hydrogen tf] | NoSettings | 0 | 0 | 0 | 0 | 0 | 0 | 0 | 0 | 0 | 0 | 0 | 0 | 0 | 0 | 0 | 0 | 0 | 0 | 0 | 0 | 0 | 0 | 0 | 0 | 0 | 0 | 0 | 0 | 0 | 0 | 0
Transportation Sector Fuel Used[aircraft,freight,gasoline vehicle,electricity tf] | NoSettings | 0 | 0 | 0 | 0 | 0 | 0 | 0 | 0 | 0 | 0 | 0 | 0 | 0 | 0 | 0 | 0 | 0 | 0 | 0 | 0 | 0 | 0 | 0 | 0 | 0 | 0 | 0 | 0 | 0 | 0 | 0
Transportation Sector Fuel Used[aircraft,freight,gasoline vehicle,natural gas tf] | NoSettings | 0 | 0 | 0 | 0 | 0 | 0 | 0 | 0 | 0 | 0 | 0 | 0 | 0 | 0 | 0 | 0 | 0 | 0 | 0 | 0 | 0 | 0 | 0 | 0 | 0 | 0 | 0 | 0 | 0 | 0 | 0
Transportation Sector Fuel Used[aircraft,freight,gasoline vehicle,petroleum gasoline tf] | NoSettings | 0 | 0 | 0 | 0 | 0 | 0 | 0 | 0 | 0 | 0 | 0 | 0 | 0 | 0 | 0 | 0 | 0 | 0 | 0 | 0 | 0 | 0 | 0 | 0 | 0 | 0 | 0 | 0 | 0 | 0 | 0
Transportation Sector Fuel Used[aircraft,freight,gasoline vehicle,petroleum diesel tf] | NoSettings | 0 | 0 | 0 | 0 | 0 | 0 | 0 | 0 | 0 | 0 | 0 | 0 | 0 | 0 | 0 | 0 | 0 | 0 | 0 | 0 | 0 | 0 | 0 | 0 | 0 | 0 | 0 | 0 | 0 | 0 | 0
Transportation Sector Fuel Used[aircraft,freight,gasoline vehicle,biofuel gasoline tf] | NoSettings | 0 | 0 | 0 | 0 | 0 | 0 | 0 | 0 | 0 | 0 | 0 | 0 | 0 | 0 | 0 | 0 | 0 | 0 | 0 | 0 | 0 | 0 | 0 | 0 | 0 | 0 | 0 | 0 | 0 | 0 | 0
Transportation Sector Fuel Used[aircraft,freight,gasoline vehicle,biofuel diesel tf] | NoSettings | 0 | 0 | 0 | 0 | 0 | 0 | 0 | 0 | 0 | 0 | 0 | 0 | 0 | 0 | 0 | 0 | 0 | 0 | 0 | 0 | 0 | 0 | 0 | 0 | 0 | 0 | 0 | 0 | 0 | 0 | 0
Transportation Sector Fuel Used[aircraft,freight,gasoline vehicle,jet fuel tf] | NoSettings | 0 | 0 | 0 | 0 | 0 | 0 | 0 | 0 | 0 | 0 | 0 | 0 | 0 | 0 | 0 | 0 | 0 | 0 | 0 | 0 | 0 | 0 | 0 | 0 | 0 | 0 | 0 | 0 | 0 | 0 | 0
Transportation Sector Fuel Used[aircraft,freight,gasoline vehicle,heavy or residual fuel oil tf] | NoSettings | 0 | 0 | 0 | 0 | 0 | 0 | 0 | 0 | 0 | 0 | 0 | 0 | 0 | 0 | 0 | 0 | 0 | 0 | 0 | 0 | 0 | 0 | 0 | 0 | 0 | 0 | 0 | 0 | 0 | 0 | 0
Transportation Sector Fuel Used[aircraft,freight,gasoline vehicle,LPG propane or butane tf] | NoSettings | 0 | 0 | 0 | 0 | 0 | 0 | 0 | 0 | 0 | 0 | 0 | 0 | 0 | 0 | 0 | 0 | 0 | 0 | 0 | 0 | 0 | 0 | 0 | 0 | 0 | 0 | 0 | 0 | 0 | 0 | 0
Transportation Sector Fuel Used[aircraft,freight,gasoline vehicle,hydrogen tf] | NoSettings | 0 | 0 | 0 | 0 | 0 | 0 | 0 | 0 | 0 | 0 | 0 | 0 | 0 | 0 | 0 | 0 | 0 | 0 | 0 | 0 | 0 | 0 | 0 | 0 | 0 | 0 | 0 | 0 | 0 | 0 | 0
Transportation Sector Fuel Used[aircraft,freight,diesel vehicle,electricity tf] | NoSettings | 0 | 0 | 0 | 0 | 0 | 0 | 0 | 0 | 0 | 0 | 0 | 0 | 0 | 0 | 0 | 0 | 0 | 0 | 0 | 0 | 0 | 0 | 0 | 0 | 0 | 0 | 0 | 0 | 0 | 0 | 0
Transportation Sector Fuel Used[aircraft,freight,diesel vehicle,natural gas tf] | NoSettings | 0 | 0 | 0 | 0 | 0 | 0 | 0 | 0 | 0 | 0 | 0 | 0 | 0 | 0 | 0 | 0 | 0 | 0 | 0 | 0 | 0 | 0 | 0 | 0 | 0 | 0 | 0 | 0 | 0 | 0 | 0
Transportation Sector Fuel Used[aircraft,freight,diesel vehicle,petroleum gasoline tf] | NoSettings | 0 | 0 | 0 | 0 | 0 | 0 | 0 | 0 | 0 | 0 | 0 | 0 | 0 | 0 | 0 | 0 | 0 | 0 | 0 | 0 | 0 | 0 | 0 | 0 | 0 | 0 | 0 | 0 | 0 | 0 | 0
Transportation Sector Fuel Used[aircraft,freight,diesel vehicle,petroleum diesel tf] | NoSettings | 0 | 0 | 0 | 0 | 0 | 0 | 0 | 0 | 0 | 0 | 0 | 0 | 0 | 0 | 0 | 0 | 0 | 0 | 0 | 0 | 0 | 0 | 0 | 0 | 0 | 0 | 0 | 0 | 0 | 0 | 0
Transportation Sector Fuel Used[aircraft,freight,diesel vehicle,biofuel gasoline tf] | NoSettings | 0 | 0 | 0 | 0 | 0 | 0 | 0 | 0 | 0 | 0 | 0 | 0 | 0 | 0 | 0 | 0 | 0 | 0 | 0 | 0 | 0 | 0 | 0 | 0 | 0 | 0 | 0 | 0 | 0 | 0 | 0
Transportation Sector Fuel Used[aircraft,freight,diesel vehicle,biofuel diesel tf] | NoSettings | 0 | 0 | 0 | 0 | 0 | 0 | 0 | 0 | 0 | 0 | 0 | 0 | 0 | 0 | 0 | 0 | 0 | 0 | 0 | 0 | 0 | 0 | 0 | 0 | 0 | 0 | 0 | 0 | 0 | 0 | 0
Transportation Sector Fuel Used[aircraft,freight,diesel vehicle,jet fuel tf] | NoSettings | 5422620000000 | 7289250000000 | 8043000000000 | 8333570000000 | 8436530000000 | 8509870000000 | 8476260000000 | 8441820000000 | 8438860000000 | 8424740000000 | 8435840000000 | 8466990000000 | 8527970000000 | 8595040000000 | 8662680000000 | 8728860000000 | 8768330000000 | 8797070000000 | 8837500000000 | 8881430000000 | 8943480000000 | 9003610000000 | 9078390000000 | 9157670000000 | 9244870000000 | 9314440000000 | 9374710000000 | 9417720000000 | 9455140000000 | 9483580000000 | 9516210000000
Transportation Sector Fuel Used[aircraft,freight,diesel vehicle,heavy or residual fuel oil tf] | NoSettings | 0 | 0 | 0 | 0 | 0 | 0 | 0 | 0 | 0 | 0 | 0 | 0 | 0 | 0 | 0 | 0 | 0 | 0 | 0 | 0 | 0 | 0 | 0 | 0 | 0 | 0 | 0 | 0 | 0 | 0 | 0
Transportation Sector Fuel Used[aircraft,freight,diesel vehicle,LPG propane or butane tf] | NoSettings | 0 | 0 | 0 | 0 | 0 | 0 | 0 | 0 | 0 | 0 | 0 | 0 | 0 | 0 | 0 | 0 | 0 | 0 | 0 | 0 | 0 | 0 | 0 | 0 | 0 | 0 | 0 | 0 | 0 | 0 | 0
Transportation Sector Fuel Used[aircraft,freight,diesel vehicle,hydrogen tf] | NoSettings | 0 | 0 | 0 | 0 | 0 | 0 | 0 | 0 | 0 | 0 | 0 | 0 | 0 | 0 | 0 | 0 | 0 | 0 | 0 | 0 | 0 | 0 | 0 | 0 | 0 | 0 | 0 | 0 | 0 | 0 | 0
Transportation Sector Fuel Used[aircraft,freight,plugin hybrid vehicle,electricity tf] | NoSettings | 0 | 0 | 0 | 0 | 0 | 0 | 0 | 0 | 0 | 0 | 0 | 0 | 0 | 0 | 0 | 0 | 0 | 0 | 0 | 0 | 0 | 0 | 0 | 0 | 0 | 0 | 0 | 0 | 0 | 0 | 0
Transportation Sector Fuel Used[aircraft,freight,plugin hybrid vehicle,natural gas tf] | NoSettings | 0 | 0 | 0 | 0 | 0 | 0 | 0 | 0 | 0 | 0 | 0 | 0 | 0 | 0 | 0 | 0 | 0 | 0 | 0 | 0 | 0 | 0 | 0 | 0 | 0 | 0 | 0 | 0 | 0 | 0 | 0
Transportation Sector Fuel Used[aircraft,freight,plugin hybrid vehicle,petroleum gasoline tf] | NoSettings | 0 | 0 | 0 | 0 | 0 | 0 | 0 | 0 | 0 | 0 | 0 | 0 | 0 | 0 | 0 | 0 | 0 | 0 | 0 | 0 | 0 | 0 | 0 | 0 | 0 | 0 | 0 | 0 | 0 | 0 | 0
Transportation Sector Fuel Used[aircraft,freight,plugin hybrid vehicle,petroleum diesel tf] | NoSettings | 0 | 0 | 0 | 0 | 0 | 0 | 0 | 0 | 0 | 0 | 0 | 0 | 0 | 0 | 0 | 0 | 0 | 0 | 0 | 0 | 0 | 0 | 0 | 0 | 0 | 0 | 0 | 0 | 0 | 0 | 0
Transportation Sector Fuel Used[aircraft,freight,plugin hybrid vehicle,biofuel gasoline tf] | NoSettings | 0 | 0 | 0 | 0 | 0 | 0 | 0 | 0 | 0 | 0 | 0 | 0 | 0 | 0 | 0 | 0 | 0 | 0 | 0 | 0 | 0 | 0 | 0 | 0 | 0 | 0 | 0 | 0 | 0 | 0 | 0
Transportation Sector Fuel Used[aircraft,freight,plugin hybrid vehicle,biofuel diesel tf] | NoSettings | 0 | 0 | 0 | 0 | 0 | 0 | 0 | 0 | 0 | 0 | 0 | 0 | 0 | 0 | 0 | 0 | 0 | 0 | 0 | 0 | 0 | 0 | 0 | 0 | 0 | 0 | 0 | 0 | 0 | 0 | 0
Transportation Sector Fuel Used[aircraft,freight,plugin hybrid vehicle,jet fuel tf] | NoSettings | 0 | 0 | 0 | 0 | 0 | 0 | 0 | 0 | 0 | 0 | 0 | 0 | 0 | 0 | 0 | 0 | 0 | 0 | 0 | 0 | 0 | 0 | 0 | 0 | 0 | 0 | 0 | 0 | 0 | 0 | 0
Transportation Sector Fuel Used[aircraft,freight,plugin hybrid vehicle,heavy or residual fuel oil tf] | NoSettings | 0 | 0 | 0 | 0 | 0 | 0 | 0 | 0 | 0 | 0 | 0 | 0 | 0 | 0 | 0 | 0 | 0 | 0 | 0 | 0 | 0 | 0 | 0 | 0 | 0 | 0 | 0 | 0 | 0 | 0 | 0
Transportation Sector Fuel Used[aircraft,freight,plugin hybrid vehicle,LPG propane or butane tf] | NoSettings | 0 | 0 | 0 | 0 | 0 | 0 | 0 | 0 | 0 | 0 | 0 | 0 | 0 | 0 | 0 | 0 | 0 | 0 | 0 | 0 | 0 | 0 | 0 | 0 | 0 | 0 | 0 | 0 | 0 | 0 | 0
Transportation Sector Fuel Used[aircraft,freight,plugin hybrid vehicle,hydrogen tf] | NoSettings | 0 | 0 | 0 | 0 | 0 | 0 | 0 | 0 | 0 | 0 | 0 | 0 | 0 | 0 | 0 | 0 | 0 | 0 | 0 | 0 | 0 | 0 | 0 | 0 | 0 | 0 | 0 | 0 | 0 | 0 | 0
Transportation Sector Fuel Used[aircraft,freight,LPG vehicle,electricity tf] | NoSettings | 0 | 0 | 0 | 0 | 0 | 0 | 0 | 0 | 0 | 0 | 0 | 0 | 0 | 0 | 0 | 0 | 0 | 0 | 0 | 0 | 0 | 0 | 0 | 0 | 0 | 0 | 0 | 0 | 0 | 0 | 0
Transportation Sector Fuel Used[aircraft,freight,LPG vehicle,natural gas tf] | NoSettings | 0 | 0 | 0 | 0 | 0 | 0 | 0 | 0 | 0 | 0 | 0 | 0 | 0 | 0 | 0 | 0 | 0 | 0 | 0 | 0 | 0 | 0 | 0 | 0 | 0 | 0 | 0 | 0 | 0 | 0 | 0
Transportation Sector Fuel Used[aircraft,freight,LPG vehicle,petroleum gasoline tf] | NoSettings | 0 | 0 | 0 | 0 | 0 | 0 | 0 | 0 | 0 | 0 | 0 | 0 | 0 | 0 | 0 | 0 | 0 | 0 | 0 | 0 | 0 | 0 | 0 | 0 | 0 | 0 | 0 | 0 | 0 | 0 | 0
Transportation Sector Fuel Used[aircraft,freight,LPG vehicle,petroleum diesel tf] | NoSettings | 0 | 0 | 0 | 0 | 0 | 0 | 0 | 0 | 0 | 0 | 0 | 0 | 0 | 0 | 0 | 0 | 0 | 0 | 0 | 0 | 0 | 0 | 0 | 0 | 0 | 0 | 0 | 0 | 0 | 0 | 0
Transportation Sector Fuel Used[aircraft,freight,LPG vehicle,biofuel gasoline tf] | NoSettings | 0 | 0 | 0 | 0 | 0 | 0 | 0 | 0 | 0 | 0 | 0 | 0 | 0 | 0 | 0 | 0 | 0 | 0 | 0 | 0 | 0 | 0 | 0 | 0 | 0 | 0 | 0 | 0 | 0 | 0 | 0
Transportation Sector Fuel Used[aircraft,freight,LPG vehicle,biofuel diesel tf] | NoSettings | 0 | 0 | 0 | 0 | 0 | 0 | 0 | 0 | 0 | 0 | 0 | 0 | 0 | 0 | 0 | 0 | 0 | 0 | 0 | 0 | 0 | 0 | 0 | 0 | 0 | 0 | 0 | 0 | 0 | 0 | 0
Transportation Sector Fuel Used[aircraft,freight,LPG vehicle,jet fuel tf] | NoSettings | 0 | 0 | 0 | 0 | 0 | 0 | 0 | 0 | 0 | 0 | 0 | 0 | 0 | 0 | 0 | 0 | 0 | 0 | 0 | 0 | 0 | 0 | 0 | 0 | 0 | 0 | 0 | 0 | 0 | 0 | 0
Transportation Sector Fuel Used[aircraft,freight,LPG vehicle,heavy or residual fuel oil tf] | NoSettings | 0 | 0 | 0 | 0 | 0 | 0 | 0 | 0 | 0 | 0 | 0 | 0 | 0 | 0 | 0 | 0 | 0 | 0 | 0 | 0 | 0 | 0 | 0 | 0 | 0 | 0 | 0 | 0 | 0 | 0 | 0
Transportation Sector Fuel Used[aircraft,freight,LPG vehicle,LPG propane or butane tf] | NoSettings | 0 | 0 | 0 | 0 | 0 | 0 | 0 | 0 | 0 | 0 | 0 | 0 | 0 | 0 | 0 | 0 | 0 | 0 | 0 | 0 | 0 | 0 | 0 | 0 | 0 | 0 | 0 | 0 | 0 | 0 | 0
Transportation Sector Fuel Used[aircraft,freight,LPG vehicle,hydrogen tf] | NoSettings | 0 | 0 | 0 | 0 | 0 | 0 | 0 | 0 | 0 | 0 | 0 | 0 | 0 | 0 | 0 | 0 | 0 | 0 | 0 | 0 | 0 | 0 | 0 | 0 | 0 | 0 | 0 | 0 | 0 | 0 | 0
Transportation Sector Fuel Used[aircraft,freight,hydrogen vehicle,electricity tf] | NoSettings | 0 | 0 | 0 | 0 | 0 | 0 | 0 | 0 | 0 | 0 | 0 | 0 | 0 | 0 | 0 | 0 | 0 | 0 | 0 | 0 | 0 | 0 | 0 | 0 | 0 | 0 | 0 | 0 | 0 | 0 | 0
Transportation Sector Fuel Used[aircraft,freight,hydrogen vehicle,natural gas tf] | NoSettings | 0 | 0 | 0 | 0 | 0 | 0 | 0 | 0 | 0 | 0 | 0 | 0 | 0 | 0 | 0 | 0 | 0 | 0 | 0 | 0 | 0 | 0 | 0 | 0 | 0 | 0 | 0 | 0 | 0 | 0 | 0
Transportation Sector Fuel Used[aircraft,freight,hydrogen vehicle,petroleum gasoline tf] | NoSettings | 0 | 0 | 0 | 0 | 0 | 0 | 0 | 0 | 0 | 0 | 0 | 0 | 0 | 0 | 0 | 0 | 0 | 0 | 0 | 0 | 0 | 0 | 0 | 0 | 0 | 0 | 0 | 0 | 0 | 0 | 0
Transportation Sector Fuel Used[aircraft,freight,hydrogen vehicle,petroleum diesel tf] | NoSettings | 0 | 0 | 0 | 0 | 0 | 0 | 0 | 0 | 0 | 0 | 0 | 0 | 0 | 0 | 0 | 0 | 0 | 0 | 0 | 0 | 0 | 0 | 0 | 0 | 0 | 0 | 0 | 0 | 0 | 0 | 0
Transportation Sector Fuel Used[aircraft,freight,hydrogen vehicle,biofuel gasoline tf] | NoSettings | 0 | 0 | 0 | 0 | 0 | 0 | 0 | 0 | 0 | 0 | 0 | 0 | 0 | 0 | 0 | 0 | 0 | 0 | 0 | 0 | 0 | 0 | 0 | 0 | 0 | 0 | 0 | 0 | 0 | 0 | 0
Transportation Sector Fuel Used[aircraft,freight,hydrogen vehicle,biofuel diesel tf] | NoSettings | 0 | 0 | 0 | 0 | 0 | 0 | 0 | 0 | 0 | 0 | 0 | 0 | 0 | 0 | 0 | 0 | 0 | 0 | 0 | 0 | 0 | 0 | 0 | 0 | 0 | 0 | 0 | 0 | 0 | 0 | 0
Transportation Sector Fuel Used[aircraft,freight,hydrogen vehicle,jet fuel tf] | NoSettings | 0 | 0 | 0 | 0 | 0 | 0 | 0 | 0 | 0 | 0 | 0 | 0 | 0 | 0 | 0 | 0 | 0 | 0 | 0 | 0 | 0 | 0 | 0 | 0 | 0 | 0 | 0 | 0 | 0 | 0 | 0
Transportation Sector Fuel Used[aircraft,freight,hydrogen vehicle,heavy or residual fuel oil tf] | NoSettings | 0 | 0 | 0 | 0 | 0 | 0 | 0 | 0 | 0 | 0 | 0 | 0 | 0 | 0 | 0 | 0 | 0 | 0 | 0 | 0 | 0 | 0 | 0 | 0 | 0 | 0 | 0 | 0 | 0 | 0 | 0
Transportation Sector Fuel Used[aircraft,freight,hydrogen vehicle,LPG propane or butane tf] | NoSettings | 0 | 0 | 0 | 0 | 0 | 0 | 0 | 0 | 0 | 0 | 0 | 0 | 0 | 0 | 0 | 0 | 0 | 0 | 0 | 0 | 0 | 0 | 0 | 0 | 0 | 0 | 0 | 0 | 0 | 0 | 0
Transportation Sector Fuel Used[aircraft,freight,hydrogen vehicle,hydrogen tf] | NoSettings | 0 | 0 | 0 | 0 | 0 | 0 | 0 | 0 | 0 | 0 | 0 | 0 | 0 | 0 | 0 | 0 | 0 | 0 | 0 | 0 | 0 | 0 | 0 | 0 | 0 | 0 | 0 | 0 | 0 | 0 | 0
Transportation Sector Fuel Used[rail,passenger,battery electric vehicle,electricity tf] | NoSettings | 686240000000 | 671230000000 | 658051000000 | 644590000000 | 631677000000 | 619280000000 | 608044000000 | 597218000000 | 586907000000 | 577178000000 | 567130000000 | 557611000000 | 548583000000 | 540211000000 | 532436000000 | 524426000000 | 516865000000 | 509731000000 | 503069000000 | 496776000000 | 490822000000 | 485111000000 | 479930000000 | 474955000000 | 470394000000 | 466127000000 | 462204000000 | 458607000000 | 454645000000 | 450992000000 | 447279000000
Transportation Sector Fuel Used[rail,passenger,battery electric vehicle,natural gas tf] | NoSettings | 0 | 0 | 0 | 0 | 0 | 0 | 0 | 0 | 0 | 0 | 0 | 0 | 0 | 0 | 0 | 0 | 0 | 0 | 0 | 0 | 0 | 0 | 0 | 0 | 0 | 0 | 0 | 0 | 0 | 0 | 0
Transportation Sector Fuel Used[rail,passenger,battery electric vehicle,petroleum gasoline tf] | NoSettings | 0 | 0 | 0 | 0 | 0 | 0 | 0 | 0 | 0 | 0 | 0 | 0 | 0 | 0 | 0 | 0 | 0 | 0 | 0 | 0 | 0 | 0 | 0 | 0 | 0 | 0 | 0 | 0 | 0 | 0 | 0
Transportation Sector Fuel Used[rail,passenger,battery electric vehicle,petroleum diesel tf] | NoSettings | 0 | 0 | 0 | 0 | 0 | 0 | 0 | 0 | 0 | 0 | 0 | 0 | 0 | 0 | 0 | 0 | 0 | 0 | 0 | 0 | 0 | 0 | 0 | 0 | 0 | 0 | 0 | 0 | 0 | 0 | 0
Transportation Sector Fuel Used[rail,passenger,battery electric vehicle,biofuel gasoline tf] | NoSettings | 0 | 0 | 0 | 0 | 0 | 0 | 0 | 0 | 0 | 0 | 0 | 0 | 0 | 0 | 0 | 0 | 0 | 0 | 0 | 0 | 0 | 0 | 0 | 0 | 0 | 0 | 0 | 0 | 0 | 0 | 0
Transportation Sector Fuel Used[rail,passenger,battery electric vehicle,biofuel diesel tf] | NoSettings | 0 | 0 | 0 | 0 | 0 | 0 | 0 | 0 | 0 | 0 | 0 | 0 | 0 | 0 | 0 | 0 | 0 | 0 | 0 | 0 | 0 | 0 | 0 | 0 | 0 | 0 | 0 | 0 | 0 | 0 | 0
Transportation Sector Fuel Used[rail,passenger,battery electric vehicle,jet fuel tf] | NoSettings | 0 | 0 | 0 | 0 | 0 | 0 | 0 | 0 | 0 | 0 | 0 | 0 | 0 | 0 | 0 | 0 | 0 | 0 | 0 | 0 | 0 | 0 | 0 | 0 | 0 | 0 | 0 | 0 | 0 | 0 | 0
Transportation Sector Fuel Used[rail,passenger,battery electric vehicle,heavy or residual fuel oil tf] | NoSettings | 0 | 0 | 0 | 0 | 0 | 0 | 0 | 0 | 0 | 0 | 0 | 0 | 0 | 0 | 0 | 0 | 0 | 0 | 0 | 0 | 0 | 0 | 0 | 0 | 0 | 0 | 0 | 0 | 0 | 0 | 0
Transportation Sector Fuel Used[rail,passenger,battery electric vehicle,LPG propane or butane tf] | NoSettings | 0 | 0 | 0 | 0 | 0 | 0 | 0 | 0 | 0 | 0 | 0 | 0 | 0 | 0 | 0 | 0 | 0 | 0 | 0 | 0 | 0 | 0 | 0 | 0 | 0 | 0 | 0 | 0 | 0 | 0 | 0
Transportation Sector Fuel Used[rail,passenger,battery electric vehicle,hydrogen tf] | NoSettings | 0 | 0 | 0 | 0 | 0 | 0 | 0 | 0 | 0 | 0 | 0 | 0 | 0 | 0 | 0 | 0 | 0 | 0 | 0 | 0 | 0 | 0 | 0 | 0 | 0 | 0 | 0 | 0 | 0 | 0 | 0
Transportation Sector Fuel Used[rail,passenger,natural gas vehicle,electricity tf] | NoSettings | 0 | 0 | 0 | 0 | 0 | 0 | 0 | 0 | 0 | 0 | 0 | 0 | 0 | 0 | 0 | 0 | 0 | 0 | 0 | 0 | 0 | 0 | 0 | 0 | 0 | 0 | 0 | 0 | 0 | 0 | 0
Transportation Sector Fuel Used[rail,passenger,natural gas vehicle,natural gas tf] | NoSettings | 0 | 0 | 0 | 0 | 0 | 0 | 0 | 0 | 0 | 0 | 0 | 0 | 0 | 0 | 0 | 0 | 0 | 0 | 0 | 0 | 0 | 0 | 0 | 0 | 0 | 0 | 0 | 0 | 0 | 0 | 0
Transportation Sector Fuel Used[rail,passenger,natural gas vehicle,petroleum gasoline tf] | NoSettings | 0 | 0 | 0 | 0 | 0 | 0 | 0 | 0 | 0 | 0 | 0 | 0 | 0 | 0 | 0 | 0 | 0 | 0 | 0 | 0 | 0 | 0 | 0 | 0 | 0 | 0 | 0 | 0 | 0 | 0 | 0
Transportation Sector Fuel Used[rail,passenger,natural gas vehicle,petroleum diesel tf] | NoSettings | 0 | 0 | 0 | 0 | 0 | 0 | 0 | 0 | 0 | 0 | 0 | 0 | 0 | 0 | 0 | 0 | 0 | 0 | 0 | 0 | 0 | 0 | 0 | 0 | 0 | 0 | 0 | 0 | 0 | 0 | 0
Transportation Sector Fuel Used[rail,passenger,natural gas vehicle,biofuel gasoline tf] | NoSettings | 0 | 0 | 0 | 0 | 0 | 0 | 0 | 0 | 0 | 0 | 0 | 0 | 0 | 0 | 0 | 0 | 0 | 0 | 0 | 0 | 0 | 0 | 0 | 0 | 0 | 0 | 0 | 0 | 0 | 0 | 0
Transportation Sector Fuel Used[rail,passenger,natural gas vehicle,biofuel diesel tf] | NoSettings | 0 | 0 | 0 | 0 | 0 | 0 | 0 | 0 | 0 | 0 | 0 | 0 | 0 | 0 | 0 | 0 | 0 | 0 | 0 | 0 | 0 | 0 | 0 | 0 | 0 | 0 | 0 | 0 | 0 | 0 | 0
Transportation Sector Fuel Used[rail,passenger,natural gas vehicle,jet fuel tf] | NoSettings | 0 | 0 | 0 | 0 | 0 | 0 | 0 | 0 | 0 | 0 | 0 | 0 | 0 | 0 | 0 | 0 | 0 | 0 | 0 | 0 | 0 | 0 | 0 | 0 | 0 | 0 | 0 | 0 | 0 | 0 | 0
Transportation Sector Fuel Used[rail,passenger,natural gas vehicle,heavy or residual fuel oil tf] | NoSettings | 0 | 0 | 0 | 0 | 0 | 0 | 0 | 0 | 0 | 0 | 0 | 0 | 0 | 0 | 0 | 0 | 0 | 0 | 0 | 0 | 0 | 0 | 0 | 0 | 0 | 0 | 0 | 0 | 0 | 0 | 0
Transportation Sector Fuel Used[rail,passenger,natural gas vehicle,LPG propane or butane tf] | NoSettings | 0 | 0 | 0 | 0 | 0 | 0 | 0 | 0 | 0 | 0 | 0 | 0 | 0 | 0 | 0 | 0 | 0 | 0 | 0 | 0 | 0 | 0 | 0 | 0 | 0 | 0 | 0 | 0 | 0 | 0 | 0
Transportation Sector Fuel Used[rail,passenger,natural gas vehicle,hydrogen tf] | NoSettings | 0 | 0 | 0 | 0 | 0 | 0 | 0 | 0 | 0 | 0 | 0 | 0 | 0 | 0 | 0 | 0 | 0 | 0 | 0 | 0 | 0 | 0 | 0 | 0 | 0 | 0 | 0 | 0 | 0 | 0 | 0
Transportation Sector Fuel Used[rail,passenger,gasoline vehicle,electricity tf] | NoSettings | 0 | 0 | 0 | 0 | 0 | 0 | 0 | 0 | 0 | 0 | 0 | 0 | 0 | 0 | 0 | 0 | 0 | 0 | 0 | 0 | 0 | 0 | 0 | 0 | 0 | 0 | 0 | 0 | 0 | 0 | 0
Transportation Sector Fuel Used[rail,passenger,gasoline vehicle,natural gas tf] | NoSettings | 0 | 0 | 0 | 0 | 0 | 0 | 0 | 0 | 0 | 0 | 0 | 0 | 0 | 0 | 0 | 0 | 0 | 0 | 0 | 0 | 0 | 0 | 0 | 0 | 0 | 0 | 0 | 0 | 0 | 0 | 0
Transportation Sector Fuel Used[rail,passenger,gasoline vehicle,petroleum gasoline tf] | NoSettings | 0 | 0 | 0 | 0 | 0 | 0 | 0 | 0 | 0 | 0 | 0 | 0 | 0 | 0 | 0 | 0 | 0 | 0 | 0 | 0 | 0 | 0 | 0 | 0 | 0 | 0 | 0 | 0 | 0 | 0 | 0
Transportation Sector Fuel Used[rail,passenger,gasoline vehicle,petroleum diesel tf] | NoSettings | 0 | 0 | 0 | 0 | 0 | 0 | 0 | 0 | 0 | 0 | 0 | 0 | 0 | 0 | 0 | 0 | 0 | 0 | 0 | 0 | 0 | 0 | 0 | 0 | 0 | 0 | 0 | 0 | 0 | 0 | 0
Transportation Sector Fuel Used[rail,passenger,gasoline vehicle,biofuel gasoline tf] | NoSettings | 0 | 0 | 0 | 0 | 0 | 0 | 0 | 0 | 0 | 0 | 0 | 0 | 0 | 0 | 0 | 0 | 0 | 0 | 0 | 0 | 0 | 0 | 0 | 0 | 0 | 0 | 0 | 0 | 0 | 0 | 0
Transportation Sector Fuel Used[rail,passenger,gasoline vehicle,biofuel diesel tf] | NoSettings | 0 | 0 | 0 | 0 | 0 | 0 | 0 | 0 | 0 | 0 | 0 | 0 | 0 | 0 | 0 | 0 | 0 | 0 | 0 | 0 | 0 | 0 | 0 | 0 | 0 | 0 | 0 | 0 | 0 | 0 | 0
Transportation Sector Fuel Used[rail,passenger,gasoline vehicle,jet fuel tf] | NoSettings | 0 | 0 | 0 | 0 | 0 | 0 | 0 | 0 | 0 | 0 | 0 | 0 | 0 | 0 | 0 | 0 | 0 | 0 | 0 | 0 | 0 | 0 | 0 | 0 | 0 | 0 | 0 | 0 | 0 | 0 | 0
Transportation Sector Fuel Used[rail,passenger,gasoline vehicle,heavy or residual fuel oil tf] | NoSettings | 0 | 0 | 0 | 0 | 0 | 0 | 0 | 0 | 0 | 0 | 0 | 0 | 0 | 0 | 0 | 0 | 0 | 0 | 0 | 0 | 0 | 0 | 0 | 0 | 0 | 0 | 0 | 0 | 0 | 0 | 0
Transportation Sector Fuel Used[rail,passenger,gasoline vehicle,LPG propane or butane tf] | NoSettings | 0 | 0 | 0 | 0 | 0 | 0 | 0 | 0 | 0 | 0 | 0 | 0 | 0 | 0 | 0 | 0 | 0 | 0 | 0 | 0 | 0 | 0 | 0 | 0 | 0 | 0 | 0 | 0 | 0 | 0 | 0
Transportation Sector Fuel Used[rail,passenger,gasoline vehicle,hydrogen tf] | NoSettings | 0 | 0 | 0 | 0 | 0 | 0 | 0 | 0 | 0 | 0 | 0 | 0 | 0 | 0 | 0 | 0 | 0 | 0 | 0 | 0 | 0 | 0 | 0 | 0 | 0 | 0 | 0 | 0 | 0 | 0 | 0
Transportation Sector Fuel Used[rail,passenger,diesel vehicle,electricity tf] | NoSettings | 0 | 0 | 0 | 0 | 0 | 0 | 0 | 0 | 0 | 0 | 0 | 0 | 0 | 0 | 0 | 0 | 0 | 0 | 0 | 0 | 0 | 0 | 0 | 0 | 0 | 0 | 0 | 0 | 0 | 0 | 0
Transportation Sector Fuel Used[rail,passenger,diesel vehicle,natural gas tf] | NoSettings | 0 | 0 | 0 | 0 | 0 | 0 | 0 | 0 | 0 | 0 | 0 | 0 | 0 | 0 | 0 | 0 | 0 | 0 | 0 | 0 | 0 | 0 | 0 | 0 | 0 | 0 | 0 | 0 | 0 | 0 | 0
Transportation Sector Fuel Used[rail,passenger,diesel vehicle,petroleum gasoline tf] | NoSettings | 0 | 0 | 0 | 0 | 0 | 0 | 0 | 0 | 0 | 0 | 0 | 0 | 0 | 0 | 0 | 0 | 0 | 0 | 0 | 0 | 0 | 0 | 0 | 0 | 0 | 0 | 0 | 0 | 0 | 0 | 0
Transportation Sector Fuel Used[rail,passenger,diesel vehicle,petroleum diesel tf] | NoSettings | 639689000000 | 628995000000 | 616053000000 | 605024000000 | 593754000000 | 582182000000 | 570278000000 | 558087000000 | 545844000000 | 533485000000 | 522710000000 | 511919000000 | 501244000000 | 490771000000 | 480524000000 | 473149000000 | 465891000000 | 458721000000 | 451663000000 | 444689000000 | 437824000000 | 431014000000 | 424486000000 | 418793000000 | 413353000000 | 408011000000 | 402737000000 | 397699000000 | 394843000000 | 392258000000 | 389366000000
Transportation Sector Fuel Used[rail,passenger,diesel vehicle,biofuel gasoline tf] | NoSettings | 0 | 0 | 0 | 0 | 0 | 0 | 0 | 0 | 0 | 0 | 0 | 0 | 0 | 0 | 0 | 0 | 0 | 0 | 0 | 0 | 0 | 0 | 0 | 0 | 0 | 0 | 0 | 0 | 0 | 0 | 0
Transportation Sector Fuel Used[rail,passenger,diesel vehicle,biofuel diesel tf] | NoSettings | 0 | 0 | 0 | 0 | 0 | 0 | 0 | 0 | 0 | 0 | 0 | 0 | 0 | 0 | 0 | 0 | 0 | 0 | 0 | 0 | 0 | 0 | 0 | 0 | 0 | 0 | 0 | 0 | 0 | 0 | 0
Transportation Sector Fuel Used[rail,passenger,diesel vehicle,jet fuel tf] | NoSettings | 0 | 0 | 0 | 0 | 0 | 0 | 0 | 0 | 0 | 0 | 0 | 0 | 0 | 0 | 0 | 0 | 0 | 0 | 0 | 0 | 0 | 0 | 0 | 0 | 0 | 0 | 0 | 0 | 0 | 0 | 0
Transportation Sector Fuel Used[rail,passenger,diesel vehicle,heavy or residual fuel oil tf] | NoSettings | 0 | 0 | 0 | 0 | 0 | 0 | 0 | 0 | 0 | 0 | 0 | 0 | 0 | 0 | 0 | 0 | 0 | 0 | 0 | 0 | 0 | 0 | 0 | 0 | 0 | 0 | 0 | 0 | 0 | 0 | 0
Transportation Sector Fuel Used[rail,passenger,diesel vehicle,LPG propane or butane tf] | NoSettings | 0 | 0 | 0 | 0 | 0 | 0 | 0 | 0 | 0 | 0 | 0 | 0 | 0 | 0 | 0 | 0 | 0 | 0 | 0 | 0 | 0 | 0 | 0 | 0 | 0 | 0 | 0 | 0 | 0 | 0 | 0
Transportation Sector Fuel Used[rail,passenger,diesel vehicle,hydrogen tf] | NoSettings | 0 | 0 | 0 | 0 | 0 | 0 | 0 | 0 | 0 | 0 | 0 | 0 | 0 | 0 | 0 | 0 | 0 | 0 | 0 | 0 | 0 | 0 | 0 | 0 | 0 | 0 | 0 | 0 | 0 | 0 | 0
Transportation Sector Fuel Used[rail,passenger,plugin hybrid vehicle,electricity tf] | NoSettings | 0 | 0 | 0 | 0 | 0 | 0 | 0 | 0 | 0 | 0 | 0 | 0 | 0 | 0 | 0 | 0 | 0 | 0 | 0 | 0 | 0 | 0 | 0 | 0 | 0 | 0 | 0 | 0 | 0 | 0 | 0
Transportation Sector Fuel Used[rail,passenger,plugin hybrid vehicle,natural gas tf] | NoSettings | 0 | 0 | 0 | 0 | 0 | 0 | 0 | 0 | 0 | 0 | 0 | 0 | 0 | 0 | 0 | 0 | 0 | 0 | 0 | 0 | 0 | 0 | 0 | 0 | 0 | 0 | 0 | 0 | 0 | 0 | 0
Transportation Sector Fuel Used[rail,passenger,plugin hybrid vehicle,petroleum gasoline tf] | NoSettings | 0 | 0 | 0 | 0 | 0 | 0 | 0 | 0 | 0 | 0 | 0 | 0 | 0 | 0 | 0 | 0 | 0 | 0 | 0 | 0 | 0 | 0 | 0 | 0 | 0 | 0 | 0 | 0 | 0 | 0 | 0
Transportation Sector Fuel Used[rail,passenger,plugin hybrid vehicle,petroleum diesel tf] | NoSettings | 0 | 0 | 0 | 0 | 0 | 0 | 0 | 0 | 0 | 0 | 0 | 0 | 0 | 0 | 0 | 0 | 0 | 0 | 0 | 0 | 0 | 0 | 0 | 0 | 0 | 0 | 0 | 0 | 0 | 0 | 0
Transportation Sector Fuel Used[rail,passenger,plugin hybrid vehicle,biofuel gasoline tf] | NoSettings | 0 | 0 | 0 | 0 | 0 | 0 | 0 | 0 | 0 | 0 | 0 | 0 | 0 | 0 | 0 | 0 | 0 | 0 | 0 | 0 | 0 | 0 | 0 | 0 | 0 | 0 | 0 | 0 | 0 | 0 | 0
Transportation Sector Fuel Used[rail,passenger,plugin hybrid vehicle,biofuel diesel tf] | NoSettings | 0 | 0 | 0 | 0 | 0 | 0 | 0 | 0 | 0 | 0 | 0 | 0 | 0 | 0 | 0 | 0 | 0 | 0 | 0 | 0 | 0 | 0 | 0 | 0 | 0 | 0 | 0 | 0 | 0 | 0 | 0
Transportation Sector Fuel Used[rail,passenger,plugin hybrid vehicle,jet fuel tf] | NoSettings | 0 | 0 | 0 | 0 | 0 | 0 | 0 | 0 | 0 | 0 | 0 | 0 | 0 | 0 | 0 | 0 | 0 | 0 | 0 | 0 | 0 | 0 | 0 | 0 | 0 | 0 | 0 | 0 | 0 | 0 | 0
Transportation Sector Fuel Used[rail,passenger,plugin hybrid vehicle,heavy or residual fuel oil tf] | NoSettings | 0 | 0 | 0 | 0 | 0 | 0 | 0 | 0 | 0 | 0 | 0 | 0 | 0 | 0 | 0 | 0 | 0 | 0 | 0 | 0 | 0 | 0 | 0 | 0 | 0 | 0 | 0 | 0 | 0 | 0 | 0
Transportation Sector Fuel Used[rail,passenger,plugin hybrid vehicle,LPG propane or butane tf] | NoSettings | 0 | 0 | 0 | 0 | 0 | 0 | 0 | 0 | 0 | 0 | 0 | 0 | 0 | 0 | 0 | 0 | 0 | 0 | 0 | 0 | 0 | 0 | 0 | 0 | 0 | 0 | 0 | 0 | 0 | 0 | 0
Transportation Sector Fuel Used[rail,passenger,plugin hybrid vehicle,hydrogen tf] | NoSettings | 0 | 0 | 0 | 0 | 0 | 0 | 0 | 0 | 0 | 0 | 0 | 0 | 0 | 0 | 0 | 0 | 0 | 0 | 0 | 0 | 0 | 0 | 0 | 0 | 0 | 0 | 0 | 0 | 0 | 0 | 0
Transportation Sector Fuel Used[rail,passenger,LPG vehicle,electricity tf] | NoSettings | 0 | 0 | 0 | 0 | 0 | 0 | 0 | 0 | 0 | 0 | 0 | 0 | 0 | 0 | 0 | 0 | 0 | 0 | 0 | 0 | 0 | 0 | 0 | 0 | 0 | 0 | 0 | 0 | 0 | 0 | 0
Transportation Sector Fuel Used[rail,passenger,LPG vehicle,natural gas tf] | NoSettings | 0 | 0 | 0 | 0 | 0 | 0 | 0 | 0 | 0 | 0 | 0 | 0 | 0 | 0 | 0 | 0 | 0 | 0 | 0 | 0 | 0 | 0 | 0 | 0 | 0 | 0 | 0 | 0 | 0 | 0 | 0
Transportation Sector Fuel Used[rail,passenger,LPG vehicle,petroleum gasoline tf] | NoSettings | 0 | 0 | 0 | 0 | 0 | 0 | 0 | 0 | 0 | 0 | 0 | 0 | 0 | 0 | 0 | 0 | 0 | 0 | 0 | 0 | 0 | 0 | 0 | 0 | 0 | 0 | 0 | 0 | 0 | 0 | 0
Transportation Sector Fuel Used[rail,passenger,LPG vehicle,petroleum diesel tf] | NoSettings | 0 | 0 | 0 | 0 | 0 | 0 | 0 | 0 | 0 | 0 | 0 | 0 | 0 | 0 | 0 | 0 | 0 | 0 | 0 | 0 | 0 | 0 | 0 | 0 | 0 | 0 | 0 | 0 | 0 | 0 | 0
Transportation Sector Fuel Used[rail,passenger,LPG vehicle,biofuel gasoline tf] | NoSettings | 0 | 0 | 0 | 0 | 0 | 0 | 0 | 0 | 0 | 0 | 0 | 0 | 0 | 0 | 0 | 0 | 0 | 0 | 0 | 0 | 0 | 0 | 0 | 0 | 0 | 0 | 0 | 0 | 0 | 0 | 0
Transportation Sector Fuel Used[rail,passenger,LPG vehicle,biofuel diesel tf] | NoSettings | 0 | 0 | 0 | 0 | 0 | 0 | 0 | 0 | 0 | 0 | 0 | 0 | 0 | 0 | 0 | 0 | 0 | 0 | 0 | 0 | 0 | 0 | 0 | 0 | 0 | 0 | 0 | 0 | 0 | 0 | 0
Transportation Sector Fuel Used[rail,passenger,LPG vehicle,jet fuel tf] | NoSettings | 0 | 0 | 0 | 0 | 0 | 0 | 0 | 0 | 0 | 0 | 0 | 0 | 0 | 0 | 0 | 0 | 0 | 0 | 0 | 0 | 0 | 0 | 0 | 0 | 0 | 0 | 0 | 0 | 0 | 0 | 0
Transportation Sector Fuel Used[rail,passenger,LPG vehicle,heavy or residual fuel oil tf] | NoSettings | 0 | 0 | 0 | 0 | 0 | 0 | 0 | 0 | 0 | 0 | 0 | 0 | 0 | 0 | 0 | 0 | 0 | 0 | 0 | 0 | 0 | 0 | 0 | 0 | 0 | 0 | 0 | 0 | 0 | 0 | 0
Transportation Sector Fuel Used[rail,passenger,LPG vehicle,LPG propane or butane tf] | NoSettings | 0 | 0 | 0 | 0 | 0 | 0 | 0 | 0 | 0 | 0 | 0 | 0 | 0 | 0 | 0 | 0 | 0 | 0 | 0 | 0 | 0 | 0 | 0 | 0 | 0 | 0 | 0 | 0 | 0 | 0 | 0
Transportation Sector Fuel Used[rail,passenger,LPG vehicle,hydrogen tf] | NoSettings | 0 | 0 | 0 | 0 | 0 | 0 | 0 | 0 | 0 | 0 | 0 | 0 | 0 | 0 | 0 | 0 | 0 | 0 | 0 | 0 | 0 | 0 | 0 | 0 | 0 | 0 | 0 | 0 | 0 | 0 | 0
Transportation Sector Fuel Used[rail,passenger,hydrogen vehicle,electricity tf] | NoSettings | 0 | 0 | 0 | 0 | 0 | 0 | 0 | 0 | 0 | 0 | 0 | 0 | 0 | 0 | 0 | 0 | 0 | 0 | 0 | 0 | 0 | 0 | 0 | 0 | 0 | 0 | 0 | 0 | 0 | 0 | 0
Transportation Sector Fuel Used[rail,passenger,hydrogen vehicle,natural gas tf] | NoSettings | 0 | 0 | 0 | 0 | 0 | 0 | 0 | 0 | 0 | 0 | 0 | 0 | 0 | 0 | 0 | 0 | 0 | 0 | 0 | 0 | 0 | 0 | 0 | 0 | 0 | 0 | 0 | 0 | 0 | 0 | 0
Transportation Sector Fuel Used[rail,passenger,hydrogen vehicle,petroleum gasoline tf] | NoSettings | 0 | 0 | 0 | 0 | 0 | 0 | 0 | 0 | 0 | 0 | 0 | 0 | 0 | 0 | 0 | 0 | 0 | 0 | 0 | 0 | 0 | 0 | 0 | 0 | 0 | 0 | 0 | 0 | 0 | 0 | 0
Transportation Sector Fuel Used[rail,passenger,hydrogen vehicle,petroleum diesel tf] | NoSettings | 0 | 0 | 0 | 0 | 0 | 0 | 0 | 0 | 0 | 0 | 0 | 0 | 0 | 0 | 0 | 0 | 0 | 0 | 0 | 0 | 0 | 0 | 0 | 0 | 0 | 0 | 0 | 0 | 0 | 0 | 0
Transportation Sector Fuel Used[rail,passenger,hydrogen vehicle,biofuel gasoline tf] | NoSettings | 0 | 0 | 0 | 0 | 0 | 0 | 0 | 0 | 0 | 0 | 0 | 0 | 0 | 0 | 0 | 0 | 0 | 0 | 0 | 0 | 0 | 0 | 0 | 0 | 0 | 0 | 0 | 0 | 0 | 0 | 0
Transportation Sector Fuel Used[rail,passenger,hydrogen vehicle,biofuel diesel tf] | NoSettings | 0 | 0 | 0 | 0 | 0 | 0 | 0 | 0 | 0 | 0 | 0 | 0 | 0 | 0 | 0 | 0 | 0 | 0 | 0 | 0 | 0 | 0 | 0 | 0 | 0 | 0 | 0 | 0 | 0 | 0 | 0
Transportation Sector Fuel Used[rail,passenger,hydrogen vehicle,jet fuel tf] | NoSettings | 0 | 0 | 0 | 0 | 0 | 0 | 0 | 0 | 0 | 0 | 0 | 0 | 0 | 0 | 0 | 0 | 0 | 0 | 0 | 0 | 0 | 0 | 0 | 0 | 0 | 0 | 0 | 0 | 0 | 0 | 0
Transportation Sector Fuel Used[rail,passenger,hydrogen vehicle,heavy or residual fuel oil tf] | NoSettings | 0 | 0 | 0 | 0 | 0 | 0 | 0 | 0 | 0 | 0 | 0 | 0 | 0 | 0 | 0 | 0 | 0 | 0 | 0 | 0 | 0 | 0 | 0 | 0 | 0 | 0 | 0 | 0 | 0 | 0 | 0
Transportation Sector Fuel Used[rail,passenger,hydrogen vehicle,LPG propane or butane tf] | NoSettings | 0 | 0 | 0 | 0 | 0 | 0 | 0 | 0 | 0 | 0 | 0 | 0 | 0 | 0 | 0 | 0 | 0 | 0 | 0 | 0 | 0 | 0 | 0 | 0 | 0 | 0 | 0 | 0 | 0 | 0 | 0
Transportation Sector Fuel Used[rail,passenger,hydrogen vehicle,hydrogen tf] | NoSettings | 0 | 0 | 0 | 0 | 0 | 0 | 0 | 0 | 0 | 0 | 0 | 0 | 0 | 0 | 0 | 0 | 0 | 0 | 0 | 0 | 0 | 0 | 0 | 0 | 0 | 0 | 0 | 0 | 0 | 0 | 0
Transportation Sector Fuel Used[rail,freight,battery electric vehicle,electricity tf] | NoSettings | 0 | 0 | 0 | 0 | 0 | 0 | 0 | 0 | 0 | 0 | 0 | 0 | 0 | 0 | 0 | 0 | 0 | 0 | 0 | 0 | 0 | 0 | 0 | 0 | 0 | 0 | 0 | 0 | 0 | 0 | 0
Transportation Sector Fuel Used[rail,freight,battery electric vehicle,natural gas tf] | NoSettings | 0 | 0 | 0 | 0 | 0 | 0 | 0 | 0 | 0 | 0 | 0 | 0 | 0 | 0 | 0 | 0 | 0 | 0 | 0 | 0 | 0 | 0 | 0 | 0 | 0 | 0 | 0 | 0 | 0 | 0 | 0
Transportation Sector Fuel Used[rail,freight,battery electric vehicle,petroleum gasoline tf] | NoSettings | 0 | 0 | 0 | 0 | 0 | 0 | 0 | 0 | 0 | 0 | 0 | 0 | 0 | 0 | 0 | 0 | 0 | 0 | 0 | 0 | 0 | 0 | 0 | 0 | 0 | 0 | 0 | 0 | 0 | 0 | 0
Transportation Sector Fuel Used[rail,freight,battery electric vehicle,petroleum diesel tf] | NoSettings | 0 | 0 | 0 | 0 | 0 | 0 | 0 | 0 | 0 | 0 | 0 | 0 | 0 | 0 | 0 | 0 | 0 | 0 | 0 | 0 | 0 | 0 | 0 | 0 | 0 | 0 | 0 | 0 | 0 | 0 | 0
Transportation Sector Fuel Used[rail,freight,battery electric vehicle,biofuel gasoline tf] | NoSettings | 0 | 0 | 0 | 0 | 0 | 0 | 0 | 0 | 0 | 0 | 0 | 0 | 0 | 0 | 0 | 0 | 0 | 0 | 0 | 0 | 0 | 0 | 0 | 0 | 0 | 0 | 0 | 0 | 0 | 0 | 0
Transportation Sector Fuel Used[rail,freight,battery electric vehicle,biofuel diesel tf] | NoSettings | 0 | 0 | 0 | 0 | 0 | 0 | 0 | 0 | 0 | 0 | 0 | 0 | 0 | 0 | 0 | 0 | 0 | 0 | 0 | 0 | 0 | 0 | 0 | 0 | 0 | 0 | 0 | 0 | 0 | 0 | 0
Transportation Sector Fuel Used[rail,freight,battery electric vehicle,jet fuel tf] | NoSettings | 0 | 0 | 0 | 0 | 0 | 0 | 0 | 0 | 0 | 0 | 0 | 0 | 0 | 0 | 0 | 0 | 0 | 0 | 0 | 0 | 0 | 0 | 0 | 0 | 0 | 0 | 0 | 0 | 0 | 0 | 0
Transportation Sector Fuel Used[rail,freight,battery electric vehicle,heavy or residual fuel oil tf] | NoSettings | 0 | 0 | 0 | 0 | 0 | 0 | 0 | 0 | 0 | 0 | 0 | 0 | 0 | 0 | 0 | 0 | 0 | 0 | 0 | 0 | 0 | 0 | 0 | 0 | 0 | 0 | 0 | 0 | 0 | 0 | 0
Transportation Sector Fuel Used[rail,freight,battery electric vehicle,LPG propane or butane tf] | NoSettings | 0 | 0 | 0 | 0 | 0 | 0 | 0 | 0 | 0 | 0 | 0 | 0 | 0 | 0 | 0 | 0 | 0 | 0 | 0 | 0 | 0 | 0 | 0 | 0 | 0 | 0 | 0 | 0 | 0 | 0 | 0
Transportation Sector Fuel Used[rail,freight,battery electric vehicle,hydrogen tf] | NoSettings | 0 | 0 | 0 | 0 | 0 | 0 | 0 | 0 | 0 | 0 | 0 | 0 | 0 | 0 | 0 | 0 | 0 | 0 | 0 | 0 | 0 | 0 | 0 | 0 | 0 | 0 | 0 | 0 | 0 | 0 | 0
Transportation Sector Fuel Used[rail,freight,natural gas vehicle,electricity tf] | NoSettings | 0 | 0 | 0 | 0 | 0 | 0 | 0 | 0 | 0 | 0 | 0 | 0 | 0 | 0 | 0 | 0 | 0 | 0 | 0 | 0 | 0 | 0 | 0 | 0 | 0 | 0 | 0 | 0 | 0 | 0 | 0
Transportation Sector Fuel Used[rail,freight,natural gas vehicle,natural gas tf] | NoSettings | 0 | 0 | 0 | 0 | 0 | 0 | 0 | 0 | 0 | 0 | 0 | 0 | 0 | 0 | 0 | 0 | 0 | 0 | 0 | 0 | 0 | 0 | 0 | 0 | 0 | 0 | 0 | 0 | 0 | 0 | 0
Transportation Sector Fuel Used[rail,freight,natural gas vehicle,petroleum gasoline tf] | NoSettings | 0 | 0 | 0 | 0 | 0 | 0 | 0 | 0 | 0 | 0 | 0 | 0 | 0 | 0 | 0 | 0 | 0 | 0 | 0 | 0 | 0 | 0 | 0 | 0 | 0 | 0 | 0 | 0 | 0 | 0 | 0
Transportation Sector Fuel Used[rail,freight,natural gas vehicle,petroleum diesel tf] | NoSettings | 0 | 0 | 0 | 0 | 0 | 0 | 0 | 0 | 0 | 0 | 0 | 0 | 0 | 0 | 0 | 0 | 0 | 0 | 0 | 0 | 0 | 0 | 0 | 0 | 0 | 0 | 0 | 0 | 0 | 0 | 0
Transportation Sector Fuel Used[rail,freight,natural gas vehicle,biofuel gasoline tf] | NoSettings | 0 | 0 | 0 | 0 | 0 | 0 | 0 | 0 | 0 | 0 | 0 | 0 | 0 | 0 | 0 | 0 | 0 | 0 | 0 | 0 | 0 | 0 | 0 | 0 | 0 | 0 | 0 | 0 | 0 | 0 | 0
Transportation Sector Fuel Used[rail,freight,natural gas vehicle,biofuel diesel tf] | NoSettings | 0 | 0 | 0 | 0 | 0 | 0 | 0 | 0 | 0 | 0 | 0 | 0 | 0 | 0 | 0 | 0 | 0 | 0 | 0 | 0 | 0 | 0 | 0 | 0 | 0 | 0 | 0 | 0 | 0 | 0 | 0
Transportation Sector Fuel Used[rail,freight,natural gas vehicle,jet fuel tf] | NoSettings | 0 | 0 | 0 | 0 | 0 | 0 | 0 | 0 | 0 | 0 | 0 | 0 | 0 | 0 | 0 | 0 | 0 | 0 | 0 | 0 | 0 | 0 | 0 | 0 | 0 | 0 | 0 | 0 | 0 | 0 | 0
Transportation Sector Fuel Used[rail,freight,natural gas vehicle,heavy or residual fuel oil tf] | NoSettings | 0 | 0 | 0 | 0 | 0 | 0 | 0 | 0 | 0 | 0 | 0 | 0 | 0 | 0 | 0 | 0 | 0 | 0 | 0 | 0 | 0 | 0 | 0 | 0 | 0 | 0 | 0 | 0 | 0 | 0 | 0
Transportation Sector Fuel Used[rail,freight,natural gas vehicle,LPG propane or butane tf] | NoSettings | 0 | 0 | 0 | 0 | 0 | 0 | 0 | 0 | 0 | 0 | 0 | 0 | 0 | 0 | 0 | 0 | 0 | 0 | 0 | 0 | 0 | 0 | 0 | 0 | 0 | 0 | 0 | 0 | 0 | 0 | 0
Transportation Sector Fuel Used[rail,freight,natural gas vehicle,hydrogen tf] | NoSettings | 0 | 0 | 0 | 0 | 0 | 0 | 0 | 0 | 0 | 0 | 0 | 0 | 0 | 0 | 0 | 0 | 0 | 0 | 0 | 0 | 0 | 0 | 0 | 0 | 0 | 0 | 0 | 0 | 0 | 0 | 0
Transportation Sector Fuel Used[rail,freight,gasoline vehicle,electricity tf] | NoSettings | 0 | 0 | 0 | 0 | 0 | 0 | 0 | 0 | 0 | 0 | 0 | 0 | 0 | 0 | 0 | 0 | 0 | 0 | 0 | 0 | 0 | 0 | 0 | 0 | 0 | 0 | 0 | 0 | 0 | 0 | 0
Transportation Sector Fuel Used[rail,freight,gasoline vehicle,natural gas tf] | NoSettings | 0 | 0 | 0 | 0 | 0 | 0 | 0 | 0 | 0 | 0 | 0 | 0 | 0 | 0 | 0 | 0 | 0 | 0 | 0 | 0 | 0 | 0 | 0 | 0 | 0 | 0 | 0 | 0 | 0 | 0 | 0
Transportation Sector Fuel Used[rail,freight,gasoline vehicle,petroleum gasoline tf] | NoSettings | 0 | 0 | 0 | 0 | 0 | 0 | 0 | 0 | 0 | 0 | 0 | 0 | 0 | 0 | 0 | 0 | 0 | 0 | 0 | 0 | 0 | 0 | 0 | 0 | 0 | 0 | 0 | 0 | 0 | 0 | 0
Transportation Sector Fuel Used[rail,freight,gasoline vehicle,petroleum diesel tf] | NoSettings | 0 | 0 | 0 | 0 | 0 | 0 | 0 | 0 | 0 | 0 | 0 | 0 | 0 | 0 | 0 | 0 | 0 | 0 | 0 | 0 | 0 | 0 | 0 | 0 | 0 | 0 | 0 | 0 | 0 | 0 | 0
Transportation Sector Fuel Used[rail,freight,gasoline vehicle,biofuel gasoline tf] | NoSettings | 0 | 0 | 0 | 0 | 0 | 0 | 0 | 0 | 0 | 0 | 0 | 0 | 0 | 0 | 0 | 0 | 0 | 0 | 0 | 0 | 0 | 0 | 0 | 0 | 0 | 0 | 0 | 0 | 0 | 0 | 0
Transportation Sector Fuel Used[rail,freight,gasoline vehicle,biofuel diesel tf] | NoSettings | 0 | 0 | 0 | 0 | 0 | 0 | 0 | 0 | 0 | 0 | 0 | 0 | 0 | 0 | 0 | 0 | 0 | 0 | 0 | 0 | 0 | 0 | 0 | 0 | 0 | 0 | 0 | 0 | 0 | 0 | 0
Transportation Sector Fuel Used[rail,freight,gasoline vehicle,jet fuel tf] | NoSettings | 0 | 0 | 0 | 0 | 0 | 0 | 0 | 0 | 0 | 0 | 0 | 0 | 0 | 0 | 0 | 0 | 0 | 0 | 0 | 0 | 0 | 0 | 0 | 0 | 0 | 0 | 0 | 0 | 0 | 0 | 0
Transportation Sector Fuel Used[rail,freight,gasoline vehicle,heavy or residual fuel oil tf] | NoSettings | 0 | 0 | 0 | 0 | 0 | 0 | 0 | 0 | 0 | 0 | 0 | 0 | 0 | 0 | 0 | 0 | 0 | 0 | 0 | 0 | 0 | 0 | 0 | 0 | 0 | 0 | 0 | 0 | 0 | 0 | 0
Transportation Sector Fuel Used[rail,freight,gasoline vehicle,LPG propane or butane tf] | NoSettings | 0 | 0 | 0 | 0 | 0 | 0 | 0 | 0 | 0 | 0 | 0 | 0 | 0 | 0 | 0 | 0 | 0 | 0 | 0 | 0 | 0 | 0 | 0 | 0 | 0 | 0 | 0 | 0 | 0 | 0 | 0
Transportation Sector Fuel Used[rail,freight,gasoline vehicle,hydrogen tf] | NoSettings | 0 | 0 | 0 | 0 | 0 | 0 | 0 | 0 | 0 | 0 | 0 | 0 | 0 | 0 | 0 | 0 | 0 | 0 | 0 | 0 | 0 | 0 | 0 | 0 | 0 | 0 | 0 | 0 | 0 | 0 | 0
Transportation Sector Fuel Used[rail,freight,diesel vehicle,electricity tf] | NoSettings | 0 | 0 | 0 | 0 | 0 | 0 | 0 | 0 | 0 | 0 | 0 | 0 | 0 | 0 | 0 | 0 | 0 | 0 | 0 | 0 | 0 | 0 | 0 | 0 | 0 | 0 | 0 | 0 | 0 | 0 | 0
Transportation Sector Fuel Used[rail,freight,diesel vehicle,natural gas tf] | NoSettings | 0 | 0 | 0 | 0 | 0 | 0 | 0 | 0 | 0 | 0 | 0 | 0 | 0 | 0 | 0 | 0 | 0 | 0 | 0 | 0 | 0 | 0 | 0 | 0 | 0 | 0 | 0 | 0 | 0 | 0 | 0
Transportation Sector Fuel Used[rail,freight,diesel vehicle,petroleum gasoline tf] | NoSettings | 0 | 0 | 0 | 0 | 0 | 0 | 0 | 0 | 0 | 0 | 0 | 0 | 0 | 0 | 0 | 0 | 0 | 0 | 0 | 0 | 0 | 0 | 0 | 0 | 0 | 0 | 0 | 0 | 0 | 0 | 0
Transportation Sector Fuel Used[rail,freight,diesel vehicle,petroleum diesel tf] | NoSettings | 21269400000000 | 21566100000000 | 22079200000000 | 22393800000000 | 22703700000000 | 23214100000000 | 23513200000000 | 24005800000000 | 24499300000000 | 24788900000000 | 25273100000000 | 25757900000000 | 26246000000000 | 26538400000000 | 27033000000000 | 27534300000000 | 28240200000000 | 28755300000000 | 29290500000000 | 29833300000000 | 30583800000000 | 31145200000000 | 31907700000000 | 32484600000000 | 33262400000000 | 34047900000000 | 34645200000000 | 35443400000000 | 36244900000000 | 37247400000000 | 37876400000000
Transportation Sector Fuel Used[rail,freight,diesel vehicle,biofuel gasoline tf] | NoSettings | 0 | 0 | 0 | 0 | 0 | 0 | 0 | 0 | 0 | 0 | 0 | 0 | 0 | 0 | 0 | 0 | 0 | 0 | 0 | 0 | 0 | 0 | 0 | 0 | 0 | 0 | 0 | 0 | 0 | 0 | 0
Transportation Sector Fuel Used[rail,freight,diesel vehicle,biofuel diesel tf] | NoSettings | 0 | 0 | 0 | 0 | 0 | 0 | 0 | 0 | 0 | 0 | 0 | 0 | 0 | 0 | 0 | 0 | 0 | 0 | 0 | 0 | 0 | 0 | 0 | 0 | 0 | 0 | 0 | 0 | 0 | 0 | 0
Transportation Sector Fuel Used[rail,freight,diesel vehicle,jet fuel tf] | NoSettings | 0 | 0 | 0 | 0 | 0 | 0 | 0 | 0 | 0 | 0 | 0 | 0 | 0 | 0 | 0 | 0 | 0 | 0 | 0 | 0 | 0 | 0 | 0 | 0 | 0 | 0 | 0 | 0 | 0 | 0 | 0
Transportation Sector Fuel Used[rail,freight,diesel vehicle,heavy or residual fuel oil tf] | NoSettings | 0 | 0 | 0 | 0 | 0 | 0 | 0 | 0 | 0 | 0 | 0 | 0 | 0 | 0 | 0 | 0 | 0 | 0 | 0 | 0 | 0 | 0 | 0 | 0 | 0 | 0 | 0 | 0 | 0 | 0 | 0
Transportation Sector Fuel Used[rail,freight,diesel vehicle,LPG propane or butane tf] | NoSettings | 0 | 0 | 0 | 0 | 0 | 0 | 0 | 0 | 0 | 0 | 0 | 0 | 0 | 0 | 0 | 0 | 0 | 0 | 0 | 0 | 0 | 0 | 0 | 0 | 0 | 0 | 0 | 0 | 0 | 0 | 0
Transportation Sector Fuel Used[rail,freight,diesel vehicle,hydrogen tf] | NoSettings | 0 | 0 | 0 | 0 | 0 | 0 | 0 | 0 | 0 | 0 | 0 | 0 | 0 | 0 | 0 | 0 | 0 | 0 | 0 | 0 | 0 | 0 | 0 | 0 | 0 | 0 | 0 | 0 | 0 | 0 | 0
Transportation Sector Fuel Used[rail,freight,plugin hybrid vehicle,electricity tf] | NoSettings | 0 | 0 | 0 | 0 | 0 | 0 | 0 | 0 | 0 | 0 | 0 | 0 | 0 | 0 | 0 | 0 | 0 | 0 | 0 | 0 | 0 | 0 | 0 | 0 | 0 | 0 | 0 | 0 | 0 | 0 | 0
Transportation Sector Fuel Used[rail,freight,plugin hybrid vehicle,natural gas tf] | NoSettings | 0 | 0 | 0 | 0 | 0 | 0 | 0 | 0 | 0 | 0 | 0 | 0 | 0 | 0 | 0 | 0 | 0 | 0 | 0 | 0 | 0 | 0 | 0 | 0 | 0 | 0 | 0 | 0 | 0 | 0 | 0
Transportation Sector Fuel Used[rail,freight,plugin hybrid vehicle,petroleum gasoline tf] | NoSettings | 0 | 0 | 0 | 0 | 0 | 0 | 0 | 0 | 0 | 0 | 0 | 0 | 0 | 0 | 0 | 0 | 0 | 0 | 0 | 0 | 0 | 0 | 0 | 0 | 0 | 0 | 0 | 0 | 0 | 0 | 0
Transportation Sector Fuel Used[rail,freight,plugin hybrid vehicle,petroleum diesel tf] | NoSettings | 0 | 0 | 0 | 0 | 0 | 0 | 0 | 0 | 0 | 0 | 0 | 0 | 0 | 0 | 0 | 0 | 0 | 0 | 0 | 0 | 0 | 0 | 0 | 0 | 0 | 0 | 0 | 0 | 0 | 0 | 0
Transportation Sector Fuel Used[rail,freight,plugin hybrid vehicle,biofuel gasoline tf] | NoSettings | 0 | 0 | 0 | 0 | 0 | 0 | 0 | 0 | 0 | 0 | 0 | 0 | 0 | 0 | 0 | 0 | 0 | 0 | 0 | 0 | 0 | 0 | 0 | 0 | 0 | 0 | 0 | 0 | 0 | 0 | 0
Transportation Sector Fuel Used[rail,freight,plugin hybrid vehicle,biofuel diesel tf] | NoSettings | 0 | 0 | 0 | 0 | 0 | 0 | 0 | 0 | 0 | 0 | 0 | 0 | 0 | 0 | 0 | 0 | 0 | 0 | 0 | 0 | 0 | 0 | 0 | 0 | 0 | 0 | 0 | 0 | 0 | 0 | 0
Transportation Sector Fuel Used[rail,freight,plugin hybrid vehicle,jet fuel tf] | NoSettings | 0 | 0 | 0 | 0 | 0 | 0 | 0 | 0 | 0 | 0 | 0 | 0 | 0 | 0 | 0 | 0 | 0 | 0 | 0 | 0 | 0 | 0 | 0 | 0 | 0 | 0 | 0 | 0 | 0 | 0 | 0
Transportation Sector Fuel Used[rail,freight,plugin hybrid vehicle,heavy or residual fuel oil tf] | NoSettings | 0 | 0 | 0 | 0 | 0 | 0 | 0 | 0 | 0 | 0 | 0 | 0 | 0 | 0 | 0 | 0 | 0 | 0 | 0 | 0 | 0 | 0 | 0 | 0 | 0 | 0 | 0 | 0 | 0 | 0 | 0
Transportation Sector Fuel Used[rail,freight,plugin hybrid vehicle,LPG propane or butane tf] | NoSettings | 0 | 0 | 0 | 0 | 0 | 0 | 0 | 0 | 0 | 0 | 0 | 0 | 0 | 0 | 0 | 0 | 0 | 0 | 0 | 0 | 0 | 0 | 0 | 0 | 0 | 0 | 0 | 0 | 0 | 0 | 0
Transportation Sector Fuel Used[rail,freight,plugin hybrid vehicle,hydrogen tf] | NoSettings | 0 | 0 | 0 | 0 | 0 | 0 | 0 | 0 | 0 | 0 | 0 | 0 | 0 | 0 | 0 | 0 | 0 | 0 | 0 | 0 | 0 | 0 | 0 | 0 | 0 | 0 | 0 | 0 | 0 | 0 | 0
Transportation Sector Fuel Used[rail,freight,LPG vehicle,electricity tf] | NoSettings | 0 | 0 | 0 | 0 | 0 | 0 | 0 | 0 | 0 | 0 | 0 | 0 | 0 | 0 | 0 | 0 | 0 | 0 | 0 | 0 | 0 | 0 | 0 | 0 | 0 | 0 | 0 | 0 | 0 | 0 | 0
Transportation Sector Fuel Used[rail,freight,LPG vehicle,natural gas tf] | NoSettings | 0 | 0 | 0 | 0 | 0 | 0 | 0 | 0 | 0 | 0 | 0 | 0 | 0 | 0 | 0 | 0 | 0 | 0 | 0 | 0 | 0 | 0 | 0 | 0 | 0 | 0 | 0 | 0 | 0 | 0 | 0
Transportation Sector Fuel Used[rail,freight,LPG vehicle,petroleum gasoline tf] | NoSettings | 0 | 0 | 0 | 0 | 0 | 0 | 0 | 0 | 0 | 0 | 0 | 0 | 0 | 0 | 0 | 0 | 0 | 0 | 0 | 0 | 0 | 0 | 0 | 0 | 0 | 0 | 0 | 0 | 0 | 0 | 0
Transportation Sector Fuel Used[rail,freight,LPG vehicle,petroleum diesel tf] | NoSettings | 0 | 0 | 0 | 0 | 0 | 0 | 0 | 0 | 0 | 0 | 0 | 0 | 0 | 0 | 0 | 0 | 0 | 0 | 0 | 0 | 0 | 0 | 0 | 0 | 0 | 0 | 0 | 0 | 0 | 0 | 0
Transportation Sector Fuel Used[rail,freight,LPG vehicle,biofuel gasoline tf] | NoSettings | 0 | 0 | 0 | 0 | 0 | 0 | 0 | 0 | 0 | 0 | 0 | 0 | 0 | 0 | 0 | 0 | 0 | 0 | 0 | 0 | 0 | 0 | 0 | 0 | 0 | 0 | 0 | 0 | 0 | 0 | 0
Transportation Sector Fuel Used[rail,freight,LPG vehicle,biofuel diesel tf] | NoSettings | 0 | 0 | 0 | 0 | 0 | 0 | 0 | 0 | 0 | 0 | 0 | 0 | 0 | 0 | 0 | 0 | 0 | 0 | 0 | 0 | 0 | 0 | 0 | 0 | 0 | 0 | 0 | 0 | 0 | 0 | 0
Transportation Sector Fuel Used[rail,freight,LPG vehicle,jet fuel tf] | NoSettings | 0 | 0 | 0 | 0 | 0 | 0 | 0 | 0 | 0 | 0 | 0 | 0 | 0 | 0 | 0 | 0 | 0 | 0 | 0 | 0 | 0 | 0 | 0 | 0 | 0 | 0 | 0 | 0 | 0 | 0 | 0
Transportation Sector Fuel Used[rail,freight,LPG vehicle,heavy or residual fuel oil tf] | NoSettings | 0 | 0 | 0 | 0 | 0 | 0 | 0 | 0 | 0 | 0 | 0 | 0 | 0 | 0 | 0 | 0 | 0 | 0 | 0 | 0 | 0 | 0 | 0 | 0 | 0 | 0 | 0 | 0 | 0 | 0 | 0
Transportation Sector Fuel Used[rail,freight,LPG vehicle,LPG propane or butane tf] | NoSettings | 0 | 0 | 0 | 0 | 0 | 0 | 0 | 0 | 0 | 0 | 0 | 0 | 0 | 0 | 0 | 0 | 0 | 0 | 0 | 0 | 0 | 0 | 0 | 0 | 0 | 0 | 0 | 0 | 0 | 0 | 0
Transportation Sector Fuel Used[rail,freight,LPG vehicle,hydrogen tf] | NoSettings | 0 | 0 | 0 | 0 | 0 | 0 | 0 | 0 | 0 | 0 | 0 | 0 | 0 | 0 | 0 | 0 | 0 | 0 | 0 | 0 | 0 | 0 | 0 | 0 | 0 | 0 | 0 | 0 | 0 | 0 | 0
Transportation Sector Fuel Used[rail,freight,hydrogen vehicle,electricity tf] | NoSettings | 0 | 0 | 0 | 0 | 0 | 0 | 0 | 0 | 0 | 0 | 0 | 0 | 0 | 0 | 0 | 0 | 0 | 0 | 0 | 0 | 0 | 0 | 0 | 0 | 0 | 0 | 0 | 0 | 0 | 0 | 0
Transportation Sector Fuel Used[rail,freight,hydrogen vehicle,natural gas tf] | NoSettings | 0 | 0 | 0 | 0 | 0 | 0 | 0 | 0 | 0 | 0 | 0 | 0 | 0 | 0 | 0 | 0 | 0 | 0 | 0 | 0 | 0 | 0 | 0 | 0 | 0 | 0 | 0 | 0 | 0 | 0 | 0
Transportation Sector Fuel Used[rail,freight,hydrogen vehicle,petroleum gasoline tf] | NoSettings | 0 | 0 | 0 | 0 | 0 | 0 | 0 | 0 | 0 | 0 | 0 | 0 | 0 | 0 | 0 | 0 | 0 | 0 | 0 | 0 | 0 | 0 | 0 | 0 | 0 | 0 | 0 | 0 | 0 | 0 | 0
Transportation Sector Fuel Used[rail,freight,hydrogen vehicle,petroleum diesel tf] | NoSettings | 0 | 0 | 0 | 0 | 0 | 0 | 0 | 0 | 0 | 0 | 0 | 0 | 0 | 0 | 0 | 0 | 0 | 0 | 0 | 0 | 0 | 0 | 0 | 0 | 0 | 0 | 0 | 0 | 0 | 0 | 0
Transportation Sector Fuel Used[rail,freight,hydrogen vehicle,biofuel gasoline tf] | NoSettings | 0 | 0 | 0 | 0 | 0 | 0 | 0 | 0 | 0 | 0 | 0 | 0 | 0 | 0 | 0 | 0 | 0 | 0 | 0 | 0 | 0 | 0 | 0 | 0 | 0 | 0 | 0 | 0 | 0 | 0 | 0
Transportation Sector Fuel Used[rail,freight,hydrogen vehicle,biofuel diesel tf] | NoSettings | 0 | 0 | 0 | 0 | 0 | 0 | 0 | 0 | 0 | 0 | 0 | 0 | 0 | 0 | 0 | 0 | 0 | 0 | 0 | 0 | 0 | 0 | 0 | 0 | 0 | 0 | 0 | 0 | 0 | 0 | 0
Transportation Sector Fuel Used[rail,freight,hydrogen vehicle,jet fuel tf] | NoSettings | 0 | 0 | 0 | 0 | 0 | 0 | 0 | 0 | 0 | 0 | 0 | 0 | 0 | 0 | 0 | 0 | 0 | 0 | 0 | 0 | 0 | 0 | 0 | 0 | 0 | 0 | 0 | 0 | 0 | 0 | 0
Transportation Sector Fuel Used[rail,freight,hydrogen vehicle,heavy or residual fuel oil tf] | NoSettings | 0 | 0 | 0 | 0 | 0 | 0 | 0 | 0 | 0 | 0 | 0 | 0 | 0 | 0 | 0 | 0 | 0 | 0 | 0 | 0 | 0 | 0 | 0 | 0 | 0 | 0 | 0 | 0 | 0 | 0 | 0
Transportation Sector Fuel Used[rail,freight,hydrogen vehicle,LPG propane or butane tf] | NoSettings | 0 | 0 | 0 | 0 | 0 | 0 | 0 | 0 | 0 | 0 | 0 | 0 | 0 | 0 | 0 | 0 | 0 | 0 | 0 | 0 | 0 | 0 | 0 | 0 | 0 | 0 | 0 | 0 | 0 | 0 | 0
Transportation Sector Fuel Used[rail,freight,hydrogen vehicle,hydrogen tf] | NoSettings | 0 | 0 | 0 | 0 | 0 | 0 | 0 | 0 | 0 | 0 | 0 | 0 | 0 | 0 | 0 | 0 | 0 | 0 | 0 | 0 | 0 | 0 | 0 | 0 | 0 | 0 | 0 | 0 | 0 | 0 | 0
Transportation Sector Fuel Used[ships,passenger,battery electric vehicle,electricity tf] | NoSettings | 0 | 0 | 0 | 0 | 0 | 0 | 0 | 0 | 0 | 0 | 0 | 0 | 0 | 0 | 0 | 0 | 0 | 0 | 0 | 0 | 0 | 0 | 0 | 0 | 0 | 0 | 0 | 0 | 0 | 0 | 0
Transportation Sector Fuel Used[ships,passenger,battery electric vehicle,natural gas tf] | NoSettings | 0 | 0 | 0 | 0 | 0 | 0 | 0 | 0 | 0 | 0 | 0 | 0 | 0 | 0 | 0 | 0 | 0 | 0 | 0 | 0 | 0 | 0 | 0 | 0 | 0 | 0 | 0 | 0 | 0 | 0 | 0
Transportation Sector Fuel Used[ships,passenger,battery electric vehicle,petroleum gasoline tf] | NoSettings | 0 | 0 | 0 | 0 | 0 | 0 | 0 | 0 | 0 | 0 | 0 | 0 | 0 | 0 | 0 | 0 | 0 | 0 | 0 | 0 | 0 | 0 | 0 | 0 | 0 | 0 | 0 | 0 | 0 | 0 | 0
Transportation Sector Fuel Used[ships,passenger,battery electric vehicle,petroleum diesel tf] | NoSettings | 0 | 0 | 0 | 0 | 0 | 0 | 0 | 0 | 0 | 0 | 0 | 0 | 0 | 0 | 0 | 0 | 0 | 0 | 0 | 0 | 0 | 0 | 0 | 0 | 0 | 0 | 0 | 0 | 0 | 0 | 0
Transportation Sector Fuel Used[ships,passenger,battery electric vehicle,biofuel gasoline tf] | NoSettings | 0 | 0 | 0 | 0 | 0 | 0 | 0 | 0 | 0 | 0 | 0 | 0 | 0 | 0 | 0 | 0 | 0 | 0 | 0 | 0 | 0 | 0 | 0 | 0 | 0 | 0 | 0 | 0 | 0 | 0 | 0
Transportation Sector Fuel Used[ships,passenger,battery electric vehicle,biofuel diesel tf] | NoSettings | 0 | 0 | 0 | 0 | 0 | 0 | 0 | 0 | 0 | 0 | 0 | 0 | 0 | 0 | 0 | 0 | 0 | 0 | 0 | 0 | 0 | 0 | 0 | 0 | 0 | 0 | 0 | 0 | 0 | 0 | 0
Transportation Sector Fuel Used[ships,passenger,battery electric vehicle,jet fuel tf] | NoSettings | 0 | 0 | 0 | 0 | 0 | 0 | 0 | 0 | 0 | 0 | 0 | 0 | 0 | 0 | 0 | 0 | 0 | 0 | 0 | 0 | 0 | 0 | 0 | 0 | 0 | 0 | 0 | 0 | 0 | 0 | 0
Transportation Sector Fuel Used[ships,passenger,battery electric vehicle,heavy or residual fuel oil tf] | NoSettings | 0 | 0 | 0 | 0 | 0 | 0 | 0 | 0 | 0 | 0 | 0 | 0 | 0 | 0 | 0 | 0 | 0 | 0 | 0 | 0 | 0 | 0 | 0 | 0 | 0 | 0 | 0 | 0 | 0 | 0 | 0
Transportation Sector Fuel Used[ships,passenger,battery electric vehicle,LPG propane or butane tf] | NoSettings | 0 | 0 | 0 | 0 | 0 | 0 | 0 | 0 | 0 | 0 | 0 | 0 | 0 | 0 | 0 | 0 | 0 | 0 | 0 | 0 | 0 | 0 | 0 | 0 | 0 | 0 | 0 | 0 | 0 | 0 | 0
Transportation Sector Fuel Used[ships,passenger,battery electric vehicle,hydrogen tf] | NoSettings | 0 | 0 | 0 | 0 | 0 | 0 | 0 | 0 | 0 | 0 | 0 | 0 | 0 | 0 | 0 | 0 | 0 | 0 | 0 | 0 | 0 | 0 | 0 | 0 | 0 | 0 | 0 | 0 | 0 | 0 | 0
Transportation Sector Fuel Used[ships,passenger,natural gas vehicle,electricity tf] | NoSettings | 0 | 0 | 0 | 0 | 0 | 0 | 0 | 0 | 0 | 0 | 0 | 0 | 0 | 0 | 0 | 0 | 0 | 0 | 0 | 0 | 0 | 0 | 0 | 0 | 0 | 0 | 0 | 0 | 0 | 0 | 0
Transportation Sector Fuel Used[ships,passenger,natural gas vehicle,natural gas tf] | NoSettings | 0 | 0 | 0 | 0 | 0 | 0 | 0 | 0 | 0 | 0 | 0 | 0 | 0 | 0 | 0 | 0 | 0 | 0 | 0 | 0 | 0 | 0 | 0 | 0 | 0 | 0 | 0 | 0 | 0 | 0 | 0
Transportation Sector Fuel Used[ships,passenger,natural gas vehicle,petroleum gasoline tf] | NoSettings | 0 | 0 | 0 | 0 | 0 | 0 | 0 | 0 | 0 | 0 | 0 | 0 | 0 | 0 | 0 | 0 | 0 | 0 | 0 | 0 | 0 | 0 | 0 | 0 | 0 | 0 | 0 | 0 | 0 | 0 | 0
Transportation Sector Fuel Used[ships,passenger,natural gas vehicle,petroleum diesel tf] | NoSettings | 0 | 0 | 0 | 0 | 0 | 0 | 0 | 0 | 0 | 0 | 0 | 0 | 0 | 0 | 0 | 0 | 0 | 0 | 0 | 0 | 0 | 0 | 0 | 0 | 0 | 0 | 0 | 0 | 0 | 0 | 0
Transportation Sector Fuel Used[ships,passenger,natural gas vehicle,biofuel gasoline tf] | NoSettings | 0 | 0 | 0 | 0 | 0 | 0 | 0 | 0 | 0 | 0 | 0 | 0 | 0 | 0 | 0 | 0 | 0 | 0 | 0 | 0 | 0 | 0 | 0 | 0 | 0 | 0 | 0 | 0 | 0 | 0 | 0
Transportation Sector Fuel Used[ships,passenger,natural gas vehicle,biofuel diesel tf] | NoSettings | 0 | 0 | 0 | 0 | 0 | 0 | 0 | 0 | 0 | 0 | 0 | 0 | 0 | 0 | 0 | 0 | 0 | 0 | 0 | 0 | 0 | 0 | 0 | 0 | 0 | 0 | 0 | 0 | 0 | 0 | 0
Transportation Sector Fuel Used[ships,passenger,natural gas vehicle,jet fuel tf] | NoSettings | 0 | 0 | 0 | 0 | 0 | 0 | 0 | 0 | 0 | 0 | 0 | 0 | 0 | 0 | 0 | 0 | 0 | 0 | 0 | 0 | 0 | 0 | 0 | 0 | 0 | 0 | 0 | 0 | 0 | 0 | 0
Transportation Sector Fuel Used[ships,passenger,natural gas vehicle,heavy or residual fuel oil tf] | NoSettings | 0 | 0 | 0 | 0 | 0 | 0 | 0 | 0 | 0 | 0 | 0 | 0 | 0 | 0 | 0 | 0 | 0 | 0 | 0 | 0 | 0 | 0 | 0 | 0 | 0 | 0 | 0 | 0 | 0 | 0 | 0
Transportation Sector Fuel Used[ships,passenger,natural gas vehicle,LPG propane or butane tf] | NoSettings | 0 | 0 | 0 | 0 | 0 | 0 | 0 | 0 | 0 | 0 | 0 | 0 | 0 | 0 | 0 | 0 | 0 | 0 | 0 | 0 | 0 | 0 | 0 | 0 | 0 | 0 | 0 | 0 | 0 | 0 | 0
Transportation Sector Fuel Used[ships,passenger,natural gas vehicle,hydrogen tf] | NoSettings | 0 | 0 | 0 | 0 | 0 | 0 | 0 | 0 | 0 | 0 | 0 | 0 | 0 | 0 | 0 | 0 | 0 | 0 | 0 | 0 | 0 | 0 | 0 | 0 | 0 | 0 | 0 | 0 | 0 | 0 | 0
Transportation Sector Fuel Used[ships,passenger,gasoline vehicle,electricity tf] | NoSettings | 0 | 0 | 0 | 0 | 0 | 0 | 0 | 0 | 0 | 0 | 0 | 0 | 0 | 0 | 0 | 0 | 0 | 0 | 0 | 0 | 0 | 0 | 0 | 0 | 0 | 0 | 0 | 0 | 0 | 0 | 0
Transportation Sector Fuel Used[ships,passenger,gasoline vehicle,natural gas tf] | NoSettings | 0 | 0 | 0 | 0 | 0 | 0 | 0 | 0 | 0 | 0 | 0 | 0 | 0 | 0 | 0 | 0 | 0 | 0 | 0 | 0 | 0 | 0 | 0 | 0 | 0 | 0 | 0 | 0 | 0 | 0 | 0
Transportation Sector Fuel Used[ships,passenger,gasoline vehicle,petroleum gasoline tf] | NoSettings | 0 | 0 | 0 | 0 | 0 | 0 | 0 | 0 | 0 | 0 | 0 | 0 | 0 | 0 | 0 | 0 | 0 | 0 | 0 | 0 | 0 | 0 | 0 | 0 | 0 | 0 | 0 | 0 | 0 | 0 | 0
Transportation Sector Fuel Used[ships,passenger,gasoline vehicle,petroleum diesel tf] | NoSettings | 0 | 0 | 0 | 0 | 0 | 0 | 0 | 0 | 0 | 0 | 0 | 0 | 0 | 0 | 0 | 0 | 0 | 0 | 0 | 0 | 0 | 0 | 0 | 0 | 0 | 0 | 0 | 0 | 0 | 0 | 0
Transportation Sector Fuel Used[ships,passenger,gasoline vehicle,biofuel gasoline tf] | NoSettings | 0 | 0 | 0 | 0 | 0 | 0 | 0 | 0 | 0 | 0 | 0 | 0 | 0 | 0 | 0 | 0 | 0 | 0 | 0 | 0 | 0 | 0 | 0 | 0 | 0 | 0 | 0 | 0 | 0 | 0 | 0
Transportation Sector Fuel Used[ships,passenger,gasoline vehicle,biofuel diesel tf] | NoSettings | 0 | 0 | 0 | 0 | 0 | 0 | 0 | 0 | 0 | 0 | 0 | 0 | 0 | 0 | 0 | 0 | 0 | 0 | 0 | 0 | 0 | 0 | 0 | 0 | 0 | 0 | 0 | 0 | 0 | 0 | 0
Transportation Sector Fuel Used[ships,passenger,gasoline vehicle,jet fuel tf] | NoSettings | 0 | 0 | 0 | 0 | 0 | 0 | 0 | 0 | 0 | 0 | 0 | 0 | 0 | 0 | 0 | 0 | 0 | 0 | 0 | 0 | 0 | 0 | 0 | 0 | 0 | 0 | 0 | 0 | 0 | 0 | 0
Transportation Sector Fuel Used[ships,passenger,gasoline vehicle,heavy or residual fuel oil tf] | NoSettings | 0 | 0 | 0 | 0 | 0 | 0 | 0 | 0 | 0 | 0 | 0 | 0 | 0 | 0 | 0 | 0 | 0 | 0 | 0 | 0 | 0 | 0 | 0 | 0 | 0 | 0 | 0 | 0 | 0 | 0 | 0
Transportation Sector Fuel Used[ships,passenger,gasoline vehicle,LPG propane or butane tf] | NoSettings | 0 | 0 | 0 | 0 | 0 | 0 | 0 | 0 | 0 | 0 | 0 | 0 | 0 | 0 | 0 | 0 | 0 | 0 | 0 | 0 | 0 | 0 | 0 | 0 | 0 | 0 | 0 | 0 | 0 | 0 | 0
Transportation Sector Fuel Used[ships,passenger,gasoline vehicle,hydrogen tf] | NoSettings | 0 | 0 | 0 | 0 | 0 | 0 | 0 | 0 | 0 | 0 | 0 | 0 | 0 | 0 | 0 | 0 | 0 | 0 | 0 | 0 | 0 | 0 | 0 | 0 | 0 | 0 | 0 | 0 | 0 | 0 | 0
Transportation Sector Fuel Used[ships,passenger,diesel vehicle,electricity tf] | NoSettings | 0 | 0 | 0 | 0 | 0 | 0 | 0 | 0 | 0 | 0 | 0 | 0 | 0 | 0 | 0 | 0 | 0 | 0 | 0 | 0 | 0 | 0 | 0 | 0 | 0 | 0 | 0 | 0 | 0 | 0 | 0
Transportation Sector Fuel Used[ships,passenger,diesel vehicle,natural gas tf] | NoSettings | 0 | 0 | 0 | 0 | 0 | 0 | 0 | 0 | 0 | 0 | 0 | 0 | 0 | 0 | 0 | 0 | 0 | 0 | 0 | 0 | 0 | 0 | 0 | 0 | 0 | 0 | 0 | 0 | 0 | 0 | 0
Transportation Sector Fuel Used[ships,passenger,diesel vehicle,petroleum gasoline tf] | NoSettings | 0 | 0 | 0 | 0 | 0 | 0 | 0 | 0 | 0 | 0 | 0 | 0 | 0 | 0 | 0 | 0 | 0 | 0 | 0 | 0 | 0 | 0 | 0 | 0 | 0 | 0 | 0 | 0 | 0 | 0 | 0
Transportation Sector Fuel Used[ships,passenger,diesel vehicle,petroleum diesel tf] | NoSettings | 16714800000000 | 16772300000000 | 16830700000000 | 16890500000000 | 17121400000000 | 17186100000000 | 17423300000000 | 17493000000000 | 17563200000000 | 17633900000000 | 17705100000000 | 17776300000000 | 17847900000000 | 17920000000000 | 18170400000000 | 18247400000000 | 18324900000000 | 18402400000000 | 18479800000000 | 18376100000000 | 18450700000000 | 18525800000000 | 18600800000000 | 18676300000000 | 18752300000000 | 18828300000000 | 18904200000000 | 18980600000000 | 19057600000000 | 19134400000000 | 19113700000000
Transportation Sector Fuel Used[ships,passenger,diesel vehicle,biofuel gasoline tf] | NoSettings | 0 | 0 | 0 | 0 | 0 | 0 | 0 | 0 | 0 | 0 | 0 | 0 | 0 | 0 | 0 | 0 | 0 | 0 | 0 | 0 | 0 | 0 | 0 | 0 | 0 | 0 | 0 | 0 | 0 | 0 | 0
Transportation Sector Fuel Used[ships,passenger,diesel vehicle,biofuel diesel tf] | NoSettings | 0 | 0 | 0 | 0 | 0 | 0 | 0 | 0 | 0 | 0 | 0 | 0 | 0 | 0 | 0 | 0 | 0 | 0 | 0 | 0 | 0 | 0 | 0 | 0 | 0 | 0 | 0 | 0 | 0 | 0 | 0
Transportation Sector Fuel Used[ships,passenger,diesel vehicle,jet fuel tf] | NoSettings | 0 | 0 | 0 | 0 | 0 | 0 | 0 | 0 | 0 | 0 | 0 | 0 | 0 | 0 | 0 | 0 | 0 | 0 | 0 | 0 | 0 | 0 | 0 | 0 | 0 | 0 | 0 | 0 | 0 | 0 | 0
Transportation Sector Fuel Used[ships,passenger,diesel vehicle,heavy or residual fuel oil tf] | NoSettings | 0 | 0 | 0 | 0 | 0 | 0 | 0 | 0 | 0 | 0 | 0 | 0 | 0 | 0 | 0 | 0 | 0 | 0 | 0 | 0 | 0 | 0 | 0 | 0 | 0 | 0 | 0 | 0 | 0 | 0 | 0
Transportation Sector Fuel Used[ships,passenger,diesel vehicle,LPG propane or butane tf] | NoSettings | 0 | 0 | 0 | 0 | 0 | 0 | 0 | 0 | 0 | 0 | 0 | 0 | 0 | 0 | 0 | 0 | 0 | 0 | 0 | 0 | 0 | 0 | 0 | 0 | 0 | 0 | 0 | 0 | 0 | 0 | 0
Transportation Sector Fuel Used[ships,passenger,diesel vehicle,hydrogen tf] | NoSettings | 0 | 0 | 0 | 0 | 0 | 0 | 0 | 0 | 0 | 0 | 0 | 0 | 0 | 0 | 0 | 0 | 0 | 0 | 0 | 0 | 0 | 0 | 0 | 0 | 0 | 0 | 0 | 0 | 0 | 0 | 0
Transportation Sector Fuel Used[ships,passenger,plugin hybrid vehicle,electricity tf] | NoSettings | 0 | 0 | 0 | 0 | 0 | 0 | 0 | 0 | 0 | 0 | 0 | 0 | 0 | 0 | 0 | 0 | 0 | 0 | 0 | 0 | 0 | 0 | 0 | 0 | 0 | 0 | 0 | 0 | 0 | 0 | 0
Transportation Sector Fuel Used[ships,passenger,plugin hybrid vehicle,natural gas tf] | NoSettings | 0 | 0 | 0 | 0 | 0 | 0 | 0 | 0 | 0 | 0 | 0 | 0 | 0 | 0 | 0 | 0 | 0 | 0 | 0 | 0 | 0 | 0 | 0 | 0 | 0 | 0 | 0 | 0 | 0 | 0 | 0
Transportation Sector Fuel Used[ships,passenger,plugin hybrid vehicle,petroleum gasoline tf] | NoSettings | 0 | 0 | 0 | 0 | 0 | 0 | 0 | 0 | 0 | 0 | 0 | 0 | 0 | 0 | 0 | 0 | 0 | 0 | 0 | 0 | 0 | 0 | 0 | 0 | 0 | 0 | 0 | 0 | 0 | 0 | 0
Transportation Sector Fuel Used[ships,passenger,plugin hybrid vehicle,petroleum diesel tf] | NoSettings | 0 | 0 | 0 | 0 | 0 | 0 | 0 | 0 | 0 | 0 | 0 | 0 | 0 | 0 | 0 | 0 | 0 | 0 | 0 | 0 | 0 | 0 | 0 | 0 | 0 | 0 | 0 | 0 | 0 | 0 | 0
Transportation Sector Fuel Used[ships,passenger,plugin hybrid vehicle,biofuel gasoline tf] | NoSettings | 0 | 0 | 0 | 0 | 0 | 0 | 0 | 0 | 0 | 0 | 0 | 0 | 0 | 0 | 0 | 0 | 0 | 0 | 0 | 0 | 0 | 0 | 0 | 0 | 0 | 0 | 0 | 0 | 0 | 0 | 0
Transportation Sector Fuel Used[ships,passenger,plugin hybrid vehicle,biofuel diesel tf] | NoSettings | 0 | 0 | 0 | 0 | 0 | 0 | 0 | 0 | 0 | 0 | 0 | 0 | 0 | 0 | 0 | 0 | 0 | 0 | 0 | 0 | 0 | 0 | 0 | 0 | 0 | 0 | 0 | 0 | 0 | 0 | 0
Transportation Sector Fuel Used[ships,passenger,plugin hybrid vehicle,jet fuel tf] | NoSettings | 0 | 0 | 0 | 0 | 0 | 0 | 0 | 0 | 0 | 0 | 0 | 0 | 0 | 0 | 0 | 0 | 0 | 0 | 0 | 0 | 0 | 0 | 0 | 0 | 0 | 0 | 0 | 0 | 0 | 0 | 0
Transportation Sector Fuel Used[ships,passenger,plugin hybrid vehicle,heavy or residual fuel oil tf] | NoSettings | 0 | 0 | 0 | 0 | 0 | 0 | 0 | 0 | 0 | 0 | 0 | 0 | 0 | 0 | 0 | 0 | 0 | 0 | 0 | 0 | 0 | 0 | 0 | 0 | 0 | 0 | 0 | 0 | 0 | 0 | 0
Transportation Sector Fuel Used[ships,passenger,plugin hybrid vehicle,LPG propane or butane tf] | NoSettings | 0 | 0 | 0 | 0 | 0 | 0 | 0 | 0 | 0 | 0 | 0 | 0 | 0 | 0 | 0 | 0 | 0 | 0 | 0 | 0 | 0 | 0 | 0 | 0 | 0 | 0 | 0 | 0 | 0 | 0 | 0
Transportation Sector Fuel Used[ships,passenger,plugin hybrid vehicle,hydrogen tf] | NoSettings | 0 | 0 | 0 | 0 | 0 | 0 | 0 | 0 | 0 | 0 | 0 | 0 | 0 | 0 | 0 | 0 | 0 | 0 | 0 | 0 | 0 | 0 | 0 | 0 | 0 | 0 | 0 | 0 | 0 | 0 | 0
Transportation Sector Fuel Used[ships,passenger,LPG vehicle,electricity tf] | NoSettings | 0 | 0 | 0 | 0 | 0 | 0 | 0 | 0 | 0 | 0 | 0 | 0 | 0 | 0 | 0 | 0 | 0 | 0 | 0 | 0 | 0 | 0 | 0 | 0 | 0 | 0 | 0 | 0 | 0 | 0 | 0
Transportation Sector Fuel Used[ships,passenger,LPG vehicle,natural gas tf] | NoSettings | 0 | 0 | 0 | 0 | 0 | 0 | 0 | 0 | 0 | 0 | 0 | 0 | 0 | 0 | 0 | 0 | 0 | 0 | 0 | 0 | 0 | 0 | 0 | 0 | 0 | 0 | 0 | 0 | 0 | 0 | 0
Transportation Sector Fuel Used[ships,passenger,LPG vehicle,petroleum gasoline tf] | NoSettings | 0 | 0 | 0 | 0 | 0 | 0 | 0 | 0 | 0 | 0 | 0 | 0 | 0 | 0 | 0 | 0 | 0 | 0 | 0 | 0 | 0 | 0 | 0 | 0 | 0 | 0 | 0 | 0 | 0 | 0 | 0
Transportation Sector Fuel Used[ships,passenger,LPG vehicle,petroleum diesel tf] | NoSettings | 0 | 0 | 0 | 0 | 0 | 0 | 0 | 0 | 0 | 0 | 0 | 0 | 0 | 0 | 0 | 0 | 0 | 0 | 0 | 0 | 0 | 0 | 0 | 0 | 0 | 0 | 0 | 0 | 0 | 0 | 0
Transportation Sector Fuel Used[ships,passenger,LPG vehicle,biofuel gasoline tf] | NoSettings | 0 | 0 | 0 | 0 | 0 | 0 | 0 | 0 | 0 | 0 | 0 | 0 | 0 | 0 | 0 | 0 | 0 | 0 | 0 | 0 | 0 | 0 | 0 | 0 | 0 | 0 | 0 | 0 | 0 | 0 | 0
Transportation Sector Fuel Used[ships,passenger,LPG vehicle,biofuel diesel tf] | NoSettings | 0 | 0 | 0 | 0 | 0 | 0 | 0 | 0 | 0 | 0 | 0 | 0 | 0 | 0 | 0 | 0 | 0 | 0 | 0 | 0 | 0 | 0 | 0 | 0 | 0 | 0 | 0 | 0 | 0 | 0 | 0
Transportation Sector Fuel Used[ships,passenger,LPG vehicle,jet fuel tf] | NoSettings | 0 | 0 | 0 | 0 | 0 | 0 | 0 | 0 | 0 | 0 | 0 | 0 | 0 | 0 | 0 | 0 | 0 | 0 | 0 | 0 | 0 | 0 | 0 | 0 | 0 | 0 | 0 | 0 | 0 | 0 | 0
Transportation Sector Fuel Used[ships,passenger,LPG vehicle,heavy or residual fuel oil tf] | NoSettings | 0 | 0 | 0 | 0 | 0 | 0 | 0 | 0 | 0 | 0 | 0 | 0 | 0 | 0 | 0 | 0 | 0 | 0 | 0 | 0 | 0 | 0 | 0 | 0 | 0 | 0 | 0 | 0 | 0 | 0 | 0
Transportation Sector Fuel Used[ships,passenger,LPG vehicle,LPG propane or butane tf] | NoSettings | 0 | 0 | 0 | 0 | 0 | 0 | 0 | 0 | 0 | 0 | 0 | 0 | 0 | 0 | 0 | 0 | 0 | 0 | 0 | 0 | 0 | 0 | 0 | 0 | 0 | 0 | 0 | 0 | 0 | 0 | 0
Transportation Sector Fuel Used[ships,passenger,LPG vehicle,hydrogen tf] | NoSettings | 0 | 0 | 0 | 0 | 0 | 0 | 0 | 0 | 0 | 0 | 0 | 0 | 0 | 0 | 0 | 0 | 0 | 0 | 0 | 0 | 0 | 0 | 0 | 0 | 0 | 0 | 0 | 0 | 0 | 0 | 0
Transportation Sector Fuel Used[ships,passenger,hydrogen vehicle,electricity tf] | NoSettings | 0 | 0 | 0 | 0 | 0 | 0 | 0 | 0 | 0 | 0 | 0 | 0 | 0 | 0 | 0 | 0 | 0 | 0 | 0 | 0 | 0 | 0 | 0 | 0 | 0 | 0 | 0 | 0 | 0 | 0 | 0
Transportation Sector Fuel Used[ships,passenger,hydrogen vehicle,natural gas tf] | NoSettings | 0 | 0 | 0 | 0 | 0 | 0 | 0 | 0 | 0 | 0 | 0 | 0 | 0 | 0 | 0 | 0 | 0 | 0 | 0 | 0 | 0 | 0 | 0 | 0 | 0 | 0 | 0 | 0 | 0 | 0 | 0
Transportation Sector Fuel Used[ships,passenger,hydrogen vehicle,petroleum gasoline tf] | NoSettings | 0 | 0 | 0 | 0 | 0 | 0 | 0 | 0 | 0 | 0 | 0 | 0 | 0 | 0 | 0 | 0 | 0 | 0 | 0 | 0 | 0 | 0 | 0 | 0 | 0 | 0 | 0 | 0 | 0 | 0 | 0
Transportation Sector Fuel Used[ships,passenger,hydrogen vehicle,petroleum diesel tf] | NoSettings | 0 | 0 | 0 | 0 | 0 | 0 | 0 | 0 | 0 | 0 | 0 | 0 | 0 | 0 | 0 | 0 | 0 | 0 | 0 | 0 | 0 | 0 | 0 | 0 | 0 | 0 | 0 | 0 | 0 | 0 | 0
Transportation Sector Fuel Used[ships,passenger,hydrogen vehicle,biofuel gasoline tf] | NoSettings | 0 | 0 | 0 | 0 | 0 | 0 | 0 | 0 | 0 | 0 | 0 | 0 | 0 | 0 | 0 | 0 | 0 | 0 | 0 | 0 | 0 | 0 | 0 | 0 | 0 | 0 | 0 | 0 | 0 | 0 | 0
Transportation Sector Fuel Used[ships,passenger,hydrogen vehicle,biofuel diesel tf] | NoSettings | 0 | 0 | 0 | 0 | 0 | 0 | 0 | 0 | 0 | 0 | 0 | 0 | 0 | 0 | 0 | 0 | 0 | 0 | 0 | 0 | 0 | 0 | 0 | 0 | 0 | 0 | 0 | 0 | 0 | 0 | 0
Transportation Sector Fuel Used[ships,passenger,hydrogen vehicle,jet fuel tf] | NoSettings | 0 | 0 | 0 | 0 | 0 | 0 | 0 | 0 | 0 | 0 | 0 | 0 | 0 | 0 | 0 | 0 | 0 | 0 | 0 | 0 | 0 | 0 | 0 | 0 | 0 | 0 | 0 | 0 | 0 | 0 | 0
Transportation Sector Fuel Used[ships,passenger,hydrogen vehicle,heavy or residual fuel oil tf] | NoSettings | 0 | 0 | 0 | 0 | 0 | 0 | 0 | 0 | 0 | 0 | 0 | 0 | 0 | 0 | 0 | 0 | 0 | 0 | 0 | 0 | 0 | 0 | 0 | 0 | 0 | 0 | 0 | 0 | 0 | 0 | 0
Transportation Sector Fuel Used[ships,passenger,hydrogen vehicle,LPG propane or butane tf] | NoSettings | 0 | 0 | 0 | 0 | 0 | 0 | 0 | 0 | 0 | 0 | 0 | 0 | 0 | 0 | 0 | 0 | 0 | 0 | 0 | 0 | 0 | 0 | 0 | 0 | 0 | 0 | 0 | 0 | 0 | 0 | 0
Transportation Sector Fuel Used[ships,passenger,hydrogen vehicle,hydrogen tf] | NoSettings | 0 | 0 | 0 | 0 | 0 | 0 | 0 | 0 | 0 | 0 | 0 | 0 | 0 | 0 | 0 | 0 | 0 | 0 | 0 | 0 | 0 | 0 | 0 | 0 | 0 | 0 | 0 | 0 | 0 | 0 | 0
Transportation Sector Fuel Used[ships,freight,battery electric vehicle,electricity tf] | NoSettings | 0 | 0 | 0 | 0 | 0 | 0 | 0 | 0 | 0 | 0 | 0 | 0 | 0 | 0 | 0 | 0 | 0 | 0 | 0 | 0 | 0 | 0 | 0 | 0 | 0 | 0 | 0 | 0 | 0 | 0 | 0
Transportation Sector Fuel Used[ships,freight,battery electric vehicle,natural gas tf] | NoSettings | 0 | 0 | 0 | 0 | 0 | 0 | 0 | 0 | 0 | 0 | 0 | 0 | 0 | 0 | 0 | 0 | 0 | 0 | 0 | 0 | 0 | 0 | 0 | 0 | 0 | 0 | 0 | 0 | 0 | 0 | 0
Transportation Sector Fuel Used[ships,freight,battery electric vehicle,petroleum gasoline tf] | NoSettings | 0 | 0 | 0 | 0 | 0 | 0 | 0 | 0 | 0 | 0 | 0 | 0 | 0 | 0 | 0 | 0 | 0 | 0 | 0 | 0 | 0 | 0 | 0 | 0 | 0 | 0 | 0 | 0 | 0 | 0 | 0
Transportation Sector Fuel Used[ships,freight,battery electric vehicle,petroleum diesel tf] | NoSettings | 0 | 0 | 0 | 0 | 0 | 0 | 0 | 0 | 0 | 0 | 0 | 0 | 0 | 0 | 0 | 0 | 0 | 0 | 0 | 0 | 0 | 0 | 0 | 0 | 0 | 0 | 0 | 0 | 0 | 0 | 0
Transportation Sector Fuel Used[ships,freight,battery electric vehicle,biofuel gasoline tf] | NoSettings | 0 | 0 | 0 | 0 | 0 | 0 | 0 | 0 | 0 | 0 | 0 | 0 | 0 | 0 | 0 | 0 | 0 | 0 | 0 | 0 | 0 | 0 | 0 | 0 | 0 | 0 | 0 | 0 | 0 | 0 | 0
Transportation Sector Fuel Used[ships,freight,battery electric vehicle,biofuel diesel tf] | NoSettings | 0 | 0 | 0 | 0 | 0 | 0 | 0 | 0 | 0 | 0 | 0 | 0 | 0 | 0 | 0 | 0 | 0 | 0 | 0 | 0 | 0 | 0 | 0 | 0 | 0 | 0 | 0 | 0 | 0 | 0 | 0
Transportation Sector Fuel Used[ships,freight,battery electric vehicle,jet fuel tf] | NoSettings | 0 | 0 | 0 | 0 | 0 | 0 | 0 | 0 | 0 | 0 | 0 | 0 | 0 | 0 | 0 | 0 | 0 | 0 | 0 | 0 | 0 | 0 | 0 | 0 | 0 | 0 | 0 | 0 | 0 | 0 | 0
Transportation Sector Fuel Used[ships,freight,battery electric vehicle,heavy or residual fuel oil tf] | NoSettings | 0 | 0 | 0 | 0 | 0 | 0 | 0 | 0 | 0 | 0 | 0 | 0 | 0 | 0 | 0 | 0 | 0 | 0 | 0 | 0 | 0 | 0 | 0 | 0 | 0 | 0 | 0 | 0 | 0 | 0 | 0
Transportation Sector Fuel Used[ships,freight,battery electric vehicle,LPG propane or butane tf] | NoSettings | 0 | 0 | 0 | 0 | 0 | 0 | 0 | 0 | 0 | 0 | 0 | 0 | 0 | 0 | 0 | 0 | 0 | 0 | 0 | 0 | 0 | 0 | 0 | 0 | 0 | 0 | 0 | 0 | 0 | 0 | 0
Transportation Sector Fuel Used[ships,freight,battery electric vehicle,hydrogen tf] | NoSettings | 0 | 0 | 0 | 0 | 0 | 0 | 0 | 0 | 0 | 0 | 0 | 0 | 0 | 0 | 0 | 0 | 0 | 0 | 0 | 0 | 0 | 0 | 0 | 0 | 0 | 0 | 0 | 0 | 0 | 0 | 0
Transportation Sector Fuel Used[ships,freight,natural gas vehicle,electricity tf] | NoSettings | 0 | 0 | 0 | 0 | 0 | 0 | 0 | 0 | 0 | 0 | 0 | 0 | 0 | 0 | 0 | 0 | 0 | 0 | 0 | 0 | 0 | 0 | 0 | 0 | 0 | 0 | 0 | 0 | 0 | 0 | 0
Transportation Sector Fuel Used[ships,freight,natural gas vehicle,natural gas tf] | NoSettings | 0 | 0 | 0 | 0 | 0 | 0 | 0 | 0 | 0 | 0 | 0 | 0 | 0 | 0 | 0 | 0 | 0 | 0 | 0 | 0 | 0 | 0 | 0 | 0 | 0 | 0 | 0 | 0 | 0 | 0 | 0
Transportation Sector Fuel Used[ships,freight,natural gas vehicle,petroleum gasoline tf] | NoSettings | 0 | 0 | 0 | 0 | 0 | 0 | 0 | 0 | 0 | 0 | 0 | 0 | 0 | 0 | 0 | 0 | 0 | 0 | 0 | 0 | 0 | 0 | 0 | 0 | 0 | 0 | 0 | 0 | 0 | 0 | 0
Transportation Sector Fuel Used[ships,freight,natural gas vehicle,petroleum diesel tf] | NoSettings | 0 | 0 | 0 | 0 | 0 | 0 | 0 | 0 | 0 | 0 | 0 | 0 | 0 | 0 | 0 | 0 | 0 | 0 | 0 | 0 | 0 | 0 | 0 | 0 | 0 | 0 | 0 | 0 | 0 | 0 | 0
Transportation Sector Fuel Used[ships,freight,natural gas vehicle,biofuel gasoline tf] | NoSettings | 0 | 0 | 0 | 0 | 0 | 0 | 0 | 0 | 0 | 0 | 0 | 0 | 0 | 0 | 0 | 0 | 0 | 0 | 0 | 0 | 0 | 0 | 0 | 0 | 0 | 0 | 0 | 0 | 0 | 0 | 0
Transportation Sector Fuel Used[ships,freight,natural gas vehicle,biofuel diesel tf] | NoSettings | 0 | 0 | 0 | 0 | 0 | 0 | 0 | 0 | 0 | 0 | 0 | 0 | 0 | 0 | 0 | 0 | 0 | 0 | 0 | 0 | 0 | 0 | 0 | 0 | 0 | 0 | 0 | 0 | 0 | 0 | 0
Transportation Sector Fuel Used[ships,freight,natural gas vehicle,jet fuel tf] | NoSettings | 0 | 0 | 0 | 0 | 0 | 0 | 0 | 0 | 0 | 0 | 0 | 0 | 0 | 0 | 0 | 0 | 0 | 0 | 0 | 0 | 0 | 0 | 0 | 0 | 0 | 0 | 0 | 0 | 0 | 0 | 0
Transportation Sector Fuel Used[ships,freight,natural gas vehicle,heavy or residual fuel oil tf] | NoSettings | 0 | 0 | 0 | 0 | 0 | 0 | 0 | 0 | 0 | 0 | 0 | 0 | 0 | 0 | 0 | 0 | 0 | 0 | 0 | 0 | 0 | 0 | 0 | 0 | 0 | 0 | 0 | 0 | 0 | 0 | 0
Transportation Sector Fuel Used[ships,freight,natural gas vehicle,LPG propane or butane tf] | NoSettings | 0 | 0 | 0 | 0 | 0 | 0 | 0 | 0 | 0 | 0 | 0 | 0 | 0 | 0 | 0 | 0 | 0 | 0 | 0 | 0 | 0 | 0 | 0 | 0 | 0 | 0 | 0 | 0 | 0 | 0 | 0
Transportation Sector Fuel Used[ships,freight,natural gas vehicle,hydrogen tf] | NoSettings | 0 | 0 | 0 | 0 | 0 | 0 | 0 | 0 | 0 | 0 | 0 | 0 | 0 | 0 | 0 | 0 | 0 | 0 | 0 | 0 | 0 | 0 | 0 | 0 | 0 | 0 | 0 | 0 | 0 | 0 | 0
Transportation Sector Fuel Used[ships,freight,gasoline vehicle,electricity tf] | NoSettings | 0 | 0 | 0 | 0 | 0 | 0 | 0 | 0 | 0 | 0 | 0 | 0 | 0 | 0 | 0 | 0 | 0 | 0 | 0 | 0 | 0 | 0 | 0 | 0 | 0 | 0 | 0 | 0 | 0 | 0 | 0
Transportation Sector Fuel Used[ships,freight,gasoline vehicle,natural gas tf] | NoSettings | 0 | 0 | 0 | 0 | 0 | 0 | 0 | 0 | 0 | 0 | 0 | 0 | 0 | 0 | 0 | 0 | 0 | 0 | 0 | 0 | 0 | 0 | 0 | 0 | 0 | 0 | 0 | 0 | 0 | 0 | 0
Transportation Sector Fuel Used[ships,freight,gasoline vehicle,petroleum gasoline tf] | NoSettings | 0 | 0 | 0 | 0 | 0 | 0 | 0 | 0 | 0 | 0 | 0 | 0 | 0 | 0 | 0 | 0 | 0 | 0 | 0 | 0 | 0 | 0 | 0 | 0 | 0 | 0 | 0 | 0 | 0 | 0 | 0
Transportation Sector Fuel Used[ships,freight,gasoline vehicle,petroleum diesel tf] | NoSettings | 0 | 0 | 0 | 0 | 0 | 0 | 0 | 0 | 0 | 0 | 0 | 0 | 0 | 0 | 0 | 0 | 0 | 0 | 0 | 0 | 0 | 0 | 0 | 0 | 0 | 0 | 0 | 0 | 0 | 0 | 0
Transportation Sector Fuel Used[ships,freight,gasoline vehicle,biofuel gasoline tf] | NoSettings | 0 | 0 | 0 | 0 | 0 | 0 | 0 | 0 | 0 | 0 | 0 | 0 | 0 | 0 | 0 | 0 | 0 | 0 | 0 | 0 | 0 | 0 | 0 | 0 | 0 | 0 | 0 | 0 | 0 | 0 | 0
Transportation Sector Fuel Used[ships,freight,gasoline vehicle,biofuel diesel tf] | NoSettings | 0 | 0 | 0 | 0 | 0 | 0 | 0 | 0 | 0 | 0 | 0 | 0 | 0 | 0 | 0 | 0 | 0 | 0 | 0 | 0 | 0 | 0 | 0 | 0 | 0 | 0 | 0 | 0 | 0 | 0 | 0
Transportation Sector Fuel Used[ships,freight,gasoline vehicle,jet fuel tf] | NoSettings | 0 | 0 | 0 | 0 | 0 | 0 | 0 | 0 | 0 | 0 | 0 | 0 | 0 | 0 | 0 | 0 | 0 | 0 | 0 | 0 | 0 | 0 | 0 | 0 | 0 | 0 | 0 | 0 | 0 | 0 | 0
Transportation Sector Fuel Used[ships,freight,gasoline vehicle,heavy or residual fuel oil tf] | NoSettings | 0 | 0 | 0 | 0 | 0 | 0 | 0 | 0 | 0 | 0 | 0 | 0 | 0 | 0 | 0 | 0 | 0 | 0 | 0 | 0 | 0 | 0 | 0 | 0 | 0 | 0 | 0 | 0 | 0 | 0 | 0
Transportation Sector Fuel Used[ships,freight,gasoline vehicle,LPG propane or butane tf] | NoSettings | 0 | 0 | 0 | 0 | 0 | 0 | 0 | 0 | 0 | 0 | 0 | 0 | 0 | 0 | 0 | 0 | 0 | 0 | 0 | 0 | 0 | 0 | 0 | 0 | 0 | 0 | 0 | 0 | 0 | 0 | 0
Transportation Sector Fuel Used[ships,freight,gasoline vehicle,hydrogen tf] | NoSettings | 0 | 0 | 0 | 0 | 0 | 0 | 0 | 0 | 0 | 0 | 0 | 0 | 0 | 0 | 0 | 0 | 0 | 0 | 0 | 0 | 0 | 0 | 0 | 0 | 0 | 0 | 0 | 0 | 0 | 0 | 0
Transportation Sector Fuel Used[ships,freight,diesel vehicle,electricity tf] | NoSettings | 0 | 0 | 0 | 0 | 0 | 0 | 0 | 0 | 0 | 0 | 0 | 0 | 0 | 0 | 0 | 0 | 0 | 0 | 0 | 0 | 0 | 0 | 0 | 0 | 0 | 0 | 0 | 0 | 0 | 0 | 0
Transportation Sector Fuel Used[ships,freight,diesel vehicle,natural gas tf] | NoSettings | 0 | 0 | 0 | 0 | 0 | 0 | 0 | 0 | 0 | 0 | 0 | 0 | 0 | 0 | 0 | 0 | 0 | 0 | 0 | 0 | 0 | 0 | 0 | 0 | 0 | 0 | 0 | 0 | 0 | 0 | 0
Transportation Sector Fuel Used[ships,freight,diesel vehicle,petroleum gasoline tf] | NoSettings | 0 | 0 | 0 | 0 | 0 | 0 | 0 | 0 | 0 | 0 | 0 | 0 | 0 | 0 | 0 | 0 | 0 | 0 | 0 | 0 | 0 | 0 | 0 | 0 | 0 | 0 | 0 | 0 | 0 | 0 | 0
Transportation Sector Fuel Used[ships,freight,diesel vehicle,petroleum diesel tf] | NoSettings | 19498200000000 | 17938500000000 | 19671400000000 | 15977200000000 | 15983400000000 | 16242800000000 | 18025200000000 | 19180500000000 | 21779900000000 | 22656200000000 | 21538900000000 | 22279500000000 | 23124300000000 | 24140900000000 | 24947700000000 | 26061900000000 | 29272800000000 | 30581500000000 | 32306000000000 | 33801000000000 | 35539800000000 | 35774800000000 | 38564900000000 | 39908300000000 | 42585900000000 | 42512700000000 | 45885900000000 | 47622200000000 | 49189300000000 | 51163500000000 | 52799600000000
Transportation Sector Fuel Used[ships,freight,diesel vehicle,biofuel gasoline tf] | NoSettings | 0 | 0 | 0 | 0 | 0 | 0 | 0 | 0 | 0 | 0 | 0 | 0 | 0 | 0 | 0 | 0 | 0 | 0 | 0 | 0 | 0 | 0 | 0 | 0 | 0 | 0 | 0 | 0 | 0 | 0 | 0
Transportation Sector Fuel Used[ships,freight,diesel vehicle,biofuel diesel tf] | NoSettings | 0 | 0 | 0 | 0 | 0 | 0 | 0 | 0 | 0 | 0 | 0 | 0 | 0 | 0 | 0 | 0 | 0 | 0 | 0 | 0 | 0 | 0 | 0 | 0 | 0 | 0 | 0 | 0 | 0 | 0 | 0
Transportation Sector Fuel Used[ships,freight,diesel vehicle,jet fuel tf] | NoSettings | 0 | 0 | 0 | 0 | 0 | 0 | 0 | 0 | 0 | 0 | 0 | 0 | 0 | 0 | 0 | 0 | 0 | 0 | 0 | 0 | 0 | 0 | 0 | 0 | 0 | 0 | 0 | 0 | 0 | 0 | 0
Transportation Sector Fuel Used[ships,freight,diesel vehicle,heavy or residual fuel oil tf] | NoSettings | 16976000000000 | 20062200000000 | 20242900000000 | 25527500000000 | 27149600000000 | 28542300000000 | 28799500000000 | 29729000000000 | 29254300000000 | 30563000000000 | 33910300000000 | 35033200000000 | 36469600000000 | 37775100000000 | 38962300000000 | 40272200000000 | 39536800000000 | 41184500000000 | 42067600000000 | 43641500000000 | 44615800000000 | 47142700000000 | 47536000000000 | 49043300000000 | 49673000000000 | 52700900000000 | 52740100000000 | 54057300000000 | 55583400000000 | 57182300000000 | 58373100000000
Transportation Sector Fuel Used[ships,freight,diesel vehicle,LPG propane or butane tf] | NoSettings | 0 | 0 | 0 | 0 | 0 | 0 | 0 | 0 | 0 | 0 | 0 | 0 | 0 | 0 | 0 | 0 | 0 | 0 | 0 | 0 | 0 | 0 | 0 | 0 | 0 | 0 | 0 | 0 | 0 | 0 | 0
Transportation Sector Fuel Used[ships,freight,diesel vehicle,hydrogen tf] | NoSettings | 0 | 0 | 0 | 0 | 0 | 0 | 0 | 0 | 0 | 0 | 0 | 0 | 0 | 0 | 0 | 0 | 0 | 0 | 0 | 0 | 0 | 0 | 0 | 0 | 0 | 0 | 0 | 0 | 0 | 0 | 0
Transportation Sector Fuel Used[ships,freight,plugin hybrid vehicle,electricity tf] | NoSettings | 0 | 0 | 0 | 0 | 0 | 0 | 0 | 0 | 0 | 0 | 0 | 0 | 0 | 0 | 0 | 0 | 0 | 0 | 0 | 0 | 0 | 0 | 0 | 0 | 0 | 0 | 0 | 0 | 0 | 0 | 0
Transportation Sector Fuel Used[ships,freight,plugin hybrid vehicle,natural gas tf] | NoSettings | 0 | 0 | 0 | 0 | 0 | 0 | 0 | 0 | 0 | 0 | 0 | 0 | 0 | 0 | 0 | 0 | 0 | 0 | 0 | 0 | 0 | 0 | 0 | 0 | 0 | 0 | 0 | 0 | 0 | 0 | 0
Transportation Sector Fuel Used[ships,freight,plugin hybrid vehicle,petroleum gasoline tf] | NoSettings | 0 | 0 | 0 | 0 | 0 | 0 | 0 | 0 | 0 | 0 | 0 | 0 | 0 | 0 | 0 | 0 | 0 | 0 | 0 | 0 | 0 | 0 | 0 | 0 | 0 | 0 | 0 | 0 | 0 | 0 | 0
Transportation Sector Fuel Used[ships,freight,plugin hybrid vehicle,petroleum diesel tf] | NoSettings | 0 | 0 | 0 | 0 | 0 | 0 | 0 | 0 | 0 | 0 | 0 | 0 | 0 | 0 | 0 | 0 | 0 | 0 | 0 | 0 | 0 | 0 | 0 | 0 | 0 | 0 | 0 | 0 | 0 | 0 | 0
Transportation Sector Fuel Used[ships,freight,plugin hybrid vehicle,biofuel gasoline tf] | NoSettings | 0 | 0 | 0 | 0 | 0 | 0 | 0 | 0 | 0 | 0 | 0 | 0 | 0 | 0 | 0 | 0 | 0 | 0 | 0 | 0 | 0 | 0 | 0 | 0 | 0 | 0 | 0 | 0 | 0 | 0 | 0
Transportation Sector Fuel Used[ships,freight,plugin hybrid vehicle,biofuel diesel tf] | NoSettings | 0 | 0 | 0 | 0 | 0 | 0 | 0 | 0 | 0 | 0 | 0 | 0 | 0 | 0 | 0 | 0 | 0 | 0 | 0 | 0 | 0 | 0 | 0 | 0 | 0 | 0 | 0 | 0 | 0 | 0 | 0
Transportation Sector Fuel Used[ships,freight,plugin hybrid vehicle,jet fuel tf] | NoSettings | 0 | 0 | 0 | 0 | 0 | 0 | 0 | 0 | 0 | 0 | 0 | 0 | 0 | 0 | 0 | 0 | 0 | 0 | 0 | 0 | 0 | 0 | 0 | 0 | 0 | 0 | 0 | 0 | 0 | 0 | 0
Transportation Sector Fuel Used[ships,freight,plugin hybrid vehicle,heavy or residual fuel oil tf] | NoSettings | 0 | 0 | 0 | 0 | 0 | 0 | 0 | 0 | 0 | 0 | 0 | 0 | 0 | 0 | 0 | 0 | 0 | 0 | 0 | 0 | 0 | 0 | 0 | 0 | 0 | 0 | 0 | 0 | 0 | 0 | 0
Transportation Sector Fuel Used[ships,freight,plugin hybrid vehicle,LPG propane or butane tf] | NoSettings | 0 | 0 | 0 | 0 | 0 | 0 | 0 | 0 | 0 | 0 | 0 | 0 | 0 | 0 | 0 | 0 | 0 | 0 | 0 | 0 | 0 | 0 | 0 | 0 | 0 | 0 | 0 | 0 | 0 | 0 | 0
Transportation Sector Fuel Used[ships,freight,plugin hybrid vehicle,hydrogen tf] | NoSettings | 0 | 0 | 0 | 0 | 0 | 0 | 0 | 0 | 0 | 0 | 0 | 0 | 0 | 0 | 0 | 0 | 0 | 0 | 0 | 0 | 0 | 0 | 0 | 0 | 0 | 0 | 0 | 0 | 0 | 0 | 0
Transportation Sector Fuel Used[ships,freight,LPG vehicle,electricity tf] | NoSettings | 0 | 0 | 0 | 0 | 0 | 0 | 0 | 0 | 0 | 0 | 0 | 0 | 0 | 0 | 0 | 0 | 0 | 0 | 0 | 0 | 0 | 0 | 0 | 0 | 0 | 0 | 0 | 0 | 0 | 0 | 0
Transportation Sector Fuel Used[ships,freight,LPG vehicle,natural gas tf] | NoSettings | 0 | 0 | 0 | 0 | 0 | 0 | 0 | 0 | 0 | 0 | 0 | 0 | 0 | 0 | 0 | 0 | 0 | 0 | 0 | 0 | 0 | 0 | 0 | 0 | 0 | 0 | 0 | 0 | 0 | 0 | 0
Transportation Sector Fuel Used[ships,freight,LPG vehicle,petroleum gasoline tf] | NoSettings | 0 | 0 | 0 | 0 | 0 | 0 | 0 | 0 | 0 | 0 | 0 | 0 | 0 | 0 | 0 | 0 | 0 | 0 | 0 | 0 | 0 | 0 | 0 | 0 | 0 | 0 | 0 | 0 | 0 | 0 | 0
Transportation Sector Fuel Used[ships,freight,LPG vehicle,petroleum diesel tf] | NoSettings | 0 | 0 | 0 | 0 | 0 | 0 | 0 | 0 | 0 | 0 | 0 | 0 | 0 | 0 | 0 | 0 | 0 | 0 | 0 | 0 | 0 | 0 | 0 | 0 | 0 | 0 | 0 | 0 | 0 | 0 | 0
Transportation Sector Fuel Used[ships,freight,LPG vehicle,biofuel gasoline tf] | NoSettings | 0 | 0 | 0 | 0 | 0 | 0 | 0 | 0 | 0 | 0 | 0 | 0 | 0 | 0 | 0 | 0 | 0 | 0 | 0 | 0 | 0 | 0 | 0 | 0 | 0 | 0 | 0 | 0 | 0 | 0 | 0
Transportation Sector Fuel Used[ships,freight,LPG vehicle,biofuel diesel tf] | NoSettings | 0 | 0 | 0 | 0 | 0 | 0 | 0 | 0 | 0 | 0 | 0 | 0 | 0 | 0 | 0 | 0 | 0 | 0 | 0 | 0 | 0 | 0 | 0 | 0 | 0 | 0 | 0 | 0 | 0 | 0 | 0
Transportation Sector Fuel Used[ships,freight,LPG vehicle,jet fuel tf] | NoSettings | 0 | 0 | 0 | 0 | 0 | 0 | 0 | 0 | 0 | 0 | 0 | 0 | 0 | 0 | 0 | 0 | 0 | 0 | 0 | 0 | 0 | 0 | 0 | 0 | 0 | 0 | 0 | 0 | 0 | 0 | 0
Transportation Sector Fuel Used[ships,freight,LPG vehicle,heavy or residual fuel oil tf] | NoSettings | 0 | 0 | 0 | 0 | 0 | 0 | 0 | 0 | 0 | 0 | 0 | 0 | 0 | 0 | 0 | 0 | 0 | 0 | 0 | 0 | 0 | 0 | 0 | 0 | 0 | 0 | 0 | 0 | 0 | 0 | 0
Transportation Sector Fuel Used[ships,freight,LPG vehicle,LPG propane or butane tf] | NoSettings | 0 | 0 | 0 | 0 | 0 | 0 | 0 | 0 | 0 | 0 | 0 | 0 | 0 | 0 | 0 | 0 | 0 | 0 | 0 | 0 | 0 | 0 | 0 | 0 | 0 | 0 | 0 | 0 | 0 | 0 | 0
Transportation Sector Fuel Used[ships,freight,LPG vehicle,hydrogen tf] | NoSettings | 0 | 0 | 0 | 0 | 0 | 0 | 0 | 0 | 0 | 0 | 0 | 0 | 0 | 0 | 0 | 0 | 0 | 0 | 0 | 0 | 0 | 0 | 0 | 0 | 0 | 0 | 0 | 0 | 0 | 0 | 0
Transportation Sector Fuel Used[ships,freight,hydrogen vehicle,electricity tf] | NoSettings | 0 | 0 | 0 | 0 | 0 | 0 | 0 | 0 | 0 | 0 | 0 | 0 | 0 | 0 | 0 | 0 | 0 | 0 | 0 | 0 | 0 | 0 | 0 | 0 | 0 | 0 | 0 | 0 | 0 | 0 | 0
Transportation Sector Fuel Used[ships,freight,hydrogen vehicle,natural gas tf] | NoSettings | 0 | 0 | 0 | 0 | 0 | 0 | 0 | 0 | 0 | 0 | 0 | 0 | 0 | 0 | 0 | 0 | 0 | 0 | 0 | 0 | 0 | 0 | 0 | 0 | 0 | 0 | 0 | 0 | 0 | 0 | 0
Transportation Sector Fuel Used[ships,freight,hydrogen vehicle,petroleum gasoline tf] | NoSettings | 0 | 0 | 0 | 0 | 0 | 0 | 0 | 0 | 0 | 0 | 0 | 0 | 0 | 0 | 0 | 0 | 0 | 0 | 0 | 0 | 0 | 0 | 0 | 0 | 0 | 0 | 0 | 0 | 0 | 0 | 0
Transportation Sector Fuel Used[ships,freight,hydrogen vehicle,petroleum diesel tf] | NoSettings | 0 | 0 | 0 | 0 | 0 | 0 | 0 | 0 | 0 | 0 | 0 | 0 | 0 | 0 | 0 | 0 | 0 | 0 | 0 | 0 | 0 | 0 | 0 | 0 | 0 | 0 | 0 | 0 | 0 | 0 | 0
Transportation Sector Fuel Used[ships,freight,hydrogen vehicle,biofuel gasoline tf] | NoSettings | 0 | 0 | 0 | 0 | 0 | 0 | 0 | 0 | 0 | 0 | 0 | 0 | 0 | 0 | 0 | 0 | 0 | 0 | 0 | 0 | 0 | 0 | 0 | 0 | 0 | 0 | 0 | 0 | 0 | 0 | 0
Transportation Sector Fuel Used[ships,freight,hydrogen vehicle,biofuel diesel tf] | NoSettings | 0 | 0 | 0 | 0 | 0 | 0 | 0 | 0 | 0 | 0 | 0 | 0 | 0 | 0 | 0 | 0 | 0 | 0 | 0 | 0 | 0 | 0 | 0 | 0 | 0 | 0 | 0 | 0 | 0 | 0 | 0
Transportation Sector Fuel Used[ships,freight,hydrogen vehicle,jet fuel tf] | NoSettings | 0 | 0 | 0 | 0 | 0 | 0 | 0 | 0 | 0 | 0 | 0 | 0 | 0 | 0 | 0 | 0 | 0 | 0 | 0 | 0 | 0 | 0 | 0 | 0 | 0 | 0 | 0 | 0 | 0 | 0 | 0
Transportation Sector Fuel Used[ships,freight,hydrogen vehicle,heavy or residual fuel oil tf] | NoSettings | 0 | 0 | 0 | 0 | 0 | 0 | 0 | 0 | 0 | 0 | 0 | 0 | 0 | 0 | 0 | 0 | 0 | 0 | 0 | 0 | 0 | 0 | 0 | 0 | 0 | 0 | 0 | 0 | 0 | 0 | 0
Transportation Sector Fuel Used[ships,freight,hydrogen vehicle,LPG propane or butane tf] | NoSettings | 0 | 0 | 0 | 0 | 0 | 0 | 0 | 0 | 0 | 0 | 0 | 0 | 0 | 0 | 0 | 0 | 0 | 0 | 0 | 0 | 0 | 0 | 0 | 0 | 0 | 0 | 0 | 0 | 0 | 0 | 0
Transportation Sector Fuel Used[ships,freight,hydrogen vehicle,hydrogen tf] | NoSettings | 0 | 0 | 0 | 0 | 0 | 0 | 0 | 0 | 0 | 0 | 0 | 0 | 0 | 0 | 0 | 0 | 0 | 0 | 0 | 0 | 0 | 0 | 0 | 0 | 0 | 0 | 0 | 0 | 0 | 0 | 0
Transportation Sector Fuel Used[motorbikes,passenger,battery electric vehicle,electricity tf] | NoSettings | 672158000 | 4921520000 | 14524600000 | 30132900000 | 51798300000 | 77845500000 | 106714000000 | 137309000000 | 168615000000 | 200097000000 | 231488000000 | 262654000000 | 293523000000 | 324114000000 | 354309000000 | 384126000000 | 413493000000 | 443359000000 | 472031000000 | 496930000000 | 517223000000 | 532255000000 | 542982000000 | 550680000000 | 556127000000 | 560064000000 | 563038000000 | 565245000000 | 566877000000 | 568425000000 | 569448000000
Transportation Sector Fuel Used[motorbikes,passenger,battery electric vehicle,natural gas tf] | NoSettings | 0 | 0 | 0 | 0 | 0 | 0 | 0 | 0 | 0 | 0 | 0 | 0 | 0 | 0 | 0 | 0 | 0 | 0 | 0 | 0 | 0 | 0 | 0 | 0 | 0 | 0 | 0 | 0 | 0 | 0 | 0
Transportation Sector Fuel Used[motorbikes,passenger,battery electric vehicle,petroleum gasoline tf] | NoSettings | 0 | 0 | 0 | 0 | 0 | 0 | 0 | 0 | 0 | 0 | 0 | 0 | 0 | 0 | 0 | 0 | 0 | 0 | 0 | 0 | 0 | 0 | 0 | 0 | 0 | 0 | 0 | 0 | 0 | 0 | 0
Transportation Sector Fuel Used[motorbikes,passenger,battery electric vehicle,petroleum diesel tf] | NoSettings | 0 | 0 | 0 | 0 | 0 | 0 | 0 | 0 | 0 | 0 | 0 | 0 | 0 | 0 | 0 | 0 | 0 | 0 | 0 | 0 | 0 | 0 | 0 | 0 | 0 | 0 | 0 | 0 | 0 | 0 | 0
Transportation Sector Fuel Used[motorbikes,passenger,battery electric vehicle,biofuel gasoline tf] | NoSettings | 0 | 0 | 0 | 0 | 0 | 0 | 0 | 0 | 0 | 0 | 0 | 0 | 0 | 0 | 0 | 0 | 0 | 0 | 0 | 0 | 0 | 0 | 0 | 0 | 0 | 0 | 0 | 0 | 0 | 0 | 0
Transportation Sector Fuel Used[motorbikes,passenger,battery electric vehicle,biofuel diesel tf] | NoSettings | 0 | 0 | 0 | 0 | 0 | 0 | 0 | 0 | 0 | 0 | 0 | 0 | 0 | 0 | 0 | 0 | 0 | 0 | 0 | 0 | 0 | 0 | 0 | 0 | 0 | 0 | 0 | 0 | 0 | 0 | 0
Transportation Sector Fuel Used[motorbikes,passenger,battery electric vehicle,jet fuel tf] | NoSettings | 0 | 0 | 0 | 0 | 0 | 0 | 0 | 0 | 0 | 0 | 0 | 0 | 0 | 0 | 0 | 0 | 0 | 0 | 0 | 0 | 0 | 0 | 0 | 0 | 0 | 0 | 0 | 0 | 0 | 0 | 0
Transportation Sector Fuel Used[motorbikes,passenger,battery electric vehicle,heavy or residual fuel oil tf] | NoSettings | 0 | 0 | 0 | 0 | 0 | 0 | 0 | 0 | 0 | 0 | 0 | 0 | 0 | 0 | 0 | 0 | 0 | 0 | 0 | 0 | 0 | 0 | 0 | 0 | 0 | 0 | 0 | 0 | 0 | 0 | 0
Transportation Sector Fuel Used[motorbikes,passenger,battery electric vehicle,LPG propane or butane tf] | NoSettings | 0 | 0 | 0 | 0 | 0 | 0 | 0 | 0 | 0 | 0 | 0 | 0 | 0 | 0 | 0 | 0 | 0 | 0 | 0 | 0 | 0 | 0 | 0 | 0 | 0 | 0 | 0 | 0 | 0 | 0 | 0
Transportation Sector Fuel Used[motorbikes,passenger,battery electric vehicle,hydrogen tf] | NoSettings | 0 | 0 | 0 | 0 | 0 | 0 | 0 | 0 | 0 | 0 | 0 | 0 | 0 | 0 | 0 | 0 | 0 | 0 | 0 | 0 | 0 | 0 | 0 | 0 | 0 | 0 | 0 | 0 | 0 | 0 | 0
Transportation Sector Fuel Used[motorbikes,passenger,natural gas vehicle,electricity tf] | NoSettings | 0 | 0 | 0 | 0 | 0 | 0 | 0 | 0 | 0 | 0 | 0 | 0 | 0 | 0 | 0 | 0 | 0 | 0 | 0 | 0 | 0 | 0 | 0 | 0 | 0 | 0 | 0 | 0 | 0 | 0 | 0
Transportation Sector Fuel Used[motorbikes,passenger,natural gas vehicle,natural gas tf] | NoSettings | 50994200 | 51090200 | 44600900 | 38205500 | 32014100 | 26328800 | 21159200 | 16496400 | 12358200 | 8764560 | 5737180 | 3306560 | 1509160 | 856358 | 384291 | 97105.6 | 0 | 0 | 0 | 0 | 0 | 0 | 0 | 0 | 0 | 0 | 0 | 0 | 0 | 0 | 0
Transportation Sector Fuel Used[motorbikes,passenger,natural gas vehicle,petroleum gasoline tf] | NoSettings | 0 | 0 | 0 | 0 | 0 | 0 | 0 | 0 | 0 | 0 | 0 | 0 | 0 | 0 | 0 | 0 | 0 | 0 | 0 | 0 | 0 | 0 | 0 | 0 | 0 | 0 | 0 | 0 | 0 | 0 | 0
Transportation Sector Fuel Used[motorbikes,passenger,natural gas vehicle,petroleum diesel tf] | NoSettings | 0 | 0 | 0 | 0 | 0 | 0 | 0 | 0 | 0 | 0 | 0 | 0 | 0 | 0 | 0 | 0 | 0 | 0 | 0 | 0 | 0 | 0 | 0 | 0 | 0 | 0 | 0 | 0 | 0 | 0 | 0
Transportation Sector Fuel Used[motorbikes,passenger,natural gas vehicle,biofuel gasoline tf] | NoSettings | 0 | 0 | 0 | 0 | 0 | 0 | 0 | 0 | 0 | 0 | 0 | 0 | 0 | 0 | 0 | 0 | 0 | 0 | 0 | 0 | 0 | 0 | 0 | 0 | 0 | 0 | 0 | 0 | 0 | 0 | 0
Transportation Sector Fuel Used[motorbikes,passenger,natural gas vehicle,biofuel diesel tf] | NoSettings | 0 | 0 | 0 | 0 | 0 | 0 | 0 | 0 | 0 | 0 | 0 | 0 | 0 | 0 | 0 | 0 | 0 | 0 | 0 | 0 | 0 | 0 | 0 | 0 | 0 | 0 | 0 | 0 | 0 | 0 | 0
Transportation Sector Fuel Used[motorbikes,passenger,natural gas vehicle,jet fuel tf] | NoSettings | 0 | 0 | 0 | 0 | 0 | 0 | 0 | 0 | 0 | 0 | 0 | 0 | 0 | 0 | 0 | 0 | 0 | 0 | 0 | 0 | 0 | 0 | 0 | 0 | 0 | 0 | 0 | 0 | 0 | 0 | 0
Transportation Sector Fuel Used[motorbikes,passenger,natural gas vehicle,heavy or residual fuel oil tf] | NoSettings | 0 | 0 | 0 | 0 | 0 | 0 | 0 | 0 | 0 | 0 | 0 | 0 | 0 | 0 | 0 | 0 | 0 | 0 | 0 | 0 | 0 | 0 | 0 | 0 | 0 | 0 | 0 | 0 | 0 | 0 | 0
Transportation Sector Fuel Used[motorbikes,passenger,natural gas vehicle,LPG propane or butane tf] | NoSettings | 0 | 0 | 0 | 0 | 0 | 0 | 0 | 0 | 0 | 0 | 0 | 0 | 0 | 0 | 0 | 0 | 0 | 0 | 0 | 0 | 0 | 0 | 0 | 0 | 0 | 0 | 0 | 0 | 0 | 0 | 0
Transportation Sector Fuel Used[motorbikes,passenger,natural gas vehicle,hydrogen tf] | NoSettings | 0 | 0 | 0 | 0 | 0 | 0 | 0 | 0 | 0 | 0 | 0 | 0 | 0 | 0 | 0 | 0 | 0 | 0 | 0 | 0 | 0 | 0 | 0 | 0 | 0 | 0 | 0 | 0 | 0 | 0 | 0
Transportation Sector Fuel Used[motorbikes,passenger,gasoline vehicle,electricity tf] | NoSettings | 0 | 0 | 0 | 0 | 0 | 0 | 0 | 0 | 0 | 0 | 0 | 0 | 0 | 0 | 0 | 0 | 0 | 0 | 0 | 0 | 0 | 0 | 0 | 0 | 0 | 0 | 0 | 0 | 0 | 0 | 0
Transportation Sector Fuel Used[motorbikes,passenger,gasoline vehicle,natural gas tf] | NoSettings | 0 | 0 | 0 | 0 | 0 | 0 | 0 | 0 | 0 | 0 | 0 | 0 | 0 | 0 | 0 | 0 | 0 | 0 | 0 | 0 | 0 | 0 | 0 | 0 | 0 | 0 | 0 | 0 | 0 | 0 | 0
Transportation Sector Fuel Used[motorbikes,passenger,gasoline vehicle,petroleum gasoline tf] | NoSettings | 3427440000000 | 3846220000000 | 3796520000000 | 3714650000000 | 3596660000000 | 3489590000000 | 3378250000000 | 3263680000000 | 3148340000000 | 3034920000000 | 2922980000000 | 2814390000000 | 2710150000000 | 2610150000000 | 2514360000000 | 2423330000000 | 2334560000000 | 2244880000000 | 2158570000000 | 2083710000000 | 2022770000000 | 1977200000000 | 1945160000000 | 1921860000000 | 1904750000000 | 1890990000000 | 1879140000000 | 1868720000000 | 1859540000000 | 1851910000000 | 1844080000000
Transportation Sector Fuel Used[motorbikes,passenger,gasoline vehicle,petroleum diesel tf] | NoSettings | 0 | 0 | 0 | 0 | 0 | 0 | 0 | 0 | 0 | 0 | 0 | 0 | 0 | 0 | 0 | 0 | 0 | 0 | 0 | 0 | 0 | 0 | 0 | 0 | 0 | 0 | 0 | 0 | 0 | 0 | 0
Transportation Sector Fuel Used[motorbikes,passenger,gasoline vehicle,biofuel gasoline tf] | NoSettings | 264331000000 | 297521000000 | 294557000000 | 289069000000 | 280723000000 | 273177000000 | 265247000000 | 257010000000 | 248660000000 | 240055000000 | 231882000000 | 223268000000 | 214998000000 | 207065000000 | 199467000000 | 192245000000 | 185203000000 | 178088000000 | 171241000000 | 165303000000 | 160468000000 | 156853000000 | 154311000000 | 152463000000 | 151106000000 | 150014000000 | 149074000000 | 148247000000 | 147519000000 | 146914000000 | 146293000000
Transportation Sector Fuel Used[motorbikes,passenger,gasoline vehicle,biofuel diesel tf] | NoSettings | 0 | 0 | 0 | 0 | 0 | 0 | 0 | 0 | 0 | 0 | 0 | 0 | 0 | 0 | 0 | 0 | 0 | 0 | 0 | 0 | 0 | 0 | 0 | 0 | 0 | 0 | 0 | 0 | 0 | 0 | 0
Transportation Sector Fuel Used[motorbikes,passenger,gasoline vehicle,jet fuel tf] | NoSettings | 0 | 0 | 0 | 0 | 0 | 0 | 0 | 0 | 0 | 0 | 0 | 0 | 0 | 0 | 0 | 0 | 0 | 0 | 0 | 0 | 0 | 0 | 0 | 0 | 0 | 0 | 0 | 0 | 0 | 0 | 0
Transportation Sector Fuel Used[motorbikes,passenger,gasoline vehicle,heavy or residual fuel oil tf] | NoSettings | 0 | 0 | 0 | 0 | 0 | 0 | 0 | 0 | 0 | 0 | 0 | 0 | 0 | 0 | 0 | 0 | 0 | 0 | 0 | 0 | 0 | 0 | 0 | 0 | 0 | 0 | 0 | 0 | 0 | 0 | 0
Transportation Sector Fuel Used[motorbikes,passenger,gasoline vehicle,LPG propane or butane tf] | NoSettings | 0 | 0 | 0 | 0 | 0 | 0 | 0 | 0 | 0 | 0 | 0 | 0 | 0 | 0 | 0 | 0 | 0 | 0 | 0 | 0 | 0 | 0 | 0 | 0 | 0 | 0 | 0 | 0 | 0 | 0 | 0
Transportation Sector Fuel Used[motorbikes,passenger,gasoline vehicle,hydrogen tf] | NoSettings | 0 | 0 | 0 | 0 | 0 | 0 | 0 | 0 | 0 | 0 | 0 | 0 | 0 | 0 | 0 | 0 | 0 | 0 | 0 | 0 | 0 | 0 | 0 | 0 | 0 | 0 | 0 | 0 | 0 | 0 | 0
Transportation Sector Fuel Used[motorbikes,passenger,diesel vehicle,electricity tf] | NoSettings | 0 | 0 | 0 | 0 | 0 | 0 | 0 | 0 | 0 | 0 | 0 | 0 | 0 | 0 | 0 | 0 | 0 | 0 | 0 | 0 | 0 | 0 | 0 | 0 | 0 | 0 | 0 | 0 | 0 | 0 | 0
Transportation Sector Fuel Used[motorbikes,passenger,diesel vehicle,natural gas tf] | NoSettings | 0 | 0 | 0 | 0 | 0 | 0 | 0 | 0 | 0 | 0 | 0 | 0 | 0 | 0 | 0 | 0 | 0 | 0 | 0 | 0 | 0 | 0 | 0 | 0 | 0 | 0 | 0 | 0 | 0 | 0 | 0
Transportation Sector Fuel Used[motorbikes,passenger,diesel vehicle,petroleum gasoline tf] | NoSettings | 0 | 0 | 0 | 0 | 0 | 0 | 0 | 0 | 0 | 0 | 0 | 0 | 0 | 0 | 0 | 0 | 0 | 0 | 0 | 0 | 0 | 0 | 0 | 0 | 0 | 0 | 0 | 0 | 0 | 0 | 0
Transportation Sector Fuel Used[motorbikes,passenger,diesel vehicle,petroleum diesel tf] | NoSettings | 324685000 | 322342000 | 279399000 | 238263000 | 199461000 | 164559000 | 133550000 | 106146000 | 82215400 | 61621300 | 44212200 | 30835900 | 19706000 | 10917900 | 4961540 | 1270780 | 0 | 0 | 0 | 0 | 0 | 0 | 0 | 0 | 0 | 0 | 0 | 0 | 0 | 0 | 0
Transportation Sector Fuel Used[motorbikes,passenger,diesel vehicle,biofuel gasoline tf] | NoSettings | 0 | 0 | 0 | 0 | 0 | 0 | 0 | 0 | 0 | 0 | 0 | 0 | 0 | 0 | 0 | 0 | 0 | 0 | 0 | 0 | 0 | 0 | 0 | 0 | 0 | 0 | 0 | 0 | 0 | 0 | 0
Transportation Sector Fuel Used[motorbikes,passenger,diesel vehicle,biofuel diesel tf] | NoSettings | 79977600 | 89240500 | 86309000 | 81633700 | 75419000 | 68380200 | 60771200 | 52735900 | 44484500 | 36234400 | 28203500 | 19670600 | 12570700 | 6964630 | 3165020 | 810648 | 0 | 0 | 0 | 0 | 0 | 0 | 0 | 0 | 0 | 0 | 0 | 0 | 0 | 0 | 0
Transportation Sector Fuel Used[motorbikes,passenger,diesel vehicle,jet fuel tf] | NoSettings | 0 | 0 | 0 | 0 | 0 | 0 | 0 | 0 | 0 | 0 | 0 | 0 | 0 | 0 | 0 | 0 | 0 | 0 | 0 | 0 | 0 | 0 | 0 | 0 | 0 | 0 | 0 | 0 | 0 | 0 | 0
Transportation Sector Fuel Used[motorbikes,passenger,diesel vehicle,heavy or residual fuel oil tf] | NoSettings | 0 | 0 | 0 | 0 | 0 | 0 | 0 | 0 | 0 | 0 | 0 | 0 | 0 | 0 | 0 | 0 | 0 | 0 | 0 | 0 | 0 | 0 | 0 | 0 | 0 | 0 | 0 | 0 | 0 | 0 | 0
Transportation Sector Fuel Used[motorbikes,passenger,diesel vehicle,LPG propane or butane tf] | NoSettings | 0 | 0 | 0 | 0 | 0 | 0 | 0 | 0 | 0 | 0 | 0 | 0 | 0 | 0 | 0 | 0 | 0 | 0 | 0 | 0 | 0 | 0 | 0 | 0 | 0 | 0 | 0 | 0 | 0 | 0 | 0
Transportation Sector Fuel Used[motorbikes,passenger,diesel vehicle,hydrogen tf] | NoSettings | 0 | 0 | 0 | 0 | 0 | 0 | 0 | 0 | 0 | 0 | 0 | 0 | 0 | 0 | 0 | 0 | 0 | 0 | 0 | 0 | 0 | 0 | 0 | 0 | 0 | 0 | 0 | 0 | 0 | 0 | 0
Transportation Sector Fuel Used[motorbikes,passenger,plugin hybrid vehicle,electricity tf] | NoSettings | 0 | 0 | 0 | 0 | 0 | 0 | 0 | 0 | 0 | 0 | 0 | 0 | 0 | 0 | 0 | 0 | 0 | 0 | 0 | 0 | 0 | 0 | 0 | 0 | 0 | 0 | 0 | 0 | 0 | 0 | 0
Transportation Sector Fuel Used[motorbikes,passenger,plugin hybrid vehicle,natural gas tf] | NoSettings | 0 | 0 | 0 | 0 | 0 | 0 | 0 | 0 | 0 | 0 | 0 | 0 | 0 | 0 | 0 | 0 | 0 | 0 | 0 | 0 | 0 | 0 | 0 | 0 | 0 | 0 | 0 | 0 | 0 | 0 | 0
Transportation Sector Fuel Used[motorbikes,passenger,plugin hybrid vehicle,petroleum gasoline tf] | NoSettings | 0 | 0 | 0 | 0 | 0 | 0 | 0 | 0 | 0 | 0 | 0 | 0 | 0 | 0 | 0 | 0 | 0 | 0 | 0 | 0 | 0 | 0 | 0 | 0 | 0 | 0 | 0 | 0 | 0 | 0 | 0
Transportation Sector Fuel Used[motorbikes,passenger,plugin hybrid vehicle,petroleum diesel tf] | NoSettings | 0 | 0 | 0 | 0 | 0 | 0 | 0 | 0 | 0 | 0 | 0 | 0 | 0 | 0 | 0 | 0 | 0 | 0 | 0 | 0 | 0 | 0 | 0 | 0 | 0 | 0 | 0 | 0 | 0 | 0 | 0
Transportation Sector Fuel Used[motorbikes,passenger,plugin hybrid vehicle,biofuel gasoline tf] | NoSettings | 0 | 0 | 0 | 0 | 0 | 0 | 0 | 0 | 0 | 0 | 0 | 0 | 0 | 0 | 0 | 0 | 0 | 0 | 0 | 0 | 0 | 0 | 0 | 0 | 0 | 0 | 0 | 0 | 0 | 0 | 0
Transportation Sector Fuel Used[motorbikes,passenger,plugin hybrid vehicle,biofuel diesel tf] | NoSettings | 0 | 0 | 0 | 0 | 0 | 0 | 0 | 0 | 0 | 0 | 0 | 0 | 0 | 0 | 0 | 0 | 0 | 0 | 0 | 0 | 0 | 0 | 0 | 0 | 0 | 0 | 0 | 0 | 0 | 0 | 0
Transportation Sector Fuel Used[motorbikes,passenger,plugin hybrid vehicle,jet fuel tf] | NoSettings | 0 | 0 | 0 | 0 | 0 | 0 | 0 | 0 | 0 | 0 | 0 | 0 | 0 | 0 | 0 | 0 | 0 | 0 | 0 | 0 | 0 | 0 | 0 | 0 | 0 | 0 | 0 | 0 | 0 | 0 | 0
Transportation Sector Fuel Used[motorbikes,passenger,plugin hybrid vehicle,heavy or residual fuel oil tf] | NoSettings | 0 | 0 | 0 | 0 | 0 | 0 | 0 | 0 | 0 | 0 | 0 | 0 | 0 | 0 | 0 | 0 | 0 | 0 | 0 | 0 | 0 | 0 | 0 | 0 | 0 | 0 | 0 | 0 | 0 | 0 | 0
Transportation Sector Fuel Used[motorbikes,passenger,plugin hybrid vehicle,LPG propane or butane tf] | NoSettings | 0 | 0 | 0 | 0 | 0 | 0 | 0 | 0 | 0 | 0 | 0 | 0 | 0 | 0 | 0 | 0 | 0 | 0 | 0 | 0 | 0 | 0 | 0 | 0 | 0 | 0 | 0 | 0 | 0 | 0 | 0
Transportation Sector Fuel Used[motorbikes,passenger,plugin hybrid vehicle,hydrogen tf] | NoSettings | 0 | 0 | 0 | 0 | 0 | 0 | 0 | 0 | 0 | 0 | 0 | 0 | 0 | 0 | 0 | 0 | 0 | 0 | 0 | 0 | 0 | 0 | 0 | 0 | 0 | 0 | 0 | 0 | 0 | 0 | 0
Transportation Sector Fuel Used[motorbikes,passenger,LPG vehicle,electricity tf] | NoSettings | 0 | 0 | 0 | 0 | 0 | 0 | 0 | 0 | 0 | 0 | 0 | 0 | 0 | 0 | 0 | 0 | 0 | 0 | 0 | 0 | 0 | 0 | 0 | 0 | 0 | 0 | 0 | 0 | 0 | 0 | 0
Transportation Sector Fuel Used[motorbikes,passenger,LPG vehicle,natural gas tf] | NoSettings | 0 | 0 | 0 | 0 | 0 | 0 | 0 | 0 | 0 | 0 | 0 | 0 | 0 | 0 | 0 | 0 | 0 | 0 | 0 | 0 | 0 | 0 | 0 | 0 | 0 | 0 | 0 | 0 | 0 | 0 | 0
Transportation Sector Fuel Used[motorbikes,passenger,LPG vehicle,petroleum gasoline tf] | NoSettings | 0 | 0 | 0 | 0 | 0 | 0 | 0 | 0 | 0 | 0 | 0 | 0 | 0 | 0 | 0 | 0 | 0 | 0 | 0 | 0 | 0 | 0 | 0 | 0 | 0 | 0 | 0 | 0 | 0 | 0 | 0
Transportation Sector Fuel Used[motorbikes,passenger,LPG vehicle,petroleum diesel tf] | NoSettings | 0 | 0 | 0 | 0 | 0 | 0 | 0 | 0 | 0 | 0 | 0 | 0 | 0 | 0 | 0 | 0 | 0 | 0 | 0 | 0 | 0 | 0 | 0 | 0 | 0 | 0 | 0 | 0 | 0 | 0 | 0
Transportation Sector Fuel Used[motorbikes,passenger,LPG vehicle,biofuel gasoline tf] | NoSettings | 0 | 0 | 0 | 0 | 0 | 0 | 0 | 0 | 0 | 0 | 0 | 0 | 0 | 0 | 0 | 0 | 0 | 0 | 0 | 0 | 0 | 0 | 0 | 0 | 0 | 0 | 0 | 0 | 0 | 0 | 0
Transportation Sector Fuel Used[motorbikes,passenger,LPG vehicle,biofuel diesel tf] | NoSettings | 0 | 0 | 0 | 0 | 0 | 0 | 0 | 0 | 0 | 0 | 0 | 0 | 0 | 0 | 0 | 0 | 0 | 0 | 0 | 0 | 0 | 0 | 0 | 0 | 0 | 0 | 0 | 0 | 0 | 0 | 0
Transportation Sector Fuel Used[motorbikes,passenger,LPG vehicle,jet fuel tf] | NoSettings | 0 | 0 | 0 | 0 | 0 | 0 | 0 | 0 | 0 | 0 | 0 | 0 | 0 | 0 | 0 | 0 | 0 | 0 | 0 | 0 | 0 | 0 | 0 | 0 | 0 | 0 | 0 | 0 | 0 | 0 | 0
Transportation Sector Fuel Used[motorbikes,passenger,LPG vehicle,heavy or residual fuel oil tf] | NoSettings | 0 | 0 | 0 | 0 | 0 | 0 | 0 | 0 | 0 | 0 | 0 | 0 | 0 | 0 | 0 | 0 | 0 | 0 | 0 | 0 | 0 | 0 | 0 | 0 | 0 | 0 | 0 | 0 | 0 | 0 | 0
Transportation Sector Fuel Used[motorbikes,passenger,LPG vehicle,LPG propane or butane tf] | NoSettings | 0 | 0 | 0 | 0 | 0 | 0 | 0 | 0 | 0 | 0 | 0 | 0 | 0 | 0 | 0 | 0 | 0 | 0 | 0 | 0 | 0 | 0 | 0 | 0 | 0 | 0 | 0 | 0 | 0 | 0 | 0
Transportation Sector Fuel Used[motorbikes,passenger,LPG vehicle,hydrogen tf] | NoSettings | 0 | 0 | 0 | 0 | 0 | 0 | 0 | 0 | 0 | 0 | 0 | 0 | 0 | 0 | 0 | 0 | 0 | 0 | 0 | 0 | 0 | 0 | 0 | 0 | 0 | 0 | 0 | 0 | 0 | 0 | 0
Transportation Sector Fuel Used[motorbikes,passenger,hydrogen vehicle,electricity tf] | NoSettings | 0 | 0 | 0 | 0 | 0 | 0 | 0 | 0 | 0 | 0 | 0 | 0 | 0 | 0 | 0 | 0 | 0 | 0 | 0 | 0 | 0 | 0 | 0 | 0 | 0 | 0 | 0 | 0 | 0 | 0 | 0
Transportation Sector Fuel Used[motorbikes,passenger,hydrogen vehicle,natural gas tf] | NoSettings | 0 | 0 | 0 | 0 | 0 | 0 | 0 | 0 | 0 | 0 | 0 | 0 | 0 | 0 | 0 | 0 | 0 | 0 | 0 | 0 | 0 | 0 | 0 | 0 | 0 | 0 | 0 | 0 | 0 | 0 | 0
Transportation Sector Fuel Used[motorbikes,passenger,hydrogen vehicle,petroleum gasoline tf] | NoSettings | 0 | 0 | 0 | 0 | 0 | 0 | 0 | 0 | 0 | 0 | 0 | 0 | 0 | 0 | 0 | 0 | 0 | 0 | 0 | 0 | 0 | 0 | 0 | 0 | 0 | 0 | 0 | 0 | 0 | 0 | 0
Transportation Sector Fuel Used[motorbikes,passenger,hydrogen vehicle,petroleum diesel tf] | NoSettings | 0 | 0 | 0 | 0 | 0 | 0 | 0 | 0 | 0 | 0 | 0 | 0 | 0 | 0 | 0 | 0 | 0 | 0 | 0 | 0 | 0 | 0 | 0 | 0 | 0 | 0 | 0 | 0 | 0 | 0 | 0
Transportation Sector Fuel Used[motorbikes,passenger,hydrogen vehicle,biofuel gasoline tf] | NoSettings | 0 | 0 | 0 | 0 | 0 | 0 | 0 | 0 | 0 | 0 | 0 | 0 | 0 | 0 | 0 | 0 | 0 | 0 | 0 | 0 | 0 | 0 | 0 | 0 | 0 | 0 | 0 | 0 | 0 | 0 | 0
Transportation Sector Fuel Used[motorbikes,passenger,hydrogen vehicle,biofuel diesel tf] | NoSettings | 0 | 0 | 0 | 0 | 0 | 0 | 0 | 0 | 0 | 0 | 0 | 0 | 0 | 0 | 0 | 0 | 0 | 0 | 0 | 0 | 0 | 0 | 0 | 0 | 0 | 0 | 0 | 0 | 0 | 0 | 0
Transportation Sector Fuel Used[motorbikes,passenger,hydrogen vehicle,jet fuel tf] | NoSettings | 0 | 0 | 0 | 0 | 0 | 0 | 0 | 0 | 0 | 0 | 0 | 0 | 0 | 0 | 0 | 0 | 0 | 0 | 0 | 0 | 0 | 0 | 0 | 0 | 0 | 0 | 0 | 0 | 0 | 0 | 0
Transportation Sector Fuel Used[motorbikes,passenger,hydrogen vehicle,heavy or residual fuel oil tf] | NoSettings | 0 | 0 | 0 | 0 | 0 | 0 | 0 | 0 | 0 | 0 | 0 | 0 | 0 | 0 | 0 | 0 | 0 | 0 | 0 | 0 | 0 | 0 | 0 | 0 | 0 | 0 | 0 | 0 | 0 | 0 | 0
Transportation Sector Fuel Used[motorbikes,passenger,hydrogen vehicle,LPG propane or butane tf] | NoSettings | 0 | 0 | 0 | 0 | 0 | 0 | 0 | 0 | 0 | 0 | 0 | 0 | 0 | 0 | 0 | 0 | 0 | 0 | 0 | 0 | 0 | 0 | 0 | 0 | 0 | 0 | 0 | 0 | 0 | 0 | 0
Transportation Sector Fuel Used[motorbikes,passenger,hydrogen vehicle,hydrogen tf] | NoSettings | 0 | 0 | 0 | 0 | 0 | 0 | 0 | 0 | 0 | 0 | 0 | 0 | 0 | 0 | 0 | 0 | 0 | 0 | 0 | 0 | 0 | 0 | 0 | 0 | 0 | 0 | 0 | 0 | 0 | 0 | 0
Transportation Sector Fuel Used[motorbikes,freight,battery electric vehicle,electricity tf] | NoSettings | 5762370000 | 11796300000 | 37705700000 | 67832900000 | 176363000000 | 335915000000 | 573731000000 | 945540000000 | 1462980000000 | 2137680000000 | 2981150000000 | 4051820000000 | 5347170000000 | 6731310000000 | 8202950000000 | 9762450000000 | 11408200000000 | 13139100000000 | 14954400000000 | 16850400000000 | 18827300000000 | 20881700000000 | 23008900000000 | 25208200000000 | 27476100000000 | 29693200000000 | 31979200000000 | 34305800000000 | 36698000000000 | 39051800000000 | 41412100000000
Transportation Sector Fuel Used[motorbikes,freight,battery electric vehicle,natural gas tf] | NoSettings | 0 | 0 | 0 | 0 | 0 | 0 | 0 | 0 | 0 | 0 | 0 | 0 | 0 | 0 | 0 | 0 | 0 | 0 | 0 | 0 | 0 | 0 | 0 | 0 | 0 | 0 | 0 | 0 | 0 | 0 | 0
Transportation Sector Fuel Used[motorbikes,freight,battery electric vehicle,petroleum gasoline tf] | NoSettings | 0 | 0 | 0 | 0 | 0 | 0 | 0 | 0 | 0 | 0 | 0 | 0 | 0 | 0 | 0 | 0 | 0 | 0 | 0 | 0 | 0 | 0 | 0 | 0 | 0 | 0 | 0 | 0 | 0 | 0 | 0
Transportation Sector Fuel Used[motorbikes,freight,battery electric vehicle,petroleum diesel tf] | NoSettings | 0 | 0 | 0 | 0 | 0 | 0 | 0 | 0 | 0 | 0 | 0 | 0 | 0 | 0 | 0 | 0 | 0 | 0 | 0 | 0 | 0 | 0 | 0 | 0 | 0 | 0 | 0 | 0 | 0 | 0 | 0
Transportation Sector Fuel Used[motorbikes,freight,battery electric vehicle,biofuel gasoline tf] | NoSettings | 0 | 0 | 0 | 0 | 0 | 0 | 0 | 0 | 0 | 0 | 0 | 0 | 0 | 0 | 0 | 0 | 0 | 0 | 0 | 0 | 0 | 0 | 0 | 0 | 0 | 0 | 0 | 0 | 0 | 0 | 0
Transportation Sector Fuel Used[motorbikes,freight,battery electric vehicle,biofuel diesel tf] | NoSettings | 0 | 0 | 0 | 0 | 0 | 0 | 0 | 0 | 0 | 0 | 0 | 0 | 0 | 0 | 0 | 0 | 0 | 0 | 0 | 0 | 0 | 0 | 0 | 0 | 0 | 0 | 0 | 0 | 0 | 0 | 0
Transportation Sector Fuel Used[motorbikes,freight,battery electric vehicle,jet fuel tf] | NoSettings | 0 | 0 | 0 | 0 | 0 | 0 | 0 | 0 | 0 | 0 | 0 | 0 | 0 | 0 | 0 | 0 | 0 | 0 | 0 | 0 | 0 | 0 | 0 | 0 | 0 | 0 | 0 | 0 | 0 | 0 | 0
Transportation Sector Fuel Used[motorbikes,freight,battery electric vehicle,heavy or residual fuel oil tf] | NoSettings | 0 | 0 | 0 | 0 | 0 | 0 | 0 | 0 | 0 | 0 | 0 | 0 | 0 | 0 | 0 | 0 | 0 | 0 | 0 | 0 | 0 | 0 | 0 | 0 | 0 | 0 | 0 | 0 | 0 | 0 | 0
Transportation Sector Fuel Used[motorbikes,freight,battery electric vehicle,LPG propane or butane tf] | NoSettings | 0 | 0 | 0 | 0 | 0 | 0 | 0 | 0 | 0 | 0 | 0 | 0 | 0 | 0 | 0 | 0 | 0 | 0 | 0 | 0 | 0 | 0 | 0 | 0 | 0 | 0 | 0 | 0 | 0 | 0 | 0
Transportation Sector Fuel Used[motorbikes,freight,battery electric vehicle,hydrogen tf] | NoSettings | 0 | 0 | 0 | 0 | 0 | 0 | 0 | 0 | 0 | 0 | 0 | 0 | 0 | 0 | 0 | 0 | 0 | 0 | 0 | 0 | 0 | 0 | 0 | 0 | 0 | 0 | 0 | 0 | 0 | 0 | 0
Transportation Sector Fuel Used[motorbikes,freight,natural gas vehicle,electricity tf] | NoSettings | 0 | 0 | 0 | 0 | 0 | 0 | 0 | 0 | 0 | 0 | 0 | 0 | 0 | 0 | 0 | 0 | 0 | 0 | 0 | 0 | 0 | 0 | 0 | 0 | 0 | 0 | 0 | 0 | 0 | 0 | 0
Transportation Sector Fuel Used[motorbikes,freight,natural gas vehicle,natural gas tf] | NoSettings | 161280000000 | 227087000000 | 361320000000 | 473982000000 | 555136000000 | 628066000000 | 701393000000 | 770934000000 | 842235000000 | 921196000000 | 1001890000000 | 1112790000000 | 1233400000000 | 1376900000000 | 1550740000000 | 1756240000000 | 2001140000000 | 2286690000000 | 2607070000000 | 2969520000000 | 3373980000000 | 3813660000000 | 4280750000000 | 4789600000000 | 5333010000000 | 5793570000000 | 6271820000000 | 6677980000000 | 7139490000000 | 7667570000000 | 8226250000000
Transportation Sector Fuel Used[motorbikes,freight,natural gas vehicle,petroleum gasoline tf] | NoSettings | 0 | 0 | 0 | 0 | 0 | 0 | 0 | 0 | 0 | 0 | 0 | 0 | 0 | 0 | 0 | 0 | 0 | 0 | 0 | 0 | 0 | 0 | 0 | 0 | 0 | 0 | 0 | 0 | 0 | 0 | 0
Transportation Sector Fuel Used[motorbikes,freight,natural gas vehicle,petroleum diesel tf] | NoSettings | 0 | 0 | 0 | 0 | 0 | 0 | 0 | 0 | 0 | 0 | 0 | 0 | 0 | 0 | 0 | 0 | 0 | 0 | 0 | 0 | 0 | 0 | 0 | 0 | 0 | 0 | 0 | 0 | 0 | 0 | 0
Transportation Sector Fuel Used[motorbikes,freight,natural gas vehicle,biofuel gasoline tf] | NoSettings | 0 | 0 | 0 | 0 | 0 | 0 | 0 | 0 | 0 | 0 | 0 | 0 | 0 | 0 | 0 | 0 | 0 | 0 | 0 | 0 | 0 | 0 | 0 | 0 | 0 | 0 | 0 | 0 | 0 | 0 | 0
Transportation Sector Fuel Used[motorbikes,freight,natural gas vehicle,biofuel diesel tf] | NoSettings | 0 | 0 | 0 | 0 | 0 | 0 | 0 | 0 | 0 | 0 | 0 | 0 | 0 | 0 | 0 | 0 | 0 | 0 | 0 | 0 | 0 | 0 | 0 | 0 | 0 | 0 | 0 | 0 | 0 | 0 | 0
Transportation Sector Fuel Used[motorbikes,freight,natural gas vehicle,jet fuel tf] | NoSettings | 0 | 0 | 0 | 0 | 0 | 0 | 0 | 0 | 0 | 0 | 0 | 0 | 0 | 0 | 0 | 0 | 0 | 0 | 0 | 0 | 0 | 0 | 0 | 0 | 0 | 0 | 0 | 0 | 0 | 0 | 0
Transportation Sector Fuel Used[motorbikes,freight,natural gas vehicle,heavy or residual fuel oil tf] | NoSettings | 0 | 0 | 0 | 0 | 0 | 0 | 0 | 0 | 0 | 0 | 0 | 0 | 0 | 0 | 0 | 0 | 0 | 0 | 0 | 0 | 0 | 0 | 0 | 0 | 0 | 0 | 0 | 0 | 0 | 0 | 0
Transportation Sector Fuel Used[motorbikes,freight,natural gas vehicle,LPG propane or butane tf] | NoSettings | 0 | 0 | 0 | 0 | 0 | 0 | 0 | 0 | 0 | 0 | 0 | 0 | 0 | 0 | 0 | 0 | 0 | 0 | 0 | 0 | 0 | 0 | 0 | 0 | 0 | 0 | 0 | 0 | 0 | 0 | 0
Transportation Sector Fuel Used[motorbikes,freight,natural gas vehicle,hydrogen tf] | NoSettings | 0 | 0 | 0 | 0 | 0 | 0 | 0 | 0 | 0 | 0 | 0 | 0 | 0 | 0 | 0 | 0 | 0 | 0 | 0 | 0 | 0 | 0 | 0 | 0 | 0 | 0 | 0 | 0 | 0 | 0 | 0
Transportation Sector Fuel Used[motorbikes,freight,gasoline vehicle,electricity tf] | NoSettings | 0 | 0 | 0 | 0 | 0 | 0 | 0 | 0 | 0 | 0 | 0 | 0 | 0 | 0 | 0 | 0 | 0 | 0 | 0 | 0 | 0 | 0 | 0 | 0 | 0 | 0 | 0 | 0 | 0 | 0 | 0
Transportation Sector Fuel Used[motorbikes,freight,gasoline vehicle,natural gas tf] | NoSettings | 0 | 0 | 0 | 0 | 0 | 0 | 0 | 0 | 0 | 0 | 0 | 0 | 0 | 0 | 0 | 0 | 0 | 0 | 0 | 0 | 0 | 0 | 0 | 0 | 0 | 0 | 0 | 0 | 0 | 0 | 0
Transportation Sector Fuel Used[motorbikes,freight,gasoline vehicle,petroleum gasoline tf] | NoSettings | 0 | 0 | 0 | 0 | 0 | 0 | 0 | 0 | 0 | 0 | 0 | 0 | 0 | 0 | 0 | 0 | 0 | 0 | 0 | 0 | 0 | 0 | 0 | 0 | 0 | 0 | 0 | 0 | 0 | 0 | 0
Transportation Sector Fuel Used[motorbikes,freight,gasoline vehicle,petroleum diesel tf] | NoSettings | 0 | 0 | 0 | 0 | 0 | 0 | 0 | 0 | 0 | 0 | 0 | 0 | 0 | 0 | 0 | 0 | 0 | 0 | 0 | 0 | 0 | 0 | 0 | 0 | 0 | 0 | 0 | 0 | 0 | 0 | 0
Transportation Sector Fuel Used[motorbikes,freight,gasoline vehicle,biofuel gasoline tf] | NoSettings | 0 | 0 | 0 | 0 | 0 | 0 | 0 | 0 | 0 | 0 | 0 | 0 | 0 | 0 | 0 | 0 | 0 | 0 | 0 | 0 | 0 | 0 | 0 | 0 | 0 | 0 | 0 | 0 | 0 | 0 | 0
Transportation Sector Fuel Used[motorbikes,freight,gasoline vehicle,biofuel diesel tf] | NoSettings | 0 | 0 | 0 | 0 | 0 | 0 | 0 | 0 | 0 | 0 | 0 | 0 | 0 | 0 | 0 | 0 | 0 | 0 | 0 | 0 | 0 | 0 | 0 | 0 | 0 | 0 | 0 | 0 | 0 | 0 | 0
Transportation Sector Fuel Used[motorbikes,freight,gasoline vehicle,jet fuel tf] | NoSettings | 0 | 0 | 0 | 0 | 0 | 0 | 0 | 0 | 0 | 0 | 0 | 0 | 0 | 0 | 0 | 0 | 0 | 0 | 0 | 0 | 0 | 0 | 0 | 0 | 0 | 0 | 0 | 0 | 0 | 0 | 0
Transportation Sector Fuel Used[motorbikes,freight,gasoline vehicle,heavy or residual fuel oil tf] | NoSettings | 0 | 0 | 0 | 0 | 0 | 0 | 0 | 0 | 0 | 0 | 0 | 0 | 0 | 0 | 0 | 0 | 0 | 0 | 0 | 0 | 0 | 0 | 0 | 0 | 0 | 0 | 0 | 0 | 0 | 0 | 0
Transportation Sector Fuel Used[motorbikes,freight,gasoline vehicle,LPG propane or butane tf] | NoSettings | 0 | 0 | 0 | 0 | 0 | 0 | 0 | 0 | 0 | 0 | 0 | 0 | 0 | 0 | 0 | 0 | 0 | 0 | 0 | 0 | 0 | 0 | 0 | 0 | 0 | 0 | 0 | 0 | 0 | 0 | 0
Transportation Sector Fuel Used[motorbikes,freight,gasoline vehicle,hydrogen tf] | NoSettings | 0 | 0 | 0 | 0 | 0 | 0 | 0 | 0 | 0 | 0 | 0 | 0 | 0 | 0 | 0 | 0 | 0 | 0 | 0 | 0 | 0 | 0 | 0 | 0 | 0 | 0 | 0 | 0 | 0 | 0 | 0
Transportation Sector Fuel Used[motorbikes,freight,diesel vehicle,electricity tf] | NoSettings | 0 | 0 | 0 | 0 | 0 | 0 | 0 | 0 | 0 | 0 | 0 | 0 | 0 | 0 | 0 | 0 | 0 | 0 | 0 | 0 | 0 | 0 | 0 | 0 | 0 | 0 | 0 | 0 | 0 | 0 | 0
Transportation Sector Fuel Used[motorbikes,freight,diesel vehicle,natural gas tf] | NoSettings | 0 | 0 | 0 | 0 | 0 | 0 | 0 | 0 | 0 | 0 | 0 | 0 | 0 | 0 | 0 | 0 | 0 | 0 | 0 | 0 | 0 | 0 | 0 | 0 | 0 | 0 | 0 | 0 | 0 | 0 | 0
Transportation Sector Fuel Used[motorbikes,freight,diesel vehicle,petroleum gasoline tf] | NoSettings | 0 | 0 | 0 | 0 | 0 | 0 | 0 | 0 | 0 | 0 | 0 | 0 | 0 | 0 | 0 | 0 | 0 | 0 | 0 | 0 | 0 | 0 | 0 | 0 | 0 | 0 | 0 | 0 | 0 | 0 | 0
Transportation Sector Fuel Used[motorbikes,freight,diesel vehicle,petroleum diesel tf] | NoSettings | 154268000000000 | 152692000000000 | 150966000000000 | 149195000000000 | 146737000000000 | 144156000000000 | 141396000000000 | 138094000000000 | 134532000000000 | 130672000000000 | 126516000000000 | 127193000000000 | 127564000000000 | 127806000000000 | 127932000000000 | 127942000000000 | 127750000000000 | 127055000000000 | 126272000000000 | 125444000000000 | 124791000000000 | 124063000000000 | 123615000000000 | 122682000000000 | 121748000000000 | 121176000000000 | 121268000000000 | 121459000000000 | 121622000000000 | 122327000000000 | 123124000000000
Transportation Sector Fuel Used[motorbikes,freight,diesel vehicle,biofuel gasoline tf] | NoSettings | 0 | 0 | 0 | 0 | 0 | 0 | 0 | 0 | 0 | 0 | 0 | 0 | 0 | 0 | 0 | 0 | 0 | 0 | 0 | 0 | 0 | 0 | 0 | 0 | 0 | 0 | 0 | 0 | 0 | 0 | 0
Transportation Sector Fuel Used[motorbikes,freight,diesel vehicle,biofuel diesel tf] | NoSettings | 37999900000000 | 42272900000000 | 46634900000000 | 51117200000000 | 55483300000000 | 59902000000000 | 64341600000000 | 68608600000000 | 72791400000000 | 76837500000000 | 80705900000000 | 81138100000000 | 81374300000000 | 81528700000000 | 81609500000000 | 81615600000000 | 81493500000000 | 81049600000000 | 80550400000000 | 80021900000000 | 79605600000000 | 79141300000000 | 78855700000000 | 78260000000000 | 77664700000000 | 77299800000000 | 77358500000000 | 77480300000000 | 77584300000000 | 78033900000000 | 78542600000000
Transportation Sector Fuel Used[motorbikes,freight,diesel vehicle,jet fuel tf] | NoSettings | 0 | 0 | 0 | 0 | 0 | 0 | 0 | 0 | 0 | 0 | 0 | 0 | 0 | 0 | 0 | 0 | 0 | 0 | 0 | 0 | 0 | 0 | 0 | 0 | 0 | 0 | 0 | 0 | 0 | 0 | 0
Transportation Sector Fuel Used[motorbikes,freight,diesel vehicle,heavy or residual fuel oil tf] | NoSettings | 0 | 0 | 0 | 0 | 0 | 0 | 0 | 0 | 0 | 0 | 0 | 0 | 0 | 0 | 0 | 0 | 0 | 0 | 0 | 0 | 0 | 0 | 0 | 0 | 0 | 0 | 0 | 0 | 0 | 0 | 0
Transportation Sector Fuel Used[motorbikes,freight,diesel vehicle,LPG propane or butane tf] | NoSettings | 0 | 0 | 0 | 0 | 0 | 0 | 0 | 0 | 0 | 0 | 0 | 0 | 0 | 0 | 0 | 0 | 0 | 0 | 0 | 0 | 0 | 0 | 0 | 0 | 0 | 0 | 0 | 0 | 0 | 0 | 0
Transportation Sector Fuel Used[motorbikes,freight,diesel vehicle,hydrogen tf] | NoSettings | 0 | 0 | 0 | 0 | 0 | 0 | 0 | 0 | 0 | 0 | 0 | 0 | 0 | 0 | 0 | 0 | 0 | 0 | 0 | 0 | 0 | 0 | 0 | 0 | 0 | 0 | 0 | 0 | 0 | 0 | 0
Transportation Sector Fuel Used[motorbikes,freight,plugin hybrid vehicle,electricity tf] | NoSettings | 0 | 0 | 0 | 0 | 0 | 0 | 0 | 0 | 0 | 0 | 0 | 0 | 0 | 0 | 0 | 0 | 0 | 0 | 0 | 0 | 0 | 0 | 0 | 0 | 0 | 0 | 0 | 0 | 0 | 0 | 0
Transportation Sector Fuel Used[motorbikes,freight,plugin hybrid vehicle,natural gas tf] | NoSettings | 0 | 0 | 0 | 0 | 0 | 0 | 0 | 0 | 0 | 0 | 0 | 0 | 0 | 0 | 0 | 0 | 0 | 0 | 0 | 0 | 0 | 0 | 0 | 0 | 0 | 0 | 0 | 0 | 0 | 0 | 0
Transportation Sector Fuel Used[motorbikes,freight,plugin hybrid vehicle,petroleum gasoline tf] | NoSettings | 0 | 0 | 0 | 0 | 0 | 0 | 0 | 0 | 0 | 0 | 0 | 0 | 0 | 0 | 0 | 0 | 0 | 0 | 0 | 0 | 0 | 0 | 0 | 0 | 0 | 0 | 0 | 0 | 0 | 0 | 0
Transportation Sector Fuel Used[motorbikes,freight,plugin hybrid vehicle,petroleum diesel tf] | NoSettings | 0 | 0 | 0 | 0 | 0 | 0 | 0 | 0 | 0 | 0 | 0 | 0 | 0 | 0 | 0 | 0 | 0 | 0 | 0 | 0 | 0 | 0 | 0 | 0 | 0 | 0 | 0 | 0 | 0 | 0 | 0
Transportation Sector Fuel Used[motorbikes,freight,plugin hybrid vehicle,biofuel gasoline tf] | NoSettings | 0 | 0 | 0 | 0 | 0 | 0 | 0 | 0 | 0 | 0 | 0 | 0 | 0 | 0 | 0 | 0 | 0 | 0 | 0 | 0 | 0 | 0 | 0 | 0 | 0 | 0 | 0 | 0 | 0 | 0 | 0
Transportation Sector Fuel Used[motorbikes,freight,plugin hybrid vehicle,biofuel diesel tf] | NoSettings | 0 | 0 | 0 | 0 | 0 | 0 | 0 | 0 | 0 | 0 | 0 | 0 | 0 | 0 | 0 | 0 | 0 | 0 | 0 | 0 | 0 | 0 | 0 | 0 | 0 | 0 | 0 | 0 | 0 | 0 | 0
Transportation Sector Fuel Used[motorbikes,freight,plugin hybrid vehicle,jet fuel tf] | NoSettings | 0 | 0 | 0 | 0 | 0 | 0 | 0 | 0 | 0 | 0 | 0 | 0 | 0 | 0 | 0 | 0 | 0 | 0 | 0 | 0 | 0 | 0 | 0 | 0 | 0 | 0 | 0 | 0 | 0 | 0 | 0
Transportation Sector Fuel Used[motorbikes,freight,plugin hybrid vehicle,heavy or residual fuel oil tf] | NoSettings | 0 | 0 | 0 | 0 | 0 | 0 | 0 | 0 | 0 | 0 | 0 | 0 | 0 | 0 | 0 | 0 | 0 | 0 | 0 | 0 | 0 | 0 | 0 | 0 | 0 | 0 | 0 | 0 | 0 | 0 | 0
Transportation Sector Fuel Used[motorbikes,freight,plugin hybrid vehicle,LPG propane or butane tf] | NoSettings | 0 | 0 | 0 | 0 | 0 | 0 | 0 | 0 | 0 | 0 | 0 | 0 | 0 | 0 | 0 | 0 | 0 | 0 | 0 | 0 | 0 | 0 | 0 | 0 | 0 | 0 | 0 | 0 | 0 | 0 | 0
Transportation Sector Fuel Used[motorbikes,freight,plugin hybrid vehicle,hydrogen tf] | NoSettings | 0 | 0 | 0 | 0 | 0 | 0 | 0 | 0 | 0 | 0 | 0 | 0 | 0 | 0 | 0 | 0 | 0 | 0 | 0 | 0 | 0 | 0 | 0 | 0 | 0 | 0 | 0 | 0 | 0 | 0 | 0
Transportation Sector Fuel Used[motorbikes,freight,LPG vehicle,electricity tf] | NoSettings | 0 | 0 | 0 | 0 | 0 | 0 | 0 | 0 | 0 | 0 | 0 | 0 | 0 | 0 | 0 | 0 | 0 | 0 | 0 | 0 | 0 | 0 | 0 | 0 | 0 | 0 | 0 | 0 | 0 | 0 | 0
Transportation Sector Fuel Used[motorbikes,freight,LPG vehicle,natural gas tf] | NoSettings | 0 | 0 | 0 | 0 | 0 | 0 | 0 | 0 | 0 | 0 | 0 | 0 | 0 | 0 | 0 | 0 | 0 | 0 | 0 | 0 | 0 | 0 | 0 | 0 | 0 | 0 | 0 | 0 | 0 | 0 | 0
Transportation Sector Fuel Used[motorbikes,freight,LPG vehicle,petroleum gasoline tf] | NoSettings | 0 | 0 | 0 | 0 | 0 | 0 | 0 | 0 | 0 | 0 | 0 | 0 | 0 | 0 | 0 | 0 | 0 | 0 | 0 | 0 | 0 | 0 | 0 | 0 | 0 | 0 | 0 | 0 | 0 | 0 | 0
Transportation Sector Fuel Used[motorbikes,freight,LPG vehicle,petroleum diesel tf] | NoSettings | 0 | 0 | 0 | 0 | 0 | 0 | 0 | 0 | 0 | 0 | 0 | 0 | 0 | 0 | 0 | 0 | 0 | 0 | 0 | 0 | 0 | 0 | 0 | 0 | 0 | 0 | 0 | 0 | 0 | 0 | 0
Transportation Sector Fuel Used[motorbikes,freight,LPG vehicle,biofuel gasoline tf] | NoSettings | 0 | 0 | 0 | 0 | 0 | 0 | 0 | 0 | 0 | 0 | 0 | 0 | 0 | 0 | 0 | 0 | 0 | 0 | 0 | 0 | 0 | 0 | 0 | 0 | 0 | 0 | 0 | 0 | 0 | 0 | 0
Transportation Sector Fuel Used[motorbikes,freight,LPG vehicle,biofuel diesel tf] | NoSettings | 0 | 0 | 0 | 0 | 0 | 0 | 0 | 0 | 0 | 0 | 0 | 0 | 0 | 0 | 0 | 0 | 0 | 0 | 0 | 0 | 0 | 0 | 0 | 0 | 0 | 0 | 0 | 0 | 0 | 0 | 0
Transportation Sector Fuel Used[motorbikes,freight,LPG vehicle,jet fuel tf] | NoSettings | 0 | 0 | 0 | 0 | 0 | 0 | 0 | 0 | 0 | 0 | 0 | 0 | 0 | 0 | 0 | 0 | 0 | 0 | 0 | 0 | 0 | 0 | 0 | 0 | 0 | 0 | 0 | 0 | 0 | 0 | 0
Transportation Sector Fuel Used[motorbikes,freight,LPG vehicle,heavy or residual fuel oil tf] | NoSettings | 0 | 0 | 0 | 0 | 0 | 0 | 0 | 0 | 0 | 0 | 0 | 0 | 0 | 0 | 0 | 0 | 0 | 0 | 0 | 0 | 0 | 0 | 0 | 0 | 0 | 0 | 0 | 0 | 0 | 0 | 0
Transportation Sector Fuel Used[motorbikes,freight,LPG vehicle,LPG propane or butane tf] | NoSettings | 0 | 0 | 0 | 0 | 0 | 0 | 0 | 0 | 0 | 0 | 0 | 0 | 0 | 0 | 0 | 0 | 0 | 0 | 0 | 0 | 0 | 0 | 0 | 0 | 0 | 0 | 0 | 0 | 0 | 0 | 0
Transportation Sector Fuel Used[motorbikes,freight,LPG vehicle,hydrogen tf] | NoSettings | 0 | 0 | 0 | 0 | 0 | 0 | 0 | 0 | 0 | 0 | 0 | 0 | 0 | 0 | 0 | 0 | 0 | 0 | 0 | 0 | 0 | 0 | 0 | 0 | 0 | 0 | 0 | 0 | 0 | 0 | 0
Transportation Sector Fuel Used[motorbikes,freight,hydrogen vehicle,electricity tf] | NoSettings | 0 | 0 | 0 | 0 | 0 | 0 | 0 | 0 | 0 | 0 | 0 | 0 | 0 | 0 | 0 | 0 | 0 | 0 | 0 | 0 | 0 | 0 | 0 | 0 | 0 | 0 | 0 | 0 | 0 | 0 | 0
Transportation Sector Fuel Used[motorbikes,freight,hydrogen vehicle,natural gas tf] | NoSettings | 0 | 0 | 0 | 0 | 0 | 0 | 0 | 0 | 0 | 0 | 0 | 0 | 0 | 0 | 0 | 0 | 0 | 0 | 0 | 0 | 0 | 0 | 0 | 0 | 0 | 0 | 0 | 0 | 0 | 0 | 0
Transportation Sector Fuel Used[motorbikes,freight,hydrogen vehicle,petroleum gasoline tf] | NoSettings | 0 | 0 | 0 | 0 | 0 | 0 | 0 | 0 | 0 | 0 | 0 | 0 | 0 | 0 | 0 | 0 | 0 | 0 | 0 | 0 | 0 | 0 | 0 | 0 | 0 | 0 | 0 | 0 | 0 | 0 | 0
Transportation Sector Fuel Used[motorbikes,freight,hydrogen vehicle,petroleum diesel tf] | NoSettings | 0 | 0 | 0 | 0 | 0 | 0 | 0 | 0 | 0 | 0 | 0 | 0 | 0 | 0 | 0 | 0 | 0 | 0 | 0 | 0 | 0 | 0 | 0 | 0 | 0 | 0 | 0 | 0 | 0 | 0 | 0
Transportation Sector Fuel Used[motorbikes,freight,hydrogen vehicle,biofuel gasoline tf] | NoSettings | 0 | 0 | 0 | 0 | 0 | 0 | 0 | 0 | 0 | 0 | 0 | 0 | 0 | 0 | 0 | 0 | 0 | 0 | 0 | 0 | 0 | 0 | 0 | 0 | 0 | 0 | 0 | 0 | 0 | 0 | 0
Transportation Sector Fuel Used[motorbikes,freight,hydrogen vehicle,biofuel diesel tf] | NoSettings | 0 | 0 | 0 | 0 | 0 | 0 | 0 | 0 | 0 | 0 | 0 | 0 | 0 | 0 | 0 | 0 | 0 | 0 | 0 | 0 | 0 | 0 | 0 | 0 | 0 | 0 | 0 | 0 | 0 | 0 | 0
Transportation Sector Fuel Used[motorbikes,freight,hydrogen vehicle,jet fuel tf] | NoSettings | 0 | 0 | 0 | 0 | 0 | 0 | 0 | 0 | 0 | 0 | 0 | 0 | 0 | 0 | 0 | 0 | 0 | 0 | 0 | 0 | 0 | 0 | 0 | 0 | 0 | 0 | 0 | 0 | 0 | 0 | 0
Transportation Sector Fuel Used[motorbikes,freight,hydrogen vehicle,heavy or residual fuel oil tf] | NoSettings | 0 | 0 | 0 | 0 | 0 | 0 | 0 | 0 | 0 | 0 | 0 | 0 | 0 | 0 | 0 | 0 | 0 | 0 | 0 | 0 | 0 | 0 | 0 | 0 | 0 | 0 | 0 | 0 | 0 | 0 | 0
Transportation Sector Fuel Used[motorbikes,freight,hydrogen vehicle,LPG propane or butane tf] | NoSettings | 0 | 0 | 0 | 0 | 0 | 0 | 0 | 0 | 0 | 0 | 0 | 0 | 0 | 0 | 0 | 0 | 0 | 0 | 0 | 0 | 0 | 0 | 0 | 0 | 0 | 0 | 0 | 0 | 0 | 0 | 0
Transportation Sector Fuel Used[motorbikes,freight,hydrogen vehicle,hydrogen tf] | NoSettings | 0 | 0 | 0 | 0 | 0 | 0 | 0 | 0 | 0 | 0 | 0 | 38614900000 | 79071500000 | 121282000000 | 206424000000 | 336836000000 | 514632000000 | 785229000000 | 1152230000000 | 1618610000000 | 2232300000000 | 2996710000000 | 3960920000000 | 5127670000000 | 6593750000000 | 8378580000000 | 10554500000000 | 13218800000000 | 16421000000000 | 20258800000000 | 24876000000000
Total Electricity Demand | NoSettings | 259666000 | 254734000 | 259274000 | 263361000 | 266901000 | 270831000 | 274322000 | 278115000 | 282217000 | 286257000 | 290591000 | 295996000 | 301542000 | 307313000 | 312884000 | 318589000 | 325593000 | 332651000 | 340625000 | 348075000 | 356212000 | 364402000 | 373120000 | 381403000 | 389436000 | 396725000 | 403901000 | 410326000 | 416561000 | 422225000 | 427405000
Electricity Generation Capacity by Type Including Distributed Generation[hard coal es] | NoSettings | 0 | 0 | 0 | 0 | 0 | 0 | 0 | 0 | 0 | 0 | 0 | 0 | 0 | 0 | 0 | 0 | 0 | 0 | 0 | 0 | 0 | 0 | 0 | 0 | 0 | 0 | 0 | 0 | 0 | 0 | 0
Electricity Generation Capacity by Type Including Distributed Generation[natural gas nonpeaker es] | NoSettings | 19921.7 | 19929.9 | 19936.8 | 19967.9 | 17115.4 | 17127 | 17143.4 | 17150.5 | 17169.1 | 17182.7 | 17207.3 | 17220.7 | 17249.7 | 17259.7 | 17282.5 | 17288.3 | 17292.1 | 17306.1 | 17318.7 | 17330.7 | 17339.2 | 17346.8 | 17351.2 | 17374.2 | 17382.7 | 17393.7 | 17400.3 | 17406.1 | 17416.9 | 17436.5 | 17455.2
Electricity Generation Capacity by Type Including Distributed Generation[nuclear es] | NoSettings | 2240 | 2240 | 2240 | 2240 | 1120 | 0 | 0 | 0 | 0 | 0 | 0 | 0 | 0 | 0 | 0 | 0 | 0 | 0 | 0 | 0 | 0 | 0 | 0 | 0 | 0 | 0 | 0 | 0 | 0 | 0 | 0
Electricity Generation Capacity by Type Including Distributed Generation[hydro es] | NoSettings | 10216 | 10216 | 10216 | 10216 | 10216 | 10216 | 10216 | 10216 | 10216 | 10216 | 10215 | 10215 | 10215 | 10215 | 10215 | 10215 | 10215 | 10215 | 10215 | 10215 | 10215 | 10215 | 10215 | 10215 | 10215 | 10215 | 10215 | 10215 | 10215 | 10215 | 10215
Electricity Generation Capacity by Type Including Distributed Generation[onshore wind es] | NoSettings | 6611.44 | 7076.68 | 7646.88 | 8258.74 | 8715.47 | 9045.99 | 9531.78 | 9661.94 | 9662.87 | 9863.47 | 10154.8 | 10465.3 | 10561.9 | 10662.2 | 10708.3 | 10813.3 | 10948.2 | 11003.7 | 11074.2 | 11174.6 | 11319.7 | 11564.8 | 11659.7 | 11785.7 | 11945.9 | 12131.1 | 12466.2 | 12551.1 | 12631.4 | 12707.1 | 12772.8
Electricity Generation Capacity by Type Including Distributed Generation[solar PV es] | NoSettings | 22963 | 27758.2 | 32657 | 38226.5 | 42874.4 | 46991.7 | 51678.9 | 54020.5 | 55283 | 58284.5 | 62221.1 | 66420.6 | 70445.1 | 74664.7 | 77315.2 | 81603.8 | 86751.3 | 89621.9 | 92913.4 | 97069.9 | 102661 | 111114 | 115206 | 120119 | 126109 | 132823 | 143719 | 147438 | 151115 | 154511 | 157728
Electricity Generation Capacity by Type Including Distributed Generation[solar thermal es] | NoSettings | 1313 | 45 | 83 | 124 | 154 | 178 | 207 | 215 | 215 | 227 | 245 | 264 | 283 | 303 | 312 | 333 | 360 | 371 | 385 | 404 | 433 | 481 | 499 | 522 | 552 | 586 | 646 | 661 | 675 | 687 | 700
Electricity Generation Capacity by Type Including Distributed Generation[biomass es] | NoSettings | 709 | 730 | 753 | 776 | 791 | 803 | 820 | 824 | 824 | 830 | 836 | 844 | 852 | 860 | 863 | 871 | 881 | 885 | 889 | 895 | 905 | 921 | 927 | 935 | 945 | 956 | 975 | 979 | 983 | 987 | 990
Electricity Generation Capacity by Type Including Distributed Generation[geothermal es] | NoSettings | 1846 | 1606 | 1636 | 1756 | 1766 | 1776 | 1856 | 1856 | 2826 | 2826 | 2826 | 2836 | 2836 | 2846 | 2846 | 2846 | 2856 | 2856 | 2856 | 2856 | 2866 | 2886 | 2886 | 2896 | 2906 | 3276 | 3296 | 3296 | 3296 | 3296 | 3296
Electricity Generation Capacity by Type Including Distributed Generation[petroleum es] | NoSettings | 0.1423 | 0.1425 | 0.1434 | 0.152 | 0.1599 | 0.1618 | 0.1654 | 0.1656 | 0.1697 | 0.1724 | 0.1785 | 0.1807 | 0.1879 | 0.1883 | 0.1933 | 0.193 | 0.1925 | 0.1949 | 0.197 | 0.1988 | 0.1994 | 0.1997 | 0.1989 | 0.2035 | 0.2039 | 0.2052 | 0.2053 | 0.2049 | 0.206 | 0.2094 | 0.2125
Electricity Generation Capacity by Type Including Distributed Generation[natural gas peaker es] | NoSettings | 8459 | 8459 | 8459 | 8459 | 8459 | 8209 | 8159 | 8159 | 8159 | 8159 | 8159 | 8159 | 8159 | 8159 | 8159 | 8159 | 8159 | 8159 | 8159 | 8159 | 8159 | 8159 | 8159 | 8159 | 8159 | 8159 | 8159 | 8159 | 8159 | 8159 | 8159
Electricity Generation Capacity by Type Including Distributed Generation[lignite es] | NoSettings | 0 | 0 | 0 | 0 | 0 | 0 | 0 | 0 | 0 | 0 | 0 | 0 | 0 | 0 | 0 | 0 | 0 | 0 | 0 | 0 | 0 | 0 | 0 | 0 | 0 | 0 | 0 | 0 | 0 | 0 | 0
Electricity Generation Capacity by Type Including Distributed Generation[offshore wind es] | NoSettings | 54 | 143 | 252 | 742 | 1202 | 1650 | 2136 | 2542 | 2917 | 3321 | 3738 | 4251 | 4763 | 5279 | 5769 | 6287 | 6821 | 7315 | 7817 | 8336 | 8881 | 9480 | 9999 | 10535 | 11092 | 11664 | 11853 | 11901 | 11948 | 11990 | 12029
Electricity Generation Capacity by Type Including Distributed Generation[crude oil es] | NoSettings | 5957 | 2195 | 2195 | 2155 | 2107 | 1997 | 1892 | 1892 | 1892 | 1892 | 1892 | 1892 | 1514 | 1514 | 1514 | 946 | 946 | 946 | 946 | 946 | 0 | 0 | 0 | 0 | 0 | 0 | 0 | 0 | 0 | 0 | 0
Electricity Generation Capacity by Type Including Distributed Generation[heavy or residual fuel oil es] | NoSettings | 0 | 0 | 0 | 0 | 0 | 0 | 0 | 0 | 0 | 0 | 0 | 0 | 0 | 0 | 0 | 0 | 0 | 0 | 0 | 0 | 0 | 0 | 0 | 0 | 0 | 0 | 0 | 0 | 0 | 0 | 0
Electricity Generation Capacity by Type Including Distributed Generation[municipal solid waste es] | NoSettings | 20 | 30 | 40 | 50 | 50 | 50 | 50 | 50 | 50 | 50 | 50 | 50 | 50 | 50 | 50 | 50 | 50 | 50 | 50 | 50 | 50 | 50 | 50 | 50 | 50 | 50 | 50 | 50 | 50 | 50 | 50
Electricity Generation by Type Including Distributed Generation[hard coal es] | NoSettings | 0.45997 | 0 | 0 | 0 | 0 | 0 | 0 | 0 | 0 | 0 | 0 | 0 | 0 | 0 | 0 | 0 | 0 | 0 | 0 | 0 | 0 | 0 | 0 | 0 | 0 | 0 | 0 | 0 | 0 | 0 | 0
Electricity Generation by Type Including Distributed Generation[natural gas nonpeaker es] | NoSettings | 59205300 | 65400700 | 61564200 | 52632100 | 55738400 | 61691600 | 54375900 | 54748400 | 53114200 | 51643800 | 47800100 | 43940600 | 42819300 | 39676500 | 40624800 | 39874700 | 35511600 | 37422300 | 39070300 | 37847200 | 37757000 | 25736400 | 26156100 | 23718300 | 18202600 | 8220550 | 7114020 | 7308160 | 7509300 | 7732430 | 7928570
Electricity Generation by Type Including Distributed Generation[nuclear es] | NoSettings | 16208100 | 16208100 | 16208100 | 16208100 | 8104050 | 0 | 0 | 0 | 0 | 0 | 0 | 0 | 0 | 0 | 0 | 0 | 0 | 0 | 0 | 0 | 0 | 0 | 0 | 0 | 0 | 0 | 0 | 0 | 0 | 0 | 0
Electricity Generation by Type Including Distributed Generation[hydro es] | NoSettings | 21209600 | 21209600 | 21209600 | 21209600 | 21209600 | 21209600 | 21209600 | 21209600 | 21209600 | 21209600 | 21207600 | 21207600 | 21207600 | 21207600 | 21207600 | 21207600 | 21207600 | 21207600 | 21207600 | 21207600 | 21207600 | 21207600 | 21207600 | 21207600 | 21207600 | 21207600 | 17732300 | 17802400 | 17823300 | 17864800 | 17907800
Electricity Generation by Type Including Distributed Generation[onshore wind es] | NoSettings | 14146500 | 15313900 | 16751000 | 18295400 | 19452400 | 20290700 | 21519300 | 21855900 | 21866200 | 22379100 | 23117300 | 23909000 | 24161200 | 24424500 | 24549100 | 24826700 | 25174200 | 25324600 | 25510800 | 25774200 | 26150200 | 26777800 | 27026800 | 27351000 | 27762000 | 28236600 | 29086000 | 29307600 | 29516900 | 29714900 | 29886100
Electricity Generation by Type Including Distributed Generation[solar PV es] | NoSettings | 44484000 | 55141000 | 66920300 | 79636800 | 90018800 | 98952900 | 109519000 | 114057000 | 116136000 | 122586000 | 131378000 | 140656000 | 149584000 | 158965000 | 164460000 | 173941000 | 185734000 | 191766000 | 198930000 | 208219000 | 221007000 | 240883000 | 249892000 | 261076000 | 274873000 | 290480000 | 316449000 | 324526000 | 332639000 | 340067000 | 347075000
Electricity Generation by Type Including Distributed Generation[solar thermal es] | NoSettings | 2392670 | 241250 | 444973 | 664779 | 825612 | 954279 | 1109750 | 1152640 | 1152640 | 1216970 | 1313470 | 1415340 | 1517200 | 1624420 | 1672670 | 1785250 | 1930000 | 1988980 | 2064030 | 2165890 | 2321360 | 2578700 | 2675200 | 2798500 | 2959340 | 3141620 | 2895750 | 2974710 | 3041290 | 3102550 | 3168870
Electricity Generation by Type Including Distributed Generation[biomass es] | NoSettings | 5589760 | 5755320 | 5936650 | 6117980 | 6236240 | 6330850 | 6464880 | 6496420 | 6496420 | 6543720 | 6591020 | 6654100 | 6717170 | 6780240 | 6803890 | 6866960 | 6945800 | 6977340 | 7008880 | 7056180 | 7135020 | 7261160 | 7308470 | 7371540 | 7450380 | 7537100 | 6427240 | 6479140 | 6513250 | 6554970 | 6590710
Electricity Generation by Type Including Distributed Generation[geothermal es] | NoSettings | 11136100 | 9681850 | 9845840 | 10501800 | 10556400 | 10611100 | 11048400 | 11048400 | 16350700 | 16350700 | 16350700 | 16405300 | 16405300 | 16460000 | 16460000 | 16460000 | 16514600 | 16514600 | 16514600 | 16514600 | 16569300 | 16678600 | 16678600 | 16733300 | 16788000 | 18810500 | 15819400 | 15882000 | 15900600 | 15937600 | 15976000
Electricity Generation by Type Including Distributed Generation[petroleum es] | NoSettings | 30010 | 29560 | 30340 | 32470 | 35030 | 36660 | 38290 | 40010 | 42050 | 44010 | 45700 | 48120 | 50690 | 52920 | 55120 | 57790 | 59360 | 61710 | 63500 | 65650 | 67860 | 69820 | 71720 | 73630 | 75280 | 77100 | 78430 | 79910 | 81490 | 83300 | 84770
Electricity Generation by Type Including Distributed Generation[natural gas peaker es] | NoSettings | 6669080 | 6669080 | 6669080 | 6669080 | 6669080 | 6471980 | 6432560 | 6432560 | 6432560 | 6432560 | 6432560 | 6432560 | 6432560 | 6432560 | 6432560 | 6432560 | 6432560 | 6432560 | 6432560 | 6432560 | 6432560 | 6432560 | 6432560 | 6432560 | 6432560 | 6432560 | 6432560 | 6432560 | 6432560 | 6432560 | 6432560
Electricity Generation by Type Including Distributed Generation[lignite es] | NoSettings | 0 | 0 | 0 | 0 | 0 | 0 | 0 | 0 | 0 | 0 | 0 | 0 | 0 | 0 | 0 | 0 | 0 | 0 | 0 | 0 | 0 | 0 | 0 | 0 | 0 | 0 | 0 | 0 | 0 | 0 | 0
Electricity Generation by Type Including Distributed Generation[offshore wind es] | NoSettings | 225167 | 596276 | 1050780 | 3093960 | 5012050 | 6880100 | 8906610 | 10599500 | 12163200 | 13847800 | 15586600 | 17725600 | 19860600 | 22012200 | 24055300 | 26215300 | 28441900 | 30501800 | 32595000 | 34759100 | 37031600 | 39529300 | 41693400 | 43928400 | 46251000 | 48636100 | 41325000 | 41656500 | 41870100 | 42115000 | 42353700
Electricity Generation by Type Including Distributed Generation[crude oil es] | NoSettings | 27067500 | 9973670 | 9973670 | 9791910 | 9573810 | 9073990 | 8596890 | 8596890 | 8596890 | 8596890 | 8596890 | 8596890 | 6879330 | 6879330 | 6879330 | 4298450 | 4298450 | 4298450 | 4298450 | 4298450 | 0 | 0 | 0 | 0 | 0 | 0 | 0 | 0 | 0 | 0 | 0
Electricity Generation by Type Including Distributed Generation[heavy or residual fuel oil es] | NoSettings | 0 | 0 | 0 | 0 | 0 | 0 | 0 | 0 | 0 | 0 | 0 | 0 | 0 | 0 | 0 | 0 | 0 | 0 | 0 | 0 | 0 | 0 | 0 | 0 | 0 | 0 | 0 | 0 | 0 | 0 | 0
Electricity Generation by Type Including Distributed Generation[municipal solid waste es] | NoSettings | 982392 | 2864880 | 2217410 | 3045540 | 2877020 | 2479760 | 2105050 | 1795470 | 1570650 | 1330740 | 1159580 | 1130590 | 1144670 | 1141830 | 1142860 | 1142170 | 1074860 | 1082240 | 1090210 | 1079680 | 1097290 | 1057230 | 1049510 | 1047630 | 1002170 | 712623 | 0 | 0 | 0 | 0 | 0
Electricity Generation by Type[hard coal es,preexisting retiring] | NoSettings | 0 | 0 | 0 | 0 | 0 | 0 | 0 | 0 | 0 | 0 | 0 | 0 | 0 | 0 | 0 | 0 | 0 | 0 | 0 | 0 | 0 | 0 | 0 | 0 | 0 | 0 | 0 | 0 | 0 | 0 | 0
Electricity Generation by Type[hard coal es,preexisting nonretiring] | NoSettings | 0 | 0 | 0 | 0 | 0 | 0 | 0 | 0 | 0 | 0 | 0 | 0 | 0 | 0 | 0 | 0 | 0 | 0 | 0 | 0 | 0 | 0 | 0 | 0 | 0 | 0 | 0 | 0 | 0 | 0 | 0
Electricity Generation by Type[hard coal es,newly built] | NoSettings | 0 | 0 | 0 | 0 | 0 | 0 | 0 | 0 | 0 | 0 | 0 | 0 | 0 | 0 | 0 | 0 | 0 | 0 | 0 | 0 | 0 | 0 | 0 | 0 | 0 | 0 | 0 | 0 | 0 | 0 | 0
Electricity Generation by Type[natural gas nonpeaker es,preexisting retiring] | NoSettings | 6091050 | 5820170 | 5797540 | 5587850 | 241.055 | 243.458 | 243.385 | 244.498 | 244.8 | 245.443 | 245.347 | 244.995 | 244.606 | 243.958 | 244.104 | 243.892 | 243.556 | 243.907 | 244.161 | 243.936 | 243.643 | 239.252 | 239.497 | 237.653 | 231.972 | 161.977 | 0 | 0 | 0 | 0 | 0
Electricity Generation by Type[natural gas nonpeaker es,preexisting nonretiring] | NoSettings | 51041200 | 57495500 | 53588700 | 44678200 | 53151100 | 58947300 | 51469700 | 51678100 | 49858000 | 48204600 | 44192900 | 40105400 | 38743100 | 35375300 | 36104600 | 35096500 | 30562300 | 32237000 | 33681000 | 32230900 | 31907600 | 19664800 | 19855400 | 17201400 | 11477600 | 1280510 | 0 | 0 | 0 | 0 | 0
Electricity Generation by Type[natural gas nonpeaker es,newly built] | NoSettings | 0 | 0 | 0 | 0 | 0 | 0 | 0 | 0 | 0 | 0 | 0 | 0 | 0 | 0 | 0 | 0 | 0 | 0 | 0 | 0 | 0 | 0 | 0 | 0 | 0 | 0 | 0 | 0 | 0 | 0 | 0
Electricity Generation by Type[nuclear es,preexisting retiring] | NoSettings | 16208100 | 16208100 | 16208100 | 16208100 | 8104050 | 0 | 0 | 0 | 0 | 0 | 0 | 0 | 0 | 0 | 0 | 0 | 0 | 0 | 0 | 0 | 0 | 0 | 0 | 0 | 0 | 0 | 0 | 0 | 0 | 0 | 0
Electricity Generation by Type[nuclear es,preexisting nonretiring] | NoSettings | 0 | 0 | 0 | 0 | 0 | 0 | 0 | 0 | 0 | 0 | 0 | 0 | 0 | 0 | 0 | 0 | 0 | 0 | 0 | 0 | 0 | 0 | 0 | 0 | 0 | 0 | 0 | 0 | 0 | 0 | 0
Electricity Generation by Type[nuclear es,newly built] | NoSettings | 0 | 0 | 0 | 0 | 0 | 0 | 0 | 0 | 0 | 0 | 0 | 0 | 0 | 0 | 0 | 0 | 0 | 0 | 0 | 0 | 0 | 0 | 0 | 0 | 0 | 0 | 0 | 0 | 0 | 0 | 0
Electricity Generation by Type[hydro es,preexisting retiring] | NoSettings | 21209600 | 21209600 | 21209600 | 21209600 | 21209600 | 21209600 | 21209600 | 21209600 | 21209600 | 21209600 | 21207600 | 21207600 | 21207600 | 21207600 | 21207600 | 21207600 | 21207600 | 21207600 | 21207600 | 21207600 | 21207600 | 21207600 | 21207600 | 21207600 | 21207600 | 21207600 | 17732300 | 17802400 | 17823300 | 17864800 | 17907800
Electricity Generation by Type[hydro es,preexisting nonretiring] | NoSettings | 0 | 0 | 0 | 0 | 0 | 0 | 0 | 0 | 0 | 0 | 0 | 0 | 0 | 0 | 0 | 0 | 0 | 0 | 0 | 0 | 0 | 0 | 0 | 0 | 0 | 0 | 0 | 0 | 0 | 0 | 0
Electricity Generation by Type[hydro es,newly built] | NoSettings | 0 | 0 | 0 | 0 | 0 | 0 | 0 | 0 | 0 | 0 | 0 | 0 | 0 | 0 | 0 | 0 | 0 | 0 | 0 | 0 | 0 | 0 | 0 | 0 | 0 | 0 | 0 | 0 | 0 | 0 | 0
Electricity Generation by Type[onshore wind es,preexisting retiring] | NoSettings | 12868100 | 12868100 | 12868100 | 12868100 | 12868100 | 12868100 | 12868100 | 12868100 | 12868100 | 12868100 | 12868100 | 12868100 | 12868100 | 12868100 | 12868100 | 12868100 | 12868100 | 12868100 | 12868100 | 12868100 | 12868100 | 12868100 | 12868100 | 12868100 | 12868100 | 12868100 | 12868100 | 12868100 | 12868100 | 12868100 | 12868100
Electricity Generation by Type[onshore wind es,preexisting nonretiring] | NoSettings | 0 | 0 | 0 | 0 | 0 | 0 | 0 | 0 | 0 | 0 | 0 | 0 | 0 | 0 | 0 | 0 | 0 | 0 | 0 | 0 | 0 | 0 | 0 | 0 | 0 | 0 | 0 | 0 | 0 | 0 | 0
Electricity Generation by Type[onshore wind es,newly built] | NoSettings | 1118780 | 2287850 | 3720900 | 5254510 | 6398440 | 7228100 | 8447440 | 8774280 | 8774280 | 9277100 | 10006200 | 10785600 | 11024400 | 11275800 | 11389000 | 11652900 | 11992400 | 12130600 | 12306600 | 12558000 | 12922600 | 13538500 | 13777400 | 14091600 | 14493900 | 14959000 | 15801200 | 16014900 | 16216100 | 16404600 | 16568100
Electricity Generation by Type[solar PV es,preexisting retiring] | NoSettings | 21121900 | 21115200 | 21086900 | 21083000 | 21104000 | 21097100 | 21081500 | 21066000 | 21062500 | 21061600 | 21057300 | 21047900 | 21038400 | 21034500 | 21032300 | 21035700 | 21037000 | 21038200 | 21045900 | 21051600 | 21054600 | 21052300 | 21046700 | 21051000 | 21053100 | 21052900 | 21051300 | 21042200 | 21046100 | 21049700 | 21053300
Electricity Generation by Type[solar PV es,preexisting nonretiring] | NoSettings | 0 | 0 | 0 | 0 | 0 | 0 | 0 | 0 | 0 | 0 | 0 | 0 | 0 | 0 | 0 | 0 | 0 | 0 | 0 | 0 | 0 | 0 | 0 | 0 | 0 | 0 | 0 | 0 | 0 | 0 | 0
Electricity Generation by Type[solar PV es,newly built] | NoSettings | 7409100 | 15529800 | 24967400 | 35581700 | 43954700 | 50982800 | 59556700 | 62034200 | 62023700 | 66337800 | 72956600 | 80128800 | 86967100 | 94249800 | 97653800 | 105118000 | 114699000 | 118641000 | 123687000 | 130872000 | 141574000 | 159339000 | 166258000 | 175323000 | 187010000 | 200504000 | 224322000 | 230264000 | 236241000 | 241572000 | 246435000
Electricity Generation by Type[solar thermal es,preexisting retiring] | NoSettings | 2237200 | 0 | 0 | 0 | 0 | 0 | 0 | 0 | 0 | 0 | 0 | 0 | 0 | 0 | 0 | 0 | 0 | 0 | 0 | 0 | 0 | 0 | 0 | 0 | 0 | 0 | 0 | 0 | 0 | 0 | 0
Electricity Generation by Type[solar thermal es,preexisting nonretiring] | NoSettings | 0 | 0 | 0 | 0 | 0 | 0 | 0 | 0 | 0 | 0 | 0 | 0 | 0 | 0 | 0 | 0 | 0 | 0 | 0 | 0 | 0 | 0 | 0 | 0 | 0 | 0 | 0 | 0 | 0 | 0 | 0
Electricity Generation by Type[solar thermal es,newly built] | NoSettings | 155472 | 241250 | 444973 | 664779 | 825612 | 954279 | 1109750 | 1152640 | 1152640 | 1216970 | 1313470 | 1415340 | 1517200 | 1624420 | 1672670 | 1785250 | 1930000 | 1988980 | 2064030 | 2165890 | 2321360 | 2578700 | 2675200 | 2798500 | 2959340 | 3141620 | 2895750 | 2974710 | 3041290 | 3102550 | 3168870
Electricity Generation by Type[biomass es,preexisting retiring] | NoSettings | 5416310 | 5416310 | 5416310 | 5416310 | 5416310 | 5416310 | 5416310 | 5416310 | 5416310 | 5416310 | 5400540 | 5400540 | 5400540 | 5400540 | 5400540 | 5400540 | 5400540 | 5400540 | 5400540 | 5400540 | 5400540 | 5400540 | 5400540 | 5400540 | 5400540 | 5400540 | 4515550 | 4533410 | 4538740 | 4549300 | 4560240
Electricity Generation by Type[biomass es,preexisting nonretiring] | NoSettings | 0 | 0 | 0 | 0 | 0 | 0 | 0 | 0 | 0 | 0 | 0 | 0 | 0 | 0 | 0 | 0 | 0 | 0 | 0 | 0 | 0 | 0 | 0 | 0 | 0 | 0 | 0 | 0 | 0 | 0 | 0
Electricity Generation by Type[biomass es,newly built] | NoSettings | 173448 | 339012 | 520344 | 701676 | 819936 | 914544 | 1048570 | 1080110 | 1080110 | 1127410 | 1190480 | 1253560 | 1316630 | 1379700 | 1403350 | 1466420 | 1545260 | 1576800 | 1608340 | 1655640 | 1734480 | 1860620 | 1907930 | 1971000 | 2049840 | 2136560 | 1911690 | 1945730 | 1974520 | 2005670 | 2030470
Electricity Generation by Type[geothermal es,preexisting retiring] | NoSettings | 11081400 | 9572530 | 9572530 | 9572530 | 9572530 | 9572530 | 9572530 | 9572530 | 9572530 | 9572530 | 9572530 | 9572530 | 9572530 | 9572530 | 9572530 | 9572530 | 9572530 | 9572530 | 9572530 | 9572530 | 9572530 | 9572530 | 9572530 | 9572530 | 9572530 | 9572530 | 8003870 | 8035530 | 8044970 | 8063680 | 8083080
Electricity Generation by Type[geothermal es,preexisting nonretiring] | NoSettings | 0 | 0 | 0 | 0 | 0 | 0 | 0 | 0 | 0 | 0 | 0 | 0 | 0 | 0 | 0 | 0 | 0 | 0 | 0 | 0 | 0 | 0 | 0 | 0 | 0 | 0 | 0 | 0 | 0 | 0 | 0
Electricity Generation by Type[geothermal es,newly built] | NoSettings | 54662.4 | 109325 | 273312 | 929261 | 983923 | 1038590 | 1475880 | 1475880 | 6778140 | 6778140 | 6778140 | 6832800 | 6832800 | 6887460 | 6887460 | 6887460 | 6942120 | 6942120 | 6942120 | 6942120 | 6996790 | 7106110 | 7106110 | 7160770 | 7215440 | 9237950 | 7815530 | 7846450 | 7855660 | 7873930 | 7892870
Electricity Generation by Type[petroleum es,preexisting retiring] | NoSettings | 0 | 0 | 0 | 0 | 0 | 0 | 0 | 0 | 0 | 0 | 0 | 0 | 0 | 0 | 0 | 0 | 0 | 0 | 0 | 0 | 0 | 0 | 0 | 0 | 0 | 0 | 0 | 0 | 0 | 0 | 0
Electricity Generation by Type[petroleum es,preexisting nonretiring] | NoSettings | 0 | 0 | 0 | 0 | 0 | 0 | 0 | 0 | 0 | 0 | 0 | 0 | 0 | 0 | 0 | 0 | 0 | 0 | 0 | 0 | 0 | 0 | 0 | 0 | 0 | 0 | 0 | 0 | 0 | 0 | 0
Electricity Generation by Type[petroleum es,newly built] | NoSettings | 0 | 0 | 0 | 0 | 0 | 0 | 0 | 0 | 0 | 0 | 0 | 0 | 0 | 0 | 0 | 0 | 0 | 0 | 0 | 0 | 0 | 0 | 0 | 0 | 0 | 0 | 0 | 0 | 0 | 0 | 0
Electricity Generation by Type[natural gas peaker es,preexisting retiring] | NoSettings | 6669080 | 6669080 | 6669080 | 6669080 | 6669080 | 6471980 | 6432560 | 6432560 | 6432560 | 6432560 | 6432560 | 6432560 | 6432560 | 6432560 | 6432560 | 6432560 | 6432560 | 6432560 | 6432560 | 6432560 | 6432560 | 6432560 | 6432560 | 6432560 | 6432560 | 6432560 | 6432560 | 6432560 | 6432560 | 6432560 | 6432560
Electricity Generation by Type[natural gas peaker es,preexisting nonretiring] | NoSettings | 0 | 0 | 0 | 0 | 0 | 0 | 0 | 0 | 0 | 0 | 0 | 0 | 0 | 0 | 0 | 0 | 0 | 0 | 0 | 0 | 0 | 0 | 0 | 0 | 0 | 0 | 0 | 0 | 0 | 0 | 0
Electricity Generation by Type[natural gas peaker es,newly built] | NoSettings | 0 | 0 | 0 | 0 | 0 | 0 | 0 | 0 | 0 | 0 | 0 | 0 | 0 | 0 | 0 | 0 | 0 | 0 | 0 | 0 | 0 | 0 | 0 | 0 | 0 | 0 | 0 | 0 | 0 | 0 | 0
Electricity Generation by Type[lignite es,preexisting retiring] | NoSettings | 0 | 0 | 0 | 0 | 0 | 0 | 0 | 0 | 0 | 0 | 0 | 0 | 0 | 0 | 0 | 0 | 0 | 0 | 0 | 0 | 0 | 0 | 0 | 0 | 0 | 0 | 0 | 0 | 0 | 0 | 0
Electricity Generation by Type[lignite es,preexisting nonretiring] | NoSettings | 0 | 0 | 0 | 0 | 0 | 0 | 0 | 0 | 0 | 0 | 0 | 0 | 0 | 0 | 0 | 0 | 0 | 0 | 0 | 0 | 0 | 0 | 0 | 0 | 0 | 0 | 0 | 0 | 0 | 0 | 0
Electricity Generation by Type[lignite es,newly built] | NoSettings | 0 | 0 | 0 | 0 | 0 | 0 | 0 | 0 | 0 | 0 | 0 | 0 | 0 | 0 | 0 | 0 | 0 | 0 | 0 | 0 | 0 | 0 | 0 | 0 | 0 | 0 | 0 | 0 | 0 | 0 | 0
Electricity Generation by Type[offshore wind es,preexisting retiring] | NoSettings | 0 | 0 | 0 | 0 | 0 | 0 | 0 | 0 | 0 | 0 | 0 | 0 | 0 | 0 | 0 | 0 | 0 | 0 | 0 | 0 | 0 | 0 | 0 | 0 | 0 | 0 | 0 | 0 | 0 | 0 | 0
Electricity Generation by Type[offshore wind es,preexisting nonretiring] | NoSettings | 0 | 0 | 0 | 0 | 0 | 0 | 0 | 0 | 0 | 0 | 0 | 0 | 0 | 0 | 0 | 0 | 0 | 0 | 0 | 0 | 0 | 0 | 0 | 0 | 0 | 0 | 0 | 0 | 0 | 0 | 0
Electricity Generation by Type[offshore wind es,newly built] | NoSettings | 225167 | 596276 | 1050780 | 3093960 | 5012050 | 6880100 | 8906610 | 10599500 | 12163200 | 13847800 | 15586600 | 17725600 | 19860600 | 22012200 | 24055300 | 26215300 | 28441900 | 30501800 | 32595000 | 34759100 | 37031600 | 39529300 | 41693400 | 43928400 | 46251000 | 48636100 | 41325000 | 41656500 | 41870100 | 42115000 | 42353700
Electricity Generation by Type[crude oil es,preexisting retiring] | NoSettings | 27067500 | 9973670 | 9973670 | 9791910 | 9573810 | 9073990 | 8596890 | 8596890 | 8596890 | 8596890 | 8596890 | 8596890 | 6879330 | 6879330 | 6879330 | 4298450 | 4298450 | 4298450 | 4298450 | 4298450 | 0 | 0 | 0 | 0 | 0 | 0 | 0 | 0 | 0 | 0 | 0
Electricity Generation by Type[crude oil es,preexisting nonretiring] | NoSettings | 0 | 0 | 0 | 0 | 0 | 0 | 0 | 0 | 0 | 0 | 0 | 0 | 0 | 0 | 0 | 0 | 0 | 0 | 0 | 0 | 0 | 0 | 0 | 0 | 0 | 0 | 0 | 0 | 0 | 0 | 0
Electricity Generation by Type[crude oil es,newly built] | NoSettings | 0 | 0 | 0 | 0 | 0 | 0 | 0 | 0 | 0 | 0 | 0 | 0 | 0 | 0 | 0 | 0 | 0 | 0 | 0 | 0 | 0 | 0 | 0 | 0 | 0 | 0 | 0 | 0 | 0 | 0 | 0
Electricity Generation by Type[heavy or residual fuel oil es,preexisting retiring] | NoSettings | 0 | 0 | 0 | 0 | 0 | 0 | 0 | 0 | 0 | 0 | 0 | 0 | 0 | 0 | 0 | 0 | 0 | 0 | 0 | 0 | 0 | 0 | 0 | 0 | 0 | 0 | 0 | 0 | 0 | 0 | 0
Electricity Generation by Type[heavy or residual fuel oil es,preexisting nonretiring] | NoSettings | 0 | 0 | 0 | 0 | 0 | 0 | 0 | 0 | 0 | 0 | 0 | 0 | 0 | 0 | 0 | 0 | 0 | 0 | 0 | 0 | 0 | 0 | 0 | 0 | 0 | 0 | 0 | 0 | 0 | 0 | 0
Electricity Generation by Type[heavy or residual fuel oil es,newly built] | NoSettings | 0 | 0 | 0 | 0 | 0 | 0 | 0 | 0 | 0 | 0 | 0 | 0 | 0 | 0 | 0 | 0 | 0 | 0 | 0 | 0 | 0 | 0 | 0 | 0 | 0 | 0 | 0 | 0 | 0 | 0 | 0
Electricity Generation by Type[municipal solid waste es,preexisting retiring] | NoSettings | 0 | 0 | 0 | 0 | 0 | 0 | 0 | 0 | 0 | 0 | 0 | 0 | 0 | 0 | 0 | 0 | 0 | 0 | 0 | 0 | 0 | 0 | 0 | 0 | 0 | 0 | 0 | 0 | 0 | 0 | 0
Electricity Generation by Type[municipal solid waste es,preexisting nonretiring] | NoSettings | 0 | 0 | 0 | 0 | 0 | 0 | 0 | 0 | 0 | 0 | 0 | 0 | 0 | 0 | 0 | 0 | 0 | 0 | 0 | 0 | 0 | 0 | 0 | 0 | 0 | 0 | 0 | 0 | 0 | 0 | 0
Electricity Generation by Type[municipal solid waste es,newly built] | NoSettings | 982392 | 2864880 | 2217410 | 3045540 | 2877020 | 2479760 | 2105050 | 1795470 | 1570650 | 1330740 | 1159580 | 1130590 | 1144670 | 1141830 | 1142860 | 1142170 | 1074860 | 1082240 | 1090210 | 1079680 | 1097290 | 1057230 | 1049510 | 1047630 | 1002170 | 712623 | 0 | 0 | 0 | 0 | 0
Electricity Generation Capacity[hard coal es,preexisting retiring] | NoSettings | 0 | 0 | 0 | 0 | 0 | 0 | 0 | 0 | 0 | 0 | 0 | 0 | 0 | 0 | 0 | 0 | 0 | 0 | 0 | 0 | 0 | 0 | 0 | 0 | 0 | 0 | 0 | 0 | 0 | 0 | 0
Electricity Generation Capacity[hard coal es,preexisting nonretiring] | NoSettings | 0 | 0 | 0 | 0 | 0 | 0 | 0 | 0 | 0 | 0 | 0 | 0 | 0 | 0 | 0 | 0 | 0 | 0 | 0 | 0 | 0 | 0 | 0 | 0 | 0 | 0 | 0 | 0 | 0 | 0 | 0
Electricity Generation Capacity[hard coal es,newly built] | NoSettings | 0 | 0 | 0 | 0 | 0 | 0 | 0 | 0 | 0 | 0 | 0 | 0 | 0 | 0 | 0 | 0 | 0 | 0 | 0 | 0 | 0 | 0 | 0 | 0 | 0 | 0 | 0 | 0 | 0 | 0 | 0
Electricity Generation Capacity[natural gas nonpeaker es,preexisting retiring] | NoSettings | 2883 | 2883 | 2883 | 2883 | 0.11 | 0.11 | 0.11 | 0.11 | 0.11 | 0.11 | 0.11 | 0.11 | 0.11 | 0.11 | 0.11 | 0.11 | 0.11 | 0.11 | 0.11 | 0.11 | 0.11 | 0.11 | 0.11 | 0.11 | 0.11 | 0.11 | 0.11 | 0.11 | 0.11 | 0.11 | 0.11
Electricity Generation Capacity[natural gas nonpeaker es,preexisting nonretiring] | NoSettings | 16626 | 16626 | 16626 | 16626 | 16626 | 16626 | 16626 | 16626 | 16626 | 16626 | 16626 | 16626 | 16626 | 16626 | 16626 | 16626 | 16626 | 16626 | 16626 | 16626 | 16626 | 16626 | 16626 | 16626 | 16626 | 16626 | 16626 | 16626 | 16626 | 16626 | 16626
Electricity Generation Capacity[natural gas nonpeaker es,newly built] | NoSettings | 0 | 0 | 0 | 0 | 0 | 0 | 0 | 0 | 0 | 0 | 0 | 0 | 0 | 0 | 0 | 0 | 0 | 0 | 0 | 0 | 0 | 0 | 0 | 0 | 0 | 0 | 0 | 0 | 0 | 0 | 0
Electricity Generation Capacity[nuclear es,preexisting retiring] | NoSettings | 2240 | 2240 | 2240 | 2240 | 1120 | 0 | 0 | 0 | 0 | 0 | 0 | 0 | 0 | 0 | 0 | 0 | 0 | 0 | 0 | 0 | 0 | 0 | 0 | 0 | 0 | 0 | 0 | 0 | 0 | 0 | 0
Electricity Generation Capacity[nuclear es,preexisting nonretiring] | NoSettings | 0 | 0 | 0 | 0 | 0 | 0 | 0 | 0 | 0 | 0 | 0 | 0 | 0 | 0 | 0 | 0 | 0 | 0 | 0 | 0 | 0 | 0 | 0 | 0 | 0 | 0 | 0 | 0 | 0 | 0 | 0
Electricity Generation Capacity[nuclear es,newly built] | NoSettings | 0 | 0 | 0 | 0 | 0 | 0 | 0 | 0 | 0 | 0 | 0 | 0 | 0 | 0 | 0 | 0 | 0 | 0 | 0 | 0 | 0 | 0 | 0 | 0 | 0 | 0 | 0 | 0 | 0 | 0 | 0
Electricity Generation Capacity[hydro es,preexisting retiring] | NoSettings | 10216 | 10216 | 10216 | 10216 | 10216 | 10216 | 10216 | 10216 | 10216 | 10216 | 10215 | 10215 | 10215 | 10215 | 10215 | 10215 | 10215 | 10215 | 10215 | 10215 | 10215 | 10215 | 10215 | 10215 | 10215 | 10215 | 10215 | 10215 | 10215 | 10215 | 10215
Electricity Generation Capacity[hydro es,preexisting nonretiring] | NoSettings | 0 | 0 | 0 | 0 | 0 | 0 | 0 | 0 | 0 | 0 | 0 | 0 | 0 | 0 | 0 | 0 | 0 | 0 | 0 | 0 | 0 | 0 | 0 | 0 | 0 | 0 | 0 | 0 | 0 | 0 | 0
Electricity Generation Capacity[hydro es,newly built] | NoSettings | 0 | 0 | 0 | 0 | 0 | 0 | 0 | 0 | 0 | 0 | 0 | 0 | 0 | 0 | 0 | 0 | 0 | 0 | 0 | 0 | 0 | 0 | 0 | 0 | 0 | 0 | 0 | 0 | 0 | 0 | 0
Electricity Generation Capacity[onshore wind es,preexisting retiring] | NoSettings | 6136 | 6136 | 6136 | 6136 | 6136 | 6136 | 6136 | 6136 | 6136 | 6136 | 6136 | 6136 | 6136 | 6136 | 6136 | 6136 | 6136 | 6136 | 6136 | 6136 | 6136 | 6136 | 6136 | 6136 | 6136 | 6136 | 6136 | 6136 | 6136 | 6136 | 6136
Electricity Generation Capacity[onshore wind es,preexisting nonretiring] | NoSettings | 0 | 0 | 0 | 0 | 0 | 0 | 0 | 0 | 0 | 0 | 0 | 0 | 0 | 0 | 0 | 0 | 0 | 0 | 0 | 0 | 0 | 0 | 0 | 0 | 0 | 0 | 0 | 0 | 0 | 0 | 0
Electricity Generation Capacity[onshore wind es,newly built] | NoSettings | 445 | 910 | 1480 | 2090 | 2545 | 2875 | 3360 | 3490 | 3490 | 3690 | 3980 | 4290 | 4385 | 4485 | 4530 | 4635 | 4770 | 4825 | 4895 | 4995 | 5140 | 5385 | 5480 | 5605 | 5765 | 5950 | 6285 | 6370 | 6450 | 6525 | 6590
Electricity Generation Capacity[solar PV es,preexisting retiring] | NoSettings | 11259 | 11259 | 11259 | 11259 | 11259 | 11259 | 11259 | 11259 | 11259 | 11259 | 11259 | 11259 | 11259 | 11259 | 11259 | 11259 | 11259 | 11259 | 11259 | 11259 | 11259 | 11259 | 11259 | 11259 | 11259 | 11259 | 11259 | 11259 | 11259 | 11259 | 11259
Electricity Generation Capacity[solar PV es,preexisting nonretiring] | NoSettings | 0 | 0 | 0 | 0 | 0 | 0 | 0 | 0 | 0 | 0 | 0 | 0 | 0 | 0 | 0 | 0 | 0 | 0 | 0 | 0 | 0 | 0 | 0 | 0 | 0 | 0 | 0 | 0 | 0 | 0 | 0
Electricity Generation Capacity[solar PV es,newly built] | NoSettings | 2978 | 6244 | 10052 | 14328 | 17682 | 20516 | 23984 | 25000 | 25000 | 26740 | 29414 | 32320 | 35094 | 38040 | 39418 | 42424 | 46288 | 47876 | 49894 | 52778 | 57086 | 64256 | 67064 | 70706 | 75412 | 80854 | 90466 | 92902 | 95296 | 97430 | 99374
Electricity Generation Capacity[solar thermal es,preexisting retiring] | NoSettings | 1284 | 0 | 0 | 0 | 0 | 0 | 0 | 0 | 0 | 0 | 0 | 0 | 0 | 0 | 0 | 0 | 0 | 0 | 0 | 0 | 0 | 0 | 0 | 0 | 0 | 0 | 0 | 0 | 0 | 0 | 0
Electricity Generation Capacity[solar thermal es,preexisting nonretiring] | NoSettings | 0 | 0 | 0 | 0 | 0 | 0 | 0 | 0 | 0 | 0 | 0 | 0 | 0 | 0 | 0 | 0 | 0 | 0 | 0 | 0 | 0 | 0 | 0 | 0 | 0 | 0 | 0 | 0 | 0 | 0 | 0
Electricity Generation Capacity[solar thermal es,newly built] | NoSettings | 29 | 45 | 83 | 124 | 154 | 178 | 207 | 215 | 215 | 227 | 245 | 264 | 283 | 303 | 312 | 333 | 360 | 371 | 385 | 404 | 433 | 481 | 499 | 522 | 552 | 586 | 646 | 661 | 675 | 687 | 700
Electricity Generation Capacity[biomass es,preexisting retiring] | NoSettings | 687 | 687 | 687 | 687 | 687 | 687 | 687 | 687 | 687 | 687 | 685 | 685 | 685 | 685 | 685 | 685 | 685 | 685 | 685 | 685 | 685 | 685 | 685 | 685 | 685 | 685 | 685 | 685 | 685 | 685 | 685
Electricity Generation Capacity[biomass es,preexisting nonretiring] | NoSettings | 0 | 0 | 0 | 0 | 0 | 0 | 0 | 0 | 0 | 0 | 0 | 0 | 0 | 0 | 0 | 0 | 0 | 0 | 0 | 0 | 0 | 0 | 0 | 0 | 0 | 0 | 0 | 0 | 0 | 0 | 0
Electricity Generation Capacity[biomass es,newly built] | NoSettings | 22 | 43 | 66 | 89 | 104 | 116 | 133 | 137 | 137 | 143 | 151 | 159 | 167 | 175 | 178 | 186 | 196 | 200 | 204 | 210 | 220 | 236 | 242 | 250 | 260 | 271 | 290 | 294 | 298 | 302 | 305
Electricity Generation Capacity[geothermal es,preexisting retiring] | NoSettings | 1836 | 1586 | 1586 | 1586 | 1586 | 1586 | 1586 | 1586 | 1586 | 1586 | 1586 | 1586 | 1586 | 1586 | 1586 | 1586 | 1586 | 1586 | 1586 | 1586 | 1586 | 1586 | 1586 | 1586 | 1586 | 1586 | 1586 | 1586 | 1586 | 1586 | 1586
Electricity Generation Capacity[geothermal es,preexisting nonretiring] | NoSettings | 0 | 0 | 0 | 0 | 0 | 0 | 0 | 0 | 0 | 0 | 0 | 0 | 0 | 0 | 0 | 0 | 0 | 0 | 0 | 0 | 0 | 0 | 0 | 0 | 0 | 0 | 0 | 0 | 0 | 0 | 0
Electricity Generation Capacity[geothermal es,newly built] | NoSettings | 10 | 20 | 50 | 170 | 180 | 190 | 270 | 270 | 1240 | 1240 | 1240 | 1250 | 1250 | 1260 | 1260 | 1260 | 1270 | 1270 | 1270 | 1270 | 1280 | 1300 | 1300 | 1310 | 1320 | 1690 | 1710 | 1710 | 1710 | 1710 | 1710
Electricity Generation Capacity[petroleum es,preexisting retiring] | NoSettings | 0 | 0 | 0 | 0 | 0 | 0 | 0 | 0 | 0 | 0 | 0 | 0 | 0 | 0 | 0 | 0 | 0 | 0 | 0 | 0 | 0 | 0 | 0 | 0 | 0 | 0 | 0 | 0 | 0 | 0 | 0
Electricity Generation Capacity[petroleum es,preexisting nonretiring] | NoSettings | 0 | 0 | 0 | 0 | 0 | 0 | 0 | 0 | 0 | 0 | 0 | 0 | 0 | 0 | 0 | 0 | 0 | 0 | 0 | 0 | 0 | 0 | 0 | 0 | 0 | 0 | 0 | 0 | 0 | 0 | 0
Electricity Generation Capacity[petroleum es,newly built] | NoSettings | 0 | 0 | 0 | 0 | 0 | 0 | 0 | 0 | 0 | 0 | 0 | 0 | 0 | 0 | 0 | 0 | 0 | 0 | 0 | 0 | 0 | 0 | 0 | 0 | 0 | 0 | 0 | 0 | 0 | 0 | 0
Electricity Generation Capacity[natural gas peaker es,preexisting retiring] | NoSettings | 8459 | 8459 | 8459 | 8459 | 8459 | 8209 | 8159 | 8159 | 8159 | 8159 | 8159 | 8159 | 8159 | 8159 | 8159 | 8159 | 8159 | 8159 | 8159 | 8159 | 8159 | 8159 | 8159 | 8159 | 8159 | 8159 | 8159 | 8159 | 8159 | 8159 | 8159
Electricity Generation Capacity[natural gas peaker es,preexisting nonretiring] | NoSettings | 0 | 0 | 0 | 0 | 0 | 0 | 0 | 0 | 0 | 0 | 0 | 0 | 0 | 0 | 0 | 0 | 0 | 0 | 0 | 0 | 0 | 0 | 0 | 0 | 0 | 0 | 0 | 0 | 0 | 0 | 0
Electricity Generation Capacity[natural gas peaker es,newly built] | NoSettings | 0 | 0 | 0 | 0 | 0 | 0 | 0 | 0 | 0 | 0 | 0 | 0 | 0 | 0 | 0 | 0 | 0 | 0 | 0 | 0 | 0 | 0 | 0 | 0 | 0 | 0 | 0 | 0 | 0 | 0 | 0
Electricity Generation Capacity[lignite es,preexisting retiring] | NoSettings | 0 | 0 | 0 | 0 | 0 | 0 | 0 | 0 | 0 | 0 | 0 | 0 | 0 | 0 | 0 | 0 | 0 | 0 | 0 | 0 | 0 | 0 | 0 | 0 | 0 | 0 | 0 | 0 | 0 | 0 | 0
Electricity Generation Capacity[lignite es,preexisting nonretiring] | NoSettings | 0 | 0 | 0 | 0 | 0 | 0 | 0 | 0 | 0 | 0 | 0 | 0 | 0 | 0 | 0 | 0 | 0 | 0 | 0 | 0 | 0 | 0 | 0 | 0 | 0 | 0 | 0 | 0 | 0 | 0 | 0
Electricity Generation Capacity[lignite es,newly built] | NoSettings | 0 | 0 | 0 | 0 | 0 | 0 | 0 | 0 | 0 | 0 | 0 | 0 | 0 | 0 | 0 | 0 | 0 | 0 | 0 | 0 | 0 | 0 | 0 | 0 | 0 | 0 | 0 | 0 | 0 | 0 | 0
Electricity Generation Capacity[offshore wind es,preexisting retiring] | NoSettings | 0 | 0 | 0 | 0 | 0 | 0 | 0 | 0 | 0 | 0 | 0 | 0 | 0 | 0 | 0 | 0 | 0 | 0 | 0 | 0 | 0 | 0 | 0 | 0 | 0 | 0 | 0 | 0 | 0 | 0 | 0
Electricity Generation Capacity[offshore wind es,preexisting nonretiring] | NoSettings | 0 | 0 | 0 | 0 | 0 | 0 | 0 | 0 | 0 | 0 | 0 | 0 | 0 | 0 | 0 | 0 | 0 | 0 | 0 | 0 | 0 | 0 | 0 | 0 | 0 | 0 | 0 | 0 | 0 | 0 | 0
Electricity Generation Capacity[offshore wind es,newly built] | NoSettings | 54 | 143 | 252 | 742 | 1202 | 1650 | 2136 | 2542 | 2917 | 3321 | 3738 | 4251 | 4763 | 5279 | 5769 | 6287 | 6821 | 7315 | 7817 | 8336 | 8881 | 9480 | 9999 | 10535 | 11092 | 11664 | 11853 | 11901 | 11948 | 11990 | 12029
Electricity Generation Capacity[crude oil es,preexisting retiring] | NoSettings | 5957 | 2195 | 2195 | 2155 | 2107 | 1997 | 1892 | 1892 | 1892 | 1892 | 1892 | 1892 | 1514 | 1514 | 1514 | 946 | 946 | 946 | 946 | 946 | 0 | 0 | 0 | 0 | 0 | 0 | 0 | 0 | 0 | 0 | 0
Electricity Generation Capacity[crude oil es,preexisting nonretiring] | NoSettings | 0 | 0 | 0 | 0 | 0 | 0 | 0 | 0 | 0 | 0 | 0 | 0 | 0 | 0 | 0 | 0 | 0 | 0 | 0 | 0 | 0 | 0 | 0 | 0 | 0 | 0 | 0 | 0 | 0 | 0 | 0
Electricity Generation Capacity[crude oil es,newly built] | NoSettings | 0 | 0 | 0 | 0 | 0 | 0 | 0 | 0 | 0 | 0 | 0 | 0 | 0 | 0 | 0 | 0 | 0 | 0 | 0 | 0 | 0 | 0 | 0 | 0 | 0 | 0 | 0 | 0 | 0 | 0 | 0
Electricity Generation Capacity[heavy or residual fuel oil es,preexisting retiring] | NoSettings | 0 | 0 | 0 | 0 | 0 | 0 | 0 | 0 | 0 | 0 | 0 | 0 | 0 | 0 | 0 | 0 | 0 | 0 | 0 | 0 | 0 | 0 | 0 | 0 | 0 | 0 | 0 | 0 | 0 | 0 | 0
Electricity Generation Capacity[heavy or residual fuel oil es,preexisting nonretiring] | NoSettings | 0 | 0 | 0 | 0 | 0 | 0 | 0 | 0 | 0 | 0 | 0 | 0 | 0 | 0 | 0 | 0 | 0 | 0 | 0 | 0 | 0 | 0 | 0 | 0 | 0 | 0 | 0 | 0 | 0 | 0 | 0
Electricity Generation Capacity[heavy or residual fuel oil es,newly built] | NoSettings | 0 | 0 | 0 | 0 | 0 | 0 | 0 | 0 | 0 | 0 | 0 | 0 | 0 | 0 | 0 | 0 | 0 | 0 | 0 | 0 | 0 | 0 | 0 | 0 | 0 | 0 | 0 | 0 | 0 | 0 | 0
Electricity Generation Capacity[municipal solid waste es,preexisting retiring] | NoSettings | 0 | 0 | 0 | 0 | 0 | 0 | 0 | 0 | 0 | 0 | 0 | 0 | 0 | 0 | 0 | 0 | 0 | 0 | 0 | 0 | 0 | 0 | 0 | 0 | 0 | 0 | 0 | 0 | 0 | 0 | 0
Electricity Generation Capacity[municipal solid waste es,preexisting nonretiring] | NoSettings | 0 | 0 | 0 | 0 | 0 | 0 | 0 | 0 | 0 | 0 | 0 | 0 | 0 | 0 | 0 | 0 | 0 | 0 | 0 | 0 | 0 | 0 | 0 | 0 | 0 | 0 | 0 | 0 | 0 | 0 | 0
Electricity Generation Capacity[municipal solid waste es,newly built] | NoSettings | 20 | 30 | 40 | 50 | 50 | 50 | 50 | 50 | 50 | 50 | 50 | 50 | 50 | 50 | 50 | 50 | 50 | 50 | 50 | 50 | 50 | 50 | 50 | 50 | 50 | 50 | 50 | 50 | 50 | 50 | 50
BAU Cargo Dist Transported[LDVs,passenger] | NoSettings | 483683000000 | 562435000000 | 573626000000 | 582957000000 | 589669000000 | 593685000000 | 596174000000 | 599769000000 | 603228000000 | 606546000000 | 609742000000 | 612785000000 | 615714000000 | 618513000000 | 621182000000 | 623732000000 | 626143000000 | 628434000000 | 630573000000 | 632588000000 | 634474000000 | 636225000000 | 637858000000 | 639349000000 | 640718000000 | 641980000000 | 643129000000 | 644160000000 | 645107000000 | 645955000000 | 646711000000
BAU Cargo Dist Transported[LDVs,freight] | NoSettings | 16424700000 | 18126300000 | 18375100000 | 18569500000 | 18696800000 | 18759500000 | 18834200000 | 18915900000 | 19007100000 | 19105100000 | 19210000000 | 19373800000 | 19550600000 | 19732600000 | 19920700000 | 20110700000 | 20309000000 | 20508200000 | 20708400000 | 20914300000 | 21120300000 | 21333000000 | 21549300000 | 21777300000 | 22002300000 | 22232400000 | 22464800000 | 22704000000 | 22943900000 | 23190000000 | 23443400000
BAU Cargo Dist Transported[HDVs,passenger] | NoSettings | 50045300000 | 51864500000 | 51733200000 | 51568500000 | 51390600000 | 51181900000 | 51033000000 | 50925300000 | 50876700000 | 50864700000 | 50874600000 | 50904800000 | 50943600000 | 50986900000 | 51044300000 | 51121000000 | 51639800000 | 52150500000 | 52647000000 | 53136600000 | 53600500000 | 54030200000 | 54544500000 | 55138900000 | 55697200000 | 56251200000 | 56784500000 | 57222100000 | 57548800000 | 57878000000 | 58321700000
BAU Cargo Dist Transported[HDVs,freight] | NoSettings | 59888100000 | 61067500000 | 62272400000 | 63503400000 | 64761000000 | 66045900000 | 67358800000 | 68700200000 | 70071000000 | 71471700000 | 72903200000 | 75079400000 | 77324200000 | 79639800000 | 82028500000 | 84492800000 | 87034900000 | 89657800000 | 92363900000 | 95155900000 | 98036600000 | 101009000000 | 104076000000 | 107241000000 | 110507000000 | 113878000000 | 117356000000 | 120946000000 | 124651000000 | 128475000000 | 132422000000
BAU Cargo Dist Transported[aircraft,passenger] | NoSettings | 16193500000 | 22028400000 | 24594000000 | 25763600000 | 26373000000 | 26886900000 | 27055700000 | 27198500000 | 27438800000 | 27634800000 | 27906500000 | 28239300000 | 28645000000 | 29069000000 | 29495900000 | 29915800000 | 30241700000 | 30527600000 | 30851700000 | 31188900000 | 31588000000 | 31979100000 | 32421400000 | 32879600000 | 33363700000 | 33815300000 | 34245300000 | 34632800000 | 34990500000 | 35318200000 | 35648400000
BAU Cargo Dist Transported[aircraft,freight] | NoSettings | 623011000 | 847496000 | 946201000 | 991200000 | 1014640000 | 1034410000 | 1040910000 | 1046400000 | 1055650000 | 1063190000 | 1073640000 | 1086440000 | 1102050000 | 1118370000 | 1134790000 | 1150940000 | 1163480000 | 1174480000 | 1186950000 | 1199930000 | 1215280000 | 1230320000 | 1247340000 | 1264970000 | 1283600000 | 1300970000 | 1317510000 | 1332420000 | 1346180000 | 1358790000 | 1371490000
BAU Cargo Dist Transported[rail,passenger] | NoSettings | 1146790000 | 1146790000 | 1146790000 | 1146790000 | 1146790000 | 1146790000 | 1146790000 | 1146790000 | 1146790000 | 1146790000 | 1146790000 | 1146790000 | 1146790000 | 1146790000 | 1146790000 | 1146790000 | 1146790000 | 1146790000 | 1146790000 | 1146790000 | 1146790000 | 1146790000 | 1146790000 | 1146790000 | 1146790000 | 1146790000 | 1146790000 | 1146790000 | 1146790000 | 1146790000 | 1146790000
BAU Cargo Dist Transported[rail,freight] | NoSettings | 74152000000 | 75605900000 | 77786900000 | 79240800000 | 80694800000 | 82875700000 | 84329700000 | 86510600000 | 88691600000 | 90145500000 | 92326500000 | 94507400000 | 96688300000 | 98142300000 | 100323000000 | 102504000000 | 105412000000 | 107593000000 | 109774000000 | 111955000000 | 114863000000 | 117044000000 | 119952000000 | 122133000000 | 125041000000 | 127948000000 | 130129000000 | 133037000000 | 135945000000 | 139580000000 | 142488000000
BAU Cargo Dist Transported[ships,passenger] | NoSettings | 167419000 | 167419000 | 167419000 | 167419000 | 169077000 | 169077000 | 170734000 | 170734000 | 170734000 | 170734000 | 170734000 | 170734000 | 170734000 | 170734000 | 172392000 | 172392000 | 172392000 | 172392000 | 172392000 | 170734000 | 170734000 | 170734000 | 170734000 | 170734000 | 170734000 | 170734000 | 170734000 | 170734000 | 170734000 | 170734000 | 170734000
BAU Cargo Dist Transported[ships,freight] | NoSettings | 174899000000 | 181691000000 | 190182000000 | 196974000000 | 203766000000 | 210558000000 | 219049000000 | 227539000000 | 236029000000 | 244519000000 | 253010000000 | 259802000000 | 268292000000 | 276782000000 | 283574000000 | 292065000000 | 300555000000 | 310743000000 | 319234000000 | 329422000000 | 337912000000 | 346402000000 | 356591000000 | 365081000000 | 375269000000 | 383759000000 | 393948000000 | 402438000000 | 410928000000 | 421117000000 | 429607000000
BAU Cargo Dist Transported[motorbikes,passenger] | NoSettings | 1525360000 | 1756090000 | 1783210000 | 1801650000 | 1809550000 | 1807720000 | 1806920000 | 1805780000 | 1804650000 | 1803800000 | 1802790000 | 1801930000 | 1801790000 | 1802480000 | 1803400000 | 1804720000 | 1806010000 | 1807510000 | 1808810000 | 1810030000 | 1811170000 | 1812110000 | 1813260000 | 1814140000 | 1814660000 | 1814530000 | 1813840000 | 1812650000 | 1811170000 | 1810310000 | 1808500000
BAU Cargo Dist Transported[motorbikes,freight] | NoSettings | 131363000000 | 133950000000 | 136592000000 | 139292000000 | 142051000000 | 144869000000 | 147749000000 | 150692000000 | 153698000000 | 156771000000 | 159911000000 | 164684000000 | 169608000000 | 174687000000 | 179927000000 | 185332000000 | 190908000000 | 196661000000 | 202597000000 | 208721000000 | 215040000000 | 221560000000 | 228288000000 | 235230000000 | 242394000000 | 249787000000 | 257417000000 | 265291000000 | 273418000000 | 281806000000 | 290464000000
Output Total CO2e Emissions | NoSettings | 497.465 | 474.883 | 455.373 | 437.019 | 421.949 | 410.086 | 396.867 | 387.396 | 377.228 | 367.175 | 355.962 | 349.663 | 343.97 | 338.399 | 334.168 | 329.296 | 323.029 | 319.327 | 315.464 | 310.207 | 304.944 | 294.438 | 289.89 | 284.308 | 277.833 | 267.801 | 264.773 | 262.738 | 261.238 | 260.356 | 259.767
Output Total CO2 Emissions | NoSettings | 423.322 | 401.931 | 383.208 | 369.161 | 358.404 | 350.826 | 339.901 | 332.74 | 324.869 | 317.117 | 308.192 | 302.305 | 297.041 | 291.858 | 288.041 | 283.595 | 277.743 | 274.448 | 270.974 | 266.129 | 261.276 | 251.283 | 247.245 | 242.134 | 236.173 | 226.647 | 223.536 | 221.387 | 219.752 | 218.734 | 218.007
LULUCF Anthropogenic Pollutant Emissions[CO2] | NoSettings | 107000000000000 | 63700000000000 | 50100000000000 | 42200000000000 | 36600000000000 | 32200000000000 | 28700000000000 | 25700000000000 | 23100000000000 | 20800000000000 | 18700000000000 | 18700000000000 | 18700000000000 | 18700000000000 | 18700000000000 | 18700000000000 | 18700000000000 | 18700000000000 | 18700000000000 | 18700000000000 | 18700000000000 | 18700000000000 | 18700000000000 | 18700000000000 | 18700000000000 | 18700000000000 | 18700000000000 | 18700000000000 | 18700000000000 | 18700000000000 | 18700000000000
LULUCF Anthropogenic Pollutant Emissions[VOC] | NoSettings | 0 | 0 | 0 | 0 | 0 | 0 | 0 | 0 | 0 | 0 | 0 | 0 | 0 | 0 | 0 | 0 | 0 | 0 | 0 | 0 | 0 | 0 | 0 | 0 | 0 | 0 | 0 | 0 | 0 | 0 | 0
LULUCF Anthropogenic Pollutant Emissions[CO] | NoSettings | 0 | 0 | 0 | 0 | 0 | 0 | 0 | 0 | 0 | 0 | 0 | 0 | 0 | 0 | 0 | 0 | 0 | 0 | 0 | 0 | 0 | 0 | 0 | 0 | 0 | 0 | 0 | 0 | 0 | 0 | 0
LULUCF Anthropogenic Pollutant Emissions[NOx] | NoSettings | 0 | 0 | 0 | 0 | 0 | 0 | 0 | 0 | 0 | 0 | 0 | 0 | 0 | 0 | 0 | 0 | 0 | 0 | 0 | 0 | 0 | 0 | 0 | 0 | 0 | 0 | 0 | 0 | 0 | 0 | 0
LULUCF Anthropogenic Pollutant Emissions[PM10] | NoSettings | 0 | 0 | 0 | 0 | 0 | 0 | 0 | 0 | 0 | 0 | 0 | 0 | 0 | 0 | 0 | 0 | 0 | 0 | 0 | 0 | 0 | 0 | 0 | 0 | 0 | 0 | 0 | 0 | 0 | 0 | 0
LULUCF Anthropogenic Pollutant Emissions[PM25] | NoSettings | 0 | 0 | 0 | 0 | 0 | 0 | 0 | 0 | 0 | 0 | 0 | 0 | 0 | 0 | 0 | 0 | 0 | 0 | 0 | 0 | 0 | 0 | 0 | 0 | 0 | 0 | 0 | 0 | 0 | 0 | 0
LULUCF Anthropogenic Pollutant Emissions[SOx] | NoSettings | 0 | 0 | 0 | 0 | 0 | 0 | 0 | 0 | 0 | 0 | 0 | 0 | 0 | 0 | 0 | 0 | 0 | 0 | 0 | 0 | 0 | 0 | 0 | 0 | 0 | 0 | 0 | 0 | 0 | 0 | 0
LULUCF Anthropogenic Pollutant Emissions[BC] | NoSettings | 0 | 0 | 0 | 0 | 0 | 0 | 0 | 0 | 0 | 0 | 0 | 0 | 0 | 0 | 0 | 0 | 0 | 0 | 0 | 0 | 0 | 0 | 0 | 0 | 0 | 0 | 0 | 0 | 0 | 0 | 0
LULUCF Anthropogenic Pollutant Emissions[OC] | NoSettings | 0 | 0 | 0 | 0 | 0 | 0 | 0 | 0 | 0 | 0 | 0 | 0 | 0 | 0 | 0 | 0 | 0 | 0 | 0 | 0 | 0 | 0 | 0 | 0 | 0 | 0 | 0 | 0 | 0 | 0 | 0
LULUCF Anthropogenic Pollutant Emissions[CH4] | NoSettings | 70900000000 | 42300000000 | 21200000000 | 15500000000 | 12300000000 | 9950000000 | 8140000000 | 6670000000 | 5420000000 | 4340000000 | 3390000000 | 3390000000 | 3390000000 | 3390000000 | 3390000000 | 3390000000 | 3390000000 | 3390000000 | 3390000000 | 3390000000 | 3390000000 | 3390000000 | 3390000000 | 3390000000 | 3390000000 | 3390000000 | 3390000000 | 3390000000 | 3390000000 | 3390000000 | 3390000000
LULUCF Anthropogenic Pollutant Emissions[N2O] | NoSettings | 4110000000 | 2450000000 | 1230000000 | 902000000 | 712000000 | 577000000 | 472000000 | 387000000 | 315000000 | 252000000 | 196000000 | 196000000 | 196000000 | 196000000 | 196000000 | 196000000 | 196000000 | 196000000 | 196000000 | 196000000 | 196000000 | 196000000 | 196000000 | 196000000 | 196000000 | 196000000 | 196000000 | 196000000 | 196000000 | 196000000 | 196000000
LULUCF Anthropogenic Pollutant Emissions[F gases] | NoSettings | 0 | 0 | 0 | 0 | 0 | 0 | 0 | 0 | 0 | 0 | 0 | 0 | 0 | 0 | 0 | 0 | 0 | 0 | 0 | 0 | 0 | 0 | 0 | 0 | 0 | 0 | 0 | 0 | 0 | 0 | 0
New Vehicles[LDVs,passenger,battery electric vehicle] | NoSettings | 113580 | 195420 | 276015 | 286005 | 303423 | 325116 | 313323 | 321261 | 339954 | 386946 | 444528 | 551679 | 663135 | 775593 | 886221 | 991092 | 1091660 | 1184700 | 1272360 | 1348250 | 1419460 | 1483340 | 1539680 | 1593240 | 1641120 | 1678940 | 1696760 | 1712380 | 1725670 | 1740000 | 1753820
New Vehicles[LDVs,passenger,natural gas vehicle] | NoSettings | 0 | 0 | 0 | 0 | 0 | 0 | 0 | 0 | 0 | 0 | 0 | 0 | 0 | 0 | 0 | 0 | 0 | 0 | 0 | 0 | 0 | 0 | 0 | 0 | 0 | 0 | 0 | 0 | 0 | 0 | 0
New Vehicles[LDVs,passenger,gasoline vehicle] | NoSettings | 1567900 | 1752570 | 1700810 | 1725230 | 1730900 | 1721930 | 1755660 | 1745930 | 1730300 | 1687870 | 1634530 | 1540740 | 1443590 | 1345280 | 1248390 | 1156800 | 1068790 | 987651 | 911055 | 845553 | 783939 | 728880 | 680730 | 634587 | 593505 | 561735 | 548499 | 537063 | 527664 | 516864 | 506304
New Vehicles[LDVs,passenger,diesel vehicle] | NoSettings | 0 | 0 | 0 | 0 | 0 | 0 | 0 | 0 | 0 | 0 | 0 | 0 | 0 | 0 | 0 | 0 | 0 | 0 | 0 | 0 | 0 | 0 | 0 | 0 | 0 | 0 | 0 | 0 | 0 | 0 | 0
New Vehicles[LDVs,passenger,plugin hybrid vehicle] | NoSettings | 28800 | 40749 | 51483 | 50067 | 50721 | 52185 | 39057 | 53565 | 62724 | 69897 | 76962 | 74361 | 70410 | 66156 | 61860 | 57588 | 53556 | 49758 | 46260 | 42996 | 40071 | 37437 | 35025 | 32877 | 30921 | 29340 | 28809 | 28275 | 27738 | 27201 | 26616
New Vehicles[LDVs,passenger,LPG vehicle] | NoSettings | 0 | 0 | 0 | 0 | 0 | 0 | 0 | 0 | 0 | 0 | 0 | 0 | 0 | 0 | 0 | 0 | 0 | 0 | 0 | 0 | 0 | 0 | 0 | 0 | 0 | 0 | 0 | 0 | 0 | 0 | 0
New Vehicles[LDVs,passenger,hydrogen vehicle] | NoSettings | 0 | 0 | 0 | 0 | 0 | 0 | 0 | 0 | 0 | 0 | 0 | 0 | 0 | 0 | 0 | 0 | 0 | 0 | 0 | 0 | 0 | 0 | 0 | 0 | 0 | 0 | 0 | 0 | 0 | 0 | 0
New Vehicles[LDVs,freight,battery electric vehicle] | NoSettings | 294 | 756 | 1749 | 2409 | 6246 | 8403 | 11403 | 17304 | 23994 | 30768 | 37626 | 43440 | 49377 | 55428 | 61605 | 67893 | 68562 | 69234 | 69909 | 70605 | 71301 | 72018 | 72747 | 73518 | 74277 | 75054 | 75840 | 76647 | 77457 | 78288 | 79143
New Vehicles[LDVs,freight,natural gas vehicle] | NoSettings | 36 | 45 | 57 | 45 | 39 | 33 | 27 | 27 | 24 | 21 | 18 | 15 | 15 | 12 | 12 | 9 | 9 | 9 | 6 | 6 | 6 | 6 | 6 | 3 | 3 | 3 | 3 | 0 | 0 | 0 | 0
New Vehicles[LDVs,freight,gasoline vehicle] | NoSettings | 62973 | 60915 | 61545 | 64797 | 62649 | 62955 | 61692 | 58014 | 54192 | 50328 | 46026 | 43338 | 40371 | 37587 | 34725 | 32025 | 32418 | 32859 | 33192 | 33678 | 34140 | 34575 | 35025 | 35517 | 36033 | 36504 | 36987 | 37473 | 37977 | 38250 | 38733
New Vehicles[LDVs,freight,diesel vehicle] | NoSettings | 36441 | 48363 | 48240 | 45516 | 44604 | 42531 | 41253 | 39528 | 37215 | 34905 | 32988 | 30858 | 28962 | 26802 | 24633 | 22203 | 22344 | 22440 | 22650 | 22719 | 22812 | 22953 | 23088 | 23211 | 23301 | 23454 | 23598 | 23757 | 23898 | 24291 | 24495
New Vehicles[LDVs,freight,plugin hybrid vehicle] | NoSettings | 0 | 0 | 0 | 0 | 0 | 0 | 0 | 0 | 0 | 0 | 0 | 0 | 0 | 0 | 0 | 0 | 0 | 0 | 0 | 0 | 0 | 0 | 0 | 0 | 0 | 0 | 0 | 0 | 0 | 0 | 0
New Vehicles[LDVs,freight,LPG vehicle] | NoSettings | 0 | 0 | 0 | 0 | 0 | 0 | 0 | 0 | 0 | 0 | 0 | 0 | 0 | 0 | 0 | 0 | 0 | 0 | 0 | 0 | 0 | 0 | 0 | 0 | 0 | 0 | 0 | 0 | 0 | 0 | 0
New Vehicles[LDVs,freight,hydrogen vehicle] | NoSettings | 0 | 0 | 0 | 0 | 0 | 0 | 0 | 0 | 0 | 0 | 0 | 0 | 0 | 0 | 0 | 0 | 0 | 0 | 0 | 0 | 0 | 0 | 0 | 0 | 0 | 0 | 0 | 0 | 0 | 0 | 0
New Vehicles[HDVs,passenger,battery electric vehicle] | NoSettings | 81 | 120 | 189 | 297 | 540 | 594 | 942 | 1128 | 1395 | 2253 | 2523 | 2658 | 2793 | 2931 | 3069 | 3207 | 3240 | 3273 | 3303 | 3333 | 3363 | 3390 | 3423 | 3459 | 3495 | 3528 | 3564 | 3591 | 3612 | 3630 | 3660
New Vehicles[HDVs,passenger,natural gas vehicle] | NoSettings | 345 | 333 | 360 | 399 | 351 | 345 | 312 | 255 | 237 | 135 | 156 | 141 | 126 | 108 | 87 | 72 | 72 | 72 | 66 | 75 | 72 | 63 | 63 | 63 | 63 | 63 | 66 | 66 | 66 | 63 | 72
New Vehicles[HDVs,passenger,gasoline vehicle] | NoSettings | 285 | 258 | 222 | 246 | 282 | 285 | 252 | 306 | 225 | 150 | 120 | 117 | 93 | 87 | 75 | 84 | 75 | 78 | 96 | 75 | 78 | 72 | 78 | 72 | 78 | 75 | 99 | 87 | 93 | 108 | 87
New Vehicles[HDVs,passenger,diesel vehicle] | NoSettings | 3081 | 3219 | 3150 | 2964 | 2724 | 2658 | 2364 | 2172 | 2001 | 1317 | 1059 | 942 | 852 | 741 | 639 | 510 | 528 | 531 | 528 | 546 | 552 | 573 | 573 | 585 | 588 | 597 | 579 | 597 | 594 | 585 | 606
New Vehicles[HDVs,passenger,plugin hybrid vehicle] | NoSettings | 0 | 0 | 0 | 0 | 0 | 0 | 0 | 0 | 0 | 0 | 0 | 0 | 0 | 0 | 0 | 0 | 0 | 0 | 0 | 0 | 0 | 0 | 0 | 0 | 0 | 0 | 0 | 0 | 0 | 0 | 0
New Vehicles[HDVs,passenger,LPG vehicle] | NoSettings | 0 | 0 | 0 | 0 | 0 | 0 | 0 | 0 | 0 | 0 | 0 | 0 | 0 | 0 | 0 | 0 | 0 | 0 | 0 | 0 | 0 | 0 | 0 | 0 | 0 | 0 | 0 | 0 | 0 | 0 | 0
New Vehicles[HDVs,passenger,hydrogen vehicle] | NoSettings | 0 | 0 | 0 | 0 | 0 | 0 | 0 | 0 | 0 | 0 | 0 | 0 | 0 | 0 | 0 | 0 | 0 | 0 | 0 | 0 | 0 | 0 | 0 | 0 | 0 | 0 | 0 | 0 | 0 | 0 | 0
New Vehicles[HDVs,freight,battery electric vehicle] | NoSettings | 3 | 3 | 12 | 15 | 183 | 261 | 381 | 582 | 792 | 1011 | 1239 | 1488 | 1752 | 1806 | 1860 | 1914 | 1974 | 2031 | 2094 | 2157 | 2223 | 2289 | 2358 | 2430 | 2505 | 2583 | 2661 | 2742 | 2826 | 2913 | 3003
New Vehicles[HDVs,freight,natural gas vehicle] | NoSettings | 15 | 18 | 33 | 27 | 21 | 21 | 18 | 18 | 18 | 21 | 21 | 24 | 27 | 30 | 36 | 42 | 51 | 60 | 66 | 72 | 81 | 87 | 90 | 99 | 105 | 108 | 114 | 117 | 120 | 123 | 126
New Vehicles[HDVs,freight,gasoline vehicle] | NoSettings | 0 | 0 | 0 | 0 | 0 | 0 | 0 | 0 | 0 | 0 | 0 | 0 | 0 | 0 | 0 | 0 | 0 | 0 | 0 | 0 | 0 | 0 | 0 | 0 | 0 | 0 | 0 | 0 | 0 | 0 | 0
New Vehicles[HDVs,freight,diesel vehicle] | NoSettings | 3375 | 3438 | 3483 | 3555 | 3465 | 3459 | 3417 | 3291 | 3156 | 3015 | 2865 | 2733 | 2592 | 2661 | 2733 | 2805 | 2874 | 2949 | 3021 | 3099 | 3174 | 3252 | 3336 | 3414 | 3492 | 3576 | 3654 | 3735 | 3816 | 3894 | 3969
New Vehicles[HDVs,freight,plugin hybrid vehicle] | NoSettings | 0 | 0 | 0 | 0 | 0 | 0 | 0 | 0 | 0 | 0 | 0 | 0 | 0 | 0 | 0 | 0 | 0 | 0 | 0 | 0 | 0 | 0 | 0 | 0 | 0 | 0 | 0 | 0 | 0 | 0 | 0
New Vehicles[HDVs,freight,LPG vehicle] | NoSettings | 0 | 0 | 0 | 0 | 0 | 0 | 0 | 0 | 0 | 0 | 0 | 0 | 0 | 0 | 0 | 0 | 0 | 0 | 0 | 0 | 0 | 0 | 0 | 0 | 0 | 0 | 0 | 0 | 0 | 0 | 0
New Vehicles[HDVs,freight,hydrogen vehicle] | NoSettings | 0 | 0 | 0 | 0 | 0 | 0 | 0 | 0 | 0 | 0 | 3 | 6 | 9 | 12 | 15 | 21 | 30 | 39 | 51 | 63 | 78 | 93 | 111 | 132 | 159 | 189 | 222 | 261 | 303 | 351 | 408
New Vehicles[aircraft,passenger,battery electric vehicle] | NoSettings | 0 | 0 | 0 | 0 | 0 | 0 | 0 | 0 | 0 | 0 | 0 | 0 | 0 | 0 | 0 | 0 | 0 | 0 | 0 | 0 | 0 | 0 | 0 | 0 | 0 | 0 | 0 | 0 | 0 | 0 | 0
New Vehicles[aircraft,passenger,natural gas vehicle] | NoSettings | 0 | 0 | 0 | 0 | 0 | 0 | 0 | 0 | 0 | 0 | 0 | 0 | 0 | 0 | 0 | 0 | 0 | 0 | 0 | 0 | 0 | 0 | 0 | 0 | 0 | 0 | 0 | 0 | 0 | 0 | 0
New Vehicles[aircraft,passenger,gasoline vehicle] | NoSettings | 0 | 0 | 0 | 0 | 0 | 0 | 0 | 0 | 0 | 0 | 0 | 0 | 0 | 0 | 0 | 0 | 0 | 0 | 0 | 0 | 0 | 0 | 0 | 0 | 0 | 0 | 0 | 0 | 0 | 0 | 0
New Vehicles[aircraft,passenger,diesel vehicle] | NoSettings | 11 | 15 | 17 | 18 | 19 | 19 | 19 | 19 | 19 | 20 | 20 | 20 | 20 | 21 | 21 | 21 | 21 | 22 | 22 | 22 | 22 | 23 | 23 | 23 | 24 | 24 | 24 | 25 | 25 | 25 | 25
New Vehicles[aircraft,passenger,plugin hybrid vehicle] | NoSettings | 0 | 0 | 0 | 0 | 0 | 0 | 0 | 0 | 0 | 0 | 0 | 0 | 0 | 0 | 0 | 0 | 0 | 0 | 0 | 0 | 0 | 0 | 0 | 0 | 0 | 0 | 0 | 0 | 0 | 0 | 0
New Vehicles[aircraft,passenger,LPG vehicle] | NoSettings | 0 | 0 | 0 | 0 | 0 | 0 | 0 | 0 | 0 | 0 | 0 | 0 | 0 | 0 | 0 | 0 | 0 | 0 | 0 | 0 | 0 | 0 | 0 | 0 | 0 | 0 | 0 | 0 | 0 | 0 | 0
New Vehicles[aircraft,passenger,hydrogen vehicle] | NoSettings | 0 | 0 | 0 | 0 | 0 | 0 | 0 | 0 | 0 | 0 | 0 | 0 | 0 | 0 | 0 | 0 | 0 | 0 | 0 | 0 | 0 | 0 | 0 | 0 | 0 | 0 | 0 | 0 | 0 | 0 | 0
New Vehicles[aircraft,freight,battery electric vehicle] | NoSettings | 0 | 0 | 0 | 0 | 0 | 0 | 0 | 0 | 0 | 0 | 0 | 0 | 0 | 0 | 0 | 0 | 0 | 0 | 0 | 0 | 0 | 0 | 0 | 0 | 0 | 0 | 0 | 0 | 0 | 0 | 0
New Vehicles[aircraft,freight,natural gas vehicle] | NoSettings | 0 | 0 | 0 | 0 | 0 | 0 | 0 | 0 | 0 | 0 | 0 | 0 | 0 | 0 | 0 | 0 | 0 | 0 | 0 | 0 | 0 | 0 | 0 | 0 | 0 | 0 | 0 | 0 | 0 | 0 | 0
New Vehicles[aircraft,freight,gasoline vehicle] | NoSettings | 0 | 0 | 0 | 0 | 0 | 0 | 0 | 0 | 0 | 0 | 0 | 0 | 0 | 0 | 0 | 0 | 0 | 0 | 0 | 0 | 0 | 0 | 0 | 0 | 0 | 0 | 0 | 0 | 0 | 0 | 0
New Vehicles[aircraft,freight,diesel vehicle] | NoSettings | 8 | 11 | 12 | 13 | 13 | 13 | 13 | 13 | 14 | 14 | 14 | 14 | 14 | 14 | 15 | 15 | 15 | 15 | 15 | 16 | 16 | 16 | 16 | 16 | 17 | 17 | 17 | 17 | 17 | 18 | 18
New Vehicles[aircraft,freight,plugin hybrid vehicle] | NoSettings | 0 | 0 | 0 | 0 | 0 | 0 | 0 | 0 | 0 | 0 | 0 | 0 | 0 | 0 | 0 | 0 | 0 | 0 | 0 | 0 | 0 | 0 | 0 | 0 | 0 | 0 | 0 | 0 | 0 | 0 | 0
New Vehicles[aircraft,freight,LPG vehicle] | NoSettings | 0 | 0 | 0 | 0 | 0 | 0 | 0 | 0 | 0 | 0 | 0 | 0 | 0 | 0 | 0 | 0 | 0 | 0 | 0 | 0 | 0 | 0 | 0 | 0 | 0 | 0 | 0 | 0 | 0 | 0 | 0
New Vehicles[aircraft,freight,hydrogen vehicle] | NoSettings | 0 | 0 | 0 | 0 | 0 | 0 | 0 | 0 | 0 | 0 | 0 | 0 | 0 | 0 | 0 | 0 | 0 | 0 | 0 | 0 | 0 | 0 | 0 | 0 | 0 | 0 | 0 | 0 | 0 | 0 | 0
New Vehicles[rail,passenger,battery electric vehicle] | NoSettings | 19 | 19 | 19 | 19 | 19 | 19 | 18 | 18 | 18 | 18 | 18 | 18 | 18 | 18 | 18 | 18 | 18 | 18 | 18 | 18 | 18 | 18 | 18 | 17 | 17 | 17 | 17 | 17 | 17 | 17 | 17
New Vehicles[rail,passenger,natural gas vehicle] | NoSettings | 0 | 0 | 0 | 0 | 0 | 0 | 0 | 0 | 0 | 0 | 0 | 0 | 0 | 0 | 0 | 0 | 0 | 0 | 0 | 0 | 0 | 0 | 0 | 0 | 0 | 0 | 0 | 0 | 0 | 0 | 0
New Vehicles[rail,passenger,gasoline vehicle] | NoSettings | 0 | 0 | 0 | 0 | 0 | 0 | 0 | 0 | 0 | 0 | 0 | 0 | 0 | 0 | 0 | 0 | 0 | 0 | 0 | 0 | 0 | 0 | 0 | 0 | 0 | 0 | 0 | 0 | 0 | 0 | 0
New Vehicles[rail,passenger,diesel vehicle] | NoSettings | 3 | 3 | 2 | 3 | 3 | 3 | 3 | 3 | 3 | 3 | 4 | 4 | 4 | 4 | 4 | 4 | 4 | 4 | 4 | 4 | 4 | 4 | 4 | 4 | 4 | 4 | 4 | 4 | 5 | 5 | 5
New Vehicles[rail,passenger,plugin hybrid vehicle] | NoSettings | 0 | 0 | 0 | 0 | 0 | 0 | 0 | 0 | 0 | 0 | 0 | 0 | 0 | 0 | 0 | 0 | 0 | 0 | 0 | 0 | 0 | 0 | 0 | 0 | 0 | 0 | 0 | 0 | 0 | 0 | 0
New Vehicles[rail,passenger,LPG vehicle] | NoSettings | 0 | 0 | 0 | 0 | 0 | 0 | 0 | 0 | 0 | 0 | 0 | 0 | 0 | 0 | 0 | 0 | 0 | 0 | 0 | 0 | 0 | 0 | 0 | 0 | 0 | 0 | 0 | 0 | 0 | 0 | 0
New Vehicles[rail,passenger,hydrogen vehicle] | NoSettings | 0 | 0 | 0 | 0 | 0 | 0 | 0 | 0 | 0 | 0 | 0 | 0 | 0 | 0 | 0 | 0 | 0 | 0 | 0 | 0 | 0 | 0 | 0 | 0 | 0 | 0 | 0 | 0 | 0 | 0 | 0
New Vehicles[rail,freight,battery electric vehicle] | NoSettings | 0 | 0 | 0 | 0 | 0 | 0 | 0 | 0 | 0 | 0 | 0 | 0 | 0 | 0 | 0 | 0 | 0 | 0 | 0 | 0 | 0 | 0 | 0 | 0 | 0 | 0 | 0 | 0 | 0 | 0 | 0
New Vehicles[rail,freight,natural gas vehicle] | NoSettings | 0 | 0 | 0 | 0 | 0 | 0 | 0 | 0 | 0 | 0 | 0 | 0 | 0 | 0 | 0 | 0 | 0 | 0 | 0 | 0 | 0 | 0 | 0 | 0 | 0 | 0 | 0 | 0 | 0 | 0 | 0
New Vehicles[rail,freight,gasoline vehicle] | NoSettings | 0 | 0 | 0 | 0 | 0 | 0 | 0 | 0 | 0 | 0 | 0 | 0 | 0 | 0 | 0 | 0 | 0 | 0 | 0 | 0 | 0 | 0 | 0 | 0 | 0 | 0 | 0 | 0 | 0 | 0 | 0
New Vehicles[rail,freight,diesel vehicle] | NoSettings | 28 | 28 | 29 | 30 | 30 | 31 | 31 | 32 | 33 | 34 | 34 | 35 | 36 | 37 | 37 | 38 | 39 | 40 | 41 | 42 | 43 | 44 | 45 | 46 | 47 | 48 | 49 | 50 | 51 | 52 | 53
New Vehicles[rail,freight,plugin hybrid vehicle] | NoSettings | 0 | 0 | 0 | 0 | 0 | 0 | 0 | 0 | 0 | 0 | 0 | 0 | 0 | 0 | 0 | 0 | 0 | 0 | 0 | 0 | 0 | 0 | 0 | 0 | 0 | 0 | 0 | 0 | 0 | 0 | 0
New Vehicles[rail,freight,LPG vehicle] | NoSettings | 0 | 0 | 0 | 0 | 0 | 0 | 0 | 0 | 0 | 0 | 0 | 0 | 0 | 0 | 0 | 0 | 0 | 0 | 0 | 0 | 0 | 0 | 0 | 0 | 0 | 0 | 0 | 0 | 0 | 0 | 0
New Vehicles[rail,freight,hydrogen vehicle] | NoSettings | 0 | 0 | 0 | 0 | 0 | 0 | 0 | 0 | 0 | 0 | 0 | 0 | 0 | 0 | 0 | 0 | 0 | 0 | 0 | 0 | 0 | 0 | 0 | 0 | 0 | 0 | 0 | 0 | 0 | 0 | 0
New Vehicles[ships,passenger,battery electric vehicle] | NoSettings | 0 | 0 | 0 | 0 | 0 | 0 | 0 | 0 | 0 | 0 | 0 | 0 | 0 | 0 | 0 | 0 | 0 | 0 | 0 | 0 | 0 | 0 | 0 | 0 | 0 | 0 | 0 | 0 | 0 | 0 | 0
New Vehicles[ships,passenger,natural gas vehicle] | NoSettings | 0 | 0 | 0 | 0 | 0 | 0 | 0 | 0 | 0 | 0 | 0 | 0 | 0 | 0 | 0 | 0 | 0 | 0 | 0 | 0 | 0 | 0 | 0 | 0 | 0 | 0 | 0 | 0 | 0 | 0 | 0
New Vehicles[ships,passenger,gasoline vehicle] | NoSettings | 0 | 0 | 0 | 0 | 0 | 0 | 0 | 0 | 0 | 0 | 0 | 0 | 0 | 0 | 0 | 0 | 0 | 0 | 0 | 0 | 0 | 0 | 0 | 0 | 0 | 0 | 0 | 0 | 0 | 0 | 0
New Vehicles[ships,passenger,diesel vehicle] | NoSettings | 5043 | 5043 | 5043 | 5043 | 5092 | 5092 | 5142 | 5142 | 5142 | 5142 | 5142 | 5142 | 5142 | 5142 | 5192 | 5192 | 5192 | 5192 | 5192 | 5142 | 5142 | 5142 | 5142 | 5142 | 5142 | 5142 | 5142 | 5142 | 5142 | 5142 | 5142
New Vehicles[ships,passenger,plugin hybrid vehicle] | NoSettings | 0 | 0 | 0 | 0 | 0 | 0 | 0 | 0 | 0 | 0 | 0 | 0 | 0 | 0 | 0 | 0 | 0 | 0 | 0 | 0 | 0 | 0 | 0 | 0 | 0 | 0 | 0 | 0 | 0 | 0 | 0
New Vehicles[ships,passenger,LPG vehicle] | NoSettings | 0 | 0 | 0 | 0 | 0 | 0 | 0 | 0 | 0 | 0 | 0 | 0 | 0 | 0 | 0 | 0 | 0 | 0 | 0 | 0 | 0 | 0 | 0 | 0 | 0 | 0 | 0 | 0 | 0 | 0 | 0
New Vehicles[ships,passenger,hydrogen vehicle] | NoSettings | 0 | 0 | 0 | 0 | 0 | 0 | 0 | 0 | 0 | 0 | 0 | 0 | 0 | 0 | 0 | 0 | 0 | 0 | 0 | 0 | 0 | 0 | 0 | 0 | 0 | 0 | 0 | 0 | 0 | 0 | 0
New Vehicles[ships,freight,battery electric vehicle] | NoSettings | 0 | 0 | 0 | 0 | 0 | 0 | 0 | 0 | 0 | 0 | 0 | 0 | 0 | 0 | 0 | 0 | 0 | 0 | 0 | 0 | 0 | 0 | 0 | 0 | 0 | 0 | 0 | 0 | 0 | 0 | 0
New Vehicles[ships,freight,natural gas vehicle] | NoSettings | 0 | 0 | 0 | 0 | 0 | 0 | 0 | 0 | 0 | 0 | 0 | 0 | 0 | 0 | 0 | 0 | 0 | 0 | 0 | 0 | 0 | 0 | 0 | 0 | 0 | 0 | 0 | 0 | 0 | 0 | 0
New Vehicles[ships,freight,gasoline vehicle] | NoSettings | 0 | 0 | 0 | 0 | 0 | 0 | 0 | 0 | 0 | 0 | 0 | 0 | 0 | 0 | 0 | 0 | 0 | 0 | 0 | 0 | 0 | 0 | 0 | 0 | 0 | 0 | 0 | 0 | 0 | 0 | 0
New Vehicles[ships,freight,diesel vehicle] | NoSettings | 25 | 25 | 27 | 28 | 29 | 30 | 31 | 32 | 33 | 34 | 36 | 37 | 38 | 39 | 40 | 41 | 42 | 44 | 45 | 47 | 48 | 49 | 50 | 52 | 53 | 54 | 56 | 57 | 58 | 60 | 61
New Vehicles[ships,freight,plugin hybrid vehicle] | NoSettings | 0 | 0 | 0 | 0 | 0 | 0 | 0 | 0 | 0 | 0 | 0 | 0 | 0 | 0 | 0 | 0 | 0 | 0 | 0 | 0 | 0 | 0 | 0 | 0 | 0 | 0 | 0 | 0 | 0 | 0 | 0
New Vehicles[ships,freight,LPG vehicle] | NoSettings | 0 | 0 | 0 | 0 | 0 | 0 | 0 | 0 | 0 | 0 | 0 | 0 | 0 | 0 | 0 | 0 | 0 | 0 | 0 | 0 | 0 | 0 | 0 | 0 | 0 | 0 | 0 | 0 | 0 | 0 | 0
New Vehicles[ships,freight,hydrogen vehicle] | NoSettings | 0 | 0 | 0 | 0 | 0 | 0 | 0 | 0 | 0 | 0 | 0 | 0 | 0 | 0 | 0 | 0 | 0 | 0 | 0 | 0 | 0 | 0 | 0 | 0 | 0 | 0 | 0 | 0 | 0 | 0 | 0
New Vehicles[motorbikes,passenger,battery electric vehicle] | NoSettings | 0 | 3213 | 6342 | 10029 | 14040 | 17301 | 19545 | 21177 | 22167 | 22794 | 23268 | 23622 | 23853 | 24054 | 24219 | 24357 | 24489 | 24609 | 24729 | 24813 | 24903 | 24975 | 25044 | 25125 | 25197 | 25236 | 25284 | 25305 | 25299 | 25317 | 25317
New Vehicles[motorbikes,passenger,natural gas vehicle] | NoSettings | 0 | 0 | 0 | 0 | 0 | 0 | 0 | 0 | 0 | 0 | 0 | 0 | 0 | 0 | 0 | 0 | 0 | 0 | 0 | 0 | 0 | 0 | 0 | 0 | 0 | 0 | 0 | 0 | 0 | 0 | 0
New Vehicles[motorbikes,passenger,gasoline vehicle] | NoSettings | 43743 | 47145 | 44796 | 41637 | 37851 | 34536 | 32271 | 30609 | 29586 | 28935 | 28431 | 28050 | 27816 | 27636 | 27498 | 27399 | 27300 | 27225 | 27141 | 27093 | 27033 | 26988 | 26955 | 26898 | 26844 | 26799 | 26733 | 26676 | 26640 | 26598 | 26547
New Vehicles[motorbikes,passenger,diesel vehicle] | NoSettings | 0 | 0 | 0 | 0 | 0 | 0 | 0 | 0 | 0 | 0 | 0 | 0 | 0 | 0 | 0 | 0 | 0 | 0 | 0 | 0 | 0 | 0 | 0 | 0 | 0 | 0 | 0 | 0 | 0 | 0 | 0
New Vehicles[motorbikes,passenger,plugin hybrid vehicle] | NoSettings | 0 | 0 | 0 | 0 | 0 | 0 | 0 | 0 | 0 | 0 | 0 | 0 | 0 | 0 | 0 | 0 | 0 | 0 | 0 | 0 | 0 | 0 | 0 | 0 | 0 | 0 | 0 | 0 | 0 | 0 | 0
New Vehicles[motorbikes,passenger,LPG vehicle] | NoSettings | 0 | 0 | 0 | 0 | 0 | 0 | 0 | 0 | 0 | 0 | 0 | 0 | 0 | 0 | 0 | 0 | 0 | 0 | 0 | 0 | 0 | 0 | 0 | 0 | 0 | 0 | 0 | 0 | 0 | 0 | 0
New Vehicles[motorbikes,passenger,hydrogen vehicle] | NoSettings | 0 | 0 | 0 | 0 | 0 | 0 | 0 | 0 | 0 | 0 | 0 | 0 | 0 | 0 | 0 | 0 | 0 | 0 | 0 | 0 | 0 | 0 | 0 | 0 | 0 | 0 | 0 | 0 | 0 | 0 | 0
New Vehicles[motorbikes,freight,battery electric vehicle] | NoSettings | 12 | 12 | 51 | 57 | 204 | 291 | 423 | 648 | 882 | 1125 | 1377 | 1656 | 1947 | 2007 | 2067 | 2130 | 2193 | 2259 | 2328 | 2397 | 2472 | 2547 | 2622 | 2703 | 2784 | 2871 | 2958 | 3048 | 3141 | 3237 | 3339
New Vehicles[motorbikes,freight,natural gas vehicle] | NoSettings | 33 | 42 | 78 | 63 | 45 | 39 | 36 | 33 | 33 | 36 | 36 | 45 | 48 | 57 | 69 | 81 | 96 | 111 | 123 | 138 | 153 | 165 | 174 | 189 | 201 | 210 | 222 | 231 | 237 | 243 | 249
New Vehicles[motorbikes,freight,gasoline vehicle] | NoSettings | 0 | 0 | 0 | 0 | 0 | 0 | 0 | 0 | 0 | 0 | 0 | 0 | 0 | 0 | 0 | 0 | 0 | 0 | 0 | 0 | 0 | 0 | 0 | 0 | 0 | 0 | 0 | 0 | 0 | 0 | 0
New Vehicles[motorbikes,freight,diesel vehicle] | NoSettings | 3726 | 3792 | 3795 | 3879 | 3831 | 3828 | 3783 | 3645 | 3498 | 3339 | 3174 | 3027 | 2871 | 2946 | 3024 | 3102 | 3177 | 3258 | 3342 | 3429 | 3513 | 3603 | 3699 | 3792 | 3882 | 3981 | 4077 | 4176 | 4275 | 4374 | 4470
New Vehicles[motorbikes,freight,plugin hybrid vehicle] | NoSettings | 0 | 0 | 0 | 0 | 0 | 0 | 0 | 0 | 0 | 0 | 0 | 0 | 0 | 0 | 0 | 0 | 0 | 0 | 0 | 0 | 0 | 0 | 0 | 0 | 0 | 0 | 0 | 0 | 0 | 0 | 0
New Vehicles[motorbikes,freight,LPG vehicle] | NoSettings | 0 | 0 | 0 | 0 | 0 | 0 | 0 | 0 | 0 | 0 | 0 | 0 | 0 | 0 | 0 | 0 | 0 | 0 | 0 | 0 | 0 | 0 | 0 | 0 | 0 | 0 | 0 | 0 | 0 | 0 | 0
New Vehicles[motorbikes,freight,hydrogen vehicle] | NoSettings | 0 | 0 | 0 | 0 | 0 | 0 | 0 | 0 | 0 | 0 | 0 | 3 | 3 | 3 | 6 | 9 | 12 | 18 | 24 | 30 | 39 | 48 | 60 | 72 | 90 | 111 | 135 | 165 | 198 | 237 | 285
BDEQ BAU Electricity Output from Distributed Sources[urban residential,hard coal es] | NoSettings | 0.374 | 0 | 0 | 0 | 0 | 0 | 0 | 0 | 0 | 0 | 0 | 0 | 0 | 0 | 0 | 0 | 0 | 0 | 0 | 0 | 0 | 0 | 0 | 0 | 0 | 0 | 0 | 0 | 0 | 0 | 0
BDEQ BAU Electricity Output from Distributed Sources[urban residential,natural gas nonpeaker es] | NoSettings | 0 | 0 | 0 | 0 | 0 | 0 | 0 | 0 | 0 | 0 | 0 | 0 | 0 | 0.3587 | 1.773 | 4.9 | 10.46 | 21.06 | 40.72 | 76.31 | 141.6 | 259.2 | 375.4 | 490.9 | 605.5 | 719.6 | 832.9 | 945.1 | 1056 | 1165 | 1273
BDEQ BAU Electricity Output from Distributed Sources[urban residential,nuclear es] | NoSettings | 0 | 0 | 0 | 0 | 0 | 0 | 0 | 0 | 0 | 0 | 0 | 0 | 0 | 0 | 0 | 0 | 0 | 0 | 0 | 0 | 0 | 0 | 0 | 0 | 0 | 0 | 0 | 0 | 0 | 0 | 0
BDEQ BAU Electricity Output from Distributed Sources[urban residential,hydro es] | NoSettings | 0 | 0 | 0 | 0 | 0 | 0 | 0 | 0 | 0 | 0 | 0 | 0 | 0 | 0 | 0 | 0 | 0 | 0 | 0 | 0 | 0 | 0 | 0 | 0 | 0 | 0 | 0 | 0 | 0 | 0 | 0
BDEQ BAU Electricity Output from Distributed Sources[urban residential,onshore wind es] | NoSettings | 6872 | 7132 | 7268 | 7242 | 7175 | 7073 | 6997 | 6938 | 6886 | 6833 | 6778 | 6720 | 6659 | 6592 | 6516 | 6435 | 6412 | 6361 | 6317 | 6288 | 6283 | 6321 | 6360 | 6399 | 6433 | 6471 | 6509 | 6547 | 6583 | 6618 | 6653
BDEQ BAU Electricity Output from Distributed Sources[urban residential,solar PV es] | NoSettings | 9323000 | 10870000 | 12260000 | 13390000 | 14430000 | 15380000 | 16380000 | 17410000 | 18440000 | 19480000 | 20510000 | 21530000 | 22530000 | 23490000 | 24420000 | 25300000 | 26390000 | 27350000 | 28300000 | 29260000 | 30220000 | 31200000 | 32180000 | 33150000 | 34100000 | 35070000 | 36040000 | 37020000 | 37990000 | 38950000 | 39920000
BDEQ BAU Electricity Output from Distributed Sources[urban residential,solar thermal es] | NoSettings | 0 | 0 | 0 | 0 | 0 | 0 | 0 | 0 | 0 | 0 | 0 | 0 | 0 | 0 | 0 | 0 | 0 | 0 | 0 | 0 | 0 | 0 | 0 | 0 | 0 | 0 | 0 | 0 | 0 | 0 | 0
BDEQ BAU Electricity Output from Distributed Sources[urban residential,biomass es] | NoSettings | 0 | 0 | 0 | 0 | 0 | 0 | 0 | 0 | 0 | 0 | 0 | 0 | 0 | 0 | 0 | 0 | 0 | 0 | 0 | 0 | 0 | 0 | 0 | 0 | 0 | 0 | 0 | 0 | 0 | 0 | 0
BDEQ BAU Electricity Output from Distributed Sources[urban residential,geothermal es] | NoSettings | 0 | 0 | 0 | 0 | 0 | 0 | 0 | 0 | 0 | 0 | 0 | 0 | 0 | 0 | 0 | 0 | 0 | 0 | 0 | 0 | 0 | 0 | 0 | 0 | 0 | 0 | 0 | 0 | 0 | 0 | 0
BDEQ BAU Electricity Output from Distributed Sources[urban residential,petroleum es] | NoSettings | 0 | 0 | 0 | 0 | 0 | 0 | 0 | 0 | 0 | 0 | 0 | 0 | 0 | 0 | 0 | 0 | 0 | 0 | 0 | 0 | 0 | 0 | 0 | 0 | 0 | 0 | 0 | 0 | 0 | 0 | 0
BDEQ BAU Electricity Output from Distributed Sources[urban residential,natural gas peaker es] | NoSettings | 0 | 0 | 0 | 0 | 0 | 0 | 0 | 0 | 0 | 0 | 0 | 0 | 0 | 0 | 0 | 0 | 0 | 0 | 0 | 0 | 0 | 0 | 0 | 0 | 0 | 0 | 0 | 0 | 0 | 0 | 0
BDEQ BAU Electricity Output from Distributed Sources[urban residential,lignite es] | NoSettings | 0 | 0 | 0 | 0 | 0 | 0 | 0 | 0 | 0 | 0 | 0 | 0 | 0 | 0 | 0 | 0 | 0 | 0 | 0 | 0 | 0 | 0 | 0 | 0 | 0 | 0 | 0 | 0 | 0 | 0 | 0
BDEQ BAU Electricity Output from Distributed Sources[urban residential,offshore wind es] | NoSettings | 0 | 0 | 0 | 0 | 0 | 0 | 0 | 0 | 0 | 0 | 0 | 0 | 0 | 0 | 0 | 0 | 0 | 0 | 0 | 0 | 0 | 0 | 0 | 0 | 0 | 0 | 0 | 0 | 0 | 0 | 0
BDEQ BAU Electricity Output from Distributed Sources[urban residential,crude oil es] | NoSettings | 0 | 0 | 0 | 0 | 0 | 0 | 0 | 0 | 0 | 0 | 0 | 0 | 0 | 0 | 0 | 0 | 0 | 0 | 0 | 0 | 0 | 0 | 0 | 0 | 0 | 0 | 0 | 0 | 0 | 0 | 0
BDEQ BAU Electricity Output from Distributed Sources[urban residential,heavy or residual fuel oil es] | NoSettings | 0 | 0 | 0 | 0 | 0 | 0 | 0 | 0 | 0 | 0 | 0 | 0 | 0 | 0 | 0 | 0 | 0 | 0 | 0 | 0 | 0 | 0 | 0 | 0 | 0 | 0 | 0 | 0 | 0 | 0 | 0
BDEQ BAU Electricity Output from Distributed Sources[urban residential,municipal solid waste es] | NoSettings | 0 | 0 | 0 | 0 | 0 | 0 | 0 | 0 | 0 | 0 | 0 | 0 | 0 | 0 | 0 | 0 | 0 | 0 | 0 | 0 | 0 | 0 | 0 | 0 | 0 | 0 | 0 | 0 | 0 | 0 | 0
BDEQ BAU Electricity Output from Distributed Sources[rural residential,hard coal es] | NoSettings | 0.08597 | 0 | 0 | 0 | 0 | 0 | 0 | 0 | 0 | 0 | 0 | 0 | 0 | 0 | 0 | 0 | 0 | 0 | 0 | 0 | 0 | 0 | 0 | 0 | 0 | 0 | 0 | 0 | 0 | 0 | 0
BDEQ BAU Electricity Output from Distributed Sources[rural residential,natural gas nonpeaker es] | NoSettings | 0 | 0 | 0 | 0 | 0 | 0 | 0 | 0 | 0 | 0 | 0 | 0 | 0 | 0.08246 | 0.4075 | 1.126 | 2.404 | 4.842 | 9.36 | 17.54 | 32.54 | 59.59 | 86.31 | 112.9 | 139.2 | 165.4 | 191.5 | 217.3 | 242.8 | 267.9 | 292.6
BDEQ BAU Electricity Output from Distributed Sources[rural residential,nuclear es] | NoSettings | 0 | 0 | 0 | 0 | 0 | 0 | 0 | 0 | 0 | 0 | 0 | 0 | 0 | 0 | 0 | 0 | 0 | 0 | 0 | 0 | 0 | 0 | 0 | 0 | 0 | 0 | 0 | 0 | 0 | 0 | 0
BDEQ BAU Electricity Output from Distributed Sources[rural residential,hydro es] | NoSettings | 0 | 0 | 0 | 0 | 0 | 0 | 0 | 0 | 0 | 0 | 0 | 0 | 0 | 0 | 0 | 0 | 0 | 0 | 0 | 0 | 0 | 0 | 0 | 0 | 0 | 0 | 0 | 0 | 0 | 0 | 0
BDEQ BAU Electricity Output from Distributed Sources[rural residential,onshore wind es] | NoSettings | 1580 | 1639 | 1671 | 1665 | 1649 | 1626 | 1609 | 1595 | 1583 | 1571 | 1558 | 1545 | 1531 | 1515 | 1498 | 1479 | 1474 | 1462 | 1452 | 1446 | 1444 | 1453 | 1462 | 1471 | 1479 | 1488 | 1496 | 1505 | 1513 | 1521 | 1529
BDEQ BAU Electricity Output from Distributed Sources[rural residential,solar PV es] | NoSettings | 2143000 | 2499000 | 2818000 | 3077000 | 3317000 | 3537000 | 3766000 | 4001000 | 4240000 | 4477000 | 4714000 | 4949000 | 5179000 | 5401000 | 5614000 | 5817000 | 6067000 | 6287000 | 6507000 | 6726000 | 6948000 | 7172000 | 7397000 | 7622000 | 7840000 | 8063000 | 8286000 | 8510000 | 8732000 | 8955000 | 9177000
BDEQ BAU Electricity Output from Distributed Sources[rural residential,solar thermal es] | NoSettings | 0 | 0 | 0 | 0 | 0 | 0 | 0 | 0 | 0 | 0 | 0 | 0 | 0 | 0 | 0 | 0 | 0 | 0 | 0 | 0 | 0 | 0 | 0 | 0 | 0 | 0 | 0 | 0 | 0 | 0 | 0
BDEQ BAU Electricity Output from Distributed Sources[rural residential,biomass es] | NoSettings | 0 | 0 | 0 | 0 | 0 | 0 | 0 | 0 | 0 | 0 | 0 | 0 | 0 | 0 | 0 | 0 | 0 | 0 | 0 | 0 | 0 | 0 | 0 | 0 | 0 | 0 | 0 | 0 | 0 | 0 | 0
BDEQ BAU Electricity Output from Distributed Sources[rural residential,geothermal es] | NoSettings | 0 | 0 | 0 | 0 | 0 | 0 | 0 | 0 | 0 | 0 | 0 | 0 | 0 | 0 | 0 | 0 | 0 | 0 | 0 | 0 | 0 | 0 | 0 | 0 | 0 | 0 | 0 | 0 | 0 | 0 | 0
BDEQ BAU Electricity Output from Distributed Sources[rural residential,petroleum es] | NoSettings | 0 | 0 | 0 | 0 | 0 | 0 | 0 | 0 | 0 | 0 | 0 | 0 | 0 | 0 | 0 | 0 | 0 | 0 | 0 | 0 | 0 | 0 | 0 | 0 | 0 | 0 | 0 | 0 | 0 | 0 | 0
BDEQ BAU Electricity Output from Distributed Sources[rural residential,natural gas peaker es] | NoSettings | 0 | 0 | 0 | 0 | 0 | 0 | 0 | 0 | 0 | 0 | 0 | 0 | 0 | 0 | 0 | 0 | 0 | 0 | 0 | 0 | 0 | 0 | 0 | 0 | 0 | 0 | 0 | 0 | 0 | 0 | 0
BDEQ BAU Electricity Output from Distributed Sources[rural residential,lignite es] | NoSettings | 0 | 0 | 0 | 0 | 0 | 0 | 0 | 0 | 0 | 0 | 0 | 0 | 0 | 0 | 0 | 0 | 0 | 0 | 0 | 0 | 0 | 0 | 0 | 0 | 0 | 0 | 0 | 0 | 0 | 0 | 0
BDEQ BAU Electricity Output from Distributed Sources[rural residential,offshore wind es] | NoSettings | 0 | 0 | 0 | 0 | 0 | 0 | 0 | 0 | 0 | 0 | 0 | 0 | 0 | 0 | 0 | 0 | 0 | 0 | 0 | 0 | 0 | 0 | 0 | 0 | 0 | 0 | 0 | 0 | 0 | 0 | 0
BDEQ BAU Electricity Output from Distributed Sources[rural residential,crude oil es] | NoSettings | 0 | 0 | 0 | 0 | 0 | 0 | 0 | 0 | 0 | 0 | 0 | 0 | 0 | 0 | 0 | 0 | 0 | 0 | 0 | 0 | 0 | 0 | 0 | 0 | 0 | 0 | 0 | 0 | 0 | 0 | 0
BDEQ BAU Electricity Output from Distributed Sources[rural residential,heavy or residual fuel oil es] | NoSettings | 0 | 0 | 0 | 0 | 0 | 0 | 0 | 0 | 0 | 0 | 0 | 0 | 0 | 0 | 0 | 0 | 0 | 0 | 0 | 0 | 0 | 0 | 0 | 0 | 0 | 0 | 0 | 0 | 0 | 0 | 0
BDEQ BAU Electricity Output from Distributed Sources[rural residential,municipal solid waste es] | NoSettings | 0 | 0 | 0 | 0 | 0 | 0 | 0 | 0 | 0 | 0 | 0 | 0 | 0 | 0 | 0 | 0 | 0 | 0 | 0 | 0 | 0 | 0 | 0 | 0 | 0 | 0 | 0 | 0 | 0 | 0 | 0
BDEQ BAU Electricity Output from Distributed Sources[commercial,hard coal es] | NoSettings | 0 | 0 | 0 | 0 | 0 | 0 | 0 | 0 | 0 | 0 | 0 | 0 | 0 | 0 | 0 | 0 | 0 | 0 | 0 | 0 | 0 | 0 | 0 | 0 | 0 | 0 | 0 | 0 | 0 | 0 | 0
BDEQ BAU Electricity Output from Distributed Sources[commercial,natural gas nonpeaker es] | NoSettings | 2073000 | 2085000 | 2178000 | 2366000 | 2587000 | 2744000 | 2906000 | 3070000 | 3256000 | 3439000 | 3607000 | 3835000 | 4076000 | 4301000 | 4520000 | 4778000 | 4949000 | 5185000 | 5389000 | 5616000 | 5849000 | 6071000 | 6300000 | 6516000 | 6724000 | 6939000 | 7113000 | 7307000 | 7508000 | 7731000 | 7927000
BDEQ BAU Electricity Output from Distributed Sources[commercial,nuclear es] | NoSettings | 0 | 0 | 0 | 0 | 0 | 0 | 0 | 0 | 0 | 0 | 0 | 0 | 0 | 0 | 0 | 0 | 0 | 0 | 0 | 0 | 0 | 0 | 0 | 0 | 0 | 0 | 0 | 0 | 0 | 0 | 0
BDEQ BAU Electricity Output from Distributed Sources[commercial,hydro es] | NoSettings | 0 | 0 | 0 | 0 | 0 | 0 | 0 | 0 | 0 | 0 | 0 | 0 | 0 | 0 | 0 | 0 | 0 | 0 | 0 | 0 | 0 | 0 | 0 | 0 | 0 | 0 | 0 | 0 | 0 | 0 | 0
BDEQ BAU Electricity Output from Distributed Sources[commercial,onshore wind es] | NoSettings | 151200 | 149200 | 153100 | 163900 | 177100 | 185800 | 195200 | 205000 | 215400 | 225500 | 234700 | 247100 | 260500 | 272500 | 284000 | 297800 | 305900 | 318100 | 328300 | 340400 | 351800 | 363400 | 373500 | 383400 | 392100 | 401600 | 408700 | 416500 | 424700 | 434100 | 441800
BDEQ BAU Electricity Output from Distributed Sources[commercial,solar PV es] | NoSettings | 4487000 | 5127000 | 5788000 | 6505000 | 7213000 | 7956000 | 8735000 | 9546000 | 10370000 | 11230000 | 12140000 | 13000000 | 13870000 | 14790000 | 15740000 | 16670000 | 17540000 | 18450000 | 19390000 | 20310000 | 21210000 | 22120000 | 23010000 | 23930000 | 24870000 | 25790000 | 26750000 | 27690000 | 28630000 | 29540000 | 30490000
BDEQ BAU Electricity Output from Distributed Sources[commercial,solar thermal es] | NoSettings | 0 | 0 | 0 | 0 | 0 | 0 | 0 | 0 | 0 | 0 | 0 | 0 | 0 | 0 | 0 | 0 | 0 | 0 | 0 | 0 | 0 | 0 | 0 | 0 | 0 | 0 | 0 | 0 | 0 | 0 | 0
BDEQ BAU Electricity Output from Distributed Sources[commercial,biomass es] | NoSettings | 0 | 0 | 0 | 0 | 0 | 0 | 0 | 0 | 0 | 0 | 0 | 0 | 0 | 0 | 0 | 0 | 0 | 0 | 0 | 0 | 0 | 0 | 0 | 0 | 0 | 0 | 0 | 0 | 0 | 0 | 0
BDEQ BAU Electricity Output from Distributed Sources[commercial,geothermal es] | NoSettings | 0 | 0 | 0 | 0 | 0 | 0 | 0 | 0 | 0 | 0 | 0 | 0 | 0 | 0 | 0 | 0 | 0 | 0 | 0 | 0 | 0 | 0 | 0 | 0 | 0 | 0 | 0 | 0 | 0 | 0 | 0
BDEQ BAU Electricity Output from Distributed Sources[commercial,petroleum es] | NoSettings | 30010 | 29560 | 30340 | 32470 | 35030 | 36660 | 38290 | 40010 | 42050 | 44010 | 45700 | 48120 | 50690 | 52920 | 55120 | 57790 | 59360 | 61710 | 63500 | 65650 | 67860 | 69820 | 71720 | 73630 | 75280 | 77100 | 78430 | 79910 | 81490 | 83300 | 84770
BDEQ BAU Electricity Output from Distributed Sources[commercial,natural gas peaker es] | NoSettings | 0 | 0 | 0 | 0 | 0 | 0 | 0 | 0 | 0 | 0 | 0 | 0 | 0 | 0 | 0 | 0 | 0 | 0 | 0 | 0 | 0 | 0 | 0 | 0 | 0 | 0 | 0 | 0 | 0 | 0 | 0
BDEQ BAU Electricity Output from Distributed Sources[commercial,lignite es] | NoSettings | 0 | 0 | 0 | 0 | 0 | 0 | 0 | 0 | 0 | 0 | 0 | 0 | 0 | 0 | 0 | 0 | 0 | 0 | 0 | 0 | 0 | 0 | 0 | 0 | 0 | 0 | 0 | 0 | 0 | 0 | 0
BDEQ BAU Electricity Output from Distributed Sources[commercial,offshore wind es] | NoSettings | 0 | 0 | 0 | 0 | 0 | 0 | 0 | 0 | 0 | 0 | 0 | 0 | 0 | 0 | 0 | 0 | 0 | 0 | 0 | 0 | 0 | 0 | 0 | 0 | 0 | 0 | 0 | 0 | 0 | 0 | 0
BDEQ BAU Electricity Output from Distributed Sources[commercial,crude oil es] | NoSettings | 0 | 0 | 0 | 0 | 0 | 0 | 0 | 0 | 0 | 0 | 0 | 0 | 0 | 0 | 0 | 0 | 0 | 0 | 0 | 0 | 0 | 0 | 0 | 0 | 0 | 0 | 0 | 0 | 0 | 0 | 0
BDEQ BAU Electricity Output from Distributed Sources[commercial,heavy or residual fuel oil es] | NoSettings | 0 | 0 | 0 | 0 | 0 | 0 | 0 | 0 | 0 | 0 | 0 | 0 | 0 | 0 | 0 | 0 | 0 | 0 | 0 | 0 | 0 | 0 | 0 | 0 | 0 | 0 | 0 | 0 | 0 | 0 | 0
BDEQ BAU Electricity Output from Distributed Sources[commercial,municipal solid waste es] | NoSettings | 0 | 0 | 0 | 0 | 0 | 0 | 0 | 0 | 0 | 0 | 0 | 0 | 0 | 0 | 0 | 0 | 0 | 0 | 0 | 0 | 0 | 0 | 0 | 0 | 0 | 0 | 0 | 0 | 0 | 0 | 0
BIFUbC BAU Industrial Fuel Use before CCS[agriculture and forestry 01T03,electricity if] | NoSettings | 67900000000000 | 68600000000000 | 69400000000000 | 70100000000000 | 70900000000000 | 71600000000000 | 72300000000000 | 73100000000000 | 73800000000000 | 74600000000000 | 75300000000000 | 76000000000000 | 76800000000000 | 77500000000000 | 78300000000000 | 79000000000000 | 79800000000000 | 80500000000000 | 81200000000000 | 82000000000000 | 82700000000000 | 83500000000000 | 84200000000000 | 84900000000000 | 85700000000000 | 86400000000000 | 87200000000000 | 87900000000000 | 88600000000000 | 89400000000000 | 90100000000000
BIFUbC BAU Industrial Fuel Use before CCS[agriculture and forestry 01T03,hard coal if] | NoSettings | 0 | 0 | 0 | 0 | 0 | 0 | 0 | 0 | 0 | 0 | 0 | 0 | 0 | 0 | 0 | 0 | 0 | 0 | 0 | 0 | 0 | 0 | 0 | 0 | 0 | 0 | 0 | 0 | 0 | 0 | 0
BIFUbC BAU Industrial Fuel Use before CCS[agriculture and forestry 01T03,natural gas if] | NoSettings | 12353600000000 | 11933800000000 | 11513900000000 | 11094000000000 | 10674200000000 | 10254300000000 | 9834450000000 | 9414590000000 | 8994720000000 | 8574860000000 | 8155000000000 | 7735140000000 | 7315280000000 | 6895420000000 | 6475560000000 | 6055690000000 | 5635830000000 | 5215970000000 | 4796110000000 | 4376250000000 | 3956390000000 | 3536520000000 | 3116660000000 | 2696800000000 | 2279430000000 | 1886950000000 | 1462360000000 | 1048720000000 | 635084000000 | 221446000000 | 0
BIFUbC BAU Industrial Fuel Use before CCS[agriculture and forestry 01T03,biomass if] | NoSettings | 0 | 0 | 0 | 0 | 0 | 0 | 0 | 0 | 0 | 0 | 0 | 0 | 0 | 0 | 0 | 0 | 0 | 0 | 0 | 0 | 0 | 0 | 0 | 0 | 0 | 0 | 0 | 0 | 0 | 0 | 0
BIFUbC BAU Industrial Fuel Use before CCS[agriculture and forestry 01T03,petroleum diesel if] | NoSettings | 24793600000000 | 24524800000000 | 24256000000000 | 23987200000000 | 23718400000000 | 23449700000000 | 23180900000000 | 22912100000000 | 22643300000000 | 22374600000000 | 22105800000000 | 21837000000000 | 21568200000000 | 21299400000000 | 21030700000000 | 20761900000000 | 20493100000000 | 20224300000000 | 19955600000000 | 19686800000000 | 19418000000000 | 19149200000000 | 18880400000000 | 18611700000000 | 18342900000000 | 18074100000000 | 17805300000000 | 17536500000000 | 17267800000000 | 16999000000000 | 16730200000000
BIFUbC BAU Industrial Fuel Use before CCS[agriculture and forestry 01T03,heat if] | NoSettings | 0 | 0 | 0 | 0 | 0 | 0 | 0 | 0 | 0 | 0 | 0 | 0 | 0 | 0 | 0 | 0 | 0 | 0 | 0 | 0 | 0 | 0 | 0 | 0 | 0 | 0 | 0 | 0 | 0 | 0 | 0
BIFUbC BAU Industrial Fuel Use before CCS[agriculture and forestry 01T03,crude oil if] | NoSettings | 0 | 0 | 0 | 0 | 0 | 0 | 0 | 0 | 0 | 0 | 0 | 0 | 0 | 0 | 0 | 0 | 0 | 0 | 0 | 0 | 0 | 0 | 0 | 0 | 0 | 0 | 0 | 0 | 0 | 0 | 0
BIFUbC BAU Industrial Fuel Use before CCS[agriculture and forestry 01T03,heavy or residual fuel oil if] | NoSettings | 0 | 0 | 0 | 0 | 0 | 0 | 0 | 0 | 0 | 0 | 0 | 0 | 0 | 0 | 0 | 0 | 0 | 0 | 0 | 0 | 0 | 0 | 0 | 0 | 0 | 0 | 0 | 0 | 0 | 0 | 0
BIFUbC BAU Industrial Fuel Use before CCS[agriculture and forestry 01T03,LPG propane or butane if] | NoSettings | 0 | 0 | 0 | 0 | 0 | 0 | 0 | 0 | 0 | 0 | 0 | 0 | 0 | 0 | 0 | 0 | 0 | 0 | 0 | 0 | 0 | 0 | 0 | 0 | 0 | 0 | 0 | 0 | 0 | 0 | 0
BIFUbC BAU Industrial Fuel Use before CCS[agriculture and forestry 01T03,hydrogen if] | NoSettings | 0 | 0 | 0 | 0 | 0 | 0 | 0 | 0 | 0 | 0 | 0 | 0 | 0 | 0 | 0 | 0 | 0 | 0 | 0 | 0 | 0 | 0 | 0 | 0 | 0 | 0 | 0 | 0 | 0 | 0 | 0
BIFUbC BAU Industrial Fuel Use before CCS[coal mining 05,electricity if] | NoSettings | 0 | 0 | 0 | 0 | 0 | 0 | 0 | 0 | 0 | 0 | 0 | 0 | 0 | 0 | 0 | 0 | 0 | 0 | 0 | 0 | 0 | 0 | 0 | 0 | 0 | 0 | 0 | 0 | 0 | 0 | 0
BIFUbC BAU Industrial Fuel Use before CCS[coal mining 05,hard coal if] | NoSettings | 0 | 0 | 0 | 0 | 0 | 0 | 0 | 0 | 0 | 0 | 0 | 0 | 0 | 0 | 0 | 0 | 0 | 0 | 0 | 0 | 0 | 0 | 0 | 0 | 0 | 0 | 0 | 0 | 0 | 0 | 0
BIFUbC BAU Industrial Fuel Use before CCS[coal mining 05,natural gas if] | NoSettings | 29800000 | 29800000 | 30200000 | 30900000 | 31500000 | 32100000 | 32400000 | 32500000 | 32500000 | 32600000 | 32700000 | 32800000 | 32800000 | 32900000 | 33100000 | 33300000 | 33500000 | 33700000 | 34000000 | 34200000 | 34300000 | 34600000 | 35000000 | 35500000 | 35800000 | 36100000 | 36500000 | 36900000 | 37300000 | 37700000 | 38000000
BIFUbC BAU Industrial Fuel Use before CCS[coal mining 05,biomass if] | NoSettings | 0 | 0 | 0 | 0 | 0 | 0 | 0 | 0 | 0 | 0 | 0 | 0 | 0 | 0 | 0 | 0 | 0 | 0 | 0 | 0 | 0 | 0 | 0 | 0 | 0 | 0 | 0 | 0 | 0 | 0 | 0
BIFUbC BAU Industrial Fuel Use before CCS[coal mining 05,petroleum diesel if] | NoSettings | 0 | 0 | 0 | 0 | 0 | 0 | 0 | 0 | 0 | 0 | 0 | 0 | 0 | 0 | 0 | 0 | 0 | 0 | 0 | 0 | 0 | 0 | 0 | 0 | 0 | 0 | 0 | 0 | 0 | 0 | 0
BIFUbC BAU Industrial Fuel Use before CCS[coal mining 05,heat if] | NoSettings | 0 | 0 | 0 | 0 | 0 | 0 | 0 | 0 | 0 | 0 | 0 | 0 | 0 | 0 | 0 | 0 | 0 | 0 | 0 | 0 | 0 | 0 | 0 | 0 | 0 | 0 | 0 | 0 | 0 | 0 | 0
BIFUbC BAU Industrial Fuel Use before CCS[coal mining 05,crude oil if] | NoSettings | 0 | 0 | 0 | 0 | 0 | 0 | 0 | 0 | 0 | 0 | 0 | 0 | 0 | 0 | 0 | 0 | 0 | 0 | 0 | 0 | 0 | 0 | 0 | 0 | 0 | 0 | 0 | 0 | 0 | 0 | 0
BIFUbC BAU Industrial Fuel Use before CCS[coal mining 05,heavy or residual fuel oil if] | NoSettings | 0 | 0 | 0 | 0 | 0 | 0 | 0 | 0 | 0 | 0 | 0 | 0 | 0 | 0 | 0 | 0 | 0 | 0 | 0 | 0 | 0 | 0 | 0 | 0 | 0 | 0 | 0 | 0 | 0 | 0 | 0
BIFUbC BAU Industrial Fuel Use before CCS[coal mining 05,LPG propane or butane if] | NoSettings | 0 | 0 | 0 | 0 | 0 | 0 | 0 | 0 | 0 | 0 | 0 | 0 | 0 | 0 | 0 | 0 | 0 | 0 | 0 | 0 | 0 | 0 | 0 | 0 | 0 | 0 | 0 | 0 | 0 | 0 | 0
BIFUbC BAU Industrial Fuel Use before CCS[coal mining 05,hydrogen if] | NoSettings | 0 | 0 | 0 | 0 | 0 | 0 | 0 | 0 | 0 | 0 | 0 | 0 | 0 | 0 | 0 | 0 | 0 | 0 | 0 | 0 | 0 | 0 | 0 | 0 | 0 | 0 | 0 | 0 | 0 | 0 | 0
BIFUbC BAU Industrial Fuel Use before CCS[oil and gas extraction 06,electricity if] | NoSettings | 15000000000000 | 14000000000000 | 14100000000000 | 14800000000000 | 15100000000000 | 15600000000000 | 15700000000000 | 15700000000000 | 15900000000000 | 15700000000000 | 15500000000000 | 15500000000000 | 15400000000000 | 15500000000000 | 15700000000000 | 15600000000000 | 15500000000000 | 15600000000000 | 15700000000000 | 15800000000000 | 15600000000000 | 15500000000000 | 15400000000000 | 15400000000000 | 15500000000000 | 15500000000000 | 15500000000000 | 15500000000000 | 15500000000000 | 15600000000000 | 15600000000000
BIFUbC BAU Industrial Fuel Use before CCS[oil and gas extraction 06,hard coal if] | NoSettings | 0 | 0 | 0 | 0 | 0 | 0 | 0 | 0 | 0 | 0 | 0 | 0 | 0 | 0 | 0 | 0 | 0 | 0 | 0 | 0 | 0 | 0 | 0 | 0 | 0 | 0 | 0 | 0 | 0 | 0 | 0
BIFUbC BAU Industrial Fuel Use before CCS[oil and gas extraction 06,natural gas if] | NoSettings | 251525000000000 | 230515000000000 | 240522000000000 | 251657000000000 | 257156000000000 | 265836000000000 | 268172000000000 | 268167000000000 | 270725000000000 | 268237000000000 | 264590000000000 | 264286000000000 | 262291000000000 | 264594000000000 | 267100000000000 | 266381000000000 | 264737000000000 | 265879000000000 | 267692000000000 | 268671000000000 | 266420000000000 | 263500000000000 | 262079000000000 | 262188000000000 | 263623000000000 | 264629000000000 | 264344000000000 | 264724000000000 | 265104000000000 | 265484000000000 | 265864000000000
BIFUbC BAU Industrial Fuel Use before CCS[oil and gas extraction 06,biomass if] | NoSettings | 0 | 0 | 0 | 0 | 0 | 0 | 0 | 0 | 0 | 0 | 0 | 0 | 0 | 0 | 0 | 0 | 0 | 0 | 0 | 0 | 0 | 0 | 0 | 0 | 0 | 0 | 0 | 0 | 0 | 0 | 0
BIFUbC BAU Industrial Fuel Use before CCS[oil and gas extraction 06,petroleum diesel if] | NoSettings | 1725150000000 | 1578370000000 | 1568900000000 | 1615160000000 | 1624370000000 | 1653060000000 | 1642040000000 | 1617230000000 | 1608380000000 | 1570260000000 | 1526540000000 | 1503080000000 | 1470810000000 | 1463180000000 | 1456880000000 | 1433400000000 | 1405620000000 | 1393170000000 | 1384520000000 | 1371820000000 | 1343170000000 | 1311900000000 | 1288770000000 | 1273630000000 | 1265210000000 | 1254970000000 | 1237670000000 | 1223930000000 | 1210190000000 | 1196450000000 | 1182710000000
BIFUbC BAU Industrial Fuel Use before CCS[oil and gas extraction 06,heat if] | NoSettings | 0 | 0 | 0 | 0 | 0 | 0 | 0 | 0 | 0 | 0 | 0 | 0 | 0 | 0 | 0 | 0 | 0 | 0 | 0 | 0 | 0 | 0 | 0 | 0 | 0 | 0 | 0 | 0 | 0 | 0 | 0
BIFUbC BAU Industrial Fuel Use before CCS[oil and gas extraction 06,crude oil if] | NoSettings | 131000000000000 | 166000000000000 | 166000000000000 | 166000000000000 | 166000000000000 | 166000000000000 | 166000000000000 | 166000000000000 | 166000000000000 | 166000000000000 | 166000000000000 | 166000000000000 | 166000000000000 | 166000000000000 | 166000000000000 | 166000000000000 | 166000000000000 | 166000000000000 | 166000000000000 | 166000000000000 | 166000000000000 | 166000000000000 | 166000000000000 | 166000000000000 | 166000000000000 | 166000000000000 | 166000000000000 | 166000000000000 | 166000000000000 | 166000000000000 | 166000000000000
BIFUbC BAU Industrial Fuel Use before CCS[oil and gas extraction 06,heavy or residual fuel oil if] | NoSettings | 0 | 0 | 0 | 0 | 0 | 0 | 0 | 0 | 0 | 0 | 0 | 0 | 0 | 0 | 0 | 0 | 0 | 0 | 0 | 0 | 0 | 0 | 0 | 0 | 0 | 0 | 0 | 0 | 0 | 0 | 0
BIFUbC BAU Industrial Fuel Use before CCS[oil and gas extraction 06,LPG propane or butane if] | NoSettings | 0 | 0 | 0 | 0 | 0 | 0 | 0 | 0 | 0 | 0 | 0 | 0 | 0 | 0 | 0 | 0 | 0 | 0 | 0 | 0 | 0 | 0 | 0 | 0 | 0 | 0 | 0 | 0 | 0 | 0 | 0
BIFUbC BAU Industrial Fuel Use before CCS[oil and gas extraction 06,hydrogen if] | NoSettings | 0 | 0 | 0 | 0 | 0 | 0 | 0 | 0 | 0 | 0 | 0 | 0 | 0 | 0 | 0 | 0 | 0 | 0 | 0 | 0 | 0 | 0 | 0 | 0 | 0 | 0 | 0 | 0 | 0 | 0 | 0
BIFUbC BAU Industrial Fuel Use before CCS[other mining and quarrying 07T08,electricity if] | NoSettings | 27500000000000 | 27400000000000 | 28800000000000 | 29500000000000 | 30000000000000 | 30600000000000 | 30800000000000 | 31000000000000 | 31000000000000 | 31100000000000 | 31100000000000 | 31300000000000 | 31300000000000 | 31400000000000 | 31500000000000 | 31800000000000 | 31900000000000 | 32100000000000 | 32400000000000 | 32600000000000 | 32700000000000 | 33000000000000 | 33400000000000 | 33800000000000 | 34100000000000 | 34400000000000 | 34800000000000 | 35200000000000 | 35500000000000 | 35900000000000 | 36300000000000
BIFUbC BAU Industrial Fuel Use before CCS[other mining and quarrying 07T08,hard coal if] | NoSettings | 0 | 0 | 0 | 0 | 0 | 0 | 0 | 0 | 0 | 0 | 0 | 0 | 0 | 0 | 0 | 0 | 0 | 0 | 0 | 0 | 0 | 0 | 0 | 0 | 0 | 0 | 0 | 0 | 0 | 0 | 0
BIFUbC BAU Industrial Fuel Use before CCS[other mining and quarrying 07T08,natural gas if] | NoSettings | 8347190000000 | 8333190000000 | 8468070000000 | 8647610000000 | 8822910000000 | 8975090000000 | 9058060000000 | 9099820000000 | 9109460000000 | 9118150000000 | 9142440000000 | 9176320000000 | 9186420000000 | 9209150000000 | 9258860000000 | 9328180000000 | 9377710000000 | 9432670000000 | 9508810000000 | 9569840000000 | 9613200000000 | 9685260000000 | 9805100000000 | 9928730000000 | 10019700000000 | 10105500000000 | 10225400000000 | 10330900000000 | 10436400000000 | 10541900000000 | 10647500000000
BIFUbC BAU Industrial Fuel Use before CCS[other mining and quarrying 07T08,biomass if] | NoSettings | 0 | 0 | 0 | 0 | 0 | 0 | 0 | 0 | 0 | 0 | 0 | 0 | 0 | 0 | 0 | 0 | 0 | 0 | 0 | 0 | 0 | 0 | 0 | 0 | 0 | 0 | 0 | 0 | 0 | 0 | 0
BIFUbC BAU Industrial Fuel Use before CCS[other mining and quarrying 07T08,petroleum diesel if] | NoSettings | 0 | 0 | 0 | 0 | 0 | 0 | 0 | 0 | 0 | 0 | 0 | 0 | 0 | 0 | 0 | 0 | 0 | 0 | 0 | 0 | 0 | 0 | 0 | 0 | 0 | 0 | 0 | 0 | 0 | 0 | 0
BIFUbC BAU Industrial Fuel Use before CCS[other mining and quarrying 07T08,heat if] | NoSettings | 0 | 0 | 0 | 0 | 0 | 0 | 0 | 0 | 0 | 0 | 0 | 0 | 0 | 0 | 0 | 0 | 0 | 0 | 0 | 0 | 0 | 0 | 0 | 0 | 0 | 0 | 0 | 0 | 0 | 0 | 0
BIFUbC BAU Industrial Fuel Use before CCS[other mining and quarrying 07T08,crude oil if] | NoSettings | 0 | 0 | 0 | 0 | 0 | 0 | 0 | 0 | 0 | 0 | 0 | 0 | 0 | 0 | 0 | 0 | 0 | 0 | 0 | 0 | 0 | 0 | 0 | 0 | 0 | 0 | 0 | 0 | 0 | 0 | 0
BIFUbC BAU Industrial Fuel Use before CCS[other mining and quarrying 07T08,heavy or residual fuel oil if] | NoSettings | 0 | 0 | 0 | 0 | 0 | 0 | 0 | 0 | 0 | 0 | 0 | 0 | 0 | 0 | 0 | 0 | 0 | 0 | 0 | 0 | 0 | 0 | 0 | 0 | 0 | 0 | 0 | 0 | 0 | 0 | 0
BIFUbC BAU Industrial Fuel Use before CCS[other mining and quarrying 07T08,LPG propane or butane if] | NoSettings | 0 | 0 | 0 | 0 | 0 | 0 | 0 | 0 | 0 | 0 | 0 | 0 | 0 | 0 | 0 | 0 | 0 | 0 | 0 | 0 | 0 | 0 | 0 | 0 | 0 | 0 | 0 | 0 | 0 | 0 | 0
BIFUbC BAU Industrial Fuel Use before CCS[other mining and quarrying 07T08,hydrogen if] | NoSettings | 0 | 0 | 0 | 0 | 0 | 0 | 0 | 0 | 0 | 0 | 0 | 0 | 0 | 0 | 0 | 0 | 0 | 0 | 0 | 0 | 0 | 0 | 0 | 0 | 0 | 0 | 0 | 0 | 0 | 0 | 0
BIFUbC BAU Industrial Fuel Use before CCS[food beverage and tobacco 10T12,electricity if] | NoSettings | 13900000000000 | 13800000000000 | 14500000000000 | 14800000000000 | 15200000000000 | 15400000000000 | 15600000000000 | 15600000000000 | 15600000000000 | 15700000000000 | 15700000000000 | 15800000000000 | 15800000000000 | 15800000000000 | 15900000000000 | 16000000000000 | 16100000000000 | 16200000000000 | 16300000000000 | 16400000000000 | 16500000000000 | 16600000000000 | 16800000000000 | 17000000000000 | 17200000000000 | 17400000000000 | 17600000000000 | 17700000000000 | 17900000000000 | 18100000000000 | 18300000000000
BIFUbC BAU Industrial Fuel Use before CCS[food beverage and tobacco 10T12,hard coal if] | NoSettings | 0 | 0 | 0 | 0 | 0 | 0 | 0 | 0 | 0 | 0 | 0 | 0 | 0 | 0 | 0 | 0 | 0 | 0 | 0 | 0 | 0 | 0 | 0 | 0 | 0 | 0 | 0 | 0 | 0 | 0 | 0
BIFUbC BAU Industrial Fuel Use before CCS[food beverage and tobacco 10T12,natural gas if] | NoSettings | 67229000000000 | 67116300000000 | 68202600000000 | 69648700000000 | 71060600000000 | 72286200000000 | 72954400000000 | 73290800000000 | 73368400000000 | 73438400000000 | 73634100000000 | 73907000000000 | 73988300000000 | 74171400000000 | 74571800000000 | 75130000000000 | 75529000000000 | 75971700000000 | 76584900000000 | 77076400000000 | 77425600000000 | 78006000000000 | 78971200000000 | 79966900000000 | 80699700000000 | 81390800000000 | 82356400000000 | 83206200000000 | 84056000000000 | 84905800000000 | 85755700000000
BIFUbC BAU Industrial Fuel Use before CCS[food beverage and tobacco 10T12,biomass if] | NoSettings | 0 | 0 | 0 | 0 | 0 | 0 | 0 | 0 | 0 | 0 | 0 | 0 | 0 | 0 | 0 | 0 | 0 | 0 | 0 | 0 | 0 | 0 | 0 | 0 | 0 | 0 | 0 | 0 | 0 | 0 | 0
BIFUbC BAU Industrial Fuel Use before CCS[food beverage and tobacco 10T12,petroleum diesel if] | NoSettings | 0 | 0 | 0 | 0 | 0 | 0 | 0 | 0 | 0 | 0 | 0 | 0 | 0 | 0 | 0 | 0 | 0 | 0 | 0 | 0 | 0 | 0 | 0 | 0 | 0 | 0 | 0 | 0 | 0 | 0 | 0
BIFUbC BAU Industrial Fuel Use before CCS[food beverage and tobacco 10T12,heat if] | NoSettings | 0 | 0 | 0 | 0 | 0 | 0 | 0 | 0 | 0 | 0 | 0 | 0 | 0 | 0 | 0 | 0 | 0 | 0 | 0 | 0 | 0 | 0 | 0 | 0 | 0 | 0 | 0 | 0 | 0 | 0 | 0
BIFUbC BAU Industrial Fuel Use before CCS[food beverage and tobacco 10T12,crude oil if] | NoSettings | 0 | 0 | 0 | 0 | 0 | 0 | 0 | 0 | 0 | 0 | 0 | 0 | 0 | 0 | 0 | 0 | 0 | 0 | 0 | 0 | 0 | 0 | 0 | 0 | 0 | 0 | 0 | 0 | 0 | 0 | 0
BIFUbC BAU Industrial Fuel Use before CCS[food beverage and tobacco 10T12,heavy or residual fuel oil if] | NoSettings | 0 | 0 | 0 | 0 | 0 | 0 | 0 | 0 | 0 | 0 | 0 | 0 | 0 | 0 | 0 | 0 | 0 | 0 | 0 | 0 | 0 | 0 | 0 | 0 | 0 | 0 | 0 | 0 | 0 | 0 | 0
BIFUbC BAU Industrial Fuel Use before CCS[food beverage and tobacco 10T12,LPG propane or butane if] | NoSettings | 0 | 0 | 0 | 0 | 0 | 0 | 0 | 0 | 0 | 0 | 0 | 0 | 0 | 0 | 0 | 0 | 0 | 0 | 0 | 0 | 0 | 0 | 0 | 0 | 0 | 0 | 0 | 0 | 0 | 0 | 0
BIFUbC BAU Industrial Fuel Use before CCS[food beverage and tobacco 10T12,hydrogen if] | NoSettings | 0 | 0 | 0 | 0 | 0 | 0 | 0 | 0 | 0 | 0 | 0 | 0 | 0 | 0 | 0 | 0 | 0 | 0 | 0 | 0 | 0 | 0 | 0 | 0 | 0 | 0 | 0 | 0 | 0 | 0 | 0
BIFUbC BAU Industrial Fuel Use before CCS[textiles apparel and leather 13T15,electricity if] | NoSettings | 928000000000 | 923000000000 | 973000000000 | 993000000000 | 1010000000000 | 1030000000000 | 1040000000000 | 1050000000000 | 1050000000000 | 1050000000000 | 1050000000000 | 1050000000000 | 1060000000000 | 1060000000000 | 1060000000000 | 1070000000000 | 1080000000000 | 1080000000000 | 1090000000000 | 1100000000000 | 1100000000000 | 1110000000000 | 1130000000000 | 1140000000000 | 1150000000000 | 1160000000000 | 1170000000000 | 1190000000000 | 1200000000000 | 1210000000000 | 1220000000000
BIFUbC BAU Industrial Fuel Use before CCS[textiles apparel and leather 13T15,hard coal if] | NoSettings | 0 | 0 | 0 | 0 | 0 | 0 | 0 | 0 | 0 | 0 | 0 | 0 | 0 | 0 | 0 | 0 | 0 | 0 | 0 | 0 | 0 | 0 | 0 | 0 | 0 | 0 | 0 | 0 | 0 | 0 | 0
BIFUbC BAU Industrial Fuel Use before CCS[textiles apparel and leather 13T15,natural gas if] | NoSettings | 3123100000000 | 3117860000000 | 3168330000000 | 3235500000000 | 3301090000000 | 3358030000000 | 3389070000000 | 3404690000000 | 3408300000000 | 3411550000000 | 3420640000000 | 3433320000000 | 3437100000000 | 3445600000000 | 3464200000000 | 3490140000000 | 3508670000000 | 3529230000000 | 3557720000000 | 3580550000000 | 3596780000000 | 3623740000000 | 3668580000000 | 3714830000000 | 3748870000000 | 3780980000000 | 3825830000000 | 3865310000000 | 3904790000000 | 3944270000000 | 3983740000000
BIFUbC BAU Industrial Fuel Use before CCS[textiles apparel and leather 13T15,biomass if] | NoSettings | 0 | 0 | 0 | 0 | 0 | 0 | 0 | 0 | 0 | 0 | 0 | 0 | 0 | 0 | 0 | 0 | 0 | 0 | 0 | 0 | 0 | 0 | 0 | 0 | 0 | 0 | 0 | 0 | 0 | 0 | 0
BIFUbC BAU Industrial Fuel Use before CCS[textiles apparel and leather 13T15,petroleum diesel if] | NoSettings | 0 | 0 | 0 | 0 | 0 | 0 | 0 | 0 | 0 | 0 | 0 | 0 | 0 | 0 | 0 | 0 | 0 | 0 | 0 | 0 | 0 | 0 | 0 | 0 | 0 | 0 | 0 | 0 | 0 | 0 | 0
BIFUbC BAU Industrial Fuel Use before CCS[textiles apparel and leather 13T15,heat if] | NoSettings | 0 | 0 | 0 | 0 | 0 | 0 | 0 | 0 | 0 | 0 | 0 | 0 | 0 | 0 | 0 | 0 | 0 | 0 | 0 | 0 | 0 | 0 | 0 | 0 | 0 | 0 | 0 | 0 | 0 | 0 | 0
BIFUbC BAU Industrial Fuel Use before CCS[textiles apparel and leather 13T15,crude oil if] | NoSettings | 0 | 0 | 0 | 0 | 0 | 0 | 0 | 0 | 0 | 0 | 0 | 0 | 0 | 0 | 0 | 0 | 0 | 0 | 0 | 0 | 0 | 0 | 0 | 0 | 0 | 0 | 0 | 0 | 0 | 0 | 0
BIFUbC BAU Industrial Fuel Use before CCS[textiles apparel and leather 13T15,heavy or residual fuel oil if] | NoSettings | 0 | 0 | 0 | 0 | 0 | 0 | 0 | 0 | 0 | 0 | 0 | 0 | 0 | 0 | 0 | 0 | 0 | 0 | 0 | 0 | 0 | 0 | 0 | 0 | 0 | 0 | 0 | 0 | 0 | 0 | 0
BIFUbC BAU Industrial Fuel Use before CCS[textiles apparel and leather 13T15,LPG propane or butane if] | NoSettings | 0 | 0 | 0 | 0 | 0 | 0 | 0 | 0 | 0 | 0 | 0 | 0 | 0 | 0 | 0 | 0 | 0 | 0 | 0 | 0 | 0 | 0 | 0 | 0 | 0 | 0 | 0 | 0 | 0 | 0 | 0
BIFUbC BAU Industrial Fuel Use before CCS[textiles apparel and leather 13T15,hydrogen if] | NoSettings | 0 | 0 | 0 | 0 | 0 | 0 | 0 | 0 | 0 | 0 | 0 | 0 | 0 | 0 | 0 | 0 | 0 | 0 | 0 | 0 | 0 | 0 | 0 | 0 | 0 | 0 | 0 | 0 | 0 | 0 | 0
BIFUbC BAU Industrial Fuel Use before CCS[wood products 16,electricity if] | NoSettings | 1120000000000 | 1120000000000 | 1180000000000 | 1200000000000 | 1230000000000 | 1250000000000 | 1260000000000 | 1270000000000 | 1270000000000 | 1270000000000 | 1270000000000 | 1280000000000 | 1280000000000 | 1280000000000 | 1290000000000 | 1300000000000 | 1310000000000 | 1310000000000 | 1320000000000 | 1330000000000 | 1340000000000 | 1350000000000 | 1370000000000 | 1380000000000 | 1400000000000 | 1410000000000 | 1420000000000 | 1440000000000 | 1450000000000 | 1470000000000 | 1480000000000
BIFUbC BAU Industrial Fuel Use before CCS[wood products 16,hard coal if] | NoSettings | 0 | 0 | 0 | 0 | 0 | 0 | 0 | 0 | 0 | 0 | 0 | 0 | 0 | 0 | 0 | 0 | 0 | 0 | 0 | 0 | 0 | 0 | 0 | 0 | 0 | 0 | 0 | 0 | 0 | 0 | 0
BIFUbC BAU Industrial Fuel Use before CCS[wood products 16,natural gas if] | NoSettings | 13725100000000 | 13702000000000 | 13923800000000 | 14219000000000 | 14507300000000 | 14757500000000 | 14893900000000 | 14962600000000 | 14978400000000 | 14992700000000 | 15032700000000 | 15088400000000 | 15105000000000 | 15142400000000 | 15224100000000 | 15338100000000 | 15419500000000 | 15509900000000 | 15635100000000 | 15735400000000 | 15806700000000 | 15925200000000 | 16122300000000 | 16325600000000 | 16475200000000 | 16616300000000 | 16813400000000 | 16986900000000 | 17160400000000 | 17333900000000 | 17507300000000
BIFUbC BAU Industrial Fuel Use before CCS[wood products 16,biomass if] | NoSettings | 13349000000000 | 13349000000000 | 13349000000000 | 13349000000000 | 13349000000000 | 13349000000000 | 13349000000000 | 13349000000000 | 13349000000000 | 13349000000000 | 13349000000000 | 13349000000000 | 13349000000000 | 13349000000000 | 13349000000000 | 13349000000000 | 13349000000000 | 13349000000000 | 13349000000000 | 13349000000000 | 13349000000000 | 13349000000000 | 13349000000000 | 13349000000000 | 13349000000000 | 13349000000000 | 13349000000000 | 13349000000000 | 13349000000000 | 13349000000000 | 13349000000000
BIFUbC BAU Industrial Fuel Use before CCS[wood products 16,petroleum diesel if] | NoSettings | 0 | 0 | 0 | 0 | 0 | 0 | 0 | 0 | 0 | 0 | 0 | 0 | 0 | 0 | 0 | 0 | 0 | 0 | 0 | 0 | 0 | 0 | 0 | 0 | 0 | 0 | 0 | 0 | 0 | 0 | 0
BIFUbC BAU Industrial Fuel Use before CCS[wood products 16,heat if] | NoSettings | 0 | 0 | 0 | 0 | 0 | 0 | 0 | 0 | 0 | 0 | 0 | 0 | 0 | 0 | 0 | 0 | 0 | 0 | 0 | 0 | 0 | 0 | 0 | 0 | 0 | 0 | 0 | 0 | 0 | 0 | 0
BIFUbC BAU Industrial Fuel Use before CCS[wood products 16,crude oil if] | NoSettings | 0 | 0 | 0 | 0 | 0 | 0 | 0 | 0 | 0 | 0 | 0 | 0 | 0 | 0 | 0 | 0 | 0 | 0 | 0 | 0 | 0 | 0 | 0 | 0 | 0 | 0 | 0 | 0 | 0 | 0 | 0
BIFUbC BAU Industrial Fuel Use before CCS[wood products 16,heavy or residual fuel oil if] | NoSettings | 0 | 0 | 0 | 0 | 0 | 0 | 0 | 0 | 0 | 0 | 0 | 0 | 0 | 0 | 0 | 0 | 0 | 0 | 0 | 0 | 0 | 0 | 0 | 0 | 0 | 0 | 0 | 0 | 0 | 0 | 0
BIFUbC BAU Industrial Fuel Use before CCS[wood products 16,LPG propane or butane if] | NoSettings | 0 | 0 | 0 | 0 | 0 | 0 | 0 | 0 | 0 | 0 | 0 | 0 | 0 | 0 | 0 | 0 | 0 | 0 | 0 | 0 | 0 | 0 | 0 | 0 | 0 | 0 | 0 | 0 | 0 | 0 | 0
BIFUbC BAU Industrial Fuel Use before CCS[wood products 16,hydrogen if] | NoSettings | 0 | 0 | 0 | 0 | 0 | 0 | 0 | 0 | 0 | 0 | 0 | 0 | 0 | 0 | 0 | 0 | 0 | 0 | 0 | 0 | 0 | 0 | 0 | 0 | 0 | 0 | 0 | 0 | 0 | 0 | 0
BIFUbC BAU Industrial Fuel Use before CCS[pulp paper and printing 17T18,electricity if] | NoSettings | 5130000000000 | 5100000000000 | 5380000000000 | 5490000000000 | 5600000000000 | 5700000000000 | 5750000000000 | 5780000000000 | 5780000000000 | 5790000000000 | 5810000000000 | 5830000000000 | 5830000000000 | 5850000000000 | 5880000000000 | 5920000000000 | 5950000000000 | 5990000000000 | 6040000000000 | 6080000000000 | 6100000000000 | 6150000000000 | 6230000000000 | 6300000000000 | 6360000000000 | 6420000000000 | 6490000000000 | 6560000000000 | 6630000000000 | 6690000000000 | 6760000000000
BIFUbC BAU Industrial Fuel Use before CCS[pulp paper and printing 17T18,hard coal if] | NoSettings | 0 | 0 | 0 | 0 | 0 | 0 | 0 | 0 | 0 | 0 | 0 | 0 | 0 | 0 | 0 | 0 | 0 | 0 | 0 | 0 | 0 | 0 | 0 | 0 | 0 | 0 | 0 | 0 | 0 | 0 | 0
BIFUbC BAU Industrial Fuel Use before CCS[pulp paper and printing 17T18,natural gas if] | NoSettings | 18017300000000 | 17987100000000 | 18278200000000 | 18665800000000 | 19044100000000 | 19372600000000 | 19551700000000 | 19641800000000 | 19662600000000 | 19681400000000 | 19733800000000 | 19807000000000 | 19828800000000 | 19877800000000 | 19985100000000 | 20134800000000 | 20241700000000 | 20360300000000 | 20524600000000 | 20656400000000 | 20750000000000 | 20905500000000 | 21164200000000 | 21431000000000 | 21627400000000 | 21812600000000 | 22071400000000 | 22299200000000 | 22526900000000 | 22754700000000 | 22982400000000
BIFUbC BAU Industrial Fuel Use before CCS[pulp paper and printing 17T18,biomass if] | NoSettings | 11311300000000 | 11311300000000 | 11311300000000 | 11311300000000 | 11311300000000 | 11311300000000 | 11311300000000 | 11311300000000 | 11311300000000 | 11311300000000 | 11311300000000 | 11311300000000 | 11311300000000 | 11311300000000 | 11311300000000 | 11311300000000 | 11311300000000 | 11311300000000 | 11311300000000 | 11311300000000 | 11311300000000 | 11311300000000 | 11311300000000 | 11311300000000 | 11311300000000 | 11311300000000 | 11311300000000 | 11311300000000 | 11311300000000 | 11311300000000 | 11311300000000
BIFUbC BAU Industrial Fuel Use before CCS[pulp paper and printing 17T18,petroleum diesel if] | NoSettings | 0 | 0 | 0 | 0 | 0 | 0 | 0 | 0 | 0 | 0 | 0 | 0 | 0 | 0 | 0 | 0 | 0 | 0 | 0 | 0 | 0 | 0 | 0 | 0 | 0 | 0 | 0 | 0 | 0 | 0 | 0
BIFUbC BAU Industrial Fuel Use before CCS[pulp paper and printing 17T18,heat if] | NoSettings | 0 | 0 | 0 | 0 | 0 | 0 | 0 | 0 | 0 | 0 | 0 | 0 | 0 | 0 | 0 | 0 | 0 | 0 | 0 | 0 | 0 | 0 | 0 | 0 | 0 | 0 | 0 | 0 | 0 | 0 | 0
BIFUbC BAU Industrial Fuel Use before CCS[pulp paper and printing 17T18,crude oil if] | NoSettings | 0 | 0 | 0 | 0 | 0 | 0 | 0 | 0 | 0 | 0 | 0 | 0 | 0 | 0 | 0 | 0 | 0 | 0 | 0 | 0 | 0 | 0 | 0 | 0 | 0 | 0 | 0 | 0 | 0 | 0 | 0
BIFUbC BAU Industrial Fuel Use before CCS[pulp paper and printing 17T18,heavy or residual fuel oil if] | NoSettings | 0 | 0 | 0 | 0 | 0 | 0 | 0 | 0 | 0 | 0 | 0 | 0 | 0 | 0 | 0 | 0 | 0 | 0 | 0 | 0 | 0 | 0 | 0 | 0 | 0 | 0 | 0 | 0 | 0 | 0 | 0
BIFUbC BAU Industrial Fuel Use before CCS[pulp paper and printing 17T18,LPG propane or butane if] | NoSettings | 0 | 0 | 0 | 0 | 0 | 0 | 0 | 0 | 0 | 0 | 0 | 0 | 0 | 0 | 0 | 0 | 0 | 0 | 0 | 0 | 0 | 0 | 0 | 0 | 0 | 0 | 0 | 0 | 0 | 0 | 0
BIFUbC BAU Industrial Fuel Use before CCS[pulp paper and printing 17T18,hydrogen if] | NoSettings | 0 | 0 | 0 | 0 | 0 | 0 | 0 | 0 | 0 | 0 | 0 | 0 | 0 | 0 | 0 | 0 | 0 | 0 | 0 | 0 | 0 | 0 | 0 | 0 | 0 | 0 | 0 | 0 | 0 | 0 | 0
BIFUbC BAU Industrial Fuel Use before CCS[refined petroleum and coke 19,electricity if] | NoSettings | 19600000000000 | 21000000000000 | 19700000000000 | 20000000000000 | 19900000000000 | 19700000000000 | 19200000000000 | 19100000000000 | 18300000000000 | 17900000000000 | 17500000000000 | 17200000000000 | 16800000000000 | 16700000000000 | 16100000000000 | 15800000000000 | 15900000000000 | 15400000000000 | 15200000000000 | 15200000000000 | 15100000000000 | 14900000000000 | 14800000000000 | 14700000000000 | 14700000000000 | 14600000000000 | 14500000000000 | 14400000000000 | 14400000000000 | 14300000000000 | 14200000000000
BIFUbC BAU Industrial Fuel Use before CCS[refined petroleum and coke 19,hard coal if] | NoSettings | 58081200000000 | 58081200000000 | 58081200000000 | 58081200000000 | 58081200000000 | 58081200000000 | 58081200000000 | 58081200000000 | 58081200000000 | 58081200000000 | 58081200000000 | 58081200000000 | 58081200000000 | 58081200000000 | 58081200000000 | 58081200000000 | 58081200000000 | 58081200000000 | 58081200000000 | 58081200000000 | 58081200000000 | 58081200000000 | 58081200000000 | 58081200000000 | 58081200000000 | 40220300000000 | 43792500000000 | 40220300000000 | 36648100000000 | 33075900000000 | 29503800000000
BIFUbC BAU Industrial Fuel Use before CCS[refined petroleum and coke 19,natural gas if] | NoSettings | 174428000000000 | 186466000000000 | 174470000000000 | 177805000000000 | 176237000000000 | 174433000000000 | 170563000000000 | 169479000000000 | 162660000000000 | 159017000000000 | 155443000000000 | 152789000000000 | 148731000000000 | 147831000000000 | 143094000000000 | 140292000000000 | 140780000000000 | 136954000000000 | 135153000000000 | 134774000000000 | 134323000000000 | 132413000000000 | 131520000000000 | 130910000000000 | 130485000000000 | 129521000000000 | 128924000000000 | 128242000000000 | 127560000000000 | 126879000000000 | 126197000000000
BIFUbC BAU Industrial Fuel Use before CCS[refined petroleum and coke 19,biomass if] | NoSettings | 0 | 0 | 0 | 0 | 0 | 0 | 0 | 0 | 0 | 0 | 0 | 0 | 0 | 0 | 0 | 0 | 0 | 0 | 0 | 0 | 0 | 0 | 0 | 0 | 0 | 0 | 0 | 0 | 0 | 0 | 0
BIFUbC BAU Industrial Fuel Use before CCS[refined petroleum and coke 19,petroleum diesel if] | NoSettings | 82148400000 | 88070800000 | 82621200000 | 84412400000 | 83877800000 | 83226500000 | 81582700000 | 81265700000 | 78188700000 | 76626100000 | 75088300000 | 73987300000 | 72198200000 | 71936000000 | 69800000000 | 68598800000 | 69003700000 | 67289900000 | 66564100000 | 66536600000 | 66472000000 | 65682200000 | 65394100000 | 65244400000 | 65185800000 | 64856000000 | 64714300000 | 64528300000 | 64342200000 | 64156100000 | 63970100000
BIFUbC BAU Industrial Fuel Use before CCS[refined petroleum and coke 19,heat if] | NoSettings | 0 | 0 | 0 | 0 | 0 | 0 | 0 | 0 | 0 | 0 | 0 | 0 | 0 | 0 | 0 | 0 | 0 | 0 | 0 | 0 | 0 | 0 | 0 | 0 | 0 | 0 | 0 | 0 | 0 | 0 | 0
BIFUbC BAU Industrial Fuel Use before CCS[refined petroleum and coke 19,crude oil if] | NoSettings | 2680000000000000 | 3410000000000000 | 3410000000000000 | 3410000000000000 | 3410000000000000 | 3410000000000000 | 3410000000000000 | 3410000000000000 | 3410000000000000 | 3410000000000000 | 3410000000000000 | 3410000000000000 | 3410000000000000 | 3410000000000000 | 3410000000000000 | 3410000000000000 | 3410000000000000 | 3410000000000000 | 3410000000000000 | 3410000000000000 | 3410000000000000 | 3410000000000000 | 3410000000000000 | 3410000000000000 | 3410000000000000 | 3410000000000000 | 3410000000000000 | 3410000000000000 | 3410000000000000 | 3410000000000000 | 3410000000000000
BIFUbC BAU Industrial Fuel Use before CCS[refined petroleum and coke 19,heavy or residual fuel oil if] | NoSettings | 2858100000000 | 3064150000000 | 2874550000000 | 2936870000000 | 2918270000000 | 2895610000000 | 2838420000000 | 2827390000000 | 2720330000000 | 2665970000000 | 2612460000000 | 2574160000000 | 2511910000000 | 2502790000000 | 2428480000000 | 2386680000000 | 2400770000000 | 2341140000000 | 2315890000000 | 2314940000000 | 2312690000000 | 2285210000000 | 2275180000000 | 2269980000000 | 2267940000000 | 2256460000000 | 2251540000000 | 2245060000000 | 2238590000000 | 2232110000000 | 2225640000000
BIFUbC BAU Industrial Fuel Use before CCS[refined petroleum and coke 19,LPG propane or butane if] | NoSettings | 35652500000 | 38222800000 | 35857700000 | 36635100000 | 36403100000 | 36120400000 | 35407000000 | 35269400000 | 33934000000 | 33255800000 | 32588400000 | 32110600000 | 31334100000 | 31220300000 | 30293300000 | 29772000000 | 29947700000 | 29203900000 | 28888900000 | 28877000000 | 28848900000 | 28506100000 | 28381100000 | 28316200000 | 28290700000 | 28147600000 | 28086100000 | 28005300000 | 27924600000 | 27843800000 | 27763100000
BIFUbC BAU Industrial Fuel Use before CCS[refined petroleum and coke 19,hydrogen if] | NoSettings | 0 | 0 | 0 | 0 | 0 | 0 | 0 | 0 | 0 | 0 | 0 | 0 | 0 | 0 | 0 | 0 | 0 | 0 | 0 | 0 | 0 | 0 | 0 | 0 | 0 | 0 | 0 | 0 | 0 | 0 | 0
BIFUbC BAU Industrial Fuel Use before CCS[chemicals 20,electricity if] | NoSettings | 7690000000000 | 7650000000000 | 8070000000000 | 8240000000000 | 8400000000000 | 8550000000000 | 8630000000000 | 8670000000000 | 8680000000000 | 8690000000000 | 8710000000000 | 8740000000000 | 8750000000000 | 8770000000000 | 8820000000000 | 8890000000000 | 8930000000000 | 8990000000000 | 9060000000000 | 9120000000000 | 9160000000000 | 9230000000000 | 9340000000000 | 9460000000000 | 9540000000000 | 9630000000000 | 9740000000000 | 9840000000000 | 9940000000000 | 10000000000000 | 10100000000000
BIFUbC BAU Industrial Fuel Use before CCS[chemicals 20,hard coal if] | NoSettings | 0 | 0 | 0 | 0 | 0 | 0 | 0 | 0 | 0 | 0 | 0 | 0 | 0 | 0 | 0 | 0 | 0 | 0 | 0 | 0 | 0 | 0 | 0 | 0 | 0 | 0 | 0 | 0 | 0 | 0 | 0
BIFUbC BAU Industrial Fuel Use before CCS[chemicals 20,natural gas if] | NoSettings | 145252000000000 | 145008000000000 | 147355000000000 | 150480000000000 | 153530000000000 | 156178000000000 | 157622000000000 | 158349000000000 | 158516000000000 | 158667000000000 | 159090000000000 | 159680000000000 | 159856000000000 | 160251000000000 | 161116000000000 | 162322000000000 | 163184000000000 | 164141000000000 | 165466000000000 | 166527000000000 | 167282000000000 | 168536000000000 | 170621000000000 | 172773000000000 | 174356000000000 | 175849000000000 | 177935000000000 | 179771000000000 | 181607000000000 | 183443000000000 | 185280000000000
BIFUbC BAU Industrial Fuel Use before CCS[chemicals 20,biomass if] | NoSettings | 0 | 0 | 0 | 0 | 0 | 0 | 0 | 0 | 0 | 0 | 0 | 0 | 0 | 0 | 0 | 0 | 0 | 0 | 0 | 0 | 0 | 0 | 0 | 0 | 0 | 0 | 0 | 0 | 0 | 0 | 0
BIFUbC BAU Industrial Fuel Use before CCS[chemicals 20,petroleum diesel if] | NoSettings | 0 | 0 | 0 | 0 | 0 | 0 | 0 | 0 | 0 | 0 | 0 | 0 | 0 | 0 | 0 | 0 | 0 | 0 | 0 | 0 | 0 | 0 | 0 | 0 | 0 | 0 | 0 | 0 | 0 | 0 | 0
BIFUbC BAU Industrial Fuel Use before CCS[chemicals 20,heat if] | NoSettings | 0 | 0 | 0 | 0 | 0 | 0 | 0 | 0 | 0 | 0 | 0 | 0 | 0 | 0 | 0 | 0 | 0 | 0 | 0 | 0 | 0 | 0 | 0 | 0 | 0 | 0 | 0 | 0 | 0 | 0 | 0
BIFUbC BAU Industrial Fuel Use before CCS[chemicals 20,crude oil if] | NoSettings | 0 | 0 | 0 | 0 | 0 | 0 | 0 | 0 | 0 | 0 | 0 | 0 | 0 | 0 | 0 | 0 | 0 | 0 | 0 | 0 | 0 | 0 | 0 | 0 | 0 | 0 | 0 | 0 | 0 | 0 | 0
BIFUbC BAU Industrial Fuel Use before CCS[chemicals 20,heavy or residual fuel oil if] | NoSettings | 0 | 0 | 0 | 0 | 0 | 0 | 0 | 0 | 0 | 0 | 0 | 0 | 0 | 0 | 0 | 0 | 0 | 0 | 0 | 0 | 0 | 0 | 0 | 0 | 0 | 0 | 0 | 0 | 0 | 0 | 0
BIFUbC BAU Industrial Fuel Use before CCS[chemicals 20,LPG propane or butane if] | NoSettings | 0 | 0 | 0 | 0 | 0 | 0 | 0 | 0 | 0 | 0 | 0 | 0 | 0 | 0 | 0 | 0 | 0 | 0 | 0 | 0 | 0 | 0 | 0 | 0 | 0 | 0 | 0 | 0 | 0 | 0 | 0
BIFUbC BAU Industrial Fuel Use before CCS[chemicals 20,hydrogen if] | NoSettings | 0 | 0 | 0 | 0 | 0 | 0 | 0 | 0 | 0 | 0 | 0 | 0 | 0 | 0 | 0 | 0 | 0 | 0 | 0 | 0 | 0 | 0 | 0 | 0 | 0 | 0 | 0 | 0 | 0 | 0 | 0
BIFUbC BAU Industrial Fuel Use before CCS[rubber and plastic products 22,electricity if] | NoSettings | 5530000000000 | 5500000000000 | 5800000000000 | 5920000000000 | 6040000000000 | 6140000000000 | 6200000000000 | 6230000000000 | 6240000000000 | 6240000000000 | 6260000000000 | 6280000000000 | 6290000000000 | 6300000000000 | 6340000000000 | 6390000000000 | 6420000000000 | 6460000000000 | 6510000000000 | 6550000000000 | 6580000000000 | 6630000000000 | 6710000000000 | 6800000000000 | 6860000000000 | 6920000000000 | 7000000000000 | 7070000000000 | 7140000000000 | 7220000000000 | 7290000000000
BIFUbC BAU Industrial Fuel Use before CCS[rubber and plastic products 22,hard coal if] | NoSettings | 0 | 0 | 0 | 0 | 0 | 0 | 0 | 0 | 0 | 0 | 0 | 0 | 0 | 0 | 0 | 0 | 0 | 0 | 0 | 0 | 0 | 0 | 0 | 0 | 0 | 0 | 0 | 0 | 0 | 0 | 0
BIFUbC BAU Industrial Fuel Use before CCS[rubber and plastic products 22,natural gas if] | NoSettings | 1638690000000 | 1635940000000 | 1662420000000 | 1697670000000 | 1732080000000 | 1761960000000 | 1778240000000 | 1786440000000 | 1788330000000 | 1790040000000 | 1794810000000 | 1801460000000 | 1803440000000 | 1807910000000 | 1817670000000 | 1831270000000 | 1841000000000 | 1851790000000 | 1866730000000 | 1878710000000 | 1887230000000 | 1901370000000 | 1924900000000 | 1949170000000 | 1967030000000 | 1983880000000 | 2007410000000 | 2028130000000 | 2048840000000 | 2069560000000 | 2090270000000
BIFUbC BAU Industrial Fuel Use before CCS[rubber and plastic products 22,biomass if] | NoSettings | 0 | 0 | 0 | 0 | 0 | 0 | 0 | 0 | 0 | 0 | 0 | 0 | 0 | 0 | 0 | 0 | 0 | 0 | 0 | 0 | 0 | 0 | 0 | 0 | 0 | 0 | 0 | 0 | 0 | 0 | 0
BIFUbC BAU Industrial Fuel Use before CCS[rubber and plastic products 22,petroleum diesel if] | NoSettings | 0 | 0 | 0 | 0 | 0 | 0 | 0 | 0 | 0 | 0 | 0 | 0 | 0 | 0 | 0 | 0 | 0 | 0 | 0 | 0 | 0 | 0 | 0 | 0 | 0 | 0 | 0 | 0 | 0 | 0 | 0
BIFUbC BAU Industrial Fuel Use before CCS[rubber and plastic products 22,heat if] | NoSettings | 0 | 0 | 0 | 0 | 0 | 0 | 0 | 0 | 0 | 0 | 0 | 0 | 0 | 0 | 0 | 0 | 0 | 0 | 0 | 0 | 0 | 0 | 0 | 0 | 0 | 0 | 0 | 0 | 0 | 0 | 0
BIFUbC BAU Industrial Fuel Use before CCS[rubber and plastic products 22,crude oil if] | NoSettings | 0 | 0 | 0 | 0 | 0 | 0 | 0 | 0 | 0 | 0 | 0 | 0 | 0 | 0 | 0 | 0 | 0 | 0 | 0 | 0 | 0 | 0 | 0 | 0 | 0 | 0 | 0 | 0 | 0 | 0 | 0
BIFUbC BAU Industrial Fuel Use before CCS[rubber and plastic products 22,heavy or residual fuel oil if] | NoSettings | 0 | 0 | 0 | 0 | 0 | 0 | 0 | 0 | 0 | 0 | 0 | 0 | 0 | 0 | 0 | 0 | 0 | 0 | 0 | 0 | 0 | 0 | 0 | 0 | 0 | 0 | 0 | 0 | 0 | 0 | 0
BIFUbC BAU Industrial Fuel Use before CCS[rubber and plastic products 22,LPG propane or butane if] | NoSettings | 0 | 0 | 0 | 0 | 0 | 0 | 0 | 0 | 0 | 0 | 0 | 0 | 0 | 0 | 0 | 0 | 0 | 0 | 0 | 0 | 0 | 0 | 0 | 0 | 0 | 0 | 0 | 0 | 0 | 0 | 0
BIFUbC BAU Industrial Fuel Use before CCS[rubber and plastic products 22,hydrogen if] | NoSettings | 0 | 0 | 0 | 0 | 0 | 0 | 0 | 0 | 0 | 0 | 0 | 0 | 0 | 0 | 0 | 0 | 0 | 0 | 0 | 0 | 0 | 0 | 0 | 0 | 0 | 0 | 0 | 0 | 0 | 0 | 0
BIFUbC BAU Industrial Fuel Use before CCS[glass and glass products 231,electricity if] | NoSettings | 10500000000000 | 10400000000000 | 11000000000000 | 11200000000000 | 11400000000000 | 11600000000000 | 11700000000000 | 11800000000000 | 11800000000000 | 11800000000000 | 11800000000000 | 11900000000000 | 11900000000000 | 11900000000000 | 12000000000000 | 12100000000000 | 12100000000000 | 12200000000000 | 12300000000000 | 12400000000000 | 12400000000000 | 12500000000000 | 12700000000000 | 12900000000000 | 13000000000000 | 13100000000000 | 13200000000000 | 13400000000000 | 13500000000000 | 13700000000000 | 13800000000000
BIFUbC BAU Industrial Fuel Use before CCS[glass and glass products 231,hard coal if] | NoSettings | 0 | 0 | 0 | 0 | 0 | 0 | 0 | 0 | 0 | 0 | 0 | 0 | 0 | 0 | 0 | 0 | 0 | 0 | 0 | 0 | 0 | 0 | 0 | 0 | 0 | 0 | 0 | 0 | 0 | 0 | 0
BIFUbC BAU Industrial Fuel Use before CCS[glass and glass products 231,natural gas if] | NoSettings | 13693700000000 | 13670700000000 | 13892000000000 | 14186600000000 | 14474200000000 | 14723800000000 | 14859900000000 | 14928400000000 | 14944200000000 | 14958500000000 | 14998300000000 | 15053900000000 | 15070500000000 | 15107800000000 | 15189300000000 | 15303100000000 | 15384300000000 | 15474500000000 | 15599400000000 | 15699500000000 | 15770600000000 | 15888800000000 | 16085500000000 | 16288300000000 | 16437500000000 | 16578300000000 | 16775000000000 | 16948100000000 | 17121200000000 | 17294300000000 | 17467400000000
BIFUbC BAU Industrial Fuel Use before CCS[glass and glass products 231,biomass if] | NoSettings | 0 | 0 | 0 | 0 | 0 | 0 | 0 | 0 | 0 | 0 | 0 | 0 | 0 | 0 | 0 | 0 | 0 | 0 | 0 | 0 | 0 | 0 | 0 | 0 | 0 | 0 | 0 | 0 | 0 | 0 | 0
BIFUbC BAU Industrial Fuel Use before CCS[glass and glass products 231,petroleum diesel if] | NoSettings | 0 | 0 | 0 | 0 | 0 | 0 | 0 | 0 | 0 | 0 | 0 | 0 | 0 | 0 | 0 | 0 | 0 | 0 | 0 | 0 | 0 | 0 | 0 | 0 | 0 | 0 | 0 | 0 | 0 | 0 | 0
BIFUbC BAU Industrial Fuel Use before CCS[glass and glass products 231,heat if] | NoSettings | 0 | 0 | 0 | 0 | 0 | 0 | 0 | 0 | 0 | 0 | 0 | 0 | 0 | 0 | 0 | 0 | 0 | 0 | 0 | 0 | 0 | 0 | 0 | 0 | 0 | 0 | 0 | 0 | 0 | 0 | 0
BIFUbC BAU Industrial Fuel Use before CCS[glass and glass products 231,crude oil if] | NoSettings | 0 | 0 | 0 | 0 | 0 | 0 | 0 | 0 | 0 | 0 | 0 | 0 | 0 | 0 | 0 | 0 | 0 | 0 | 0 | 0 | 0 | 0 | 0 | 0 | 0 | 0 | 0 | 0 | 0 | 0 | 0
BIFUbC BAU Industrial Fuel Use before CCS[glass and glass products 231,heavy or residual fuel oil if] | NoSettings | 0 | 0 | 0 | 0 | 0 | 0 | 0 | 0 | 0 | 0 | 0 | 0 | 0 | 0 | 0 | 0 | 0 | 0 | 0 | 0 | 0 | 0 | 0 | 0 | 0 | 0 | 0 | 0 | 0 | 0 | 0
BIFUbC BAU Industrial Fuel Use before CCS[glass and glass products 231,LPG propane or butane if] | NoSettings | 0 | 0 | 0 | 0 | 0 | 0 | 0 | 0 | 0 | 0 | 0 | 0 | 0 | 0 | 0 | 0 | 0 | 0 | 0 | 0 | 0 | 0 | 0 | 0 | 0 | 0 | 0 | 0 | 0 | 0 | 0
BIFUbC BAU Industrial Fuel Use before CCS[glass and glass products 231,hydrogen if] | NoSettings | 0 | 0 | 0 | 0 | 0 | 0 | 0 | 0 | 0 | 0 | 0 | 0 | 0 | 0 | 0 | 0 | 0 | 0 | 0 | 0 | 0 | 0 | 0 | 0 | 0 | 0 | 0 | 0 | 0 | 0 | 0
BIFUbC BAU Industrial Fuel Use before CCS[cement and other nonmetallic minerals 239,electricity if] | NoSettings | 12900000000000 | 12800000000000 | 13500000000000 | 13800000000000 | 14100000000000 | 14300000000000 | 14500000000000 | 14500000000000 | 14500000000000 | 14600000000000 | 14600000000000 | 14700000000000 | 14700000000000 | 14700000000000 | 14800000000000 | 14900000000000 | 15000000000000 | 15100000000000 | 15200000000000 | 15300000000000 | 15300000000000 | 15500000000000 | 15700000000000 | 15900000000000 | 16000000000000 | 16100000000000 | 16300000000000 | 16500000000000 | 16700000000000 | 16800000000000 | 17000000000000
BIFUbC BAU Industrial Fuel Use before CCS[cement and other nonmetallic minerals 239,hard coal if] | NoSettings | 35775800000000 | 34877000000000 | 33978200000000 | 33079400000000 | 32180600000000 | 31281800000000 | 30383000000000 | 29484200000000 | 28585400000000 | 27686600000000 | 26787800000000 | 25888900000000 | 24990100000000 | 24091300000000 | 23192500000000 | 22293700000000 | 22293700000000 | 22293700000000 | 22293700000000 | 22293700000000 | 22293700000000 | 22293700000000 | 22293700000000 | 22293700000000 | 22293700000000 | 22293700000000 | 22293700000000 | 22293700000000 | 22293700000000 | 22293700000000 | 22293700000000
BIFUbC BAU Industrial Fuel Use before CCS[cement and other nonmetallic minerals 239,natural gas if] | NoSettings | 4658520000000 | 4556690000000 | 4454860000000 | 4353040000000 | 4251210000000 | 4149390000000 | 4047560000000 | 3945730000000 | 3843910000000 | 3742080000000 | 3640260000000 | 3538430000000 | 3436600000000 | 3334780000000 | 3232950000000 | 3131130000000 | 3131130000000 | 3131130000000 | 3131130000000 | 3131130000000 | 3131130000000 | 3131130000000 | 3131130000000 | 3131130000000 | 3131130000000 | 3131130000000 | 3131130000000 | 3131130000000 | 3131130000000 | 3131130000000 | 3131130000000
BIFUbC BAU Industrial Fuel Use before CCS[cement and other nonmetallic minerals 239,biomass if] | NoSettings | 1504830000000 | 1464700000000 | 1424570000000 | 1384440000000 | 1344310000000 | 1304180000000 | 1264050000000 | 1223930000000 | 1183800000000 | 1143670000000 | 1103540000000 | 1063410000000 | 1023280000000 | 983153000000 | 943024000000 | 902896000000 | 902896000000 | 902896000000 | 902896000000 | 902896000000 | 902896000000 | 902896000000 | 902896000000 | 902896000000 | 902896000000 | 902896000000 | 902896000000 | 902896000000 | 902896000000 | 902896000000 | 902896000000
BIFUbC BAU Industrial Fuel Use before CCS[cement and other nonmetallic minerals 239,petroleum diesel if] | NoSettings | 1732270000000 | 1698400000000 | 1664530000000 | 1630660000000 | 1596790000000 | 1562920000000 | 1529050000000 | 1495180000000 | 1461310000000 | 1427440000000 | 1393570000000 | 1359700000000 | 1325830000000 | 1291960000000 | 1258090000000 | 1224220000000 | 1224220000000 | 1224220000000 | 1224220000000 | 1224220000000 | 1224220000000 | 1224220000000 | 1224220000000 | 1224220000000 | 1224220000000 | 1224220000000 | 1224220000000 | 1224220000000 | 1224220000000 | 1224220000000 | 1224220000000
BIFUbC BAU Industrial Fuel Use before CCS[cement and other nonmetallic minerals 239,heat if] | NoSettings | 0 | 0 | 0 | 0 | 0 | 0 | 0 | 0 | 0 | 0 | 0 | 0 | 0 | 0 | 0 | 0 | 0 | 0 | 0 | 0 | 0 | 0 | 0 | 0 | 0 | 0 | 0 | 0 | 0 | 0 | 0
BIFUbC BAU Industrial Fuel Use before CCS[cement and other nonmetallic minerals 239,crude oil if] | NoSettings | 0 | 0 | 0 | 0 | 0 | 0 | 0 | 0 | 0 | 0 | 0 | 0 | 0 | 0 | 0 | 0 | 0 | 0 | 0 | 0 | 0 | 0 | 0 | 0 | 0 | 0 | 0 | 0 | 0 | 0 | 0
BIFUbC BAU Industrial Fuel Use before CCS[cement and other nonmetallic minerals 239,heavy or residual fuel oil if] | NoSettings | 0 | 0 | 0 | 0 | 0 | 0 | 0 | 0 | 0 | 0 | 0 | 0 | 0 | 0 | 0 | 0 | 0 | 0 | 0 | 0 | 0 | 0 | 0 | 0 | 0 | 0 | 0 | 0 | 0 | 0 | 0
BIFUbC BAU Industrial Fuel Use before CCS[cement and other nonmetallic minerals 239,LPG propane or butane if] | NoSettings | 491459000 | 481214000 | 470970000 | 460726000 | 450481000 | 440237000 | 429992000 | 419748000 | 409504000 | 399259000 | 389015000 | 378770000 | 368526000 | 358282000 | 348037000 | 337793000 | 337793000 | 337793000 | 337793000 | 337793000 | 337793000 | 337793000 | 337793000 | 337793000 | 337793000 | 337793000 | 337793000 | 337793000 | 337793000 | 337793000 | 337793000
BIFUbC BAU Industrial Fuel Use before CCS[cement and other nonmetallic minerals 239,hydrogen if] | NoSettings | 0 | 0 | 0 | 0 | 0 | 0 | 0 | 0 | 0 | 0 | 0 | 0 | 0 | 0 | 0 | 0 | 0 | 0 | 0 | 0 | 0 | 0 | 0 | 0 | 0 | 0 | 0 | 0 | 0 | 0 | 0
BIFUbC BAU Industrial Fuel Use before CCS[iron and steel 241,electricity if] | NoSettings | 2320000000000 | 2070000000000 | 2250000000000 | 2260000000000 | 2350000000000 | 2460000000000 | 2460000000000 | 2480000000000 | 2480000000000 | 2500000000000 | 2530000000000 | 2540000000000 | 2530000000000 | 2520000000000 | 2530000000000 | 2540000000000 | 2530000000000 | 2540000000000 | 2570000000000 | 2580000000000 | 2570000000000 | 2580000000000 | 2640000000000 | 2690000000000 | 2700000000000 | 2720000000000 | 2750000000000 | 2780000000000 | 2820000000000 | 2860000000000 | 2920000000000
BIFUbC BAU Industrial Fuel Use before CCS[iron and steel 241,hard coal if] | NoSettings | 0 | 0 | 0 | 0 | 0 | 0 | 0 | 0 | 0 | 0 | 0 | 0 | 0 | 0 | 0 | 0 | 0 | 0 | 0 | 0 | 0 | 0 | 0 | 0 | 0 | 0 | 0 | 0 | 0 | 0 | 0
BIFUbC BAU Industrial Fuel Use before CCS[iron and steel 241,natural gas if] | NoSettings | 0 | 0 | 0 | 0 | 0 | 0 | 0 | 0 | 0 | 0 | 0 | 0 | 0 | 0 | 0 | 0 | 0 | 0 | 0 | 0 | 0 | 0 | 0 | 0 | 0 | 0 | 0 | 0 | 0 | 0 | 0
BIFUbC BAU Industrial Fuel Use before CCS[iron and steel 241,biomass if] | NoSettings | 0 | 0 | 0 | 0 | 0 | 0 | 0 | 0 | 0 | 0 | 0 | 0 | 0 | 0 | 0 | 0 | 0 | 0 | 0 | 0 | 0 | 0 | 0 | 0 | 0 | 0 | 0 | 0 | 0 | 0 | 0
BIFUbC BAU Industrial Fuel Use before CCS[iron and steel 241,petroleum diesel if] | NoSettings | 0 | 0 | 0 | 0 | 0 | 0 | 0 | 0 | 0 | 0 | 0 | 0 | 0 | 0 | 0 | 0 | 0 | 0 | 0 | 0 | 0 | 0 | 0 | 0 | 0 | 0 | 0 | 0 | 0 | 0 | 0
BIFUbC BAU Industrial Fuel Use before CCS[iron and steel 241,heat if] | NoSettings | 0 | 0 | 0 | 0 | 0 | 0 | 0 | 0 | 0 | 0 | 0 | 0 | 0 | 0 | 0 | 0 | 0 | 0 | 0 | 0 | 0 | 0 | 0 | 0 | 0 | 0 | 0 | 0 | 0 | 0 | 0
BIFUbC BAU Industrial Fuel Use before CCS[iron and steel 241,crude oil if] | NoSettings | 0 | 0 | 0 | 0 | 0 | 0 | 0 | 0 | 0 | 0 | 0 | 0 | 0 | 0 | 0 | 0 | 0 | 0 | 0 | 0 | 0 | 0 | 0 | 0 | 0 | 0 | 0 | 0 | 0 | 0 | 0
BIFUbC BAU Industrial Fuel Use before CCS[iron and steel 241,heavy or residual fuel oil if] | NoSettings | 0 | 0 | 0 | 0 | 0 | 0 | 0 | 0 | 0 | 0 | 0 | 0 | 0 | 0 | 0 | 0 | 0 | 0 | 0 | 0 | 0 | 0 | 0 | 0 | 0 | 0 | 0 | 0 | 0 | 0 | 0
BIFUbC BAU Industrial Fuel Use before CCS[iron and steel 241,LPG propane or butane if] | NoSettings | 0 | 0 | 0 | 0 | 0 | 0 | 0 | 0 | 0 | 0 | 0 | 0 | 0 | 0 | 0 | 0 | 0 | 0 | 0 | 0 | 0 | 0 | 0 | 0 | 0 | 0 | 0 | 0 | 0 | 0 | 0
BIFUbC BAU Industrial Fuel Use before CCS[iron and steel 241,hydrogen if] | NoSettings | 0 | 0 | 0 | 0 | 0 | 0 | 0 | 0 | 0 | 0 | 0 | 0 | 0 | 0 | 0 | 0 | 0 | 0 | 0 | 0 | 0 | 0 | 0 | 0 | 0 | 0 | 0 | 0 | 0 | 0 | 0
BIFUbC BAU Industrial Fuel Use before CCS[other metals 242,electricity if] | NoSettings | 4290000000000 | 4510000000000 | 4690000000000 | 4820000000000 | 4880000000000 | 4890000000000 | 4960000000000 | 4970000000000 | 4980000000000 | 4970000000000 | 4960000000000 | 4970000000000 | 4990000000000 | 5020000000000 | 5060000000000 | 5100000000000 | 5150000000000 | 5180000000000 | 5220000000000 | 5250000000000 | 5310000000000 | 5350000000000 | 5390000000000 | 5440000000000 | 5510000000000 | 5560000000000 | 5620000000000 | 5690000000000 | 5730000000000 | 5780000000000 | 5800000000000
BIFUbC BAU Industrial Fuel Use before CCS[other metals 242,hard coal if] | NoSettings | 0 | 0 | 0 | 0 | 0 | 0 | 0 | 0 | 0 | 0 | 0 | 0 | 0 | 0 | 0 | 0 | 0 | 0 | 0 | 0 | 0 | 0 | 0 | 0 | 0 | 0 | 0 | 0 | 0 | 0 | 0
BIFUbC BAU Industrial Fuel Use before CCS[other metals 242,natural gas if] | NoSettings | 0 | 0 | 0 | 0 | 0 | 0 | 0 | 0 | 0 | 0 | 0 | 0 | 0 | 0 | 0 | 0 | 0 | 0 | 0 | 0 | 0 | 0 | 0 | 0 | 0 | 0 | 0 | 0 | 0 | 0 | 0
BIFUbC BAU Industrial Fuel Use before CCS[other metals 242,biomass if] | NoSettings | 0 | 0 | 0 | 0 | 0 | 0 | 0 | 0 | 0 | 0 | 0 | 0 | 0 | 0 | 0 | 0 | 0 | 0 | 0 | 0 | 0 | 0 | 0 | 0 | 0 | 0 | 0 | 0 | 0 | 0 | 0
BIFUbC BAU Industrial Fuel Use before CCS[other metals 242,petroleum diesel if] | NoSettings | 0 | 0 | 0 | 0 | 0 | 0 | 0 | 0 | 0 | 0 | 0 | 0 | 0 | 0 | 0 | 0 | 0 | 0 | 0 | 0 | 0 | 0 | 0 | 0 | 0 | 0 | 0 | 0 | 0 | 0 | 0
BIFUbC BAU Industrial Fuel Use before CCS[other metals 242,heat if] | NoSettings | 0 | 0 | 0 | 0 | 0 | 0 | 0 | 0 | 0 | 0 | 0 | 0 | 0 | 0 | 0 | 0 | 0 | 0 | 0 | 0 | 0 | 0 | 0 | 0 | 0 | 0 | 0 | 0 | 0 | 0 | 0
BIFUbC BAU Industrial Fuel Use before CCS[other metals 242,crude oil if] | NoSettings | 0 | 0 | 0 | 0 | 0 | 0 | 0 | 0 | 0 | 0 | 0 | 0 | 0 | 0 | 0 | 0 | 0 | 0 | 0 | 0 | 0 | 0 | 0 | 0 | 0 | 0 | 0 | 0 | 0 | 0 | 0
BIFUbC BAU Industrial Fuel Use before CCS[other metals 242,heavy or residual fuel oil if] | NoSettings | 0 | 0 | 0 | 0 | 0 | 0 | 0 | 0 | 0 | 0 | 0 | 0 | 0 | 0 | 0 | 0 | 0 | 0 | 0 | 0 | 0 | 0 | 0 | 0 | 0 | 0 | 0 | 0 | 0 | 0 | 0
BIFUbC BAU Industrial Fuel Use before CCS[other metals 242,LPG propane or butane if] | NoSettings | 0 | 0 | 0 | 0 | 0 | 0 | 0 | 0 | 0 | 0 | 0 | 0 | 0 | 0 | 0 | 0 | 0 | 0 | 0 | 0 | 0 | 0 | 0 | 0 | 0 | 0 | 0 | 0 | 0 | 0 | 0
BIFUbC BAU Industrial Fuel Use before CCS[other metals 242,hydrogen if] | NoSettings | 0 | 0 | 0 | 0 | 0 | 0 | 0 | 0 | 0 | 0 | 0 | 0 | 0 | 0 | 0 | 0 | 0 | 0 | 0 | 0 | 0 | 0 | 0 | 0 | 0 | 0 | 0 | 0 | 0 | 0 | 0
BIFUbC BAU Industrial Fuel Use before CCS[metal products except machinery and vehicles 25,electricity if] | NoSettings | 0 | 0 | 0 | 0 | 0 | 0 | 0 | 0 | 0 | 0 | 0 | 0 | 0 | 0 | 0 | 0 | 0 | 0 | 0 | 0 | 0 | 0 | 0 | 0 | 0 | 0 | 0 | 0 | 0 | 0 | 0
BIFUbC BAU Industrial Fuel Use before CCS[metal products except machinery and vehicles 25,hard coal if] | NoSettings | 0 | 0 | 0 | 0 | 0 | 0 | 0 | 0 | 0 | 0 | 0 | 0 | 0 | 0 | 0 | 0 | 0 | 0 | 0 | 0 | 0 | 0 | 0 | 0 | 0 | 0 | 0 | 0 | 0 | 0 | 0
BIFUbC BAU Industrial Fuel Use before CCS[metal products except machinery and vehicles 25,natural gas if] | NoSettings | 7754210000000 | 7741200000000 | 7866500000000 | 8033290000000 | 8196140000000 | 8337500000000 | 8414580000000 | 8453370000000 | 8462330000000 | 8470400000000 | 8492970000000 | 8524440000000 | 8533820000000 | 8554940000000 | 8601120000000 | 8665510000000 | 8711530000000 | 8762580000000 | 8833310000000 | 8890000000000 | 8930280000000 | 8997220000000 | 9108560000000 | 9223400000000 | 9307920000000 | 9387630000000 | 9499000000000 | 9597020000000 | 9695040000000 | 9793050000000 | 9891070000000
BIFUbC BAU Industrial Fuel Use before CCS[metal products except machinery and vehicles 25,biomass if] | NoSettings | 0 | 0 | 0 | 0 | 0 | 0 | 0 | 0 | 0 | 0 | 0 | 0 | 0 | 0 | 0 | 0 | 0 | 0 | 0 | 0 | 0 | 0 | 0 | 0 | 0 | 0 | 0 | 0 | 0 | 0 | 0
BIFUbC BAU Industrial Fuel Use before CCS[metal products except machinery and vehicles 25,petroleum diesel if] | NoSettings | 0 | 0 | 0 | 0 | 0 | 0 | 0 | 0 | 0 | 0 | 0 | 0 | 0 | 0 | 0 | 0 | 0 | 0 | 0 | 0 | 0 | 0 | 0 | 0 | 0 | 0 | 0 | 0 | 0 | 0 | 0
BIFUbC BAU Industrial Fuel Use before CCS[metal products except machinery and vehicles 25,heat if] | NoSettings | 0 | 0 | 0 | 0 | 0 | 0 | 0 | 0 | 0 | 0 | 0 | 0 | 0 | 0 | 0 | 0 | 0 | 0 | 0 | 0 | 0 | 0 | 0 | 0 | 0 | 0 | 0 | 0 | 0 | 0 | 0
BIFUbC BAU Industrial Fuel Use before CCS[metal products except machinery and vehicles 25,crude oil if] | NoSettings | 0 | 0 | 0 | 0 | 0 | 0 | 0 | 0 | 0 | 0 | 0 | 0 | 0 | 0 | 0 | 0 | 0 | 0 | 0 | 0 | 0 | 0 | 0 | 0 | 0 | 0 | 0 | 0 | 0 | 0 | 0
BIFUbC BAU Industrial Fuel Use before CCS[metal products except machinery and vehicles 25,heavy or residual fuel oil if] | NoSettings | 0 | 0 | 0 | 0 | 0 | 0 | 0 | 0 | 0 | 0 | 0 | 0 | 0 | 0 | 0 | 0 | 0 | 0 | 0 | 0 | 0 | 0 | 0 | 0 | 0 | 0 | 0 | 0 | 0 | 0 | 0
BIFUbC BAU Industrial Fuel Use before CCS[metal products except machinery and vehicles 25,LPG propane or butane if] | NoSettings | 0 | 0 | 0 | 0 | 0 | 0 | 0 | 0 | 0 | 0 | 0 | 0 | 0 | 0 | 0 | 0 | 0 | 0 | 0 | 0 | 0 | 0 | 0 | 0 | 0 | 0 | 0 | 0 | 0 | 0 | 0
BIFUbC BAU Industrial Fuel Use before CCS[metal products except machinery and vehicles 25,hydrogen if] | NoSettings | 0 | 0 | 0 | 0 | 0 | 0 | 0 | 0 | 0 | 0 | 0 | 0 | 0 | 0 | 0 | 0 | 0 | 0 | 0 | 0 | 0 | 0 | 0 | 0 | 0 | 0 | 0 | 0 | 0 | 0 | 0
BIFUbC BAU Industrial Fuel Use before CCS[computers and electronics 26,electricity if] | NoSettings | 10800000000000 | 10700000000000 | 11300000000000 | 11600000000000 | 11800000000000 | 12000000000000 | 12100000000000 | 12200000000000 | 12200000000000 | 12200000000000 | 12300000000000 | 12300000000000 | 12300000000000 | 12300000000000 | 12400000000000 | 12500000000000 | 12600000000000 | 12700000000000 | 12800000000000 | 12800000000000 | 12900000000000 | 13000000000000 | 13200000000000 | 13300000000000 | 13400000000000 | 13600000000000 | 13700000000000 | 13900000000000 | 14000000000000 | 14200000000000 | 14300000000000
BIFUbC BAU Industrial Fuel Use before CCS[computers and electronics 26,hard coal if] | NoSettings | 0 | 0 | 0 | 0 | 0 | 0 | 0 | 0 | 0 | 0 | 0 | 0 | 0 | 0 | 0 | 0 | 0 | 0 | 0 | 0 | 0 | 0 | 0 | 0 | 0 | 0 | 0 | 0 | 0 | 0 | 0
BIFUbC BAU Industrial Fuel Use before CCS[computers and electronics 26,natural gas if] | NoSettings | 400066000000 | 399395000000 | 405859000000 | 414464000000 | 422866000000 | 430160000000 | 434136000000 | 436138000000 | 436600000000 | 437016000000 | 438181000000 | 439805000000 | 440289000000 | 441378000000 | 443761000000 | 447083000000 | 449457000000 | 452091000000 | 455740000000 | 458665000000 | 460743000000 | 464197000000 | 469941000000 | 475866000000 | 480227000000 | 484339000000 | 490085000000 | 495142000000 | 500199000000 | 505257000000 | 510314000000
BIFUbC BAU Industrial Fuel Use before CCS[computers and electronics 26,biomass if] | NoSettings | 0 | 0 | 0 | 0 | 0 | 0 | 0 | 0 | 0 | 0 | 0 | 0 | 0 | 0 | 0 | 0 | 0 | 0 | 0 | 0 | 0 | 0 | 0 | 0 | 0 | 0 | 0 | 0 | 0 | 0 | 0
BIFUbC BAU Industrial Fuel Use before CCS[computers and electronics 26,petroleum diesel if] | NoSettings | 0 | 0 | 0 | 0 | 0 | 0 | 0 | 0 | 0 | 0 | 0 | 0 | 0 | 0 | 0 | 0 | 0 | 0 | 0 | 0 | 0 | 0 | 0 | 0 | 0 | 0 | 0 | 0 | 0 | 0 | 0
BIFUbC BAU Industrial Fuel Use before CCS[computers and electronics 26,heat if] | NoSettings | 0 | 0 | 0 | 0 | 0 | 0 | 0 | 0 | 0 | 0 | 0 | 0 | 0 | 0 | 0 | 0 | 0 | 0 | 0 | 0 | 0 | 0 | 0 | 0 | 0 | 0 | 0 | 0 | 0 | 0 | 0
BIFUbC BAU Industrial Fuel Use before CCS[computers and electronics 26,crude oil if] | NoSettings | 0 | 0 | 0 | 0 | 0 | 0 | 0 | 0 | 0 | 0 | 0 | 0 | 0 | 0 | 0 | 0 | 0 | 0 | 0 | 0 | 0 | 0 | 0 | 0 | 0 | 0 | 0 | 0 | 0 | 0 | 0
BIFUbC BAU Industrial Fuel Use before CCS[computers and electronics 26,heavy or residual fuel oil if] | NoSettings | 0 | 0 | 0 | 0 | 0 | 0 | 0 | 0 | 0 | 0 | 0 | 0 | 0 | 0 | 0 | 0 | 0 | 0 | 0 | 0 | 0 | 0 | 0 | 0 | 0 | 0 | 0 | 0 | 0 | 0 | 0
BIFUbC BAU Industrial Fuel Use before CCS[computers and electronics 26,LPG propane or butane if] | NoSettings | 0 | 0 | 0 | 0 | 0 | 0 | 0 | 0 | 0 | 0 | 0 | 0 | 0 | 0 | 0 | 0 | 0 | 0 | 0 | 0 | 0 | 0 | 0 | 0 | 0 | 0 | 0 | 0 | 0 | 0 | 0
BIFUbC BAU Industrial Fuel Use before CCS[computers and electronics 26,hydrogen if] | NoSettings | 0 | 0 | 0 | 0 | 0 | 0 | 0 | 0 | 0 | 0 | 0 | 0 | 0 | 0 | 0 | 0 | 0 | 0 | 0 | 0 | 0 | 0 | 0 | 0 | 0 | 0 | 0 | 0 | 0 | 0 | 0
BIFUbC BAU Industrial Fuel Use before CCS[appliances and electrical equipment 27,electricity if] | NoSettings | 622000000000 | 601000000000 | 627000000000 | 634000000000 | 641000000000 | 654000000000 | 661000000000 | 663000000000 | 660000000000 | 657000000000 | 658000000000 | 661000000000 | 659000000000 | 656000000000 | 657000000000 | 660000000000 | 661000000000 | 663000000000 | 668000000000 | 671000000000 | 673000000000 | 677000000000 | 686000000000 | 696000000000 | 702000000000 | 707000000000 | 714000000000 | 718000000000 | 724000000000 | 731000000000 | 739000000000
BIFUbC BAU Industrial Fuel Use before CCS[appliances and electrical equipment 27,hard coal if] | NoSettings | 0 | 0 | 0 | 0 | 0 | 0 | 0 | 0 | 0 | 0 | 0 | 0 | 0 | 0 | 0 | 0 | 0 | 0 | 0 | 0 | 0 | 0 | 0 | 0 | 0 | 0 | 0 | 0 | 0 | 0 | 0
BIFUbC BAU Industrial Fuel Use before CCS[appliances and electrical equipment 27,natural gas if] | NoSettings | 0 | 0 | 0 | 0 | 0 | 0 | 0 | 0 | 0 | 0 | 0 | 0 | 0 | 0 | 0 | 0 | 0 | 0 | 0 | 0 | 0 | 0 | 0 | 0 | 0 | 0 | 0 | 0 | 0 | 0 | 0
BIFUbC BAU Industrial Fuel Use before CCS[appliances and electrical equipment 27,biomass if] | NoSettings | 0 | 0 | 0 | 0 | 0 | 0 | 0 | 0 | 0 | 0 | 0 | 0 | 0 | 0 | 0 | 0 | 0 | 0 | 0 | 0 | 0 | 0 | 0 | 0 | 0 | 0 | 0 | 0 | 0 | 0 | 0
BIFUbC BAU Industrial Fuel Use before CCS[appliances and electrical equipment 27,petroleum diesel if] | NoSettings | 0 | 0 | 0 | 0 | 0 | 0 | 0 | 0 | 0 | 0 | 0 | 0 | 0 | 0 | 0 | 0 | 0 | 0 | 0 | 0 | 0 | 0 | 0 | 0 | 0 | 0 | 0 | 0 | 0 | 0 | 0
BIFUbC BAU Industrial Fuel Use before CCS[appliances and electrical equipment 27,heat if] | NoSettings | 0 | 0 | 0 | 0 | 0 | 0 | 0 | 0 | 0 | 0 | 0 | 0 | 0 | 0 | 0 | 0 | 0 | 0 | 0 | 0 | 0 | 0 | 0 | 0 | 0 | 0 | 0 | 0 | 0 | 0 | 0
BIFUbC BAU Industrial Fuel Use before CCS[appliances and electrical equipment 27,crude oil if] | NoSettings | 0 | 0 | 0 | 0 | 0 | 0 | 0 | 0 | 0 | 0 | 0 | 0 | 0 | 0 | 0 | 0 | 0 | 0 | 0 | 0 | 0 | 0 | 0 | 0 | 0 | 0 | 0 | 0 | 0 | 0 | 0
BIFUbC BAU Industrial Fuel Use before CCS[appliances and electrical equipment 27,heavy or residual fuel oil if] | NoSettings | 0 | 0 | 0 | 0 | 0 | 0 | 0 | 0 | 0 | 0 | 0 | 0 | 0 | 0 | 0 | 0 | 0 | 0 | 0 | 0 | 0 | 0 | 0 | 0 | 0 | 0 | 0 | 0 | 0 | 0 | 0
BIFUbC BAU Industrial Fuel Use before CCS[appliances and electrical equipment 27,LPG propane or butane if] | NoSettings | 0 | 0 | 0 | 0 | 0 | 0 | 0 | 0 | 0 | 0 | 0 | 0 | 0 | 0 | 0 | 0 | 0 | 0 | 0 | 0 | 0 | 0 | 0 | 0 | 0 | 0 | 0 | 0 | 0 | 0 | 0
BIFUbC BAU Industrial Fuel Use before CCS[appliances and electrical equipment 27,hydrogen if] | NoSettings | 0 | 0 | 0 | 0 | 0 | 0 | 0 | 0 | 0 | 0 | 0 | 0 | 0 | 0 | 0 | 0 | 0 | 0 | 0 | 0 | 0 | 0 | 0 | 0 | 0 | 0 | 0 | 0 | 0 | 0 | 0
BIFUbC BAU Industrial Fuel Use before CCS[other machinery 28,electricity if] | NoSettings | 2270000000000 | 2260000000000 | 2380000000000 | 2430000000000 | 2480000000000 | 2530000000000 | 2550000000000 | 2560000000000 | 2560000000000 | 2570000000000 | 2570000000000 | 2580000000000 | 2590000000000 | 2590000000000 | 2610000000000 | 2630000000000 | 2640000000000 | 2660000000000 | 2680000000000 | 2690000000000 | 2710000000000 | 2730000000000 | 2760000000000 | 2800000000000 | 2820000000000 | 2840000000000 | 2880000000000 | 2910000000000 | 2940000000000 | 2970000000000 | 3000000000000
BIFUbC BAU Industrial Fuel Use before CCS[other machinery 28,hard coal if] | NoSettings | 0 | 0 | 0 | 0 | 0 | 0 | 0 | 0 | 0 | 0 | 0 | 0 | 0 | 0 | 0 | 0 | 0 | 0 | 0 | 0 | 0 | 0 | 0 | 0 | 0 | 0 | 0 | 0 | 0 | 0 | 0
BIFUbC BAU Industrial Fuel Use before CCS[other machinery 28,natural gas if] | NoSettings | 1556070000000 | 1553460000000 | 1578600000000 | 1612070000000 | 1644750000000 | 1673120000000 | 1688590000000 | 1696370000000 | 1698170000000 | 1699790000000 | 1704320000000 | 1710630000000 | 1712520000000 | 1716750000000 | 1726020000000 | 1738940000000 | 1748180000000 | 1758420000000 | 1772610000000 | 1783990000000 | 1792070000000 | 1805510000000 | 1827850000000 | 1850890000000 | 1867860000000 | 1883850000000 | 1906200000000 | 1925870000000 | 1945540000000 | 1965210000000 | 1984880000000
BIFUbC BAU Industrial Fuel Use before CCS[other machinery 28,biomass if] | NoSettings | 0 | 0 | 0 | 0 | 0 | 0 | 0 | 0 | 0 | 0 | 0 | 0 | 0 | 0 | 0 | 0 | 0 | 0 | 0 | 0 | 0 | 0 | 0 | 0 | 0 | 0 | 0 | 0 | 0 | 0 | 0
BIFUbC BAU Industrial Fuel Use before CCS[other machinery 28,petroleum diesel if] | NoSettings | 0 | 0 | 0 | 0 | 0 | 0 | 0 | 0 | 0 | 0 | 0 | 0 | 0 | 0 | 0 | 0 | 0 | 0 | 0 | 0 | 0 | 0 | 0 | 0 | 0 | 0 | 0 | 0 | 0 | 0 | 0
BIFUbC BAU Industrial Fuel Use before CCS[other machinery 28,heat if] | NoSettings | 0 | 0 | 0 | 0 | 0 | 0 | 0 | 0 | 0 | 0 | 0 | 0 | 0 | 0 | 0 | 0 | 0 | 0 | 0 | 0 | 0 | 0 | 0 | 0 | 0 | 0 | 0 | 0 | 0 | 0 | 0
BIFUbC BAU Industrial Fuel Use before CCS[other machinery 28,crude oil if] | NoSettings | 0 | 0 | 0 | 0 | 0 | 0 | 0 | 0 | 0 | 0 | 0 | 0 | 0 | 0 | 0 | 0 | 0 | 0 | 0 | 0 | 0 | 0 | 0 | 0 | 0 | 0 | 0 | 0 | 0 | 0 | 0
BIFUbC BAU Industrial Fuel Use before CCS[other machinery 28,heavy or residual fuel oil if] | NoSettings | 0 | 0 | 0 | 0 | 0 | 0 | 0 | 0 | 0 | 0 | 0 | 0 | 0 | 0 | 0 | 0 | 0 | 0 | 0 | 0 | 0 | 0 | 0 | 0 | 0 | 0 | 0 | 0 | 0 | 0 | 0
BIFUbC BAU Industrial Fuel Use before CCS[other machinery 28,LPG propane or butane if] | NoSettings | 0 | 0 | 0 | 0 | 0 | 0 | 0 | 0 | 0 | 0 | 0 | 0 | 0 | 0 | 0 | 0 | 0 | 0 | 0 | 0 | 0 | 0 | 0 | 0 | 0 | 0 | 0 | 0 | 0 | 0 | 0
BIFUbC BAU Industrial Fuel Use before CCS[other machinery 28,hydrogen if] | NoSettings | 0 | 0 | 0 | 0 | 0 | 0 | 0 | 0 | 0 | 0 | 0 | 0 | 0 | 0 | 0 | 0 | 0 | 0 | 0 | 0 | 0 | 0 | 0 | 0 | 0 | 0 | 0 | 0 | 0 | 0 | 0
BIFUbC BAU Industrial Fuel Use before CCS[road vehicles 29,electricity if] | NoSettings | 292000000000 | 290000000000 | 306000000000 | 312000000000 | 319000000000 | 324000000000 | 327000000000 | 329000000000 | 329000000000 | 330000000000 | 330000000000 | 332000000000 | 332000000000 | 333000000000 | 335000000000 | 337000000000 | 339000000000 | 341000000000 | 344000000000 | 346000000000 | 347000000000 | 350000000000 | 354000000000 | 359000000000 | 362000000000 | 365000000000 | 370000000000 | 373000000000 | 377000000000 | 381000000000 | 385000000000
BIFUbC BAU Industrial Fuel Use before CCS[road vehicles 29,hard coal if] | NoSettings | 0 | 0 | 0 | 0 | 0 | 0 | 0 | 0 | 0 | 0 | 0 | 0 | 0 | 0 | 0 | 0 | 0 | 0 | 0 | 0 | 0 | 0 | 0 | 0 | 0 | 0 | 0 | 0 | 0 | 0 | 0
BIFUbC BAU Industrial Fuel Use before CCS[road vehicles 29,natural gas if] | NoSettings | 180665000000 | 180362000000 | 183281000000 | 187167000000 | 190961000000 | 194255000000 | 196050000000 | 196954000000 | 197163000000 | 197351000000 | 197877000000 | 198610000000 | 198829000000 | 199321000000 | 200397000000 | 201897000000 | 202969000000 | 204159000000 | 205806000000 | 207127000000 | 208066000000 | 209625000000 | 212219000000 | 214895000000 | 216864000000 | 218722000000 | 221316000000 | 223600000000 | 225884000000 | 228167000000 | 230451000000
BIFUbC BAU Industrial Fuel Use before CCS[road vehicles 29,biomass if] | NoSettings | 0 | 0 | 0 | 0 | 0 | 0 | 0 | 0 | 0 | 0 | 0 | 0 | 0 | 0 | 0 | 0 | 0 | 0 | 0 | 0 | 0 | 0 | 0 | 0 | 0 | 0 | 0 | 0 | 0 | 0 | 0
BIFUbC BAU Industrial Fuel Use before CCS[road vehicles 29,petroleum diesel if] | NoSettings | 0 | 0 | 0 | 0 | 0 | 0 | 0 | 0 | 0 | 0 | 0 | 0 | 0 | 0 | 0 | 0 | 0 | 0 | 0 | 0 | 0 | 0 | 0 | 0 | 0 | 0 | 0 | 0 | 0 | 0 | 0
BIFUbC BAU Industrial Fuel Use before CCS[road vehicles 29,heat if] | NoSettings | 0 | 0 | 0 | 0 | 0 | 0 | 0 | 0 | 0 | 0 | 0 | 0 | 0 | 0 | 0 | 0 | 0 | 0 | 0 | 0 | 0 | 0 | 0 | 0 | 0 | 0 | 0 | 0 | 0 | 0 | 0
BIFUbC BAU Industrial Fuel Use before CCS[road vehicles 29,crude oil if] | NoSettings | 0 | 0 | 0 | 0 | 0 | 0 | 0 | 0 | 0 | 0 | 0 | 0 | 0 | 0 | 0 | 0 | 0 | 0 | 0 | 0 | 0 | 0 | 0 | 0 | 0 | 0 | 0 | 0 | 0 | 0 | 0
BIFUbC BAU Industrial Fuel Use before CCS[road vehicles 29,heavy or residual fuel oil if] | NoSettings | 0 | 0 | 0 | 0 | 0 | 0 | 0 | 0 | 0 | 0 | 0 | 0 | 0 | 0 | 0 | 0 | 0 | 0 | 0 | 0 | 0 | 0 | 0 | 0 | 0 | 0 | 0 | 0 | 0 | 0 | 0
BIFUbC BAU Industrial Fuel Use before CCS[road vehicles 29,LPG propane or butane if] | NoSettings | 0 | 0 | 0 | 0 | 0 | 0 | 0 | 0 | 0 | 0 | 0 | 0 | 0 | 0 | 0 | 0 | 0 | 0 | 0 | 0 | 0 | 0 | 0 | 0 | 0 | 0 | 0 | 0 | 0 | 0 | 0
BIFUbC BAU Industrial Fuel Use before CCS[road vehicles 29,hydrogen if] | NoSettings | 0 | 0 | 0 | 0 | 0 | 0 | 0 | 0 | 0 | 0 | 0 | 0 | 0 | 0 | 0 | 0 | 0 | 0 | 0 | 0 | 0 | 0 | 0 | 0 | 0 | 0 | 0 | 0 | 0 | 0 | 0
BIFUbC BAU Industrial Fuel Use before CCS[nonroad vehicles 30,electricity if] | NoSettings | 3020000000000 | 3000000000000 | 3160000000000 | 3230000000000 | 3300000000000 | 3350000000000 | 3390000000000 | 3400000000000 | 3400000000000 | 3410000000000 | 3420000000000 | 3430000000000 | 3430000000000 | 3440000000000 | 3460000000000 | 3490000000000 | 3500000000000 | 3530000000000 | 3550000000000 | 3580000000000 | 3590000000000 | 3620000000000 | 3660000000000 | 3710000000000 | 3740000000000 | 3780000000000 | 3820000000000 | 3860000000000 | 3900000000000 | 3940000000000 | 3980000000000
BIFUbC BAU Industrial Fuel Use before CCS[nonroad vehicles 30,hard coal if] | NoSettings | 0 | 0 | 0 | 0 | 0 | 0 | 0 | 0 | 0 | 0 | 0 | 0 | 0 | 0 | 0 | 0 | 0 | 0 | 0 | 0 | 0 | 0 | 0 | 0 | 0 | 0 | 0 | 0 | 0 | 0 | 0
BIFUbC BAU Industrial Fuel Use before CCS[nonroad vehicles 30,natural gas if] | NoSettings | 3368390000000 | 3362740000000 | 3417170000000 | 3489630000000 | 3560370000000 | 3621770000000 | 3655250000000 | 3672110000000 | 3676000000000 | 3679500000000 | 3689310000000 | 3702980000000 | 3707050000000 | 3716230000000 | 3736290000000 | 3764260000000 | 3784250000000 | 3806430000000 | 3837150000000 | 3861780000000 | 3879270000000 | 3908350000000 | 3956710000000 | 4006600000000 | 4043320000000 | 4077940000000 | 4126320000000 | 4168900000000 | 4211480000000 | 4254060000000 | 4296640000000
BIFUbC BAU Industrial Fuel Use before CCS[nonroad vehicles 30,biomass if] | NoSettings | 0 | 0 | 0 | 0 | 0 | 0 | 0 | 0 | 0 | 0 | 0 | 0 | 0 | 0 | 0 | 0 | 0 | 0 | 0 | 0 | 0 | 0 | 0 | 0 | 0 | 0 | 0 | 0 | 0 | 0 | 0
BIFUbC BAU Industrial Fuel Use before CCS[nonroad vehicles 30,petroleum diesel if] | NoSettings | 0 | 0 | 0 | 0 | 0 | 0 | 0 | 0 | 0 | 0 | 0 | 0 | 0 | 0 | 0 | 0 | 0 | 0 | 0 | 0 | 0 | 0 | 0 | 0 | 0 | 0 | 0 | 0 | 0 | 0 | 0
BIFUbC BAU Industrial Fuel Use before CCS[nonroad vehicles 30,heat if] | NoSettings | 0 | 0 | 0 | 0 | 0 | 0 | 0 | 0 | 0 | 0 | 0 | 0 | 0 | 0 | 0 | 0 | 0 | 0 | 0 | 0 | 0 | 0 | 0 | 0 | 0 | 0 | 0 | 0 | 0 | 0 | 0
BIFUbC BAU Industrial Fuel Use before CCS[nonroad vehicles 30,crude oil if] | NoSettings | 0 | 0 | 0 | 0 | 0 | 0 | 0 | 0 | 0 | 0 | 0 | 0 | 0 | 0 | 0 | 0 | 0 | 0 | 0 | 0 | 0 | 0 | 0 | 0 | 0 | 0 | 0 | 0 | 0 | 0 | 0
BIFUbC BAU Industrial Fuel Use before CCS[nonroad vehicles 30,heavy or residual fuel oil if] | NoSettings | 0 | 0 | 0 | 0 | 0 | 0 | 0 | 0 | 0 | 0 | 0 | 0 | 0 | 0 | 0 | 0 | 0 | 0 | 0 | 0 | 0 | 0 | 0 | 0 | 0 | 0 | 0 | 0 | 0 | 0 | 0
BIFUbC BAU Industrial Fuel Use before CCS[nonroad vehicles 30,LPG propane or butane if] | NoSettings | 0 | 0 | 0 | 0 | 0 | 0 | 0 | 0 | 0 | 0 | 0 | 0 | 0 | 0 | 0 | 0 | 0 | 0 | 0 | 0 | 0 | 0 | 0 | 0 | 0 | 0 | 0 | 0 | 0 | 0 | 0
BIFUbC BAU Industrial Fuel Use before CCS[nonroad vehicles 30,hydrogen if] | NoSettings | 0 | 0 | 0 | 0 | 0 | 0 | 0 | 0 | 0 | 0 | 0 | 0 | 0 | 0 | 0 | 0 | 0 | 0 | 0 | 0 | 0 | 0 | 0 | 0 | 0 | 0 | 0 | 0 | 0 | 0 | 0
BIFUbC BAU Industrial Fuel Use before CCS[other manufacturing 31T33,electricity if] | NoSettings | 469000000000 | 466000000000 | 491000000000 | 502000000000 | 512000000000 | 521000000000 | 526000000000 | 528000000000 | 529000000000 | 529000000000 | 530000000000 | 532000000000 | 533000000000 | 534000000000 | 537000000000 | 541000000000 | 544000000000 | 547000000000 | 552000000000 | 555000000000 | 558000000000 | 562000000000 | 569000000000 | 576000000000 | 581000000000 | 586000000000 | 593000000000 | 599000000000 | 606000000000 | 612000000000 | 618000000000
BIFUbC BAU Industrial Fuel Use before CCS[other manufacturing 31T33,hard coal if] | NoSettings | 383136000000 | 351694000000 | 344022000000 | 332647000000 | 314093000000 | 296381000000 | 277667000000 | 259536000000 | 240175000000 | 221868000000 | 205241000000 | 191316000000 | 176278000000 | 162393000000 | 145737000000 | 146922000000 | 142256000000 | 137272000000 | 133276000000 | 129648000000 | 126739000000 | 124271000000 | 121757000000 | 119596000000 | 117689000000 | 430043000000 | 364914000000 | 425662000000 | 486410000000 | 547157000000 | 607905000000
BIFUbC BAU Industrial Fuel Use before CCS[other manufacturing 31T33,natural gas if] | NoSettings | 29679000000000 | 29629200000000 | 30108800000000 | 30747100000000 | 31370400000000 | 31911500000000 | 32206500000000 | 32355000000000 | 32389300000000 | 32420200000000 | 32506500000000 | 32627000000000 | 32662900000000 | 32743700000000 | 32920500000000 | 33166900000000 | 33343100000000 | 33538500000000 | 33809200000000 | 34026200000000 | 34180400000000 | 34436600000000 | 34862700000000 | 35302200000000 | 35625700000000 | 35930800000000 | 36357100000000 | 36732300000000 | 37107400000000 | 37482600000000 | 37857700000000
BIFUbC BAU Industrial Fuel Use before CCS[other manufacturing 31T33,biomass if] | NoSettings | 0 | 0 | 0 | 0 | 0 | 0 | 0 | 0 | 0 | 0 | 0 | 0 | 0 | 0 | 0 | 0 | 0 | 0 | 0 | 0 | 0 | 0 | 0 | 0 | 0 | 0 | 0 | 0 | 0 | 0 | 0
BIFUbC BAU Industrial Fuel Use before CCS[other manufacturing 31T33,petroleum diesel if] | NoSettings | 9762100000000 | 9166860000000 | 9482550000000 | 9850650000000 | 10027900000000 | 10280000000000 | 10433400000000 | 10528400000000 | 10608200000000 | 10702300000000 | 10844900000000 | 10972500000000 | 11081900000000 | 11245400000000 | 11371100000000 | 11438400000000 | 11480500000000 | 11571500000000 | 11672400000000 | 11786100000000 | 11864700000000 | 11993300000000 | 12184000000000 | 12439600000000 | 12648600000000 | 12785100000000 | 13024600000000 | 13229400000000 | 13434200000000 | 13639000000000 | 13843800000000
BIFUbC BAU Industrial Fuel Use before CCS[other manufacturing 31T33,heat if] | NoSettings | 0 | 0 | 0 | 0 | 0 | 0 | 0 | 0 | 0 | 0 | 0 | 0 | 0 | 0 | 0 | 0 | 0 | 0 | 0 | 0 | 0 | 0 | 0 | 0 | 0 | 0 | 0 | 0 | 0 | 0 | 0
BIFUbC BAU Industrial Fuel Use before CCS[other manufacturing 31T33,crude oil if] | NoSettings | 0 | 0 | 0 | 0 | 0 | 0 | 0 | 0 | 0 | 0 | 0 | 0 | 0 | 0 | 0 | 0 | 0 | 0 | 0 | 0 | 0 | 0 | 0 | 0 | 0 | 0 | 0 | 0 | 0 | 0 | 0
BIFUbC BAU Industrial Fuel Use before CCS[other manufacturing 31T33,heavy or residual fuel oil if] | NoSettings | 57944000000 | 54410800000 | 56284700000 | 58469600000 | 59521600000 | 61018000000 | 61928400000 | 62492700000 | 62966200000 | 63524700000 | 64370800000 | 65128200000 | 65777600000 | 66748400000 | 67494500000 | 67894000000 | 68143500000 | 68683900000 | 69282500000 | 69957600000 | 70424500000 | 71187400000 | 72319400000 | 73836400000 | 75077100000 | 75887200000 | 77308700000 | 78524400000 | 79740100000 | 80955900000 | 82171600000
BIFUbC BAU Industrial Fuel Use before CCS[other manufacturing 31T33,LPG propane or butane if] | NoSettings | 19249400000000 | 19063400000000 | 18185100000000 | 18891000000000 | 19230900000000 | 19714400000000 | 20008600000000 | 20190900000000 | 20343900000000 | 20524300000000 | 20797700000000 | 21042400000000 | 21252200000000 | 21565900000000 | 21806900000000 | 21936000000000 | 22016600000000 | 22191200000000 | 22384600000000 | 22602700000000 | 22753600000000 | 23000100000000 | 23365800000000 | 23855900000000 | 24256800000000 | 24518500000000 | 24977800000000 | 25370600000000 | 25763400000000 | 26156200000000 | 26549000000000
BIFUbC BAU Industrial Fuel Use before CCS[other manufacturing 31T33,hydrogen if] | NoSettings | 0 | 0 | 0 | 0 | 0 | 0 | 0 | 0 | 0 | 0 | 0 | 0 | 0 | 0 | 0 | 0 | 0 | 0 | 0 | 0 | 0 | 0 | 0 | 0 | 0 | 0 | 0 | 0 | 0 | 0 | 0
BIFUbC BAU Industrial Fuel Use before CCS[energy pipelines and gas processing 352T353,electricity if] | NoSettings | 0 | 0 | 0 | 0 | 0 | 0 | 0 | 0 | 0 | 0 | 0 | 0 | 0 | 0 | 0 | 0 | 0 | 0 | 0 | 0 | 0 | 0 | 0 | 0 | 0 | 0 | 0 | 0 | 0 | 0 | 0
BIFUbC BAU Industrial Fuel Use before CCS[energy pipelines and gas processing 352T353,hard coal if] | NoSettings | 0 | 0 | 0 | 0 | 0 | 0 | 0 | 0 | 0 | 0 | 0 | 0 | 0 | 0 | 0 | 0 | 0 | 0 | 0 | 0 | 0 | 0 | 0 | 0 | 0 | 0 | 0 | 0 | 0 | 0 | 0
BIFUbC BAU Industrial Fuel Use before CCS[energy pipelines and gas processing 352T353,natural gas if] | NoSettings | 20028800000000 | 19995200000000 | 20318900000000 | 20749700000000 | 21170300000000 | 21535500000000 | 21734500000000 | 21834800000000 | 21857900000000 | 21878700000000 | 21937000000000 | 22018300000000 | 22042600000000 | 22097100000000 | 22216400000000 | 22382700000000 | 22501600000000 | 22633400000000 | 22816100000000 | 22962500000000 | 23066600000000 | 23239500000000 | 23527100000000 | 23823700000000 | 24042000000000 | 24247900000000 | 24535600000000 | 24788700000000 | 25041900000000 | 25295100000000 | 25548300000000
BIFUbC BAU Industrial Fuel Use before CCS[energy pipelines and gas processing 352T353,biomass if] | NoSettings | 0 | 0 | 0 | 0 | 0 | 0 | 0 | 0 | 0 | 0 | 0 | 0 | 0 | 0 | 0 | 0 | 0 | 0 | 0 | 0 | 0 | 0 | 0 | 0 | 0 | 0 | 0 | 0 | 0 | 0 | 0
BIFUbC BAU Industrial Fuel Use before CCS[energy pipelines and gas processing 352T353,petroleum diesel if] | NoSettings | 0 | 0 | 0 | 0 | 0 | 0 | 0 | 0 | 0 | 0 | 0 | 0 | 0 | 0 | 0 | 0 | 0 | 0 | 0 | 0 | 0 | 0 | 0 | 0 | 0 | 0 | 0 | 0 | 0 | 0 | 0
BIFUbC BAU Industrial Fuel Use before CCS[energy pipelines and gas processing 352T353,heat if] | NoSettings | 0 | 0 | 0 | 0 | 0 | 0 | 0 | 0 | 0 | 0 | 0 | 0 | 0 | 0 | 0 | 0 | 0 | 0 | 0 | 0 | 0 | 0 | 0 | 0 | 0 | 0 | 0 | 0 | 0 | 0 | 0
BIFUbC BAU Industrial Fuel Use before CCS[energy pipelines and gas processing 352T353,crude oil if] | NoSettings | 0 | 0 | 0 | 0 | 0 | 0 | 0 | 0 | 0 | 0 | 0 | 0 | 0 | 0 | 0 | 0 | 0 | 0 | 0 | 0 | 0 | 0 | 0 | 0 | 0 | 0 | 0 | 0 | 0 | 0 | 0
BIFUbC BAU Industrial Fuel Use before CCS[energy pipelines and gas processing 352T353,heavy or residual fuel oil if] | NoSettings | 0 | 0 | 0 | 0 | 0 | 0 | 0 | 0 | 0 | 0 | 0 | 0 | 0 | 0 | 0 | 0 | 0 | 0 | 0 | 0 | 0 | 0 | 0 | 0 | 0 | 0 | 0 | 0 | 0 | 0 | 0
BIFUbC BAU Industrial Fuel Use before CCS[energy pipelines and gas processing 352T353,LPG propane or butane if] | NoSettings | 0 | 0 | 0 | 0 | 0 | 0 | 0 | 0 | 0 | 0 | 0 | 0 | 0 | 0 | 0 | 0 | 0 | 0 | 0 | 0 | 0 | 0 | 0 | 0 | 0 | 0 | 0 | 0 | 0 | 0 | 0
BIFUbC BAU Industrial Fuel Use before CCS[energy pipelines and gas processing 352T353,hydrogen if] | NoSettings | 0 | 0 | 0 | 0 | 0 | 0 | 0 | 0 | 0 | 0 | 0 | 0 | 0 | 0 | 0 | 0 | 0 | 0 | 0 | 0 | 0 | 0 | 0 | 0 | 0 | 0 | 0 | 0 | 0 | 0 | 0
BIFUbC BAU Industrial Fuel Use before CCS[water and waste 36T39,electricity if] | NoSettings | 51000000000000 | 50100000000000 | 51400000000000 | 51500000000000 | 51200000000000 | 51000000000000 | 50800000000000 | 50600000000000 | 50400000000000 | 50200000000000 | 50000000000000 | 49700000000000 | 49500000000000 | 49300000000000 | 49100000000000 | 48900000000000 | 48700000000000 | 48500000000000 | 48300000000000 | 48000000000000 | 47800000000000 | 47600000000000 | 47400000000000 | 47200000000000 | 47000000000000 | 46800000000000 | 46600000000000 | 46300000000000 | 46100000000000 | 45900000000000 | 45700000000000
BIFUbC BAU Industrial Fuel Use before CCS[water and waste 36T39,hard coal if] | NoSettings | 0 | 0 | 0 | 0 | 0 | 0 | 0 | 0 | 0 | 0 | 0 | 0 | 0 | 0 | 0 | 0 | 0 | 0 | 0 | 0 | 0 | 0 | 0 | 0 | 0 | 0 | 0 | 0 | 0 | 0 | 0
BIFUbC BAU Industrial Fuel Use before CCS[water and waste 36T39,natural gas if] | NoSettings | 352541000000 | 350607000000 | 370627000000 | 376861000000 | 383294000000 | 389888000000 | 396714000000 | 403771000000 | 411060000000 | 418582000000 | 426339000000 | 431851000000 | 437351000000 | 442840000000 | 448317000000 | 453783000000 | 459237000000 | 464680000000 | 470111000000 | 475530000000 | 480938000000 | 486364000000 | 491777000000 | 497179000000 | 502569000000 | 507947000000 | 513355000000 | 518751000000 | 524147000000 | 529543000000 | 534938000000
BIFUbC BAU Industrial Fuel Use before CCS[water and waste 36T39,biomass if] | NoSettings | 0 | 0 | 0 | 0 | 0 | 0 | 0 | 0 | 0 | 0 | 0 | 0 | 0 | 0 | 0 | 0 | 0 | 0 | 0 | 0 | 0 | 0 | 0 | 0 | 0 | 0 | 0 | 0 | 0 | 0 | 0
BIFUbC BAU Industrial Fuel Use before CCS[water and waste 36T39,petroleum diesel if] | NoSettings | 0 | 0 | 0 | 0 | 0 | 0 | 0 | 0 | 0 | 0 | 0 | 0 | 0 | 0 | 0 | 0 | 0 | 0 | 0 | 0 | 0 | 0 | 0 | 0 | 0 | 0 | 0 | 0 | 0 | 0 | 0
BIFUbC BAU Industrial Fuel Use before CCS[water and waste 36T39,heat if] | NoSettings | 0 | 0 | 0 | 0 | 0 | 0 | 0 | 0 | 0 | 0 | 0 | 0 | 0 | 0 | 0 | 0 | 0 | 0 | 0 | 0 | 0 | 0 | 0 | 0 | 0 | 0 | 0 | 0 | 0 | 0 | 0
BIFUbC BAU Industrial Fuel Use before CCS[water and waste 36T39,crude oil if] | NoSettings | 0 | 0 | 0 | 0 | 0 | 0 | 0 | 0 | 0 | 0 | 0 | 0 | 0 | 0 | 0 | 0 | 0 | 0 | 0 | 0 | 0 | 0 | 0 | 0 | 0 | 0 | 0 | 0 | 0 | 0 | 0
BIFUbC BAU Industrial Fuel Use before CCS[water and waste 36T39,heavy or residual fuel oil if] | NoSettings | 0 | 0 | 0 | 0 | 0 | 0 | 0 | 0 | 0 | 0 | 0 | 0 | 0 | 0 | 0 | 0 | 0 | 0 | 0 | 0 | 0 | 0 | 0 | 0 | 0 | 0 | 0 | 0 | 0 | 0 | 0
BIFUbC BAU Industrial Fuel Use before CCS[water and waste 36T39,LPG propane or butane if] | NoSettings | 0 | 0 | 0 | 0 | 0 | 0 | 0 | 0 | 0 | 0 | 0 | 0 | 0 | 0 | 0 | 0 | 0 | 0 | 0 | 0 | 0 | 0 | 0 | 0 | 0 | 0 | 0 | 0 | 0 | 0 | 0
BIFUbC BAU Industrial Fuel Use before CCS[water and waste 36T39,hydrogen if] | NoSettings | 0 | 0 | 0 | 0 | 0 | 0 | 0 | 0 | 0 | 0 | 0 | 0 | 0 | 0 | 0 | 0 | 0 | 0 | 0 | 0 | 0 | 0 | 0 | 0 | 0 | 0 | 0 | 0 | 0 | 0 | 0
BIFUbC BAU Industrial Fuel Use before CCS[construction 41T43,electricity if] | NoSettings | 3040000000000 | 3030000000000 | 3190000000000 | 3260000000000 | 3330000000000 | 3380000000000 | 3410000000000 | 3430000000000 | 3430000000000 | 3440000000000 | 3450000000000 | 3460000000000 | 3460000000000 | 3470000000000 | 3490000000000 | 3520000000000 | 3540000000000 | 3560000000000 | 3580000000000 | 3610000000000 | 3620000000000 | 3650000000000 | 3700000000000 | 3740000000000 | 3780000000000 | 3810000000000 | 3850000000000 | 3890000000000 | 3930000000000 | 3970000000000 | 4010000000000
BIFUbC BAU Industrial Fuel Use before CCS[construction 41T43,hard coal if] | NoSettings | 0 | 0 | 0 | 0 | 0 | 0 | 0 | 0 | 0 | 0 | 0 | 0 | 0 | 0 | 0 | 0 | 0 | 0 | 0 | 0 | 0 | 0 | 0 | 0 | 0 | 0 | 0 | 0 | 0 | 0 | 0
BIFUbC BAU Industrial Fuel Use before CCS[construction 41T43,natural gas if] | NoSettings | 1781270000000 | 1778280000000 | 1807060000000 | 1845380000000 | 1882790000000 | 1915260000000 | 1932970000000 | 1941880000000 | 1943930000000 | 1945790000000 | 1950970000000 | 1958200000000 | 1960360000000 | 1965210000000 | 1975820000000 | 1990610000000 | 2001180000000 | 2012910000000 | 2029160000000 | 2042180000000 | 2051430000000 | 2066810000000 | 2092380000000 | 2118770000000 | 2138180000000 | 2156490000000 | 2182080000000 | 2204590000000 | 2227110000000 | 2249620000000 | 2272140000000
BIFUbC BAU Industrial Fuel Use before CCS[construction 41T43,biomass if] | NoSettings | 0 | 0 | 0 | 0 | 0 | 0 | 0 | 0 | 0 | 0 | 0 | 0 | 0 | 0 | 0 | 0 | 0 | 0 | 0 | 0 | 0 | 0 | 0 | 0 | 0 | 0 | 0 | 0 | 0 | 0 | 0
BIFUbC BAU Industrial Fuel Use before CCS[construction 41T43,petroleum diesel if] | NoSettings | 29707700000000 | 27896300000000 | 28857000000000 | 29977200000000 | 30516500000000 | 31283700000000 | 31750500000000 | 32039800000000 | 32282600000000 | 32568900000000 | 33002700000000 | 33391000000000 | 33724000000000 | 34221700000000 | 34604200000000 | 34809100000000 | 34937000000000 | 35214000000000 | 35520900000000 | 35867000000000 | 36106400000000 | 36497600000000 | 37077900000000 | 37855700000000 | 38491800000000 | 38907100000000 | 39635900000000 | 40259200000000 | 40882500000000 | 41505800000000 | 42129100000000
BIFUbC BAU Industrial Fuel Use before CCS[construction 41T43,heat if] | NoSettings | 0 | 0 | 0 | 0 | 0 | 0 | 0 | 0 | 0 | 0 | 0 | 0 | 0 | 0 | 0 | 0 | 0 | 0 | 0 | 0 | 0 | 0 | 0 | 0 | 0 | 0 | 0 | 0 | 0 | 0 | 0
BIFUbC BAU Industrial Fuel Use before CCS[construction 41T43,crude oil if] | NoSettings | 0 | 0 | 0 | 0 | 0 | 0 | 0 | 0 | 0 | 0 | 0 | 0 | 0 | 0 | 0 | 0 | 0 | 0 | 0 | 0 | 0 | 0 | 0 | 0 | 0 | 0 | 0 | 0 | 0 | 0 | 0
BIFUbC BAU Industrial Fuel Use before CCS[construction 41T43,heavy or residual fuel oil if] | NoSettings | 0 | 0 | 0 | 0 | 0 | 0 | 0 | 0 | 0 | 0 | 0 | 0 | 0 | 0 | 0 | 0 | 0 | 0 | 0 | 0 | 0 | 0 | 0 | 0 | 0 | 0 | 0 | 0 | 0 | 0 | 0
BIFUbC BAU Industrial Fuel Use before CCS[construction 41T43,LPG propane or butane if] | NoSettings | 0 | 0 | 0 | 0 | 0 | 0 | 0 | 0 | 0 | 0 | 0 | 0 | 0 | 0 | 0 | 0 | 0 | 0 | 0 | 0 | 0 | 0 | 0 | 0 | 0 | 0 | 0 | 0 | 0 | 0 | 0
BIFUbC BAU Industrial Fuel Use before CCS[construction 41T43,hydrogen if] | NoSettings | 0 | 0 | 0 | 0 | 0 | 0 | 0 | 0 | 0 | 0 | 0 | 0 | 0 | 0 | 0 | 0 | 0 | 0 | 0 | 0 | 0 | 0 | 0 | 0 | 0 | 0 | 0 | 0 | 0 | 0 | 0
Output Energy Related CO2 Emissions by Sector[transportation sector] | NoSettings | 143.686 | 158.757 | 157.816 | 156.47 | 153.821 | 150.799 | 147.627 | 144.443 | 141.358 | 138.17 | 134.662 | 131.421 | 128.015 | 125.005 | 121.784 | 118.707 | 115.423 | 111.941 | 108.237 | 104.233 | 100.114 | 95.9036 | 91.8401 | 87.8235 | 84.1479 | 80.7901 | 77.903 | 75.3944 | 73.2568 | 71.5917 | 70.1355
Output Energy Related CO2 Emissions by Sector[electricity sector] | NoSettings | 49.7267 | 51.6998 | 47.1185 | 41.5046 | 38.9852 | 38.7085 | 34.7944 | 34.2925 | 32.9849 | 31.7358 | 29.5252 | 27.3975 | 26.4935 | 24.7064 | 24.697 | 23.9338 | 21.5861 | 21.9849 | 22.291 | 21.3278 | 20.8769 | 15.2141 | 14.9639 | 13.4821 | 10.6373 | 5.6445 | 4.477 | 4.477 | 4.477 | 4.477 | 4.477
Output Energy Related CO2 Emissions by Sector[residential buildings sector] | NoSettings | 26.5809 | 27.3731 | 27.3625 | 27.4162 | 27.3486 | 27.3397 | 27.2527 | 27.1405 | 27.0056 | 26.8047 | 26.5495 | 26.3485 | 26.0369 | 25.84 | 25.5341 | 25.2382 | 25.0385 | 24.8459 | 24.5983 | 24.5137 | 24.2778 | 24.1442 | 24.0708 | 24.0055 | 23.99 | 23.9334 | 23.9096 | 23.8989 | 23.8885 | 23.9378 | 23.9816
Output Energy Related CO2 Emissions by Sector[commercial buildings sector] | NoSettings | 11.9756 | 12.1037 | 12.4926 | 12.6896 | 12.7779 | 12.796 | 12.7819 | 12.7368 | 12.6831 | 12.6241 | 12.5329 | 12.5426 | 12.4301 | 12.3387 | 12.2737 | 12.2193 | 12.1225 | 12.0787 | 12.0349 | 12.0038 | 11.9302 | 11.9099 | 11.9426 | 11.9278 | 11.9842 | 12.0415 | 12.0504 | 12.0603 | 12.1339 | 12.2023 | 12.2283
Output Energy Related CO2 Emissions by Sector[industry sector] | NoSettings | 70.7989 | 74.7048 | 74.8515 | 76.0409 | 76.5968 | 77.2954 | 77.3603 | 77.3331 | 76.9794 | 76.5485 | 76.1134 | 75.9084 | 75.4938 | 75.5163 | 75.4088 | 75.24 | 75.3329 | 75.3686 | 75.5836 | 75.8043 | 75.787 | 75.7497 | 75.9697 | 76.3218 | 76.666 | 75.2567 | 75.8959 | 75.8653 | 75.8336 | 75.7994 | 75.7724
Output Energy Related CO2 Emissions by Sector[district heat and hydrogen sector] | NoSettings | 0.012928 | 0.013785 | 0.012766 | 0.011648 | 0.010437 | 0.0091584 | 0.007849 | 0.0065486 | 0.0052409 | 0.0039288 | 0.0043419 | 0.010051 | 0.017892 | 0.029273 | 0.046685 | 0.072344 | 0.10857 | 0.1597 | 0.22829 | 0.31487 | 0.42601 | 0.56227 | 0.7303 | 0.93264 | 1.1824 | 1.4809 | 1.8391 | 2.27 | 2.7804 | 3.3834 | 4.0984
Output Energy Related CO2 Emissions by Sector[LULUCF sector] | NoSettings | 0 | 0 | 0 | 0 | 0 | 0 | 0 | 0 | 0 | 0 | 0 | 0 | 0 | 0 | 0 | 0 | 0 | 0 | 0 | 0 | 0 | 0 | 0 | 0 | 0 | 0 | 0 | 0 | 0 | 0 | 0
Output Energy Related CO2 Emissions by Sector[geoengineering sector] | NoSettings | 0 | 0 | 0 | 0 | 0 | 0 | 0 | 0 | 0 | 0 | 0 | 0 | 0 | 0 | 0 | 0 | 0 | 0 | 0 | 0 | 0 | 0 | 0 | 0 | 0 | 0 | 0 | 0 | 0 | 0 | 0
Output Energy Related CO2 Emissions from Agriculture | NoSettings | 2.516 | 2.4735 | 2.4311 | 2.3887 | 2.3462 | 2.3038 | 2.2613 | 2.2189 | 2.1764 | 2.134 | 2.0915 | 2.0491 | 2.0066 | 1.9642 | 1.9217 | 1.8793 | 1.8368 | 1.7944 | 1.7519 | 1.7095 | 1.667 | 1.6246 | 1.5822 | 1.5397 | 1.4974 | 1.4564 | 1.4137 | 1.3716 | 1.3295 | 1.2873 | 1.2554
Output Energy Related CO2 Emissions from Waste Management | NoSettings | 0.018706 | 0.018603 | 0.019665 | 0.019996 | 0.020338 | 0.020688 | 0.02105 | 0.021424 | 0.021811 | 0.02221 | 0.022621 | 0.022914 | 0.023206 | 0.023497 | 0.023788 | 0.024078 | 0.024367 | 0.024656 | 0.024944 | 0.025232 | 0.025519 | 0.025806 | 0.026094 | 0.02638 | 0.026666 | 0.026952 | 0.027239 | 0.027525 | 0.027811 | 0.028098 | 0.028384
Direct Buildings Pollutant Emissions[urban residential,electricity bf,CO2] | NoSettings | 0 | 0 | 0 | 0 | 0 | 0 | 0 | 0 | 0 | 0 | 0 | 0 | 0 | 0 | 0 | 0 | 0 | 0 | 0 | 0 | 0 | 0 | 0 | 0 | 0 | 0 | 0 | 0 | 0 | 0 | 0
Direct Buildings Pollutant Emissions[urban residential,electricity bf,VOC] | NoSettings | 0 | 0 | 0 | 0 | 0 | 0 | 0 | 0 | 0 | 0 | 0 | 0 | 0 | 0 | 0 | 0 | 0 | 0 | 0 | 0 | 0 | 0 | 0 | 0 | 0 | 0 | 0 | 0 | 0 | 0 | 0
Direct Buildings Pollutant Emissions[urban residential,electricity bf,CO] | NoSettings | 0 | 0 | 0 | 0 | 0 | 0 | 0 | 0 | 0 | 0 | 0 | 0 | 0 | 0 | 0 | 0 | 0 | 0 | 0 | 0 | 0 | 0 | 0 | 0 | 0 | 0 | 0 | 0 | 0 | 0 | 0
Direct Buildings Pollutant Emissions[urban residential,electricity bf,NOx] | NoSettings | 0 | 0 | 0 | 0 | 0 | 0 | 0 | 0 | 0 | 0 | 0 | 0 | 0 | 0 | 0 | 0 | 0 | 0 | 0 | 0 | 0 | 0 | 0 | 0 | 0 | 0 | 0 | 0 | 0 | 0 | 0
Direct Buildings Pollutant Emissions[urban residential,electricity bf,PM10] | NoSettings | 0 | 0 | 0 | 0 | 0 | 0 | 0 | 0 | 0 | 0 | 0 | 0 | 0 | 0 | 0 | 0 | 0 | 0 | 0 | 0 | 0 | 0 | 0 | 0 | 0 | 0 | 0 | 0 | 0 | 0 | 0
Direct Buildings Pollutant Emissions[urban residential,electricity bf,PM25] | NoSettings | 0 | 0 | 0 | 0 | 0 | 0 | 0 | 0 | 0 | 0 | 0 | 0 | 0 | 0 | 0 | 0 | 0 | 0 | 0 | 0 | 0 | 0 | 0 | 0 | 0 | 0 | 0 | 0 | 0 | 0 | 0
Direct Buildings Pollutant Emissions[urban residential,electricity bf,SOx] | NoSettings | 0 | 0 | 0 | 0 | 0 | 0 | 0 | 0 | 0 | 0 | 0 | 0 | 0 | 0 | 0 | 0 | 0 | 0 | 0 | 0 | 0 | 0 | 0 | 0 | 0 | 0 | 0 | 0 | 0 | 0 | 0
Direct Buildings Pollutant Emissions[urban residential,electricity bf,BC] | NoSettings | 0 | 0 | 0 | 0 | 0 | 0 | 0 | 0 | 0 | 0 | 0 | 0 | 0 | 0 | 0 | 0 | 0 | 0 | 0 | 0 | 0 | 0 | 0 | 0 | 0 | 0 | 0 | 0 | 0 | 0 | 0
Direct Buildings Pollutant Emissions[urban residential,electricity bf,OC] | NoSettings | 0 | 0 | 0 | 0 | 0 | 0 | 0 | 0 | 0 | 0 | 0 | 0 | 0 | 0 | 0 | 0 | 0 | 0 | 0 | 0 | 0 | 0 | 0 | 0 | 0 | 0 | 0 | 0 | 0 | 0 | 0
Direct Buildings Pollutant Emissions[urban residential,electricity bf,CH4] | NoSettings | 0 | 0 | 0 | 0 | 0 | 0 | 0 | 0 | 0 | 0 | 0 | 0 | 0 | 0 | 0 | 0 | 0 | 0 | 0 | 0 | 0 | 0 | 0 | 0 | 0 | 0 | 0 | 0 | 0 | 0 | 0
Direct Buildings Pollutant Emissions[urban residential,electricity bf,N2O] | NoSettings | 0 | 0 | 0 | 0 | 0 | 0 | 0 | 0 | 0 | 0 | 0 | 0 | 0 | 0 | 0 | 0 | 0 | 0 | 0 | 0 | 0 | 0 | 0 | 0 | 0 | 0 | 0 | 0 | 0 | 0 | 0
Direct Buildings Pollutant Emissions[urban residential,electricity bf,F gases] | NoSettings | 0 | 0 | 0 | 0 | 0 | 0 | 0 | 0 | 0 | 0 | 0 | 0 | 0 | 0 | 0 | 0 | 0 | 0 | 0 | 0 | 0 | 0 | 0 | 0 | 0 | 0 | 0 | 0 | 0 | 0 | 0
Direct Buildings Pollutant Emissions[urban residential,hard coal bf,CO2] | NoSettings | 0 | 0 | 0 | 0 | 0 | 0 | 0 | 0 | 0 | 0 | 0 | 0 | 0 | 0 | 0 | 0 | 0 | 0 | 0 | 0 | 0 | 0 | 0 | 0 | 0 | 0 | 0 | 0 | 0 | 0 | 0
Direct Buildings Pollutant Emissions[urban residential,hard coal bf,VOC] | NoSettings | 0 | 0 | 0 | 0 | 0 | 0 | 0 | 0 | 0 | 0 | 0 | 0 | 0 | 0 | 0 | 0 | 0 | 0 | 0 | 0 | 0 | 0 | 0 | 0 | 0 | 0 | 0 | 0 | 0 | 0 | 0
Direct Buildings Pollutant Emissions[urban residential,hard coal bf,CO] | NoSettings | 0 | 0 | 0 | 0 | 0 | 0 | 0 | 0 | 0 | 0 | 0 | 0 | 0 | 0 | 0 | 0 | 0 | 0 | 0 | 0 | 0 | 0 | 0 | 0 | 0 | 0 | 0 | 0 | 0 | 0 | 0
Direct Buildings Pollutant Emissions[urban residential,hard coal bf,NOx] | NoSettings | 0 | 0 | 0 | 0 | 0 | 0 | 0 | 0 | 0 | 0 | 0 | 0 | 0 | 0 | 0 | 0 | 0 | 0 | 0 | 0 | 0 | 0 | 0 | 0 | 0 | 0 | 0 | 0 | 0 | 0 | 0
Direct Buildings Pollutant Emissions[urban residential,hard coal bf,PM10] | NoSettings | 0 | 0 | 0 | 0 | 0 | 0 | 0 | 0 | 0 | 0 | 0 | 0 | 0 | 0 | 0 | 0 | 0 | 0 | 0 | 0 | 0 | 0 | 0 | 0 | 0 | 0 | 0 | 0 | 0 | 0 | 0
Direct Buildings Pollutant Emissions[urban residential,hard coal bf,PM25] | NoSettings | 0 | 0 | 0 | 0 | 0 | 0 | 0 | 0 | 0 | 0 | 0 | 0 | 0 | 0 | 0 | 0 | 0 | 0 | 0 | 0 | 0 | 0 | 0 | 0 | 0 | 0 | 0 | 0 | 0 | 0 | 0
Direct Buildings Pollutant Emissions[urban residential,hard coal bf,SOx] | NoSettings | 0 | 0 | 0 | 0 | 0 | 0 | 0 | 0 | 0 | 0 | 0 | 0 | 0 | 0 | 0 | 0 | 0 | 0 | 0 | 0 | 0 | 0 | 0 | 0 | 0 | 0 | 0 | 0 | 0 | 0 | 0
Direct Buildings Pollutant Emissions[urban residential,hard coal bf,BC] | NoSettings | 0 | 0 | 0 | 0 | 0 | 0 | 0 | 0 | 0 | 0 | 0 | 0 | 0 | 0 | 0 | 0 | 0 | 0 | 0 | 0 | 0 | 0 | 0 | 0 | 0 | 0 | 0 | 0 | 0 | 0 | 0
Direct Buildings Pollutant Emissions[urban residential,hard coal bf,OC] | NoSettings | 0 | 0 | 0 | 0 | 0 | 0 | 0 | 0 | 0 | 0 | 0 | 0 | 0 | 0 | 0 | 0 | 0 | 0 | 0 | 0 | 0 | 0 | 0 | 0 | 0 | 0 | 0 | 0 | 0 | 0 | 0
Direct Buildings Pollutant Emissions[urban residential,hard coal bf,CH4] | NoSettings | 0 | 0 | 0 | 0 | 0 | 0 | 0 | 0 | 0 | 0 | 0 | 0 | 0 | 0 | 0 | 0 | 0 | 0 | 0 | 0 | 0 | 0 | 0 | 0 | 0 | 0 | 0 | 0 | 0 | 0 | 0
Direct Buildings Pollutant Emissions[urban residential,hard coal bf,N2O] | NoSettings | 0 | 0 | 0 | 0 | 0 | 0 | 0 | 0 | 0 | 0 | 0 | 0 | 0 | 0 | 0 | 0 | 0 | 0 | 0 | 0 | 0 | 0 | 0 | 0 | 0 | 0 | 0 | 0 | 0 | 0 | 0
Direct Buildings Pollutant Emissions[urban residential,hard coal bf,F gases] | NoSettings | 0 | 0 | 0 | 0 | 0 | 0 | 0 | 0 | 0 | 0 | 0 | 0 | 0 | 0 | 0 | 0 | 0 | 0 | 0 | 0 | 0 | 0 | 0 | 0 | 0 | 0 | 0 | 0 | 0 | 0 | 0
Direct Buildings Pollutant Emissions[urban residential,natural gas bf,CO2] | NoSettings | 24099900000000 | 24895900000000 | 24948700000000 | 25001500000000 | 24948300000000 | 24948100000000 | 24894800000000 | 24788500000000 | 24682200000000 | 24522800000000 | 24310400000000 | 24151000000000 | 23885600000000 | 23726200000000 | 23460800000000 | 23195300000000 | 23036000000000 | 22876700000000 | 22664300000000 | 22611100000000 | 22398800000000 | 22292700000000 | 22239700000000 | 22186600000000 | 22186700000000 | 22133800000000 | 22133900000000 | 22134000000000 | 22134100000000 | 22187300000000 | 22240500000000
Direct Buildings Pollutant Emissions[urban residential,natural gas bf,VOC] | NoSettings | 1041480000 | 1075880000 | 1078160000 | 1080450000 | 1078150000 | 1078140000 | 1075830000 | 1071240000 | 1066650000 | 1059760000 | 1050580000 | 1043690000 | 1032220000 | 1025330000 | 1013860000 | 1002390000 | 995507000 | 988621000 | 979443000 | 977145000 | 967969000 | 963383000 | 961092000 | 958801000 | 958804000 | 956516000 | 956521000 | 956526000 | 956531000 | 958830000 | 961128000
Direct Buildings Pollutant Emissions[urban residential,natural gas bf,CO] | NoSettings | 10237200000 | 10575300000 | 10597800000 | 10620200000 | 10597600000 | 10597500000 | 10574900000 | 10529700000 | 10484600000 | 10416900000 | 10326600000 | 10259000000 | 10146200000 | 10078500000 | 9965740000 | 9852980000 | 9785310000 | 9717630000 | 9627420000 | 9604830000 | 9514630000 | 9469550000 | 9447030000 | 9424510000 | 9424550000 | 9402060000 | 9402110000 | 9402160000 | 9402210000 | 9424800000 | 9447390000
Direct Buildings Pollutant Emissions[urban residential,natural gas bf,NOx] | NoSettings | 16830000000 | 17385800000 | 17422700000 | 17459600000 | 17422400000 | 17422300000 | 17385100000 | 17310800000 | 17236600000 | 17125300000 | 16976900000 | 16865700000 | 16680300000 | 16569000000 | 16383600000 | 16198300000 | 16087000000 | 15975700000 | 15827400000 | 15790300000 | 15642000000 | 15567900000 | 15530900000 | 15493900000 | 15493900000 | 15456900000 | 15457000000 | 15457100000 | 15457200000 | 15494300000 | 15531500000
Direct Buildings Pollutant Emissions[urban residential,natural gas bf,PM10] | NoSettings | 1438000000 | 1485490000 | 1488650000 | 1491800000 | 1488620000 | 1488610000 | 1485430000 | 1479090000 | 1472740000 | 1463230000 | 1450560000 | 1441050000 | 1425210000 | 1415700000 | 1399860000 | 1384030000 | 1374520000 | 1365010000 | 1352340000 | 1349170000 | 1336500000 | 1330170000 | 1327000000 | 1323840000 | 1323840000 | 1320680000 | 1320690000 | 1320700000 | 1320710000 | 1323880000 | 1327050000
Direct Buildings Pollutant Emissions[urban residential,natural gas bf,PM25] | NoSettings | 1438000000 | 1485490000 | 1488650000 | 1491800000 | 1488620000 | 1488610000 | 1485430000 | 1479090000 | 1472740000 | 1463230000 | 1450560000 | 1441050000 | 1425210000 | 1415700000 | 1399860000 | 1384030000 | 1374520000 | 1365010000 | 1352340000 | 1349170000 | 1336500000 | 1330170000 | 1327000000 | 1323840000 | 1323840000 | 1320680000 | 1320690000 | 1320700000 | 1320710000 | 1323880000 | 1327050000
Direct Buildings Pollutant Emissions[urban residential,natural gas bf,SOx] | NoSettings | 109917000 | 113547000 | 113788000 | 114029000 | 113786000 | 113785000 | 113542000 | 113057000 | 112572000 | 111845000 | 110877000 | 110150000 | 108939000 | 108212000 | 107002000 | 105791000 | 105064000 | 104338000 | 103369000 | 103127000 | 102158000 | 101674000 | 101432000 | 101190000 | 101191000 | 100949000 | 100950000 | 100950000 | 100951000 | 101194000 | 101436000
Direct Buildings Pollutant Emissions[urban residential,natural gas bf,BC] | NoSettings | 237093000 | 244924000 | 245443000 | 245963000 | 245439000 | 245437000 | 244913000 | 243867000 | 242821000 | 241253000 | 239163000 | 237596000 | 234984000 | 233417000 | 230805000 | 228194000 | 226626000 | 225059000 | 222970000 | 222447000 | 220357000 | 219313000 | 218792000 | 218270000 | 218271000 | 217750000 | 217751000 | 217753000 | 217754000 | 218277000 | 218800000
Direct Buildings Pollutant Emissions[urban residential,natural gas bf,OC] | NoSettings | 615442000 | 635769000 | 637118000 | 638467000 | 637107000 | 637102000 | 635742000 | 633026000 | 630311000 | 626242000 | 620817000 | 616748000 | 609969000 | 605900000 | 599121000 | 592342000 | 588274000 | 584205000 | 578781000 | 577423000 | 572001000 | 569291000 | 567937000 | 566583000 | 566585000 | 565233000 | 565236000 | 565239000 | 565242000 | 566600000 | 567959000
Direct Buildings Pollutant Emissions[urban residential,natural gas bf,CH4] | NoSettings | 454201000 | 469202000 | 470198000 | 471194000 | 470190000 | 470186000 | 469182000 | 467178000 | 465175000 | 462171000 | 458167000 | 455164000 | 450161000 | 447159000 | 442155000 | 437153000 | 434150000 | 431148000 | 427145000 | 426143000 | 422141000 | 420141000 | 419142000 | 418143000 | 418144000 | 417146000 | 417148000 | 417151000 | 417153000 | 418155000 | 419158000
Direct Buildings Pollutant Emissions[urban residential,natural gas bf,N2O] | NoSettings | 45420100 | 46920200 | 47019800 | 47119400 | 47019000 | 47018600 | 46918200 | 46717800 | 46517500 | 46217100 | 45816700 | 45516400 | 45016100 | 44715900 | 44215500 | 43715300 | 43415000 | 43114800 | 42714500 | 42614300 | 42214100 | 42014100 | 41914200 | 41814300 | 41814400 | 41714600 | 41714800 | 41715100 | 41715300 | 41815500 | 41915800
Direct Buildings Pollutant Emissions[urban residential,natural gas bf,F gases] | NoSettings | 0 | 0 | 0 | 0 | 0 | 0 | 0 | 0 | 0 | 0 | 0 | 0 | 0 | 0 | 0 | 0 | 0 | 0 | 0 | 0 | 0 | 0 | 0 | 0 | 0 | 0 | 0 | 0 | 0 | 0 | 0
Direct Buildings Pollutant Emissions[urban residential,petroleum diesel bf,CO2] | NoSettings | 22046000000 | 22020900000 | 22072600000 | 22052700000 | 22035600000 | 21946900000 | 21936500000 | 21855900000 | 21779000000 | 21632600000 | 21562300000 | 21424000000 | 21288600000 | 21155500000 | 20882600000 | 20688800000 | 20430700000 | 20182200000 | 19801300000 | 19659300000 | 19468500000 | 19311000000 | 19140800000 | 19022500000 | 18978100000 | 18889400000 | 18763700000 | 18763700000 | 18734100000 | 18785800000 | 18734100000
Direct Buildings Pollutant Emissions[urban residential,petroleum diesel bf,VOC] | NoSettings | 334744 | 334362 | 335148 | 334845 | 334587 | 333239 | 333082 | 331858 | 330690 | 328466 | 327399 | 325299 | 323244 | 321223 | 317079 | 314137 | 310218 | 306444 | 300661 | 298505 | 295607 | 293215 | 290632 | 288836 | 288162 | 286814 | 284905 | 284905 | 284456 | 285242 | 284456
Direct Buildings Pollutant Emissions[urban residential,petroleum diesel bf,CO] | NoSettings | 6999510 | 6991530 | 7007970 | 7001630 | 6996230 | 6968050 | 6964760 | 6939170 | 6914740 | 6868250 | 6845940 | 6802030 | 6759060 | 6716790 | 6630140 | 6568620 | 6486670 | 6407770 | 6286840 | 6241750 | 6181170 | 6131150 | 6077140 | 6039570 | 6025480 | 5997300 | 5957380 | 5957380 | 5947990 | 5964430 | 5947990
Direct Buildings Pollutant Emissions[urban residential,petroleum diesel bf,NOx] | NoSettings | 18545900 | 18524800 | 18568300 | 18551500 | 18537200 | 18462600 | 18453900 | 18386000 | 18321300 | 18198100 | 18139000 | 18022700 | 17908800 | 17796800 | 17567300 | 17404200 | 17187100 | 16978000 | 16657600 | 16538200 | 16377600 | 16245100 | 16102000 | 16002500 | 15965100 | 15890500 | 15784700 | 15784700 | 15759800 | 15803400 | 15759800
Direct Buildings Pollutant Emissions[urban residential,petroleum diesel bf,PM10] | NoSettings | 2342310 | 2339640 | 2345140 | 2343020 | 2341210 | 2331780 | 2330680 | 2322120 | 2313950 | 2298390 | 2290920 | 2276230 | 2261850 | 2247700 | 2218710 | 2198120 | 2170690 | 2144290 | 2103820 | 2088730 | 2068460 | 2051720 | 2033650 | 2021080 | 2016360 | 2006930 | 1993570 | 1993570 | 1990430 | 1995930 | 1990430
Direct Buildings Pollutant Emissions[urban residential,petroleum diesel bf,PM25] | NoSettings | 2096400 | 2094010 | 2098930 | 2097030 | 2095410 | 2086970 | 2085990 | 2078320 | 2071010 | 2057080 | 2050400 | 2037250 | 2024380 | 2011720 | 1985770 | 1967340 | 1942800 | 1919170 | 1882950 | 1869440 | 1851300 | 1836320 | 1820140 | 1808890 | 1804670 | 1796230 | 1784270 | 1784270 | 1781460 | 1786380 | 1781460
Direct Buildings Pollutant Emissions[urban residential,petroleum diesel bf,SOx] | NoSettings | 151127 | 150954 | 151309 | 151172 | 151056 | 150447 | 150376 | 149824 | 149296 | 148292 | 147811 | 146863 | 145935 | 145022 | 143151 | 141823 | 140054 | 138350 | 135739 | 134766 | 133458 | 132378 | 131212 | 130400 | 130096 | 129488 | 128626 | 128626 | 128423 | 128778 | 128423
Direct Buildings Pollutant Emissions[urban residential,petroleum diesel bf,BC] | NoSettings | 209550 | 209311 | 209803 | 209614 | 209452 | 208608 | 208510 | 207744 | 207012 | 205620 | 204953 | 203638 | 202352 | 201086 | 198492 | 196650 | 194197 | 191835 | 188214 | 186864 | 185051 | 183553 | 181936 | 180812 | 180390 | 179546 | 178351 | 178351 | 178070 | 178562 | 178070
Direct Buildings Pollutant Emissions[urban residential,petroleum diesel bf,OC] | NoSettings | 524025 | 523427 | 524658 | 524183 | 523779 | 521669 | 521423 | 519507 | 517678 | 514197 | 512527 | 509240 | 506023 | 502858 | 496371 | 491765 | 485630 | 479723 | 470669 | 467294 | 462758 | 459014 | 454970 | 452158 | 451103 | 448993 | 446005 | 446005 | 445301 | 446532 | 445301
Direct Buildings Pollutant Emissions[urban residential,petroleum diesel bf,CH4] | NoSettings | 894240 | 893220 | 895320 | 894510 | 893820 | 890220 | 889800 | 886530 | 883410 | 877470 | 874620 | 869010 | 863520 | 858120 | 847050 | 839190 | 828720 | 818640 | 803190 | 797430 | 789690 | 783300 | 776400 | 771600 | 769800 | 766200 | 761100 | 761100 | 759900 | 762000 | 759900
Direct Buildings Pollutant Emissions[urban residential,petroleum diesel bf,N2O] | NoSettings | 178848 | 178644 | 179064 | 178902 | 178764 | 178044 | 177960 | 177306 | 176682 | 175494 | 174924 | 173802 | 172704 | 171624 | 169410 | 167838 | 165744 | 163728 | 160638 | 159486 | 157938 | 156660 | 155280 | 154320 | 153960 | 153240 | 152220 | 152220 | 151980 | 152400 | 151980
Direct Buildings Pollutant Emissions[urban residential,petroleum diesel bf,F gases] | NoSettings | 0 | 0 | 0 | 0 | 0 | 0 | 0 | 0 | 0 | 0 | 0 | 0 | 0 | 0 | 0 | 0 | 0 | 0 | 0 | 0 | 0 | 0 | 0 | 0 | 0 | 0 | 0 | 0 | 0 | 0 | 0
Direct Buildings Pollutant Emissions[urban residential,heat bf,CO2] | NoSettings | 0 | 0 | 0 | 0 | 0 | 0 | 0 | 0 | 0 | 0 | 0 | 0 | 0 | 0 | 0 | 0 | 0 | 0 | 0 | 0 | 0 | 0 | 0 | 0 | 0 | 0 | 0 | 0 | 0 | 0 | 0
Direct Buildings Pollutant Emissions[urban residential,heat bf,VOC] | NoSettings | 0 | 0 | 0 | 0 | 0 | 0 | 0 | 0 | 0 | 0 | 0 | 0 | 0 | 0 | 0 | 0 | 0 | 0 | 0 | 0 | 0 | 0 | 0 | 0 | 0 | 0 | 0 | 0 | 0 | 0 | 0
Direct Buildings Pollutant Emissions[urban residential,heat bf,CO] | NoSettings | 0 | 0 | 0 | 0 | 0 | 0 | 0 | 0 | 0 | 0 | 0 | 0 | 0 | 0 | 0 | 0 | 0 | 0 | 0 | 0 | 0 | 0 | 0 | 0 | 0 | 0 | 0 | 0 | 0 | 0 | 0
Direct Buildings Pollutant Emissions[urban residential,heat bf,NOx] | NoSettings | 0 | 0 | 0 | 0 | 0 | 0 | 0 | 0 | 0 | 0 | 0 | 0 | 0 | 0 | 0 | 0 | 0 | 0 | 0 | 0 | 0 | 0 | 0 | 0 | 0 | 0 | 0 | 0 | 0 | 0 | 0
Direct Buildings Pollutant Emissions[urban residential,heat bf,PM10] | NoSettings | 0 | 0 | 0 | 0 | 0 | 0 | 0 | 0 | 0 | 0 | 0 | 0 | 0 | 0 | 0 | 0 | 0 | 0 | 0 | 0 | 0 | 0 | 0 | 0 | 0 | 0 | 0 | 0 | 0 | 0 | 0
Direct Buildings Pollutant Emissions[urban residential,heat bf,PM25] | NoSettings | 0 | 0 | 0 | 0 | 0 | 0 | 0 | 0 | 0 | 0 | 0 | 0 | 0 | 0 | 0 | 0 | 0 | 0 | 0 | 0 | 0 | 0 | 0 | 0 | 0 | 0 | 0 | 0 | 0 | 0 | 0
Direct Buildings Pollutant Emissions[urban residential,heat bf,SOx] | NoSettings | 0 | 0 | 0 | 0 | 0 | 0 | 0 | 0 | 0 | 0 | 0 | 0 | 0 | 0 | 0 | 0 | 0 | 0 | 0 | 0 | 0 | 0 | 0 | 0 | 0 | 0 | 0 | 0 | 0 | 0 | 0
Direct Buildings Pollutant Emissions[urban residential,heat bf,BC] | NoSettings | 0 | 0 | 0 | 0 | 0 | 0 | 0 | 0 | 0 | 0 | 0 | 0 | 0 | 0 | 0 | 0 | 0 | 0 | 0 | 0 | 0 | 0 | 0 | 0 | 0 | 0 | 0 | 0 | 0 | 0 | 0
Direct Buildings Pollutant Emissions[urban residential,heat bf,OC] | NoSettings | 0 | 0 | 0 | 0 | 0 | 0 | 0 | 0 | 0 | 0 | 0 | 0 | 0 | 0 | 0 | 0 | 0 | 0 | 0 | 0 | 0 | 0 | 0 | 0 | 0 | 0 | 0 | 0 | 0 | 0 | 0
Direct Buildings Pollutant Emissions[urban residential,heat bf,CH4] | NoSettings | 0 | 0 | 0 | 0 | 0 | 0 | 0 | 0 | 0 | 0 | 0 | 0 | 0 | 0 | 0 | 0 | 0 | 0 | 0 | 0 | 0 | 0 | 0 | 0 | 0 | 0 | 0 | 0 | 0 | 0 | 0
Direct Buildings Pollutant Emissions[urban residential,heat bf,N2O] | NoSettings | 0 | 0 | 0 | 0 | 0 | 0 | 0 | 0 | 0 | 0 | 0 | 0 | 0 | 0 | 0 | 0 | 0 | 0 | 0 | 0 | 0 | 0 | 0 | 0 | 0 | 0 | 0 | 0 | 0 | 0 | 0
Direct Buildings Pollutant Emissions[urban residential,heat bf,F gases] | NoSettings | 0 | 0 | 0 | 0 | 0 | 0 | 0 | 0 | 0 | 0 | 0 | 0 | 0 | 0 | 0 | 0 | 0 | 0 | 0 | 0 | 0 | 0 | 0 | 0 | 0 | 0 | 0 | 0 | 0 | 0 | 0
Direct Buildings Pollutant Emissions[urban residential,biomass bf,CO2] | NoSettings | 0 | 0 | 0 | 0 | 0 | 0 | 0 | 0 | 0 | 0 | 0 | 0 | 0 | 0 | 0 | 0 | 0 | 0 | 0 | 0 | 0 | 0 | 0 | 0 | 0 | 0 | 0 | 0 | 0 | 0 | 0
Direct Buildings Pollutant Emissions[urban residential,biomass bf,VOC] | NoSettings | 10199400 | 10199400 | 10199400 | 10199400 | 10199400 | 10199400 | 10199400 | 10199400 | 10199400 | 10199400 | 10199400 | 10199400 | 10199400 | 10199400 | 10199400 | 10199400 | 10199400 | 10199400 | 10199400 | 10199400 | 10199400 | 10199400 | 10199400 | 10199400 | 10199400 | 10199400 | 10199400 | 10199400 | 10199400 | 10199400 | 10199400
Direct Buildings Pollutant Emissions[urban residential,biomass bf,CO] | NoSettings | 161731000 | 161731000 | 161731000 | 161731000 | 161731000 | 161731000 | 161731000 | 161731000 | 161731000 | 161731000 | 161731000 | 161731000 | 161731000 | 161731000 | 161731000 | 161731000 | 161731000 | 161731000 | 161731000 | 161731000 | 161731000 | 161731000 | 161731000 | 161731000 | 161731000 | 161731000 | 161731000 | 161731000 | 161731000 | 161731000 | 161731000
Direct Buildings Pollutant Emissions[urban residential,biomass bf,NOx] | NoSettings | 1064970000 | 1064970000 | 1064970000 | 1064970000 | 1064970000 | 1064970000 | 1064970000 | 1064970000 | 1064970000 | 1064970000 | 1064970000 | 1064970000 | 1064970000 | 1064970000 | 1064970000 | 1064970000 | 1064970000 | 1064970000 | 1064970000 | 1064970000 | 1064970000 | 1064970000 | 1064970000 | 1064970000 | 1064970000 | 1064970000 | 1064970000 | 1064970000 | 1064970000 | 1064970000 | 1064970000
Direct Buildings Pollutant Emissions[urban residential,biomass bf,PM10] | NoSettings | 23798600 | 23798600 | 23798600 | 23798600 | 23798600 | 23798600 | 23798600 | 23798600 | 23798600 | 23798600 | 23798600 | 23798600 | 23798600 | 23798600 | 23798600 | 23798600 | 23798600 | 23798600 | 23798600 | 23798600 | 23798600 | 23798600 | 23798600 | 23798600 | 23798600 | 23798600 | 23798600 | 23798600 | 23798600 | 23798600 | 23798600
Direct Buildings Pollutant Emissions[urban residential,biomass bf,PM25] | NoSettings | 21021800 | 21021800 | 21021800 | 21021800 | 21021800 | 21021800 | 21021800 | 21021800 | 21021800 | 21021800 | 21021800 | 21021800 | 21021800 | 21021800 | 21021800 | 21021800 | 21021800 | 21021800 | 21021800 | 21021800 | 21021800 | 21021800 | 21021800 | 21021800 | 21021800 | 21021800 | 21021800 | 21021800 | 21021800 | 21021800 | 21021800
Direct Buildings Pollutant Emissions[urban residential,biomass bf,SOx] | NoSettings | 721452000 | 721452000 | 721452000 | 721452000 | 721452000 | 721452000 | 721452000 | 721452000 | 721452000 | 721452000 | 721452000 | 721452000 | 721452000 | 721452000 | 721452000 | 721452000 | 721452000 | 721452000 | 721452000 | 721452000 | 721452000 | 721452000 | 721452000 | 721452000 | 721452000 | 721452000 | 721452000 | 721452000 | 721452000 | 721452000 | 721452000
Direct Buildings Pollutant Emissions[urban residential,biomass bf,BC] | NoSettings | 2901400 | 2901400 | 2901400 | 2901400 | 2901400 | 2901400 | 2901400 | 2901400 | 2901400 | 2901400 | 2901400 | 2901400 | 2901400 | 2901400 | 2901400 | 2901400 | 2901400 | 2901400 | 2901400 | 2901400 | 2901400 | 2901400 | 2901400 | 2901400 | 2901400 | 2901400 | 2901400 | 2901400 | 2901400 | 2901400 | 2901400
Direct Buildings Pollutant Emissions[urban residential,biomass bf,OC] | NoSettings | 6853000 | 6853000 | 6853000 | 6853000 | 6853000 | 6853000 | 6853000 | 6853000 | 6853000 | 6853000 | 6853000 | 6853000 | 6853000 | 6853000 | 6853000 | 6853000 | 6853000 | 6853000 | 6853000 | 6853000 | 6853000 | 6853000 | 6853000 | 6853000 | 6853000 | 6853000 | 6853000 | 6853000 | 6853000 | 6853000 | 6853000
Direct Buildings Pollutant Emissions[urban residential,biomass bf,CH4] | NoSettings | 0 | 0 | 0 | 0 | 0 | 0 | 0 | 0 | 0 | 0 | 0 | 0 | 0 | 0 | 0 | 0 | 0 | 0 | 0 | 0 | 0 | 0 | 0 | 0 | 0 | 0 | 0 | 0 | 0 | 0 | 0
Direct Buildings Pollutant Emissions[urban residential,biomass bf,N2O] | NoSettings | 0 | 0 | 0 | 0 | 0 | 0 | 0 | 0 | 0 | 0 | 0 | 0 | 0 | 0 | 0 | 0 | 0 | 0 | 0 | 0 | 0 | 0 | 0 | 0 | 0 | 0 | 0 | 0 | 0 | 0 | 0
Direct Buildings Pollutant Emissions[urban residential,biomass bf,F gases] | NoSettings | 0 | 0 | 0 | 0 | 0 | 0 | 0 | 0 | 0 | 0 | 0 | 0 | 0 | 0 | 0 | 0 | 0 | 0 | 0 | 0 | 0 | 0 | 0 | 0 | 0 | 0 | 0 | 0 | 0 | 0 | 0
Direct Buildings Pollutant Emissions[urban residential,kerosene bf,CO2] | NoSettings | 0 | 0 | 0 | 0 | 0 | 0 | 0 | 0 | 0 | 0 | 0 | 0 | 0 | 0 | 0 | 0 | 0 | 0 | 0 | 0 | 0 | 0 | 0 | 0 | 0 | 0 | 0 | 0 | 0 | 0 | 0
Direct Buildings Pollutant Emissions[urban residential,kerosene bf,VOC] | NoSettings | 0 | 0 | 0 | 0 | 0 | 0 | 0 | 0 | 0 | 0 | 0 | 0 | 0 | 0 | 0 | 0 | 0 | 0 | 0 | 0 | 0 | 0 | 0 | 0 | 0 | 0 | 0 | 0 | 0 | 0 | 0
Direct Buildings Pollutant Emissions[urban residential,kerosene bf,CO] | NoSettings | 0 | 0 | 0 | 0 | 0 | 0 | 0 | 0 | 0 | 0 | 0 | 0 | 0 | 0 | 0 | 0 | 0 | 0 | 0 | 0 | 0 | 0 | 0 | 0 | 0 | 0 | 0 | 0 | 0 | 0 | 0
Direct Buildings Pollutant Emissions[urban residential,kerosene bf,NOx] | NoSettings | 0 | 0 | 0 | 0 | 0 | 0 | 0 | 0 | 0 | 0 | 0 | 0 | 0 | 0 | 0 | 0 | 0 | 0 | 0 | 0 | 0 | 0 | 0 | 0 | 0 | 0 | 0 | 0 | 0 | 0 | 0
Direct Buildings Pollutant Emissions[urban residential,kerosene bf,PM10] | NoSettings | 0 | 0 | 0 | 0 | 0 | 0 | 0 | 0 | 0 | 0 | 0 | 0 | 0 | 0 | 0 | 0 | 0 | 0 | 0 | 0 | 0 | 0 | 0 | 0 | 0 | 0 | 0 | 0 | 0 | 0 | 0
Direct Buildings Pollutant Emissions[urban residential,kerosene bf,PM25] | NoSettings | 0 | 0 | 0 | 0 | 0 | 0 | 0 | 0 | 0 | 0 | 0 | 0 | 0 | 0 | 0 | 0 | 0 | 0 | 0 | 0 | 0 | 0 | 0 | 0 | 0 | 0 | 0 | 0 | 0 | 0 | 0
Direct Buildings Pollutant Emissions[urban residential,kerosene bf,SOx] | NoSettings | 0 | 0 | 0 | 0 | 0 | 0 | 0 | 0 | 0 | 0 | 0 | 0 | 0 | 0 | 0 | 0 | 0 | 0 | 0 | 0 | 0 | 0 | 0 | 0 | 0 | 0 | 0 | 0 | 0 | 0 | 0
Direct Buildings Pollutant Emissions[urban residential,kerosene bf,BC] | NoSettings | 0 | 0 | 0 | 0 | 0 | 0 | 0 | 0 | 0 | 0 | 0 | 0 | 0 | 0 | 0 | 0 | 0 | 0 | 0 | 0 | 0 | 0 | 0 | 0 | 0 | 0 | 0 | 0 | 0 | 0 | 0
Direct Buildings Pollutant Emissions[urban residential,kerosene bf,OC] | NoSettings | 0 | 0 | 0 | 0 | 0 | 0 | 0 | 0 | 0 | 0 | 0 | 0 | 0 | 0 | 0 | 0 | 0 | 0 | 0 | 0 | 0 | 0 | 0 | 0 | 0 | 0 | 0 | 0 | 0 | 0 | 0
Direct Buildings Pollutant Emissions[urban residential,kerosene bf,CH4] | NoSettings | 0 | 0 | 0 | 0 | 0 | 0 | 0 | 0 | 0 | 0 | 0 | 0 | 0 | 0 | 0 | 0 | 0 | 0 | 0 | 0 | 0 | 0 | 0 | 0 | 0 | 0 | 0 | 0 | 0 | 0 | 0
Direct Buildings Pollutant Emissions[urban residential,kerosene bf,N2O] | NoSettings | 0 | 0 | 0 | 0 | 0 | 0 | 0 | 0 | 0 | 0 | 0 | 0 | 0 | 0 | 0 | 0 | 0 | 0 | 0 | 0 | 0 | 0 | 0 | 0 | 0 | 0 | 0 | 0 | 0 | 0 | 0
Direct Buildings Pollutant Emissions[urban residential,kerosene bf,F gases] | NoSettings | 0 | 0 | 0 | 0 | 0 | 0 | 0 | 0 | 0 | 0 | 0 | 0 | 0 | 0 | 0 | 0 | 0 | 0 | 0 | 0 | 0 | 0 | 0 | 0 | 0 | 0 | 0 | 0 | 0 | 0 | 0
Direct Buildings Pollutant Emissions[urban residential,heavy or residual fuel oil bf,CO2] | NoSettings | 0 | 0 | 0 | 0 | 0 | 0 | 0 | 0 | 0 | 0 | 0 | 0 | 0 | 0 | 0 | 0 | 0 | 0 | 0 | 0 | 0 | 0 | 0 | 0 | 0 | 0 | 0 | 0 | 0 | 0 | 0
Direct Buildings Pollutant Emissions[urban residential,heavy or residual fuel oil bf,VOC] | NoSettings | 0 | 0 | 0 | 0 | 0 | 0 | 0 | 0 | 0 | 0 | 0 | 0 | 0 | 0 | 0 | 0 | 0 | 0 | 0 | 0 | 0 | 0 | 0 | 0 | 0 | 0 | 0 | 0 | 0 | 0 | 0
Direct Buildings Pollutant Emissions[urban residential,heavy or residual fuel oil bf,CO] | NoSettings | 0 | 0 | 0 | 0 | 0 | 0 | 0 | 0 | 0 | 0 | 0 | 0 | 0 | 0 | 0 | 0 | 0 | 0 | 0 | 0 | 0 | 0 | 0 | 0 | 0 | 0 | 0 | 0 | 0 | 0 | 0
Direct Buildings Pollutant Emissions[urban residential,heavy or residual fuel oil bf,NOx] | NoSettings | 0 | 0 | 0 | 0 | 0 | 0 | 0 | 0 | 0 | 0 | 0 | 0 | 0 | 0 | 0 | 0 | 0 | 0 | 0 | 0 | 0 | 0 | 0 | 0 | 0 | 0 | 0 | 0 | 0 | 0 | 0
Direct Buildings Pollutant Emissions[urban residential,heavy or residual fuel oil bf,PM10] | NoSettings | 0 | 0 | 0 | 0 | 0 | 0 | 0 | 0 | 0 | 0 | 0 | 0 | 0 | 0 | 0 | 0 | 0 | 0 | 0 | 0 | 0 | 0 | 0 | 0 | 0 | 0 | 0 | 0 | 0 | 0 | 0
Direct Buildings Pollutant Emissions[urban residential,heavy or residual fuel oil bf,PM25] | NoSettings | 0 | 0 | 0 | 0 | 0 | 0 | 0 | 0 | 0 | 0 | 0 | 0 | 0 | 0 | 0 | 0 | 0 | 0 | 0 | 0 | 0 | 0 | 0 | 0 | 0 | 0 | 0 | 0 | 0 | 0 | 0
Direct Buildings Pollutant Emissions[urban residential,heavy or residual fuel oil bf,SOx] | NoSettings | 0 | 0 | 0 | 0 | 0 | 0 | 0 | 0 | 0 | 0 | 0 | 0 | 0 | 0 | 0 | 0 | 0 | 0 | 0 | 0 | 0 | 0 | 0 | 0 | 0 | 0 | 0 | 0 | 0 | 0 | 0
Direct Buildings Pollutant Emissions[urban residential,heavy or residual fuel oil bf,BC] | NoSettings | 0 | 0 | 0 | 0 | 0 | 0 | 0 | 0 | 0 | 0 | 0 | 0 | 0 | 0 | 0 | 0 | 0 | 0 | 0 | 0 | 0 | 0 | 0 | 0 | 0 | 0 | 0 | 0 | 0 | 0 | 0
Direct Buildings Pollutant Emissions[urban residential,heavy or residual fuel oil bf,OC] | NoSettings | 0 | 0 | 0 | 0 | 0 | 0 | 0 | 0 | 0 | 0 | 0 | 0 | 0 | 0 | 0 | 0 | 0 | 0 | 0 | 0 | 0 | 0 | 0 | 0 | 0 | 0 | 0 | 0 | 0 | 0 | 0
Direct Buildings Pollutant Emissions[urban residential,heavy or residual fuel oil bf,CH4] | NoSettings | 0 | 0 | 0 | 0 | 0 | 0 | 0 | 0 | 0 | 0 | 0 | 0 | 0 | 0 | 0 | 0 | 0 | 0 | 0 | 0 | 0 | 0 | 0 | 0 | 0 | 0 | 0 | 0 | 0 | 0 | 0
Direct Buildings Pollutant Emissions[urban residential,heavy or residual fuel oil bf,N2O] | NoSettings | 0 | 0 | 0 | 0 | 0 | 0 | 0 | 0 | 0 | 0 | 0 | 0 | 0 | 0 | 0 | 0 | 0 | 0 | 0 | 0 | 0 | 0 | 0 | 0 | 0 | 0 | 0 | 0 | 0 | 0 | 0
Direct Buildings Pollutant Emissions[urban residential,heavy or residual fuel oil bf,F gases] | NoSettings | 0 | 0 | 0 | 0 | 0 | 0 | 0 | 0 | 0 | 0 | 0 | 0 | 0 | 0 | 0 | 0 | 0 | 0 | 0 | 0 | 0 | 0 | 0 | 0 | 0 | 0 | 0 | 0 | 0 | 0 | 0
Direct Buildings Pollutant Emissions[urban residential,LPG propane or butane bf,CO2] | NoSettings | 1010400000000 | 965537000000 | 905920000000 | 905920000000 | 897931000000 | 885639000000 | 865357000000 | 860440000000 | 840773000000 | 808814000000 | 786688000000 | 755958000000 | 725843000000 | 703102000000 | 682206000000 | 661310000000 | 641028000000 | 622590000000 | 602308000000 | 580797000000 | 566047000000 | 551911000000 | 539619000000 | 527327000000 | 516879000000 | 511347000000 | 496597000000 | 489222000000 | 480617000000 | 472627000000 | 465252000000
Direct Buildings Pollutant Emissions[urban residential,LPG propane or butane bf,VOC] | NoSettings | 65266800 | 62368700 | 58517800 | 58517800 | 58001700 | 57207700 | 55897600 | 55580000 | 54309600 | 52245200 | 50816000 | 48831000 | 46885700 | 45416800 | 44067000 | 42717200 | 41407100 | 40216100 | 38906000 | 37516500 | 36563700 | 35650600 | 34856600 | 34062600 | 33387700 | 33030400 | 32077600 | 31601200 | 31045400 | 30529300 | 30052900
Direct Buildings Pollutant Emissions[urban residential,LPG propane or butane bf,CO] | NoSettings | 53939600 | 51544500 | 48361900 | 48361900 | 47935400 | 47279200 | 46196500 | 45934000 | 44884100 | 43178000 | 41996800 | 40356300 | 38748600 | 37534600 | 36419100 | 35303600 | 34220800 | 33236500 | 32153800 | 31005500 | 30218000 | 29463400 | 28807200 | 28151000 | 27593200 | 27297900 | 26510500 | 26116800 | 25657400 | 25230900 | 24837200
Direct Buildings Pollutant Emissions[urban residential,LPG propane or butane bf,NOx] | NoSettings | 1060510000 | 1013420000 | 950848000 | 950848000 | 942462000 | 929560000 | 908273000 | 903112000 | 882469000 | 848925000 | 825702000 | 793448000 | 761839000 | 737972000 | 716039000 | 694106000 | 672818000 | 653466000 | 632178000 | 609601000 | 594119000 | 579282000 | 566380000 | 553479000 | 542512000 | 536707000 | 521225000 | 513484000 | 504453000 | 496067000 | 488326000
Direct Buildings Pollutant Emissions[urban residential,LPG propane or butane bf,PM10] | NoSettings | 57112600 | 54576500 | 51206800 | 51206800 | 50755100 | 50060300 | 48913900 | 48636000 | 47524300 | 45717800 | 44467200 | 42730200 | 41027900 | 39742600 | 38561400 | 37380200 | 36233800 | 35191600 | 34045200 | 32829300 | 31995500 | 31196500 | 30501700 | 29806900 | 29216300 | 28903700 | 28069900 | 27653000 | 27166700 | 26715100 | 26298200
Direct Buildings Pollutant Emissions[urban residential,LPG propane or butane bf,PM25] | NoSettings | 57112600 | 54576500 | 51206800 | 51206800 | 50755100 | 50060300 | 48913900 | 48636000 | 47524300 | 45717800 | 44467200 | 42730200 | 41027900 | 39742600 | 38561400 | 37380200 | 36233800 | 35191600 | 34045200 | 32829300 | 31995500 | 31196500 | 30501700 | 29806900 | 29216300 | 28903700 | 28069900 | 27653000 | 27166700 | 26715100 | 26298200
Direct Buildings Pollutant Emissions[urban residential,LPG propane or butane bf,SOx] | NoSettings | 0 | 0 | 0 | 0 | 0 | 0 | 0 | 0 | 0 | 0 | 0 | 0 | 0 | 0 | 0 | 0 | 0 | 0 | 0 | 0 | 0 | 0 | 0 | 0 | 0 | 0 | 0 | 0 | 0 | 0 | 0
Direct Buildings Pollutant Emissions[urban residential,LPG propane or butane bf,BC] | NoSettings | 9420120 | 9001830 | 8446020 | 8446020 | 8371530 | 8256930 | 8067840 | 8022000 | 7838640 | 7540680 | 7334400 | 7047900 | 6767130 | 6555120 | 6360300 | 6165480 | 5976390 | 5804490 | 5615400 | 5414850 | 5277330 | 5145540 | 5030940 | 4916340 | 4818930 | 4767360 | 4629840 | 4561080 | 4480860 | 4406370 | 4337610
Direct Buildings Pollutant Emissions[urban residential,LPG propane or butane bf,OC] | NoSettings | 24446300 | 23360800 | 21918400 | 21918400 | 21725100 | 21427700 | 20937000 | 20818000 | 20342200 | 19568900 | 19033600 | 18290100 | 17561500 | 17011300 | 16505700 | 16000100 | 15509400 | 15063300 | 14572600 | 14052200 | 13695300 | 13353300 | 13055900 | 12758500 | 12505700 | 12371800 | 12015000 | 11836500 | 11628300 | 11435000 | 11256600
Direct Buildings Pollutant Emissions[urban residential,LPG propane or butane bf,CH4] | NoSettings | 49320000 | 47130000 | 44220000 | 44220000 | 43830000 | 43230000 | 42240000 | 42000000 | 41040000 | 39480000 | 38400000 | 36900000 | 35430000 | 34320000 | 33300000 | 32280000 | 31290000 | 30390000 | 29400000 | 28350000 | 27630000 | 26940000 | 26340000 | 25740000 | 25230000 | 24960000 | 24240000 | 23880000 | 23460000 | 23070000 | 22710000
Direct Buildings Pollutant Emissions[urban residential,LPG propane or butane bf,N2O] | NoSettings | 9864000 | 9426000 | 8844000 | 8844000 | 8766000 | 8646000 | 8448000 | 8400000 | 8208000 | 7896000 | 7680000 | 7380000 | 7086000 | 6864000 | 6660000 | 6456000 | 6258000 | 6078000 | 5880000 | 5670000 | 5526000 | 5388000 | 5268000 | 5148000 | 5046000 | 4992000 | 4848000 | 4776000 | 4692000 | 4614000 | 4542000
Direct Buildings Pollutant Emissions[urban residential,LPG propane or butane bf,F gases] | NoSettings | 0 | 0 | 0 | 0 | 0 | 0 | 0 | 0 | 0 | 0 | 0 | 0 | 0 | 0 | 0 | 0 | 0 | 0 | 0 | 0 | 0 | 0 | 0 | 0 | 0 | 0 | 0 | 0 | 0 | 0 | 0
Direct Buildings Pollutant Emissions[urban residential,hydrogen bf,CO2] | NoSettings | 0 | 0 | 0 | 0 | 0 | 0 | 0 | 0 | 0 | 0 | 0 | 0 | 0 | 0 | 0 | 0 | 0 | 0 | 0 | 0 | 0 | 0 | 0 | 0 | 0 | 0 | 0 | 0 | 0 | 0 | 0
Direct Buildings Pollutant Emissions[urban residential,hydrogen bf,VOC] | NoSettings | 0 | 0 | 0 | 0 | 0 | 0 | 0 | 0 | 0 | 0 | 0 | 0 | 0 | 0 | 0 | 0 | 0 | 0 | 0 | 0 | 0 | 0 | 0 | 0 | 0 | 0 | 0 | 0 | 0 | 0 | 0
Direct Buildings Pollutant Emissions[urban residential,hydrogen bf,CO] | NoSettings | 0 | 0 | 0 | 0 | 0 | 0 | 0 | 0 | 0 | 0 | 0 | 0 | 0 | 0 | 0 | 0 | 0 | 0 | 0 | 0 | 0 | 0 | 0 | 0 | 0 | 0 | 0 | 0 | 0 | 0 | 0
Direct Buildings Pollutant Emissions[urban residential,hydrogen bf,NOx] | NoSettings | 0 | 0 | 0 | 0 | 0 | 0 | 0 | 0 | 0 | 0 | 0 | 0 | 0 | 0 | 0 | 0 | 0 | 0 | 0 | 0 | 0 | 0 | 0 | 0 | 0 | 0 | 0 | 0 | 0 | 0 | 0
Direct Buildings Pollutant Emissions[urban residential,hydrogen bf,PM10] | NoSettings | 0 | 0 | 0 | 0 | 0 | 0 | 0 | 0 | 0 | 0 | 0 | 0 | 0 | 0 | 0 | 0 | 0 | 0 | 0 | 0 | 0 | 0 | 0 | 0 | 0 | 0 | 0 | 0 | 0 | 0 | 0
Direct Buildings Pollutant Emissions[urban residential,hydrogen bf,PM25] | NoSettings | 0 | 0 | 0 | 0 | 0 | 0 | 0 | 0 | 0 | 0 | 0 | 0 | 0 | 0 | 0 | 0 | 0 | 0 | 0 | 0 | 0 | 0 | 0 | 0 | 0 | 0 | 0 | 0 | 0 | 0 | 0
Direct Buildings Pollutant Emissions[urban residential,hydrogen bf,SOx] | NoSettings | 0 | 0 | 0 | 0 | 0 | 0 | 0 | 0 | 0 | 0 | 0 | 0 | 0 | 0 | 0 | 0 | 0 | 0 | 0 | 0 | 0 | 0 | 0 | 0 | 0 | 0 | 0 | 0 | 0 | 0 | 0
Direct Buildings Pollutant Emissions[urban residential,hydrogen bf,BC] | NoSettings | 0 | 0 | 0 | 0 | 0 | 0 | 0 | 0 | 0 | 0 | 0 | 0 | 0 | 0 | 0 | 0 | 0 | 0 | 0 | 0 | 0 | 0 | 0 | 0 | 0 | 0 | 0 | 0 | 0 | 0 | 0
Direct Buildings Pollutant Emissions[urban residential,hydrogen bf,OC] | NoSettings | 0 | 0 | 0 | 0 | 0 | 0 | 0 | 0 | 0 | 0 | 0 | 0 | 0 | 0 | 0 | 0 | 0 | 0 | 0 | 0 | 0 | 0 | 0 | 0 | 0 | 0 | 0 | 0 | 0 | 0 | 0
Direct Buildings Pollutant Emissions[urban residential,hydrogen bf,CH4] | NoSettings | 0 | 0 | 0 | 0 | 0 | 0 | 0 | 0 | 0 | 0 | 0 | 0 | 0 | 0 | 0 | 0 | 0 | 0 | 0 | 0 | 0 | 0 | 0 | 0 | 0 | 0 | 0 | 0 | 0 | 0 | 0
Direct Buildings Pollutant Emissions[urban residential,hydrogen bf,N2O] | NoSettings | 0 | 0 | 0 | 0 | 0 | 0 | 0 | 0 | 0 | 0 | 0 | 0 | 0 | 0 | 0 | 0 | 0 | 0 | 0 | 0 | 0 | 0 | 0 | 0 | 0 | 0 | 0 | 0 | 0 | 0 | 0
Direct Buildings Pollutant Emissions[urban residential,hydrogen bf,F gases] | NoSettings | 0 | 0 | 0 | 0 | 0 | 0 | 0 | 0 | 0 | 0 | 0 | 0 | 0 | 0 | 0 | 0 | 0 | 0 | 0 | 0 | 0 | 0 | 0 | 0 | 0 | 0 | 0 | 0 | 0 | 0 | 0
Direct Buildings Pollutant Emissions[rural residential,electricity bf,CO2] | NoSettings | 0 | 0 | 0 | 0 | 0 | 0 | 0 | 0 | 0 | 0 | 0 | 0 | 0 | 0 | 0 | 0 | 0 | 0 | 0 | 0 | 0 | 0 | 0 | 0 | 0 | 0 | 0 | 0 | 0 | 0 | 0
Direct Buildings Pollutant Emissions[rural residential,electricity bf,VOC] | NoSettings | 0 | 0 | 0 | 0 | 0 | 0 | 0 | 0 | 0 | 0 | 0 | 0 | 0 | 0 | 0 | 0 | 0 | 0 | 0 | 0 | 0 | 0 | 0 | 0 | 0 | 0 | 0 | 0 | 0 | 0 | 0
Direct Buildings Pollutant Emissions[rural residential,electricity bf,CO] | NoSettings | 0 | 0 | 0 | 0 | 0 | 0 | 0 | 0 | 0 | 0 | 0 | 0 | 0 | 0 | 0 | 0 | 0 | 0 | 0 | 0 | 0 | 0 | 0 | 0 | 0 | 0 | 0 | 0 | 0 | 0 | 0
Direct Buildings Pollutant Emissions[rural residential,electricity bf,NOx] | NoSettings | 0 | 0 | 0 | 0 | 0 | 0 | 0 | 0 | 0 | 0 | 0 | 0 | 0 | 0 | 0 | 0 | 0 | 0 | 0 | 0 | 0 | 0 | 0 | 0 | 0 | 0 | 0 | 0 | 0 | 0 | 0
Direct Buildings Pollutant Emissions[rural residential,electricity bf,PM10] | NoSettings | 0 | 0 | 0 | 0 | 0 | 0 | 0 | 0 | 0 | 0 | 0 | 0 | 0 | 0 | 0 | 0 | 0 | 0 | 0 | 0 | 0 | 0 | 0 | 0 | 0 | 0 | 0 | 0 | 0 | 0 | 0
Direct Buildings Pollutant Emissions[rural residential,electricity bf,PM25] | NoSettings | 0 | 0 | 0 | 0 | 0 | 0 | 0 | 0 | 0 | 0 | 0 | 0 | 0 | 0 | 0 | 0 | 0 | 0 | 0 | 0 | 0 | 0 | 0 | 0 | 0 | 0 | 0 | 0 | 0 | 0 | 0
Direct Buildings Pollutant Emissions[rural residential,electricity bf,SOx] | NoSettings | 0 | 0 | 0 | 0 | 0 | 0 | 0 | 0 | 0 | 0 | 0 | 0 | 0 | 0 | 0 | 0 | 0 | 0 | 0 | 0 | 0 | 0 | 0 | 0 | 0 | 0 | 0 | 0 | 0 | 0 | 0
Direct Buildings Pollutant Emissions[rural residential,electricity bf,BC] | NoSettings | 0 | 0 | 0 | 0 | 0 | 0 | 0 | 0 | 0 | 0 | 0 | 0 | 0 | 0 | 0 | 0 | 0 | 0 | 0 | 0 | 0 | 0 | 0 | 0 | 0 | 0 | 0 | 0 | 0 | 0 | 0
Direct Buildings Pollutant Emissions[rural residential,electricity bf,OC] | NoSettings | 0 | 0 | 0 | 0 | 0 | 0 | 0 | 0 | 0 | 0 | 0 | 0 | 0 | 0 | 0 | 0 | 0 | 0 | 0 | 0 | 0 | 0 | 0 | 0 | 0 | 0 | 0 | 0 | 0 | 0 | 0
Direct Buildings Pollutant Emissions[rural residential,electricity bf,CH4] | NoSettings | 0 | 0 | 0 | 0 | 0 | 0 | 0 | 0 | 0 | 0 | 0 | 0 | 0 | 0 | 0 | 0 | 0 | 0 | 0 | 0 | 0 | 0 | 0 | 0 | 0 | 0 | 0 | 0 | 0 | 0 | 0
Direct Buildings Pollutant Emissions[rural residential,electricity bf,N2O] | NoSettings | 0 | 0 | 0 | 0 | 0 | 0 | 0 | 0 | 0 | 0 | 0 | 0 | 0 | 0 | 0 | 0 | 0 | 0 | 0 | 0 | 0 | 0 | 0 | 0 | 0 | 0 | 0 | 0 | 0 | 0 | 0
Direct Buildings Pollutant Emissions[rural residential,electricity bf,F gases] | NoSettings | 0 | 0 | 0 | 0 | 0 | 0 | 0 | 0 | 0 | 0 | 0 | 0 | 0 | 0 | 0 | 0 | 0 | 0 | 0 | 0 | 0 | 0 | 0 | 0 | 0 | 0 | 0 | 0 | 0 | 0 | 0
Direct Buildings Pollutant Emissions[rural residential,hard coal bf,CO2] | NoSettings | 0 | 0 | 0 | 0 | 0 | 0 | 0 | 0 | 0 | 0 | 0 | 0 | 0 | 0 | 0 | 0 | 0 | 0 | 0 | 0 | 0 | 0 | 0 | 0 | 0 | 0 | 0 | 0 | 0 | 0 | 0
Direct Buildings Pollutant Emissions[rural residential,hard coal bf,VOC] | NoSettings | 0 | 0 | 0 | 0 | 0 | 0 | 0 | 0 | 0 | 0 | 0 | 0 | 0 | 0 | 0 | 0 | 0 | 0 | 0 | 0 | 0 | 0 | 0 | 0 | 0 | 0 | 0 | 0 | 0 | 0 | 0
Direct Buildings Pollutant Emissions[rural residential,hard coal bf,CO] | NoSettings | 0 | 0 | 0 | 0 | 0 | 0 | 0 | 0 | 0 | 0 | 0 | 0 | 0 | 0 | 0 | 0 | 0 | 0 | 0 | 0 | 0 | 0 | 0 | 0 | 0 | 0 | 0 | 0 | 0 | 0 | 0
Direct Buildings Pollutant Emissions[rural residential,hard coal bf,NOx] | NoSettings | 0 | 0 | 0 | 0 | 0 | 0 | 0 | 0 | 0 | 0 | 0 | 0 | 0 | 0 | 0 | 0 | 0 | 0 | 0 | 0 | 0 | 0 | 0 | 0 | 0 | 0 | 0 | 0 | 0 | 0 | 0
Direct Buildings Pollutant Emissions[rural residential,hard coal bf,PM10] | NoSettings | 0 | 0 | 0 | 0 | 0 | 0 | 0 | 0 | 0 | 0 | 0 | 0 | 0 | 0 | 0 | 0 | 0 | 0 | 0 | 0 | 0 | 0 | 0 | 0 | 0 | 0 | 0 | 0 | 0 | 0 | 0
Direct Buildings Pollutant Emissions[rural residential,hard coal bf,PM25] | NoSettings | 0 | 0 | 0 | 0 | 0 | 0 | 0 | 0 | 0 | 0 | 0 | 0 | 0 | 0 | 0 | 0 | 0 | 0 | 0 | 0 | 0 | 0 | 0 | 0 | 0 | 0 | 0 | 0 | 0 | 0 | 0
Direct Buildings Pollutant Emissions[rural residential,hard coal bf,SOx] | NoSettings | 0 | 0 | 0 | 0 | 0 | 0 | 0 | 0 | 0 | 0 | 0 | 0 | 0 | 0 | 0 | 0 | 0 | 0 | 0 | 0 | 0 | 0 | 0 | 0 | 0 | 0 | 0 | 0 | 0 | 0 | 0
Direct Buildings Pollutant Emissions[rural residential,hard coal bf,BC] | NoSettings | 0 | 0 | 0 | 0 | 0 | 0 | 0 | 0 | 0 | 0 | 0 | 0 | 0 | 0 | 0 | 0 | 0 | 0 | 0 | 0 | 0 | 0 | 0 | 0 | 0 | 0 | 0 | 0 | 0 | 0 | 0
Direct Buildings Pollutant Emissions[rural residential,hard coal bf,OC] | NoSettings | 0 | 0 | 0 | 0 | 0 | 0 | 0 | 0 | 0 | 0 | 0 | 0 | 0 | 0 | 0 | 0 | 0 | 0 | 0 | 0 | 0 | 0 | 0 | 0 | 0 | 0 | 0 | 0 | 0 | 0 | 0
Direct Buildings Pollutant Emissions[rural residential,hard coal bf,CH4] | NoSettings | 0 | 0 | 0 | 0 | 0 | 0 | 0 | 0 | 0 | 0 | 0 | 0 | 0 | 0 | 0 | 0 | 0 | 0 | 0 | 0 | 0 | 0 | 0 | 0 | 0 | 0 | 0 | 0 | 0 | 0 | 0
Direct Buildings Pollutant Emissions[rural residential,hard coal bf,N2O] | NoSettings | 0 | 0 | 0 | 0 | 0 | 0 | 0 | 0 | 0 | 0 | 0 | 0 | 0 | 0 | 0 | 0 | 0 | 0 | 0 | 0 | 0 | 0 | 0 | 0 | 0 | 0 | 0 | 0 | 0 | 0 | 0
Direct Buildings Pollutant Emissions[rural residential,hard coal bf,F gases] | NoSettings | 0 | 0 | 0 | 0 | 0 | 0 | 0 | 0 | 0 | 0 | 0 | 0 | 0 | 0 | 0 | 0 | 0 | 0 | 0 | 0 | 0 | 0 | 0 | 0 | 0 | 0 | 0 | 0 | 0 | 0 | 0
Direct Buildings Pollutant Emissions[rural residential,natural gas bf,CO2] | NoSettings | 1263390000000 | 1311140000000 | 1316440000000 | 1316430000000 | 1311110000000 | 1316410000000 | 1305780000000 | 1305770000000 | 1300460000000 | 1295140000000 | 1279210000000 | 1273900000000 | 1263280000000 | 1252660000000 | 1236730000000 | 1231420000000 | 1215490000000 | 1204870000000 | 1194250000000 | 1188940000000 | 1183630000000 | 1173020000000 | 1167720000000 | 1170370000000 | 1167190000000 | 1170380000000 | 1164020000000 | 1162430000000 | 1161910000000 | 1167220000000 | 1167230000000
Direct Buildings Pollutant Emissions[rural residential,natural gas bf,VOC] | NoSettings | 54597700 | 56661400 | 56890200 | 56889800 | 56660000 | 56888800 | 56429800 | 56429300 | 56199600 | 55969900 | 55281500 | 55051900 | 54592900 | 54133900 | 53445700 | 53216000 | 52527800 | 52068900 | 51610000 | 51380400 | 51150900 | 50692300 | 50463100 | 50577800 | 50440500 | 50578300 | 50303400 | 50234900 | 50212200 | 50441800 | 50442100
Direct Buildings Pollutant Emissions[rural residential,natural gas bf,CO] | NoSettings | 536667000 | 556952000 | 559202000 | 559197000 | 556938000 | 559188000 | 554675000 | 554671000 | 552413000 | 550155000 | 543389000 | 541131000 | 536620000 | 532109000 | 525343000 | 523086000 | 516321000 | 511810000 | 507299000 | 505043000 | 502787000 | 498279000 | 496026000 | 497154000 | 495804000 | 497158000 | 494456000 | 493783000 | 493560000 | 495817000 | 495820000
Direct Buildings Pollutant Emissions[rural residential,natural gas bf,NOx] | NoSettings | 882278000 | 915627000 | 919325000 | 919317000 | 915603000 | 919302000 | 911883000 | 911876000 | 908164000 | 904451000 | 893328000 | 889617000 | 882201000 | 874784000 | 863661000 | 859950000 | 848830000 | 841413000 | 833998000 | 830288000 | 826579000 | 819168000 | 815464000 | 817319000 | 815099000 | 817326000 | 812883000 | 811776000 | 811410000 | 815120000 | 815125000
Direct Buildings Pollutant Emissions[rural residential,natural gas bf,PM10] | NoSettings | 75384400 | 78233800 | 78549700 | 78549100 | 78231800 | 78547800 | 77913900 | 77913300 | 77596100 | 77278900 | 76328500 | 76011400 | 75377700 | 74744000 | 73793700 | 73476600 | 72526400 | 71892800 | 71259200 | 70942200 | 70625300 | 69992100 | 69675600 | 69834000 | 69644400 | 69834600 | 69455100 | 69360500 | 69329200 | 69646200 | 69646600
Direct Buildings Pollutant Emissions[rural residential,natural gas bf,PM25] | NoSettings | 75384400 | 78233800 | 78549700 | 78549100 | 78231800 | 78547800 | 77913900 | 77913300 | 77596100 | 77278900 | 76328500 | 76011400 | 75377700 | 74744000 | 73793700 | 73476600 | 72526400 | 71892800 | 71259200 | 70942200 | 70625300 | 69992100 | 69675600 | 69834000 | 69644400 | 69834600 | 69455100 | 69360500 | 69329200 | 69646200 | 69646600
Direct Buildings Pollutant Emissions[rural residential,natural gas bf,SOx] | NoSettings | 5762170 | 5979970 | 6004120 | 6004070 | 5979810 | 6003970 | 5955520 | 5955470 | 5931220 | 5906980 | 5834330 | 5810100 | 5761660 | 5713220 | 5640580 | 5616340 | 5543710 | 5495280 | 5446850 | 5422620 | 5398390 | 5349990 | 5325800 | 5337920 | 5323420 | 5337960 | 5308950 | 5301720 | 5299330 | 5323560 | 5323590
Direct Buildings Pollutant Emissions[rural residential,natural gas bf,BC] | NoSettings | 12429100 | 12898900 | 12951000 | 12950900 | 12898600 | 12950700 | 12846200 | 12846100 | 12793800 | 12741500 | 12584800 | 12532500 | 12428000 | 12323600 | 12166900 | 12114600 | 11957900 | 11853500 | 11749000 | 11696700 | 11644500 | 11540100 | 11487900 | 11514000 | 11482700 | 11514100 | 11451500 | 11435900 | 11430800 | 11483000 | 11483100
Direct Buildings Pollutant Emissions[rural residential,natural gas bf,OC] | NoSettings | 32263400 | 33482900 | 33618100 | 33617800 | 33482000 | 33617300 | 33346000 | 33345700 | 33210000 | 33074200 | 32667500 | 32531700 | 32260500 | 31989300 | 31582600 | 31446900 | 31040200 | 30769000 | 30497800 | 30362200 | 30226500 | 29955500 | 29820100 | 29887900 | 29806700 | 29888200 | 29725700 | 29685200 | 29671800 | 29807500 | 29807700
Direct Buildings Pollutant Emissions[rural residential,natural gas bf,CH4] | NoSettings | 23810600 | 24710600 | 24810400 | 24810200 | 24710000 | 24809800 | 24609600 | 24609400 | 24509200 | 24409000 | 24108800 | 24008700 | 23808500 | 23608400 | 23308200 | 23208000 | 22907900 | 22707800 | 22507600 | 22407500 | 22307400 | 22107400 | 22007500 | 22057500 | 21997600 | 22057700 | 21937800 | 21907900 | 21898000 | 21998200 | 21998300
Direct Buildings Pollutant Emissions[rural residential,natural gas bf,N2O] | NoSettings | 2381060 | 2471060 | 2481040 | 2481020 | 2471000 | 2480980 | 2460960 | 2460940 | 2450920 | 2440900 | 2410880 | 2400870 | 2380850 | 2360840 | 2330820 | 2320800 | 2290790 | 2270780 | 2250760 | 2240750 | 2230740 | 2210740 | 2200750 | 2205750 | 2199760 | 2205770 | 2193780 | 2190790 | 2189800 | 2199820 | 2199830
Direct Buildings Pollutant Emissions[rural residential,natural gas bf,F gases] | NoSettings | 0 | 0 | 0 | 0 | 0 | 0 | 0 | 0 | 0 | 0 | 0 | 0 | 0 | 0 | 0 | 0 | 0 | 0 | 0 | 0 | 0 | 0 | 0 | 0 | 0 | 0 | 0 | 0 | 0 | 0 | 0
Direct Buildings Pollutant Emissions[rural residential,petroleum diesel bf,CO2] | NoSettings | 1162280000 | 1160950000 | 1159770000 | 1158730000 | 1157840000 | 1157100000 | 1149120000 | 1156140000 | 1155920000 | 1148600000 | 1141500000 | 1134550000 | 1127820000 | 1121230000 | 1115020000 | 1101780000 | 1081520000 | 1069240000 | 1042910000 | 1039730000 | 1030480000 | 1023310000 | 1011030000 | 1002010000 | 996981000 | 997720000 | 989585000 | 986626000 | 984408000 | 989585000 | 985887000
Direct Buildings Pollutant Emissions[rural residential,petroleum diesel bf,VOC] | NoSettings | 17647.9 | 17627.7 | 17609.8 | 17594 | 17580.6 | 17569.3 | 17448.1 | 17554.7 | 17551.4 | 17440.2 | 17332.4 | 17226.8 | 17124.6 | 17024.7 | 16930.3 | 16729.3 | 16421.6 | 16235.2 | 15835.4 | 15787.1 | 15646.8 | 15537.8 | 15351.4 | 15214.4 | 15138 | 15149.3 | 15025.7 | 14980.8 | 14947.1 | 15025.7 | 14969.6
Direct Buildings Pollutant Emissions[rural residential,petroleum diesel bf,CO] | NoSettings | 369020 | 368597 | 368221 | 367892 | 367611 | 367376 | 364840 | 367071 | 367000 | 364675 | 362421 | 360214 | 358077 | 355987 | 354015 | 349811 | 343377 | 339479 | 331120 | 330110 | 327175 | 324897 | 320999 | 318134 | 316537 | 316772 | 314189 | 313250 | 312545 | 314189 | 313015
Direct Buildings Pollutant Emissions[rural residential,petroleum diesel bf,NOx] | NoSettings | 977756 | 976636 | 975640 | 974769 | 974023 | 973401 | 966681 | 972592 | 972405 | 966246 | 960273 | 954424 | 948762 | 943225 | 937999 | 926862 | 909814 | 899486 | 877336 | 874661 | 866883 | 860848 | 850520 | 842929 | 838699 | 839321 | 832477 | 829988 | 828122 | 832477 | 829366
Direct Buildings Pollutant Emissions[rural residential,petroleum diesel bf,PM10] | NoSettings | 123488 | 123347 | 123221 | 123111 | 123017 | 122938 | 122090 | 122836 | 122813 | 122035 | 121280 | 120542 | 119827 | 119127 | 118467 | 117061 | 114908 | 113603 | 110806 | 110468 | 109486 | 108723 | 107419 | 106460 | 105926 | 106004 | 105140 | 104826 | 104590 | 105140 | 104747
Direct Buildings Pollutant Emissions[rural residential,petroleum diesel bf,PM25] | NoSettings | 110524 | 110397 | 110284 | 110186 | 110102 | 110031 | 109272 | 109940 | 109919 | 109222 | 108547 | 107886 | 107246 | 106620 | 106030 | 104771 | 102844 | 101676 | 99172.3 | 98869.9 | 97990.8 | 97308.6 | 96141.1 | 95283.1 | 94804.8 | 94875.2 | 94101.5 | 93820.2 | 93609.2 | 94101.5 | 93749.9
Direct Buildings Pollutant Emissions[rural residential,petroleum diesel bf,SOx] | NoSettings | 7967.5 | 7958.38 | 7950.27 | 7943.17 | 7937.09 | 7932.01 | 7877.26 | 7925.42 | 7923.9 | 7873.71 | 7825.04 | 7777.38 | 7731.24 | 7686.12 | 7643.53 | 7552.78 | 7413.86 | 7329.7 | 7149.21 | 7127.41 | 7064.03 | 7014.85 | 6930.69 | 6868.84 | 6834.36 | 6839.43 | 6783.66 | 6763.38 | 6748.17 | 6783.66 | 6758.31
Direct Buildings Pollutant Emissions[rural residential,petroleum diesel bf,BC] | NoSettings | 11047.6 | 11035 | 11023.7 | 11013.9 | 11005.5 | 10998.4 | 10922.5 | 10989.3 | 10987.2 | 10917.6 | 10850.1 | 10784 | 10720 | 10657.5 | 10598.4 | 10472.6 | 10280 | 10163.3 | 9913 | 9882.77 | 9794.9 | 9726.71 | 9610.01 | 9524.24 | 9476.44 | 9483.47 | 9406.14 | 9378.02 | 9356.93 | 9406.14 | 9370.99
Direct Buildings Pollutant Emissions[rural residential,petroleum diesel bf,OC] | NoSettings | 27627 | 27595.3 | 27567.2 | 27542.6 | 27521.5 | 27503.9 | 27314 | 27481.1 | 27475.8 | 27301.7 | 27133 | 26967.7 | 26807.7 | 26651.3 | 26503.6 | 26188.9 | 25707.2 | 25415.4 | 24789.6 | 24714 | 24494.2 | 24323.7 | 24031.9 | 23817.4 | 23697.8 | 23715.4 | 23522 | 23451.7 | 23399 | 23522 | 23434.1
Direct Buildings Pollutant Emissions[rural residential,petroleum diesel bf,CH4] | NoSettings | 47145 | 47091 | 47043 | 47001 | 46965 | 46935 | 46611 | 46896 | 46887 | 46590 | 46302 | 46020 | 45747 | 45480 | 45228 | 44691 | 43869 | 43371 | 42303 | 42174 | 41799 | 41508 | 41010 | 40644 | 40440 | 40470 | 40140 | 40020 | 39930 | 40140 | 39990
Direct Buildings Pollutant Emissions[rural residential,petroleum diesel bf,N2O] | NoSettings | 9429 | 9418.2 | 9408.6 | 9400.2 | 9393 | 9387 | 9322.2 | 9379.2 | 9377.4 | 9318 | 9260.4 | 9204 | 9149.4 | 9096 | 9045.6 | 8938.2 | 8773.8 | 8674.2 | 8460.6 | 8434.8 | 8359.8 | 8301.6 | 8202 | 8128.8 | 8088 | 8094 | 8028 | 8004 | 7986 | 8028 | 7998
Direct Buildings Pollutant Emissions[rural residential,petroleum diesel bf,F gases] | NoSettings | 0 | 0 | 0 | 0 | 0 | 0 | 0 | 0 | 0 | 0 | 0 | 0 | 0 | 0 | 0 | 0 | 0 | 0 | 0 | 0 | 0 | 0 | 0 | 0 | 0 | 0 | 0 | 0 | 0 | 0 | 0
Direct Buildings Pollutant Emissions[rural residential,heat bf,CO2] | NoSettings | 0 | 0 | 0 | 0 | 0 | 0 | 0 | 0 | 0 | 0 | 0 | 0 | 0 | 0 | 0 | 0 | 0 | 0 | 0 | 0 | 0 | 0 | 0 | 0 | 0 | 0 | 0 | 0 | 0 | 0 | 0
Direct Buildings Pollutant Emissions[rural residential,heat bf,VOC] | NoSettings | 0 | 0 | 0 | 0 | 0 | 0 | 0 | 0 | 0 | 0 | 0 | 0 | 0 | 0 | 0 | 0 | 0 | 0 | 0 | 0 | 0 | 0 | 0 | 0 | 0 | 0 | 0 | 0 | 0 | 0 | 0
Direct Buildings Pollutant Emissions[rural residential,heat bf,CO] | NoSettings | 0 | 0 | 0 | 0 | 0 | 0 | 0 | 0 | 0 | 0 | 0 | 0 | 0 | 0 | 0 | 0 | 0 | 0 | 0 | 0 | 0 | 0 | 0 | 0 | 0 | 0 | 0 | 0 | 0 | 0 | 0
Direct Buildings Pollutant Emissions[rural residential,heat bf,NOx] | NoSettings | 0 | 0 | 0 | 0 | 0 | 0 | 0 | 0 | 0 | 0 | 0 | 0 | 0 | 0 | 0 | 0 | 0 | 0 | 0 | 0 | 0 | 0 | 0 | 0 | 0 | 0 | 0 | 0 | 0 | 0 | 0
Direct Buildings Pollutant Emissions[rural residential,heat bf,PM10] | NoSettings | 0 | 0 | 0 | 0 | 0 | 0 | 0 | 0 | 0 | 0 | 0 | 0 | 0 | 0 | 0 | 0 | 0 | 0 | 0 | 0 | 0 | 0 | 0 | 0 | 0 | 0 | 0 | 0 | 0 | 0 | 0
Direct Buildings Pollutant Emissions[rural residential,heat bf,PM25] | NoSettings | 0 | 0 | 0 | 0 | 0 | 0 | 0 | 0 | 0 | 0 | 0 | 0 | 0 | 0 | 0 | 0 | 0 | 0 | 0 | 0 | 0 | 0 | 0 | 0 | 0 | 0 | 0 | 0 | 0 | 0 | 0
Direct Buildings Pollutant Emissions[rural residential,heat bf,SOx] | NoSettings | 0 | 0 | 0 | 0 | 0 | 0 | 0 | 0 | 0 | 0 | 0 | 0 | 0 | 0 | 0 | 0 | 0 | 0 | 0 | 0 | 0 | 0 | 0 | 0 | 0 | 0 | 0 | 0 | 0 | 0 | 0
Direct Buildings Pollutant Emissions[rural residential,heat bf,BC] | NoSettings | 0 | 0 | 0 | 0 | 0 | 0 | 0 | 0 | 0 | 0 | 0 | 0 | 0 | 0 | 0 | 0 | 0 | 0 | 0 | 0 | 0 | 0 | 0 | 0 | 0 | 0 | 0 | 0 | 0 | 0 | 0
Direct Buildings Pollutant Emissions[rural residential,heat bf,OC] | NoSettings | 0 | 0 | 0 | 0 | 0 | 0 | 0 | 0 | 0 | 0 | 0 | 0 | 0 | 0 | 0 | 0 | 0 | 0 | 0 | 0 | 0 | 0 | 0 | 0 | 0 | 0 | 0 | 0 | 0 | 0 | 0
Direct Buildings Pollutant Emissions[rural residential,heat bf,CH4] | NoSettings | 0 | 0 | 0 | 0 | 0 | 0 | 0 | 0 | 0 | 0 | 0 | 0 | 0 | 0 | 0 | 0 | 0 | 0 | 0 | 0 | 0 | 0 | 0 | 0 | 0 | 0 | 0 | 0 | 0 | 0 | 0
Direct Buildings Pollutant Emissions[rural residential,heat bf,N2O] | NoSettings | 0 | 0 | 0 | 0 | 0 | 0 | 0 | 0 | 0 | 0 | 0 | 0 | 0 | 0 | 0 | 0 | 0 | 0 | 0 | 0 | 0 | 0 | 0 | 0 | 0 | 0 | 0 | 0 | 0 | 0 | 0
Direct Buildings Pollutant Emissions[rural residential,heat bf,F gases] | NoSettings | 0 | 0 | 0 | 0 | 0 | 0 | 0 | 0 | 0 | 0 | 0 | 0 | 0 | 0 | 0 | 0 | 0 | 0 | 0 | 0 | 0 | 0 | 0 | 0 | 0 | 0 | 0 | 0 | 0 | 0 | 0
Direct Buildings Pollutant Emissions[rural residential,biomass bf,CO2] | NoSettings | 0 | 0 | 0 | 0 | 0 | 0 | 0 | 0 | 0 | 0 | 0 | 0 | 0 | 0 | 0 | 0 | 0 | 0 | 0 | 0 | 0 | 0 | 0 | 0 | 0 | 0 | 0 | 0 | 0 | 0 | 0
Direct Buildings Pollutant Emissions[rural residential,biomass bf,VOC] | NoSettings | 2343570 | 2343570 | 2343570 | 2343570 | 2343570 | 2343570 | 2343570 | 2343570 | 2343570 | 2343570 | 2343570 | 2343570 | 2343570 | 2343570 | 2343570 | 2343570 | 2343570 | 2343570 | 2343570 | 2343570 | 2343570 | 2343570 | 2343570 | 2343570 | 2343570 | 2343570 | 2343570 | 2343570 | 2343570 | 2343570 | 2343570
Direct Buildings Pollutant Emissions[rural residential,biomass bf,CO] | NoSettings | 37161700 | 37161700 | 37161700 | 37161700 | 37161700 | 37161700 | 37161700 | 37161700 | 37161700 | 37161700 | 37161700 | 37161700 | 37161700 | 37161700 | 37161700 | 37161700 | 37161700 | 37161700 | 37161700 | 37161700 | 37161700 | 37161700 | 37161700 | 37161700 | 37161700 | 37161700 | 37161700 | 37161700 | 37161700 | 37161700 | 37161700
Direct Buildings Pollutant Emissions[rural residential,biomass bf,NOx] | NoSettings | 244705000 | 244705000 | 244705000 | 244705000 | 244705000 | 244705000 | 244705000 | 244705000 | 244705000 | 244705000 | 244705000 | 244705000 | 244705000 | 244705000 | 244705000 | 244705000 | 244705000 | 244705000 | 244705000 | 244705000 | 244705000 | 244705000 | 244705000 | 244705000 | 244705000 | 244705000 | 244705000 | 244705000 | 244705000 | 244705000 | 244705000
Direct Buildings Pollutant Emissions[rural residential,biomass bf,PM10] | NoSettings | 5468330 | 5468330 | 5468330 | 5468330 | 5468330 | 5468330 | 5468330 | 5468330 | 5468330 | 5468330 | 5468330 | 5468330 | 5468330 | 5468330 | 5468330 | 5468330 | 5468330 | 5468330 | 5468330 | 5468330 | 5468330 | 5468330 | 5468330 | 5468330 | 5468330 | 5468330 | 5468330 | 5468330 | 5468330 | 5468330 | 5468330
Direct Buildings Pollutant Emissions[rural residential,biomass bf,PM25] | NoSettings | 4830290 | 4830290 | 4830290 | 4830290 | 4830290 | 4830290 | 4830290 | 4830290 | 4830290 | 4830290 | 4830290 | 4830290 | 4830290 | 4830290 | 4830290 | 4830290 | 4830290 | 4830290 | 4830290 | 4830290 | 4830290 | 4830290 | 4830290 | 4830290 | 4830290 | 4830290 | 4830290 | 4830290 | 4830290 | 4830290 | 4830290
Direct Buildings Pollutant Emissions[rural residential,biomass bf,SOx] | NoSettings | 165772000 | 165772000 | 165772000 | 165772000 | 165772000 | 165772000 | 165772000 | 165772000 | 165772000 | 165772000 | 165772000 | 165772000 | 165772000 | 165772000 | 165772000 | 165772000 | 165772000 | 165772000 | 165772000 | 165772000 | 165772000 | 165772000 | 165772000 | 165772000 | 165772000 | 165772000 | 165772000 | 165772000 | 165772000 | 165772000 | 165772000
Direct Buildings Pollutant Emissions[rural residential,biomass bf,BC] | NoSettings | 666670 | 666670 | 666670 | 666670 | 666670 | 666670 | 666670 | 666670 | 666670 | 666670 | 666670 | 666670 | 666670 | 666670 | 666670 | 666670 | 666670 | 666670 | 666670 | 666670 | 666670 | 666670 | 666670 | 666670 | 666670 | 666670 | 666670 | 666670 | 666670 | 666670 | 666670
Direct Buildings Pollutant Emissions[rural residential,biomass bf,OC] | NoSettings | 1574650 | 1574650 | 1574650 | 1574650 | 1574650 | 1574650 | 1574650 | 1574650 | 1574650 | 1574650 | 1574650 | 1574650 | 1574650 | 1574650 | 1574650 | 1574650 | 1574650 | 1574650 | 1574650 | 1574650 | 1574650 | 1574650 | 1574650 | 1574650 | 1574650 | 1574650 | 1574650 | 1574650 | 1574650 | 1574650 | 1574650
Direct Buildings Pollutant Emissions[rural residential,biomass bf,CH4] | NoSettings | 0 | 0 | 0 | 0 | 0 | 0 | 0 | 0 | 0 | 0 | 0 | 0 | 0 | 0 | 0 | 0 | 0 | 0 | 0 | 0 | 0 | 0 | 0 | 0 | 0 | 0 | 0 | 0 | 0 | 0 | 0
Direct Buildings Pollutant Emissions[rural residential,biomass bf,N2O] | NoSettings | 0 | 0 | 0 | 0 | 0 | 0 | 0 | 0 | 0 | 0 | 0 | 0 | 0 | 0 | 0 | 0 | 0 | 0 | 0 | 0 | 0 | 0 | 0 | 0 | 0 | 0 | 0 | 0 | 0 | 0 | 0
Direct Buildings Pollutant Emissions[rural residential,biomass bf,F gases] | NoSettings | 0 | 0 | 0 | 0 | 0 | 0 | 0 | 0 | 0 | 0 | 0 | 0 | 0 | 0 | 0 | 0 | 0 | 0 | 0 | 0 | 0 | 0 | 0 | 0 | 0 | 0 | 0 | 0 | 0 | 0 | 0
Direct Buildings Pollutant Emissions[rural residential,kerosene bf,CO2] | NoSettings | 0 | 0 | 0 | 0 | 0 | 0 | 0 | 0 | 0 | 0 | 0 | 0 | 0 | 0 | 0 | 0 | 0 | 0 | 0 | 0 | 0 | 0 | 0 | 0 | 0 | 0 | 0 | 0 | 0 | 0 | 0
Direct Buildings Pollutant Emissions[rural residential,kerosene bf,VOC] | NoSettings | 0 | 0 | 0 | 0 | 0 | 0 | 0 | 0 | 0 | 0 | 0 | 0 | 0 | 0 | 0 | 0 | 0 | 0 | 0 | 0 | 0 | 0 | 0 | 0 | 0 | 0 | 0 | 0 | 0 | 0 | 0
Direct Buildings Pollutant Emissions[rural residential,kerosene bf,CO] | NoSettings | 0 | 0 | 0 | 0 | 0 | 0 | 0 | 0 | 0 | 0 | 0 | 0 | 0 | 0 | 0 | 0 | 0 | 0 | 0 | 0 | 0 | 0 | 0 | 0 | 0 | 0 | 0 | 0 | 0 | 0 | 0
Direct Buildings Pollutant Emissions[rural residential,kerosene bf,NOx] | NoSettings | 0 | 0 | 0 | 0 | 0 | 0 | 0 | 0 | 0 | 0 | 0 | 0 | 0 | 0 | 0 | 0 | 0 | 0 | 0 | 0 | 0 | 0 | 0 | 0 | 0 | 0 | 0 | 0 | 0 | 0 | 0
Direct Buildings Pollutant Emissions[rural residential,kerosene bf,PM10] | NoSettings | 0 | 0 | 0 | 0 | 0 | 0 | 0 | 0 | 0 | 0 | 0 | 0 | 0 | 0 | 0 | 0 | 0 | 0 | 0 | 0 | 0 | 0 | 0 | 0 | 0 | 0 | 0 | 0 | 0 | 0 | 0
Direct Buildings Pollutant Emissions[rural residential,kerosene bf,PM25] | NoSettings | 0 | 0 | 0 | 0 | 0 | 0 | 0 | 0 | 0 | 0 | 0 | 0 | 0 | 0 | 0 | 0 | 0 | 0 | 0 | 0 | 0 | 0 | 0 | 0 | 0 | 0 | 0 | 0 | 0 | 0 | 0
Direct Buildings Pollutant Emissions[rural residential,kerosene bf,SOx] | NoSettings | 0 | 0 | 0 | 0 | 0 | 0 | 0 | 0 | 0 | 0 | 0 | 0 | 0 | 0 | 0 | 0 | 0 | 0 | 0 | 0 | 0 | 0 | 0 | 0 | 0 | 0 | 0 | 0 | 0 | 0 | 0
Direct Buildings Pollutant Emissions[rural residential,kerosene bf,BC] | NoSettings | 0 | 0 | 0 | 0 | 0 | 0 | 0 | 0 | 0 | 0 | 0 | 0 | 0 | 0 | 0 | 0 | 0 | 0 | 0 | 0 | 0 | 0 | 0 | 0 | 0 | 0 | 0 | 0 | 0 | 0 | 0
Direct Buildings Pollutant Emissions[rural residential,kerosene bf,OC] | NoSettings | 0 | 0 | 0 | 0 | 0 | 0 | 0 | 0 | 0 | 0 | 0 | 0 | 0 | 0 | 0 | 0 | 0 | 0 | 0 | 0 | 0 | 0 | 0 | 0 | 0 | 0 | 0 | 0 | 0 | 0 | 0
Direct Buildings Pollutant Emissions[rural residential,kerosene bf,CH4] | NoSettings | 0 | 0 | 0 | 0 | 0 | 0 | 0 | 0 | 0 | 0 | 0 | 0 | 0 | 0 | 0 | 0 | 0 | 0 | 0 | 0 | 0 | 0 | 0 | 0 | 0 | 0 | 0 | 0 | 0 | 0 | 0
Direct Buildings Pollutant Emissions[rural residential,kerosene bf,N2O] | NoSettings | 0 | 0 | 0 | 0 | 0 | 0 | 0 | 0 | 0 | 0 | 0 | 0 | 0 | 0 | 0 | 0 | 0 | 0 | 0 | 0 | 0 | 0 | 0 | 0 | 0 | 0 | 0 | 0 | 0 | 0 | 0
Direct Buildings Pollutant Emissions[rural residential,kerosene bf,F gases] | NoSettings | 0 | 0 | 0 | 0 | 0 | 0 | 0 | 0 | 0 | 0 | 0 | 0 | 0 | 0 | 0 | 0 | 0 | 0 | 0 | 0 | 0 | 0 | 0 | 0 | 0 | 0 | 0 | 0 | 0 | 0 | 0
Direct Buildings Pollutant Emissions[rural residential,heavy or residual fuel oil bf,CO2] | NoSettings | 0 | 0 | 0 | 0 | 0 | 0 | 0 | 0 | 0 | 0 | 0 | 0 | 0 | 0 | 0 | 0 | 0 | 0 | 0 | 0 | 0 | 0 | 0 | 0 | 0 | 0 | 0 | 0 | 0 | 0 | 0
Direct Buildings Pollutant Emissions[rural residential,heavy or residual fuel oil bf,VOC] | NoSettings | 0 | 0 | 0 | 0 | 0 | 0 | 0 | 0 | 0 | 0 | 0 | 0 | 0 | 0 | 0 | 0 | 0 | 0 | 0 | 0 | 0 | 0 | 0 | 0 | 0 | 0 | 0 | 0 | 0 | 0 | 0
Direct Buildings Pollutant Emissions[rural residential,heavy or residual fuel oil bf,CO] | NoSettings | 0 | 0 | 0 | 0 | 0 | 0 | 0 | 0 | 0 | 0 | 0 | 0 | 0 | 0 | 0 | 0 | 0 | 0 | 0 | 0 | 0 | 0 | 0 | 0 | 0 | 0 | 0 | 0 | 0 | 0 | 0
Direct Buildings Pollutant Emissions[rural residential,heavy or residual fuel oil bf,NOx] | NoSettings | 0 | 0 | 0 | 0 | 0 | 0 | 0 | 0 | 0 | 0 | 0 | 0 | 0 | 0 | 0 | 0 | 0 | 0 | 0 | 0 | 0 | 0 | 0 | 0 | 0 | 0 | 0 | 0 | 0 | 0 | 0
Direct Buildings Pollutant Emissions[rural residential,heavy or residual fuel oil bf,PM10] | NoSettings | 0 | 0 | 0 | 0 | 0 | 0 | 0 | 0 | 0 | 0 | 0 | 0 | 0 | 0 | 0 | 0 | 0 | 0 | 0 | 0 | 0 | 0 | 0 | 0 | 0 | 0 | 0 | 0 | 0 | 0 | 0
Direct Buildings Pollutant Emissions[rural residential,heavy or residual fuel oil bf,PM25] | NoSettings | 0 | 0 | 0 | 0 | 0 | 0 | 0 | 0 | 0 | 0 | 0 | 0 | 0 | 0 | 0 | 0 | 0 | 0 | 0 | 0 | 0 | 0 | 0 | 0 | 0 | 0 | 0 | 0 | 0 | 0 | 0
Direct Buildings Pollutant Emissions[rural residential,heavy or residual fuel oil bf,SOx] | NoSettings | 0 | 0 | 0 | 0 | 0 | 0 | 0 | 0 | 0 | 0 | 0 | 0 | 0 | 0 | 0 | 0 | 0 | 0 | 0 | 0 | 0 | 0 | 0 | 0 | 0 | 0 | 0 | 0 | 0 | 0 | 0
Direct Buildings Pollutant Emissions[rural residential,heavy or residual fuel oil bf,BC] | NoSettings | 0 | 0 | 0 | 0 | 0 | 0 | 0 | 0 | 0 | 0 | 0 | 0 | 0 | 0 | 0 | 0 | 0 | 0 | 0 | 0 | 0 | 0 | 0 | 0 | 0 | 0 | 0 | 0 | 0 | 0 | 0
Direct Buildings Pollutant Emissions[rural residential,heavy or residual fuel oil bf,OC] | NoSettings | 0 | 0 | 0 | 0 | 0 | 0 | 0 | 0 | 0 | 0 | 0 | 0 | 0 | 0 | 0 | 0 | 0 | 0 | 0 | 0 | 0 | 0 | 0 | 0 | 0 | 0 | 0 | 0 | 0 | 0 | 0
Direct Buildings Pollutant Emissions[rural residential,heavy or residual fuel oil bf,CH4] | NoSettings | 0 | 0 | 0 | 0 | 0 | 0 | 0 | 0 | 0 | 0 | 0 | 0 | 0 | 0 | 0 | 0 | 0 | 0 | 0 | 0 | 0 | 0 | 0 | 0 | 0 | 0 | 0 | 0 | 0 | 0 | 0
Direct Buildings Pollutant Emissions[rural residential,heavy or residual fuel oil bf,N2O] | NoSettings | 0 | 0 | 0 | 0 | 0 | 0 | 0 | 0 | 0 | 0 | 0 | 0 | 0 | 0 | 0 | 0 | 0 | 0 | 0 | 0 | 0 | 0 | 0 | 0 | 0 | 0 | 0 | 0 | 0 | 0 | 0
Direct Buildings Pollutant Emissions[rural residential,heavy or residual fuel oil bf,F gases] | NoSettings | 0 | 0 | 0 | 0 | 0 | 0 | 0 | 0 | 0 | 0 | 0 | 0 | 0 | 0 | 0 | 0 | 0 | 0 | 0 | 0 | 0 | 0 | 0 | 0 | 0 | 0 | 0 | 0 | 0 | 0 | 0
Direct Buildings Pollutant Emissions[rural residential,LPG propane or butane bf,CO2] | NoSettings | 184011000000 | 177374000000 | 168216000000 | 169076000000 | 168093000000 | 166495000000 | 163668000000 | 162808000000 | 159304000000 | 155187000000 | 150516000000 | 145107000000 | 139822000000 | 135765000000 | 132385000000 | 128390000000 | 124457000000 | 120523000000 | 116590000000 | 112103000000 | 108846000000 | 106277000000 | 103689000000 | 101169000000 | 99221000000 | 97991800000 | 95373600000 | 93480700000 | 92147000000 | 90862500000 | 88914200000
Direct Buildings Pollutant Emissions[rural residential,LPG propane or butane bf,VOC] | NoSettings | 11886200 | 11457400 | 10865900 | 10921500 | 10858000 | 10754700 | 10572100 | 10516500 | 10290200 | 10024300 | 9722530 | 9373170 | 9031750 | 8769730 | 8551380 | 8293330 | 8039250 | 7785170 | 7531090 | 7241280 | 7030870 | 6864920 | 6697790 | 6535020 | 6409170 | 6329770 | 6160650 | 6038370 | 5952220 | 5869250 | 5743400
Direct Buildings Pollutant Emissions[rural residential,LPG propane or butane bf,CO] | NoSettings | 9823310 | 9468970 | 8980100 | 9026030 | 8973540 | 8888230 | 8737300 | 8691370 | 8504350 | 8284530 | 8035170 | 7746440 | 7464280 | 7247730 | 7067270 | 6854010 | 6644030 | 6434040 | 6224060 | 5984540 | 5810650 | 5673510 | 5535380 | 5400850 | 5296850 | 5231230 | 5091460 | 4990400 | 4919200 | 4850630 | 4746620
Direct Buildings Pollutant Emissions[rural residential,LPG propane or butane bf,NOx] | NoSettings | 193137000 | 186170000 | 176558000 | 177462000 | 176429000 | 174752000 | 171785000 | 170882000 | 167205000 | 162883000 | 157980000 | 152303000 | 146756000 | 142498000 | 138950000 | 134757000 | 130629000 | 126500000 | 122372000 | 117663000 | 114244000 | 111547000 | 108831000 | 106187000 | 104142000 | 102852000 | 100104000 | 98116700 | 96716800 | 95368600 | 93323700
Direct Buildings Pollutant Emissions[rural residential,LPG propane or butane bf,PM10] | NoSettings | 10401200 | 10026000 | 9508340 | 9556970 | 9501390 | 9411070 | 9251260 | 9202630 | 9004610 | 8771850 | 8507830 | 8202110 | 7903350 | 7674070 | 7483000 | 7257190 | 7034850 | 6812510 | 6590180 | 6336580 | 6152450 | 6007240 | 5860990 | 5718550 | 5608430 | 5538950 | 5390950 | 5283950 | 5208570 | 5135960 | 5025840
Direct Buildings Pollutant Emissions[rural residential,LPG propane or butane bf,PM25] | NoSettings | 10401200 | 10026000 | 9508340 | 9556970 | 9501390 | 9411070 | 9251260 | 9202630 | 9004610 | 8771850 | 8507830 | 8202110 | 7903350 | 7674070 | 7483000 | 7257190 | 7034850 | 6812510 | 6590180 | 6336580 | 6152450 | 6007240 | 5860990 | 5718550 | 5608430 | 5538950 | 5390950 | 5283950 | 5208570 | 5135960 | 5025840
Direct Buildings Pollutant Emissions[rural residential,LPG propane or butane bf,SOx] | NoSettings | 0 | 0 | 0 | 0 | 0 | 0 | 0 | 0 | 0 | 0 | 0 | 0 | 0 | 0 | 0 | 0 | 0 | 0 | 0 | 0 | 0 | 0 | 0 | 0 | 0 | 0 | 0 | 0 | 0 | 0 | 0
Direct Buildings Pollutant Emissions[rural residential,LPG propane or butane bf,BC] | NoSettings | 1715560 | 1653680 | 1568300 | 1576320 | 1567150 | 1552260 | 1525900 | 1517880 | 1485220 | 1446830 | 1403280 | 1352850 | 1303580 | 1265760 | 1234240 | 1197000 | 1160330 | 1123650 | 1086980 | 1045150 | 1014780 | 990832 | 966708 | 943215 | 925051 | 913591 | 889181 | 871533 | 859099 | 847123 | 828959
Direct Buildings Pollutant Emissions[rural residential,LPG propane or butane bf,OC] | NoSettings | 4452080 | 4291480 | 4069920 | 4090740 | 4066940 | 4028280 | 3959880 | 3939060 | 3854300 | 3754680 | 3641660 | 3510810 | 3382930 | 3284780 | 3203000 | 3106340 | 3011180 | 2916010 | 2820840 | 2712290 | 2633480 | 2571320 | 2508720 | 2447750 | 2400610 | 2370870 | 2307530 | 2261730 | 2229460 | 2198380 | 2151240
Direct Buildings Pollutant Emissions[rural residential,LPG propane or butane bf,CH4] | NoSettings | 8982000 | 8658000 | 8211000 | 8253000 | 8205000 | 8127000 | 7989000 | 7947000 | 7776000 | 7575000 | 7347000 | 7083000 | 6825000 | 6627000 | 6462000 | 6267000 | 6075000 | 5883000 | 5691000 | 5472000 | 5313000 | 5187600 | 5061300 | 4938300 | 4843200 | 4783200 | 4655400 | 4563000 | 4497900 | 4435200 | 4340100
Direct Buildings Pollutant Emissions[rural residential,LPG propane or butane bf,N2O] | NoSettings | 1796400 | 1731600 | 1642200 | 1650600 | 1641000 | 1625400 | 1597800 | 1589400 | 1555200 | 1515000 | 1469400 | 1416600 | 1365000 | 1325400 | 1292400 | 1253400 | 1215000 | 1176600 | 1138200 | 1094400 | 1062600 | 1037520 | 1012260 | 987660 | 968640 | 956640 | 931080 | 912600 | 899580 | 887040 | 868020
Direct Buildings Pollutant Emissions[rural residential,LPG propane or butane bf,F gases] | NoSettings | 0 | 0 | 0 | 0 | 0 | 0 | 0 | 0 | 0 | 0 | 0 | 0 | 0 | 0 | 0 | 0 | 0 | 0 | 0 | 0 | 0 | 0 | 0 | 0 | 0 | 0 | 0 | 0 | 0 | 0 | 0
Direct Buildings Pollutant Emissions[rural residential,hydrogen bf,CO2] | NoSettings | 0 | 0 | 0 | 0 | 0 | 0 | 0 | 0 | 0 | 0 | 0 | 0 | 0 | 0 | 0 | 0 | 0 | 0 | 0 | 0 | 0 | 0 | 0 | 0 | 0 | 0 | 0 | 0 | 0 | 0 | 0
Direct Buildings Pollutant Emissions[rural residential,hydrogen bf,VOC] | NoSettings | 0 | 0 | 0 | 0 | 0 | 0 | 0 | 0 | 0 | 0 | 0 | 0 | 0 | 0 | 0 | 0 | 0 | 0 | 0 | 0 | 0 | 0 | 0 | 0 | 0 | 0 | 0 | 0 | 0 | 0 | 0
Direct Buildings Pollutant Emissions[rural residential,hydrogen bf,CO] | NoSettings | 0 | 0 | 0 | 0 | 0 | 0 | 0 | 0 | 0 | 0 | 0 | 0 | 0 | 0 | 0 | 0 | 0 | 0 | 0 | 0 | 0 | 0 | 0 | 0 | 0 | 0 | 0 | 0 | 0 | 0 | 0
Direct Buildings Pollutant Emissions[rural residential,hydrogen bf,NOx] | NoSettings | 0 | 0 | 0 | 0 | 0 | 0 | 0 | 0 | 0 | 0 | 0 | 0 | 0 | 0 | 0 | 0 | 0 | 0 | 0 | 0 | 0 | 0 | 0 | 0 | 0 | 0 | 0 | 0 | 0 | 0 | 0
Direct Buildings Pollutant Emissions[rural residential,hydrogen bf,PM10] | NoSettings | 0 | 0 | 0 | 0 | 0 | 0 | 0 | 0 | 0 | 0 | 0 | 0 | 0 | 0 | 0 | 0 | 0 | 0 | 0 | 0 | 0 | 0 | 0 | 0 | 0 | 0 | 0 | 0 | 0 | 0 | 0
Direct Buildings Pollutant Emissions[rural residential,hydrogen bf,PM25] | NoSettings | 0 | 0 | 0 | 0 | 0 | 0 | 0 | 0 | 0 | 0 | 0 | 0 | 0 | 0 | 0 | 0 | 0 | 0 | 0 | 0 | 0 | 0 | 0 | 0 | 0 | 0 | 0 | 0 | 0 | 0 | 0
Direct Buildings Pollutant Emissions[rural residential,hydrogen bf,SOx] | NoSettings | 0 | 0 | 0 | 0 | 0 | 0 | 0 | 0 | 0 | 0 | 0 | 0 | 0 | 0 | 0 | 0 | 0 | 0 | 0 | 0 | 0 | 0 | 0 | 0 | 0 | 0 | 0 | 0 | 0 | 0 | 0
Direct Buildings Pollutant Emissions[rural residential,hydrogen bf,BC] | NoSettings | 0 | 0 | 0 | 0 | 0 | 0 | 0 | 0 | 0 | 0 | 0 | 0 | 0 | 0 | 0 | 0 | 0 | 0 | 0 | 0 | 0 | 0 | 0 | 0 | 0 | 0 | 0 | 0 | 0 | 0 | 0
Direct Buildings Pollutant Emissions[rural residential,hydrogen bf,OC] | NoSettings | 0 | 0 | 0 | 0 | 0 | 0 | 0 | 0 | 0 | 0 | 0 | 0 | 0 | 0 | 0 | 0 | 0 | 0 | 0 | 0 | 0 | 0 | 0 | 0 | 0 | 0 | 0 | 0 | 0 | 0 | 0
Direct Buildings Pollutant Emissions[rural residential,hydrogen bf,CH4] | NoSettings | 0 | 0 | 0 | 0 | 0 | 0 | 0 | 0 | 0 | 0 | 0 | 0 | 0 | 0 | 0 | 0 | 0 | 0 | 0 | 0 | 0 | 0 | 0 | 0 | 0 | 0 | 0 | 0 | 0 | 0 | 0
Direct Buildings Pollutant Emissions[rural residential,hydrogen bf,N2O] | NoSettings | 0 | 0 | 0 | 0 | 0 | 0 | 0 | 0 | 0 | 0 | 0 | 0 | 0 | 0 | 0 | 0 | 0 | 0 | 0 | 0 | 0 | 0 | 0 | 0 | 0 | 0 | 0 | 0 | 0 | 0 | 0
Direct Buildings Pollutant Emissions[rural residential,hydrogen bf,F gases] | NoSettings | 0 | 0 | 0 | 0 | 0 | 0 | 0 | 0 | 0 | 0 | 0 | 0 | 0 | 0 | 0 | 0 | 0 | 0 | 0 | 0 | 0 | 0 | 0 | 0 | 0 | 0 | 0 | 0 | 0 | 0 | 0
Direct Buildings Pollutant Emissions[commercial,electricity bf,CO2] | NoSettings | 0 | 0 | 0 | 0 | 0 | 0 | 0 | 0 | 0 | 0 | 0 | 0 | 0 | 0 | 0 | 0 | 0 | 0 | 0 | 0 | 0 | 0 | 0 | 0 | 0 | 0 | 0 | 0 | 0 | 0 | 0
Direct Buildings Pollutant Emissions[commercial,electricity bf,VOC] | NoSettings | 0 | 0 | 0 | 0 | 0 | 0 | 0 | 0 | 0 | 0 | 0 | 0 | 0 | 0 | 0 | 0 | 0 | 0 | 0 | 0 | 0 | 0 | 0 | 0 | 0 | 0 | 0 | 0 | 0 | 0 | 0
Direct Buildings Pollutant Emissions[commercial,electricity bf,CO] | NoSettings | 0 | 0 | 0 | 0 | 0 | 0 | 0 | 0 | 0 | 0 | 0 | 0 | 0 | 0 | 0 | 0 | 0 | 0 | 0 | 0 | 0 | 0 | 0 | 0 | 0 | 0 | 0 | 0 | 0 | 0 | 0
Direct Buildings Pollutant Emissions[commercial,electricity bf,NOx] | NoSettings | 0 | 0 | 0 | 0 | 0 | 0 | 0 | 0 | 0 | 0 | 0 | 0 | 0 | 0 | 0 | 0 | 0 | 0 | 0 | 0 | 0 | 0 | 0 | 0 | 0 | 0 | 0 | 0 | 0 | 0 | 0
Direct Buildings Pollutant Emissions[commercial,electricity bf,PM10] | NoSettings | 0 | 0 | 0 | 0 | 0 | 0 | 0 | 0 | 0 | 0 | 0 | 0 | 0 | 0 | 0 | 0 | 0 | 0 | 0 | 0 | 0 | 0 | 0 | 0 | 0 | 0 | 0 | 0 | 0 | 0 | 0
Direct Buildings Pollutant Emissions[commercial,electricity bf,PM25] | NoSettings | 0 | 0 | 0 | 0 | 0 | 0 | 0 | 0 | 0 | 0 | 0 | 0 | 0 | 0 | 0 | 0 | 0 | 0 | 0 | 0 | 0 | 0 | 0 | 0 | 0 | 0 | 0 | 0 | 0 | 0 | 0
Direct Buildings Pollutant Emissions[commercial,electricity bf,SOx] | NoSettings | 0 | 0 | 0 | 0 | 0 | 0 | 0 | 0 | 0 | 0 | 0 | 0 | 0 | 0 | 0 | 0 | 0 | 0 | 0 | 0 | 0 | 0 | 0 | 0 | 0 | 0 | 0 | 0 | 0 | 0 | 0
Direct Buildings Pollutant Emissions[commercial,electricity bf,BC] | NoSettings | 0 | 0 | 0 | 0 | 0 | 0 | 0 | 0 | 0 | 0 | 0 | 0 | 0 | 0 | 0 | 0 | 0 | 0 | 0 | 0 | 0 | 0 | 0 | 0 | 0 | 0 | 0 | 0 | 0 | 0 | 0
Direct Buildings Pollutant Emissions[commercial,electricity bf,OC] | NoSettings | 0 | 0 | 0 | 0 | 0 | 0 | 0 | 0 | 0 | 0 | 0 | 0 | 0 | 0 | 0 | 0 | 0 | 0 | 0 | 0 | 0 | 0 | 0 | 0 | 0 | 0 | 0 | 0 | 0 | 0 | 0
Direct Buildings Pollutant Emissions[commercial,electricity bf,CH4] | NoSettings | 0 | 0 | 0 | 0 | 0 | 0 | 0 | 0 | 0 | 0 | 0 | 0 | 0 | 0 | 0 | 0 | 0 | 0 | 0 | 0 | 0 | 0 | 0 | 0 | 0 | 0 | 0 | 0 | 0 | 0 | 0
Direct Buildings Pollutant Emissions[commercial,electricity bf,N2O] | NoSettings | 0 | 0 | 0 | 0 | 0 | 0 | 0 | 0 | 0 | 0 | 0 | 0 | 0 | 0 | 0 | 0 | 0 | 0 | 0 | 0 | 0 | 0 | 0 | 0 | 0 | 0 | 0 | 0 | 0 | 0 | 0
Direct Buildings Pollutant Emissions[commercial,electricity bf,F gases] | NoSettings | 0 | 0 | 0 | 0 | 0 | 0 | 0 | 0 | 0 | 0 | 0 | 0 | 0 | 0 | 0 | 0 | 0 | 0 | 0 | 0 | 0 | 0 | 0 | 0 | 0 | 0 | 0 | 0 | 0 | 0 | 0
Direct Buildings Pollutant Emissions[commercial,hard coal bf,CO2] | NoSettings | 0 | 0 | 0 | 0 | 0 | 0 | 0 | 0 | 0 | 0 | 0 | 0 | 0 | 0 | 0 | 0 | 0 | 0 | 0 | 0 | 0 | 0 | 0 | 0 | 0 | 0 | 0 | 0 | 0 | 0 | 0
Direct Buildings Pollutant Emissions[commercial,hard coal bf,VOC] | NoSettings | 0 | 0 | 0 | 0 | 0 | 0 | 0 | 0 | 0 | 0 | 0 | 0 | 0 | 0 | 0 | 0 | 0 | 0 | 0 | 0 | 0 | 0 | 0 | 0 | 0 | 0 | 0 | 0 | 0 | 0 | 0
Direct Buildings Pollutant Emissions[commercial,hard coal bf,CO] | NoSettings | 0 | 0 | 0 | 0 | 0 | 0 | 0 | 0 | 0 | 0 | 0 | 0 | 0 | 0 | 0 | 0 | 0 | 0 | 0 | 0 | 0 | 0 | 0 | 0 | 0 | 0 | 0 | 0 | 0 | 0 | 0
Direct Buildings Pollutant Emissions[commercial,hard coal bf,NOx] | NoSettings | 0 | 0 | 0 | 0 | 0 | 0 | 0 | 0 | 0 | 0 | 0 | 0 | 0 | 0 | 0 | 0 | 0 | 0 | 0 | 0 | 0 | 0 | 0 | 0 | 0 | 0 | 0 | 0 | 0 | 0 | 0
Direct Buildings Pollutant Emissions[commercial,hard coal bf,PM10] | NoSettings | 0 | 0 | 0 | 0 | 0 | 0 | 0 | 0 | 0 | 0 | 0 | 0 | 0 | 0 | 0 | 0 | 0 | 0 | 0 | 0 | 0 | 0 | 0 | 0 | 0 | 0 | 0 | 0 | 0 | 0 | 0
Direct Buildings Pollutant Emissions[commercial,hard coal bf,PM25] | NoSettings | 0 | 0 | 0 | 0 | 0 | 0 | 0 | 0 | 0 | 0 | 0 | 0 | 0 | 0 | 0 | 0 | 0 | 0 | 0 | 0 | 0 | 0 | 0 | 0 | 0 | 0 | 0 | 0 | 0 | 0 | 0
Direct Buildings Pollutant Emissions[commercial,hard coal bf,SOx] | NoSettings | 0 | 0 | 0 | 0 | 0 | 0 | 0 | 0 | 0 | 0 | 0 | 0 | 0 | 0 | 0 | 0 | 0 | 0 | 0 | 0 | 0 | 0 | 0 | 0 | 0 | 0 | 0 | 0 | 0 | 0 | 0
Direct Buildings Pollutant Emissions[commercial,hard coal bf,BC] | NoSettings | 0 | 0 | 0 | 0 | 0 | 0 | 0 | 0 | 0 | 0 | 0 | 0 | 0 | 0 | 0 | 0 | 0 | 0 | 0 | 0 | 0 | 0 | 0 | 0 | 0 | 0 | 0 | 0 | 0 | 0 | 0
Direct Buildings Pollutant Emissions[commercial,hard coal bf,OC] | NoSettings | 0 | 0 | 0 | 0 | 0 | 0 | 0 | 0 | 0 | 0 | 0 | 0 | 0 | 0 | 0 | 0 | 0 | 0 | 0 | 0 | 0 | 0 | 0 | 0 | 0 | 0 | 0 | 0 | 0 | 0 | 0
Direct Buildings Pollutant Emissions[commercial,hard coal bf,CH4] | NoSettings | 0 | 0 | 0 | 0 | 0 | 0 | 0 | 0 | 0 | 0 | 0 | 0 | 0 | 0 | 0 | 0 | 0 | 0 | 0 | 0 | 0 | 0 | 0 | 0 | 0 | 0 | 0 | 0 | 0 | 0 | 0
Direct Buildings Pollutant Emissions[commercial,hard coal bf,N2O] | NoSettings | 0 | 0 | 0 | 0 | 0 | 0 | 0 | 0 | 0 | 0 | 0 | 0 | 0 | 0 | 0 | 0 | 0 | 0 | 0 | 0 | 0 | 0 | 0 | 0 | 0 | 0 | 0 | 0 | 0 | 0 | 0
Direct Buildings Pollutant Emissions[commercial,hard coal bf,F gases] | NoSettings | 0 | 0 | 0 | 0 | 0 | 0 | 0 | 0 | 0 | 0 | 0 | 0 | 0 | 0 | 0 | 0 | 0 | 0 | 0 | 0 | 0 | 0 | 0 | 0 | 0 | 0 | 0 | 0 | 0 | 0 | 0
Direct Buildings Pollutant Emissions[commercial,natural gas bf,CO2] | NoSettings | 9626990000000 | 9755190000000 | 10144100000000 | 10341100000000 | 10436800000000 | 10468400000000 | 10467900000000 | 10430200000000 | 10397500000000 | 10359400000000 | 10289200000000 | 10319800000000 | 10228200000000 | 10157800000000 | 10113700000000 | 10080300000000 | 10004400000000 | 9981540000000 | 9958620000000 | 9941060000000 | 9881050000000 | 9874250000000 | 9920520000000 | 9919250000000 | 9981810000000 | 10039100000000 | 10054200000000 | 10064000000000 | 10137600000000 | 10206000000000 | 10232100000000
Direct Buildings Pollutant Emissions[commercial,natural gas bf,VOC] | NoSettings | 416033000 | 421573000 | 438378000 | 446892000 | 451029000 | 452395000 | 452375000 | 450742000 | 449329000 | 447683000 | 444649000 | 445972000 | 442015000 | 438970000 | 437066000 | 435622000 | 432343000 | 431355000 | 430364000 | 429605000 | 427012000 | 426718000 | 428718000 | 428663000 | 431366000 | 433842000 | 434494000 | 434920000 | 438101000 | 441056000 | 442182000
Direct Buildings Pollutant Emissions[commercial,natural gas bf,CO] | NoSettings | 4089390000 | 4143840000 | 4309030000 | 4392720000 | 4433380000 | 4446810000 | 4446610000 | 4430560000 | 4416670000 | 4400490000 | 4370670000 | 4383680000 | 4344780000 | 4314840000 | 4296140000 | 4281940000 | 4249710000 | 4239990000 | 4230250000 | 4222790000 | 4197300000 | 4194420000 | 4214070000 | 4213530000 | 4240100000 | 4264450000 | 4270850000 | 4275040000 | 4306300000 | 4335350000 | 4346420000
Direct Buildings Pollutant Emissions[commercial,natural gas bf,NOx] | NoSettings | 6722930000 | 6812450000 | 7084020000 | 7221600000 | 7288450000 | 7310530000 | 7310200000 | 7283820000 | 7260990000 | 7234390000 | 7185360000 | 7206740000 | 7142790000 | 7093580000 | 7062830000 | 7039480000 | 6986490000 | 6970520000 | 6954520000 | 6942250000 | 6900340000 | 6895600000 | 6927910000 | 6927020000 | 6970710000 | 7010730000 | 7021250000 | 7028140000 | 7079540000 | 7127300000 | 7145490000
Direct Buildings Pollutant Emissions[commercial,natural gas bf,PM10] | NoSettings | 574426000 | 582075000 | 605279000 | 617034000 | 622746000 | 624633000 | 624604000 | 622350000 | 620400000 | 618127000 | 613938000 | 615765000 | 610300000 | 606096000 | 603468000 | 601474000 | 596946000 | 595582000 | 594214000 | 593166000 | 589585000 | 589180000 | 591941000 | 591865000 | 595597000 | 599017000 | 599916000 | 600505000 | 604896000 | 608977000 | 610531000
Direct Buildings Pollutant Emissions[commercial,natural gas bf,PM25] | NoSettings | 574426000 | 582075000 | 605279000 | 617034000 | 622746000 | 624633000 | 624604000 | 622350000 | 620400000 | 618127000 | 613938000 | 615765000 | 610300000 | 606096000 | 603468000 | 601474000 | 596946000 | 595582000 | 594214000 | 593166000 | 589585000 | 589180000 | 591941000 | 591865000 | 595597000 | 599017000 | 599916000 | 600505000 | 604896000 | 608977000 | 610531000
Direct Buildings Pollutant Emissions[commercial,natural gas bf,SOx] | NoSettings | 43907500 | 44492200 | 46265800 | 47164300 | 47600900 | 47745100 | 47743000 | 47570700 | 47421600 | 47247800 | 46927700 | 47067300 | 46649600 | 46328200 | 46127400 | 45974900 | 45628900 | 45524600 | 45420000 | 45339900 | 45066200 | 45035200 | 45246300 | 45240400 | 45525800 | 45787100 | 45855900 | 45900900 | 46236500 | 46548500 | 46667300
Direct Buildings Pollutant Emissions[commercial,natural gas bf,BC] | NoSettings | 94709600 | 95970700 | 99796500 | 101735000 | 102676000 | 102987000 | 102983000 | 102611000 | 102290000 | 101915000 | 101224000 | 101525000 | 100624000 | 99931200 | 99497900 | 99169000 | 98422600 | 98197600 | 97972100 | 97799300 | 97208900 | 97142100 | 97597300 | 97584800 | 98200200 | 98764000 | 98912200 | 99009300 | 99733300 | 100406000 | 100662000
Direct Buildings Pollutant Emissions[commercial,natural gas bf,OC] | NoSettings | 245846000 | 249119000 | 259050000 | 264081000 | 266526000 | 267333000 | 267321000 | 266356000 | 265522000 | 264549000 | 262756000 | 263538000 | 261199000 | 259400000 | 258275000 | 257422000 | 255484000 | 254900000 | 254315000 | 253866000 | 252334000 | 252160000 | 253342000 | 253309000 | 254907000 | 256370000 | 256755000 | 257007000 | 258886000 | 260633000 | 261298000
Direct Buildings Pollutant Emissions[commercial,natural gas bf,CH4] | NoSettings | 181436000 | 183852000 | 191181000 | 194894000 | 196698000 | 197294000 | 197285000 | 196573000 | 195957000 | 195239000 | 193916000 | 194493000 | 192767000 | 191439000 | 190609000 | 189979000 | 188549000 | 188118000 | 187686000 | 187355000 | 186224000 | 186096000 | 186968000 | 186944000 | 188123000 | 189203000 | 189487000 | 189673000 | 191060000 | 192349000 | 192840000
Direct Buildings Pollutant Emissions[commercial,natural gas bf,N2O] | NoSettings | 18143600 | 18385200 | 19118100 | 19489400 | 19669800 | 19729400 | 19728500 | 19657300 | 19595700 | 19523900 | 19391600 | 19449300 | 19276700 | 19143900 | 19060900 | 18997900 | 18854900 | 18811800 | 18768600 | 18735500 | 18622400 | 18609600 | 18696800 | 18694400 | 18812300 | 18920300 | 18948700 | 18967300 | 19106000 | 19234900 | 19284000
Direct Buildings Pollutant Emissions[commercial,natural gas bf,F gases] | NoSettings | 0 | 0 | 0 | 0 | 0 | 0 | 0 | 0 | 0 | 0 | 0 | 0 | 0 | 0 | 0 | 0 | 0 | 0 | 0 | 0 | 0 | 0 | 0 | 0 | 0 | 0 | 0 | 0 | 0 | 0 | 0
Direct Buildings Pollutant Emissions[commercial,petroleum diesel bf,CO2] | NoSettings | 1531140000000 | 1531130000000 | 1531110000000 | 1531100000000 | 1523690000000 | 1516280000000 | 1508870000000 | 1501470000000 | 1486670000000 | 1471870000000 | 1457070000000 | 1442280000000 | 1427480000000 | 1412690000000 | 1397900000000 | 1383100000000 | 1368310000000 | 1353520000000 | 1338720000000 | 1331330000000 | 1323930000000 | 1316530000000 | 1309140000000 | 1301740000000 | 1301740000000 | 1301740000000 | 1301740000000 | 1301740000000 | 1301740000000 | 1301730000000 | 1301730000000
Direct Buildings Pollutant Emissions[commercial,petroleum diesel bf,VOC] | NoSettings | 23248700 | 23248500 | 23248200 | 23248000 | 23135500 | 23023000 | 22910600 | 22798100 | 22573400 | 22348700 | 22124100 | 21899400 | 21674800 | 21450100 | 21225500 | 21000900 | 20776300 | 20551600 | 20327000 | 20214700 | 20102400 | 19990100 | 19877800 | 19765400 | 19765400 | 19765400 | 19765400 | 19765400 | 19765400 | 19765400 | 19765400
Direct Buildings Pollutant Emissions[commercial,petroleum diesel bf,CO] | NoSettings | 486131000 | 486127000 | 486122000 | 486117000 | 483765000 | 481413000 | 479062000 | 476710000 | 472012000 | 467313000 | 462615000 | 457918000 | 453221000 | 448524000 | 443827000 | 439130000 | 434433000 | 429736000 | 425039000 | 422691000 | 420342000 | 417994000 | 415645000 | 413297000 | 413297000 | 413296000 | 413296000 | 413296000 | 413296000 | 413295000 | 413295000
Direct Buildings Pollutant Emissions[commercial,petroleum diesel bf,NOx] | NoSettings | 1288060000 | 1288040000 | 1288030000 | 1288020000 | 1281790000 | 1275550000 | 1269320000 | 1263090000 | 1250640000 | 1238190000 | 1225750000 | 1213300000 | 1200860000 | 1188410000 | 1175960000 | 1163520000 | 1151080000 | 1138630000 | 1126190000 | 1119960000 | 1113740000 | 1107520000 | 1101300000 | 1095070000 | 1095070000 | 1095070000 | 1095070000 | 1095070000 | 1095070000 | 1095070000 | 1095070000
Direct Buildings Pollutant Emissions[commercial,petroleum diesel bf,PM10] | NoSettings | 162679000 | 162677000 | 162675000 | 162674000 | 161887000 | 161100000 | 160313000 | 159526000 | 157954000 | 156381000 | 154809000 | 153237000 | 151665000 | 150094000 | 148522000 | 146950000 | 145378000 | 143807000 | 142235000 | 141449000 | 140663000 | 139877000 | 139091000 | 138305000 | 138305000 | 138305000 | 138305000 | 138305000 | 138305000 | 138305000 | 138305000
Direct Buildings Pollutant Emissions[commercial,petroleum diesel bf,PM25] | NoSettings | 145599000 | 145598000 | 145596000 | 145595000 | 144890000 | 144186000 | 143482000 | 142778000 | 141370000 | 139963000 | 138556000 | 137149000 | 135742000 | 134336000 | 132929000 | 131522000 | 130115000 | 128709000 | 127302000 | 126598000 | 125895000 | 125192000 | 124488000 | 123785000 | 123785000 | 123785000 | 123785000 | 123785000 | 123785000 | 123784000 | 123784000
Direct Buildings Pollutant Emissions[commercial,petroleum diesel bf,SOx] | NoSettings | 10496100 | 10496000 | 10495900 | 10495800 | 10445000 | 10394200 | 10343400 | 10292700 | 10191200 | 10089800 | 9988330 | 9886910 | 9785490 | 9684080 | 9582660 | 9481250 | 9379840 | 9278440 | 9177030 | 9126320 | 9075610 | 9024910 | 8974200 | 8923490 | 8923490 | 8923480 | 8923480 | 8923470 | 8923470 | 8923460 | 8923460
Direct Buildings Pollutant Emissions[commercial,petroleum diesel bf,BC] | NoSettings | 14553700 | 14553600 | 14553400 | 14553300 | 14482900 | 14412500 | 14342100 | 14271700 | 14131000 | 13990300 | 13849700 | 13709100 | 13568400 | 13427800 | 13287200 | 13146600 | 13006000 | 12865400 | 12724800 | 12654400 | 12584100 | 12513800 | 12443500 | 12373200 | 12373200 | 12373200 | 12373200 | 12373200 | 12373200 | 12373200 | 12373200
Direct Buildings Pollutant Emissions[commercial,petroleum diesel bf,OC] | NoSettings | 36394600 | 36394300 | 36393900 | 36393600 | 36217500 | 36041400 | 35865400 | 35689300 | 35337600 | 34985800 | 34634100 | 34282400 | 33930800 | 33579100 | 33227500 | 32875800 | 32524200 | 32172600 | 31820900 | 31645100 | 31469300 | 31293500 | 31117600 | 30941800 | 30941800 | 30941800 | 30941800 | 30941700 | 30941700 | 30941700 | 30941700
Direct Buildings Pollutant Emissions[commercial,petroleum diesel bf,CH4] | NoSettings | 62106900 | 62106300 | 62105700 | 62105100 | 61804600 | 61504100 | 61203700 | 60903300 | 60303000 | 59702700 | 59102500 | 58502400 | 57902300 | 57302200 | 56702200 | 56102100 | 55502000 | 54902000 | 54301900 | 54001900 | 53701800 | 53401800 | 53101800 | 52801700 | 52801700 | 52801700 | 52801600 | 52801600 | 52801600 | 52801600 | 52801500
Direct Buildings Pollutant Emissions[commercial,petroleum diesel bf,N2O] | NoSettings | 12421400 | 12421300 | 12421100 | 12421000 | 12360900 | 12300800 | 12240700 | 12180700 | 12060600 | 11940500 | 11820500 | 11700500 | 11580500 | 11460400 | 11340400 | 11220400 | 11100400 | 10980400 | 10860400 | 10800400 | 10740400 | 10680400 | 10620400 | 10560300 | 10560300 | 10560300 | 10560300 | 10560300 | 10560300 | 10560300 | 10560300
Direct Buildings Pollutant Emissions[commercial,petroleum diesel bf,F gases] | NoSettings | 0 | 0 | 0 | 0 | 0 | 0 | 0 | 0 | 0 | 0 | 0 | 0 | 0 | 0 | 0 | 0 | 0 | 0 | 0 | 0 | 0 | 0 | 0 | 0 | 0 | 0 | 0 | 0 | 0 | 0 | 0
Direct Buildings Pollutant Emissions[commercial,heat bf,CO2] | NoSettings | 0 | 0 | 0 | 0 | 0 | 0 | 0 | 0 | 0 | 0 | 0 | 0 | 0 | 0 | 0 | 0 | 0 | 0 | 0 | 0 | 0 | 0 | 0 | 0 | 0 | 0 | 0 | 0 | 0 | 0 | 0
Direct Buildings Pollutant Emissions[commercial,heat bf,VOC] | NoSettings | 0 | 0 | 0 | 0 | 0 | 0 | 0 | 0 | 0 | 0 | 0 | 0 | 0 | 0 | 0 | 0 | 0 | 0 | 0 | 0 | 0 | 0 | 0 | 0 | 0 | 0 | 0 | 0 | 0 | 0 | 0
Direct Buildings Pollutant Emissions[commercial,heat bf,CO] | NoSettings | 0 | 0 | 0 | 0 | 0 | 0 | 0 | 0 | 0 | 0 | 0 | 0 | 0 | 0 | 0 | 0 | 0 | 0 | 0 | 0 | 0 | 0 | 0 | 0 | 0 | 0 | 0 | 0 | 0 | 0 | 0
Direct Buildings Pollutant Emissions[commercial,heat bf,NOx] | NoSettings | 0 | 0 | 0 | 0 | 0 | 0 | 0 | 0 | 0 | 0 | 0 | 0 | 0 | 0 | 0 | 0 | 0 | 0 | 0 | 0 | 0 | 0 | 0 | 0 | 0 | 0 | 0 | 0 | 0 | 0 | 0
Direct Buildings Pollutant Emissions[commercial,heat bf,PM10] | NoSettings | 0 | 0 | 0 | 0 | 0 | 0 | 0 | 0 | 0 | 0 | 0 | 0 | 0 | 0 | 0 | 0 | 0 | 0 | 0 | 0 | 0 | 0 | 0 | 0 | 0 | 0 | 0 | 0 | 0 | 0 | 0
Direct Buildings Pollutant Emissions[commercial,heat bf,PM25] | NoSettings | 0 | 0 | 0 | 0 | 0 | 0 | 0 | 0 | 0 | 0 | 0 | 0 | 0 | 0 | 0 | 0 | 0 | 0 | 0 | 0 | 0 | 0 | 0 | 0 | 0 | 0 | 0 | 0 | 0 | 0 | 0
Direct Buildings Pollutant Emissions[commercial,heat bf,SOx] | NoSettings | 0 | 0 | 0 | 0 | 0 | 0 | 0 | 0 | 0 | 0 | 0 | 0 | 0 | 0 | 0 | 0 | 0 | 0 | 0 | 0 | 0 | 0 | 0 | 0 | 0 | 0 | 0 | 0 | 0 | 0 | 0
Direct Buildings Pollutant Emissions[commercial,heat bf,BC] | NoSettings | 0 | 0 | 0 | 0 | 0 | 0 | 0 | 0 | 0 | 0 | 0 | 0 | 0 | 0 | 0 | 0 | 0 | 0 | 0 | 0 | 0 | 0 | 0 | 0 | 0 | 0 | 0 | 0 | 0 | 0 | 0
Direct Buildings Pollutant Emissions[commercial,heat bf,OC] | NoSettings | 0 | 0 | 0 | 0 | 0 | 0 | 0 | 0 | 0 | 0 | 0 | 0 | 0 | 0 | 0 | 0 | 0 | 0 | 0 | 0 | 0 | 0 | 0 | 0 | 0 | 0 | 0 | 0 | 0 | 0 | 0
Direct Buildings Pollutant Emissions[commercial,heat bf,CH4] | NoSettings | 0 | 0 | 0 | 0 | 0 | 0 | 0 | 0 | 0 | 0 | 0 | 0 | 0 | 0 | 0 | 0 | 0 | 0 | 0 | 0 | 0 | 0 | 0 | 0 | 0 | 0 | 0 | 0 | 0 | 0 | 0
Direct Buildings Pollutant Emissions[commercial,heat bf,N2O] | NoSettings | 0 | 0 | 0 | 0 | 0 | 0 | 0 | 0 | 0 | 0 | 0 | 0 | 0 | 0 | 0 | 0 | 0 | 0 | 0 | 0 | 0 | 0 | 0 | 0 | 0 | 0 | 0 | 0 | 0 | 0 | 0
Direct Buildings Pollutant Emissions[commercial,heat bf,F gases] | NoSettings | 0 | 0 | 0 | 0 | 0 | 0 | 0 | 0 | 0 | 0 | 0 | 0 | 0 | 0 | 0 | 0 | 0 | 0 | 0 | 0 | 0 | 0 | 0 | 0 | 0 | 0 | 0 | 0 | 0 | 0 | 0
Direct Buildings Pollutant Emissions[commercial,biomass bf,CO2] | NoSettings | 0 | 0 | 0 | 0 | 0 | 0 | 0 | 0 | 0 | 0 | 0 | 0 | 0 | 0 | 0 | 0 | 0 | 0 | 0 | 0 | 0 | 0 | 0 | 0 | 0 | 0 | 0 | 0 | 0 | 0 | 0
Direct Buildings Pollutant Emissions[commercial,biomass bf,VOC] | NoSettings | 2194590 | 2194590 | 2194590 | 2194590 | 2194590 | 2194590 | 2194590 | 2194590 | 2194590 | 2194590 | 2194590 | 2194590 | 2194590 | 2194590 | 2194590 | 2194590 | 2194590 | 2194590 | 2194590 | 2194590 | 2194590 | 2194590 | 2194590 | 2194590 | 2194590 | 2194590 | 2194590 | 2194590 | 2194590 | 2194590 | 2194590
Direct Buildings Pollutant Emissions[commercial,biomass bf,CO] | NoSettings | 34799400 | 34799400 | 34799400 | 34799400 | 34799400 | 34799400 | 34799400 | 34799400 | 34799400 | 34799400 | 34799400 | 34799400 | 34799400 | 34799400 | 34799400 | 34799400 | 34799400 | 34799400 | 34799400 | 34799400 | 34799400 | 34799400 | 34799400 | 34799400 | 34799400 | 34799400 | 34799400 | 34799400 | 34799400 | 34799400 | 34799400
Direct Buildings Pollutant Emissions[commercial,biomass bf,NOx] | NoSettings | 229149000 | 229149000 | 229149000 | 229149000 | 229149000 | 229149000 | 229149000 | 229149000 | 229149000 | 229149000 | 229149000 | 229149000 | 229149000 | 229149000 | 229149000 | 229149000 | 229149000 | 229149000 | 229149000 | 229149000 | 229149000 | 229149000 | 229149000 | 229149000 | 229149000 | 229149000 | 229149000 | 229149000 | 229149000 | 229149000 | 229149000
Direct Buildings Pollutant Emissions[commercial,biomass bf,PM10] | NoSettings | 5120710 | 5120710 | 5120710 | 5120710 | 5120710 | 5120710 | 5120710 | 5120710 | 5120710 | 5120710 | 5120710 | 5120710 | 5120710 | 5120710 | 5120710 | 5120710 | 5120710 | 5120710 | 5120710 | 5120710 | 5120710 | 5120710 | 5120710 | 5120710 | 5120710 | 5120710 | 5120710 | 5120710 | 5120710 | 5120710 | 5120710
Direct Buildings Pollutant Emissions[commercial,biomass bf,PM25] | NoSettings | 4523230 | 4523230 | 4523230 | 4523230 | 4523230 | 4523230 | 4523230 | 4523230 | 4523230 | 4523230 | 4523230 | 4523230 | 4523230 | 4523230 | 4523230 | 4523230 | 4523230 | 4523230 | 4523230 | 4523230 | 4523230 | 4523230 | 4523230 | 4523230 | 4523230 | 4523230 | 4523230 | 4523230 | 4523230 | 4523230 | 4523230
Direct Buildings Pollutant Emissions[commercial,biomass bf,SOx] | NoSettings | 155234000 | 155234000 | 155234000 | 155234000 | 155234000 | 155234000 | 155234000 | 155234000 | 155234000 | 155234000 | 155234000 | 155234000 | 155234000 | 155234000 | 155234000 | 155234000 | 155234000 | 155234000 | 155234000 | 155234000 | 155234000 | 155234000 | 155234000 | 155234000 | 155234000 | 155234000 | 155234000 | 155234000 | 155234000 | 155234000 | 155234000
Direct Buildings Pollutant Emissions[commercial,biomass bf,BC] | NoSettings | 624290 | 624290 | 624290 | 624290 | 624290 | 624290 | 624290 | 624290 | 624290 | 624290 | 624290 | 624290 | 624290 | 624290 | 624290 | 624290 | 624290 | 624290 | 624290 | 624290 | 624290 | 624290 | 624290 | 624290 | 624290 | 624290 | 624290 | 624290 | 624290 | 624290 | 624290
Direct Buildings Pollutant Emissions[commercial,biomass bf,OC] | NoSettings | 1474550 | 1474550 | 1474550 | 1474550 | 1474550 | 1474550 | 1474550 | 1474550 | 1474550 | 1474550 | 1474550 | 1474550 | 1474550 | 1474550 | 1474550 | 1474550 | 1474550 | 1474550 | 1474550 | 1474550 | 1474550 | 1474550 | 1474550 | 1474550 | 1474550 | 1474550 | 1474550 | 1474550 | 1474550 | 1474550 | 1474550
Direct Buildings Pollutant Emissions[commercial,biomass bf,CH4] | NoSettings | 0 | 0 | 0 | 0 | 0 | 0 | 0 | 0 | 0 | 0 | 0 | 0 | 0 | 0 | 0 | 0 | 0 | 0 | 0 | 0 | 0 | 0 | 0 | 0 | 0 | 0 | 0 | 0 | 0 | 0 | 0
Direct Buildings Pollutant Emissions[commercial,biomass bf,N2O] | NoSettings | 0 | 0 | 0 | 0 | 0 | 0 | 0 | 0 | 0 | 0 | 0 | 0 | 0 | 0 | 0 | 0 | 0 | 0 | 0 | 0 | 0 | 0 | 0 | 0 | 0 | 0 | 0 | 0 | 0 | 0 | 0
Direct Buildings Pollutant Emissions[commercial,biomass bf,F gases] | NoSettings | 0 | 0 | 0 | 0 | 0 | 0 | 0 | 0 | 0 | 0 | 0 | 0 | 0 | 0 | 0 | 0 | 0 | 0 | 0 | 0 | 0 | 0 | 0 | 0 | 0 | 0 | 0 | 0 | 0 | 0 | 0
Direct Buildings Pollutant Emissions[commercial,kerosene bf,CO2] | NoSettings | 0 | 0 | 0 | 0 | 0 | 0 | 0 | 0 | 0 | 0 | 0 | 0 | 0 | 0 | 0 | 0 | 0 | 0 | 0 | 0 | 0 | 0 | 0 | 0 | 0 | 0 | 0 | 0 | 0 | 0 | 0
Direct Buildings Pollutant Emissions[commercial,kerosene bf,VOC] | NoSettings | 0 | 0 | 0 | 0 | 0 | 0 | 0 | 0 | 0 | 0 | 0 | 0 | 0 | 0 | 0 | 0 | 0 | 0 | 0 | 0 | 0 | 0 | 0 | 0 | 0 | 0 | 0 | 0 | 0 | 0 | 0
Direct Buildings Pollutant Emissions[commercial,kerosene bf,CO] | NoSettings | 0 | 0 | 0 | 0 | 0 | 0 | 0 | 0 | 0 | 0 | 0 | 0 | 0 | 0 | 0 | 0 | 0 | 0 | 0 | 0 | 0 | 0 | 0 | 0 | 0 | 0 | 0 | 0 | 0 | 0 | 0
Direct Buildings Pollutant Emissions[commercial,kerosene bf,NOx] | NoSettings | 0 | 0 | 0 | 0 | 0 | 0 | 0 | 0 | 0 | 0 | 0 | 0 | 0 | 0 | 0 | 0 | 0 | 0 | 0 | 0 | 0 | 0 | 0 | 0 | 0 | 0 | 0 | 0 | 0 | 0 | 0
Direct Buildings Pollutant Emissions[commercial,kerosene bf,PM10] | NoSettings | 0 | 0 | 0 | 0 | 0 | 0 | 0 | 0 | 0 | 0 | 0 | 0 | 0 | 0 | 0 | 0 | 0 | 0 | 0 | 0 | 0 | 0 | 0 | 0 | 0 | 0 | 0 | 0 | 0 | 0 | 0
Direct Buildings Pollutant Emissions[commercial,kerosene bf,PM25] | NoSettings | 0 | 0 | 0 | 0 | 0 | 0 | 0 | 0 | 0 | 0 | 0 | 0 | 0 | 0 | 0 | 0 | 0 | 0 | 0 | 0 | 0 | 0 | 0 | 0 | 0 | 0 | 0 | 0 | 0 | 0 | 0
Direct Buildings Pollutant Emissions[commercial,kerosene bf,SOx] | NoSettings | 0 | 0 | 0 | 0 | 0 | 0 | 0 | 0 | 0 | 0 | 0 | 0 | 0 | 0 | 0 | 0 | 0 | 0 | 0 | 0 | 0 | 0 | 0 | 0 | 0 | 0 | 0 | 0 | 0 | 0 | 0
Direct Buildings Pollutant Emissions[commercial,kerosene bf,BC] | NoSettings | 0 | 0 | 0 | 0 | 0 | 0 | 0 | 0 | 0 | 0 | 0 | 0 | 0 | 0 | 0 | 0 | 0 | 0 | 0 | 0 | 0 | 0 | 0 | 0 | 0 | 0 | 0 | 0 | 0 | 0 | 0
Direct Buildings Pollutant Emissions[commercial,kerosene bf,OC] | NoSettings | 0 | 0 | 0 | 0 | 0 | 0 | 0 | 0 | 0 | 0 | 0 | 0 | 0 | 0 | 0 | 0 | 0 | 0 | 0 | 0 | 0 | 0 | 0 | 0 | 0 | 0 | 0 | 0 | 0 | 0 | 0
Direct Buildings Pollutant Emissions[commercial,kerosene bf,CH4] | NoSettings | 0 | 0 | 0 | 0 | 0 | 0 | 0 | 0 | 0 | 0 | 0 | 0 | 0 | 0 | 0 | 0 | 0 | 0 | 0 | 0 | 0 | 0 | 0 | 0 | 0 | 0 | 0 | 0 | 0 | 0 | 0
Direct Buildings Pollutant Emissions[commercial,kerosene bf,N2O] | NoSettings | 0 | 0 | 0 | 0 | 0 | 0 | 0 | 0 | 0 | 0 | 0 | 0 | 0 | 0 | 0 | 0 | 0 | 0 | 0 | 0 | 0 | 0 | 0 | 0 | 0 | 0 | 0 | 0 | 0 | 0 | 0
Direct Buildings Pollutant Emissions[commercial,kerosene bf,F gases] | NoSettings | 0 | 0 | 0 | 0 | 0 | 0 | 0 | 0 | 0 | 0 | 0 | 0 | 0 | 0 | 0 | 0 | 0 | 0 | 0 | 0 | 0 | 0 | 0 | 0 | 0 | 0 | 0 | 0 | 0 | 0 | 0
Direct Buildings Pollutant Emissions[commercial,heavy or residual fuel oil bf,CO2] | NoSettings | 0 | 0 | 0 | 0 | 0 | 0 | 0 | 0 | 0 | 0 | 0 | 0 | 0 | 0 | 0 | 0 | 0 | 0 | 0 | 0 | 0 | 0 | 0 | 0 | 0 | 0 | 0 | 0 | 0 | 0 | 0
Direct Buildings Pollutant Emissions[commercial,heavy or residual fuel oil bf,VOC] | NoSettings | 0 | 0 | 0 | 0 | 0 | 0 | 0 | 0 | 0 | 0 | 0 | 0 | 0 | 0 | 0 | 0 | 0 | 0 | 0 | 0 | 0 | 0 | 0 | 0 | 0 | 0 | 0 | 0 | 0 | 0 | 0
Direct Buildings Pollutant Emissions[commercial,heavy or residual fuel oil bf,CO] | NoSettings | 0 | 0 | 0 | 0 | 0 | 0 | 0 | 0 | 0 | 0 | 0 | 0 | 0 | 0 | 0 | 0 | 0 | 0 | 0 | 0 | 0 | 0 | 0 | 0 | 0 | 0 | 0 | 0 | 0 | 0 | 0
Direct Buildings Pollutant Emissions[commercial,heavy or residual fuel oil bf,NOx] | NoSettings | 0 | 0 | 0 | 0 | 0 | 0 | 0 | 0 | 0 | 0 | 0 | 0 | 0 | 0 | 0 | 0 | 0 | 0 | 0 | 0 | 0 | 0 | 0 | 0 | 0 | 0 | 0 | 0 | 0 | 0 | 0
Direct Buildings Pollutant Emissions[commercial,heavy or residual fuel oil bf,PM10] | NoSettings | 0 | 0 | 0 | 0 | 0 | 0 | 0 | 0 | 0 | 0 | 0 | 0 | 0 | 0 | 0 | 0 | 0 | 0 | 0 | 0 | 0 | 0 | 0 | 0 | 0 | 0 | 0 | 0 | 0 | 0 | 0
Direct Buildings Pollutant Emissions[commercial,heavy or residual fuel oil bf,PM25] | NoSettings | 0 | 0 | 0 | 0 | 0 | 0 | 0 | 0 | 0 | 0 | 0 | 0 | 0 | 0 | 0 | 0 | 0 | 0 | 0 | 0 | 0 | 0 | 0 | 0 | 0 | 0 | 0 | 0 | 0 | 0 | 0
Direct Buildings Pollutant Emissions[commercial,heavy or residual fuel oil bf,SOx] | NoSettings | 0 | 0 | 0 | 0 | 0 | 0 | 0 | 0 | 0 | 0 | 0 | 0 | 0 | 0 | 0 | 0 | 0 | 0 | 0 | 0 | 0 | 0 | 0 | 0 | 0 | 0 | 0 | 0 | 0 | 0 | 0
Direct Buildings Pollutant Emissions[commercial,heavy or residual fuel oil bf,BC] | NoSettings | 0 | 0 | 0 | 0 | 0 | 0 | 0 | 0 | 0 | 0 | 0 | 0 | 0 | 0 | 0 | 0 | 0 | 0 | 0 | 0 | 0 | 0 | 0 | 0 | 0 | 0 | 0 | 0 | 0 | 0 | 0
Direct Buildings Pollutant Emissions[commercial,heavy or residual fuel oil bf,OC] | NoSettings | 0 | 0 | 0 | 0 | 0 | 0 | 0 | 0 | 0 | 0 | 0 | 0 | 0 | 0 | 0 | 0 | 0 | 0 | 0 | 0 | 0 | 0 | 0 | 0 | 0 | 0 | 0 | 0 | 0 | 0 | 0
Direct Buildings Pollutant Emissions[commercial,heavy or residual fuel oil bf,CH4] | NoSettings | 0 | 0 | 0 | 0 | 0 | 0 | 0 | 0 | 0 | 0 | 0 | 0 | 0 | 0 | 0 | 0 | 0 | 0 | 0 | 0 | 0 | 0 | 0 | 0 | 0 | 0 | 0 | 0 | 0 | 0 | 0
Direct Buildings Pollutant Emissions[commercial,heavy or residual fuel oil bf,N2O] | NoSettings | 0 | 0 | 0 | 0 | 0 | 0 | 0 | 0 | 0 | 0 | 0 | 0 | 0 | 0 | 0 | 0 | 0 | 0 | 0 | 0 | 0 | 0 | 0 | 0 | 0 | 0 | 0 | 0 | 0 | 0 | 0
Direct Buildings Pollutant Emissions[commercial,heavy or residual fuel oil bf,F gases] | NoSettings | 0 | 0 | 0 | 0 | 0 | 0 | 0 | 0 | 0 | 0 | 0 | 0 | 0 | 0 | 0 | 0 | 0 | 0 | 0 | 0 | 0 | 0 | 0 | 0 | 0 | 0 | 0 | 0 | 0 | 0 | 0
Direct Buildings Pollutant Emissions[commercial,LPG propane or butane bf,CO2] | NoSettings | 817418000000 | 817418000000 | 817418000000 | 817418000000 | 817418000000 | 811272000000 | 805126000000 | 805126000000 | 798980000000 | 792834000000 | 786688000000 | 780542000000 | 774396000000 | 768250000000 | 762104000000 | 755958000000 | 749812000000 | 743666000000 | 737520000000 | 731374000000 | 725228000000 | 719082000000 | 712936000000 | 706790000000 | 700644000000 | 700644000000 | 694498000000 | 694498000000 | 694498000000 | 694498000000 | 694498000000
Direct Buildings Pollutant Emissions[commercial,LPG propane or butane bf,VOC] | NoSettings | 52801000 | 52801000 | 52801000 | 52801000 | 52801000 | 52404000 | 52007000 | 52007000 | 51610000 | 51213000 | 50816000 | 50419000 | 50022000 | 49625000 | 49228000 | 48831000 | 48434000 | 48037000 | 47640000 | 47243000 | 46846000 | 46449000 | 46052000 | 45655000 | 45258000 | 45258000 | 44861000 | 44861000 | 44861000 | 44861000 | 44861000
Direct Buildings Pollutant Emissions[commercial,LPG propane or butane bf,CO] | NoSettings | 43637300 | 43637300 | 43637300 | 43637300 | 43637300 | 43309200 | 42981100 | 42981100 | 42653000 | 42324900 | 41996800 | 41668700 | 41340600 | 41012500 | 40684400 | 40356300 | 40028200 | 39700100 | 39372000 | 39043900 | 38715800 | 38387700 | 38059600 | 37731500 | 37403400 | 37403400 | 37075300 | 37075300 | 37075300 | 37075300 | 37075300
Direct Buildings Pollutant Emissions[commercial,LPG propane or butane bf,NOx] | NoSettings | 857956000 | 857956000 | 857956000 | 857956000 | 857956000 | 851506000 | 845055000 | 845055000 | 838604000 | 832153000 | 825702000 | 819252000 | 812801000 | 806350000 | 799899000 | 793448000 | 786998000 | 780547000 | 774096000 | 767645000 | 761194000 | 754744000 | 748293000 | 741842000 | 735391000 | 735391000 | 728940000 | 728940000 | 728940000 | 728940000 | 728940000
Direct Buildings Pollutant Emissions[commercial,LPG propane or butane bf,PM10] | NoSettings | 46204200 | 46204200 | 46204200 | 46204200 | 46204200 | 45856800 | 45509400 | 45509400 | 45162000 | 44814600 | 44467200 | 44119800 | 43772400 | 43425000 | 43077600 | 42730200 | 42382800 | 42035400 | 41688000 | 41340600 | 40993200 | 40645800 | 40298400 | 39951000 | 39603600 | 39603600 | 39256200 | 39256200 | 39256200 | 39256200 | 39256200
Direct Buildings Pollutant Emissions[commercial,LPG propane or butane bf,PM25] | NoSettings | 46204200 | 46204200 | 46204200 | 46204200 | 46204200 | 45856800 | 45509400 | 45509400 | 45162000 | 44814600 | 44467200 | 44119800 | 43772400 | 43425000 | 43077600 | 42730200 | 42382800 | 42035400 | 41688000 | 41340600 | 40993200 | 40645800 | 40298400 | 39951000 | 39603600 | 39603600 | 39256200 | 39256200 | 39256200 | 39256200 | 39256200
Direct Buildings Pollutant Emissions[commercial,LPG propane or butane bf,SOx] | NoSettings | 0 | 0 | 0 | 0 | 0 | 0 | 0 | 0 | 0 | 0 | 0 | 0 | 0 | 0 | 0 | 0 | 0 | 0 | 0 | 0 | 0 | 0 | 0 | 0 | 0 | 0 | 0 | 0 | 0 | 0 | 0
Direct Buildings Pollutant Emissions[commercial,LPG propane or butane bf,BC] | NoSettings | 7620900 | 7620900 | 7620900 | 7620900 | 7620900 | 7563600 | 7506300 | 7506300 | 7449000 | 7391700 | 7334400 | 7277100 | 7219800 | 7162500 | 7105200 | 7047900 | 6990600 | 6933300 | 6876000 | 6818700 | 6761400 | 6704100 | 6646800 | 6589500 | 6532200 | 6532200 | 6474900 | 6474900 | 6474900 | 6474900 | 6474900
Direct Buildings Pollutant Emissions[commercial,LPG propane or butane bf,OC] | NoSettings | 19777100 | 19777100 | 19777100 | 19777100 | 19777100 | 19628400 | 19479700 | 19479700 | 19331000 | 19182300 | 19033600 | 18884900 | 18736200 | 18587500 | 18438800 | 18290100 | 18141400 | 17992700 | 17844000 | 17695300 | 17546600 | 17397900 | 17249200 | 17100500 | 16951800 | 16951800 | 16803100 | 16803100 | 16803100 | 16803100 | 16803100
Direct Buildings Pollutant Emissions[commercial,LPG propane or butane bf,CH4] | NoSettings | 39900000 | 39900000 | 39900000 | 39900000 | 39900000 | 39600000 | 39300000 | 39300000 | 39000000 | 38700000 | 38400000 | 38100000 | 37800000 | 37500000 | 37200000 | 36900000 | 36600000 | 36300000 | 36000000 | 35700000 | 35400000 | 35100000 | 34800000 | 34500000 | 34200000 | 34200000 | 33900000 | 33900000 | 33900000 | 33900000 | 33900000
Direct Buildings Pollutant Emissions[commercial,LPG propane or butane bf,N2O] | NoSettings | 7980000 | 7980000 | 7980000 | 7980000 | 7980000 | 7920000 | 7860000 | 7860000 | 7800000 | 7740000 | 7680000 | 7620000 | 7560000 | 7500000 | 7440000 | 7380000 | 7320000 | 7260000 | 7200000 | 7140000 | 7080000 | 7020000 | 6960000 | 6900000 | 6840000 | 6840000 | 6780000 | 6780000 | 6780000 | 6780000 | 6780000
Direct Buildings Pollutant Emissions[commercial,LPG propane or butane bf,F gases] | NoSettings | 0 | 0 | 0 | 0 | 0 | 0 | 0 | 0 | 0 | 0 | 0 | 0 | 0 | 0 | 0 | 0 | 0 | 0 | 0 | 0 | 0 | 0 | 0 | 0 | 0 | 0 | 0 | 0 | 0 | 0 | 0
Direct Buildings Pollutant Emissions[commercial,hydrogen bf,CO2] | NoSettings | 0 | 0 | 0 | 0 | 0 | 0 | 0 | 0 | 0 | 0 | 0 | 0 | 0 | 0 | 0 | 0 | 0 | 0 | 0 | 0 | 0 | 0 | 0 | 0 | 0 | 0 | 0 | 0 | 0 | 0 | 0
Direct Buildings Pollutant Emissions[commercial,hydrogen bf,VOC] | NoSettings | 0 | 0 | 0 | 0 | 0 | 0 | 0 | 0 | 0 | 0 | 0 | 0 | 0 | 0 | 0 | 0 | 0 | 0 | 0 | 0 | 0 | 0 | 0 | 0 | 0 | 0 | 0 | 0 | 0 | 0 | 0
Direct Buildings Pollutant Emissions[commercial,hydrogen bf,CO] | NoSettings | 0 | 0 | 0 | 0 | 0 | 0 | 0 | 0 | 0 | 0 | 0 | 0 | 0 | 0 | 0 | 0 | 0 | 0 | 0 | 0 | 0 | 0 | 0 | 0 | 0 | 0 | 0 | 0 | 0 | 0 | 0
Direct Buildings Pollutant Emissions[commercial,hydrogen bf,NOx] | NoSettings | 0 | 0 | 0 | 0 | 0 | 0 | 0 | 0 | 0 | 0 | 0 | 0 | 0 | 0 | 0 | 0 | 0 | 0 | 0 | 0 | 0 | 0 | 0 | 0 | 0 | 0 | 0 | 0 | 0 | 0 | 0
Direct Buildings Pollutant Emissions[commercial,hydrogen bf,PM10] | NoSettings | 0 | 0 | 0 | 0 | 0 | 0 | 0 | 0 | 0 | 0 | 0 | 0 | 0 | 0 | 0 | 0 | 0 | 0 | 0 | 0 | 0 | 0 | 0 | 0 | 0 | 0 | 0 | 0 | 0 | 0 | 0
Direct Buildings Pollutant Emissions[commercial,hydrogen bf,PM25] | NoSettings | 0 | 0 | 0 | 0 | 0 | 0 | 0 | 0 | 0 | 0 | 0 | 0 | 0 | 0 | 0 | 0 | 0 | 0 | 0 | 0 | 0 | 0 | 0 | 0 | 0 | 0 | 0 | 0 | 0 | 0 | 0
Direct Buildings Pollutant Emissions[commercial,hydrogen bf,SOx] | NoSettings | 0 | 0 | 0 | 0 | 0 | 0 | 0 | 0 | 0 | 0 | 0 | 0 | 0 | 0 | 0 | 0 | 0 | 0 | 0 | 0 | 0 | 0 | 0 | 0 | 0 | 0 | 0 | 0 | 0 | 0 | 0
Direct Buildings Pollutant Emissions[commercial,hydrogen bf,BC] | NoSettings | 0 | 0 | 0 | 0 | 0 | 0 | 0 | 0 | 0 | 0 | 0 | 0 | 0 | 0 | 0 | 0 | 0 | 0 | 0 | 0 | 0 | 0 | 0 | 0 | 0 | 0 | 0 | 0 | 0 | 0 | 0
Direct Buildings Pollutant Emissions[commercial,hydrogen bf,OC] | NoSettings | 0 | 0 | 0 | 0 | 0 | 0 | 0 | 0 | 0 | 0 | 0 | 0 | 0 | 0 | 0 | 0 | 0 | 0 | 0 | 0 | 0 | 0 | 0 | 0 | 0 | 0 | 0 | 0 | 0 | 0 | 0
Direct Buildings Pollutant Emissions[commercial,hydrogen bf,CH4] | NoSettings | 0 | 0 | 0 | 0 | 0 | 0 | 0 | 0 | 0 | 0 | 0 | 0 | 0 | 0 | 0 | 0 | 0 | 0 | 0 | 0 | 0 | 0 | 0 | 0 | 0 | 0 | 0 | 0 | 0 | 0 | 0
Direct Buildings Pollutant Emissions[commercial,hydrogen bf,N2O] | NoSettings | 0 | 0 | 0 | 0 | 0 | 0 | 0 | 0 | 0 | 0 | 0 | 0 | 0 | 0 | 0 | 0 | 0 | 0 | 0 | 0 | 0 | 0 | 0 | 0 | 0 | 0 | 0 | 0 | 0 | 0 | 0
Direct Buildings Pollutant Emissions[commercial,hydrogen bf,F gases] | NoSettings | 0 | 0 | 0 | 0 | 0 | 0 | 0 | 0 | 0 | 0 | 0 | 0 | 0 | 0 | 0 | 0 | 0 | 0 | 0 | 0 | 0 | 0 | 0 | 0 | 0 | 0 | 0 | 0 | 0 | 0 | 0
Transportation Pollutant Emissions Disaggregated[LDVs,CO2,passenger,electricity tf] | NoSettings | 0 | 0 | 0 | 0 | 0 | 0 | 0 | 0 | 0 | 0 | 0 | 0 | 0 | 0 | 0 | 0 | 0 | 0 | 0 | 0 | 0 | 0 | 0 | 0 | 0 | 0 | 0 | 0 | 0 | 0 | 0
Transportation Pollutant Emissions Disaggregated[LDVs,CO2,passenger,natural gas tf] | NoSettings | 24574400000 | 24063500000 | 20295700000 | 16696200000 | 13323200000 | 10248600000 | 7542990000 | 5254670000 | 3371200000 | 1899640000 | 845247000 | 211417000 | 0 | 0 | 0 | 0 | 0 | 0 | 0 | 0 | 0 | 0 | 0 | 0 | 0 | 0 | 0 | 0 | 0 | 0 | 0
Transportation Pollutant Emissions Disaggregated[LDVs,CO2,passenger,petroleum gasoline tf] | NoSettings | 100064000000000 | 113093000000000 | 112249000000000 | 111296000000000 | 109272000000000 | 106939000000000 | 104477000000000 | 102083000000000 | 99799300000000 | 97481100000000 | 94866700000000 | 91814500000000 | 88598800000000 | 85777900000000 | 82889300000000 | 80106500000000 | 77108500000000 | 73950700000000 | 70571100000000 | 66846100000000 | 62947500000000 | 58923900000000 | 54904400000000 | 50934100000000 | 47190700000000 | 43720000000000 | 40590900000000 | 37801600000000 | 35338700000000 | 33180000000000 | 31298500000000
Transportation Pollutant Emissions Disaggregated[LDVs,CO2,passenger,petroleum diesel tf] | NoSettings | 402884000000 | 411844000000 | 366909000000 | 322898000000 | 277259000000 | 233561000000 | 191945000000 | 152299000000 | 115238000000 | 80666000000 | 48243000000 | 19564500000 | 0 | 0 | 0 | 0 | 0 | 0 | 0 | 0 | 0 | 0 | 0 | 0 | 0 | 0 | 0 | 0 | 0 | 0 | 0
Transportation Pollutant Emissions Disaggregated[LDVs,CO2,passenger,biofuel gasoline tf] | NoSettings | 0 | 0 | 0 | 0 | 0 | 0 | 0 | 0 | 0 | 0 | 0 | 0 | 0 | 0 | 0 | 0 | 0 | 0 | 0 | 0 | 0 | 0 | 0 | 0 | 0 | 0 | 0 | 0 | 0 | 0 | 0
Transportation Pollutant Emissions Disaggregated[LDVs,CO2,passenger,biofuel diesel tf] | NoSettings | 0 | 0 | 0 | 0 | 0 | 0 | 0 | 0 | 0 | 0 | 0 | 0 | 0 | 0 | 0 | 0 | 0 | 0 | 0 | 0 | 0 | 0 | 0 | 0 | 0 | 0 | 0 | 0 | 0 | 0 | 0
Transportation Pollutant Emissions Disaggregated[LDVs,CO2,passenger,jet fuel tf] | NoSettings | 0 | 0 | 0 | 0 | 0 | 0 | 0 | 0 | 0 | 0 | 0 | 0 | 0 | 0 | 0 | 0 | 0 | 0 | 0 | 0 | 0 | 0 | 0 | 0 | 0 | 0 | 0 | 0 | 0 | 0 | 0
Transportation Pollutant Emissions Disaggregated[LDVs,CO2,passenger,heavy or residual fuel oil tf] | NoSettings | 0 | 0 | 0 | 0 | 0 | 0 | 0 | 0 | 0 | 0 | 0 | 0 | 0 | 0 | 0 | 0 | 0 | 0 | 0 | 0 | 0 | 0 | 0 | 0 | 0 | 0 | 0 | 0 | 0 | 0 | 0
Transportation Pollutant Emissions Disaggregated[LDVs,CO2,passenger,LPG propane or butane tf] | NoSettings | 0 | 0 | 0 | 0 | 0 | 0 | 0 | 0 | 0 | 0 | 0 | 0 | 0 | 0 | 0 | 0 | 0 | 0 | 0 | 0 | 0 | 0 | 0 | 0 | 0 | 0 | 0 | 0 | 0 | 0 | 0
Transportation Pollutant Emissions Disaggregated[LDVs,CO2,passenger,hydrogen tf] | NoSettings | 0 | 0 | 0 | 0 | 0 | 0 | 0 | 0 | 0 | 0 | 0 | 0 | 0 | 0 | 0 | 0 | 0 | 0 | 0 | 0 | 0 | 0 | 0 | 0 | 0 | 0 | 0 | 0 | 0 | 0 | 0
Transportation Pollutant Emissions Disaggregated[LDVs,CO2,freight,electricity tf] | NoSettings | 0 | 0 | 0 | 0 | 0 | 0 | 0 | 0 | 0 | 0 | 0 | 0 | 0 | 0 | 0 | 0 | 0 | 0 | 0 | 0 | 0 | 0 | 0 | 0 | 0 | 0 | 0 | 0 | 0 | 0 | 0
Transportation Pollutant Emissions Disaggregated[LDVs,CO2,freight,natural gas tf] | NoSettings | 17550200000 | 17319300000 | 15652200000 | 13925200000 | 12181200000 | 10466100000 | 8829470000 | 7316530000 | 5911550000 | 4621790000 | 3456880000 | 2441450000 | 1585410000 | 888712000 | 794211000 | 671920000 | 521547000 | 418158000 | 331472000 | 266345000 | 219721000 | 176861000 | 143293000 | 112810000 | 89835500 | 73157000 | 58029300 | 44519300 | 32670700 | 24919300 | 18164700
Transportation Pollutant Emissions Disaggregated[LDVs,CO2,freight,petroleum gasoline tf] | NoSettings | 7311480000000 | 7939330000000 | 7898450000000 | 7870330000000 | 7815320000000 | 7737360000000 | 7676290000000 | 7590490000000 | 7488830000000 | 7377270000000 | 7237470000000 | 7113430000000 | 6970920000000 | 6844200000000 | 6513640000000 | 6242900000000 | 5981400000000 | 5695400000000 | 5430270000000 | 5165800000000 | 4914750000000 | 4699870000000 | 4521990000000 | 4383450000000 | 4285330000000 | 4215610000000 | 4176220000000 | 4166290000000 | 4185430000000 | 4234410000000 | 4285080000000
Transportation Pollutant Emissions Disaggregated[LDVs,CO2,freight,petroleum diesel tf] | NoSettings | 7289940000000 | 7631840000000 | 7294480000000 | 6952480000000 | 6588870000000 | 6204130000000 | 5841240000000 | 5477300000000 | 5123300000000 | 4774350000000 | 4427870000000 | 4230930000000 | 4025470000000 | 3809630000000 | 3654010000000 | 3467440000000 | 3285520000000 | 3124060000000 | 2970480000000 | 2832080000000 | 2702960000000 | 2587450000000 | 2489240000000 | 2408910000000 | 2341930000000 | 2291360000000 | 2255470000000 | 2236590000000 | 2234080000000 | 2251830000000 | 2271000000000
Transportation Pollutant Emissions Disaggregated[LDVs,CO2,freight,biofuel gasoline tf] | NoSettings | 0 | 0 | 0 | 0 | 0 | 0 | 0 | 0 | 0 | 0 | 0 | 0 | 0 | 0 | 0 | 0 | 0 | 0 | 0 | 0 | 0 | 0 | 0 | 0 | 0 | 0 | 0 | 0 | 0 | 0 | 0
Transportation Pollutant Emissions Disaggregated[LDVs,CO2,freight,biofuel diesel tf] | NoSettings | 0 | 0 | 0 | 0 | 0 | 0 | 0 | 0 | 0 | 0 | 0 | 0 | 0 | 0 | 0 | 0 | 0 | 0 | 0 | 0 | 0 | 0 | 0 | 0 | 0 | 0 | 0 | 0 | 0 | 0 | 0
Transportation Pollutant Emissions Disaggregated[LDVs,CO2,freight,jet fuel tf] | NoSettings | 0 | 0 | 0 | 0 | 0 | 0 | 0 | 0 | 0 | 0 | 0 | 0 | 0 | 0 | 0 | 0 | 0 | 0 | 0 | 0 | 0 | 0 | 0 | 0 | 0 | 0 | 0 | 0 | 0 | 0 | 0
Transportation Pollutant Emissions Disaggregated[LDVs,CO2,freight,heavy or residual fuel oil tf] | NoSettings | 0 | 0 | 0 | 0 | 0 | 0 | 0 | 0 | 0 | 0 | 0 | 0 | 0 | 0 | 0 | 0 | 0 | 0 | 0 | 0 | 0 | 0 | 0 | 0 | 0 | 0 | 0 | 0 | 0 | 0 | 0
Transportation Pollutant Emissions Disaggregated[LDVs,CO2,freight,LPG propane or butane tf] | NoSettings | 0 | 0 | 0 | 0 | 0 | 0 | 0 | 0 | 0 | 0 | 0 | 0 | 0 | 0 | 0 | 0 | 0 | 0 | 0 | 0 | 0 | 0 | 0 | 0 | 0 | 0 | 0 | 0 | 0 | 0 | 0
Transportation Pollutant Emissions Disaggregated[LDVs,CO2,freight,hydrogen tf] | NoSettings | 0 | 0 | 0 | 0 | 0 | 0 | 0 | 0 | 0 | 0 | 0 | 0 | 0 | 0 | 0 | 0 | 0 | 0 | 0 | 0 | 0 | 0 | 0 | 0 | 0 | 0 | 0 | 0 | 0 | 0 | 0
Transportation Pollutant Emissions Disaggregated[LDVs,VOC,passenger,electricity tf] | NoSettings | 0 | 0 | 0 | 0 | 0 | 0 | 0 | 0 | 0 | 0 | 0 | 0 | 0 | 0 | 0 | 0 | 0 | 0 | 0 | 0 | 0 | 0 | 0 | 0 | 0 | 0 | 0 | 0 | 0 | 0 | 0
Transportation Pollutant Emissions Disaggregated[LDVs,VOC,passenger,natural gas tf] | NoSettings | 16091800 | 15757300 | 13290000 | 10933000 | 8724290 | 6711000 | 4939300 | 3440860 | 2207530 | 1243920 | 553484 | 138440 | 0 | 0 | 0 | 0 | 0 | 0 | 0 | 0 | 0 | 0 | 0 | 0 | 0 | 0 | 0 | 0 | 0 | 0 | 0
Transportation Pollutant Emissions Disaggregated[LDVs,VOC,passenger,petroleum gasoline tf] | NoSettings | 70985500000 | 80228000000 | 79629700000 | 78953500000 | 77517700000 | 75862900000 | 74115700000 | 72417400000 | 70797700000 | 69153200000 | 67298500000 | 65133200000 | 62852100000 | 60850900000 | 58801800000 | 56827600000 | 54700800000 | 52460700000 | 50063200000 | 47420700000 | 44655000000 | 41800700000 | 38949200000 | 36132700000 | 33477100000 | 31015000000 | 28795200000 | 26816500000 | 25069300000 | 23537900000 | 22203200000
Transportation Pollutant Emissions Disaggregated[LDVs,VOC,passenger,petroleum diesel tf] | NoSettings | 173768000 | 177632000 | 158251000 | 139269000 | 119584000 | 100737000 | 82787600 | 65688000 | 49703000 | 34791900 | 20807600 | 8438340 | 0 | 0 | 0 | 0 | 0 | 0 | 0 | 0 | 0 | 0 | 0 | 0 | 0 | 0 | 0 | 0 | 0 | 0 | 0
Transportation Pollutant Emissions Disaggregated[LDVs,VOC,passenger,biofuel gasoline tf] | NoSettings | 4959250000 | 5621830000 | 5596660000 | 5565750000 | 5480860000 | 5379840000 | 5271560000 | 5165980000 | 5065370000 | 4955040000 | 4836350000 | 4680750000 | 4516820000 | 4373010000 | 4225750000 | 4083880000 | 3931040000 | 3770050000 | 3597760000 | 3407860000 | 3209110000 | 3003980000 | 2799070000 | 2596660000 | 2405820000 | 2228870000 | 2069350000 | 1927150000 | 1801590000 | 1691540000 | 1595620000
Transportation Pollutant Emissions Disaggregated[LDVs,VOC,passenger,biofuel diesel tf] | NoSettings | 40333300 | 46339800 | 46064500 | 44963100 | 42607400 | 39444300 | 35498400 | 30752300 | 25341200 | 19277800 | 12507600 | 5072320 | 0 | 0 | 0 | 0 | 0 | 0 | 0 | 0 | 0 | 0 | 0 | 0 | 0 | 0 | 0 | 0 | 0 | 0 | 0
Transportation Pollutant Emissions Disaggregated[LDVs,VOC,passenger,jet fuel tf] | NoSettings | 0 | 0 | 0 | 0 | 0 | 0 | 0 | 0 | 0 | 0 | 0 | 0 | 0 | 0 | 0 | 0 | 0 | 0 | 0 | 0 | 0 | 0 | 0 | 0 | 0 | 0 | 0 | 0 | 0 | 0 | 0
Transportation Pollutant Emissions Disaggregated[LDVs,VOC,passenger,heavy or residual fuel oil tf] | NoSettings | 0 | 0 | 0 | 0 | 0 | 0 | 0 | 0 | 0 | 0 | 0 | 0 | 0 | 0 | 0 | 0 | 0 | 0 | 0 | 0 | 0 | 0 | 0 | 0 | 0 | 0 | 0 | 0 | 0 | 0 | 0
Transportation Pollutant Emissions Disaggregated[LDVs,VOC,passenger,LPG propane or butane tf] | NoSettings | 0 | 0 | 0 | 0 | 0 | 0 | 0 | 0 | 0 | 0 | 0 | 0 | 0 | 0 | 0 | 0 | 0 | 0 | 0 | 0 | 0 | 0 | 0 | 0 | 0 | 0 | 0 | 0 | 0 | 0 | 0
Transportation Pollutant Emissions Disaggregated[LDVs,VOC,passenger,hydrogen tf] | NoSettings | 0 | 0 | 0 | 0 | 0 | 0 | 0 | 0 | 0 | 0 | 0 | 0 | 0 | 0 | 0 | 0 | 0 | 0 | 0 | 0 | 0 | 0 | 0 | 0 | 0 | 0 | 0 | 0 | 0 | 0 | 0
Transportation Pollutant Emissions Disaggregated[LDVs,VOC,freight,electricity tf] | NoSettings | 0 | 0 | 0 | 0 | 0 | 0 | 0 | 0 | 0 | 0 | 0 | 0 | 0 | 0 | 0 | 0 | 0 | 0 | 0 | 0 | 0 | 0 | 0 | 0 | 0 | 0 | 0 | 0 | 0 | 0 | 0
Transportation Pollutant Emissions Disaggregated[LDVs,VOC,freight,natural gas tf] | NoSettings | 11492200 | 11341000 | 10249400 | 9118470 | 7976490 | 6853410 | 5781710 | 4791010 | 3871000 | 3026440 | 2263630 | 1598710 | 1038160 | 581946 | 520065 | 439987 | 341519 | 273818 | 217055 | 174408 | 143878 | 115812 | 93830.8 | 73870.1 | 58826 | 47904.6 | 37998.7 | 29152.1 | 21393.4 | 16317.6 | 11894.6
Transportation Pollutant Emissions Disaggregated[LDVs,VOC,freight,petroleum gasoline tf] | NoSettings | 5186770000 | 5632170000 | 5603170000 | 5583220000 | 5544190000 | 5488890000 | 5445570000 | 5384700000 | 5312580000 | 5233440000 | 5134260000 | 5046270000 | 4945180000 | 4855280000 | 4620780000 | 4428720000 | 4243210000 | 4040320000 | 3852230000 | 3664620000 | 3486520000 | 3334090000 | 3207900000 | 3109620000 | 3040020000 | 2990550000 | 2962610000 | 2955570000 | 2969150000 | 3003890000 | 3039840000
Transportation Pollutant Emissions Disaggregated[LDVs,VOC,freight,petroleum diesel tf] | NoSettings | 3144210000 | 3291680000 | 3146170000 | 2998670000 | 2841840000 | 2675890000 | 2519380000 | 2362410000 | 2209720000 | 2059220000 | 1909780000 | 1824840000 | 1736220000 | 1643130000 | 1576010000 | 1495540000 | 1417070000 | 1347440000 | 1281190000 | 1221500000 | 1165810000 | 1115990000 | 1073630000 | 1038980000 | 1010100000 | 988285000 | 972802000 | 964659000 | 963579000 | 971233000 | 979503000
Transportation Pollutant Emissions Disaggregated[LDVs,VOC,freight,biofuel gasoline tf] | NoSettings | 362363000 | 394664000 | 393810000 | 393583000 | 391999000 | 389245000 | 387320000 | 384126000 | 380102000 | 374991000 | 368968000 | 362645000 | 355380000 | 348919000 | 332068000 | 318265000 | 304933000 | 290353000 | 276837000 | 263354000 | 250555000 | 239601000 | 230532000 | 223470000 | 218468000 | 214913000 | 212905000 | 212399000 | 213374000 | 215872000 | 218455000
Transportation Pollutant Emissions Disaggregated[LDVs,VOC,freight,biofuel diesel tf] | NoSettings | 729805000 | 858719000 | 915805000 | 968123000 | 1012540000 | 1047770000 | 1080280000 | 1105980000 | 1126630000 | 1140990000 | 1147980000 | 1096920000 | 1043650000 | 987689000 | 947343000 | 898973000 | 851809000 | 809949000 | 770131000 | 734250000 | 700774000 | 670827000 | 645364000 | 624536000 | 607173000 | 594062000 | 584755000 | 579861000 | 579211000 | 583812000 | 588783000
Transportation Pollutant Emissions Disaggregated[LDVs,VOC,freight,jet fuel tf] | NoSettings | 0 | 0 | 0 | 0 | 0 | 0 | 0 | 0 | 0 | 0 | 0 | 0 | 0 | 0 | 0 | 0 | 0 | 0 | 0 | 0 | 0 | 0 | 0 | 0 | 0 | 0 | 0 | 0 | 0 | 0 | 0
Transportation Pollutant Emissions Disaggregated[LDVs,VOC,freight,heavy or residual fuel oil tf] | NoSettings | 0 | 0 | 0 | 0 | 0 | 0 | 0 | 0 | 0 | 0 | 0 | 0 | 0 | 0 | 0 | 0 | 0 | 0 | 0 | 0 | 0 | 0 | 0 | 0 | 0 | 0 | 0 | 0 | 0 | 0 | 0
Transportation Pollutant Emissions Disaggregated[LDVs,VOC,freight,LPG propane or butane tf] | NoSettings | 0 | 0 | 0 | 0 | 0 | 0 | 0 | 0 | 0 | 0 | 0 | 0 | 0 | 0 | 0 | 0 | 0 | 0 | 0 | 0 | 0 | 0 | 0 | 0 | 0 | 0 | 0 | 0 | 0 | 0 | 0
Transportation Pollutant Emissions Disaggregated[LDVs,VOC,freight,hydrogen tf] | NoSettings | 0 | 0 | 0 | 0 | 0 | 0 | 0 | 0 | 0 | 0 | 0 | 0 | 0 | 0 | 0 | 0 | 0 | 0 | 0 | 0 | 0 | 0 | 0 | 0 | 0 | 0 | 0 | 0 | 0 | 0 | 0
Transportation Pollutant Emissions Disaggregated[LDVs,CO,passenger,electricity tf] | NoSettings | 0 | 0 | 0 | 0 | 0 | 0 | 0 | 0 | 0 | 0 | 0 | 0 | 0 | 0 | 0 | 0 | 0 | 0 | 0 | 0 | 0 | 0 | 0 | 0 | 0 | 0 | 0 | 0 | 0 | 0 | 0
Transportation Pollutant Emissions Disaggregated[LDVs,CO,passenger,natural gas tf] | NoSettings | 251049000 | 245829000 | 207338000 | 170565000 | 136108000 | 104698000 | 77058100 | 53680900 | 34439700 | 19406400 | 8634910 | 2159800 | 0 | 0 | 0 | 0 | 0 | 0 | 0 | 0 | 0 | 0 | 0 | 0 | 0 | 0 | 0 | 0 | 0 | 0 | 0
Transportation Pollutant Emissions Disaggregated[LDVs,CO,passenger,petroleum gasoline tf] | NoSettings | 803329000000 | 907924000000 | 901153000000 | 893501000000 | 877252000000 | 858525000000 | 838753000000 | 819534000000 | 801203000000 | 782592000000 | 761604000000 | 737100000000 | 711284000000 | 688637000000 | 665448000000 | 643106000000 | 619038000000 | 593687000000 | 566555000000 | 536650000000 | 505352000000 | 473050000000 | 440781000000 | 408906000000 | 378854000000 | 350990000000 | 325869000000 | 303477000000 | 283704000000 | 266374000000 | 251269000000
Transportation Pollutant Emissions Disaggregated[LDVs,CO,passenger,petroleum diesel tf] | NoSettings | 3973250000 | 4061610000 | 3618460000 | 3184420000 | 2734330000 | 2303380000 | 1892970000 | 1501980000 | 1136480000 | 795529000 | 475773000 | 192945000 | 0 | 0 | 0 | 0 | 0 | 0 | 0 | 0 | 0 | 0 | 0 | 0 | 0 | 0 | 0 | 0 | 0 | 0 | 0
Transportation Pollutant Emissions Disaggregated[LDVs,CO,passenger,biofuel gasoline tf] | NoSettings | 60055500000 | 68079200000 | 67774300000 | 67400100000 | 66372100000 | 65148700000 | 63837500000 | 62559000000 | 61340500000 | 60004500000 | 58567300000 | 56682900000 | 54697800000 | 52956200000 | 51172900000 | 49454900000 | 47604100000 | 45654600000 | 43568200000 | 41268500000 | 38861700000 | 36377600000 | 33896100000 | 31445000000 | 29133900000 | 26991200000 | 25059400000 | 23337400000 | 21816900000 | 20484200000 | 19322700000
Transportation Pollutant Emissions Disaggregated[LDVs,CO,passenger,biofuel diesel tf] | NoSettings | 977950000 | 1123590000 | 1116910000 | 1090210000 | 1033090000 | 956396000 | 860719000 | 745641000 | 614441000 | 467424000 | 303267000 | 122987000 | 0 | 0 | 0 | 0 | 0 | 0 | 0 | 0 | 0 | 0 | 0 | 0 | 0 | 0 | 0 | 0 | 0 | 0 | 0
Transportation Pollutant Emissions Disaggregated[LDVs,CO,passenger,jet fuel tf] | NoSettings | 0 | 0 | 0 | 0 | 0 | 0 | 0 | 0 | 0 | 0 | 0 | 0 | 0 | 0 | 0 | 0 | 0 | 0 | 0 | 0 | 0 | 0 | 0 | 0 | 0 | 0 | 0 | 0 | 0 | 0 | 0
Transportation Pollutant Emissions Disaggregated[LDVs,CO,passenger,heavy or residual fuel oil tf] | NoSettings | 0 | 0 | 0 | 0 | 0 | 0 | 0 | 0 | 0 | 0 | 0 | 0 | 0 | 0 | 0 | 0 | 0 | 0 | 0 | 0 | 0 | 0 | 0 | 0 | 0 | 0 | 0 | 0 | 0 | 0 | 0
Transportation Pollutant Emissions Disaggregated[LDVs,CO,passenger,LPG propane or butane tf] | NoSettings | 0 | 0 | 0 | 0 | 0 | 0 | 0 | 0 | 0 | 0 | 0 | 0 | 0 | 0 | 0 | 0 | 0 | 0 | 0 | 0 | 0 | 0 | 0 | 0 | 0 | 0 | 0 | 0 | 0 | 0 | 0
Transportation Pollutant Emissions Disaggregated[LDVs,CO,passenger,hydrogen tf] | NoSettings | 0 | 0 | 0 | 0 | 0 | 0 | 0 | 0 | 0 | 0 | 0 | 0 | 0 | 0 | 0 | 0 | 0 | 0 | 0 | 0 | 0 | 0 | 0 | 0 | 0 | 0 | 0 | 0 | 0 | 0 | 0
Transportation Pollutant Emissions Disaggregated[LDVs,CO,freight,electricity tf] | NoSettings | 0 | 0 | 0 | 0 | 0 | 0 | 0 | 0 | 0 | 0 | 0 | 0 | 0 | 0 | 0 | 0 | 0 | 0 | 0 | 0 | 0 | 0 | 0 | 0 | 0 | 0 | 0 | 0 | 0 | 0 | 0
Transportation Pollutant Emissions Disaggregated[LDVs,CO,freight,natural gas tf] | NoSettings | 179290000 | 176931000 | 159901000 | 142257000 | 124441000 | 106920000 | 90200600 | 74744600 | 60391500 | 47215500 | 35314900 | 24941500 | 16196300 | 9078950 | 8113540 | 6864240 | 5328050 | 4271840 | 3386270 | 2720940 | 2244640 | 1806780 | 1463860 | 1152450 | 917746 | 747361 | 592819 | 454803 | 333759 | 254572 | 185568
Transportation Pollutant Emissions Disaggregated[LDVs,CO,freight,petroleum gasoline tf] | NoSettings | 58697600000 | 63738100000 | 63409900000 | 63184200000 | 62742500000 | 62116700000 | 61626400000 | 60937600000 | 60121400000 | 59225800000 | 58103400000 | 57107700000 | 55963600000 | 54946200000 | 52292500000 | 50118900000 | 48019500000 | 45723500000 | 43595000000 | 41471800000 | 39456300000 | 37731200000 | 36303200000 | 35191000000 | 34403300000 | 33843500000 | 33527300000 | 33447600000 | 33601200000 | 33994500000 | 34401300000
Transportation Pollutant Emissions Disaggregated[LDVs,CO,freight,petroleum diesel tf] | NoSettings | 71893500000 | 75265300000 | 71938300000 | 68565500000 | 64979600000 | 61185200000 | 57606400000 | 54017200000 | 50526000000 | 47084700000 | 43667700000 | 41725500000 | 39699200000 | 37570600000 | 36035900000 | 34195900000 | 32401900000 | 30809500000 | 29294900000 | 27930000000 | 26656700000 | 25517500000 | 24548900000 | 23756700000 | 23096200000 | 22597500000 | 22243400000 | 22057300000 | 22032500000 | 22207500000 | 22396600000
Transportation Pollutant Emissions Disaggregated[LDVs,CO,freight,biofuel gasoline tf] | NoSettings | 4388140000 | 4779300000 | 4768960000 | 4766210000 | 4747030000 | 4713680000 | 4690370000 | 4651690000 | 4602950000 | 4541060000 | 4468130000 | 4391560000 | 4303580000 | 4225340000 | 4021270000 | 3854120000 | 3692680000 | 3516120000 | 3352440000 | 3189160000 | 3034170000 | 2901510000 | 2791700000 | 2706170000 | 2645600000 | 2602550000 | 2578240000 | 2572110000 | 2583920000 | 2614160000 | 2645440000
Transportation Pollutant Emissions Disaggregated[LDVs,CO,freight,biofuel diesel tf] | NoSettings | 17695400000 | 20821100000 | 22205300000 | 23473800000 | 24550700000 | 25405000000 | 26193300000 | 26816300000 | 27317100000 | 27665200000 | 27834700000 | 26596700000 | 25305100000 | 23948200000 | 22970000000 | 21797200000 | 20653600000 | 19638600000 | 18673200000 | 17803200000 | 16991500000 | 16265400000 | 15648000000 | 15143000000 | 14721900000 | 14404100000 | 14178400000 | 14059700000 | 14044000000 | 14155500000 | 14276100000
Transportation Pollutant Emissions Disaggregated[LDVs,CO,freight,jet fuel tf] | NoSettings | 0 | 0 | 0 | 0 | 0 | 0 | 0 | 0 | 0 | 0 | 0 | 0 | 0 | 0 | 0 | 0 | 0 | 0 | 0 | 0 | 0 | 0 | 0 | 0 | 0 | 0 | 0 | 0 | 0 | 0 | 0
Transportation Pollutant Emissions Disaggregated[LDVs,CO,freight,heavy or residual fuel oil tf] | NoSettings | 0 | 0 | 0 | 0 | 0 | 0 | 0 | 0 | 0 | 0 | 0 | 0 | 0 | 0 | 0 | 0 | 0 | 0 | 0 | 0 | 0 | 0 | 0 | 0 | 0 | 0 | 0 | 0 | 0 | 0 | 0
Transportation Pollutant Emissions Disaggregated[LDVs,CO,freight,LPG propane or butane tf] | NoSettings | 0 | 0 | 0 | 0 | 0 | 0 | 0 | 0 | 0 | 0 | 0 | 0 | 0 | 0 | 0 | 0 | 0 | 0 | 0 | 0 | 0 | 0 | 0 | 0 | 0 | 0 | 0 | 0 | 0 | 0 | 0
Transportation Pollutant Emissions Disaggregated[LDVs,CO,freight,hydrogen tf] | NoSettings | 0 | 0 | 0 | 0 | 0 | 0 | 0 | 0 | 0 | 0 | 0 | 0 | 0 | 0 | 0 | 0 | 0 | 0 | 0 | 0 | 0 | 0 | 0 | 0 | 0 | 0 | 0 | 0 | 0 | 0 | 0
Transportation Pollutant Emissions Disaggregated[LDVs,NOx,passenger,electricity tf] | NoSettings | 0 | 0 | 0 | 0 | 0 | 0 | 0 | 0 | 0 | 0 | 0 | 0 | 0 | 0 | 0 | 0 | 0 | 0 | 0 | 0 | 0 | 0 | 0 | 0 | 0 | 0 | 0 | 0 | 0 | 0 | 0
Transportation Pollutant Emissions Disaggregated[LDVs,NOx,passenger,natural gas tf] | NoSettings | 11146800 | 10915100 | 9206030 | 7573290 | 6043330 | 4648720 | 3421460 | 2383490 | 1529160 | 861666 | 383399 | 95897.5 | 0 | 0 | 0 | 0 | 0 | 0 | 0 | 0 | 0 | 0 | 0 | 0 | 0 | 0 | 0 | 0 | 0 | 0 | 0
Transportation Pollutant Emissions Disaggregated[LDVs,NOx,passenger,petroleum gasoline tf] | NoSettings | 35668400000 | 40312500000 | 40011900000 | 39672100000 | 38950700000 | 38119100000 | 37241300000 | 36387900000 | 35574000000 | 34747700000 | 33815800000 | 32727800000 | 31581600000 | 30576000000 | 29546400000 | 28554400000 | 27485800000 | 26360100000 | 25155500000 | 23827700000 | 22438000000 | 21003800000 | 19571000000 | 18155700000 | 16821400000 | 15584200000 | 14468900000 | 13474600000 | 12596700000 | 11827200000 | 11156500000
Transportation Pollutant Emissions Disaggregated[LDVs,NOx,passenger,petroleum diesel tf] | NoSettings | 186085000 | 190223000 | 169468000 | 149141000 | 128061000 | 107877000 | 88656000 | 70344200 | 53226200 | 37258100 | 22282600 | 9036480 | 0 | 0 | 0 | 0 | 0 | 0 | 0 | 0 | 0 | 0 | 0 | 0 | 0 | 0 | 0 | 0 | 0 | 0 | 0
Transportation Pollutant Emissions Disaggregated[LDVs,NOx,passenger,biofuel gasoline tf] | NoSettings | 2666570000 | 3022840000 | 3009300000 | 2992680000 | 2947040000 | 2892720000 | 2834500000 | 2777730000 | 2723630000 | 2664310000 | 2600490000 | 2516820000 | 2428680000 | 2351350000 | 2272170000 | 2195890000 | 2113710000 | 2027150000 | 1934500000 | 1832400000 | 1725530000 | 1615230000 | 1505050000 | 1396210000 | 1293600000 | 1198460000 | 1112680000 | 1036220000 | 968711000 | 909536000 | 857960000
Transportation Pollutant Emissions Disaggregated[LDVs,NOx,passenger,biofuel diesel tf] | NoSettings | 45802300 | 52623400 | 52310700 | 51059900 | 48384800 | 44792800 | 40311800 | 34922200 | 28777400 | 21891800 | 14203500 | 5760110 | 0 | 0 | 0 | 0 | 0 | 0 | 0 | 0 | 0 | 0 | 0 | 0 | 0 | 0 | 0 | 0 | 0 | 0 | 0
Transportation Pollutant Emissions Disaggregated[LDVs,NOx,passenger,jet fuel tf] | NoSettings | 0 | 0 | 0 | 0 | 0 | 0 | 0 | 0 | 0 | 0 | 0 | 0 | 0 | 0 | 0 | 0 | 0 | 0 | 0 | 0 | 0 | 0 | 0 | 0 | 0 | 0 | 0 | 0 | 0 | 0 | 0
Transportation Pollutant Emissions Disaggregated[LDVs,NOx,passenger,heavy or residual fuel oil tf] | NoSettings | 0 | 0 | 0 | 0 | 0 | 0 | 0 | 0 | 0 | 0 | 0 | 0 | 0 | 0 | 0 | 0 | 0 | 0 | 0 | 0 | 0 | 0 | 0 | 0 | 0 | 0 | 0 | 0 | 0 | 0 | 0
Transportation Pollutant Emissions Disaggregated[LDVs,NOx,passenger,LPG propane or butane tf] | NoSettings | 0 | 0 | 0 | 0 | 0 | 0 | 0 | 0 | 0 | 0 | 0 | 0 | 0 | 0 | 0 | 0 | 0 | 0 | 0 | 0 | 0 | 0 | 0 | 0 | 0 | 0 | 0 | 0 | 0 | 0 | 0
Transportation Pollutant Emissions Disaggregated[LDVs,NOx,passenger,hydrogen tf] | NoSettings | 0 | 0 | 0 | 0 | 0 | 0 | 0 | 0 | 0 | 0 | 0 | 0 | 0 | 0 | 0 | 0 | 0 | 0 | 0 | 0 | 0 | 0 | 0 | 0 | 0 | 0 | 0 | 0 | 0 | 0 | 0
Transportation Pollutant Emissions Disaggregated[LDVs,NOx,freight,electricity tf] | NoSettings | 0 | 0 | 0 | 0 | 0 | 0 | 0 | 0 | 0 | 0 | 0 | 0 | 0 | 0 | 0 | 0 | 0 | 0 | 0 | 0 | 0 | 0 | 0 | 0 | 0 | 0 | 0 | 0 | 0 | 0 | 0
Transportation Pollutant Emissions Disaggregated[LDVs,NOx,freight,natural gas tf] | NoSettings | 7960670 | 7855930 | 7099770 | 6316380 | 5525330 | 4747370 | 4005000 | 3318740 | 2681450 | 2096420 | 1568020 | 1107430 | 719132 | 403115 | 360250 | 304780 | 236571 | 189674 | 150354 | 120813 | 99664.4 | 80223.2 | 64996.8 | 51170 | 40748.9 | 33183.6 | 26321.8 | 20193.7 | 14819.3 | 11303.3 | 8239.4
Transportation Pollutant Emissions Disaggregated[LDVs,NOx,freight,petroleum gasoline tf] | NoSettings | 2606220000 | 2830020000 | 2815450000 | 2805420000 | 2785820000 | 2758030000 | 2736260000 | 2705670000 | 2669440000 | 2629670000 | 2579840000 | 2535620000 | 2484820000 | 2439650000 | 2321830000 | 2225320000 | 2132100000 | 2030160000 | 1935650000 | 1841380000 | 1751890000 | 1675290000 | 1611890000 | 1562510000 | 1527530000 | 1502680000 | 1488640000 | 1485100000 | 1491920000 | 1509380000 | 1527440000
Transportation Pollutant Emissions Disaggregated[LDVs,NOx,freight,petroleum diesel tf] | NoSettings | 3367090000 | 3525010000 | 3369190000 | 3211220000 | 3043280000 | 2865570000 | 2697960000 | 2529860000 | 2366360000 | 2205180000 | 2045150000 | 1954190000 | 1859290000 | 1759600000 | 1687720000 | 1601550000 | 1517520000 | 1442950000 | 1372010000 | 1308090000 | 1248450000 | 1195100000 | 1149730000 | 1112630000 | 1081700000 | 1058340000 | 1041760000 | 1033040000 | 1031880000 | 1040080000 | 1048930000
Transportation Pollutant Emissions Disaggregated[LDVs,NOx,freight,biofuel gasoline tf] | NoSettings | 194841000 | 212209000 | 211750000 | 211628000 | 210777000 | 209296000 | 208261000 | 206543000 | 204379000 | 201631000 | 198393000 | 194993000 | 191087000 | 187613000 | 178552000 | 171130000 | 163962000 | 156122000 | 148854000 | 141605000 | 134723000 | 128832000 | 123956000 | 120159000 | 117469000 | 115558000 | 114478000 | 114206000 | 114731000 | 116073000 | 117462000
Transportation Pollutant Emissions Disaggregated[LDVs,NOx,freight,biofuel diesel tf] | NoSettings | 828764000 | 975158000 | 1039990000 | 1099400000 | 1149830000 | 1189840000 | 1226760000 | 1255940000 | 1279400000 | 1295700000 | 1303640000 | 1245660000 | 1185160000 | 1121620000 | 1075800000 | 1020870000 | 967311000 | 919775000 | 874558000 | 833811000 | 795797000 | 761789000 | 732873000 | 709221000 | 689503000 | 674615000 | 664046000 | 658488000 | 657750000 | 662975000 | 668620000
Transportation Pollutant Emissions Disaggregated[LDVs,NOx,freight,jet fuel tf] | NoSettings | 0 | 0 | 0 | 0 | 0 | 0 | 0 | 0 | 0 | 0 | 0 | 0 | 0 | 0 | 0 | 0 | 0 | 0 | 0 | 0 | 0 | 0 | 0 | 0 | 0 | 0 | 0 | 0 | 0 | 0 | 0
Transportation Pollutant Emissions Disaggregated[LDVs,NOx,freight,heavy or residual fuel oil tf] | NoSettings | 0 | 0 | 0 | 0 | 0 | 0 | 0 | 0 | 0 | 0 | 0 | 0 | 0 | 0 | 0 | 0 | 0 | 0 | 0 | 0 | 0 | 0 | 0 | 0 | 0 | 0 | 0 | 0 | 0 | 0 | 0
Transportation Pollutant Emissions Disaggregated[LDVs,NOx,freight,LPG propane or butane tf] | NoSettings | 0 | 0 | 0 | 0 | 0 | 0 | 0 | 0 | 0 | 0 | 0 | 0 | 0 | 0 | 0 | 0 | 0 | 0 | 0 | 0 | 0 | 0 | 0 | 0 | 0 | 0 | 0 | 0 | 0 | 0 | 0
Transportation Pollutant Emissions Disaggregated[LDVs,NOx,freight,hydrogen tf] | NoSettings | 0 | 0 | 0 | 0 | 0 | 0 | 0 | 0 | 0 | 0 | 0 | 0 | 0 | 0 | 0 | 0 | 0 | 0 | 0 | 0 | 0 | 0 | 0 | 0 | 0 | 0 | 0 | 0 | 0 | 0 | 0
Transportation Pollutant Emissions Disaggregated[LDVs,PM10,passenger,electricity tf] | NoSettings | 0 | 0 | 0 | 0 | 0 | 0 | 0 | 0 | 0 | 0 | 0 | 0 | 0 | 0 | 0 | 0 | 0 | 0 | 0 | 0 | 0 | 0 | 0 | 0 | 0 | 0 | 0 | 0 | 0 | 0 | 0
Transportation Pollutant Emissions Disaggregated[LDVs,PM10,passenger,natural gas tf] | NoSettings | 2173650 | 2128460 | 1795190 | 1476800 | 1178460 | 906509 | 667191 | 464784 | 298188 | 168026 | 74763.5 | 18700.2 | 0 | 0 | 0 | 0 | 0 | 0 | 0 | 0 | 0 | 0 | 0 | 0 | 0 | 0 | 0 | 0 | 0 | 0 | 0
Transportation Pollutant Emissions Disaggregated[LDVs,PM10,passenger,petroleum gasoline tf] | NoSettings | 6954470000 | 7859960000 | 7801340000 | 7735090000 | 7594430000 | 7432300000 | 7261140000 | 7094750000 | 6936070000 | 6774950000 | 6593250000 | 6381120000 | 6157630000 | 5961570000 | 5760820000 | 5567410000 | 5359050000 | 5139580000 | 4904700000 | 4645820000 | 4374860000 | 4095220000 | 3815860000 | 3539930000 | 3279760000 | 3038540000 | 2821070000 | 2627220000 | 2456050000 | 2306020000 | 2175250000
Transportation Pollutant Emissions Disaggregated[LDVs,PM10,passenger,petroleum diesel tf] | NoSettings | 33331200 | 34072500 | 30354900 | 26713800 | 22938000 | 19322800 | 15879900 | 12599900 | 9533790 | 6673620 | 3991220 | 1618600 | 0 | 0 | 0 | 0 | 0 | 0 | 0 | 0 | 0 | 0 | 0 | 0 | 0 | 0 | 0 | 0 | 0 | 0 | 0
Transportation Pollutant Emissions Disaggregated[LDVs,PM10,passenger,biofuel gasoline tf] | NoSettings | 519938000 | 589404000 | 586764000 | 583524000 | 574624000 | 564033000 | 552681000 | 541612000 | 531063000 | 519496000 | 507053000 | 490739000 | 473552000 | 458475000 | 443036000 | 428162000 | 412138000 | 395260000 | 377197000 | 357287000 | 336449000 | 314944000 | 293460000 | 272239000 | 252230000 | 233680000 | 216955000 | 202046000 | 188883000 | 177345000 | 167288000
Transportation Pollutant Emissions Disaggregated[LDVs,PM10,passenger,biofuel diesel tf] | NoSettings | 8203580 | 9425280 | 9369290 | 9145260 | 8666130 | 8022770 | 7220190 | 6254850 | 5154270 | 3921010 | 2543970 | 1031680 | 0 | 0 | 0 | 0 | 0 | 0 | 0 | 0 | 0 | 0 | 0 | 0 | 0 | 0 | 0 | 0 | 0 | 0 | 0
Transportation Pollutant Emissions Disaggregated[LDVs,PM10,passenger,jet fuel tf] | NoSettings | 0 | 0 | 0 | 0 | 0 | 0 | 0 | 0 | 0 | 0 | 0 | 0 | 0 | 0 | 0 | 0 | 0 | 0 | 0 | 0 | 0 | 0 | 0 | 0 | 0 | 0 | 0 | 0 | 0 | 0 | 0
Transportation Pollutant Emissions Disaggregated[LDVs,PM10,passenger,heavy or residual fuel oil tf] | NoSettings | 0 | 0 | 0 | 0 | 0 | 0 | 0 | 0 | 0 | 0 | 0 | 0 | 0 | 0 | 0 | 0 | 0 | 0 | 0 | 0 | 0 | 0 | 0 | 0 | 0 | 0 | 0 | 0 | 0 | 0 | 0
Transportation Pollutant Emissions Disaggregated[LDVs,PM10,passenger,LPG propane or butane tf] | NoSettings | 0 | 0 | 0 | 0 | 0 | 0 | 0 | 0 | 0 | 0 | 0 | 0 | 0 | 0 | 0 | 0 | 0 | 0 | 0 | 0 | 0 | 0 | 0 | 0 | 0 | 0 | 0 | 0 | 0 | 0 | 0
Transportation Pollutant Emissions Disaggregated[LDVs,PM10,passenger,hydrogen tf] | NoSettings | 0 | 0 | 0 | 0 | 0 | 0 | 0 | 0 | 0 | 0 | 0 | 0 | 0 | 0 | 0 | 0 | 0 | 0 | 0 | 0 | 0 | 0 | 0 | 0 | 0 | 0 | 0 | 0 | 0 | 0 | 0
Transportation Pollutant Emissions Disaggregated[LDVs,PM10,freight,electricity tf] | NoSettings | 0 | 0 | 0 | 0 | 0 | 0 | 0 | 0 | 0 | 0 | 0 | 0 | 0 | 0 | 0 | 0 | 0 | 0 | 0 | 0 | 0 | 0 | 0 | 0 | 0 | 0 | 0 | 0 | 0 | 0 | 0
Transportation Pollutant Emissions Disaggregated[LDVs,PM10,freight,natural gas tf] | NoSettings | 1552340 | 1531920 | 1384470 | 1231710 | 1077450 | 925745 | 780982 | 647160 | 522887 | 408805 | 305767 | 215951 | 140232 | 78608.1 | 70249.3 | 59432.5 | 46131.7 | 36986.8 | 29319.3 | 23558.7 | 19434.7 | 15643.7 | 12674.5 | 9978.23 | 7946.11 | 6470.86 | 5132.79 | 3937.81 | 2889.78 | 2204.15 | 1606.7
Transportation Pollutant Emissions Disaggregated[LDVs,PM10,freight,petroleum gasoline tf] | NoSettings | 508149000 | 551785000 | 548943000 | 546989000 | 543166000 | 537748000 | 533504000 | 527540000 | 520475000 | 512721000 | 503005000 | 494385000 | 484480000 | 475673000 | 452699000 | 433882000 | 415708000 | 395831000 | 377404000 | 359024000 | 341576000 | 326641000 | 314279000 | 304651000 | 297831000 | 292985000 | 290248000 | 289558000 | 290888000 | 294292000 | 297814000
Transportation Pollutant Emissions Disaggregated[LDVs,PM10,freight,petroleum diesel tf] | NoSettings | 603108000 | 631393000 | 603483000 | 575189000 | 545107000 | 513277000 | 483255000 | 453145000 | 423858000 | 394989000 | 366324000 | 350032000 | 333033000 | 315176000 | 302302000 | 286866000 | 271816000 | 258458000 | 245752000 | 234302000 | 223620000 | 214064000 | 205938000 | 199292000 | 193752000 | 189568000 | 186598000 | 185036000 | 184829000 | 186297000 | 187883000
Transportation Pollutant Emissions Disaggregated[LDVs,PM10,freight,biofuel gasoline tf] | NoSettings | 37990900 | 41377300 | 41287800 | 41264000 | 41098000 | 40809200 | 40607400 | 40272500 | 39850600 | 39314800 | 38683400 | 38020400 | 37258700 | 36581400 | 34814600 | 33367500 | 31969800 | 30441200 | 29024100 | 27610500 | 26268700 | 25120200 | 24169500 | 23429000 | 22904600 | 22531900 | 22321400 | 22268300 | 22370600 | 22632400 | 22903300
Transportation Pollutant Emissions Disaggregated[LDVs,PM10,freight,biofuel diesel tf] | NoSettings | 148439000 | 174659000 | 186270000 | 196911000 | 205945000 | 213111000 | 219723000 | 224950000 | 229151000 | 232071000 | 233492000 | 223107000 | 212273000 | 200891000 | 192685000 | 182847000 | 173254000 | 164739000 | 156641000 | 149343000 | 142534000 | 136443000 | 131264000 | 127027000 | 123496000 | 120829000 | 118936000 | 117941000 | 117809000 | 118744000 | 119755000
Transportation Pollutant Emissions Disaggregated[LDVs,PM10,freight,jet fuel tf] | NoSettings | 0 | 0 | 0 | 0 | 0 | 0 | 0 | 0 | 0 | 0 | 0 | 0 | 0 | 0 | 0 | 0 | 0 | 0 | 0 | 0 | 0 | 0 | 0 | 0 | 0 | 0 | 0 | 0 | 0 | 0 | 0
Transportation Pollutant Emissions Disaggregated[LDVs,PM10,freight,heavy or residual fuel oil tf] | NoSettings | 0 | 0 | 0 | 0 | 0 | 0 | 0 | 0 | 0 | 0 | 0 | 0 | 0 | 0 | 0 | 0 | 0 | 0 | 0 | 0 | 0 | 0 | 0 | 0 | 0 | 0 | 0 | 0 | 0 | 0 | 0
Transportation Pollutant Emissions Disaggregated[LDVs,PM10,freight,LPG propane or butane tf] | NoSettings | 0 | 0 | 0 | 0 | 0 | 0 | 0 | 0 | 0 | 0 | 0 | 0 | 0 | 0 | 0 | 0 | 0 | 0 | 0 | 0 | 0 | 0 | 0 | 0 | 0 | 0 | 0 | 0 | 0 | 0 | 0
Transportation Pollutant Emissions Disaggregated[LDVs,PM10,freight,hydrogen tf] | NoSettings | 0 | 0 | 0 | 0 | 0 | 0 | 0 | 0 | 0 | 0 | 0 | 0 | 0 | 0 | 0 | 0 | 0 | 0 | 0 | 0 | 0 | 0 | 0 | 0 | 0 | 0 | 0 | 0 | 0 | 0 | 0
Transportation Pollutant Emissions Disaggregated[LDVs,PM25,passenger,electricity tf] | NoSettings | 0 | 0 | 0 | 0 | 0 | 0 | 0 | 0 | 0 | 0 | 0 | 0 | 0 | 0 | 0 | 0 | 0 | 0 | 0 | 0 | 0 | 0 | 0 | 0 | 0 | 0 | 0 | 0 | 0 | 0 | 0
Transportation Pollutant Emissions Disaggregated[LDVs,PM25,passenger,natural gas tf] | NoSettings | 871138 | 853026 | 719462 | 591861 | 472293 | 363303 | 267391 | 186272 | 119505 | 67340.2 | 29963.1 | 7494.5 | 0 | 0 | 0 | 0 | 0 | 0 | 0 | 0 | 0 | 0 | 0 | 0 | 0 | 0 | 0 | 0 | 0 | 0 | 0
Transportation Pollutant Emissions Disaggregated[LDVs,PM25,passenger,petroleum gasoline tf] | NoSettings | 2788370000 | 3151430000 | 3127920000 | 3101360000 | 3044960000 | 2979960000 | 2911330000 | 2844620000 | 2781000000 | 2716400000 | 2643540000 | 2558490000 | 2468880000 | 2390280000 | 2309780000 | 2232240000 | 2148700000 | 2060700000 | 1966530000 | 1862730000 | 1754090000 | 1641970000 | 1529960000 | 1419320000 | 1315010000 | 1218300000 | 1131100000 | 1053370000 | 984744000 | 924590000 | 872161000
Transportation Pollutant Emissions Disaggregated[LDVs,PM25,passenger,petroleum diesel tf] | NoSettings | 13728800 | 14034100 | 12502900 | 11003100 | 9447930 | 7958870 | 6540770 | 5189780 | 3926870 | 2748790 | 1643940 | 666684 | 0 | 0 | 0 | 0 | 0 | 0 | 0 | 0 | 0 | 0 | 0 | 0 | 0 | 0 | 0 | 0 | 0 | 0 | 0
Transportation Pollutant Emissions Disaggregated[LDVs,PM25,passenger,biofuel gasoline tf] | NoSettings | 208377000 | 236217000 | 235160000 | 233861000 | 230294000 | 226049000 | 221500000 | 217064000 | 212836000 | 208200000 | 203213000 | 196675000 | 189787000 | 183744000 | 177557000 | 171596000 | 165174000 | 158410000 | 151170000 | 143191000 | 134840000 | 126221000 | 117611000 | 109106000 | 101087000 | 93652600 | 86949800 | 80974900 | 75699100 | 71075000 | 67044700
Transportation Pollutant Emissions Disaggregated[LDVs,PM25,passenger,biofuel diesel tf] | NoSettings | 3379050 | 3882260 | 3859200 | 3766920 | 3569570 | 3304570 | 2973990 | 2576370 | 2123040 | 1615060 | 1047860 | 424949 | 0 | 0 | 0 | 0 | 0 | 0 | 0 | 0 | 0 | 0 | 0 | 0 | 0 | 0 | 0 | 0 | 0 | 0 | 0
Transportation Pollutant Emissions Disaggregated[LDVs,PM25,passenger,jet fuel tf] | NoSettings | 0 | 0 | 0 | 0 | 0 | 0 | 0 | 0 | 0 | 0 | 0 | 0 | 0 | 0 | 0 | 0 | 0 | 0 | 0 | 0 | 0 | 0 | 0 | 0 | 0 | 0 | 0 | 0 | 0 | 0 | 0
Transportation Pollutant Emissions Disaggregated[LDVs,PM25,passenger,heavy or residual fuel oil tf] | NoSettings | 0 | 0 | 0 | 0 | 0 | 0 | 0 | 0 | 0 | 0 | 0 | 0 | 0 | 0 | 0 | 0 | 0 | 0 | 0 | 0 | 0 | 0 | 0 | 0 | 0 | 0 | 0 | 0 | 0 | 0 | 0
Transportation Pollutant Emissions Disaggregated[LDVs,PM25,passenger,LPG propane or butane tf] | NoSettings | 0 | 0 | 0 | 0 | 0 | 0 | 0 | 0 | 0 | 0 | 0 | 0 | 0 | 0 | 0 | 0 | 0 | 0 | 0 | 0 | 0 | 0 | 0 | 0 | 0 | 0 | 0 | 0 | 0 | 0 | 0
Transportation Pollutant Emissions Disaggregated[LDVs,PM25,passenger,hydrogen tf] | NoSettings | 0 | 0 | 0 | 0 | 0 | 0 | 0 | 0 | 0 | 0 | 0 | 0 | 0 | 0 | 0 | 0 | 0 | 0 | 0 | 0 | 0 | 0 | 0 | 0 | 0 | 0 | 0 | 0 | 0 | 0 | 0
Transportation Pollutant Emissions Disaggregated[LDVs,PM25,freight,electricity tf] | NoSettings | 0 | 0 | 0 | 0 | 0 | 0 | 0 | 0 | 0 | 0 | 0 | 0 | 0 | 0 | 0 | 0 | 0 | 0 | 0 | 0 | 0 | 0 | 0 | 0 | 0 | 0 | 0 | 0 | 0 | 0 | 0
Transportation Pollutant Emissions Disaggregated[LDVs,PM25,freight,natural gas tf] | NoSettings | 622136 | 613950 | 554855 | 493632 | 431811 | 371012 | 312995 | 259363 | 209558 | 163837 | 122543 | 86546.8 | 56201 | 31503.9 | 28153.9 | 23818.9 | 18488.3 | 14823.3 | 11750.3 | 9441.66 | 7788.88 | 6269.53 | 5079.57 | 3998.99 | 3184.57 | 2593.34 | 2057.08 | 1578.16 | 1158.14 | 883.362 | 643.918
Transportation Pollutant Emissions Disaggregated[LDVs,PM25,freight,petroleum gasoline tf] | NoSettings | 203741000 | 221236000 | 220097000 | 219314000 | 217781000 | 215608000 | 213907000 | 211516000 | 208683000 | 205574000 | 201678000 | 198222000 | 194251000 | 190720000 | 181508000 | 173964000 | 166677000 | 158707000 | 151319000 | 143949000 | 136954000 | 130966000 | 126009000 | 122149000 | 119415000 | 117472000 | 116374000 | 116097000 | 116631000 | 117996000 | 119408000
Transportation Pollutant Emissions Disaggregated[LDVs,PM25,freight,petroleum diesel tf] | NoSettings | 248414000 | 260064000 | 248568000 | 236914000 | 224524000 | 211413000 | 199047000 | 186645000 | 174583000 | 162692000 | 150885000 | 144174000 | 137173000 | 129818000 | 124515000 | 118157000 | 111958000 | 106456000 | 101223000 | 96506700 | 92106800 | 88170700 | 84823800 | 82086400 | 79804200 | 78081000 | 76857700 | 76214400 | 76129000 | 76733800 | 77387100
Transportation Pollutant Emissions Disaggregated[LDVs,PM25,freight,biofuel gasoline tf] | NoSettings | 15225700 | 16582900 | 16547100 | 16537500 | 16471000 | 16355300 | 16274400 | 16140200 | 15971100 | 15756300 | 15503300 | 15237600 | 14932300 | 14660900 | 13952800 | 13372800 | 12812700 | 12200000 | 11632100 | 11065600 | 10527800 | 10067500 | 9686480 | 9389730 | 9179540 | 9030190 | 8945820 | 8924550 | 8965540 | 9070470 | 9179020
Transportation Pollutant Emissions Disaggregated[LDVs,PM25,freight,biofuel diesel tf] | NoSettings | 61141700 | 71941900 | 76724500 | 81107600 | 84828500 | 87780100 | 90503900 | 92656600 | 94387100 | 95589900 | 96175300 | 91897700 | 87435000 | 82746800 | 79366600 | 75314300 | 71363000 | 67856000 | 64520100 | 61514100 | 58709600 | 56200600 | 54067400 | 52322500 | 50867800 | 49769400 | 48989700 | 48579600 | 48525200 | 48910700 | 49327100
Transportation Pollutant Emissions Disaggregated[LDVs,PM25,freight,jet fuel tf] | NoSettings | 0 | 0 | 0 | 0 | 0 | 0 | 0 | 0 | 0 | 0 | 0 | 0 | 0 | 0 | 0 | 0 | 0 | 0 | 0 | 0 | 0 | 0 | 0 | 0 | 0 | 0 | 0 | 0 | 0 | 0 | 0
Transportation Pollutant Emissions Disaggregated[LDVs,PM25,freight,heavy or residual fuel oil tf] | NoSettings | 0 | 0 | 0 | 0 | 0 | 0 | 0 | 0 | 0 | 0 | 0 | 0 | 0 | 0 | 0 | 0 | 0 | 0 | 0 | 0 | 0 | 0 | 0 | 0 | 0 | 0 | 0 | 0 | 0 | 0 | 0
Transportation Pollutant Emissions Disaggregated[LDVs,PM25,freight,LPG propane or butane tf] | NoSettings | 0 | 0 | 0 | 0 | 0 | 0 | 0 | 0 | 0 | 0 | 0 | 0 | 0 | 0 | 0 | 0 | 0 | 0 | 0 | 0 | 0 | 0 | 0 | 0 | 0 | 0 | 0 | 0 | 0 | 0 | 0
Transportation Pollutant Emissions Disaggregated[LDVs,PM25,freight,hydrogen tf] | NoSettings | 0 | 0 | 0 | 0 | 0 | 0 | 0 | 0 | 0 | 0 | 0 | 0 | 0 | 0 | 0 | 0 | 0 | 0 | 0 | 0 | 0 | 0 | 0 | 0 | 0 | 0 | 0 | 0 | 0 | 0 | 0
Transportation Pollutant Emissions Disaggregated[LDVs,SOx,passenger,electricity tf] | NoSettings | 0 | 0 | 0 | 0 | 0 | 0 | 0 | 0 | 0 | 0 | 0 | 0 | 0 | 0 | 0 | 0 | 0 | 0 | 0 | 0 | 0 | 0 | 0 | 0 | 0 | 0 | 0 | 0 | 0 | 0 | 0
Transportation Pollutant Emissions Disaggregated[LDVs,SOx,passenger,natural gas tf] | NoSettings | 112736 | 110392 | 93106.8 | 76593.7 | 61120.3 | 47015.7 | 34603.5 | 24105.8 | 15465.4 | 8714.61 | 3877.58 | 969.876 | 0 | 0 | 0 | 0 | 0 | 0 | 0 | 0 | 0 | 0 | 0 | 0 | 0 | 0 | 0 | 0 | 0 | 0 | 0
Transportation Pollutant Emissions Disaggregated[LDVs,SOx,passenger,petroleum gasoline tf] | NoSettings | 583198000 | 659132000 | 654216000 | 648661000 | 636865000 | 623269000 | 608915000 | 594963000 | 581655000 | 568144000 | 552907000 | 535118000 | 516376000 | 499935000 | 483100000 | 466880000 | 449408000 | 431003000 | 411306000 | 389596000 | 366874000 | 343423000 | 319997000 | 296857000 | 275039000 | 254811000 | 236574000 | 220317000 | 205963000 | 193381000 | 182416000
Transportation Pollutant Emissions Disaggregated[LDVs,SOx,passenger,petroleum diesel tf] | NoSettings | 2763130 | 2824570 | 2516390 | 2214550 | 1901540 | 1601840 | 1316430 | 1044520 | 790342 | 553236 | 330868 | 134180 | 0 | 0 | 0 | 0 | 0 | 0 | 0 | 0 | 0 | 0 | 0 | 0 | 0 | 0 | 0 | 0 | 0 | 0 | 0
Transportation Pollutant Emissions Disaggregated[LDVs,SOx,passenger,biofuel gasoline tf] | NoSettings | 14075300 | 15955800 | 15884300 | 15796600 | 15555700 | 15269000 | 14961600 | 14662000 | 14376400 | 14063300 | 13726500 | 13284800 | 12819600 | 12411400 | 11993400 | 11590800 | 11157000 | 10700100 | 10211100 | 9672130 | 9108030 | 8525850 | 7944250 | 7369780 | 6828140 | 6325950 | 5873200 | 5469610 | 5113250 | 4800900 | 4528660
Transportation Pollutant Emissions Disaggregated[LDVs,SOx,passenger,biofuel diesel tf] | NoSettings | 0 | 0 | 0 | 0 | 0 | 0 | 0 | 0 | 0 | 0 | 0 | 0 | 0 | 0 | 0 | 0 | 0 | 0 | 0 | 0 | 0 | 0 | 0 | 0 | 0 | 0 | 0 | 0 | 0 | 0 | 0
Transportation Pollutant Emissions Disaggregated[LDVs,SOx,passenger,jet fuel tf] | NoSettings | 0 | 0 | 0 | 0 | 0 | 0 | 0 | 0 | 0 | 0 | 0 | 0 | 0 | 0 | 0 | 0 | 0 | 0 | 0 | 0 | 0 | 0 | 0 | 0 | 0 | 0 | 0 | 0 | 0 | 0 | 0
Transportation Pollutant Emissions Disaggregated[LDVs,SOx,passenger,heavy or residual fuel oil tf] | NoSettings | 0 | 0 | 0 | 0 | 0 | 0 | 0 | 0 | 0 | 0 | 0 | 0 | 0 | 0 | 0 | 0 | 0 | 0 | 0 | 0 | 0 | 0 | 0 | 0 | 0 | 0 | 0 | 0 | 0 | 0 | 0
Transportation Pollutant Emissions Disaggregated[LDVs,SOx,passenger,LPG propane or butane tf] | NoSettings | 0 | 0 | 0 | 0 | 0 | 0 | 0 | 0 | 0 | 0 | 0 | 0 | 0 | 0 | 0 | 0 | 0 | 0 | 0 | 0 | 0 | 0 | 0 | 0 | 0 | 0 | 0 | 0 | 0 | 0 | 0
Transportation Pollutant Emissions Disaggregated[LDVs,SOx,passenger,hydrogen tf] | NoSettings | 0 | 0 | 0 | 0 | 0 | 0 | 0 | 0 | 0 | 0 | 0 | 0 | 0 | 0 | 0 | 0 | 0 | 0 | 0 | 0 | 0 | 0 | 0 | 0 | 0 | 0 | 0 | 0 | 0 | 0 | 0
Transportation Pollutant Emissions Disaggregated[LDVs,SOx,freight,electricity tf] | NoSettings | 0 | 0 | 0 | 0 | 0 | 0 | 0 | 0 | 0 | 0 | 0 | 0 | 0 | 0 | 0 | 0 | 0 | 0 | 0 | 0 | 0 | 0 | 0 | 0 | 0 | 0 | 0 | 0 | 0 | 0 | 0
Transportation Pollutant Emissions Disaggregated[LDVs,SOx,freight,natural gas tf] | NoSettings | 80511.7 | 79452.4 | 71804.8 | 63881.8 | 55881.4 | 48013.3 | 40505.3 | 33564.6 | 27119.3 | 21202.5 | 15858.5 | 11200.2 | 7273.07 | 4076.97 | 3643.45 | 3082.44 | 2392.6 | 1918.31 | 1520.63 | 1221.86 | 1007.97 | 811.351 | 657.356 | 517.516 | 412.121 | 335.608 | 266.21 | 204.233 | 149.877 | 114.317 | 83.3306
Transportation Pollutant Emissions Disaggregated[LDVs,SOx,freight,petroleum gasoline tf] | NoSettings | 42613100 | 46272400 | 46034100 | 45870300 | 45549600 | 45095300 | 44739400 | 44239300 | 43646800 | 42996500 | 42181800 | 41458800 | 40628300 | 39889700 | 37963100 | 36385200 | 34861100 | 33194200 | 31648900 | 30107500 | 28644400 | 27392000 | 26355300 | 25547900 | 24976000 | 24569600 | 24340000 | 24282200 | 24393700 | 24679200 | 24974500
Transportation Pollutant Emissions Disaggregated[LDVs,SOx,freight,petroleum diesel tf] | NoSettings | 49997000 | 52341900 | 50028200 | 47682600 | 45188900 | 42550100 | 40061300 | 37565300 | 35137400 | 32744200 | 30367900 | 29017300 | 27608100 | 26127800 | 25060500 | 23781000 | 22533300 | 21425900 | 20372600 | 19423400 | 18537900 | 17745700 | 17072100 | 16521100 | 16061800 | 15715000 | 15468800 | 15339300 | 15322100 | 15443800 | 15575300
Transportation Pollutant Emissions Disaggregated[LDVs,SOx,freight,biofuel gasoline tf] | NoSettings | 1028450 | 1120130 | 1117700 | 1117060 | 1112560 | 1104750 | 1099290 | 1090220 | 1078800 | 1064290 | 1047200 | 1029250 | 1008630 | 990296 | 942468 | 903294 | 865456 | 824076 | 785713 | 747446 | 711122 | 680030 | 654293 | 634248 | 620051 | 609962 | 604263 | 602826 | 605595 | 612683 | 620015
Transportation Pollutant Emissions Disaggregated[LDVs,SOx,freight,biofuel diesel tf] | NoSettings | 0 | 0 | 0 | 0 | 0 | 0 | 0 | 0 | 0 | 0 | 0 | 0 | 0 | 0 | 0 | 0 | 0 | 0 | 0 | 0 | 0 | 0 | 0 | 0 | 0 | 0 | 0 | 0 | 0 | 0 | 0
Transportation Pollutant Emissions Disaggregated[LDVs,SOx,freight,jet fuel tf] | NoSettings | 0 | 0 | 0 | 0 | 0 | 0 | 0 | 0 | 0 | 0 | 0 | 0 | 0 | 0 | 0 | 0 | 0 | 0 | 0 | 0 | 0 | 0 | 0 | 0 | 0 | 0 | 0 | 0 | 0 | 0 | 0
Transportation Pollutant Emissions Disaggregated[LDVs,SOx,freight,heavy or residual fuel oil tf] | NoSettings | 0 | 0 | 0 | 0 | 0 | 0 | 0 | 0 | 0 | 0 | 0 | 0 | 0 | 0 | 0 | 0 | 0 | 0 | 0 | 0 | 0 | 0 | 0 | 0 | 0 | 0 | 0 | 0 | 0 | 0 | 0
Transportation Pollutant Emissions Disaggregated[LDVs,SOx,freight,LPG propane or butane tf] | NoSettings | 0 | 0 | 0 | 0 | 0 | 0 | 0 | 0 | 0 | 0 | 0 | 0 | 0 | 0 | 0 | 0 | 0 | 0 | 0 | 0 | 0 | 0 | 0 | 0 | 0 | 0 | 0 | 0 | 0 | 0 | 0
Transportation Pollutant Emissions Disaggregated[LDVs,SOx,freight,hydrogen tf] | NoSettings | 0 | 0 | 0 | 0 | 0 | 0 | 0 | 0 | 0 | 0 | 0 | 0 | 0 | 0 | 0 | 0 | 0 | 0 | 0 | 0 | 0 | 0 | 0 | 0 | 0 | 0 | 0 | 0 | 0 | 0 | 0
Transportation Pollutant Emissions Disaggregated[LDVs,BC,passenger,electricity tf] | NoSettings | 0 | 0 | 0 | 0 | 0 | 0 | 0 | 0 | 0 | 0 | 0 | 0 | 0 | 0 | 0 | 0 | 0 | 0 | 0 | 0 | 0 | 0 | 0 | 0 | 0 | 0 | 0 | 0 | 0 | 0 | 0
Transportation Pollutant Emissions Disaggregated[LDVs,BC,passenger,natural gas tf] | NoSettings | 161650 | 158289 | 133504 | 109827 | 87639.4 | 67415 | 49617.5 | 34565 | 22175.6 | 12495.7 | 5560 | 1390.69 | 0 | 0 | 0 | 0 | 0 | 0 | 0 | 0 | 0 | 0 | 0 | 0 | 0 | 0 | 0 | 0 | 0 | 0 | 0
Transportation Pollutant Emissions Disaggregated[LDVs,BC,passenger,petroleum gasoline tf] | NoSettings | 515959000 | 583138000 | 578789000 | 573874000 | 563438000 | 551410000 | 538711000 | 526367000 | 514594000 | 502640000 | 489160000 | 473422000 | 456841000 | 442295000 | 427401000 | 413052000 | 397594000 | 381311000 | 363885000 | 344678000 | 324576000 | 303829000 | 283103000 | 262631000 | 243329000 | 225433000 | 209298000 | 194916000 | 182216000 | 171086000 | 161384000
Transportation Pollutant Emissions Disaggregated[LDVs,BC,passenger,petroleum diesel tf] | NoSettings | 2279990 | 2330690 | 2076390 | 1827330 | 1569050 | 1321760 | 1086250 | 861885 | 652149 | 456502 | 273015 | 110719 | 0 | 0 | 0 | 0 | 0 | 0 | 0 | 0 | 0 | 0 | 0 | 0 | 0 | 0 | 0 | 0 | 0 | 0 | 0
Transportation Pollutant Emissions Disaggregated[LDVs,BC,passenger,biofuel gasoline tf] | NoSettings | 38627600 | 43788400 | 43592300 | 43351600 | 42690400 | 41903500 | 41060200 | 40237800 | 39454100 | 38594700 | 37670300 | 36458400 | 35181500 | 34061300 | 32914300 | 31809300 | 30618900 | 29364900 | 28022900 | 26543800 | 24995700 | 23398000 | 21801900 | 20225300 | 18738900 | 17360700 | 16118200 | 15010600 | 14032600 | 13175400 | 12428300
Transportation Pollutant Emissions Disaggregated[LDVs,BC,passenger,biofuel diesel tf] | NoSettings | 561614 | 645252 | 641419 | 626081 | 593280 | 549236 | 494292 | 428205 | 352860 | 268431 | 174160 | 70628.7 | 0 | 0 | 0 | 0 | 0 | 0 | 0 | 0 | 0 | 0 | 0 | 0 | 0 | 0 | 0 | 0 | 0 | 0 | 0
Transportation Pollutant Emissions Disaggregated[LDVs,BC,passenger,jet fuel tf] | NoSettings | 0 | 0 | 0 | 0 | 0 | 0 | 0 | 0 | 0 | 0 | 0 | 0 | 0 | 0 | 0 | 0 | 0 | 0 | 0 | 0 | 0 | 0 | 0 | 0 | 0 | 0 | 0 | 0 | 0 | 0 | 0
Transportation Pollutant Emissions Disaggregated[LDVs,BC,passenger,heavy or residual fuel oil tf] | NoSettings | 0 | 0 | 0 | 0 | 0 | 0 | 0 | 0 | 0 | 0 | 0 | 0 | 0 | 0 | 0 | 0 | 0 | 0 | 0 | 0 | 0 | 0 | 0 | 0 | 0 | 0 | 0 | 0 | 0 | 0 | 0
Transportation Pollutant Emissions Disaggregated[LDVs,BC,passenger,LPG propane or butane tf] | NoSettings | 0 | 0 | 0 | 0 | 0 | 0 | 0 | 0 | 0 | 0 | 0 | 0 | 0 | 0 | 0 | 0 | 0 | 0 | 0 | 0 | 0 | 0 | 0 | 0 | 0 | 0 | 0 | 0 | 0 | 0 | 0
Transportation Pollutant Emissions Disaggregated[LDVs,BC,passenger,hydrogen tf] | NoSettings | 0 | 0 | 0 | 0 | 0 | 0 | 0 | 0 | 0 | 0 | 0 | 0 | 0 | 0 | 0 | 0 | 0 | 0 | 0 | 0 | 0 | 0 | 0 | 0 | 0 | 0 | 0 | 0 | 0 | 0 | 0
Transportation Pollutant Emissions Disaggregated[LDVs,BC,freight,electricity tf] | NoSettings | 0 | 0 | 0 | 0 | 0 | 0 | 0 | 0 | 0 | 0 | 0 | 0 | 0 | 0 | 0 | 0 | 0 | 0 | 0 | 0 | 0 | 0 | 0 | 0 | 0 | 0 | 0 | 0 | 0 | 0 | 0
Transportation Pollutant Emissions Disaggregated[LDVs,BC,freight,natural gas tf] | NoSettings | 115444 | 113926 | 102960 | 91599.2 | 80127.4 | 68845.6 | 58079.9 | 48127.8 | 38885.9 | 30401.9 | 22739.2 | 16059.8 | 10428.7 | 5845.91 | 5224.28 | 4419.86 | 3430.71 | 2750.63 | 2180.41 | 1752.01 | 1445.32 | 1163.38 | 942.573 | 742.059 | 590.934 | 481.223 | 381.714 | 292.846 | 214.907 | 163.918 | 119.486
Transportation Pollutant Emissions Disaggregated[LDVs,BC,freight,petroleum gasoline tf] | NoSettings | 37700100 | 40937500 | 40726700 | 40581700 | 40298000 | 39896100 | 39581200 | 39138700 | 38614500 | 38039300 | 37318500 | 36678900 | 35944100 | 35290600 | 33586200 | 32190200 | 30841800 | 29367100 | 28000000 | 26636300 | 25341800 | 24233900 | 23316700 | 22602300 | 22096400 | 21736900 | 21533800 | 21482600 | 21581300 | 21833800 | 22095100
Transportation Pollutant Emissions Disaggregated[LDVs,BC,freight,petroleum diesel tf] | NoSettings | 41254900 | 43189800 | 41280600 | 39345200 | 37287500 | 35110100 | 33056500 | 30996900 | 28993500 | 27018800 | 25058000 | 23943500 | 22780800 | 21559300 | 20678600 | 19622800 | 18593300 | 17679600 | 16810400 | 16027200 | 15296500 | 14642800 | 14087000 | 13632400 | 13253400 | 12967200 | 12764000 | 12657200 | 12643000 | 12743400 | 12852000
Transportation Pollutant Emissions Disaggregated[LDVs,BC,freight,biofuel gasoline tf] | NoSettings | 2822440 | 3074030 | 3067390 | 3065620 | 3053280 | 3031830 | 3016840 | 2991950 | 2960610 | 2920800 | 2873890 | 2824640 | 2768050 | 2717730 | 2586470 | 2478960 | 2375120 | 2261560 | 2156280 | 2051260 | 1951570 | 1866250 | 1795620 | 1740610 | 1701640 | 1673960 | 1658320 | 1654370 | 1661970 | 1681420 | 1701540
Transportation Pollutant Emissions Disaggregated[LDVs,BC,freight,biofuel diesel tf] | NoSettings | 10162100 | 11957100 | 12752000 | 13480500 | 14098900 | 14589500 | 15042200 | 15400000 | 15687600 | 15887500 | 15984800 | 15273900 | 14532100 | 13752900 | 13191100 | 12517600 | 11860900 | 11278000 | 10723600 | 10223900 | 9757820 | 9340830 | 8986260 | 8696260 | 8454480 | 8271930 | 8142330 | 8074180 | 8065130 | 8129200 | 8198420
Transportation Pollutant Emissions Disaggregated[LDVs,BC,freight,jet fuel tf] | NoSettings | 0 | 0 | 0 | 0 | 0 | 0 | 0 | 0 | 0 | 0 | 0 | 0 | 0 | 0 | 0 | 0 | 0 | 0 | 0 | 0 | 0 | 0 | 0 | 0 | 0 | 0 | 0 | 0 | 0 | 0 | 0
Transportation Pollutant Emissions Disaggregated[LDVs,BC,freight,heavy or residual fuel oil tf] | NoSettings | 0 | 0 | 0 | 0 | 0 | 0 | 0 | 0 | 0 | 0 | 0 | 0 | 0 | 0 | 0 | 0 | 0 | 0 | 0 | 0 | 0 | 0 | 0 | 0 | 0 | 0 | 0 | 0 | 0 | 0 | 0
Transportation Pollutant Emissions Disaggregated[LDVs,BC,freight,LPG propane or butane tf] | NoSettings | 0 | 0 | 0 | 0 | 0 | 0 | 0 | 0 | 0 | 0 | 0 | 0 | 0 | 0 | 0 | 0 | 0 | 0 | 0 | 0 | 0 | 0 | 0 | 0 | 0 | 0 | 0 | 0 | 0 | 0 | 0
Transportation Pollutant Emissions Disaggregated[LDVs,BC,freight,hydrogen tf] | NoSettings | 0 | 0 | 0 | 0 | 0 | 0 | 0 | 0 | 0 | 0 | 0 | 0 | 0 | 0 | 0 | 0 | 0 | 0 | 0 | 0 | 0 | 0 | 0 | 0 | 0 | 0 | 0 | 0 | 0 | 0 | 0
Transportation Pollutant Emissions Disaggregated[LDVs,OC,passenger,electricity tf] | NoSettings | 0 | 0 | 0 | 0 | 0 | 0 | 0 | 0 | 0 | 0 | 0 | 0 | 0 | 0 | 0 | 0 | 0 | 0 | 0 | 0 | 0 | 0 | 0 | 0 | 0 | 0 | 0 | 0 | 0 | 0 | 0
Transportation Pollutant Emissions Disaggregated[LDVs,OC,passenger,natural gas tf] | NoSettings | 305131 | 298787 | 252004 | 207310 | 165429 | 127253 | 93658.3 | 65245.1 | 41858.8 | 23587.1 | 10495.1 | 2625.08 | 0 | 0 | 0 | 0 | 0 | 0 | 0 | 0 | 0 | 0 | 0 | 0 | 0 | 0 | 0 | 0 | 0 | 0 | 0
Transportation Pollutant Emissions Disaggregated[LDVs,OC,passenger,petroleum gasoline tf] | NoSettings | 977029000 | 1104240000 | 1096000000 | 1086700000 | 1066940000 | 1044160000 | 1020110000 | 996737000 | 974443000 | 951809000 | 926281000 | 896479000 | 865082000 | 837538000 | 809334000 | 782162000 | 752890000 | 722057000 | 689059000 | 652688000 | 614622000 | 575335000 | 536088000 | 497322000 | 460771000 | 426883000 | 396331000 | 369096000 | 345048000 | 323971000 | 305600000
Transportation Pollutant Emissions Disaggregated[LDVs,OC,passenger,petroleum diesel tf] | NoSettings | 2117130 | 2164210 | 1928080 | 1696810 | 1456980 | 1227350 | 1008660 | 800322 | 605567 | 423894 | 253514 | 102810 | 0 | 0 | 0 | 0 | 0 | 0 | 0 | 0 | 0 | 0 | 0 | 0 | 0 | 0 | 0 | 0 | 0 | 0 | 0
Transportation Pollutant Emissions Disaggregated[LDVs,OC,passenger,biofuel gasoline tf] | NoSettings | 73022000 | 82778100 | 82407400 | 81952300 | 80702300 | 79214900 | 77620600 | 76066000 | 74584500 | 72959900 | 71212400 | 68921300 | 66507500 | 64389900 | 62221600 | 60132600 | 57882200 | 55511800 | 52974900 | 50178700 | 47252200 | 44231800 | 41214600 | 38234200 | 35424200 | 32818800 | 30470000 | 28376200 | 26527400 | 24906900 | 23494600
Transportation Pollutant Emissions Disaggregated[LDVs,OC,passenger,biofuel diesel tf] | NoSettings | 521499 | 599162 | 595603 | 581361 | 550903 | 510005 | 458985 | 397619 | 327655 | 249257 | 161720 | 65583.8 | 0 | 0 | 0 | 0 | 0 | 0 | 0 | 0 | 0 | 0 | 0 | 0 | 0 | 0 | 0 | 0 | 0 | 0 | 0
Transportation Pollutant Emissions Disaggregated[LDVs,OC,passenger,jet fuel tf] | NoSettings | 0 | 0 | 0 | 0 | 0 | 0 | 0 | 0 | 0 | 0 | 0 | 0 | 0 | 0 | 0 | 0 | 0 | 0 | 0 | 0 | 0 | 0 | 0 | 0 | 0 | 0 | 0 | 0 | 0 | 0 | 0
Transportation Pollutant Emissions Disaggregated[LDVs,OC,passenger,heavy or residual fuel oil tf] | NoSettings | 0 | 0 | 0 | 0 | 0 | 0 | 0 | 0 | 0 | 0 | 0 | 0 | 0 | 0 | 0 | 0 | 0 | 0 | 0 | 0 | 0 | 0 | 0 | 0 | 0 | 0 | 0 | 0 | 0 | 0 | 0
Transportation Pollutant Emissions Disaggregated[LDVs,OC,passenger,LPG propane or butane tf] | NoSettings | 0 | 0 | 0 | 0 | 0 | 0 | 0 | 0 | 0 | 0 | 0 | 0 | 0 | 0 | 0 | 0 | 0 | 0 | 0 | 0 | 0 | 0 | 0 | 0 | 0 | 0 | 0 | 0 | 0 | 0 | 0
Transportation Pollutant Emissions Disaggregated[LDVs,OC,passenger,hydrogen tf] | NoSettings | 0 | 0 | 0 | 0 | 0 | 0 | 0 | 0 | 0 | 0 | 0 | 0 | 0 | 0 | 0 | 0 | 0 | 0 | 0 | 0 | 0 | 0 | 0 | 0 | 0 | 0 | 0 | 0 | 0 | 0 | 0
Transportation Pollutant Emissions Disaggregated[LDVs,OC,freight,electricity tf] | NoSettings | 0 | 0 | 0 | 0 | 0 | 0 | 0 | 0 | 0 | 0 | 0 | 0 | 0 | 0 | 0 | 0 | 0 | 0 | 0 | 0 | 0 | 0 | 0 | 0 | 0 | 0 | 0 | 0 | 0 | 0 | 0
Transportation Pollutant Emissions Disaggregated[LDVs,OC,freight,natural gas tf] | NoSettings | 217914 | 215047 | 194348 | 172903 | 151249 | 129953 | 109632 | 90846.5 | 73401.4 | 57386.9 | 42922.7 | 30314.5 | 19685.4 | 11034.8 | 9861.4 | 8342.97 | 6475.84 | 5192.11 | 4115.76 | 3307.1 | 2728.19 | 2196.01 | 1779.21 | 1400.72 | 1115.45 | 908.361 | 720.527 | 552.779 | 405.66 | 309.413 | 225.544
Transportation Pollutant Emissions Disaggregated[LDVs,OC,freight,petroleum gasoline tf] | NoSettings | 71389500 | 77519900 | 77120700 | 76846200 | 76309000 | 75547800 | 74951600 | 74113800 | 73121200 | 72031900 | 70666900 | 69455800 | 68064300 | 66826900 | 63599400 | 60955800 | 58402500 | 55610100 | 53021300 | 50439000 | 47987700 | 45889600 | 44152800 | 42800200 | 41842100 | 41161300 | 40776700 | 40679800 | 40866600 | 41344900 | 41839700
Transportation Pollutant Emissions Disaggregated[LDVs,OC,freight,petroleum diesel tf] | NoSettings | 38308100 | 40104800 | 38332000 | 36534800 | 34624100 | 32602300 | 30695300 | 28782800 | 26922600 | 25088900 | 23268200 | 22233300 | 21153600 | 20019300 | 19201600 | 18221200 | 17265200 | 16416700 | 15609700 | 14882400 | 14203900 | 13596900 | 13080800 | 12658600 | 12306700 | 12041000 | 11852300 | 11753100 | 11739900 | 11833200 | 11934000
Transportation Pollutant Emissions Disaggregated[LDVs,OC,freight,biofuel gasoline tf] | NoSettings | 5335580 | 5811190 | 5798620 | 5795280 | 5771950 | 5731400 | 5703060 | 5656020 | 5596770 | 5521520 | 5432840 | 5339730 | 5232750 | 5137630 | 4889500 | 4686260 | 4489960 | 4275280 | 4076250 | 3877730 | 3689280 | 3527980 | 3394450 | 3290460 | 3216800 | 3164460 | 3134900 | 3127440 | 3141810 | 3178580 | 3216620
Transportation Pollutant Emissions Disaggregated[LDVs,OC,freight,biofuel diesel tf] | NoSettings | 9436190 | 11103000 | 11841100 | 12517600 | 13091900 | 13547400 | 13967700 | 14300000 | 14567100 | 14752700 | 14843000 | 14182900 | 13494100 | 12770600 | 12248900 | 11623500 | 11013700 | 10472400 | 9957600 | 9493660 | 9060840 | 8673620 | 8344390 | 8075100 | 7850590 | 7681070 | 7560740 | 7497450 | 7489050 | 7548540 | 7612820
Transportation Pollutant Emissions Disaggregated[LDVs,OC,freight,jet fuel tf] | NoSettings | 0 | 0 | 0 | 0 | 0 | 0 | 0 | 0 | 0 | 0 | 0 | 0 | 0 | 0 | 0 | 0 | 0 | 0 | 0 | 0 | 0 | 0 | 0 | 0 | 0 | 0 | 0 | 0 | 0 | 0 | 0
Transportation Pollutant Emissions Disaggregated[LDVs,OC,freight,heavy or residual fuel oil tf] | NoSettings | 0 | 0 | 0 | 0 | 0 | 0 | 0 | 0 | 0 | 0 | 0 | 0 | 0 | 0 | 0 | 0 | 0 | 0 | 0 | 0 | 0 | 0 | 0 | 0 | 0 | 0 | 0 | 0 | 0 | 0 | 0
Transportation Pollutant Emissions Disaggregated[LDVs,OC,freight,LPG propane or butane tf] | NoSettings | 0 | 0 | 0 | 0 | 0 | 0 | 0 | 0 | 0 | 0 | 0 | 0 | 0 | 0 | 0 | 0 | 0 | 0 | 0 | 0 | 0 | 0 | 0 | 0 | 0 | 0 | 0 | 0 | 0 | 0 | 0
Transportation Pollutant Emissions Disaggregated[LDVs,OC,freight,hydrogen tf] | NoSettings | 0 | 0 | 0 | 0 | 0 | 0 | 0 | 0 | 0 | 0 | 0 | 0 | 0 | 0 | 0 | 0 | 0 | 0 | 0 | 0 | 0 | 0 | 0 | 0 | 0 | 0 | 0 | 0 | 0 | 0 | 0
Transportation Pollutant Emissions Disaggregated[LDVs,CH4,passenger,electricity tf] | NoSettings | 0 | 0 | 0 | 0 | 0 | 0 | 0 | 0 | 0 | 0 | 0 | 0 | 0 | 0 | 0 | 0 | 0 | 0 | 0 | 0 | 0 | 0 | 0 | 0 | 0 | 0 | 0 | 0 | 0 | 0 | 0
Transportation Pollutant Emissions Disaggregated[LDVs,CH4,passenger,natural gas tf] | NoSettings | 465849 | 456164 | 384739 | 316503 | 252563 | 194280 | 142990 | 99610.8 | 63906.6 | 36010.8 | 16023 | 4007.75 | 0 | 0 | 0 | 0 | 0 | 0 | 0 | 0 | 0 | 0 | 0 | 0 | 0 | 0 | 0 | 0 | 0 | 0 | 0
Transportation Pollutant Emissions Disaggregated[LDVs,CH4,passenger,petroleum gasoline tf] | NoSettings | 4116690000 | 4652700000 | 4618000000 | 4578780000 | 4495520000 | 4399550000 | 4298230000 | 4199740000 | 4105800000 | 4010430000 | 3902870000 | 3777300000 | 3645010000 | 3528950000 | 3410120000 | 3295630000 | 3172290000 | 3042370000 | 2903340000 | 2750090000 | 2589700000 | 2424160000 | 2258800000 | 2095460000 | 1941450000 | 1798660000 | 1669930000 | 1555180000 | 1453850000 | 1365040000 | 1287640000
Transportation Pollutant Emissions Disaggregated[LDVs,CH4,passenger,petroleum diesel tf] | NoSettings | 16285600 | 16647800 | 14831400 | 13052400 | 11207500 | 9441120 | 7758920 | 6156320 | 4658200 | 3260730 | 1950110 | 790847 | 0 | 0 | 0 | 0 | 0 | 0 | 0 | 0 | 0 | 0 | 0 | 0 | 0 | 0 | 0 | 0 | 0 | 0 | 0
Transportation Pollutant Emissions Disaggregated[LDVs,CH4,passenger,biofuel gasoline tf] | NoSettings | 0 | 0 | 0 | 0 | 0 | 0 | 0 | 0 | 0 | 0 | 0 | 0 | 0 | 0 | 0 | 0 | 0 | 0 | 0 | 0 | 0 | 0 | 0 | 0 | 0 | 0 | 0 | 0 | 0 | 0 | 0
Transportation Pollutant Emissions Disaggregated[LDVs,CH4,passenger,biofuel diesel tf] | NoSettings | 0 | 0 | 0 | 0 | 0 | 0 | 0 | 0 | 0 | 0 | 0 | 0 | 0 | 0 | 0 | 0 | 0 | 0 | 0 | 0 | 0 | 0 | 0 | 0 | 0 | 0 | 0 | 0 | 0 | 0 | 0
Transportation Pollutant Emissions Disaggregated[LDVs,CH4,passenger,jet fuel tf] | NoSettings | 0 | 0 | 0 | 0 | 0 | 0 | 0 | 0 | 0 | 0 | 0 | 0 | 0 | 0 | 0 | 0 | 0 | 0 | 0 | 0 | 0 | 0 | 0 | 0 | 0 | 0 | 0 | 0 | 0 | 0 | 0
Transportation Pollutant Emissions Disaggregated[LDVs,CH4,passenger,heavy or residual fuel oil tf] | NoSettings | 0 | 0 | 0 | 0 | 0 | 0 | 0 | 0 | 0 | 0 | 0 | 0 | 0 | 0 | 0 | 0 | 0 | 0 | 0 | 0 | 0 | 0 | 0 | 0 | 0 | 0 | 0 | 0 | 0 | 0 | 0
Transportation Pollutant Emissions Disaggregated[LDVs,CH4,passenger,LPG propane or butane tf] | NoSettings | 0 | 0 | 0 | 0 | 0 | 0 | 0 | 0 | 0 | 0 | 0 | 0 | 0 | 0 | 0 | 0 | 0 | 0 | 0 | 0 | 0 | 0 | 0 | 0 | 0 | 0 | 0 | 0 | 0 | 0 | 0
Transportation Pollutant Emissions Disaggregated[LDVs,CH4,passenger,hydrogen tf] | NoSettings | 0 | 0 | 0 | 0 | 0 | 0 | 0 | 0 | 0 | 0 | 0 | 0 | 0 | 0 | 0 | 0 | 0 | 0 | 0 | 0 | 0 | 0 | 0 | 0 | 0 | 0 | 0 | 0 | 0 | 0 | 0
Transportation Pollutant Emissions Disaggregated[LDVs,CH4,freight,electricity tf] | NoSettings | 0 | 0 | 0 | 0 | 0 | 0 | 0 | 0 | 0 | 0 | 0 | 0 | 0 | 0 | 0 | 0 | 0 | 0 | 0 | 0 | 0 | 0 | 0 | 0 | 0 | 0 | 0 | 0 | 0 | 0 | 0
Transportation Pollutant Emissions Disaggregated[LDVs,CH4,freight,natural gas tf] | NoSettings | 332693 | 328316 | 296714 | 263975 | 230915 | 198402 | 167377 | 138697 | 112063 | 87613.6 | 65530.8 | 46281.7 | 30054 | 16847 | 15055.6 | 12737.4 | 9886.79 | 7926.88 | 6283.61 | 5049.01 | 4165.18 | 3352.69 | 2716.35 | 2138.5 | 1702.98 | 1386.81 | 1100.04 | 843.937 | 619.328 | 472.386 | 344.341
Transportation Pollutant Emissions Disaggregated[LDVs,CH4,freight,petroleum gasoline tf] | NoSettings | 300799000 | 326629000 | 324947000 | 323790000 | 321527000 | 318320000 | 315807000 | 312277000 | 308095000 | 303505000 | 297754000 | 292651000 | 286788000 | 281574000 | 267975000 | 256836000 | 246078000 | 234312000 | 223404000 | 212524000 | 202196000 | 193355000 | 186037000 | 180338000 | 176301000 | 173433000 | 171812000 | 171404000 | 172191000 | 174206000 | 176291000
Transportation Pollutant Emissions Disaggregated[LDVs,CH4,freight,petroleum diesel tf] | NoSettings | 294678000 | 308498000 | 294862000 | 281037000 | 266339000 | 250787000 | 236118000 | 221406000 | 207097000 | 192991000 | 178986000 | 171025000 | 162720000 | 153995000 | 147704000 | 140163000 | 132809000 | 126283000 | 120074000 | 114480000 | 109261000 | 104592000 | 100621000 | 97374100 | 94666900 | 92622800 | 91171700 | 90408600 | 90307300 | 91024600 | 91799700
Transportation Pollutant Emissions Disaggregated[LDVs,CH4,freight,biofuel gasoline tf] | NoSettings | 0 | 0 | 0 | 0 | 0 | 0 | 0 | 0 | 0 | 0 | 0 | 0 | 0 | 0 | 0 | 0 | 0 | 0 | 0 | 0 | 0 | 0 | 0 | 0 | 0 | 0 | 0 | 0 | 0 | 0 | 0
Transportation Pollutant Emissions Disaggregated[LDVs,CH4,freight,biofuel diesel tf] | NoSettings | 0 | 0 | 0 | 0 | 0 | 0 | 0 | 0 | 0 | 0 | 0 | 0 | 0 | 0 | 0 | 0 | 0 | 0 | 0 | 0 | 0 | 0 | 0 | 0 | 0 | 0 | 0 | 0 | 0 | 0 | 0
Transportation Pollutant Emissions Disaggregated[LDVs,CH4,freight,jet fuel tf] | NoSettings | 0 | 0 | 0 | 0 | 0 | 0 | 0 | 0 | 0 | 0 | 0 | 0 | 0 | 0 | 0 | 0 | 0 | 0 | 0 | 0 | 0 | 0 | 0 | 0 | 0 | 0 | 0 | 0 | 0 | 0 | 0
Transportation Pollutant Emissions Disaggregated[LDVs,CH4,freight,heavy or residual fuel oil tf] | NoSettings | 0 | 0 | 0 | 0 | 0 | 0 | 0 | 0 | 0 | 0 | 0 | 0 | 0 | 0 | 0 | 0 | 0 | 0 | 0 | 0 | 0 | 0 | 0 | 0 | 0 | 0 | 0 | 0 | 0 | 0 | 0
Transportation Pollutant Emissions Disaggregated[LDVs,CH4,freight,LPG propane or butane tf] | NoSettings | 0 | 0 | 0 | 0 | 0 | 0 | 0 | 0 | 0 | 0 | 0 | 0 | 0 | 0 | 0 | 0 | 0 | 0 | 0 | 0 | 0 | 0 | 0 | 0 | 0 | 0 | 0 | 0 | 0 | 0 | 0
Transportation Pollutant Emissions Disaggregated[LDVs,CH4,freight,hydrogen tf] | NoSettings | 0 | 0 | 0 | 0 | 0 | 0 | 0 | 0 | 0 | 0 | 0 | 0 | 0 | 0 | 0 | 0 | 0 | 0 | 0 | 0 | 0 | 0 | 0 | 0 | 0 | 0 | 0 | 0 | 0 | 0 | 0
Transportation Pollutant Emissions Disaggregated[LDVs,N2O,passenger,electricity tf] | NoSettings | 0 | 0 | 0 | 0 | 0 | 0 | 0 | 0 | 0 | 0 | 0 | 0 | 0 | 0 | 0 | 0 | 0 | 0 | 0 | 0 | 0 | 0 | 0 | 0 | 0 | 0 | 0 | 0 | 0 | 0 | 0
Transportation Pollutant Emissions Disaggregated[LDVs,N2O,passenger,natural gas tf] | NoSettings | 46584.9 | 45616.4 | 38473.9 | 31650.3 | 25256.3 | 19428 | 14299 | 9961.08 | 6390.66 | 3601.08 | 1602.3 | 400.775 | 0 | 0 | 0 | 0 | 0 | 0 | 0 | 0 | 0 | 0 | 0 | 0 | 0 | 0 | 0 | 0 | 0 | 0 | 0
Transportation Pollutant Emissions Disaggregated[LDVs,N2O,passenger,petroleum gasoline tf] | NoSettings | 823339000 | 930539000 | 923600000 | 915757000 | 899103000 | 879909000 | 859645000 | 839947000 | 821160000 | 802086000 | 780574000 | 755460000 | 729001000 | 705790000 | 682023000 | 659125000 | 634458000 | 608475000 | 580667000 | 550018000 | 517940000 | 484833000 | 451760000 | 419092000 | 388290000 | 359733000 | 333986000 | 311036000 | 290771000 | 273009000 | 257528000
Transportation Pollutant Emissions Disaggregated[LDVs,N2O,passenger,petroleum diesel tf] | NoSettings | 3257120 | 3329560 | 2966280 | 2610470 | 2241500 | 1888220 | 1551780 | 1231260 | 931641 | 652145 | 390021 | 158169 | 0 | 0 | 0 | 0 | 0 | 0 | 0 | 0 | 0 | 0 | 0 | 0 | 0 | 0 | 0 | 0 | 0 | 0 | 0
Transportation Pollutant Emissions Disaggregated[LDVs,N2O,passenger,biofuel gasoline tf] | NoSettings | 0 | 0 | 0 | 0 | 0 | 0 | 0 | 0 | 0 | 0 | 0 | 0 | 0 | 0 | 0 | 0 | 0 | 0 | 0 | 0 | 0 | 0 | 0 | 0 | 0 | 0 | 0 | 0 | 0 | 0 | 0
Transportation Pollutant Emissions Disaggregated[LDVs,N2O,passenger,biofuel diesel tf] | NoSettings | 0 | 0 | 0 | 0 | 0 | 0 | 0 | 0 | 0 | 0 | 0 | 0 | 0 | 0 | 0 | 0 | 0 | 0 | 0 | 0 | 0 | 0 | 0 | 0 | 0 | 0 | 0 | 0 | 0 | 0 | 0
Transportation Pollutant Emissions Disaggregated[LDVs,N2O,passenger,jet fuel tf] | NoSettings | 0 | 0 | 0 | 0 | 0 | 0 | 0 | 0 | 0 | 0 | 0 | 0 | 0 | 0 | 0 | 0 | 0 | 0 | 0 | 0 | 0 | 0 | 0 | 0 | 0 | 0 | 0 | 0 | 0 | 0 | 0
Transportation Pollutant Emissions Disaggregated[LDVs,N2O,passenger,heavy or residual fuel oil tf] | NoSettings | 0 | 0 | 0 | 0 | 0 | 0 | 0 | 0 | 0 | 0 | 0 | 0 | 0 | 0 | 0 | 0 | 0 | 0 | 0 | 0 | 0 | 0 | 0 | 0 | 0 | 0 | 0 | 0 | 0 | 0 | 0
Transportation Pollutant Emissions Disaggregated[LDVs,N2O,passenger,LPG propane or butane tf] | NoSettings | 0 | 0 | 0 | 0 | 0 | 0 | 0 | 0 | 0 | 0 | 0 | 0 | 0 | 0 | 0 | 0 | 0 | 0 | 0 | 0 | 0 | 0 | 0 | 0 | 0 | 0 | 0 | 0 | 0 | 0 | 0
Transportation Pollutant Emissions Disaggregated[LDVs,N2O,passenger,hydrogen tf] | NoSettings | 0 | 0 | 0 | 0 | 0 | 0 | 0 | 0 | 0 | 0 | 0 | 0 | 0 | 0 | 0 | 0 | 0 | 0 | 0 | 0 | 0 | 0 | 0 | 0 | 0 | 0 | 0 | 0 | 0 | 0 | 0
Transportation Pollutant Emissions Disaggregated[LDVs,N2O,freight,electricity tf] | NoSettings | 0 | 0 | 0 | 0 | 0 | 0 | 0 | 0 | 0 | 0 | 0 | 0 | 0 | 0 | 0 | 0 | 0 | 0 | 0 | 0 | 0 | 0 | 0 | 0 | 0 | 0 | 0 | 0 | 0 | 0 | 0
Transportation Pollutant Emissions Disaggregated[LDVs,N2O,freight,natural gas tf] | NoSettings | 33269.3 | 32831.6 | 29671.4 | 26397.5 | 23091.5 | 19840.2 | 16737.7 | 13869.7 | 11206.3 | 8761.36 | 6553.08 | 4628.17 | 3005.4 | 1684.7 | 1505.56 | 1273.74 | 988.679 | 792.688 | 628.361 | 504.901 | 416.518 | 335.269 | 271.635 | 213.85 | 170.298 | 138.681 | 110.004 | 84.3937 | 61.9328 | 47.2386 | 34.4341
Transportation Pollutant Emissions Disaggregated[LDVs,N2O,freight,petroleum gasoline tf] | NoSettings | 60159700 | 65325700 | 64989400 | 64758000 | 64305400 | 63663900 | 63161400 | 62455400 | 61619000 | 60701000 | 59550700 | 58530100 | 57357500 | 56314800 | 53595000 | 51367300 | 49215600 | 46862400 | 44680900 | 42504800 | 40439100 | 38671000 | 37207400 | 36067600 | 35260200 | 34686500 | 34362400 | 34280700 | 34438200 | 34841200 | 35258200
Transportation Pollutant Emissions Disaggregated[LDVs,N2O,freight,petroleum diesel tf] | NoSettings | 58935600 | 61699700 | 58972300 | 56207400 | 53267800 | 50157300 | 47223600 | 44281300 | 41419300 | 38598300 | 35797200 | 34205000 | 32544000 | 30799000 | 29540900 | 28032600 | 26561800 | 25256500 | 24014900 | 22896000 | 21852100 | 20918300 | 20124300 | 19474800 | 18933400 | 18524600 | 18234300 | 18081700 | 18061500 | 18204900 | 18359900
Transportation Pollutant Emissions Disaggregated[LDVs,N2O,freight,biofuel gasoline tf] | NoSettings | 0 | 0 | 0 | 0 | 0 | 0 | 0 | 0 | 0 | 0 | 0 | 0 | 0 | 0 | 0 | 0 | 0 | 0 | 0 | 0 | 0 | 0 | 0 | 0 | 0 | 0 | 0 | 0 | 0 | 0 | 0
Transportation Pollutant Emissions Disaggregated[LDVs,N2O,freight,biofuel diesel tf] | NoSettings | 0 | 0 | 0 | 0 | 0 | 0 | 0 | 0 | 0 | 0 | 0 | 0 | 0 | 0 | 0 | 0 | 0 | 0 | 0 | 0 | 0 | 0 | 0 | 0 | 0 | 0 | 0 | 0 | 0 | 0 | 0
Transportation Pollutant Emissions Disaggregated[LDVs,N2O,freight,jet fuel tf] | NoSettings | 0 | 0 | 0 | 0 | 0 | 0 | 0 | 0 | 0 | 0 | 0 | 0 | 0 | 0 | 0 | 0 | 0 | 0 | 0 | 0 | 0 | 0 | 0 | 0 | 0 | 0 | 0 | 0 | 0 | 0 | 0
Transportation Pollutant Emissions Disaggregated[LDVs,N2O,freight,heavy or residual fuel oil tf] | NoSettings | 0 | 0 | 0 | 0 | 0 | 0 | 0 | 0 | 0 | 0 | 0 | 0 | 0 | 0 | 0 | 0 | 0 | 0 | 0 | 0 | 0 | 0 | 0 | 0 | 0 | 0 | 0 | 0 | 0 | 0 | 0
Transportation Pollutant Emissions Disaggregated[LDVs,N2O,freight,LPG propane or butane tf] | NoSettings | 0 | 0 | 0 | 0 | 0 | 0 | 0 | 0 | 0 | 0 | 0 | 0 | 0 | 0 | 0 | 0 | 0 | 0 | 0 | 0 | 0 | 0 | 0 | 0 | 0 | 0 | 0 | 0 | 0 | 0 | 0
Transportation Pollutant Emissions Disaggregated[LDVs,N2O,freight,hydrogen tf] | NoSettings | 0 | 0 | 0 | 0 | 0 | 0 | 0 | 0 | 0 | 0 | 0 | 0 | 0 | 0 | 0 | 0 | 0 | 0 | 0 | 0 | 0 | 0 | 0 | 0 | 0 | 0 | 0 | 0 | 0 | 0 | 0
Transportation Pollutant Emissions Disaggregated[LDVs,F gases,passenger,electricity tf] | NoSettings | 0 | 0 | 0 | 0 | 0 | 0 | 0 | 0 | 0 | 0 | 0 | 0 | 0 | 0 | 0 | 0 | 0 | 0 | 0 | 0 | 0 | 0 | 0 | 0 | 0 | 0 | 0 | 0 | 0 | 0 | 0
Transportation Pollutant Emissions Disaggregated[LDVs,F gases,passenger,natural gas tf] | NoSettings | 0 | 0 | 0 | 0 | 0 | 0 | 0 | 0 | 0 | 0 | 0 | 0 | 0 | 0 | 0 | 0 | 0 | 0 | 0 | 0 | 0 | 0 | 0 | 0 | 0 | 0 | 0 | 0 | 0 | 0 | 0
Transportation Pollutant Emissions Disaggregated[LDVs,F gases,passenger,petroleum gasoline tf] | NoSettings | 0 | 0 | 0 | 0 | 0 | 0 | 0 | 0 | 0 | 0 | 0 | 0 | 0 | 0 | 0 | 0 | 0 | 0 | 0 | 0 | 0 | 0 | 0 | 0 | 0 | 0 | 0 | 0 | 0 | 0 | 0
Transportation Pollutant Emissions Disaggregated[LDVs,F gases,passenger,petroleum diesel tf] | NoSettings | 0 | 0 | 0 | 0 | 0 | 0 | 0 | 0 | 0 | 0 | 0 | 0 | 0 | 0 | 0 | 0 | 0 | 0 | 0 | 0 | 0 | 0 | 0 | 0 | 0 | 0 | 0 | 0 | 0 | 0 | 0
Transportation Pollutant Emissions Disaggregated[LDVs,F gases,passenger,biofuel gasoline tf] | NoSettings | 0 | 0 | 0 | 0 | 0 | 0 | 0 | 0 | 0 | 0 | 0 | 0 | 0 | 0 | 0 | 0 | 0 | 0 | 0 | 0 | 0 | 0 | 0 | 0 | 0 | 0 | 0 | 0 | 0 | 0 | 0
Transportation Pollutant Emissions Disaggregated[LDVs,F gases,passenger,biofuel diesel tf] | NoSettings | 0 | 0 | 0 | 0 | 0 | 0 | 0 | 0 | 0 | 0 | 0 | 0 | 0 | 0 | 0 | 0 | 0 | 0 | 0 | 0 | 0 | 0 | 0 | 0 | 0 | 0 | 0 | 0 | 0 | 0 | 0
Transportation Pollutant Emissions Disaggregated[LDVs,F gases,passenger,jet fuel tf] | NoSettings | 0 | 0 | 0 | 0 | 0 | 0 | 0 | 0 | 0 | 0 | 0 | 0 | 0 | 0 | 0 | 0 | 0 | 0 | 0 | 0 | 0 | 0 | 0 | 0 | 0 | 0 | 0 | 0 | 0 | 0 | 0
Transportation Pollutant Emissions Disaggregated[LDVs,F gases,passenger,heavy or residual fuel oil tf] | NoSettings | 0 | 0 | 0 | 0 | 0 | 0 | 0 | 0 | 0 | 0 | 0 | 0 | 0 | 0 | 0 | 0 | 0 | 0 | 0 | 0 | 0 | 0 | 0 | 0 | 0 | 0 | 0 | 0 | 0 | 0 | 0
Transportation Pollutant Emissions Disaggregated[LDVs,F gases,passenger,LPG propane or butane tf] | NoSettings | 0 | 0 | 0 | 0 | 0 | 0 | 0 | 0 | 0 | 0 | 0 | 0 | 0 | 0 | 0 | 0 | 0 | 0 | 0 | 0 | 0 | 0 | 0 | 0 | 0 | 0 | 0 | 0 | 0 | 0 | 0
Transportation Pollutant Emissions Disaggregated[LDVs,F gases,passenger,hydrogen tf] | NoSettings | 0 | 0 | 0 | 0 | 0 | 0 | 0 | 0 | 0 | 0 | 0 | 0 | 0 | 0 | 0 | 0 | 0 | 0 | 0 | 0 | 0 | 0 | 0 | 0 | 0 | 0 | 0 | 0 | 0 | 0 | 0
Transportation Pollutant Emissions Disaggregated[LDVs,F gases,freight,electricity tf] | NoSettings | 0 | 0 | 0 | 0 | 0 | 0 | 0 | 0 | 0 | 0 | 0 | 0 | 0 | 0 | 0 | 0 | 0 | 0 | 0 | 0 | 0 | 0 | 0 | 0 | 0 | 0 | 0 | 0 | 0 | 0 | 0
Transportation Pollutant Emissions Disaggregated[LDVs,F gases,freight,natural gas tf] | NoSettings | 0 | 0 | 0 | 0 | 0 | 0 | 0 | 0 | 0 | 0 | 0 | 0 | 0 | 0 | 0 | 0 | 0 | 0 | 0 | 0 | 0 | 0 | 0 | 0 | 0 | 0 | 0 | 0 | 0 | 0 | 0
Transportation Pollutant Emissions Disaggregated[LDVs,F gases,freight,petroleum gasoline tf] | NoSettings | 0 | 0 | 0 | 0 | 0 | 0 | 0 | 0 | 0 | 0 | 0 | 0 | 0 | 0 | 0 | 0 | 0 | 0 | 0 | 0 | 0 | 0 | 0 | 0 | 0 | 0 | 0 | 0 | 0 | 0 | 0
Transportation Pollutant Emissions Disaggregated[LDVs,F gases,freight,petroleum diesel tf] | NoSettings | 0 | 0 | 0 | 0 | 0 | 0 | 0 | 0 | 0 | 0 | 0 | 0 | 0 | 0 | 0 | 0 | 0 | 0 | 0 | 0 | 0 | 0 | 0 | 0 | 0 | 0 | 0 | 0 | 0 | 0 | 0
Transportation Pollutant Emissions Disaggregated[LDVs,F gases,freight,biofuel gasoline tf] | NoSettings | 0 | 0 | 0 | 0 | 0 | 0 | 0 | 0 | 0 | 0 | 0 | 0 | 0 | 0 | 0 | 0 | 0 | 0 | 0 | 0 | 0 | 0 | 0 | 0 | 0 | 0 | 0 | 0 | 0 | 0 | 0
Transportation Pollutant Emissions Disaggregated[LDVs,F gases,freight,biofuel diesel tf] | NoSettings | 0 | 0 | 0 | 0 | 0 | 0 | 0 | 0 | 0 | 0 | 0 | 0 | 0 | 0 | 0 | 0 | 0 | 0 | 0 | 0 | 0 | 0 | 0 | 0 | 0 | 0 | 0 | 0 | 0 | 0 | 0
Transportation Pollutant Emissions Disaggregated[LDVs,F gases,freight,jet fuel tf] | NoSettings | 0 | 0 | 0 | 0 | 0 | 0 | 0 | 0 | 0 | 0 | 0 | 0 | 0 | 0 | 0 | 0 | 0 | 0 | 0 | 0 | 0 | 0 | 0 | 0 | 0 | 0 | 0 | 0 | 0 | 0 | 0
Transportation Pollutant Emissions Disaggregated[LDVs,F gases,freight,heavy or residual fuel oil tf] | NoSettings | 0 | 0 | 0 | 0 | 0 | 0 | 0 | 0 | 0 | 0 | 0 | 0 | 0 | 0 | 0 | 0 | 0 | 0 | 0 | 0 | 0 | 0 | 0 | 0 | 0 | 0 | 0 | 0 | 0 | 0 | 0
Transportation Pollutant Emissions Disaggregated[LDVs,F gases,freight,LPG propane or butane tf] | NoSettings | 0 | 0 | 0 | 0 | 0 | 0 | 0 | 0 | 0 | 0 | 0 | 0 | 0 | 0 | 0 | 0 | 0 | 0 | 0 | 0 | 0 | 0 | 0 | 0 | 0 | 0 | 0 | 0 | 0 | 0 | 0
Transportation Pollutant Emissions Disaggregated[LDVs,F gases,freight,hydrogen tf] | NoSettings | 0 | 0 | 0 | 0 | 0 | 0 | 0 | 0 | 0 | 0 | 0 | 0 | 0 | 0 | 0 | 0 | 0 | 0 | 0 | 0 | 0 | 0 | 0 | 0 | 0 | 0 | 0 | 0 | 0 | 0 | 0
Transportation Pollutant Emissions Disaggregated[HDVs,CO2,passenger,electricity tf] | NoSettings | 0 | 0 | 0 | 0 | 0 | 0 | 0 | 0 | 0 | 0 | 0 | 0 | 0 | 0 | 0 | 0 | 0 | 0 | 0 | 0 | 0 | 0 | 0 | 0 | 0 | 0 | 0 | 0 | 0 | 0 | 0
Transportation Pollutant Emissions Disaggregated[HDVs,CO2,passenger,natural gas tf] | NoSettings | 557484000000 | 543883000000 | 514604000000 | 485472000000 | 455569000000 | 426756000000 | 397844000000 | 370767000000 | 345108000000 | 317303000000 | 289935000000 | 263616000000 | 238766000000 | 214966000000 | 192215000000 | 170398000000 | 151393000000 | 133368000000 | 116383000000 | 100506000000 | 85852600000 | 72320000000 | 60027700000 | 53458900000 | 47409600000 | 40878500000 | 34109800000 | 28671900000 | 23667200000 | 19596200000 | 16701500000
Transportation Pollutant Emissions Disaggregated[HDVs,CO2,passenger,petroleum gasoline tf] | NoSettings | 1209400000000 | 1203380000000 | 1150160000000 | 1097820000000 | 1045490000000 | 993864000000 | 943505000000 | 892952000000 | 844648000000 | 794527000000 | 743791000000 | 692820000000 | 642157000000 | 591247000000 | 540306000000 | 488329000000 | 440840000000 | 392433000000 | 342289000000 | 293116000000 | 243328000000 | 193418000000 | 143277000000 | 134245000000 | 126989000000 | 120753000000 | 112711000000 | 104149000000 | 95361900000 | 87108300000 | 78396200000
Transportation Pollutant Emissions Disaggregated[HDVs,CO2,passenger,petroleum diesel tf] | NoSettings | 1276890000000 | 1303090000000 | 1280680000000 | 1257540000000 | 1225540000000 | 1193390000000 | 1157050000000 | 1117780000000 | 1076260000000 | 1022880000000 | 964386000000 | 933618000000 | 904147000000 | 870978000000 | 840642000000 | 808962000000 | 782388000000 | 755031000000 | 724899000000 | 699135000000 | 674900000000 | 648124000000 | 622685000000 | 573650000000 | 529072000000 | 483077000000 | 437815000000 | 397896000000 | 357293000000 | 322606000000 | 292186000000
Transportation Pollutant Emissions Disaggregated[HDVs,CO2,passenger,biofuel gasoline tf] | NoSettings | 0 | 0 | 0 | 0 | 0 | 0 | 0 | 0 | 0 | 0 | 0 | 0 | 0 | 0 | 0 | 0 | 0 | 0 | 0 | 0 | 0 | 0 | 0 | 0 | 0 | 0 | 0 | 0 | 0 | 0 | 0
Transportation Pollutant Emissions Disaggregated[HDVs,CO2,passenger,biofuel diesel tf] | NoSettings | 0 | 0 | 0 | 0 | 0 | 0 | 0 | 0 | 0 | 0 | 0 | 0 | 0 | 0 | 0 | 0 | 0 | 0 | 0 | 0 | 0 | 0 | 0 | 0 | 0 | 0 | 0 | 0 | 0 | 0 | 0
Transportation Pollutant Emissions Disaggregated[HDVs,CO2,passenger,jet fuel tf] | NoSettings | 0 | 0 | 0 | 0 | 0 | 0 | 0 | 0 | 0 | 0 | 0 | 0 | 0 | 0 | 0 | 0 | 0 | 0 | 0 | 0 | 0 | 0 | 0 | 0 | 0 | 0 | 0 | 0 | 0 | 0 | 0
Transportation Pollutant Emissions Disaggregated[HDVs,CO2,passenger,heavy or residual fuel oil tf] | NoSettings | 0 | 0 | 0 | 0 | 0 | 0 | 0 | 0 | 0 | 0 | 0 | 0 | 0 | 0 | 0 | 0 | 0 | 0 | 0 | 0 | 0 | 0 | 0 | 0 | 0 | 0 | 0 | 0 | 0 | 0 | 0
Transportation Pollutant Emissions Disaggregated[HDVs,CO2,passenger,LPG propane or butane tf] | NoSettings | 0 | 0 | 0 | 0 | 0 | 0 | 0 | 0 | 0 | 0 | 0 | 0 | 0 | 0 | 0 | 0 | 0 | 0 | 0 | 0 | 0 | 0 | 0 | 0 | 0 | 0 | 0 | 0 | 0 | 0 | 0
Transportation Pollutant Emissions Disaggregated[HDVs,CO2,passenger,hydrogen tf] | NoSettings | 0 | 0 | 0 | 0 | 0 | 0 | 0 | 0 | 0 | 0 | 0 | 0 | 0 | 0 | 0 | 0 | 0 | 0 | 0 | 0 | 0 | 0 | 0 | 0 | 0 | 0 | 0 | 0 | 0 | 0 | 0
Transportation Pollutant Emissions Disaggregated[HDVs,CO2,freight,electricity tf] | NoSettings | 0 | 0 | 0 | 0 | 0 | 0 | 0 | 0 | 0 | 0 | 0 | 0 | 0 | 0 | 0 | 0 | 0 | 0 | 0 | 0 | 0 | 0 | 0 | 0 | 0 | 0 | 0 | 0 | 0 | 0 | 0
Transportation Pollutant Emissions Disaggregated[HDVs,CO2,freight,natural gas tf] | NoSettings | 98698300000 | 93643600000 | 89317900000 | 84747400000 | 79895800000 | 75091600000 | 70196000000 | 65368700000 | 60625400000 | 56125900000 | 51734100000 | 48044900000 | 44609400000 | 41366000000 | 38465600000 | 35908200000 | 33824600000 | 32201000000 | 30886000000 | 29865900000 | 29259100000 | 28922900000 | 28716900000 | 28894000000 | 29318700000 | 33476500000 | 37947800000 | 41990300000 | 46578000000 | 51744100000 | 57188300000
Transportation Pollutant Emissions Disaggregated[HDVs,CO2,freight,petroleum gasoline tf] | NoSettings | 0 | 0 | 0 | 0 | 0 | 0 | 0 | 0 | 0 | 0 | 0 | 0 | 0 | 0 | 0 | 0 | 0 | 0 | 0 | 0 | 0 | 0 | 0 | 0 | 0 | 0 | 0 | 0 | 0 | 0 | 0
Transportation Pollutant Emissions Disaggregated[HDVs,CO2,freight,petroleum diesel tf] | NoSettings | 5111750000000 | 5064400000000 | 5014170000000 | 4962250000000 | 4884970000000 | 4803340000000 | 4715690000000 | 4609630000000 | 4494770000000 | 4369560000000 | 4234060000000 | 4260640000000 | 4276730000000 | 4288810000000 | 4297420000000 | 4302470000000 | 4300780000000 | 4282710000000 | 4261750000000 | 4239380000000 | 4222860000000 | 4203900000000 | 4194090000000 | 4168010000000 | 4141640000000 | 4120550000000 | 4121460000000 | 4122900000000 | 4123160000000 | 4143850000000 | 4167390000000
Transportation Pollutant Emissions Disaggregated[HDVs,CO2,freight,biofuel gasoline tf] | NoSettings | 0 | 0 | 0 | 0 | 0 | 0 | 0 | 0 | 0 | 0 | 0 | 0 | 0 | 0 | 0 | 0 | 0 | 0 | 0 | 0 | 0 | 0 | 0 | 0 | 0 | 0 | 0 | 0 | 0 | 0 | 0
Transportation Pollutant Emissions Disaggregated[HDVs,CO2,freight,biofuel diesel tf] | NoSettings | 0 | 0 | 0 | 0 | 0 | 0 | 0 | 0 | 0 | 0 | 0 | 0 | 0 | 0 | 0 | 0 | 0 | 0 | 0 | 0 | 0 | 0 | 0 | 0 | 0 | 0 | 0 | 0 | 0 | 0 | 0
Transportation Pollutant Emissions Disaggregated[HDVs,CO2,freight,jet fuel tf] | NoSettings | 0 | 0 | 0 | 0 | 0 | 0 | 0 | 0 | 0 | 0 | 0 | 0 | 0 | 0 | 0 | 0 | 0 | 0 | 0 | 0 | 0 | 0 | 0 | 0 | 0 | 0 | 0 | 0 | 0 | 0 | 0
Transportation Pollutant Emissions Disaggregated[HDVs,CO2,freight,heavy or residual fuel oil tf] | NoSettings | 0 | 0 | 0 | 0 | 0 | 0 | 0 | 0 | 0 | 0 | 0 | 0 | 0 | 0 | 0 | 0 | 0 | 0 | 0 | 0 | 0 | 0 | 0 | 0 | 0 | 0 | 0 | 0 | 0 | 0 | 0
Transportation Pollutant Emissions Disaggregated[HDVs,CO2,freight,LPG propane or butane tf] | NoSettings | 0 | 0 | 0 | 0 | 0 | 0 | 0 | 0 | 0 | 0 | 0 | 0 | 0 | 0 | 0 | 0 | 0 | 0 | 0 | 0 | 0 | 0 | 0 | 0 | 0 | 0 | 0 | 0 | 0 | 0 | 0
Transportation Pollutant Emissions Disaggregated[HDVs,CO2,freight,hydrogen tf] | NoSettings | 0 | 0 | 0 | 0 | 0 | 0 | 0 | 0 | 0 | 0 | 0 | 0 | 0 | 0 | 0 | 0 | 0 | 0 | 0 | 0 | 0 | 0 | 0 | 0 | 0 | 0 | 0 | 0 | 0 | 0 | 0
Transportation Pollutant Emissions Disaggregated[HDVs,VOC,passenger,electricity tf] | NoSettings | 0 | 0 | 0 | 0 | 0 | 0 | 0 | 0 | 0 | 0 | 0 | 0 | 0 | 0 | 0 | 0 | 0 | 0 | 0 | 0 | 0 | 0 | 0 | 0 | 0 | 0 | 0 | 0 | 0 | 0 | 0
Transportation Pollutant Emissions Disaggregated[HDVs,VOC,passenger,natural gas tf] | NoSettings | 212597000 | 207410000 | 196245000 | 185135000 | 173732000 | 162744000 | 151718000 | 141392000 | 131607000 | 121004000 | 110567000 | 100530000 | 91053600 | 81977600 | 73301200 | 64981300 | 57733800 | 50860000 | 44382900 | 38328000 | 32740000 | 27579300 | 22891600 | 20386600 | 18079700 | 15589100 | 13007800 | 10934000 | 9025500 | 7473040 | 6369120
Transportation Pollutant Emissions Disaggregated[HDVs,VOC,passenger,petroleum gasoline tf] | NoSettings | 857950000 | 853681000 | 815922000 | 778795000 | 741669000 | 705048000 | 669323000 | 633461000 | 599194000 | 563638000 | 527646000 | 491487000 | 455547000 | 419431000 | 383293000 | 346421000 | 312732000 | 278392000 | 242820000 | 207937000 | 172617000 | 137211000 | 101641000 | 95233300 | 90085800 | 85662000 | 79957600 | 73883600 | 67649800 | 61794700 | 55614300
Transportation Pollutant Emissions Disaggregated[HDVs,VOC,passenger,petroleum diesel tf] | NoSettings | 323284000 | 329915000 | 324243000 | 318385000 | 310281000 | 302142000 | 292942000 | 283000000 | 272489000 | 258972000 | 244163000 | 236373000 | 228912000 | 220514000 | 212834000 | 204813000 | 198085000 | 191159000 | 183530000 | 177007000 | 170871000 | 164092000 | 157651000 | 145237000 | 133950000 | 122305000 | 110846000 | 100739000 | 90459400 | 81677200 | 73975600
Transportation Pollutant Emissions Disaggregated[HDVs,VOC,passenger,biofuel gasoline tf] | NoSettings | 23222600 | 23176800 | 22222400 | 21270500 | 20307600 | 19359100 | 18431600 | 17494500 | 16591000 | 15644300 | 14677300 | 13671500 | 12671800 | 11667100 | 10661900 | 9636250 | 8699140 | 7743920 | 6754420 | 5784100 | 4801610 | 3816750 | 2827300 | 2649060 | 2505880 | 2382820 | 2224150 | 2055190 | 1881790 | 1718920 | 1547000
Transportation Pollutant Emissions Disaggregated[HDVs,VOC,passenger,biofuel diesel tf] | NoSettings | 79573100 | 91269000 | 100087000 | 109004000 | 117234000 | 125457000 | 133202000 | 140497000 | 147326000 | 152167000 | 155639000 | 150673000 | 145917000 | 140564000 | 135668000 | 130555000 | 126267000 | 121852000 | 116989000 | 112831000 | 108920000 | 104598000 | 100493000 | 92579200 | 85384900 | 77962000 | 70657300 | 64214900 | 57662100 | 52064100 | 47154800
Transportation Pollutant Emissions Disaggregated[HDVs,VOC,passenger,jet fuel tf] | NoSettings | 0 | 0 | 0 | 0 | 0 | 0 | 0 | 0 | 0 | 0 | 0 | 0 | 0 | 0 | 0 | 0 | 0 | 0 | 0 | 0 | 0 | 0 | 0 | 0 | 0 | 0 | 0 | 0 | 0 | 0 | 0
Transportation Pollutant Emissions Disaggregated[HDVs,VOC,passenger,heavy or residual fuel oil tf] | NoSettings | 0 | 0 | 0 | 0 | 0 | 0 | 0 | 0 | 0 | 0 | 0 | 0 | 0 | 0 | 0 | 0 | 0 | 0 | 0 | 0 | 0 | 0 | 0 | 0 | 0 | 0 | 0 | 0 | 0 | 0 | 0
Transportation Pollutant Emissions Disaggregated[HDVs,VOC,passenger,LPG propane or butane tf] | NoSettings | 0 | 0 | 0 | 0 | 0 | 0 | 0 | 0 | 0 | 0 | 0 | 0 | 0 | 0 | 0 | 0 | 0 | 0 | 0 | 0 | 0 | 0 | 0 | 0 | 0 | 0 | 0 | 0 | 0 | 0 | 0
Transportation Pollutant Emissions Disaggregated[HDVs,VOC,passenger,hydrogen tf] | NoSettings | 0 | 0 | 0 | 0 | 0 | 0 | 0 | 0 | 0 | 0 | 0 | 0 | 0 | 0 | 0 | 0 | 0 | 0 | 0 | 0 | 0 | 0 | 0 | 0 | 0 | 0 | 0 | 0 | 0 | 0 | 0
Transportation Pollutant Emissions Disaggregated[HDVs,VOC,freight,electricity tf] | NoSettings | 0 | 0 | 0 | 0 | 0 | 0 | 0 | 0 | 0 | 0 | 0 | 0 | 0 | 0 | 0 | 0 | 0 | 0 | 0 | 0 | 0 | 0 | 0 | 0 | 0 | 0 | 0 | 0 | 0 | 0 | 0
Transportation Pollutant Emissions Disaggregated[HDVs,VOC,freight,natural gas tf] | NoSettings | 37638700 | 35711100 | 34061500 | 32318500 | 30468300 | 28636300 | 26769300 | 24928400 | 23119600 | 21403700 | 19728900 | 18322000 | 17011800 | 15774900 | 14668900 | 13693600 | 12899100 | 12279900 | 11778400 | 11389400 | 11158000 | 11029800 | 10951200 | 11018800 | 11180700 | 12766300 | 14471400 | 16013000 | 17762600 | 19732700 | 21808800
Transportation Pollutant Emissions Disaggregated[HDVs,VOC,freight,petroleum gasoline tf] | NoSettings | 0 | 0 | 0 | 0 | 0 | 0 | 0 | 0 | 0 | 0 | 0 | 0 | 0 | 0 | 0 | 0 | 0 | 0 | 0 | 0 | 0 | 0 | 0 | 0 | 0 | 0 | 0 | 0 | 0 | 0 | 0
Transportation Pollutant Emissions Disaggregated[HDVs,VOC,freight,petroleum diesel tf] | NoSettings | 1294190000 | 1282210000 | 1269490000 | 1256340000 | 1236780000 | 1216110000 | 1193920000 | 1167070000 | 1137990000 | 1106290000 | 1071980000 | 1078710000 | 1082780000 | 1085840000 | 1088020000 | 1089300000 | 1088870000 | 1084300000 | 1078990000 | 1073320000 | 1069140000 | 1064340000 | 1061860000 | 1055260000 | 1048580000 | 1043240000 | 1043470000 | 1043840000 | 1043900000 | 1049140000 | 1055100000
Transportation Pollutant Emissions Disaggregated[HDVs,VOC,freight,biofuel gasoline tf] | NoSettings | 0 | 0 | 0 | 0 | 0 | 0 | 0 | 0 | 0 | 0 | 0 | 0 | 0 | 0 | 0 | 0 | 0 | 0 | 0 | 0 | 0 | 0 | 0 | 0 | 0 | 0 | 0 | 0 | 0 | 0 | 0
Transportation Pollutant Emissions Disaggregated[HDVs,VOC,freight,biofuel diesel tf] | NoSettings | 318552000 | 354714000 | 391865000 | 430128000 | 467294000 | 504960000 | 542881000 | 579394000 | 615274000 | 650030000 | 683319000 | 687608000 | 690204000 | 692155000 | 693544000 | 694359000 | 694087000 | 691170000 | 687788000 | 684177000 | 681512000 | 678451000 | 676868000 | 672659000 | 668404000 | 665000000 | 665146000 | 665379000 | 665420000 | 668760000 | 672558000
Transportation Pollutant Emissions Disaggregated[HDVs,VOC,freight,jet fuel tf] | NoSettings | 0 | 0 | 0 | 0 | 0 | 0 | 0 | 0 | 0 | 0 | 0 | 0 | 0 | 0 | 0 | 0 | 0 | 0 | 0 | 0 | 0 | 0 | 0 | 0 | 0 | 0 | 0 | 0 | 0 | 0 | 0
Transportation Pollutant Emissions Disaggregated[HDVs,VOC,freight,heavy or residual fuel oil tf] | NoSettings | 0 | 0 | 0 | 0 | 0 | 0 | 0 | 0 | 0 | 0 | 0 | 0 | 0 | 0 | 0 | 0 | 0 | 0 | 0 | 0 | 0 | 0 | 0 | 0 | 0 | 0 | 0 | 0 | 0 | 0 | 0
Transportation Pollutant Emissions Disaggregated[HDVs,VOC,freight,LPG propane or butane tf] | NoSettings | 0 | 0 | 0 | 0 | 0 | 0 | 0 | 0 | 0 | 0 | 0 | 0 | 0 | 0 | 0 | 0 | 0 | 0 | 0 | 0 | 0 | 0 | 0 | 0 | 0 | 0 | 0 | 0 | 0 | 0 | 0
Transportation Pollutant Emissions Disaggregated[HDVs,VOC,freight,hydrogen tf] | NoSettings | 0 | 0 | 0 | 0 | 0 | 0 | 0 | 0 | 0 | 0 | 0 | 0 | 0 | 0 | 0 | 0 | 0 | 0 | 0 | 0 | 0 | 0 | 0 | 0 | 0 | 0 | 0 | 0 | 0 | 0 | 0
Transportation Pollutant Emissions Disaggregated[HDVs,CO,passenger,electricity tf] | NoSettings | 0 | 0 | 0 | 0 | 0 | 0 | 0 | 0 | 0 | 0 | 0 | 0 | 0 | 0 | 0 | 0 | 0 | 0 | 0 | 0 | 0 | 0 | 0 | 0 | 0 | 0 | 0 | 0 | 0 | 0 | 0
Transportation Pollutant Emissions Disaggregated[HDVs,CO,passenger,natural gas tf] | NoSettings | 11773500000 | 11486300000 | 10867900000 | 10252700000 | 9621180000 | 9012680000 | 8402080000 | 7830250000 | 7288350000 | 6701130000 | 6123140000 | 5567310000 | 5042510000 | 4539880000 | 4059380000 | 3598630000 | 3197270000 | 2816600000 | 2457900000 | 2122590000 | 1813120000 | 1527330000 | 1267730000 | 1129000000 | 1001250000 | 863314000 | 720367000 | 605522000 | 499828000 | 413854000 | 352719000
Transportation Pollutant Emissions Disaggregated[HDVs,CO,passenger,petroleum gasoline tf] | NoSettings | 9709250000 | 9660930000 | 9233620000 | 8813460000 | 8393320000 | 7978890000 | 7574590000 | 7168750000 | 6780960000 | 6378580000 | 5971260000 | 5562060000 | 5155330000 | 4746610000 | 4337650000 | 3920380000 | 3539130000 | 3150510000 | 2747940000 | 2353180000 | 1953470000 | 1552790000 | 1150250000 | 1077740000 | 1019480000 | 969420000 | 904864000 | 836126000 | 765579000 | 699318000 | 629376000
Transportation Pollutant Emissions Disaggregated[HDVs,CO,passenger,petroleum diesel tf] | NoSettings | 1110020000 | 1132790000 | 1113310000 | 1093200000 | 1065370000 | 1037430000 | 1005840000 | 971705000 | 935612000 | 889202000 | 838354000 | 811607000 | 785988000 | 757154000 | 730782000 | 703242000 | 680141000 | 656359000 | 630165000 | 607768000 | 586700000 | 563423000 | 541309000 | 498682000 | 459930000 | 419946000 | 380599000 | 345896000 | 310600000 | 280445000 | 254001000
Transportation Pollutant Emissions Disaggregated[HDVs,CO,passenger,biofuel gasoline tf] | NoSettings | 79735200 | 79577700 | 76300900 | 73032500 | 69726300 | 66469900 | 63285200 | 60067800 | 56965400 | 53715000 | 50394700 | 46941300 | 43508700 | 40059300 | 36607800 | 33086200 | 29868600 | 26588900 | 23191400 | 19859800 | 16486400 | 13104900 | 9707570 | 9095600 | 8603970 | 8181460 | 7636640 | 7056520 | 6461140 | 5901930 | 5311650
Transportation Pollutant Emissions Disaggregated[HDVs,CO,passenger,biofuel diesel tf] | NoSettings | 273213000 | 313370000 | 343647000 | 374263000 | 402521000 | 430753000 | 457347000 | 482392000 | 505842000 | 522461000 | 534382000 | 517333000 | 501002000 | 482623000 | 465813000 | 448259000 | 433534000 | 418375000 | 401678000 | 387402000 | 373973000 | 359136000 | 345040000 | 317869000 | 293167000 | 267681000 | 242600000 | 220480000 | 197982000 | 178761000 | 161905000
Transportation Pollutant Emissions Disaggregated[HDVs,CO,passenger,jet fuel tf] | NoSettings | 0 | 0 | 0 | 0 | 0 | 0 | 0 | 0 | 0 | 0 | 0 | 0 | 0 | 0 | 0 | 0 | 0 | 0 | 0 | 0 | 0 | 0 | 0 | 0 | 0 | 0 | 0 | 0 | 0 | 0 | 0
Transportation Pollutant Emissions Disaggregated[HDVs,CO,passenger,heavy or residual fuel oil tf] | NoSettings | 0 | 0 | 0 | 0 | 0 | 0 | 0 | 0 | 0 | 0 | 0 | 0 | 0 | 0 | 0 | 0 | 0 | 0 | 0 | 0 | 0 | 0 | 0 | 0 | 0 | 0 | 0 | 0 | 0 | 0 | 0
Transportation Pollutant Emissions Disaggregated[HDVs,CO,passenger,LPG propane or butane tf] | NoSettings | 0 | 0 | 0 | 0 | 0 | 0 | 0 | 0 | 0 | 0 | 0 | 0 | 0 | 0 | 0 | 0 | 0 | 0 | 0 | 0 | 0 | 0 | 0 | 0 | 0 | 0 | 0 | 0 | 0 | 0 | 0
Transportation Pollutant Emissions Disaggregated[HDVs,CO,passenger,hydrogen tf] | NoSettings | 0 | 0 | 0 | 0 | 0 | 0 | 0 | 0 | 0 | 0 | 0 | 0 | 0 | 0 | 0 | 0 | 0 | 0 | 0 | 0 | 0 | 0 | 0 | 0 | 0 | 0 | 0 | 0 | 0 | 0 | 0
Transportation Pollutant Emissions Disaggregated[HDVs,CO,freight,electricity tf] | NoSettings | 0 | 0 | 0 | 0 | 0 | 0 | 0 | 0 | 0 | 0 | 0 | 0 | 0 | 0 | 0 | 0 | 0 | 0 | 0 | 0 | 0 | 0 | 0 | 0 | 0 | 0 | 0 | 0 | 0 | 0 | 0
Transportation Pollutant Emissions Disaggregated[HDVs,CO,freight,natural gas tf] | NoSettings | 2084410000 | 1977660000 | 1886310000 | 1789780000 | 1687320000 | 1585860000 | 1482470000 | 1380520000 | 1280350000 | 1185320000 | 1092580000 | 1014660000 | 942107000 | 873609000 | 812356000 | 758347000 | 714344000 | 680054000 | 652282000 | 630738000 | 617925000 | 610823000 | 606473000 | 610214000 | 619183000 | 706991000 | 801422000 | 886795000 | 983683000 | 1092790000 | 1207760000
Transportation Pollutant Emissions Disaggregated[HDVs,CO,freight,petroleum gasoline tf] | NoSettings | 0 | 0 | 0 | 0 | 0 | 0 | 0 | 0 | 0 | 0 | 0 | 0 | 0 | 0 | 0 | 0 | 0 | 0 | 0 | 0 | 0 | 0 | 0 | 0 | 0 | 0 | 0 | 0 | 0 | 0 | 0
Transportation Pollutant Emissions Disaggregated[HDVs,CO,freight,petroleum diesel tf] | NoSettings | 4443710000 | 4402560000 | 4358890000 | 4313760000 | 4246570000 | 4175610000 | 4099410000 | 4007220000 | 3907370000 | 3798520000 | 3680730000 | 3703830000 | 3717820000 | 3728320000 | 3735810000 | 3740200000 | 3738730000 | 3723020000 | 3704800000 | 3685350000 | 3670990000 | 3654510000 | 3645980000 | 3623310000 | 3600390000 | 3582050000 | 3582840000 | 3584100000 | 3584320000 | 3602310000 | 3622770000
Transportation Pollutant Emissions Disaggregated[HDVs,CO,freight,biofuel gasoline tf] | NoSettings | 0 | 0 | 0 | 0 | 0 | 0 | 0 | 0 | 0 | 0 | 0 | 0 | 0 | 0 | 0 | 0 | 0 | 0 | 0 | 0 | 0 | 0 | 0 | 0 | 0 | 0 | 0 | 0 | 0 | 0 | 0
Transportation Pollutant Emissions Disaggregated[HDVs,CO,freight,biofuel diesel tf] | NoSettings | 1093740000 | 1217900000 | 1345460000 | 1476840000 | 1604450000 | 1733770000 | 1863970000 | 1989340000 | 2112530000 | 2231860000 | 2346160000 | 2360890000 | 2369800000 | 2376500000 | 2381270000 | 2384070000 | 2383130000 | 2373120000 | 2361500000 | 2349110000 | 2339960000 | 2329450000 | 2324010000 | 2309560000 | 2294950000 | 2283260000 | 2283770000 | 2284570000 | 2284710000 | 2296170000 | 2309220000
Transportation Pollutant Emissions Disaggregated[HDVs,CO,freight,jet fuel tf] | NoSettings | 0 | 0 | 0 | 0 | 0 | 0 | 0 | 0 | 0 | 0 | 0 | 0 | 0 | 0 | 0 | 0 | 0 | 0 | 0 | 0 | 0 | 0 | 0 | 0 | 0 | 0 | 0 | 0 | 0 | 0 | 0
Transportation Pollutant Emissions Disaggregated[HDVs,CO,freight,heavy or residual fuel oil tf] | NoSettings | 0 | 0 | 0 | 0 | 0 | 0 | 0 | 0 | 0 | 0 | 0 | 0 | 0 | 0 | 0 | 0 | 0 | 0 | 0 | 0 | 0 | 0 | 0 | 0 | 0 | 0 | 0 | 0 | 0 | 0 | 0
Transportation Pollutant Emissions Disaggregated[HDVs,CO,freight,LPG propane or butane tf] | NoSettings | 0 | 0 | 0 | 0 | 0 | 0 | 0 | 0 | 0 | 0 | 0 | 0 | 0 | 0 | 0 | 0 | 0 | 0 | 0 | 0 | 0 | 0 | 0 | 0 | 0 | 0 | 0 | 0 | 0 | 0 | 0
Transportation Pollutant Emissions Disaggregated[HDVs,CO,freight,hydrogen tf] | NoSettings | 0 | 0 | 0 | 0 | 0 | 0 | 0 | 0 | 0 | 0 | 0 | 0 | 0 | 0 | 0 | 0 | 0 | 0 | 0 | 0 | 0 | 0 | 0 | 0 | 0 | 0 | 0 | 0 | 0 | 0 | 0
Transportation Pollutant Emissions Disaggregated[HDVs,NOx,passenger,electricity tf] | NoSettings | 0 | 0 | 0 | 0 | 0 | 0 | 0 | 0 | 0 | 0 | 0 | 0 | 0 | 0 | 0 | 0 | 0 | 0 | 0 | 0 | 0 | 0 | 0 | 0 | 0 | 0 | 0 | 0 | 0 | 0 | 0
Transportation Pollutant Emissions Disaggregated[HDVs,NOx,passenger,natural gas tf] | NoSettings | 666822000 | 650553000 | 615532000 | 580686000 | 544919000 | 510454000 | 475872000 | 443485000 | 412793000 | 379534000 | 346798000 | 315318000 | 285594000 | 257127000 | 229913000 | 203817000 | 181085000 | 159525000 | 139209000 | 120218000 | 102691000 | 86503800 | 71800700 | 63943600 | 56707900 | 48895900 | 40799700 | 34295200 | 28308900 | 23439600 | 19977100
Transportation Pollutant Emissions Disaggregated[HDVs,NOx,passenger,petroleum gasoline tf] | NoSettings | 431098000 | 428953000 | 409980000 | 391324000 | 372670000 | 354269000 | 336318000 | 318298000 | 301080000 | 283214000 | 265128000 | 246960000 | 228901000 | 210753000 | 192595000 | 174068000 | 157140000 | 139885000 | 122011000 | 104483000 | 86735500 | 68945100 | 51071800 | 47852300 | 45265800 | 43043000 | 40176600 | 37124600 | 33992300 | 31050200 | 27944800
Transportation Pollutant Emissions Disaggregated[HDVs,NOx,passenger,petroleum diesel tf] | NoSettings | 2718340000 | 2774100000 | 2726400000 | 2677150000 | 2609000000 | 2540560000 | 2463210000 | 2379610000 | 2291230000 | 2177570000 | 2053050000 | 1987550000 | 1924810000 | 1854200000 | 1789610000 | 1722170000 | 1665600000 | 1607360000 | 1543210000 | 1488370000 | 1436770000 | 1379770000 | 1325610000 | 1221220000 | 1126320000 | 1028410000 | 932050000 | 847067000 | 760629000 | 686784000 | 622025000
Transportation Pollutant Emissions Disaggregated[HDVs,NOx,passenger,biofuel gasoline tf] | NoSettings | 195266000 | 194880000 | 186856000 | 178851000 | 170755000 | 162780000 | 154981000 | 147102000 | 139504000 | 131544000 | 123413000 | 114956000 | 106550000 | 98102400 | 89650100 | 81025900 | 73146300 | 65114300 | 56794100 | 48635200 | 40374100 | 32092900 | 23773200 | 22274500 | 21070500 | 20035800 | 18701600 | 17280900 | 15822900 | 14453400 | 13007900
Transportation Pollutant Emissions Disaggregated[HDVs,NOx,passenger,biofuel diesel tf] | NoSettings | 669074000 | 767416000 | 841561000 | 916537000 | 985739000 | 1054880000 | 1120000000 | 1181340000 | 1238760000 | 1279460000 | 1308650000 | 1266900000 | 1226910000 | 1181900000 | 1140730000 | 1097750000 | 1061690000 | 1024560000 | 983674000 | 948713000 | 915826000 | 879492000 | 844972000 | 778432000 | 717941000 | 655527000 | 594107000 | 539937000 | 484840000 | 437770000 | 396491000
Transportation Pollutant Emissions Disaggregated[HDVs,NOx,passenger,jet fuel tf] | NoSettings | 0 | 0 | 0 | 0 | 0 | 0 | 0 | 0 | 0 | 0 | 0 | 0 | 0 | 0 | 0 | 0 | 0 | 0 | 0 | 0 | 0 | 0 | 0 | 0 | 0 | 0 | 0 | 0 | 0 | 0 | 0
Transportation Pollutant Emissions Disaggregated[HDVs,NOx,passenger,heavy or residual fuel oil tf] | NoSettings | 0 | 0 | 0 | 0 | 0 | 0 | 0 | 0 | 0 | 0 | 0 | 0 | 0 | 0 | 0 | 0 | 0 | 0 | 0 | 0 | 0 | 0 | 0 | 0 | 0 | 0 | 0 | 0 | 0 | 0 | 0
Transportation Pollutant Emissions Disaggregated[HDVs,NOx,passenger,LPG propane or butane tf] | NoSettings | 0 | 0 | 0 | 0 | 0 | 0 | 0 | 0 | 0 | 0 | 0 | 0 | 0 | 0 | 0 | 0 | 0 | 0 | 0 | 0 | 0 | 0 | 0 | 0 | 0 | 0 | 0 | 0 | 0 | 0 | 0
Transportation Pollutant Emissions Disaggregated[HDVs,NOx,passenger,hydrogen tf] | NoSettings | 0 | 0 | 0 | 0 | 0 | 0 | 0 | 0 | 0 | 0 | 0 | 0 | 0 | 0 | 0 | 0 | 0 | 0 | 0 | 0 | 0 | 0 | 0 | 0 | 0 | 0 | 0 | 0 | 0 | 0 | 0
Transportation Pollutant Emissions Disaggregated[HDVs,NOx,freight,electricity tf] | NoSettings | 0 | 0 | 0 | 0 | 0 | 0 | 0 | 0 | 0 | 0 | 0 | 0 | 0 | 0 | 0 | 0 | 0 | 0 | 0 | 0 | 0 | 0 | 0 | 0 | 0 | 0 | 0 | 0 | 0 | 0 | 0
Transportation Pollutant Emissions Disaggregated[HDVs,NOx,freight,natural gas tf] | NoSettings | 118056000 | 112010000 | 106836000 | 101369000 | 95565500 | 89819100 | 83963300 | 78189200 | 72515700 | 67133700 | 61880600 | 57467800 | 53358500 | 49478900 | 46009700 | 42950800 | 40458500 | 38516400 | 36943500 | 35723300 | 34997600 | 34595400 | 34349000 | 34560900 | 35068900 | 40042100 | 45390400 | 50225700 | 55713200 | 61892500 | 68404500
Transportation Pollutant Emissions Disaggregated[HDVs,NOx,freight,petroleum gasoline tf] | NoSettings | 0 | 0 | 0 | 0 | 0 | 0 | 0 | 0 | 0 | 0 | 0 | 0 | 0 | 0 | 0 | 0 | 0 | 0 | 0 | 0 | 0 | 0 | 0 | 0 | 0 | 0 | 0 | 0 | 0 | 0 | 0
Transportation Pollutant Emissions Disaggregated[HDVs,NOx,freight,petroleum diesel tf] | NoSettings | 10882200000 | 10781400000 | 10674500000 | 10564000000 | 10399500000 | 10225700000 | 10039100000 | 9813300000 | 9568770000 | 9302220000 | 9013760000 | 9070330000 | 9104580000 | 9130310000 | 9148640000 | 9159390000 | 9155800000 | 9117320000 | 9072700000 | 9025070000 | 8989920000 | 8949540000 | 8928660000 | 8873140000 | 8817000000 | 8772100000 | 8774030000 | 8777110000 | 8777650000 | 8821710000 | 8871810000
Transportation Pollutant Emissions Disaggregated[HDVs,NOx,freight,biofuel gasoline tf] | NoSettings | 0 | 0 | 0 | 0 | 0 | 0 | 0 | 0 | 0 | 0 | 0 | 0 | 0 | 0 | 0 | 0 | 0 | 0 | 0 | 0 | 0 | 0 | 0 | 0 | 0 | 0 | 0 | 0 | 0 | 0 | 0
Transportation Pollutant Emissions Disaggregated[HDVs,NOx,freight,biofuel diesel tf] | NoSettings | 2678480000 | 2982540000 | 3294910000 | 3616640000 | 3929140000 | 4245850000 | 4564700000 | 4871710000 | 5173400000 | 5465640000 | 5745540000 | 5781600000 | 5803440000 | 5819840000 | 5831520000 | 5838370000 | 5836080000 | 5811560000 | 5783120000 | 5752750000 | 5730350000 | 5704610000 | 5691300000 | 5655910000 | 5620130000 | 5591510000 | 5592740000 | 5594700000 | 5595050000 | 5623130000 | 5655060000
Transportation Pollutant Emissions Disaggregated[HDVs,NOx,freight,jet fuel tf] | NoSettings | 0 | 0 | 0 | 0 | 0 | 0 | 0 | 0 | 0 | 0 | 0 | 0 | 0 | 0 | 0 | 0 | 0 | 0 | 0 | 0 | 0 | 0 | 0 | 0 | 0 | 0 | 0 | 0 | 0 | 0 | 0
Transportation Pollutant Emissions Disaggregated[HDVs,NOx,freight,heavy or residual fuel oil tf] | NoSettings | 0 | 0 | 0 | 0 | 0 | 0 | 0 | 0 | 0 | 0 | 0 | 0 | 0 | 0 | 0 | 0 | 0 | 0 | 0 | 0 | 0 | 0 | 0 | 0 | 0 | 0 | 0 | 0 | 0 | 0 | 0
Transportation Pollutant Emissions Disaggregated[HDVs,NOx,freight,LPG propane or butane tf] | NoSettings | 0 | 0 | 0 | 0 | 0 | 0 | 0 | 0 | 0 | 0 | 0 | 0 | 0 | 0 | 0 | 0 | 0 | 0 | 0 | 0 | 0 | 0 | 0 | 0 | 0 | 0 | 0 | 0 | 0 | 0 | 0
Transportation Pollutant Emissions Disaggregated[HDVs,NOx,freight,hydrogen tf] | NoSettings | 0 | 0 | 0 | 0 | 0 | 0 | 0 | 0 | 0 | 0 | 0 | 0 | 0 | 0 | 0 | 0 | 0 | 0 | 0 | 0 | 0 | 0 | 0 | 0 | 0 | 0 | 0 | 0 | 0 | 0 | 0
Transportation Pollutant Emissions Disaggregated[HDVs,PM10,passenger,electricity tf] | NoSettings | 0 | 0 | 0 | 0 | 0 | 0 | 0 | 0 | 0 | 0 | 0 | 0 | 0 | 0 | 0 | 0 | 0 | 0 | 0 | 0 | 0 | 0 | 0 | 0 | 0 | 0 | 0 | 0 | 0 | 0 | 0
Transportation Pollutant Emissions Disaggregated[HDVs,PM10,passenger,natural gas tf] | NoSettings | 60111000 | 58644400 | 55487400 | 52346200 | 49121900 | 46015100 | 42897700 | 39978100 | 37211400 | 34213300 | 31262300 | 28424500 | 25745000 | 23178800 | 20725600 | 18373200 | 16324000 | 14380500 | 12549100 | 10837100 | 9257090 | 7797930 | 6472510 | 5764230 | 5111960 | 4407740 | 3677910 | 3091550 | 2551920 | 2112970 | 1800840
Transportation Pollutant Emissions Disaggregated[HDVs,PM10,passenger,petroleum gasoline tf] | NoSettings | 84053600 | 83635300 | 79936100 | 76298700 | 72661500 | 69073700 | 65573700 | 62060300 | 58703200 | 55219700 | 51693600 | 48151100 | 44630000 | 41091700 | 37551300 | 33939000 | 30638500 | 27274200 | 23789100 | 20371600 | 16911300 | 13442600 | 9957760 | 9330030 | 8825720 | 8392330 | 7833460 | 7238390 | 6627670 | 6054040 | 5448550
Transportation Pollutant Emissions Disaggregated[HDVs,PM10,passenger,petroleum diesel tf] | NoSettings | 91410800 | 93285800 | 91681800 | 90025500 | 87734000 | 85432600 | 82831300 | 80020300 | 77048000 | 73226100 | 69038800 | 66836200 | 64726400 | 62351900 | 60180100 | 57912300 | 56009900 | 54051400 | 51894300 | 50049900 | 48315000 | 46398100 | 44577000 | 41066600 | 37875400 | 34582700 | 31342400 | 28484700 | 25578000 | 23094800 | 20917100
Transportation Pollutant Emissions Disaggregated[HDVs,PM10,passenger,biofuel gasoline tf] | NoSettings | 6566120 | 6553140 | 6283300 | 6014150 | 5741890 | 5473730 | 5211470 | 4946520 | 4691040 | 4423380 | 4149950 | 3865570 | 3582890 | 3298840 | 3014620 | 2724620 | 2459650 | 2189570 | 1909790 | 1635430 | 1357640 | 1079170 | 799408 | 749014 | 708528 | 673735 | 628869 | 581097 | 532068 | 486018 | 437409
Transportation Pollutant Emissions Disaggregated[HDVs,PM10,passenger,biofuel diesel tf] | NoSettings | 22499700 | 25806700 | 28300100 | 30821400 | 33148500 | 35473500 | 37663600 | 39726000 | 41657200 | 43025800 | 44007500 | 42603500 | 41258600 | 39745100 | 38360700 | 36915100 | 35702500 | 34454100 | 33079100 | 31903400 | 30797500 | 29575600 | 28414800 | 26177200 | 24143000 | 22044100 | 19978700 | 18157100 | 16304200 | 14721400 | 13333200
Transportation Pollutant Emissions Disaggregated[HDVs,PM10,passenger,jet fuel tf] | NoSettings | 0 | 0 | 0 | 0 | 0 | 0 | 0 | 0 | 0 | 0 | 0 | 0 | 0 | 0 | 0 | 0 | 0 | 0 | 0 | 0 | 0 | 0 | 0 | 0 | 0 | 0 | 0 | 0 | 0 | 0 | 0
Transportation Pollutant Emissions Disaggregated[HDVs,PM10,passenger,heavy or residual fuel oil tf] | NoSettings | 0 | 0 | 0 | 0 | 0 | 0 | 0 | 0 | 0 | 0 | 0 | 0 | 0 | 0 | 0 | 0 | 0 | 0 | 0 | 0 | 0 | 0 | 0 | 0 | 0 | 0 | 0 | 0 | 0 | 0 | 0
Transportation Pollutant Emissions Disaggregated[HDVs,PM10,passenger,LPG propane or butane tf] | NoSettings | 0 | 0 | 0 | 0 | 0 | 0 | 0 | 0 | 0 | 0 | 0 | 0 | 0 | 0 | 0 | 0 | 0 | 0 | 0 | 0 | 0 | 0 | 0 | 0 | 0 | 0 | 0 | 0 | 0 | 0 | 0
Transportation Pollutant Emissions Disaggregated[HDVs,PM10,passenger,hydrogen tf] | NoSettings | 0 | 0 | 0 | 0 | 0 | 0 | 0 | 0 | 0 | 0 | 0 | 0 | 0 | 0 | 0 | 0 | 0 | 0 | 0 | 0 | 0 | 0 | 0 | 0 | 0 | 0 | 0 | 0 | 0 | 0 | 0
Transportation Pollutant Emissions Disaggregated[HDVs,PM10,freight,electricity tf] | NoSettings | 0 | 0 | 0 | 0 | 0 | 0 | 0 | 0 | 0 | 0 | 0 | 0 | 0 | 0 | 0 | 0 | 0 | 0 | 0 | 0 | 0 | 0 | 0 | 0 | 0 | 0 | 0 | 0 | 0 | 0 | 0
Transportation Pollutant Emissions Disaggregated[HDVs,PM10,freight,natural gas tf] | NoSettings | 10642200 | 10097200 | 9630740 | 9137920 | 8614800 | 8096790 | 7568910 | 7048400 | 6536960 | 6051800 | 5578260 | 5180460 | 4810030 | 4460300 | 4147570 | 3871820 | 3647160 | 3472080 | 3330290 | 3220300 | 3154880 | 3118620 | 3096410 | 3115510 | 3161300 | 3609610 | 4091740 | 4527620 | 5022300 | 5579330 | 6166350
Transportation Pollutant Emissions Disaggregated[HDVs,PM10,freight,petroleum gasoline tf] | NoSettings | 0 | 0 | 0 | 0 | 0 | 0 | 0 | 0 | 0 | 0 | 0 | 0 | 0 | 0 | 0 | 0 | 0 | 0 | 0 | 0 | 0 | 0 | 0 | 0 | 0 | 0 | 0 | 0 | 0 | 0 | 0
Transportation Pollutant Emissions Disaggregated[HDVs,PM10,freight,petroleum diesel tf] | NoSettings | 365942000 | 362552000 | 358956000 | 355240000 | 349707000 | 343863000 | 337588000 | 329996000 | 321773000 | 312810000 | 303110000 | 305012000 | 306164000 | 307029000 | 307645000 | 308007000 | 307886000 | 306592000 | 305092000 | 303490000 | 302308000 | 300950000 | 300248000 | 298381000 | 296493000 | 294983000 | 295048000 | 295152000 | 295170000 | 296651000 | 298336000
Transportation Pollutant Emissions Disaggregated[HDVs,PM10,freight,biofuel gasoline tf] | NoSettings | 0 | 0 | 0 | 0 | 0 | 0 | 0 | 0 | 0 | 0 | 0 | 0 | 0 | 0 | 0 | 0 | 0 | 0 | 0 | 0 | 0 | 0 | 0 | 0 | 0 | 0 | 0 | 0 | 0 | 0 | 0
Transportation Pollutant Emissions Disaggregated[HDVs,PM10,freight,biofuel diesel tf] | NoSettings | 90072100 | 100297000 | 110802000 | 121621000 | 132130000 | 142780000 | 153502000 | 163826000 | 173972000 | 183799000 | 193212000 | 194424000 | 195158000 | 195710000 | 196103000 | 196333000 | 196256000 | 195432000 | 194475000 | 193454000 | 192701000 | 191835000 | 191387000 | 190197000 | 188994000 | 188032000 | 188073000 | 188139000 | 188151000 | 189095000 | 190169000
Transportation Pollutant Emissions Disaggregated[HDVs,PM10,freight,jet fuel tf] | NoSettings | 0 | 0 | 0 | 0 | 0 | 0 | 0 | 0 | 0 | 0 | 0 | 0 | 0 | 0 | 0 | 0 | 0 | 0 | 0 | 0 | 0 | 0 | 0 | 0 | 0 | 0 | 0 | 0 | 0 | 0 | 0
Transportation Pollutant Emissions Disaggregated[HDVs,PM10,freight,heavy or residual fuel oil tf] | NoSettings | 0 | 0 | 0 | 0 | 0 | 0 | 0 | 0 | 0 | 0 | 0 | 0 | 0 | 0 | 0 | 0 | 0 | 0 | 0 | 0 | 0 | 0 | 0 | 0 | 0 | 0 | 0 | 0 | 0 | 0 | 0
Transportation Pollutant Emissions Disaggregated[HDVs,PM10,freight,LPG propane or butane tf] | NoSettings | 0 | 0 | 0 | 0 | 0 | 0 | 0 | 0 | 0 | 0 | 0 | 0 | 0 | 0 | 0 | 0 | 0 | 0 | 0 | 0 | 0 | 0 | 0 | 0 | 0 | 0 | 0 | 0 | 0 | 0 | 0
Transportation Pollutant Emissions Disaggregated[HDVs,PM10,freight,hydrogen tf] | NoSettings | 0 | 0 | 0 | 0 | 0 | 0 | 0 | 0 | 0 | 0 | 0 | 0 | 0 | 0 | 0 | 0 | 0 | 0 | 0 | 0 | 0 | 0 | 0 | 0 | 0 | 0 | 0 | 0 | 0 | 0 | 0
Transportation Pollutant Emissions Disaggregated[HDVs,PM25,passenger,electricity tf] | NoSettings | 0 | 0 | 0 | 0 | 0 | 0 | 0 | 0 | 0 | 0 | 0 | 0 | 0 | 0 | 0 | 0 | 0 | 0 | 0 | 0 | 0 | 0 | 0 | 0 | 0 | 0 | 0 | 0 | 0 | 0 | 0
Transportation Pollutant Emissions Disaggregated[HDVs,PM25,passenger,natural gas tf] | NoSettings | 29315700 | 28600500 | 27060800 | 25528900 | 23956400 | 22441300 | 20920900 | 19497100 | 18147800 | 16685600 | 15246400 | 13862400 | 12555700 | 11304200 | 10107700 | 8960490 | 7961100 | 7013250 | 6120100 | 5285180 | 4514620 | 3803000 | 3156600 | 2811170 | 2493070 | 2149630 | 1793690 | 1507730 | 1244560 | 1030480 | 878259
Transportation Pollutant Emissions Disaggregated[HDVs,PM25,passenger,petroleum gasoline tf] | NoSettings | 33701000 | 33533300 | 32050100 | 30591700 | 29133400 | 27694900 | 26291600 | 24882900 | 23536900 | 22140200 | 20726400 | 19306100 | 17894300 | 16475600 | 15056100 | 13607700 | 12284400 | 10935500 | 9538170 | 8167950 | 6780540 | 5389780 | 3992540 | 3740850 | 3538650 | 3364880 | 3140800 | 2902210 | 2657340 | 2427350 | 2184580
Transportation Pollutant Emissions Disaggregated[HDVs,PM25,passenger,petroleum diesel tf] | NoSettings | 44578500 | 45492800 | 44710600 | 43902900 | 42785400 | 41663000 | 40394500 | 39023600 | 37574100 | 35710300 | 33668300 | 32594100 | 31565200 | 30407300 | 29348200 | 28242200 | 27314400 | 26359400 | 25307400 | 24407900 | 23561800 | 22627000 | 21738900 | 20027000 | 18470800 | 16865000 | 15284800 | 13891200 | 12473700 | 11262700 | 10200700
Transportation Pollutant Emissions Disaggregated[HDVs,PM25,passenger,biofuel gasoline tf] | NoSettings | 3201800 | 3195470 | 3063890 | 2932640 | 2799890 | 2669120 | 2541240 | 2412040 | 2287460 | 2156950 | 2023620 | 1884940 | 1747110 | 1608590 | 1470000 | 1328590 | 1199390 | 1067690 | 931259 | 797477 | 662017 | 526230 | 389811 | 365237 | 345496 | 328530 | 306652 | 283357 | 259449 | 236994 | 213291
Transportation Pollutant Emissions Disaggregated[HDVs,PM25,passenger,biofuel diesel tf] | NoSettings | 10972200 | 12585000 | 13800900 | 15030400 | 16165300 | 17299100 | 18367100 | 19372900 | 20314600 | 20982100 | 21460800 | 20776100 | 20120300 | 19382200 | 18707100 | 18002100 | 17410800 | 16802000 | 16131400 | 15558100 | 15018800 | 14422900 | 13856800 | 12765600 | 11773600 | 10750100 | 9742840 | 8854510 | 7950960 | 7179050 | 6502110
Transportation Pollutant Emissions Disaggregated[HDVs,PM25,passenger,jet fuel tf] | NoSettings | 0 | 0 | 0 | 0 | 0 | 0 | 0 | 0 | 0 | 0 | 0 | 0 | 0 | 0 | 0 | 0 | 0 | 0 | 0 | 0 | 0 | 0 | 0 | 0 | 0 | 0 | 0 | 0 | 0 | 0 | 0
Transportation Pollutant Emissions Disaggregated[HDVs,PM25,passenger,heavy or residual fuel oil tf] | NoSettings | 0 | 0 | 0 | 0 | 0 | 0 | 0 | 0 | 0 | 0 | 0 | 0 | 0 | 0 | 0 | 0 | 0 | 0 | 0 | 0 | 0 | 0 | 0 | 0 | 0 | 0 | 0 | 0 | 0 | 0 | 0
Transportation Pollutant Emissions Disaggregated[HDVs,PM25,passenger,LPG propane or butane tf] | NoSettings | 0 | 0 | 0 | 0 | 0 | 0 | 0 | 0 | 0 | 0 | 0 | 0 | 0 | 0 | 0 | 0 | 0 | 0 | 0 | 0 | 0 | 0 | 0 | 0 | 0 | 0 | 0 | 0 | 0 | 0 | 0
Transportation Pollutant Emissions Disaggregated[HDVs,PM25,passenger,hydrogen tf] | NoSettings | 0 | 0 | 0 | 0 | 0 | 0 | 0 | 0 | 0 | 0 | 0 | 0 | 0 | 0 | 0 | 0 | 0 | 0 | 0 | 0 | 0 | 0 | 0 | 0 | 0 | 0 | 0 | 0 | 0 | 0 | 0
Transportation Pollutant Emissions Disaggregated[HDVs,PM25,freight,electricity tf] | NoSettings | 0 | 0 | 0 | 0 | 0 | 0 | 0 | 0 | 0 | 0 | 0 | 0 | 0 | 0 | 0 | 0 | 0 | 0 | 0 | 0 | 0 | 0 | 0 | 0 | 0 | 0 | 0 | 0 | 0 | 0 | 0
Transportation Pollutant Emissions Disaggregated[HDVs,PM25,freight,natural gas tf] | NoSettings | 5190130 | 4924320 | 4696850 | 4456500 | 4201380 | 3948750 | 3691310 | 3437460 | 3188030 | 2951420 | 2720480 | 2526480 | 2345820 | 2175260 | 2022740 | 1888260 | 1778690 | 1693310 | 1624160 | 1570520 | 1538610 | 1520930 | 1510100 | 1519410 | 1541750 | 1760380 | 1995520 | 2208090 | 2449340 | 2721000 | 3007290
Transportation Pollutant Emissions Disaggregated[HDVs,PM25,freight,petroleum gasoline tf] | NoSettings | 0 | 0 | 0 | 0 | 0 | 0 | 0 | 0 | 0 | 0 | 0 | 0 | 0 | 0 | 0 | 0 | 0 | 0 | 0 | 0 | 0 | 0 | 0 | 0 | 0 | 0 | 0 | 0 | 0 | 0 | 0
Transportation Pollutant Emissions Disaggregated[HDVs,PM25,freight,petroleum diesel tf] | NoSettings | 178459000 | 176807000 | 175053000 | 173240000 | 170542000 | 167692000 | 164632000 | 160930000 | 156920000 | 152548000 | 147818000 | 148746000 | 149307000 | 149729000 | 150030000 | 150206000 | 150147000 | 149516000 | 148785000 | 148003000 | 147427000 | 146765000 | 146422000 | 145512000 | 144591000 | 143855000 | 143887000 | 143937000 | 143946000 | 144669000 | 145490000
Transportation Pollutant Emissions Disaggregated[HDVs,PM25,freight,biofuel gasoline tf] | NoSettings | 0 | 0 | 0 | 0 | 0 | 0 | 0 | 0 | 0 | 0 | 0 | 0 | 0 | 0 | 0 | 0 | 0 | 0 | 0 | 0 | 0 | 0 | 0 | 0 | 0 | 0 | 0 | 0 | 0 | 0 | 0
Transportation Pollutant Emissions Disaggregated[HDVs,PM25,freight,biofuel diesel tf] | NoSettings | 43924800 | 48911100 | 54033700 | 59309900 | 64434600 | 69628300 | 74857200 | 79892000 | 84839400 | 89631900 | 94222100 | 94813400 | 95171400 | 95440400 | 95632000 | 95744400 | 95706800 | 95304600 | 94838200 | 94340300 | 93972900 | 93550800 | 93332500 | 92752200 | 92165400 | 91696000 | 91716200 | 91748300 | 91754000 | 92214600 | 92738300
Transportation Pollutant Emissions Disaggregated[HDVs,PM25,freight,jet fuel tf] | NoSettings | 0 | 0 | 0 | 0 | 0 | 0 | 0 | 0 | 0 | 0 | 0 | 0 | 0 | 0 | 0 | 0 | 0 | 0 | 0 | 0 | 0 | 0 | 0 | 0 | 0 | 0 | 0 | 0 | 0 | 0 | 0
Transportation Pollutant Emissions Disaggregated[HDVs,PM25,freight,heavy or residual fuel oil tf] | NoSettings | 0 | 0 | 0 | 0 | 0 | 0 | 0 | 0 | 0 | 0 | 0 | 0 | 0 | 0 | 0 | 0 | 0 | 0 | 0 | 0 | 0 | 0 | 0 | 0 | 0 | 0 | 0 | 0 | 0 | 0 | 0
Transportation Pollutant Emissions Disaggregated[HDVs,PM25,freight,LPG propane or butane tf] | NoSettings | 0 | 0 | 0 | 0 | 0 | 0 | 0 | 0 | 0 | 0 | 0 | 0 | 0 | 0 | 0 | 0 | 0 | 0 | 0 | 0 | 0 | 0 | 0 | 0 | 0 | 0 | 0 | 0 | 0 | 0 | 0
Transportation Pollutant Emissions Disaggregated[HDVs,PM25,freight,hydrogen tf] | NoSettings | 0 | 0 | 0 | 0 | 0 | 0 | 0 | 0 | 0 | 0 | 0 | 0 | 0 | 0 | 0 | 0 | 0 | 0 | 0 | 0 | 0 | 0 | 0 | 0 | 0 | 0 | 0 | 0 | 0 | 0 | 0
Transportation Pollutant Emissions Disaggregated[HDVs,SOx,passenger,electricity tf] | NoSettings | 0 | 0 | 0 | 0 | 0 | 0 | 0 | 0 | 0 | 0 | 0 | 0 | 0 | 0 | 0 | 0 | 0 | 0 | 0 | 0 | 0 | 0 | 0 | 0 | 0 | 0 | 0 | 0 | 0 | 0 | 0
Transportation Pollutant Emissions Disaggregated[HDVs,SOx,passenger,natural gas tf] | NoSettings | 0 | 0 | 0 | 0 | 0 | 0 | 0 | 0 | 0 | 0 | 0 | 0 | 0 | 0 | 0 | 0 | 0 | 0 | 0 | 0 | 0 | 0 | 0 | 0 | 0 | 0 | 0 | 0 | 0 | 0 | 0
Transportation Pollutant Emissions Disaggregated[HDVs,SOx,passenger,petroleum gasoline tf] | NoSettings | 7048690 | 7013610 | 6703400 | 6398370 | 6093350 | 5792490 | 5498980 | 5204340 | 4922820 | 4630700 | 4335000 | 4037930 | 3742650 | 3445930 | 3149040 | 2846100 | 2569330 | 2287200 | 1994940 | 1708350 | 1418170 | 1127290 | 835053 | 782412 | 740121 | 703776 | 656910 | 607008 | 555793 | 507689 | 456912
Transportation Pollutant Emissions Disaggregated[HDVs,SOx,passenger,petroleum diesel tf] | NoSettings | 8757400 | 8937040 | 8783370 | 8624690 | 8405160 | 8184670 | 7935460 | 7666160 | 7381410 | 7015260 | 6614110 | 6403090 | 6200960 | 5973480 | 5765420 | 5548150 | 5365900 | 5178280 | 4971620 | 4794920 | 4628710 | 4445060 | 4270600 | 3934300 | 3628570 | 3313120 | 3002690 | 2728910 | 2450440 | 2212540 | 2003920
Transportation Pollutant Emissions Disaggregated[HDVs,SOx,passenger,biofuel gasoline tf] | NoSettings | 0 | 0 | 0 | 0 | 0 | 0 | 0 | 0 | 0 | 0 | 0 | 0 | 0 | 0 | 0 | 0 | 0 | 0 | 0 | 0 | 0 | 0 | 0 | 0 | 0 | 0 | 0 | 0 | 0 | 0 | 0
Transportation Pollutant Emissions Disaggregated[HDVs,SOx,passenger,biofuel diesel tf] | NoSettings | 0 | 0 | 0 | 0 | 0 | 0 | 0 | 0 | 0 | 0 | 0 | 0 | 0 | 0 | 0 | 0 | 0 | 0 | 0 | 0 | 0 | 0 | 0 | 0 | 0 | 0 | 0 | 0 | 0 | 0 | 0
Transportation Pollutant Emissions Disaggregated[HDVs,SOx,passenger,jet fuel tf] | NoSettings | 0 | 0 | 0 | 0 | 0 | 0 | 0 | 0 | 0 | 0 | 0 | 0 | 0 | 0 | 0 | 0 | 0 | 0 | 0 | 0 | 0 | 0 | 0 | 0 | 0 | 0 | 0 | 0 | 0 | 0 | 0
Transportation Pollutant Emissions Disaggregated[HDVs,SOx,passenger,heavy or residual fuel oil tf] | NoSettings | 0 | 0 | 0 | 0 | 0 | 0 | 0 | 0 | 0 | 0 | 0 | 0 | 0 | 0 | 0 | 0 | 0 | 0 | 0 | 0 | 0 | 0 | 0 | 0 | 0 | 0 | 0 | 0 | 0 | 0 | 0
Transportation Pollutant Emissions Disaggregated[HDVs,SOx,passenger,LPG propane or butane tf] | NoSettings | 0 | 0 | 0 | 0 | 0 | 0 | 0 | 0 | 0 | 0 | 0 | 0 | 0 | 0 | 0 | 0 | 0 | 0 | 0 | 0 | 0 | 0 | 0 | 0 | 0 | 0 | 0 | 0 | 0 | 0 | 0
Transportation Pollutant Emissions Disaggregated[HDVs,SOx,passenger,hydrogen tf] | NoSettings | 0 | 0 | 0 | 0 | 0 | 0 | 0 | 0 | 0 | 0 | 0 | 0 | 0 | 0 | 0 | 0 | 0 | 0 | 0 | 0 | 0 | 0 | 0 | 0 | 0 | 0 | 0 | 0 | 0 | 0 | 0
Transportation Pollutant Emissions Disaggregated[HDVs,SOx,freight,electricity tf] | NoSettings | 0 | 0 | 0 | 0 | 0 | 0 | 0 | 0 | 0 | 0 | 0 | 0 | 0 | 0 | 0 | 0 | 0 | 0 | 0 | 0 | 0 | 0 | 0 | 0 | 0 | 0 | 0 | 0 | 0 | 0 | 0
Transportation Pollutant Emissions Disaggregated[HDVs,SOx,freight,natural gas tf] | NoSettings | 0 | 0 | 0 | 0 | 0 | 0 | 0 | 0 | 0 | 0 | 0 | 0 | 0 | 0 | 0 | 0 | 0 | 0 | 0 | 0 | 0 | 0 | 0 | 0 | 0 | 0 | 0 | 0 | 0 | 0 | 0
Transportation Pollutant Emissions Disaggregated[HDVs,SOx,freight,petroleum gasoline tf] | NoSettings | 0 | 0 | 0 | 0 | 0 | 0 | 0 | 0 | 0 | 0 | 0 | 0 | 0 | 0 | 0 | 0 | 0 | 0 | 0 | 0 | 0 | 0 | 0 | 0 | 0 | 0 | 0 | 0 | 0 | 0 | 0
Transportation Pollutant Emissions Disaggregated[HDVs,SOx,freight,petroleum diesel tf] | NoSettings | 35058200 | 34733500 | 34389000 | 34032900 | 33502900 | 32943100 | 32341900 | 31614500 | 30826700 | 29968000 | 29038700 | 29221000 | 29331300 | 29414200 | 29473300 | 29507900 | 29496300 | 29372400 | 29228600 | 29075200 | 28961900 | 28831800 | 28764600 | 28585700 | 28404900 | 28260200 | 28266400 | 28276300 | 28278100 | 28420000 | 28581400
Transportation Pollutant Emissions Disaggregated[HDVs,SOx,freight,biofuel gasoline tf] | NoSettings | 0 | 0 | 0 | 0 | 0 | 0 | 0 | 0 | 0 | 0 | 0 | 0 | 0 | 0 | 0 | 0 | 0 | 0 | 0 | 0 | 0 | 0 | 0 | 0 | 0 | 0 | 0 | 0 | 0 | 0 | 0
Transportation Pollutant Emissions Disaggregated[HDVs,SOx,freight,biofuel diesel tf] | NoSettings | 0 | 0 | 0 | 0 | 0 | 0 | 0 | 0 | 0 | 0 | 0 | 0 | 0 | 0 | 0 | 0 | 0 | 0 | 0 | 0 | 0 | 0 | 0 | 0 | 0 | 0 | 0 | 0 | 0 | 0 | 0
Transportation Pollutant Emissions Disaggregated[HDVs,SOx,freight,jet fuel tf] | NoSettings | 0 | 0 | 0 | 0 | 0 | 0 | 0 | 0 | 0 | 0 | 0 | 0 | 0 | 0 | 0 | 0 | 0 | 0 | 0 | 0 | 0 | 0 | 0 | 0 | 0 | 0 | 0 | 0 | 0 | 0 | 0
Transportation Pollutant Emissions Disaggregated[HDVs,SOx,freight,heavy or residual fuel oil tf] | NoSettings | 0 | 0 | 0 | 0 | 0 | 0 | 0 | 0 | 0 | 0 | 0 | 0 | 0 | 0 | 0 | 0 | 0 | 0 | 0 | 0 | 0 | 0 | 0 | 0 | 0 | 0 | 0 | 0 | 0 | 0 | 0
Transportation Pollutant Emissions Disaggregated[HDVs,SOx,freight,LPG propane or butane tf] | NoSettings | 0 | 0 | 0 | 0 | 0 | 0 | 0 | 0 | 0 | 0 | 0 | 0 | 0 | 0 | 0 | 0 | 0 | 0 | 0 | 0 | 0 | 0 | 0 | 0 | 0 | 0 | 0 | 0 | 0 | 0 | 0
Transportation Pollutant Emissions Disaggregated[HDVs,SOx,freight,hydrogen tf] | NoSettings | 0 | 0 | 0 | 0 | 0 | 0 | 0 | 0 | 0 | 0 | 0 | 0 | 0 | 0 | 0 | 0 | 0 | 0 | 0 | 0 | 0 | 0 | 0 | 0 | 0 | 0 | 0 | 0 | 0 | 0 | 0
Transportation Pollutant Emissions Disaggregated[HDVs,BC,passenger,electricity tf] | NoSettings | 0 | 0 | 0 | 0 | 0 | 0 | 0 | 0 | 0 | 0 | 0 | 0 | 0 | 0 | 0 | 0 | 0 | 0 | 0 | 0 | 0 | 0 | 0 | 0 | 0 | 0 | 0 | 0 | 0 | 0 | 0
Transportation Pollutant Emissions Disaggregated[HDVs,BC,passenger,natural gas tf] | NoSettings | 2324970 | 2268240 | 2146140 | 2024640 | 1899930 | 1779770 | 1659190 | 1546270 | 1439260 | 1323300 | 1209160 | 1099400 | 995765 | 896509 | 801623 | 710637 | 631378 | 556206 | 485372 | 419156 | 358045 | 301608 | 250343 | 222948 | 197720 | 170482 | 142254 | 119575 | 98703.1 | 81725.4 | 69652.8
Transportation Pollutant Emissions Disaggregated[HDVs,BC,passenger,petroleum gasoline tf] | NoSettings | 6236020 | 6204990 | 5930540 | 5660680 | 5390830 | 5124650 | 4864980 | 4604310 | 4355250 | 4096810 | 3835200 | 3572380 | 3311150 | 3048640 | 2785970 | 2517970 | 2273100 | 2023500 | 1764940 | 1511390 | 1254670 | 997321 | 738776 | 692204 | 654789 | 622635 | 581172 | 537024 | 491713 | 449155 | 404233
Transportation Pollutant Emissions Disaggregated[HDVs,BC,passenger,petroleum diesel tf] | NoSettings | 3544250 | 3616950 | 3554760 | 3490540 | 3401700 | 3312460 | 3211600 | 3102610 | 2987370 | 2839180 | 2676830 | 2591430 | 2509620 | 2417560 | 2333350 | 2245420 | 2171660 | 2095730 | 2012090 | 1940580 | 1873310 | 1798980 | 1728380 | 1592270 | 1468540 | 1340870 | 1215230 | 1104430 | 991732 | 895450 | 811015
Transportation Pollutant Emissions Disaggregated[HDVs,BC,passenger,biofuel gasoline tf] | NoSettings | 254659 | 254156 | 243691 | 233252 | 222693 | 212292 | 202121 | 191845 | 181937 | 171556 | 160951 | 149922 | 138958 | 127942 | 116919 | 105671 | 95394.8 | 84919.9 | 74068.9 | 63428.4 | 52654.5 | 41854.4 | 31004.1 | 29049.6 | 27479.5 | 26130 | 24390 | 22537.2 | 20635.7 | 18849.6 | 16964.4
Transportation Pollutant Emissions Disaggregated[HDVs,BC,passenger,biofuel diesel tf] | NoSettings | 868795 | 996493 | 1092770 | 1190130 | 1279990 | 1369760 | 1454330 | 1533970 | 1608540 | 1661380 | 1699290 | 1645080 | 1593150 | 1534700 | 1481250 | 1425430 | 1378600 | 1330400 | 1277300 | 1231910 | 1189200 | 1142020 | 1097200 | 1010800 | 932249 | 851204 | 771450 | 701111 | 629567 | 568446 | 514845
Transportation Pollutant Emissions Disaggregated[HDVs,BC,passenger,jet fuel tf] | NoSettings | 0 | 0 | 0 | 0 | 0 | 0 | 0 | 0 | 0 | 0 | 0 | 0 | 0 | 0 | 0 | 0 | 0 | 0 | 0 | 0 | 0 | 0 | 0 | 0 | 0 | 0 | 0 | 0 | 0 | 0 | 0
Transportation Pollutant Emissions Disaggregated[HDVs,BC,passenger,heavy or residual fuel oil tf] | NoSettings | 0 | 0 | 0 | 0 | 0 | 0 | 0 | 0 | 0 | 0 | 0 | 0 | 0 | 0 | 0 | 0 | 0 | 0 | 0 | 0 | 0 | 0 | 0 | 0 | 0 | 0 | 0 | 0 | 0 | 0 | 0
Transportation Pollutant Emissions Disaggregated[HDVs,BC,passenger,LPG propane or butane tf] | NoSettings | 0 | 0 | 0 | 0 | 0 | 0 | 0 | 0 | 0 | 0 | 0 | 0 | 0 | 0 | 0 | 0 | 0 | 0 | 0 | 0 | 0 | 0 | 0 | 0 | 0 | 0 | 0 | 0 | 0 | 0 | 0
Transportation Pollutant Emissions Disaggregated[HDVs,BC,passenger,hydrogen tf] | NoSettings | 0 | 0 | 0 | 0 | 0 | 0 | 0 | 0 | 0 | 0 | 0 | 0 | 0 | 0 | 0 | 0 | 0 | 0 | 0 | 0 | 0 | 0 | 0 | 0 | 0 | 0 | 0 | 0 | 0 | 0 | 0
Transportation Pollutant Emissions Disaggregated[HDVs,BC,freight,electricity tf] | NoSettings | 0 | 0 | 0 | 0 | 0 | 0 | 0 | 0 | 0 | 0 | 0 | 0 | 0 | 0 | 0 | 0 | 0 | 0 | 0 | 0 | 0 | 0 | 0 | 0 | 0 | 0 | 0 | 0 | 0 | 0 | 0
Transportation Pollutant Emissions Disaggregated[HDVs,BC,freight,natural gas tf] | NoSettings | 411618 | 390537 | 372497 | 353436 | 333202 | 313167 | 292750 | 272618 | 252836 | 234071 | 215755 | 200369 | 186042 | 172515 | 160419 | 149754 | 141064 | 134293 | 128809 | 124554 | 122024 | 120622 | 119763 | 120501 | 122273 | 139612 | 158260 | 175119 | 194252 | 215797 | 238502
Transportation Pollutant Emissions Disaggregated[HDVs,BC,freight,petroleum gasoline tf] | NoSettings | 0 | 0 | 0 | 0 | 0 | 0 | 0 | 0 | 0 | 0 | 0 | 0 | 0 | 0 | 0 | 0 | 0 | 0 | 0 | 0 | 0 | 0 | 0 | 0 | 0 | 0 | 0 | 0 | 0 | 0 | 0
Transportation Pollutant Emissions Disaggregated[HDVs,BC,freight,petroleum diesel tf] | NoSettings | 14188600 | 14057200 | 13917700 | 13773600 | 13559100 | 13332600 | 13089200 | 12794900 | 12476100 | 12128500 | 11752400 | 11826200 | 11870800 | 11904400 | 11928300 | 11942300 | 11937600 | 11887400 | 11829300 | 11767200 | 11721300 | 11668700 | 11641500 | 11569100 | 11495900 | 11437300 | 11439900 | 11443900 | 11444600 | 11502000 | 11567300
Transportation Pollutant Emissions Disaggregated[HDVs,BC,freight,biofuel gasoline tf] | NoSettings | 0 | 0 | 0 | 0 | 0 | 0 | 0 | 0 | 0 | 0 | 0 | 0 | 0 | 0 | 0 | 0 | 0 | 0 | 0 | 0 | 0 | 0 | 0 | 0 | 0 | 0 | 0 | 0 | 0 | 0 | 0
Transportation Pollutant Emissions Disaggregated[HDVs,BC,freight,biofuel diesel tf] | NoSettings | 3478020 | 3872840 | 4278450 | 4696230 | 5102010 | 5513250 | 5927280 | 6325940 | 6717680 | 7097150 | 7460610 | 7507430 | 7535780 | 7557080 | 7572250 | 7581150 | 7578180 | 7546330 | 7509400 | 7469970 | 7440880 | 7407460 | 7390170 | 7344220 | 7297760 | 7260600 | 7262190 | 7264740 | 7265190 | 7301660 | 7343120
Transportation Pollutant Emissions Disaggregated[HDVs,BC,freight,jet fuel tf] | NoSettings | 0 | 0 | 0 | 0 | 0 | 0 | 0 | 0 | 0 | 0 | 0 | 0 | 0 | 0 | 0 | 0 | 0 | 0 | 0 | 0 | 0 | 0 | 0 | 0 | 0 | 0 | 0 | 0 | 0 | 0 | 0
Transportation Pollutant Emissions Disaggregated[HDVs,BC,freight,heavy or residual fuel oil tf] | NoSettings | 0 | 0 | 0 | 0 | 0 | 0 | 0 | 0 | 0 | 0 | 0 | 0 | 0 | 0 | 0 | 0 | 0 | 0 | 0 | 0 | 0 | 0 | 0 | 0 | 0 | 0 | 0 | 0 | 0 | 0 | 0
Transportation Pollutant Emissions Disaggregated[HDVs,BC,freight,LPG propane or butane tf] | NoSettings | 0 | 0 | 0 | 0 | 0 | 0 | 0 | 0 | 0 | 0 | 0 | 0 | 0 | 0 | 0 | 0 | 0 | 0 | 0 | 0 | 0 | 0 | 0 | 0 | 0 | 0 | 0 | 0 | 0 | 0 | 0
Transportation Pollutant Emissions Disaggregated[HDVs,BC,freight,hydrogen tf] | NoSettings | 0 | 0 | 0 | 0 | 0 | 0 | 0 | 0 | 0 | 0 | 0 | 0 | 0 | 0 | 0 | 0 | 0 | 0 | 0 | 0 | 0 | 0 | 0 | 0 | 0 | 0 | 0 | 0 | 0 | 0 | 0
Transportation Pollutant Emissions Disaggregated[HDVs,OC,passenger,electricity tf] | NoSettings | 0 | 0 | 0 | 0 | 0 | 0 | 0 | 0 | 0 | 0 | 0 | 0 | 0 | 0 | 0 | 0 | 0 | 0 | 0 | 0 | 0 | 0 | 0 | 0 | 0 | 0 | 0 | 0 | 0 | 0 | 0
Transportation Pollutant Emissions Disaggregated[HDVs,OC,passenger,natural gas tf] | NoSettings | 4227210 | 4124080 | 3902070 | 3681170 | 3454430 | 3235950 | 3016720 | 2811400 | 2616840 | 2406000 | 2198480 | 1998910 | 1810480 | 1630020 | 1457500 | 1292070 | 1147960 | 1011280 | 882495 | 762103 | 650991 | 548378 | 455170 | 405360 | 359491 | 309968 | 258643 | 217409 | 179460 | 148592 | 126641
Transportation Pollutant Emissions Disaggregated[HDVs,OC,passenger,petroleum gasoline tf] | NoSettings | 11808600 | 11749900 | 11230200 | 10719200 | 10208200 | 9704120 | 9212410 | 8718810 | 8247170 | 7757780 | 7262390 | 6764720 | 6270040 | 5772950 | 5275560 | 4768060 | 4304380 | 3831730 | 3342120 | 2862000 | 2375860 | 1888540 | 1398960 | 1310770 | 1239920 | 1179030 | 1100520 | 1016920 | 931117 | 850528 | 765463
Transportation Pollutant Emissions Disaggregated[HDVs,OC,passenger,petroleum diesel tf] | NoSettings | 6434710 | 6566700 | 6453790 | 6337200 | 6175890 | 6013890 | 5830770 | 5632900 | 5423670 | 5154630 | 4859870 | 4704820 | 4556310 | 4389160 | 4236280 | 4076640 | 3942730 | 3804860 | 3653020 | 3523180 | 3401050 | 3266120 | 3137920 | 2890820 | 2666180 | 2434390 | 2206300 | 2005130 | 1800520 | 1625720 | 1472430
Transportation Pollutant Emissions Disaggregated[HDVs,OC,passenger,biofuel gasoline tf] | NoSettings | 461970 | 461057 | 442072 | 423135 | 403980 | 385113 | 366662 | 348021 | 330046 | 311214 | 291977 | 271968 | 252080 | 232095 | 212098 | 191695 | 173053 | 154051 | 134366 | 115064 | 95518.9 | 75926.9 | 56243.7 | 52698.1 | 49849.7 | 47401.7 | 44245.2 | 40884.1 | 37434.6 | 34194.6 | 30774.6
Transportation Pollutant Emissions Disaggregated[HDVs,OC,passenger,biofuel diesel tf] | NoSettings | 1580780 | 1813130 | 1988310 | 2165450 | 2328950 | 2492300 | 2646170 | 2791070 | 2926750 | 3022910 | 3091880 | 2993240 | 2898750 | 2792410 | 2695150 | 2593580 | 2508390 | 2420680 | 2324070 | 2241470 | 2163770 | 2077920 | 1996370 | 1839160 | 1696240 | 1548780 | 1403660 | 1275680 | 1145500 | 1034290 | 936766
Transportation Pollutant Emissions Disaggregated[HDVs,OC,passenger,jet fuel tf] | NoSettings | 0 | 0 | 0 | 0 | 0 | 0 | 0 | 0 | 0 | 0 | 0 | 0 | 0 | 0 | 0 | 0 | 0 | 0 | 0 | 0 | 0 | 0 | 0 | 0 | 0 | 0 | 0 | 0 | 0 | 0 | 0
Transportation Pollutant Emissions Disaggregated[HDVs,OC,passenger,heavy or residual fuel oil tf] | NoSettings | 0 | 0 | 0 | 0 | 0 | 0 | 0 | 0 | 0 | 0 | 0 | 0 | 0 | 0 | 0 | 0 | 0 | 0 | 0 | 0 | 0 | 0 | 0 | 0 | 0 | 0 | 0 | 0 | 0 | 0 | 0
Transportation Pollutant Emissions Disaggregated[HDVs,OC,passenger,LPG propane or butane tf] | NoSettings | 0 | 0 | 0 | 0 | 0 | 0 | 0 | 0 | 0 | 0 | 0 | 0 | 0 | 0 | 0 | 0 | 0 | 0 | 0 | 0 | 0 | 0 | 0 | 0 | 0 | 0 | 0 | 0 | 0 | 0 | 0
Transportation Pollutant Emissions Disaggregated[HDVs,OC,passenger,hydrogen tf] | NoSettings | 0 | 0 | 0 | 0 | 0 | 0 | 0 | 0 | 0 | 0 | 0 | 0 | 0 | 0 | 0 | 0 | 0 | 0 | 0 | 0 | 0 | 0 | 0 | 0 | 0 | 0 | 0 | 0 | 0 | 0 | 0
Transportation Pollutant Emissions Disaggregated[HDVs,OC,freight,electricity tf] | NoSettings | 0 | 0 | 0 | 0 | 0 | 0 | 0 | 0 | 0 | 0 | 0 | 0 | 0 | 0 | 0 | 0 | 0 | 0 | 0 | 0 | 0 | 0 | 0 | 0 | 0 | 0 | 0 | 0 | 0 | 0 | 0
Transportation Pollutant Emissions Disaggregated[HDVs,OC,freight,natural gas tf] | NoSettings | 748396 | 710067 | 677267 | 642610 | 605822 | 569394 | 532272 | 495668 | 459702 | 425583 | 392282 | 364308 | 338258 | 313664 | 291671 | 272280 | 256481 | 244169 | 234198 | 226463 | 221862 | 219312 | 217750 | 219094 | 222314 | 253841 | 287746 | 318398 | 353185 | 392358 | 433640
Transportation Pollutant Emissions Disaggregated[HDVs,OC,freight,petroleum gasoline tf] | NoSettings | 0 | 0 | 0 | 0 | 0 | 0 | 0 | 0 | 0 | 0 | 0 | 0 | 0 | 0 | 0 | 0 | 0 | 0 | 0 | 0 | 0 | 0 | 0 | 0 | 0 | 0 | 0 | 0 | 0 | 0 | 0
Transportation Pollutant Emissions Disaggregated[HDVs,OC,freight,petroleum diesel tf] | NoSettings | 25759900 | 25521300 | 25268100 | 25006500 | 24617100 | 24205700 | 23764000 | 23229500 | 22650700 | 22019700 | 21336900 | 21470800 | 21551900 | 21612800 | 21656200 | 21681600 | 21673100 | 21582100 | 21476400 | 21363700 | 21280500 | 21184900 | 21135500 | 21004000 | 20871200 | 20764900 | 20769400 | 20776700 | 20778000 | 20882300 | 21000900
Transportation Pollutant Emissions Disaggregated[HDVs,OC,freight,biofuel gasoline tf] | NoSettings | 0 | 0 | 0 | 0 | 0 | 0 | 0 | 0 | 0 | 0 | 0 | 0 | 0 | 0 | 0 | 0 | 0 | 0 | 0 | 0 | 0 | 0 | 0 | 0 | 0 | 0 | 0 | 0 | 0 | 0 | 0
Transportation Pollutant Emissions Disaggregated[HDVs,OC,freight,biofuel diesel tf] | NoSettings | 6328290 | 7046680 | 7784700 | 8544840 | 9283170 | 10031400 | 10784800 | 11510100 | 12222900 | 12913400 | 13574700 | 13659900 | 13711500 | 13750200 | 13777800 | 13794000 | 13788600 | 13730600 | 13663400 | 13591700 | 13538800 | 13478000 | 13446500 | 13362900 | 13278400 | 13210700 | 13213700 | 13218300 | 13219100 | 13285500 | 13360900
Transportation Pollutant Emissions Disaggregated[HDVs,OC,freight,jet fuel tf] | NoSettings | 0 | 0 | 0 | 0 | 0 | 0 | 0 | 0 | 0 | 0 | 0 | 0 | 0 | 0 | 0 | 0 | 0 | 0 | 0 | 0 | 0 | 0 | 0 | 0 | 0 | 0 | 0 | 0 | 0 | 0 | 0
Transportation Pollutant Emissions Disaggregated[HDVs,OC,freight,heavy or residual fuel oil tf] | NoSettings | 0 | 0 | 0 | 0 | 0 | 0 | 0 | 0 | 0 | 0 | 0 | 0 | 0 | 0 | 0 | 0 | 0 | 0 | 0 | 0 | 0 | 0 | 0 | 0 | 0 | 0 | 0 | 0 | 0 | 0 | 0
Transportation Pollutant Emissions Disaggregated[HDVs,OC,freight,LPG propane or butane tf] | NoSettings | 0 | 0 | 0 | 0 | 0 | 0 | 0 | 0 | 0 | 0 | 0 | 0 | 0 | 0 | 0 | 0 | 0 | 0 | 0 | 0 | 0 | 0 | 0 | 0 | 0 | 0 | 0 | 0 | 0 | 0 | 0
Transportation Pollutant Emissions Disaggregated[HDVs,OC,freight,hydrogen tf] | NoSettings | 0 | 0 | 0 | 0 | 0 | 0 | 0 | 0 | 0 | 0 | 0 | 0 | 0 | 0 | 0 | 0 | 0 | 0 | 0 | 0 | 0 | 0 | 0 | 0 | 0 | 0 | 0 | 0 | 0 | 0 | 0
Transportation Pollutant Emissions Disaggregated[HDVs,CH4,passenger,electricity tf] | NoSettings | 0 | 0 | 0 | 0 | 0 | 0 | 0 | 0 | 0 | 0 | 0 | 0 | 0 | 0 | 0 | 0 | 0 | 0 | 0 | 0 | 0 | 0 | 0 | 0 | 0 | 0 | 0 | 0 | 0 | 0 | 0
Transportation Pollutant Emissions Disaggregated[HDVs,CH4,passenger,natural gas tf] | NoSettings | 10568000 | 10310200 | 9755170 | 9202920 | 8636070 | 8089860 | 7541790 | 7028500 | 6542090 | 6015000 | 5496190 | 4997270 | 4526200 | 4075040 | 3643740 | 3230170 | 2869900 | 2528210 | 2206240 | 1905260 | 1627480 | 1370940 | 1137920 | 1013400 | 898728 | 774919 | 646608 | 543522 | 448650 | 371479 | 316604
Transportation Pollutant Emissions Disaggregated[HDVs,CH4,passenger,petroleum gasoline tf] | NoSettings | 49755500 | 49507900 | 47318100 | 45165000 | 43011900 | 40888200 | 38816300 | 36736600 | 34749300 | 32687300 | 30600000 | 28503000 | 26418700 | 24324200 | 22228500 | 20090100 | 18136400 | 16144900 | 14082000 | 12059000 | 10010600 | 7957350 | 5894490 | 5522910 | 5224380 | 4967830 | 4637010 | 4284760 | 3923240 | 3583680 | 3225260
Transportation Pollutant Emissions Disaggregated[HDVs,CH4,passenger,petroleum diesel tf] | NoSettings | 51615300 | 52674100 | 51768400 | 50833200 | 49539300 | 48239700 | 46770900 | 45183700 | 43505400 | 41347300 | 38982900 | 37739200 | 36547900 | 35207200 | 33980900 | 32700300 | 31626100 | 30520300 | 29302300 | 28260800 | 27281200 | 26198800 | 25170500 | 23188400 | 21386400 | 19527200 | 17697600 | 16084000 | 14442700 | 13040500 | 11810900
Transportation Pollutant Emissions Disaggregated[HDVs,CH4,passenger,biofuel gasoline tf] | NoSettings | 0 | 0 | 0 | 0 | 0 | 0 | 0 | 0 | 0 | 0 | 0 | 0 | 0 | 0 | 0 | 0 | 0 | 0 | 0 | 0 | 0 | 0 | 0 | 0 | 0 | 0 | 0 | 0 | 0 | 0 | 0
Transportation Pollutant Emissions Disaggregated[HDVs,CH4,passenger,biofuel diesel tf] | NoSettings | 0 | 0 | 0 | 0 | 0 | 0 | 0 | 0 | 0 | 0 | 0 | 0 | 0 | 0 | 0 | 0 | 0 | 0 | 0 | 0 | 0 | 0 | 0 | 0 | 0 | 0 | 0 | 0 | 0 | 0 | 0
Transportation Pollutant Emissions Disaggregated[HDVs,CH4,passenger,jet fuel tf] | NoSettings | 0 | 0 | 0 | 0 | 0 | 0 | 0 | 0 | 0 | 0 | 0 | 0 | 0 | 0 | 0 | 0 | 0 | 0 | 0 | 0 | 0 | 0 | 0 | 0 | 0 | 0 | 0 | 0 | 0 | 0 | 0
Transportation Pollutant Emissions Disaggregated[HDVs,CH4,passenger,heavy or residual fuel oil tf] | NoSettings | 0 | 0 | 0 | 0 | 0 | 0 | 0 | 0 | 0 | 0 | 0 | 0 | 0 | 0 | 0 | 0 | 0 | 0 | 0 | 0 | 0 | 0 | 0 | 0 | 0 | 0 | 0 | 0 | 0 | 0 | 0
Transportation Pollutant Emissions Disaggregated[HDVs,CH4,passenger,LPG propane or butane tf] | NoSettings | 0 | 0 | 0 | 0 | 0 | 0 | 0 | 0 | 0 | 0 | 0 | 0 | 0 | 0 | 0 | 0 | 0 | 0 | 0 | 0 | 0 | 0 | 0 | 0 | 0 | 0 | 0 | 0 | 0 | 0 | 0
Transportation Pollutant Emissions Disaggregated[HDVs,CH4,passenger,hydrogen tf] | NoSettings | 0 | 0 | 0 | 0 | 0 | 0 | 0 | 0 | 0 | 0 | 0 | 0 | 0 | 0 | 0 | 0 | 0 | 0 | 0 | 0 | 0 | 0 | 0 | 0 | 0 | 0 | 0 | 0 | 0 | 0 | 0
Transportation Pollutant Emissions Disaggregated[HDVs,CH4,freight,electricity tf] | NoSettings | 0 | 0 | 0 | 0 | 0 | 0 | 0 | 0 | 0 | 0 | 0 | 0 | 0 | 0 | 0 | 0 | 0 | 0 | 0 | 0 | 0 | 0 | 0 | 0 | 0 | 0 | 0 | 0 | 0 | 0 | 0
Transportation Pollutant Emissions Disaggregated[HDVs,CH4,freight,natural gas tf] | NoSettings | 1870990 | 1775170 | 1693170 | 1606530 | 1514560 | 1423490 | 1330680 | 1239170 | 1149250 | 1063960 | 980706 | 910770 | 845645 | 784160 | 729179 | 680699 | 641202 | 610423 | 585495 | 566156 | 554655 | 548281 | 544376 | 547734 | 555784 | 634602 | 719364 | 795995 | 882963 | 980895 | 1084100
Transportation Pollutant Emissions Disaggregated[HDVs,CH4,freight,petroleum gasoline tf] | NoSettings | 0 | 0 | 0 | 0 | 0 | 0 | 0 | 0 | 0 | 0 | 0 | 0 | 0 | 0 | 0 | 0 | 0 | 0 | 0 | 0 | 0 | 0 | 0 | 0 | 0 | 0 | 0 | 0 | 0 | 0 | 0
Transportation Pollutant Emissions Disaggregated[HDVs,CH4,freight,petroleum diesel tf] | NoSettings | 206630000 | 204716000 | 202686000 | 200587000 | 197463000 | 194163000 | 190620000 | 186333000 | 181690000 | 176629000 | 171152000 | 172226000 | 172876000 | 173365000 | 173713000 | 173917000 | 173849000 | 173118000 | 172271000 | 171366000 | 170699000 | 169932000 | 169536000 | 168482000 | 167416000 | 166563000 | 166600000 | 166658000 | 166669000 | 167505000 | 168456000
Transportation Pollutant Emissions Disaggregated[HDVs,CH4,freight,biofuel gasoline tf] | NoSettings | 0 | 0 | 0 | 0 | 0 | 0 | 0 | 0 | 0 | 0 | 0 | 0 | 0 | 0 | 0 | 0 | 0 | 0 | 0 | 0 | 0 | 0 | 0 | 0 | 0 | 0 | 0 | 0 | 0 | 0 | 0
Transportation Pollutant Emissions Disaggregated[HDVs,CH4,freight,biofuel diesel tf] | NoSettings | 0 | 0 | 0 | 0 | 0 | 0 | 0 | 0 | 0 | 0 | 0 | 0 | 0 | 0 | 0 | 0 | 0 | 0 | 0 | 0 | 0 | 0 | 0 | 0 | 0 | 0 | 0 | 0 | 0 | 0 | 0
Transportation Pollutant Emissions Disaggregated[HDVs,CH4,freight,jet fuel tf] | NoSettings | 0 | 0 | 0 | 0 | 0 | 0 | 0 | 0 | 0 | 0 | 0 | 0 | 0 | 0 | 0 | 0 | 0 | 0 | 0 | 0 | 0 | 0 | 0 | 0 | 0 | 0 | 0 | 0 | 0 | 0 | 0
Transportation Pollutant Emissions Disaggregated[HDVs,CH4,freight,heavy or residual fuel oil tf] | NoSettings | 0 | 0 | 0 | 0 | 0 | 0 | 0 | 0 | 0 | 0 | 0 | 0 | 0 | 0 | 0 | 0 | 0 | 0 | 0 | 0 | 0 | 0 | 0 | 0 | 0 | 0 | 0 | 0 | 0 | 0 | 0
Transportation Pollutant Emissions Disaggregated[HDVs,CH4,freight,LPG propane or butane tf] | NoSettings | 0 | 0 | 0 | 0 | 0 | 0 | 0 | 0 | 0 | 0 | 0 | 0 | 0 | 0 | 0 | 0 | 0 | 0 | 0 | 0 | 0 | 0 | 0 | 0 | 0 | 0 | 0 | 0 | 0 | 0 | 0
Transportation Pollutant Emissions Disaggregated[HDVs,CH4,freight,hydrogen tf] | NoSettings | 0 | 0 | 0 | 0 | 0 | 0 | 0 | 0 | 0 | 0 | 0 | 0 | 0 | 0 | 0 | 0 | 0 | 0 | 0 | 0 | 0 | 0 | 0 | 0 | 0 | 0 | 0 | 0 | 0 | 0 | 0
Transportation Pollutant Emissions Disaggregated[HDVs,N2O,passenger,electricity tf] | NoSettings | 0 | 0 | 0 | 0 | 0 | 0 | 0 | 0 | 0 | 0 | 0 | 0 | 0 | 0 | 0 | 0 | 0 | 0 | 0 | 0 | 0 | 0 | 0 | 0 | 0 | 0 | 0 | 0 | 0 | 0 | 0
Transportation Pollutant Emissions Disaggregated[HDVs,N2O,passenger,natural gas tf] | NoSettings | 1056800 | 1031020 | 975517 | 920292 | 863607 | 808986 | 754179 | 702850 | 654209 | 601500 | 549619 | 499727 | 452620 | 407504 | 364374 | 323017 | 286990 | 252821 | 220624 | 190526 | 162748 | 137094 | 113792 | 101340 | 89872.8 | 77491.9 | 64660.8 | 54352.2 | 44865 | 37147.9 | 31660.4
Transportation Pollutant Emissions Disaggregated[HDVs,N2O,passenger,petroleum gasoline tf] | NoSettings | 9951090 | 9901570 | 9463620 | 9033000 | 8602380 | 8177630 | 7763270 | 7347310 | 6949860 | 6537460 | 6120000 | 5700610 | 5283740 | 4864850 | 4445700 | 4018030 | 3627280 | 3228980 | 2816390 | 2411800 | 2002130 | 1591470 | 1178900 | 1104580 | 1044880 | 993567 | 927403 | 856953 | 784649 | 716737 | 645053
Transportation Pollutant Emissions Disaggregated[HDVs,N2O,passenger,petroleum diesel tf] | NoSettings | 10323100 | 10534800 | 10353700 | 10166600 | 9907850 | 9647950 | 9354180 | 9036730 | 8701070 | 8269460 | 7796590 | 7547850 | 7309590 | 7041430 | 6796180 | 6540060 | 6325230 | 6104060 | 5860450 | 5652170 | 5456240 | 5239760 | 5034100 | 4637680 | 4277290 | 3905440 | 3539520 | 3216790 | 2888540 | 2608110 | 2362180
Transportation Pollutant Emissions Disaggregated[HDVs,N2O,passenger,biofuel gasoline tf] | NoSettings | 0 | 0 | 0 | 0 | 0 | 0 | 0 | 0 | 0 | 0 | 0 | 0 | 0 | 0 | 0 | 0 | 0 | 0 | 0 | 0 | 0 | 0 | 0 | 0 | 0 | 0 | 0 | 0 | 0 | 0 | 0
Transportation Pollutant Emissions Disaggregated[HDVs,N2O,passenger,biofuel diesel tf] | NoSettings | 0 | 0 | 0 | 0 | 0 | 0 | 0 | 0 | 0 | 0 | 0 | 0 | 0 | 0 | 0 | 0 | 0 | 0 | 0 | 0 | 0 | 0 | 0 | 0 | 0 | 0 | 0 | 0 | 0 | 0 | 0
Transportation Pollutant Emissions Disaggregated[HDVs,N2O,passenger,jet fuel tf] | NoSettings | 0 | 0 | 0 | 0 | 0 | 0 | 0 | 0 | 0 | 0 | 0 | 0 | 0 | 0 | 0 | 0 | 0 | 0 | 0 | 0 | 0 | 0 | 0 | 0 | 0 | 0 | 0 | 0 | 0 | 0 | 0
Transportation Pollutant Emissions Disaggregated[HDVs,N2O,passenger,heavy or residual fuel oil tf] | NoSettings | 0 | 0 | 0 | 0 | 0 | 0 | 0 | 0 | 0 | 0 | 0 | 0 | 0 | 0 | 0 | 0 | 0 | 0 | 0 | 0 | 0 | 0 | 0 | 0 | 0 | 0 | 0 | 0 | 0 | 0 | 0
Transportation Pollutant Emissions Disaggregated[HDVs,N2O,passenger,LPG propane or butane tf] | NoSettings | 0 | 0 | 0 | 0 | 0 | 0 | 0 | 0 | 0 | 0 | 0 | 0 | 0 | 0 | 0 | 0 | 0 | 0 | 0 | 0 | 0 | 0 | 0 | 0 | 0 | 0 | 0 | 0 | 0 | 0 | 0
Transportation Pollutant Emissions Disaggregated[HDVs,N2O,passenger,hydrogen tf] | NoSettings | 0 | 0 | 0 | 0 | 0 | 0 | 0 | 0 | 0 | 0 | 0 | 0 | 0 | 0 | 0 | 0 | 0 | 0 | 0 | 0 | 0 | 0 | 0 | 0 | 0 | 0 | 0 | 0 | 0 | 0 | 0
Transportation Pollutant Emissions Disaggregated[HDVs,N2O,freight,electricity tf] | NoSettings | 0 | 0 | 0 | 0 | 0 | 0 | 0 | 0 | 0 | 0 | 0 | 0 | 0 | 0 | 0 | 0 | 0 | 0 | 0 | 0 | 0 | 0 | 0 | 0 | 0 | 0 | 0 | 0 | 0 | 0 | 0
Transportation Pollutant Emissions Disaggregated[HDVs,N2O,freight,natural gas tf] | NoSettings | 187099 | 177517 | 169317 | 160653 | 151456 | 142349 | 133068 | 123917 | 114925 | 106396 | 98070.6 | 91077 | 84564.5 | 78416 | 72917.9 | 68069.9 | 64120.2 | 61042.3 | 58549.5 | 56615.6 | 55465.5 | 54828.1 | 54437.6 | 54773.4 | 55578.4 | 63460.2 | 71936.4 | 79599.5 | 88296.3 | 98089.5 | 108410
Transportation Pollutant Emissions Disaggregated[HDVs,N2O,freight,petroleum gasoline tf] | NoSettings | 0 | 0 | 0 | 0 | 0 | 0 | 0 | 0 | 0 | 0 | 0 | 0 | 0 | 0 | 0 | 0 | 0 | 0 | 0 | 0 | 0 | 0 | 0 | 0 | 0 | 0 | 0 | 0 | 0 | 0 | 0
Transportation Pollutant Emissions Disaggregated[HDVs,N2O,freight,petroleum diesel tf] | NoSettings | 41326000 | 40943200 | 40537100 | 40117400 | 39492600 | 38832700 | 38124000 | 37266600 | 36338000 | 35325800 | 34230300 | 34445200 | 34575200 | 34672900 | 34742500 | 34783400 | 34769700 | 34623600 | 34454200 | 34273300 | 34139800 | 33986500 | 33907100 | 33696300 | 33483100 | 33312600 | 33320000 | 33331600 | 33333700 | 33501000 | 33691300
Transportation Pollutant Emissions Disaggregated[HDVs,N2O,freight,biofuel gasoline tf] | NoSettings | 0 | 0 | 0 | 0 | 0 | 0 | 0 | 0 | 0 | 0 | 0 | 0 | 0 | 0 | 0 | 0 | 0 | 0 | 0 | 0 | 0 | 0 | 0 | 0 | 0 | 0 | 0 | 0 | 0 | 0 | 0
Transportation Pollutant Emissions Disaggregated[HDVs,N2O,freight,biofuel diesel tf] | NoSettings | 0 | 0 | 0 | 0 | 0 | 0 | 0 | 0 | 0 | 0 | 0 | 0 | 0 | 0 | 0 | 0 | 0 | 0 | 0 | 0 | 0 | 0 | 0 | 0 | 0 | 0 | 0 | 0 | 0 | 0 | 0
Transportation Pollutant Emissions Disaggregated[HDVs,N2O,freight,jet fuel tf] | NoSettings | 0 | 0 | 0 | 0 | 0 | 0 | 0 | 0 | 0 | 0 | 0 | 0 | 0 | 0 | 0 | 0 | 0 | 0 | 0 | 0 | 0 | 0 | 0 | 0 | 0 | 0 | 0 | 0 | 0 | 0 | 0
Transportation Pollutant Emissions Disaggregated[HDVs,N2O,freight,heavy or residual fuel oil tf] | NoSettings | 0 | 0 | 0 | 0 | 0 | 0 | 0 | 0 | 0 | 0 | 0 | 0 | 0 | 0 | 0 | 0 | 0 | 0 | 0 | 0 | 0 | 0 | 0 | 0 | 0 | 0 | 0 | 0 | 0 | 0 | 0
Transportation Pollutant Emissions Disaggregated[HDVs,N2O,freight,LPG propane or butane tf] | NoSettings | 0 | 0 | 0 | 0 | 0 | 0 | 0 | 0 | 0 | 0 | 0 | 0 | 0 | 0 | 0 | 0 | 0 | 0 | 0 | 0 | 0 | 0 | 0 | 0 | 0 | 0 | 0 | 0 | 0 | 0 | 0
Transportation Pollutant Emissions Disaggregated[HDVs,N2O,freight,hydrogen tf] | NoSettings | 0 | 0 | 0 | 0 | 0 | 0 | 0 | 0 | 0 | 0 | 0 | 0 | 0 | 0 | 0 | 0 | 0 | 0 | 0 | 0 | 0 | 0 | 0 | 0 | 0 | 0 | 0 | 0 | 0 | 0 | 0
Transportation Pollutant Emissions Disaggregated[HDVs,F gases,passenger,electricity tf] | NoSettings | 0 | 0 | 0 | 0 | 0 | 0 | 0 | 0 | 0 | 0 | 0 | 0 | 0 | 0 | 0 | 0 | 0 | 0 | 0 | 0 | 0 | 0 | 0 | 0 | 0 | 0 | 0 | 0 | 0 | 0 | 0
Transportation Pollutant Emissions Disaggregated[HDVs,F gases,passenger,natural gas tf] | NoSettings | 0 | 0 | 0 | 0 | 0 | 0 | 0 | 0 | 0 | 0 | 0 | 0 | 0 | 0 | 0 | 0 | 0 | 0 | 0 | 0 | 0 | 0 | 0 | 0 | 0 | 0 | 0 | 0 | 0 | 0 | 0
Transportation Pollutant Emissions Disaggregated[HDVs,F gases,passenger,petroleum gasoline tf] | NoSettings | 0 | 0 | 0 | 0 | 0 | 0 | 0 | 0 | 0 | 0 | 0 | 0 | 0 | 0 | 0 | 0 | 0 | 0 | 0 | 0 | 0 | 0 | 0 | 0 | 0 | 0 | 0 | 0 | 0 | 0 | 0
Transportation Pollutant Emissions Disaggregated[HDVs,F gases,passenger,petroleum diesel tf] | NoSettings | 0 | 0 | 0 | 0 | 0 | 0 | 0 | 0 | 0 | 0 | 0 | 0 | 0 | 0 | 0 | 0 | 0 | 0 | 0 | 0 | 0 | 0 | 0 | 0 | 0 | 0 | 0 | 0 | 0 | 0 | 0
Transportation Pollutant Emissions Disaggregated[HDVs,F gases,passenger,biofuel gasoline tf] | NoSettings | 0 | 0 | 0 | 0 | 0 | 0 | 0 | 0 | 0 | 0 | 0 | 0 | 0 | 0 | 0 | 0 | 0 | 0 | 0 | 0 | 0 | 0 | 0 | 0 | 0 | 0 | 0 | 0 | 0 | 0 | 0
Transportation Pollutant Emissions Disaggregated[HDVs,F gases,passenger,biofuel diesel tf] | NoSettings | 0 | 0 | 0 | 0 | 0 | 0 | 0 | 0 | 0 | 0 | 0 | 0 | 0 | 0 | 0 | 0 | 0 | 0 | 0 | 0 | 0 | 0 | 0 | 0 | 0 | 0 | 0 | 0 | 0 | 0 | 0
Transportation Pollutant Emissions Disaggregated[HDVs,F gases,passenger,jet fuel tf] | NoSettings | 0 | 0 | 0 | 0 | 0 | 0 | 0 | 0 | 0 | 0 | 0 | 0 | 0 | 0 | 0 | 0 | 0 | 0 | 0 | 0 | 0 | 0 | 0 | 0 | 0 | 0 | 0 | 0 | 0 | 0 | 0
Transportation Pollutant Emissions Disaggregated[HDVs,F gases,passenger,heavy or residual fuel oil tf] | NoSettings | 0 | 0 | 0 | 0 | 0 | 0 | 0 | 0 | 0 | 0 | 0 | 0 | 0 | 0 | 0 | 0 | 0 | 0 | 0 | 0 | 0 | 0 | 0 | 0 | 0 | 0 | 0 | 0 | 0 | 0 | 0
Transportation Pollutant Emissions Disaggregated[HDVs,F gases,passenger,LPG propane or butane tf] | NoSettings | 0 | 0 | 0 | 0 | 0 | 0 | 0 | 0 | 0 | 0 | 0 | 0 | 0 | 0 | 0 | 0 | 0 | 0 | 0 | 0 | 0 | 0 | 0 | 0 | 0 | 0 | 0 | 0 | 0 | 0 | 0
Transportation Pollutant Emissions Disaggregated[HDVs,F gases,passenger,hydrogen tf] | NoSettings | 0 | 0 | 0 | 0 | 0 | 0 | 0 | 0 | 0 | 0 | 0 | 0 | 0 | 0 | 0 | 0 | 0 | 0 | 0 | 0 | 0 | 0 | 0 | 0 | 0 | 0 | 0 | 0 | 0 | 0 | 0
Transportation Pollutant Emissions Disaggregated[HDVs,F gases,freight,electricity tf] | NoSettings | 0 | 0 | 0 | 0 | 0 | 0 | 0 | 0 | 0 | 0 | 0 | 0 | 0 | 0 | 0 | 0 | 0 | 0 | 0 | 0 | 0 | 0 | 0 | 0 | 0 | 0 | 0 | 0 | 0 | 0 | 0
Transportation Pollutant Emissions Disaggregated[HDVs,F gases,freight,natural gas tf] | NoSettings | 0 | 0 | 0 | 0 | 0 | 0 | 0 | 0 | 0 | 0 | 0 | 0 | 0 | 0 | 0 | 0 | 0 | 0 | 0 | 0 | 0 | 0 | 0 | 0 | 0 | 0 | 0 | 0 | 0 | 0 | 0
Transportation Pollutant Emissions Disaggregated[HDVs,F gases,freight,petroleum gasoline tf] | NoSettings | 0 | 0 | 0 | 0 | 0 | 0 | 0 | 0 | 0 | 0 | 0 | 0 | 0 | 0 | 0 | 0 | 0 | 0 | 0 | 0 | 0 | 0 | 0 | 0 | 0 | 0 | 0 | 0 | 0 | 0 | 0
Transportation Pollutant Emissions Disaggregated[HDVs,F gases,freight,petroleum diesel tf] | NoSettings | 0 | 0 | 0 | 0 | 0 | 0 | 0 | 0 | 0 | 0 | 0 | 0 | 0 | 0 | 0 | 0 | 0 | 0 | 0 | 0 | 0 | 0 | 0 | 0 | 0 | 0 | 0 | 0 | 0 | 0 | 0
Transportation Pollutant Emissions Disaggregated[HDVs,F gases,freight,biofuel gasoline tf] | NoSettings | 0 | 0 | 0 | 0 | 0 | 0 | 0 | 0 | 0 | 0 | 0 | 0 | 0 | 0 | 0 | 0 | 0 | 0 | 0 | 0 | 0 | 0 | 0 | 0 | 0 | 0 | 0 | 0 | 0 | 0 | 0
Transportation Pollutant Emissions Disaggregated[HDVs,F gases,freight,biofuel diesel tf] | NoSettings | 0 | 0 | 0 | 0 | 0 | 0 | 0 | 0 | 0 | 0 | 0 | 0 | 0 | 0 | 0 | 0 | 0 | 0 | 0 | 0 | 0 | 0 | 0 | 0 | 0 | 0 | 0 | 0 | 0 | 0 | 0
Transportation Pollutant Emissions Disaggregated[HDVs,F gases,freight,jet fuel tf] | NoSettings | 0 | 0 | 0 | 0 | 0 | 0 | 0 | 0 | 0 | 0 | 0 | 0 | 0 | 0 | 0 | 0 | 0 | 0 | 0 | 0 | 0 | 0 | 0 | 0 | 0 | 0 | 0 | 0 | 0 | 0 | 0
Transportation Pollutant Emissions Disaggregated[HDVs,F gases,freight,heavy or residual fuel oil tf] | NoSettings | 0 | 0 | 0 | 0 | 0 | 0 | 0 | 0 | 0 | 0 | 0 | 0 | 0 | 0 | 0 | 0 | 0 | 0 | 0 | 0 | 0 | 0 | 0 | 0 | 0 | 0 | 0 | 0 | 0 | 0 | 0
Transportation Pollutant Emissions Disaggregated[HDVs,F gases,freight,LPG propane or butane tf] | NoSettings | 0 | 0 | 0 | 0 | 0 | 0 | 0 | 0 | 0 | 0 | 0 | 0 | 0 | 0 | 0 | 0 | 0 | 0 | 0 | 0 | 0 | 0 | 0 | 0 | 0 | 0 | 0 | 0 | 0 | 0 | 0
Transportation Pollutant Emissions Disaggregated[HDVs,F gases,freight,hydrogen tf] | NoSettings | 0 | 0 | 0 | 0 | 0 | 0 | 0 | 0 | 0 | 0 | 0 | 0 | 0 | 0 | 0 | 0 | 0 | 0 | 0 | 0 | 0 | 0 | 0 | 0 | 0 | 0 | 0 | 0 | 0 | 0 | 0
Transportation Pollutant Emissions Disaggregated[aircraft,CO2,passenger,electricity tf] | NoSettings | 0 | 0 | 0 | 0 | 0 | 0 | 0 | 0 | 0 | 0 | 0 | 0 | 0 | 0 | 0 | 0 | 0 | 0 | 0 | 0 | 0 | 0 | 0 | 0 | 0 | 0 | 0 | 0 | 0 | 0 | 0
Transportation Pollutant Emissions Disaggregated[aircraft,CO2,passenger,natural gas tf] | NoSettings | 0 | 0 | 0 | 0 | 0 | 0 | 0 | 0 | 0 | 0 | 0 | 0 | 0 | 0 | 0 | 0 | 0 | 0 | 0 | 0 | 0 | 0 | 0 | 0 | 0 | 0 | 0 | 0 | 0 | 0 | 0
Transportation Pollutant Emissions Disaggregated[aircraft,CO2,passenger,petroleum gasoline tf] | NoSettings | 0 | 0 | 0 | 0 | 0 | 0 | 0 | 0 | 0 | 0 | 0 | 0 | 0 | 0 | 0 | 0 | 0 | 0 | 0 | 0 | 0 | 0 | 0 | 0 | 0 | 0 | 0 | 0 | 0 | 0 | 0
Transportation Pollutant Emissions Disaggregated[aircraft,CO2,passenger,petroleum diesel tf] | NoSettings | 0 | 0 | 0 | 0 | 0 | 0 | 0 | 0 | 0 | 0 | 0 | 0 | 0 | 0 | 0 | 0 | 0 | 0 | 0 | 0 | 0 | 0 | 0 | 0 | 0 | 0 | 0 | 0 | 0 | 0 | 0
Transportation Pollutant Emissions Disaggregated[aircraft,CO2,passenger,biofuel gasoline tf] | NoSettings | 0 | 0 | 0 | 0 | 0 | 0 | 0 | 0 | 0 | 0 | 0 | 0 | 0 | 0 | 0 | 0 | 0 | 0 | 0 | 0 | 0 | 0 | 0 | 0 | 0 | 0 | 0 | 0 | 0 | 0 | 0
Transportation Pollutant Emissions Disaggregated[aircraft,CO2,passenger,biofuel diesel tf] | NoSettings | 0 | 0 | 0 | 0 | 0 | 0 | 0 | 0 | 0 | 0 | 0 | 0 | 0 | 0 | 0 | 0 | 0 | 0 | 0 | 0 | 0 | 0 | 0 | 0 | 0 | 0 | 0 | 0 | 0 | 0 | 0
Transportation Pollutant Emissions Disaggregated[aircraft,CO2,passenger,jet fuel tf] | NoSettings | 2630620000000 | 3546960000000 | 3923340000000 | 4071400000000 | 4129090000000 | 4174340000000 | 4164700000000 | 4150900000000 | 4151210000000 | 4142800000000 | 4148860000000 | 4165610000000 | 4193920000000 | 4224540000000 | 4256220000000 | 4288870000000 | 4308100000000 | 4321440000000 | 4340360000000 | 4361250000000 | 4390810000000 | 4419730000000 | 4456930000000 | 4497320000000 | 4540420000000 | 4577460000000 | 4611050000000 | 4638440000000 | 4662070000000 | 4681620000000 | 4703580000000
Transportation Pollutant Emissions Disaggregated[aircraft,CO2,passenger,heavy or residual fuel oil tf] | NoSettings | 0 | 0 | 0 | 0 | 0 | 0 | 0 | 0 | 0 | 0 | 0 | 0 | 0 | 0 | 0 | 0 | 0 | 0 | 0 | 0 | 0 | 0 | 0 | 0 | 0 | 0 | 0 | 0 | 0 | 0 | 0
Transportation Pollutant Emissions Disaggregated[aircraft,CO2,passenger,LPG propane or butane tf] | NoSettings | 0 | 0 | 0 | 0 | 0 | 0 | 0 | 0 | 0 | 0 | 0 | 0 | 0 | 0 | 0 | 0 | 0 | 0 | 0 | 0 | 0 | 0 | 0 | 0 | 0 | 0 | 0 | 0 | 0 | 0 | 0
Transportation Pollutant Emissions Disaggregated[aircraft,CO2,passenger,hydrogen tf] | NoSettings | 0 | 0 | 0 | 0 | 0 | 0 | 0 | 0 | 0 | 0 | 0 | 0 | 0 | 0 | 0 | 0 | 0 | 0 | 0 | 0 | 0 | 0 | 0 | 0 | 0 | 0 | 0 | 0 | 0 | 0 | 0
Transportation Pollutant Emissions Disaggregated[aircraft,CO2,freight,electricity tf] | NoSettings | 0 | 0 | 0 | 0 | 0 | 0 | 0 | 0 | 0 | 0 | 0 | 0 | 0 | 0 | 0 | 0 | 0 | 0 | 0 | 0 | 0 | 0 | 0 | 0 | 0 | 0 | 0 | 0 | 0 | 0 | 0
Transportation Pollutant Emissions Disaggregated[aircraft,CO2,freight,natural gas tf] | NoSettings | 0 | 0 | 0 | 0 | 0 | 0 | 0 | 0 | 0 | 0 | 0 | 0 | 0 | 0 | 0 | 0 | 0 | 0 | 0 | 0 | 0 | 0 | 0 | 0 | 0 | 0 | 0 | 0 | 0 | 0 | 0
Transportation Pollutant Emissions Disaggregated[aircraft,CO2,freight,petroleum gasoline tf] | NoSettings | 0 | 0 | 0 | 0 | 0 | 0 | 0 | 0 | 0 | 0 | 0 | 0 | 0 | 0 | 0 | 0 | 0 | 0 | 0 | 0 | 0 | 0 | 0 | 0 | 0 | 0 | 0 | 0 | 0 | 0 | 0
Transportation Pollutant Emissions Disaggregated[aircraft,CO2,freight,petroleum diesel tf] | NoSettings | 0 | 0 | 0 | 0 | 0 | 0 | 0 | 0 | 0 | 0 | 0 | 0 | 0 | 0 | 0 | 0 | 0 | 0 | 0 | 0 | 0 | 0 | 0 | 0 | 0 | 0 | 0 | 0 | 0 | 0 | 0
Transportation Pollutant Emissions Disaggregated[aircraft,CO2,freight,biofuel gasoline tf] | NoSettings | 0 | 0 | 0 | 0 | 0 | 0 | 0 | 0 | 0 | 0 | 0 | 0 | 0 | 0 | 0 | 0 | 0 | 0 | 0 | 0 | 0 | 0 | 0 | 0 | 0 | 0 | 0 | 0 | 0 | 0 | 0
Transportation Pollutant Emissions Disaggregated[aircraft,CO2,freight,biofuel diesel tf] | NoSettings | 0 | 0 | 0 | 0 | 0 | 0 | 0 | 0 | 0 | 0 | 0 | 0 | 0 | 0 | 0 | 0 | 0 | 0 | 0 | 0 | 0 | 0 | 0 | 0 | 0 | 0 | 0 | 0 | 0 | 0 | 0
Transportation Pollutant Emissions Disaggregated[aircraft,CO2,freight,jet fuel tf] | NoSettings | 391634000000 | 526445000000 | 580884000000 | 601869000000 | 609305000000 | 614602000000 | 612174000000 | 609687000000 | 609473000000 | 608454000000 | 609255000000 | 611505000000 | 615909000000 | 620753000000 | 625638000000 | 630418000000 | 633269000000 | 635344000000 | 638264000000 | 641437000000 | 645918000000 | 650261000000 | 655662000000 | 661387000000 | 667685000000 | 672709000000 | 677062000000 | 680169000000 | 682871000000 | 684925000000 | 687282000000
Transportation Pollutant Emissions Disaggregated[aircraft,CO2,freight,heavy or residual fuel oil tf] | NoSettings | 0 | 0 | 0 | 0 | 0 | 0 | 0 | 0 | 0 | 0 | 0 | 0 | 0 | 0 | 0 | 0 | 0 | 0 | 0 | 0 | 0 | 0 | 0 | 0 | 0 | 0 | 0 | 0 | 0 | 0 | 0
Transportation Pollutant Emissions Disaggregated[aircraft,CO2,freight,LPG propane or butane tf] | NoSettings | 0 | 0 | 0 | 0 | 0 | 0 | 0 | 0 | 0 | 0 | 0 | 0 | 0 | 0 | 0 | 0 | 0 | 0 | 0 | 0 | 0 | 0 | 0 | 0 | 0 | 0 | 0 | 0 | 0 | 0 | 0
Transportation Pollutant Emissions Disaggregated[aircraft,CO2,freight,hydrogen tf] | NoSettings | 0 | 0 | 0 | 0 | 0 | 0 | 0 | 0 | 0 | 0 | 0 | 0 | 0 | 0 | 0 | 0 | 0 | 0 | 0 | 0 | 0 | 0 | 0 | 0 | 0 | 0 | 0 | 0 | 0 | 0 | 0
Transportation Pollutant Emissions Disaggregated[aircraft,VOC,passenger,electricity tf] | NoSettings | 0 | 0 | 0 | 0 | 0 | 0 | 0 | 0 | 0 | 0 | 0 | 0 | 0 | 0 | 0 | 0 | 0 | 0 | 0 | 0 | 0 | 0 | 0 | 0 | 0 | 0 | 0 | 0 | 0 | 0 | 0
Transportation Pollutant Emissions Disaggregated[aircraft,VOC,passenger,natural gas tf] | NoSettings | 0 | 0 | 0 | 0 | 0 | 0 | 0 | 0 | 0 | 0 | 0 | 0 | 0 | 0 | 0 | 0 | 0 | 0 | 0 | 0 | 0 | 0 | 0 | 0 | 0 | 0 | 0 | 0 | 0 | 0 | 0
Transportation Pollutant Emissions Disaggregated[aircraft,VOC,passenger,petroleum gasoline tf] | NoSettings | 0 | 0 | 0 | 0 | 0 | 0 | 0 | 0 | 0 | 0 | 0 | 0 | 0 | 0 | 0 | 0 | 0 | 0 | 0 | 0 | 0 | 0 | 0 | 0 | 0 | 0 | 0 | 0 | 0 | 0 | 0
Transportation Pollutant Emissions Disaggregated[aircraft,VOC,passenger,petroleum diesel tf] | NoSettings | 0 | 0 | 0 | 0 | 0 | 0 | 0 | 0 | 0 | 0 | 0 | 0 | 0 | 0 | 0 | 0 | 0 | 0 | 0 | 0 | 0 | 0 | 0 | 0 | 0 | 0 | 0 | 0 | 0 | 0 | 0
Transportation Pollutant Emissions Disaggregated[aircraft,VOC,passenger,biofuel gasoline tf] | NoSettings | 0 | 0 | 0 | 0 | 0 | 0 | 0 | 0 | 0 | 0 | 0 | 0 | 0 | 0 | 0 | 0 | 0 | 0 | 0 | 0 | 0 | 0 | 0 | 0 | 0 | 0 | 0 | 0 | 0 | 0 | 0
Transportation Pollutant Emissions Disaggregated[aircraft,VOC,passenger,biofuel diesel tf] | NoSettings | 0 | 0 | 0 | 0 | 0 | 0 | 0 | 0 | 0 | 0 | 0 | 0 | 0 | 0 | 0 | 0 | 0 | 0 | 0 | 0 | 0 | 0 | 0 | 0 | 0 | 0 | 0 | 0 | 0 | 0 | 0
Transportation Pollutant Emissions Disaggregated[aircraft,VOC,passenger,jet fuel tf] | NoSettings | 438107000 | 590717000 | 653400000 | 678057000 | 687665000 | 695200000 | 693595000 | 691297000 | 691350000 | 689948000 | 690958000 | 693748000 | 698462000 | 703561000 | 708837000 | 714275000 | 717478000 | 719699000 | 722849000 | 726329000 | 731253000 | 736069000 | 742263000 | 748990000 | 756169000 | 762338000 | 767932000 | 772493000 | 776428000 | 779684000 | 783342000
Transportation Pollutant Emissions Disaggregated[aircraft,VOC,passenger,heavy or residual fuel oil tf] | NoSettings | 0 | 0 | 0 | 0 | 0 | 0 | 0 | 0 | 0 | 0 | 0 | 0 | 0 | 0 | 0 | 0 | 0 | 0 | 0 | 0 | 0 | 0 | 0 | 0 | 0 | 0 | 0 | 0 | 0 | 0 | 0
Transportation Pollutant Emissions Disaggregated[aircraft,VOC,passenger,LPG propane or butane tf] | NoSettings | 0 | 0 | 0 | 0 | 0 | 0 | 0 | 0 | 0 | 0 | 0 | 0 | 0 | 0 | 0 | 0 | 0 | 0 | 0 | 0 | 0 | 0 | 0 | 0 | 0 | 0 | 0 | 0 | 0 | 0 | 0
Transportation Pollutant Emissions Disaggregated[aircraft,VOC,passenger,hydrogen tf] | NoSettings | 0 | 0 | 0 | 0 | 0 | 0 | 0 | 0 | 0 | 0 | 0 | 0 | 0 | 0 | 0 | 0 | 0 | 0 | 0 | 0 | 0 | 0 | 0 | 0 | 0 | 0 | 0 | 0 | 0 | 0 | 0
Transportation Pollutant Emissions Disaggregated[aircraft,VOC,freight,electricity tf] | NoSettings | 0 | 0 | 0 | 0 | 0 | 0 | 0 | 0 | 0 | 0 | 0 | 0 | 0 | 0 | 0 | 0 | 0 | 0 | 0 | 0 | 0 | 0 | 0 | 0 | 0 | 0 | 0 | 0 | 0 | 0 | 0
Transportation Pollutant Emissions Disaggregated[aircraft,VOC,freight,natural gas tf] | NoSettings | 0 | 0 | 0 | 0 | 0 | 0 | 0 | 0 | 0 | 0 | 0 | 0 | 0 | 0 | 0 | 0 | 0 | 0 | 0 | 0 | 0 | 0 | 0 | 0 | 0 | 0 | 0 | 0 | 0 | 0 | 0
Transportation Pollutant Emissions Disaggregated[aircraft,VOC,freight,petroleum gasoline tf] | NoSettings | 0 | 0 | 0 | 0 | 0 | 0 | 0 | 0 | 0 | 0 | 0 | 0 | 0 | 0 | 0 | 0 | 0 | 0 | 0 | 0 | 0 | 0 | 0 | 0 | 0 | 0 | 0 | 0 | 0 | 0 | 0
Transportation Pollutant Emissions Disaggregated[aircraft,VOC,freight,petroleum diesel tf] | NoSettings | 0 | 0 | 0 | 0 | 0 | 0 | 0 | 0 | 0 | 0 | 0 | 0 | 0 | 0 | 0 | 0 | 0 | 0 | 0 | 0 | 0 | 0 | 0 | 0 | 0 | 0 | 0 | 0 | 0 | 0 | 0
Transportation Pollutant Emissions Disaggregated[aircraft,VOC,freight,biofuel gasoline tf] | NoSettings | 0 | 0 | 0 | 0 | 0 | 0 | 0 | 0 | 0 | 0 | 0 | 0 | 0 | 0 | 0 | 0 | 0 | 0 | 0 | 0 | 0 | 0 | 0 | 0 | 0 | 0 | 0 | 0 | 0 | 0 | 0
Transportation Pollutant Emissions Disaggregated[aircraft,VOC,freight,biofuel diesel tf] | NoSettings | 0 | 0 | 0 | 0 | 0 | 0 | 0 | 0 | 0 | 0 | 0 | 0 | 0 | 0 | 0 | 0 | 0 | 0 | 0 | 0 | 0 | 0 | 0 | 0 | 0 | 0 | 0 | 0 | 0 | 0 | 0
Transportation Pollutant Emissions Disaggregated[aircraft,VOC,freight,jet fuel tf] | NoSettings | 65223300 | 87675000 | 96741200 | 100236000 | 101475000 | 102357000 | 101952000 | 101538000 | 101503000 | 101333000 | 101466000 | 101841000 | 102574000 | 103381000 | 104195000 | 104991000 | 105466000 | 105811000 | 106297000 | 106826000 | 107572000 | 108295000 | 109195000 | 110148000 | 111197000 | 112034000 | 112759000 | 113276000 | 113726000 | 114068000 | 114461000
Transportation Pollutant Emissions Disaggregated[aircraft,VOC,freight,heavy or residual fuel oil tf] | NoSettings | 0 | 0 | 0 | 0 | 0 | 0 | 0 | 0 | 0 | 0 | 0 | 0 | 0 | 0 | 0 | 0 | 0 | 0 | 0 | 0 | 0 | 0 | 0 | 0 | 0 | 0 | 0 | 0 | 0 | 0 | 0
Transportation Pollutant Emissions Disaggregated[aircraft,VOC,freight,LPG propane or butane tf] | NoSettings | 0 | 0 | 0 | 0 | 0 | 0 | 0 | 0 | 0 | 0 | 0 | 0 | 0 | 0 | 0 | 0 | 0 | 0 | 0 | 0 | 0 | 0 | 0 | 0 | 0 | 0 | 0 | 0 | 0 | 0 | 0
Transportation Pollutant Emissions Disaggregated[aircraft,VOC,freight,hydrogen tf] | NoSettings | 0 | 0 | 0 | 0 | 0 | 0 | 0 | 0 | 0 | 0 | 0 | 0 | 0 | 0 | 0 | 0 | 0 | 0 | 0 | 0 | 0 | 0 | 0 | 0 | 0 | 0 | 0 | 0 | 0 | 0 | 0
Transportation Pollutant Emissions Disaggregated[aircraft,CO,passenger,electricity tf] | NoSettings | 0 | 0 | 0 | 0 | 0 | 0 | 0 | 0 | 0 | 0 | 0 | 0 | 0 | 0 | 0 | 0 | 0 | 0 | 0 | 0 | 0 | 0 | 0 | 0 | 0 | 0 | 0 | 0 | 0 | 0 | 0
Transportation Pollutant Emissions Disaggregated[aircraft,CO,passenger,natural gas tf] | NoSettings | 0 | 0 | 0 | 0 | 0 | 0 | 0 | 0 | 0 | 0 | 0 | 0 | 0 | 0 | 0 | 0 | 0 | 0 | 0 | 0 | 0 | 0 | 0 | 0 | 0 | 0 | 0 | 0 | 0 | 0 | 0
Transportation Pollutant Emissions Disaggregated[aircraft,CO,passenger,petroleum gasoline tf] | NoSettings | 0 | 0 | 0 | 0 | 0 | 0 | 0 | 0 | 0 | 0 | 0 | 0 | 0 | 0 | 0 | 0 | 0 | 0 | 0 | 0 | 0 | 0 | 0 | 0 | 0 | 0 | 0 | 0 | 0 | 0 | 0
Transportation Pollutant Emissions Disaggregated[aircraft,CO,passenger,petroleum diesel tf] | NoSettings | 0 | 0 | 0 | 0 | 0 | 0 | 0 | 0 | 0 | 0 | 0 | 0 | 0 | 0 | 0 | 0 | 0 | 0 | 0 | 0 | 0 | 0 | 0 | 0 | 0 | 0 | 0 | 0 | 0 | 0 | 0
Transportation Pollutant Emissions Disaggregated[aircraft,CO,passenger,biofuel gasoline tf] | NoSettings | 0 | 0 | 0 | 0 | 0 | 0 | 0 | 0 | 0 | 0 | 0 | 0 | 0 | 0 | 0 | 0 | 0 | 0 | 0 | 0 | 0 | 0 | 0 | 0 | 0 | 0 | 0 | 0 | 0 | 0 | 0
Transportation Pollutant Emissions Disaggregated[aircraft,CO,passenger,biofuel diesel tf] | NoSettings | 0 | 0 | 0 | 0 | 0 | 0 | 0 | 0 | 0 | 0 | 0 | 0 | 0 | 0 | 0 | 0 | 0 | 0 | 0 | 0 | 0 | 0 | 0 | 0 | 0 | 0 | 0 | 0 | 0 | 0 | 0
Transportation Pollutant Emissions Disaggregated[aircraft,CO,passenger,jet fuel tf] | NoSettings | 3279650000 | 4422080000 | 4891320000 | 5075900000 | 5147830000 | 5204230000 | 5192220000 | 5175010000 | 5175410000 | 5164920000 | 5172470000 | 5193360000 | 5228650000 | 5266820000 | 5306320000 | 5347020000 | 5371000000 | 5387630000 | 5411210000 | 5437270000 | 5474120000 | 5510180000 | 5556550000 | 5606900000 | 5660640000 | 5706820000 | 5748700000 | 5782850000 | 5812300000 | 5836670000 | 5864060000
Transportation Pollutant Emissions Disaggregated[aircraft,CO,passenger,heavy or residual fuel oil tf] | NoSettings | 0 | 0 | 0 | 0 | 0 | 0 | 0 | 0 | 0 | 0 | 0 | 0 | 0 | 0 | 0 | 0 | 0 | 0 | 0 | 0 | 0 | 0 | 0 | 0 | 0 | 0 | 0 | 0 | 0 | 0 | 0
Transportation Pollutant Emissions Disaggregated[aircraft,CO,passenger,LPG propane or butane tf] | NoSettings | 0 | 0 | 0 | 0 | 0 | 0 | 0 | 0 | 0 | 0 | 0 | 0 | 0 | 0 | 0 | 0 | 0 | 0 | 0 | 0 | 0 | 0 | 0 | 0 | 0 | 0 | 0 | 0 | 0 | 0 | 0
Transportation Pollutant Emissions Disaggregated[aircraft,CO,passenger,hydrogen tf] | NoSettings | 0 | 0 | 0 | 0 | 0 | 0 | 0 | 0 | 0 | 0 | 0 | 0 | 0 | 0 | 0 | 0 | 0 | 0 | 0 | 0 | 0 | 0 | 0 | 0 | 0 | 0 | 0 | 0 | 0 | 0 | 0
Transportation Pollutant Emissions Disaggregated[aircraft,CO,freight,electricity tf] | NoSettings | 0 | 0 | 0 | 0 | 0 | 0 | 0 | 0 | 0 | 0 | 0 | 0 | 0 | 0 | 0 | 0 | 0 | 0 | 0 | 0 | 0 | 0 | 0 | 0 | 0 | 0 | 0 | 0 | 0 | 0 | 0
Transportation Pollutant Emissions Disaggregated[aircraft,CO,freight,natural gas tf] | NoSettings | 0 | 0 | 0 | 0 | 0 | 0 | 0 | 0 | 0 | 0 | 0 | 0 | 0 | 0 | 0 | 0 | 0 | 0 | 0 | 0 | 0 | 0 | 0 | 0 | 0 | 0 | 0 | 0 | 0 | 0 | 0
Transportation Pollutant Emissions Disaggregated[aircraft,CO,freight,petroleum gasoline tf] | NoSettings | 0 | 0 | 0 | 0 | 0 | 0 | 0 | 0 | 0 | 0 | 0 | 0 | 0 | 0 | 0 | 0 | 0 | 0 | 0 | 0 | 0 | 0 | 0 | 0 | 0 | 0 | 0 | 0 | 0 | 0 | 0
Transportation Pollutant Emissions Disaggregated[aircraft,CO,freight,petroleum diesel tf] | NoSettings | 0 | 0 | 0 | 0 | 0 | 0 | 0 | 0 | 0 | 0 | 0 | 0 | 0 | 0 | 0 | 0 | 0 | 0 | 0 | 0 | 0 | 0 | 0 | 0 | 0 | 0 | 0 | 0 | 0 | 0 | 0
Transportation Pollutant Emissions Disaggregated[aircraft,CO,freight,biofuel gasoline tf] | NoSettings | 0 | 0 | 0 | 0 | 0 | 0 | 0 | 0 | 0 | 0 | 0 | 0 | 0 | 0 | 0 | 0 | 0 | 0 | 0 | 0 | 0 | 0 | 0 | 0 | 0 | 0 | 0 | 0 | 0 | 0 | 0
Transportation Pollutant Emissions Disaggregated[aircraft,CO,freight,biofuel diesel tf] | NoSettings | 0 | 0 | 0 | 0 | 0 | 0 | 0 | 0 | 0 | 0 | 0 | 0 | 0 | 0 | 0 | 0 | 0 | 0 | 0 | 0 | 0 | 0 | 0 | 0 | 0 | 0 | 0 | 0 | 0 | 0 | 0
Transportation Pollutant Emissions Disaggregated[aircraft,CO,freight,jet fuel tf] | NoSettings | 488258000 | 656331000 | 724200000 | 750363000 | 759634000 | 766237000 | 763211000 | 760110000 | 759843000 | 758572000 | 759572000 | 762376000 | 767867000 | 773906000 | 779996000 | 785955000 | 789510000 | 792097000 | 795737000 | 799693000 | 805280000 | 810694000 | 817428000 | 824565000 | 832417000 | 838681000 | 844108000 | 847981000 | 851350000 | 853911000 | 856849000
Transportation Pollutant Emissions Disaggregated[aircraft,CO,freight,heavy or residual fuel oil tf] | NoSettings | 0 | 0 | 0 | 0 | 0 | 0 | 0 | 0 | 0 | 0 | 0 | 0 | 0 | 0 | 0 | 0 | 0 | 0 | 0 | 0 | 0 | 0 | 0 | 0 | 0 | 0 | 0 | 0 | 0 | 0 | 0
Transportation Pollutant Emissions Disaggregated[aircraft,CO,freight,LPG propane or butane tf] | NoSettings | 0 | 0 | 0 | 0 | 0 | 0 | 0 | 0 | 0 | 0 | 0 | 0 | 0 | 0 | 0 | 0 | 0 | 0 | 0 | 0 | 0 | 0 | 0 | 0 | 0 | 0 | 0 | 0 | 0 | 0 | 0
Transportation Pollutant Emissions Disaggregated[aircraft,CO,freight,hydrogen tf] | NoSettings | 0 | 0 | 0 | 0 | 0 | 0 | 0 | 0 | 0 | 0 | 0 | 0 | 0 | 0 | 0 | 0 | 0 | 0 | 0 | 0 | 0 | 0 | 0 | 0 | 0 | 0 | 0 | 0 | 0 | 0 | 0
Transportation Pollutant Emissions Disaggregated[aircraft,NOx,passenger,electricity tf] | NoSettings | 0 | 0 | 0 | 0 | 0 | 0 | 0 | 0 | 0 | 0 | 0 | 0 | 0 | 0 | 0 | 0 | 0 | 0 | 0 | 0 | 0 | 0 | 0 | 0 | 0 | 0 | 0 | 0 | 0 | 0 | 0
Transportation Pollutant Emissions Disaggregated[aircraft,NOx,passenger,natural gas tf] | NoSettings | 0 | 0 | 0 | 0 | 0 | 0 | 0 | 0 | 0 | 0 | 0 | 0 | 0 | 0 | 0 | 0 | 0 | 0 | 0 | 0 | 0 | 0 | 0 | 0 | 0 | 0 | 0 | 0 | 0 | 0 | 0
Transportation Pollutant Emissions Disaggregated[aircraft,NOx,passenger,petroleum gasoline tf] | NoSettings | 0 | 0 | 0 | 0 | 0 | 0 | 0 | 0 | 0 | 0 | 0 | 0 | 0 | 0 | 0 | 0 | 0 | 0 | 0 | 0 | 0 | 0 | 0 | 0 | 0 | 0 | 0 | 0 | 0 | 0 | 0
Transportation Pollutant Emissions Disaggregated[aircraft,NOx,passenger,petroleum diesel tf] | NoSettings | 0 | 0 | 0 | 0 | 0 | 0 | 0 | 0 | 0 | 0 | 0 | 0 | 0 | 0 | 0 | 0 | 0 | 0 | 0 | 0 | 0 | 0 | 0 | 0 | 0 | 0 | 0 | 0 | 0 | 0 | 0
Transportation Pollutant Emissions Disaggregated[aircraft,NOx,passenger,biofuel gasoline tf] | NoSettings | 0 | 0 | 0 | 0 | 0 | 0 | 0 | 0 | 0 | 0 | 0 | 0 | 0 | 0 | 0 | 0 | 0 | 0 | 0 | 0 | 0 | 0 | 0 | 0 | 0 | 0 | 0 | 0 | 0 | 0 | 0
Transportation Pollutant Emissions Disaggregated[aircraft,NOx,passenger,biofuel diesel tf] | NoSettings | 0 | 0 | 0 | 0 | 0 | 0 | 0 | 0 | 0 | 0 | 0 | 0 | 0 | 0 | 0 | 0 | 0 | 0 | 0 | 0 | 0 | 0 | 0 | 0 | 0 | 0 | 0 | 0 | 0 | 0 | 0
Transportation Pollutant Emissions Disaggregated[aircraft,NOx,passenger,jet fuel tf] | NoSettings | 12851700000 | 17328500000 | 19167200000 | 19890600000 | 20172400000 | 20393400000 | 20346400000 | 20278900000 | 20280500000 | 20239400000 | 20269000000 | 20350800000 | 20489100000 | 20638700000 | 20793500000 | 20953000000 | 21047000000 | 21112100000 | 21204500000 | 21306600000 | 21451000000 | 21592300000 | 21774000000 | 21971400000 | 22181900000 | 22362900000 | 22527000000 | 22660800000 | 22776200000 | 22871700000 | 22979000000
Transportation Pollutant Emissions Disaggregated[aircraft,NOx,passenger,heavy or residual fuel oil tf] | NoSettings | 0 | 0 | 0 | 0 | 0 | 0 | 0 | 0 | 0 | 0 | 0 | 0 | 0 | 0 | 0 | 0 | 0 | 0 | 0 | 0 | 0 | 0 | 0 | 0 | 0 | 0 | 0 | 0 | 0 | 0 | 0
Transportation Pollutant Emissions Disaggregated[aircraft,NOx,passenger,LPG propane or butane tf] | NoSettings | 0 | 0 | 0 | 0 | 0 | 0 | 0 | 0 | 0 | 0 | 0 | 0 | 0 | 0 | 0 | 0 | 0 | 0 | 0 | 0 | 0 | 0 | 0 | 0 | 0 | 0 | 0 | 0 | 0 | 0 | 0
Transportation Pollutant Emissions Disaggregated[aircraft,NOx,passenger,hydrogen tf] | NoSettings | 0 | 0 | 0 | 0 | 0 | 0 | 0 | 0 | 0 | 0 | 0 | 0 | 0 | 0 | 0 | 0 | 0 | 0 | 0 | 0 | 0 | 0 | 0 | 0 | 0 | 0 | 0 | 0 | 0 | 0 | 0
Transportation Pollutant Emissions Disaggregated[aircraft,NOx,freight,electricity tf] | NoSettings | 0 | 0 | 0 | 0 | 0 | 0 | 0 | 0 | 0 | 0 | 0 | 0 | 0 | 0 | 0 | 0 | 0 | 0 | 0 | 0 | 0 | 0 | 0 | 0 | 0 | 0 | 0 | 0 | 0 | 0 | 0
Transportation Pollutant Emissions Disaggregated[aircraft,NOx,freight,natural gas tf] | NoSettings | 0 | 0 | 0 | 0 | 0 | 0 | 0 | 0 | 0 | 0 | 0 | 0 | 0 | 0 | 0 | 0 | 0 | 0 | 0 | 0 | 0 | 0 | 0 | 0 | 0 | 0 | 0 | 0 | 0 | 0 | 0
Transportation Pollutant Emissions Disaggregated[aircraft,NOx,freight,petroleum gasoline tf] | NoSettings | 0 | 0 | 0 | 0 | 0 | 0 | 0 | 0 | 0 | 0 | 0 | 0 | 0 | 0 | 0 | 0 | 0 | 0 | 0 | 0 | 0 | 0 | 0 | 0 | 0 | 0 | 0 | 0 | 0 | 0 | 0
Transportation Pollutant Emissions Disaggregated[aircraft,NOx,freight,petroleum diesel tf] | NoSettings | 0 | 0 | 0 | 0 | 0 | 0 | 0 | 0 | 0 | 0 | 0 | 0 | 0 | 0 | 0 | 0 | 0 | 0 | 0 | 0 | 0 | 0 | 0 | 0 | 0 | 0 | 0 | 0 | 0 | 0 | 0
Transportation Pollutant Emissions Disaggregated[aircraft,NOx,freight,biofuel gasoline tf] | NoSettings | 0 | 0 | 0 | 0 | 0 | 0 | 0 | 0 | 0 | 0 | 0 | 0 | 0 | 0 | 0 | 0 | 0 | 0 | 0 | 0 | 0 | 0 | 0 | 0 | 0 | 0 | 0 | 0 | 0 | 0 | 0
Transportation Pollutant Emissions Disaggregated[aircraft,NOx,freight,biofuel diesel tf] | NoSettings | 0 | 0 | 0 | 0 | 0 | 0 | 0 | 0 | 0 | 0 | 0 | 0 | 0 | 0 | 0 | 0 | 0 | 0 | 0 | 0 | 0 | 0 | 0 | 0 | 0 | 0 | 0 | 0 | 0 | 0 | 0
Transportation Pollutant Emissions Disaggregated[aircraft,NOx,freight,jet fuel tf] | NoSettings | 1913300000 | 2571920000 | 2837870000 | 2940390000 | 2976720000 | 3002600000 | 2990740000 | 2978590000 | 2977540000 | 2972560000 | 2976480000 | 2987470000 | 3008980000 | 3032650000 | 3056510000 | 3079860000 | 3093790000 | 3103930000 | 3118200000 | 3133700000 | 3155590000 | 3176810000 | 3203190000 | 3231160000 | 3261930000 | 3286480000 | 3307740000 | 3322920000 | 3336120000 | 3346160000 | 3357670000
Transportation Pollutant Emissions Disaggregated[aircraft,NOx,freight,heavy or residual fuel oil tf] | NoSettings | 0 | 0 | 0 | 0 | 0 | 0 | 0 | 0 | 0 | 0 | 0 | 0 | 0 | 0 | 0 | 0 | 0 | 0 | 0 | 0 | 0 | 0 | 0 | 0 | 0 | 0 | 0 | 0 | 0 | 0 | 0
Transportation Pollutant Emissions Disaggregated[aircraft,NOx,freight,LPG propane or butane tf] | NoSettings | 0 | 0 | 0 | 0 | 0 | 0 | 0 | 0 | 0 | 0 | 0 | 0 | 0 | 0 | 0 | 0 | 0 | 0 | 0 | 0 | 0 | 0 | 0 | 0 | 0 | 0 | 0 | 0 | 0 | 0 | 0
Transportation Pollutant Emissions Disaggregated[aircraft,NOx,freight,hydrogen tf] | NoSettings | 0 | 0 | 0 | 0 | 0 | 0 | 0 | 0 | 0 | 0 | 0 | 0 | 0 | 0 | 0 | 0 | 0 | 0 | 0 | 0 | 0 | 0 | 0 | 0 | 0 | 0 | 0 | 0 | 0 | 0 | 0
Transportation Pollutant Emissions Disaggregated[aircraft,PM10,passenger,electricity tf] | NoSettings | 0 | 0 | 0 | 0 | 0 | 0 | 0 | 0 | 0 | 0 | 0 | 0 | 0 | 0 | 0 | 0 | 0 | 0 | 0 | 0 | 0 | 0 | 0 | 0 | 0 | 0 | 0 | 0 | 0 | 0 | 0
Transportation Pollutant Emissions Disaggregated[aircraft,PM10,passenger,natural gas tf] | NoSettings | 0 | 0 | 0 | 0 | 0 | 0 | 0 | 0 | 0 | 0 | 0 | 0 | 0 | 0 | 0 | 0 | 0 | 0 | 0 | 0 | 0 | 0 | 0 | 0 | 0 | 0 | 0 | 0 | 0 | 0 | 0
Transportation Pollutant Emissions Disaggregated[aircraft,PM10,passenger,petroleum gasoline tf] | NoSettings | 0 | 0 | 0 | 0 | 0 | 0 | 0 | 0 | 0 | 0 | 0 | 0 | 0 | 0 | 0 | 0 | 0 | 0 | 0 | 0 | 0 | 0 | 0 | 0 | 0 | 0 | 0 | 0 | 0 | 0 | 0
Transportation Pollutant Emissions Disaggregated[aircraft,PM10,passenger,petroleum diesel tf] | NoSettings | 0 | 0 | 0 | 0 | 0 | 0 | 0 | 0 | 0 | 0 | 0 | 0 | 0 | 0 | 0 | 0 | 0 | 0 | 0 | 0 | 0 | 0 | 0 | 0 | 0 | 0 | 0 | 0 | 0 | 0 | 0
Transportation Pollutant Emissions Disaggregated[aircraft,PM10,passenger,biofuel gasoline tf] | NoSettings | 0 | 0 | 0 | 0 | 0 | 0 | 0 | 0 | 0 | 0 | 0 | 0 | 0 | 0 | 0 | 0 | 0 | 0 | 0 | 0 | 0 | 0 | 0 | 0 | 0 | 0 | 0 | 0 | 0 | 0 | 0
Transportation Pollutant Emissions Disaggregated[aircraft,PM10,passenger,biofuel diesel tf] | NoSettings | 0 | 0 | 0 | 0 | 0 | 0 | 0 | 0 | 0 | 0 | 0 | 0 | 0 | 0 | 0 | 0 | 0 | 0 | 0 | 0 | 0 | 0 | 0 | 0 | 0 | 0 | 0 | 0 | 0 | 0 | 0
Transportation Pollutant Emissions Disaggregated[aircraft,PM10,passenger,jet fuel tf] | NoSettings | 158663000 | 213931000 | 236632000 | 245562000 | 249041000 | 251770000 | 251189000 | 250357000 | 250376000 | 249868000 | 250234000 | 251244000 | 252951000 | 254798000 | 256709000 | 258678000 | 259838000 | 260643000 | 261784000 | 263044000 | 264827000 | 266571000 | 268814000 | 271251000 | 273850000 | 276084000 | 278110000 | 279762000 | 281187000 | 282366000 | 283691000
Transportation Pollutant Emissions Disaggregated[aircraft,PM10,passenger,heavy or residual fuel oil tf] | NoSettings | 0 | 0 | 0 | 0 | 0 | 0 | 0 | 0 | 0 | 0 | 0 | 0 | 0 | 0 | 0 | 0 | 0 | 0 | 0 | 0 | 0 | 0 | 0 | 0 | 0 | 0 | 0 | 0 | 0 | 0 | 0
Transportation Pollutant Emissions Disaggregated[aircraft,PM10,passenger,LPG propane or butane tf] | NoSettings | 0 | 0 | 0 | 0 | 0 | 0 | 0 | 0 | 0 | 0 | 0 | 0 | 0 | 0 | 0 | 0 | 0 | 0 | 0 | 0 | 0 | 0 | 0 | 0 | 0 | 0 | 0 | 0 | 0 | 0 | 0
Transportation Pollutant Emissions Disaggregated[aircraft,PM10,passenger,hydrogen tf] | NoSettings | 0 | 0 | 0 | 0 | 0 | 0 | 0 | 0 | 0 | 0 | 0 | 0 | 0 | 0 | 0 | 0 | 0 | 0 | 0 | 0 | 0 | 0 | 0 | 0 | 0 | 0 | 0 | 0 | 0 | 0 | 0
Transportation Pollutant Emissions Disaggregated[aircraft,PM10,freight,electricity tf] | NoSettings | 0 | 0 | 0 | 0 | 0 | 0 | 0 | 0 | 0 | 0 | 0 | 0 | 0 | 0 | 0 | 0 | 0 | 0 | 0 | 0 | 0 | 0 | 0 | 0 | 0 | 0 | 0 | 0 | 0 | 0 | 0
Transportation Pollutant Emissions Disaggregated[aircraft,PM10,freight,natural gas tf] | NoSettings | 0 | 0 | 0 | 0 | 0 | 0 | 0 | 0 | 0 | 0 | 0 | 0 | 0 | 0 | 0 | 0 | 0 | 0 | 0 | 0 | 0 | 0 | 0 | 0 | 0 | 0 | 0 | 0 | 0 | 0 | 0
Transportation Pollutant Emissions Disaggregated[aircraft,PM10,freight,petroleum gasoline tf] | NoSettings | 0 | 0 | 0 | 0 | 0 | 0 | 0 | 0 | 0 | 0 | 0 | 0 | 0 | 0 | 0 | 0 | 0 | 0 | 0 | 0 | 0 | 0 | 0 | 0 | 0 | 0 | 0 | 0 | 0 | 0 | 0
Transportation Pollutant Emissions Disaggregated[aircraft,PM10,freight,petroleum diesel tf] | NoSettings | 0 | 0 | 0 | 0 | 0 | 0 | 0 | 0 | 0 | 0 | 0 | 0 | 0 | 0 | 0 | 0 | 0 | 0 | 0 | 0 | 0 | 0 | 0 | 0 | 0 | 0 | 0 | 0 | 0 | 0 | 0
Transportation Pollutant Emissions Disaggregated[aircraft,PM10,freight,biofuel gasoline tf] | NoSettings | 0 | 0 | 0 | 0 | 0 | 0 | 0 | 0 | 0 | 0 | 0 | 0 | 0 | 0 | 0 | 0 | 0 | 0 | 0 | 0 | 0 | 0 | 0 | 0 | 0 | 0 | 0 | 0 | 0 | 0 | 0
Transportation Pollutant Emissions Disaggregated[aircraft,PM10,freight,biofuel diesel tf] | NoSettings | 0 | 0 | 0 | 0 | 0 | 0 | 0 | 0 | 0 | 0 | 0 | 0 | 0 | 0 | 0 | 0 | 0 | 0 | 0 | 0 | 0 | 0 | 0 | 0 | 0 | 0 | 0 | 0 | 0 | 0 | 0
Transportation Pollutant Emissions Disaggregated[aircraft,PM10,freight,jet fuel tf] | NoSettings | 23620900 | 31752000 | 35035300 | 36301000 | 36749500 | 37069000 | 36922600 | 36772600 | 36759700 | 36698200 | 36746500 | 36882200 | 37147800 | 37440000 | 37734600 | 38022900 | 38194900 | 38320000 | 38496200 | 38687500 | 38957800 | 39219700 | 39545500 | 39890800 | 40270700 | 40573700 | 40836200 | 41023600 | 41186600 | 41310500 | 41452600
Transportation Pollutant Emissions Disaggregated[aircraft,PM10,freight,heavy or residual fuel oil tf] | NoSettings | 0 | 0 | 0 | 0 | 0 | 0 | 0 | 0 | 0 | 0 | 0 | 0 | 0 | 0 | 0 | 0 | 0 | 0 | 0 | 0 | 0 | 0 | 0 | 0 | 0 | 0 | 0 | 0 | 0 | 0 | 0
Transportation Pollutant Emissions Disaggregated[aircraft,PM10,freight,LPG propane or butane tf] | NoSettings | 0 | 0 | 0 | 0 | 0 | 0 | 0 | 0 | 0 | 0 | 0 | 0 | 0 | 0 | 0 | 0 | 0 | 0 | 0 | 0 | 0 | 0 | 0 | 0 | 0 | 0 | 0 | 0 | 0 | 0 | 0
Transportation Pollutant Emissions Disaggregated[aircraft,PM10,freight,hydrogen tf] | NoSettings | 0 | 0 | 0 | 0 | 0 | 0 | 0 | 0 | 0 | 0 | 0 | 0 | 0 | 0 | 0 | 0 | 0 | 0 | 0 | 0 | 0 | 0 | 0 | 0 | 0 | 0 | 0 | 0 | 0 | 0 | 0
Transportation Pollutant Emissions Disaggregated[aircraft,PM25,passenger,electricity tf] | NoSettings | 0 | 0 | 0 | 0 | 0 | 0 | 0 | 0 | 0 | 0 | 0 | 0 | 0 | 0 | 0 | 0 | 0 | 0 | 0 | 0 | 0 | 0 | 0 | 0 | 0 | 0 | 0 | 0 | 0 | 0 | 0
Transportation Pollutant Emissions Disaggregated[aircraft,PM25,passenger,natural gas tf] | NoSettings | 0 | 0 | 0 | 0 | 0 | 0 | 0 | 0 | 0 | 0 | 0 | 0 | 0 | 0 | 0 | 0 | 0 | 0 | 0 | 0 | 0 | 0 | 0 | 0 | 0 | 0 | 0 | 0 | 0 | 0 | 0
Transportation Pollutant Emissions Disaggregated[aircraft,PM25,passenger,petroleum gasoline tf] | NoSettings | 0 | 0 | 0 | 0 | 0 | 0 | 0 | 0 | 0 | 0 | 0 | 0 | 0 | 0 | 0 | 0 | 0 | 0 | 0 | 0 | 0 | 0 | 0 | 0 | 0 | 0 | 0 | 0 | 0 | 0 | 0
Transportation Pollutant Emissions Disaggregated[aircraft,PM25,passenger,petroleum diesel tf] | NoSettings | 0 | 0 | 0 | 0 | 0 | 0 | 0 | 0 | 0 | 0 | 0 | 0 | 0 | 0 | 0 | 0 | 0 | 0 | 0 | 0 | 0 | 0 | 0 | 0 | 0 | 0 | 0 | 0 | 0 | 0 | 0
Transportation Pollutant Emissions Disaggregated[aircraft,PM25,passenger,biofuel gasoline tf] | NoSettings | 0 | 0 | 0 | 0 | 0 | 0 | 0 | 0 | 0 | 0 | 0 | 0 | 0 | 0 | 0 | 0 | 0 | 0 | 0 | 0 | 0 | 0 | 0 | 0 | 0 | 0 | 0 | 0 | 0 | 0 | 0
Transportation Pollutant Emissions Disaggregated[aircraft,PM25,passenger,biofuel diesel tf] | NoSettings | 0 | 0 | 0 | 0 | 0 | 0 | 0 | 0 | 0 | 0 | 0 | 0 | 0 | 0 | 0 | 0 | 0 | 0 | 0 | 0 | 0 | 0 | 0 | 0 | 0 | 0 | 0 | 0 | 0 | 0 | 0
Transportation Pollutant Emissions Disaggregated[aircraft,PM25,passenger,jet fuel tf] | NoSettings | 158663000 | 213931000 | 236632000 | 245562000 | 249041000 | 251770000 | 251189000 | 250357000 | 250376000 | 249868000 | 250234000 | 251244000 | 252951000 | 254798000 | 256709000 | 258678000 | 259838000 | 260643000 | 261784000 | 263044000 | 264827000 | 266571000 | 268814000 | 271251000 | 273850000 | 276084000 | 278110000 | 279762000 | 281187000 | 282366000 | 283691000
Transportation Pollutant Emissions Disaggregated[aircraft,PM25,passenger,heavy or residual fuel oil tf] | NoSettings | 0 | 0 | 0 | 0 | 0 | 0 | 0 | 0 | 0 | 0 | 0 | 0 | 0 | 0 | 0 | 0 | 0 | 0 | 0 | 0 | 0 | 0 | 0 | 0 | 0 | 0 | 0 | 0 | 0 | 0 | 0
Transportation Pollutant Emissions Disaggregated[aircraft,PM25,passenger,LPG propane or butane tf] | NoSettings | 0 | 0 | 0 | 0 | 0 | 0 | 0 | 0 | 0 | 0 | 0 | 0 | 0 | 0 | 0 | 0 | 0 | 0 | 0 | 0 | 0 | 0 | 0 | 0 | 0 | 0 | 0 | 0 | 0 | 0 | 0
Transportation Pollutant Emissions Disaggregated[aircraft,PM25,passenger,hydrogen tf] | NoSettings | 0 | 0 | 0 | 0 | 0 | 0 | 0 | 0 | 0 | 0 | 0 | 0 | 0 | 0 | 0 | 0 | 0 | 0 | 0 | 0 | 0 | 0 | 0 | 0 | 0 | 0 | 0 | 0 | 0 | 0 | 0
Transportation Pollutant Emissions Disaggregated[aircraft,PM25,freight,electricity tf] | NoSettings | 0 | 0 | 0 | 0 | 0 | 0 | 0 | 0 | 0 | 0 | 0 | 0 | 0 | 0 | 0 | 0 | 0 | 0 | 0 | 0 | 0 | 0 | 0 | 0 | 0 | 0 | 0 | 0 | 0 | 0 | 0
Transportation Pollutant Emissions Disaggregated[aircraft,PM25,freight,natural gas tf] | NoSettings | 0 | 0 | 0 | 0 | 0 | 0 | 0 | 0 | 0 | 0 | 0 | 0 | 0 | 0 | 0 | 0 | 0 | 0 | 0 | 0 | 0 | 0 | 0 | 0 | 0 | 0 | 0 | 0 | 0 | 0 | 0
Transportation Pollutant Emissions Disaggregated[aircraft,PM25,freight,petroleum gasoline tf] | NoSettings | 0 | 0 | 0 | 0 | 0 | 0 | 0 | 0 | 0 | 0 | 0 | 0 | 0 | 0 | 0 | 0 | 0 | 0 | 0 | 0 | 0 | 0 | 0 | 0 | 0 | 0 | 0 | 0 | 0 | 0 | 0
Transportation Pollutant Emissions Disaggregated[aircraft,PM25,freight,petroleum diesel tf] | NoSettings | 0 | 0 | 0 | 0 | 0 | 0 | 0 | 0 | 0 | 0 | 0 | 0 | 0 | 0 | 0 | 0 | 0 | 0 | 0 | 0 | 0 | 0 | 0 | 0 | 0 | 0 | 0 | 0 | 0 | 0 | 0
Transportation Pollutant Emissions Disaggregated[aircraft,PM25,freight,biofuel gasoline tf] | NoSettings | 0 | 0 | 0 | 0 | 0 | 0 | 0 | 0 | 0 | 0 | 0 | 0 | 0 | 0 | 0 | 0 | 0 | 0 | 0 | 0 | 0 | 0 | 0 | 0 | 0 | 0 | 0 | 0 | 0 | 0 | 0
Transportation Pollutant Emissions Disaggregated[aircraft,PM25,freight,biofuel diesel tf] | NoSettings | 0 | 0 | 0 | 0 | 0 | 0 | 0 | 0 | 0 | 0 | 0 | 0 | 0 | 0 | 0 | 0 | 0 | 0 | 0 | 0 | 0 | 0 | 0 | 0 | 0 | 0 | 0 | 0 | 0 | 0 | 0
Transportation Pollutant Emissions Disaggregated[aircraft,PM25,freight,jet fuel tf] | NoSettings | 23620900 | 31752000 | 35035300 | 36301000 | 36749500 | 37069000 | 36922600 | 36772600 | 36759700 | 36698200 | 36746500 | 36882200 | 37147800 | 37440000 | 37734600 | 38022900 | 38194900 | 38320000 | 38496200 | 38687500 | 38957800 | 39219700 | 39545500 | 39890800 | 40270700 | 40573700 | 40836200 | 41023600 | 41186600 | 41310500 | 41452600
Transportation Pollutant Emissions Disaggregated[aircraft,PM25,freight,heavy or residual fuel oil tf] | NoSettings | 0 | 0 | 0 | 0 | 0 | 0 | 0 | 0 | 0 | 0 | 0 | 0 | 0 | 0 | 0 | 0 | 0 | 0 | 0 | 0 | 0 | 0 | 0 | 0 | 0 | 0 | 0 | 0 | 0 | 0 | 0
Transportation Pollutant Emissions Disaggregated[aircraft,PM25,freight,LPG propane or butane tf] | NoSettings | 0 | 0 | 0 | 0 | 0 | 0 | 0 | 0 | 0 | 0 | 0 | 0 | 0 | 0 | 0 | 0 | 0 | 0 | 0 | 0 | 0 | 0 | 0 | 0 | 0 | 0 | 0 | 0 | 0 | 0 | 0
Transportation Pollutant Emissions Disaggregated[aircraft,PM25,freight,hydrogen tf] | NoSettings | 0 | 0 | 0 | 0 | 0 | 0 | 0 | 0 | 0 | 0 | 0 | 0 | 0 | 0 | 0 | 0 | 0 | 0 | 0 | 0 | 0 | 0 | 0 | 0 | 0 | 0 | 0 | 0 | 0 | 0 | 0
Transportation Pollutant Emissions Disaggregated[aircraft,SOx,passenger,electricity tf] | NoSettings | 0 | 0 | 0 | 0 | 0 | 0 | 0 | 0 | 0 | 0 | 0 | 0 | 0 | 0 | 0 | 0 | 0 | 0 | 0 | 0 | 0 | 0 | 0 | 0 | 0 | 0 | 0 | 0 | 0 | 0 | 0
Transportation Pollutant Emissions Disaggregated[aircraft,SOx,passenger,natural gas tf] | NoSettings | 0 | 0 | 0 | 0 | 0 | 0 | 0 | 0 | 0 | 0 | 0 | 0 | 0 | 0 | 0 | 0 | 0 | 0 | 0 | 0 | 0 | 0 | 0 | 0 | 0 | 0 | 0 | 0 | 0 | 0 | 0
Transportation Pollutant Emissions Disaggregated[aircraft,SOx,passenger,petroleum gasoline tf] | NoSettings | 0 | 0 | 0 | 0 | 0 | 0 | 0 | 0 | 0 | 0 | 0 | 0 | 0 | 0 | 0 | 0 | 0 | 0 | 0 | 0 | 0 | 0 | 0 | 0 | 0 | 0 | 0 | 0 | 0 | 0 | 0
Transportation Pollutant Emissions Disaggregated[aircraft,SOx,passenger,petroleum diesel tf] | NoSettings | 0 | 0 | 0 | 0 | 0 | 0 | 0 | 0 | 0 | 0 | 0 | 0 | 0 | 0 | 0 | 0 | 0 | 0 | 0 | 0 | 0 | 0 | 0 | 0 | 0 | 0 | 0 | 0 | 0 | 0 | 0
Transportation Pollutant Emissions Disaggregated[aircraft,SOx,passenger,biofuel gasoline tf] | NoSettings | 0 | 0 | 0 | 0 | 0 | 0 | 0 | 0 | 0 | 0 | 0 | 0 | 0 | 0 | 0 | 0 | 0 | 0 | 0 | 0 | 0 | 0 | 0 | 0 | 0 | 0 | 0 | 0 | 0 | 0 | 0
Transportation Pollutant Emissions Disaggregated[aircraft,SOx,passenger,biofuel diesel tf] | NoSettings | 0 | 0 | 0 | 0 | 0 | 0 | 0 | 0 | 0 | 0 | 0 | 0 | 0 | 0 | 0 | 0 | 0 | 0 | 0 | 0 | 0 | 0 | 0 | 0 | 0 | 0 | 0 | 0 | 0 | 0 | 0
Transportation Pollutant Emissions Disaggregated[aircraft,SOx,passenger,jet fuel tf] | NoSettings | 18248400 | 24605000 | 27215900 | 28243000 | 28643200 | 28957000 | 28890200 | 28794500 | 28796700 | 28738300 | 28780300 | 28896500 | 29092900 | 29305300 | 29525100 | 29751500 | 29885000 | 29977500 | 30108700 | 30253700 | 30458700 | 30659300 | 30917400 | 31197500 | 31496600 | 31753500 | 31986500 | 32176500 | 32340400 | 32476000 | 32628400
Transportation Pollutant Emissions Disaggregated[aircraft,SOx,passenger,heavy or residual fuel oil tf] | NoSettings | 0 | 0 | 0 | 0 | 0 | 0 | 0 | 0 | 0 | 0 | 0 | 0 | 0 | 0 | 0 | 0 | 0 | 0 | 0 | 0 | 0 | 0 | 0 | 0 | 0 | 0 | 0 | 0 | 0 | 0 | 0
Transportation Pollutant Emissions Disaggregated[aircraft,SOx,passenger,LPG propane or butane tf] | NoSettings | 0 | 0 | 0 | 0 | 0 | 0 | 0 | 0 | 0 | 0 | 0 | 0 | 0 | 0 | 0 | 0 | 0 | 0 | 0 | 0 | 0 | 0 | 0 | 0 | 0 | 0 | 0 | 0 | 0 | 0 | 0
Transportation Pollutant Emissions Disaggregated[aircraft,SOx,passenger,hydrogen tf] | NoSettings | 0 | 0 | 0 | 0 | 0 | 0 | 0 | 0 | 0 | 0 | 0 | 0 | 0 | 0 | 0 | 0 | 0 | 0 | 0 | 0 | 0 | 0 | 0 | 0 | 0 | 0 | 0 | 0 | 0 | 0 | 0
Transportation Pollutant Emissions Disaggregated[aircraft,SOx,freight,electricity tf] | NoSettings | 0 | 0 | 0 | 0 | 0 | 0 | 0 | 0 | 0 | 0 | 0 | 0 | 0 | 0 | 0 | 0 | 0 | 0 | 0 | 0 | 0 | 0 | 0 | 0 | 0 | 0 | 0 | 0 | 0 | 0 | 0
Transportation Pollutant Emissions Disaggregated[aircraft,SOx,freight,natural gas tf] | NoSettings | 0 | 0 | 0 | 0 | 0 | 0 | 0 | 0 | 0 | 0 | 0 | 0 | 0 | 0 | 0 | 0 | 0 | 0 | 0 | 0 | 0 | 0 | 0 | 0 | 0 | 0 | 0 | 0 | 0 | 0 | 0
Transportation Pollutant Emissions Disaggregated[aircraft,SOx,freight,petroleum gasoline tf] | NoSettings | 0 | 0 | 0 | 0 | 0 | 0 | 0 | 0 | 0 | 0 | 0 | 0 | 0 | 0 | 0 | 0 | 0 | 0 | 0 | 0 | 0 | 0 | 0 | 0 | 0 | 0 | 0 | 0 | 0 | 0 | 0
Transportation Pollutant Emissions Disaggregated[aircraft,SOx,freight,petroleum diesel tf] | NoSettings | 0 | 0 | 0 | 0 | 0 | 0 | 0 | 0 | 0 | 0 | 0 | 0 | 0 | 0 | 0 | 0 | 0 | 0 | 0 | 0 | 0 | 0 | 0 | 0 | 0 | 0 | 0 | 0 | 0 | 0 | 0
Transportation Pollutant Emissions Disaggregated[aircraft,SOx,freight,biofuel gasoline tf] | NoSettings | 0 | 0 | 0 | 0 | 0 | 0 | 0 | 0 | 0 | 0 | 0 | 0 | 0 | 0 | 0 | 0 | 0 | 0 | 0 | 0 | 0 | 0 | 0 | 0 | 0 | 0 | 0 | 0 | 0 | 0 | 0
Transportation Pollutant Emissions Disaggregated[aircraft,SOx,freight,biofuel diesel tf] | NoSettings | 0 | 0 | 0 | 0 | 0 | 0 | 0 | 0 | 0 | 0 | 0 | 0 | 0 | 0 | 0 | 0 | 0 | 0 | 0 | 0 | 0 | 0 | 0 | 0 | 0 | 0 | 0 | 0 | 0 | 0 | 0
Transportation Pollutant Emissions Disaggregated[aircraft,SOx,freight,jet fuel tf] | NoSettings | 2716730 | 3651910 | 4029540 | 4175120 | 4226700 | 4263450 | 4246610 | 4229350 | 4227870 | 4220800 | 4226360 | 4241960 | 4272510 | 4306120 | 4340000 | 4373160 | 4392940 | 4407330 | 4427590 | 4449600 | 4480690 | 4510810 | 4548280 | 4587990 | 4631680 | 4666530 | 4696730 | 4718280 | 4737020 | 4751270 | 4767620
Transportation Pollutant Emissions Disaggregated[aircraft,SOx,freight,heavy or residual fuel oil tf] | NoSettings | 0 | 0 | 0 | 0 | 0 | 0 | 0 | 0 | 0 | 0 | 0 | 0 | 0 | 0 | 0 | 0 | 0 | 0 | 0 | 0 | 0 | 0 | 0 | 0 | 0 | 0 | 0 | 0 | 0 | 0 | 0
Transportation Pollutant Emissions Disaggregated[aircraft,SOx,freight,LPG propane or butane tf] | NoSettings | 0 | 0 | 0 | 0 | 0 | 0 | 0 | 0 | 0 | 0 | 0 | 0 | 0 | 0 | 0 | 0 | 0 | 0 | 0 | 0 | 0 | 0 | 0 | 0 | 0 | 0 | 0 | 0 | 0 | 0 | 0
Transportation Pollutant Emissions Disaggregated[aircraft,SOx,freight,hydrogen tf] | NoSettings | 0 | 0 | 0 | 0 | 0 | 0 | 0 | 0 | 0 | 0 | 0 | 0 | 0 | 0 | 0 | 0 | 0 | 0 | 0 | 0 | 0 | 0 | 0 | 0 | 0 | 0 | 0 | 0 | 0 | 0 | 0
Transportation Pollutant Emissions Disaggregated[aircraft,BC,passenger,electricity tf] | NoSettings | 0 | 0 | 0 | 0 | 0 | 0 | 0 | 0 | 0 | 0 | 0 | 0 | 0 | 0 | 0 | 0 | 0 | 0 | 0 | 0 | 0 | 0 | 0 | 0 | 0 | 0 | 0 | 0 | 0 | 0 | 0
Transportation Pollutant Emissions Disaggregated[aircraft,BC,passenger,natural gas tf] | NoSettings | 0 | 0 | 0 | 0 | 0 | 0 | 0 | 0 | 0 | 0 | 0 | 0 | 0 | 0 | 0 | 0 | 0 | 0 | 0 | 0 | 0 | 0 | 0 | 0 | 0 | 0 | 0 | 0 | 0 | 0 | 0
Transportation Pollutant Emissions Disaggregated[aircraft,BC,passenger,petroleum gasoline tf] | NoSettings | 0 | 0 | 0 | 0 | 0 | 0 | 0 | 0 | 0 | 0 | 0 | 0 | 0 | 0 | 0 | 0 | 0 | 0 | 0 | 0 | 0 | 0 | 0 | 0 | 0 | 0 | 0 | 0 | 0 | 0 | 0
Transportation Pollutant Emissions Disaggregated[aircraft,BC,passenger,petroleum diesel tf] | NoSettings | 0 | 0 | 0 | 0 | 0 | 0 | 0 | 0 | 0 | 0 | 0 | 0 | 0 | 0 | 0 | 0 | 0 | 0 | 0 | 0 | 0 | 0 | 0 | 0 | 0 | 0 | 0 | 0 | 0 | 0 | 0
Transportation Pollutant Emissions Disaggregated[aircraft,BC,passenger,biofuel gasoline tf] | NoSettings | 0 | 0 | 0 | 0 | 0 | 0 | 0 | 0 | 0 | 0 | 0 | 0 | 0 | 0 | 0 | 0 | 0 | 0 | 0 | 0 | 0 | 0 | 0 | 0 | 0 | 0 | 0 | 0 | 0 | 0 | 0
Transportation Pollutant Emissions Disaggregated[aircraft,BC,passenger,biofuel diesel tf] | NoSettings | 0 | 0 | 0 | 0 | 0 | 0 | 0 | 0 | 0 | 0 | 0 | 0 | 0 | 0 | 0 | 0 | 0 | 0 | 0 | 0 | 0 | 0 | 0 | 0 | 0 | 0 | 0 | 0 | 0 | 0 | 0
Transportation Pollutant Emissions Disaggregated[aircraft,BC,passenger,jet fuel tf] | NoSettings | 50010100 | 67430500 | 74585800 | 77400400 | 78497200 | 79357300 | 79174100 | 78911700 | 78917800 | 78757800 | 78873000 | 79191500 | 79729700 | 80311700 | 80914000 | 81534700 | 81900300 | 82153900 | 82513500 | 82910700 | 83472700 | 84022500 | 84729600 | 85497500 | 86317000 | 87021100 | 87659600 | 88180300 | 88629500 | 89001100 | 89418700
Transportation Pollutant Emissions Disaggregated[aircraft,BC,passenger,heavy or residual fuel oil tf] | NoSettings | 0 | 0 | 0 | 0 | 0 | 0 | 0 | 0 | 0 | 0 | 0 | 0 | 0 | 0 | 0 | 0 | 0 | 0 | 0 | 0 | 0 | 0 | 0 | 0 | 0 | 0 | 0 | 0 | 0 | 0 | 0
Transportation Pollutant Emissions Disaggregated[aircraft,BC,passenger,LPG propane or butane tf] | NoSettings | 0 | 0 | 0 | 0 | 0 | 0 | 0 | 0 | 0 | 0 | 0 | 0 | 0 | 0 | 0 | 0 | 0 | 0 | 0 | 0 | 0 | 0 | 0 | 0 | 0 | 0 | 0 | 0 | 0 | 0 | 0
Transportation Pollutant Emissions Disaggregated[aircraft,BC,passenger,hydrogen tf] | NoSettings | 0 | 0 | 0 | 0 | 0 | 0 | 0 | 0 | 0 | 0 | 0 | 0 | 0 | 0 | 0 | 0 | 0 | 0 | 0 | 0 | 0 | 0 | 0 | 0 | 0 | 0 | 0 | 0 | 0 | 0 | 0
Transportation Pollutant Emissions Disaggregated[aircraft,BC,freight,electricity tf] | NoSettings | 0 | 0 | 0 | 0 | 0 | 0 | 0 | 0 | 0 | 0 | 0 | 0 | 0 | 0 | 0 | 0 | 0 | 0 | 0 | 0 | 0 | 0 | 0 | 0 | 0 | 0 | 0 | 0 | 0 | 0 | 0
Transportation Pollutant Emissions Disaggregated[aircraft,BC,freight,natural gas tf] | NoSettings | 0 | 0 | 0 | 0 | 0 | 0 | 0 | 0 | 0 | 0 | 0 | 0 | 0 | 0 | 0 | 0 | 0 | 0 | 0 | 0 | 0 | 0 | 0 | 0 | 0 | 0 | 0 | 0 | 0 | 0 | 0
Transportation Pollutant Emissions Disaggregated[aircraft,BC,freight,petroleum gasoline tf] | NoSettings | 0 | 0 | 0 | 0 | 0 | 0 | 0 | 0 | 0 | 0 | 0 | 0 | 0 | 0 | 0 | 0 | 0 | 0 | 0 | 0 | 0 | 0 | 0 | 0 | 0 | 0 | 0 | 0 | 0 | 0 | 0
Transportation Pollutant Emissions Disaggregated[aircraft,BC,freight,petroleum diesel tf] | NoSettings | 0 | 0 | 0 | 0 | 0 | 0 | 0 | 0 | 0 | 0 | 0 | 0 | 0 | 0 | 0 | 0 | 0 | 0 | 0 | 0 | 0 | 0 | 0 | 0 | 0 | 0 | 0 | 0 | 0 | 0 | 0
Transportation Pollutant Emissions Disaggregated[aircraft,BC,freight,biofuel gasoline tf] | NoSettings | 0 | 0 | 0 | 0 | 0 | 0 | 0 | 0 | 0 | 0 | 0 | 0 | 0 | 0 | 0 | 0 | 0 | 0 | 0 | 0 | 0 | 0 | 0 | 0 | 0 | 0 | 0 | 0 | 0 | 0 | 0
Transportation Pollutant Emissions Disaggregated[aircraft,BC,freight,biofuel diesel tf] | NoSettings | 0 | 0 | 0 | 0 | 0 | 0 | 0 | 0 | 0 | 0 | 0 | 0 | 0 | 0 | 0 | 0 | 0 | 0 | 0 | 0 | 0 | 0 | 0 | 0 | 0 | 0 | 0 | 0 | 0 | 0 | 0
Transportation Pollutant Emissions Disaggregated[aircraft,BC,freight,jet fuel tf] | NoSettings | 7445260 | 10008100 | 11043000 | 11442000 | 11583400 | 11684100 | 11637900 | 11590600 | 11586600 | 11567200 | 11582400 | 11625200 | 11708900 | 11801000 | 11893900 | 11984700 | 12038900 | 12078400 | 12133900 | 12194200 | 12279400 | 12362000 | 12464600 | 12573500 | 12693200 | 12788700 | 12871500 | 12930500 | 12981900 | 13021000 | 13065800
Transportation Pollutant Emissions Disaggregated[aircraft,BC,freight,heavy or residual fuel oil tf] | NoSettings | 0 | 0 | 0 | 0 | 0 | 0 | 0 | 0 | 0 | 0 | 0 | 0 | 0 | 0 | 0 | 0 | 0 | 0 | 0 | 0 | 0 | 0 | 0 | 0 | 0 | 0 | 0 | 0 | 0 | 0 | 0
Transportation Pollutant Emissions Disaggregated[aircraft,BC,freight,LPG propane or butane tf] | NoSettings | 0 | 0 | 0 | 0 | 0 | 0 | 0 | 0 | 0 | 0 | 0 | 0 | 0 | 0 | 0 | 0 | 0 | 0 | 0 | 0 | 0 | 0 | 0 | 0 | 0 | 0 | 0 | 0 | 0 | 0 | 0
Transportation Pollutant Emissions Disaggregated[aircraft,BC,freight,hydrogen tf] | NoSettings | 0 | 0 | 0 | 0 | 0 | 0 | 0 | 0 | 0 | 0 | 0 | 0 | 0 | 0 | 0 | 0 | 0 | 0 | 0 | 0 | 0 | 0 | 0 | 0 | 0 | 0 | 0 | 0 | 0 | 0 | 0
Transportation Pollutant Emissions Disaggregated[aircraft,OC,passenger,electricity tf] | NoSettings | 0 | 0 | 0 | 0 | 0 | 0 | 0 | 0 | 0 | 0 | 0 | 0 | 0 | 0 | 0 | 0 | 0 | 0 | 0 | 0 | 0 | 0 | 0 | 0 | 0 | 0 | 0 | 0 | 0 | 0 | 0
Transportation Pollutant Emissions Disaggregated[aircraft,OC,passenger,natural gas tf] | NoSettings | 0 | 0 | 0 | 0 | 0 | 0 | 0 | 0 | 0 | 0 | 0 | 0 | 0 | 0 | 0 | 0 | 0 | 0 | 0 | 0 | 0 | 0 | 0 | 0 | 0 | 0 | 0 | 0 | 0 | 0 | 0
Transportation Pollutant Emissions Disaggregated[aircraft,OC,passenger,petroleum gasoline tf] | NoSettings | 0 | 0 | 0 | 0 | 0 | 0 | 0 | 0 | 0 | 0 | 0 | 0 | 0 | 0 | 0 | 0 | 0 | 0 | 0 | 0 | 0 | 0 | 0 | 0 | 0 | 0 | 0 | 0 | 0 | 0 | 0
Transportation Pollutant Emissions Disaggregated[aircraft,OC,passenger,petroleum diesel tf] | NoSettings | 0 | 0 | 0 | 0 | 0 | 0 | 0 | 0 | 0 | 0 | 0 | 0 | 0 | 0 | 0 | 0 | 0 | 0 | 0 | 0 | 0 | 0 | 0 | 0 | 0 | 0 | 0 | 0 | 0 | 0 | 0
Transportation Pollutant Emissions Disaggregated[aircraft,OC,passenger,biofuel gasoline tf] | NoSettings | 0 | 0 | 0 | 0 | 0 | 0 | 0 | 0 | 0 | 0 | 0 | 0 | 0 | 0 | 0 | 0 | 0 | 0 | 0 | 0 | 0 | 0 | 0 | 0 | 0 | 0 | 0 | 0 | 0 | 0 | 0
Transportation Pollutant Emissions Disaggregated[aircraft,OC,passenger,biofuel diesel tf] | NoSettings | 0 | 0 | 0 | 0 | 0 | 0 | 0 | 0 | 0 | 0 | 0 | 0 | 0 | 0 | 0 | 0 | 0 | 0 | 0 | 0 | 0 | 0 | 0 | 0 | 0 | 0 | 0 | 0 | 0 | 0 | 0
Transportation Pollutant Emissions Disaggregated[aircraft,OC,passenger,jet fuel tf] | NoSettings | 47715300 | 64336500 | 71163400 | 73848900 | 74895400 | 75716000 | 75541200 | 75290900 | 75296600 | 75144000 | 75254000 | 75557800 | 76071300 | 76626600 | 77201200 | 77793500 | 78142300 | 78384300 | 78727400 | 79106400 | 79642600 | 80167200 | 80841800 | 81574400 | 82356300 | 83028200 | 83637400 | 84134200 | 84562700 | 84917300 | 85315700
Transportation Pollutant Emissions Disaggregated[aircraft,OC,passenger,heavy or residual fuel oil tf] | NoSettings | 0 | 0 | 0 | 0 | 0 | 0 | 0 | 0 | 0 | 0 | 0 | 0 | 0 | 0 | 0 | 0 | 0 | 0 | 0 | 0 | 0 | 0 | 0 | 0 | 0 | 0 | 0 | 0 | 0 | 0 | 0
Transportation Pollutant Emissions Disaggregated[aircraft,OC,passenger,LPG propane or butane tf] | NoSettings | 0 | 0 | 0 | 0 | 0 | 0 | 0 | 0 | 0 | 0 | 0 | 0 | 0 | 0 | 0 | 0 | 0 | 0 | 0 | 0 | 0 | 0 | 0 | 0 | 0 | 0 | 0 | 0 | 0 | 0 | 0
Transportation Pollutant Emissions Disaggregated[aircraft,OC,passenger,hydrogen tf] | NoSettings | 0 | 0 | 0 | 0 | 0 | 0 | 0 | 0 | 0 | 0 | 0 | 0 | 0 | 0 | 0 | 0 | 0 | 0 | 0 | 0 | 0 | 0 | 0 | 0 | 0 | 0 | 0 | 0 | 0 | 0 | 0
Transportation Pollutant Emissions Disaggregated[aircraft,OC,freight,electricity tf] | NoSettings | 0 | 0 | 0 | 0 | 0 | 0 | 0 | 0 | 0 | 0 | 0 | 0 | 0 | 0 | 0 | 0 | 0 | 0 | 0 | 0 | 0 | 0 | 0 | 0 | 0 | 0 | 0 | 0 | 0 | 0 | 0
Transportation Pollutant Emissions Disaggregated[aircraft,OC,freight,natural gas tf] | NoSettings | 0 | 0 | 0 | 0 | 0 | 0 | 0 | 0 | 0 | 0 | 0 | 0 | 0 | 0 | 0 | 0 | 0 | 0 | 0 | 0 | 0 | 0 | 0 | 0 | 0 | 0 | 0 | 0 | 0 | 0 | 0
Transportation Pollutant Emissions Disaggregated[aircraft,OC,freight,petroleum gasoline tf] | NoSettings | 0 | 0 | 0 | 0 | 0 | 0 | 0 | 0 | 0 | 0 | 0 | 0 | 0 | 0 | 0 | 0 | 0 | 0 | 0 | 0 | 0 | 0 | 0 | 0 | 0 | 0 | 0 | 0 | 0 | 0 | 0
Transportation Pollutant Emissions Disaggregated[aircraft,OC,freight,petroleum diesel tf] | NoSettings | 0 | 0 | 0 | 0 | 0 | 0 | 0 | 0 | 0 | 0 | 0 | 0 | 0 | 0 | 0 | 0 | 0 | 0 | 0 | 0 | 0 | 0 | 0 | 0 | 0 | 0 | 0 | 0 | 0 | 0 | 0
Transportation Pollutant Emissions Disaggregated[aircraft,OC,freight,biofuel gasoline tf] | NoSettings | 0 | 0 | 0 | 0 | 0 | 0 | 0 | 0 | 0 | 0 | 0 | 0 | 0 | 0 | 0 | 0 | 0 | 0 | 0 | 0 | 0 | 0 | 0 | 0 | 0 | 0 | 0 | 0 | 0 | 0 | 0
Transportation Pollutant Emissions Disaggregated[aircraft,OC,freight,biofuel diesel tf] | NoSettings | 0 | 0 | 0 | 0 | 0 | 0 | 0 | 0 | 0 | 0 | 0 | 0 | 0 | 0 | 0 | 0 | 0 | 0 | 0 | 0 | 0 | 0 | 0 | 0 | 0 | 0 | 0 | 0 | 0 | 0 | 0
Transportation Pollutant Emissions Disaggregated[aircraft,OC,freight,jet fuel tf] | NoSettings | 7103630 | 9548910 | 10536300 | 10917000 | 11051900 | 11147900 | 11103900 | 11058800 | 11054900 | 11036400 | 11051000 | 11091800 | 11171600 | 11259500 | 11348100 | 11434800 | 11486500 | 11524200 | 11577100 | 11634700 | 11716000 | 11794700 | 11892700 | 11996500 | 12110800 | 12201900 | 12280900 | 12337200 | 12386200 | 12423500 | 12466200
Transportation Pollutant Emissions Disaggregated[aircraft,OC,freight,heavy or residual fuel oil tf] | NoSettings | 0 | 0 | 0 | 0 | 0 | 0 | 0 | 0 | 0 | 0 | 0 | 0 | 0 | 0 | 0 | 0 | 0 | 0 | 0 | 0 | 0 | 0 | 0 | 0 | 0 | 0 | 0 | 0 | 0 | 0 | 0
Transportation Pollutant Emissions Disaggregated[aircraft,OC,freight,LPG propane or butane tf] | NoSettings | 0 | 0 | 0 | 0 | 0 | 0 | 0 | 0 | 0 | 0 | 0 | 0 | 0 | 0 | 0 | 0 | 0 | 0 | 0 | 0 | 0 | 0 | 0 | 0 | 0 | 0 | 0 | 0 | 0 | 0 | 0
Transportation Pollutant Emissions Disaggregated[aircraft,OC,freight,hydrogen tf] | NoSettings | 0 | 0 | 0 | 0 | 0 | 0 | 0 | 0 | 0 | 0 | 0 | 0 | 0 | 0 | 0 | 0 | 0 | 0 | 0 | 0 | 0 | 0 | 0 | 0 | 0 | 0 | 0 | 0 | 0 | 0 | 0
Transportation Pollutant Emissions Disaggregated[aircraft,CH4,passenger,electricity tf] | NoSettings | 0 | 0 | 0 | 0 | 0 | 0 | 0 | 0 | 0 | 0 | 0 | 0 | 0 | 0 | 0 | 0 | 0 | 0 | 0 | 0 | 0 | 0 | 0 | 0 | 0 | 0 | 0 | 0 | 0 | 0 | 0
Transportation Pollutant Emissions Disaggregated[aircraft,CH4,passenger,natural gas tf] | NoSettings | 0 | 0 | 0 | 0 | 0 | 0 | 0 | 0 | 0 | 0 | 0 | 0 | 0 | 0 | 0 | 0 | 0 | 0 | 0 | 0 | 0 | 0 | 0 | 0 | 0 | 0 | 0 | 0 | 0 | 0 | 0
Transportation Pollutant Emissions Disaggregated[aircraft,CH4,passenger,petroleum gasoline tf] | NoSettings | 0 | 0 | 0 | 0 | 0 | 0 | 0 | 0 | 0 | 0 | 0 | 0 | 0 | 0 | 0 | 0 | 0 | 0 | 0 | 0 | 0 | 0 | 0 | 0 | 0 | 0 | 0 | 0 | 0 | 0 | 0
Transportation Pollutant Emissions Disaggregated[aircraft,CH4,passenger,petroleum diesel tf] | NoSettings | 0 | 0 | 0 | 0 | 0 | 0 | 0 | 0 | 0 | 0 | 0 | 0 | 0 | 0 | 0 | 0 | 0 | 0 | 0 | 0 | 0 | 0 | 0 | 0 | 0 | 0 | 0 | 0 | 0 | 0 | 0
Transportation Pollutant Emissions Disaggregated[aircraft,CH4,passenger,biofuel gasoline tf] | NoSettings | 0 | 0 | 0 | 0 | 0 | 0 | 0 | 0 | 0 | 0 | 0 | 0 | 0 | 0 | 0 | 0 | 0 | 0 | 0 | 0 | 0 | 0 | 0 | 0 | 0 | 0 | 0 | 0 | 0 | 0 | 0
Transportation Pollutant Emissions Disaggregated[aircraft,CH4,passenger,biofuel diesel tf] | NoSettings | 0 | 0 | 0 | 0 | 0 | 0 | 0 | 0 | 0 | 0 | 0 | 0 | 0 | 0 | 0 | 0 | 0 | 0 | 0 | 0 | 0 | 0 | 0 | 0 | 0 | 0 | 0 | 0 | 0 | 0 | 0
Transportation Pollutant Emissions Disaggregated[aircraft,CH4,passenger,jet fuel tf] | NoSettings | 109272000 | 147335000 | 162970000 | 169120000 | 171516000 | 173395000 | 172995000 | 172422000 | 172435000 | 172085000 | 172337000 | 173033000 | 174209000 | 175481000 | 176797000 | 178153000 | 178952000 | 179506000 | 180292000 | 181160000 | 182388000 | 183589000 | 185134000 | 186812000 | 188602000 | 190141000 | 191536000 | 192674000 | 193655000 | 194467000 | 195380000
Transportation Pollutant Emissions Disaggregated[aircraft,CH4,passenger,heavy or residual fuel oil tf] | NoSettings | 0 | 0 | 0 | 0 | 0 | 0 | 0 | 0 | 0 | 0 | 0 | 0 | 0 | 0 | 0 | 0 | 0 | 0 | 0 | 0 | 0 | 0 | 0 | 0 | 0 | 0 | 0 | 0 | 0 | 0 | 0
Transportation Pollutant Emissions Disaggregated[aircraft,CH4,passenger,LPG propane or butane tf] | NoSettings | 0 | 0 | 0 | 0 | 0 | 0 | 0 | 0 | 0 | 0 | 0 | 0 | 0 | 0 | 0 | 0 | 0 | 0 | 0 | 0 | 0 | 0 | 0 | 0 | 0 | 0 | 0 | 0 | 0 | 0 | 0
Transportation Pollutant Emissions Disaggregated[aircraft,CH4,passenger,hydrogen tf] | NoSettings | 0 | 0 | 0 | 0 | 0 | 0 | 0 | 0 | 0 | 0 | 0 | 0 | 0 | 0 | 0 | 0 | 0 | 0 | 0 | 0 | 0 | 0 | 0 | 0 | 0 | 0 | 0 | 0 | 0 | 0 | 0
Transportation Pollutant Emissions Disaggregated[aircraft,CH4,freight,electricity tf] | NoSettings | 0 | 0 | 0 | 0 | 0 | 0 | 0 | 0 | 0 | 0 | 0 | 0 | 0 | 0 | 0 | 0 | 0 | 0 | 0 | 0 | 0 | 0 | 0 | 0 | 0 | 0 | 0 | 0 | 0 | 0 | 0
Transportation Pollutant Emissions Disaggregated[aircraft,CH4,freight,natural gas tf] | NoSettings | 0 | 0 | 0 | 0 | 0 | 0 | 0 | 0 | 0 | 0 | 0 | 0 | 0 | 0 | 0 | 0 | 0 | 0 | 0 | 0 | 0 | 0 | 0 | 0 | 0 | 0 | 0 | 0 | 0 | 0 | 0
Transportation Pollutant Emissions Disaggregated[aircraft,CH4,freight,petroleum gasoline tf] | NoSettings | 0 | 0 | 0 | 0 | 0 | 0 | 0 | 0 | 0 | 0 | 0 | 0 | 0 | 0 | 0 | 0 | 0 | 0 | 0 | 0 | 0 | 0 | 0 | 0 | 0 | 0 | 0 | 0 | 0 | 0 | 0
Transportation Pollutant Emissions Disaggregated[aircraft,CH4,freight,petroleum diesel tf] | NoSettings | 0 | 0 | 0 | 0 | 0 | 0 | 0 | 0 | 0 | 0 | 0 | 0 | 0 | 0 | 0 | 0 | 0 | 0 | 0 | 0 | 0 | 0 | 0 | 0 | 0 | 0 | 0 | 0 | 0 | 0 | 0
Transportation Pollutant Emissions Disaggregated[aircraft,CH4,freight,biofuel gasoline tf] | NoSettings | 0 | 0 | 0 | 0 | 0 | 0 | 0 | 0 | 0 | 0 | 0 | 0 | 0 | 0 | 0 | 0 | 0 | 0 | 0 | 0 | 0 | 0 | 0 | 0 | 0 | 0 | 0 | 0 | 0 | 0 | 0
Transportation Pollutant Emissions Disaggregated[aircraft,CH4,freight,biofuel diesel tf] | NoSettings | 0 | 0 | 0 | 0 | 0 | 0 | 0 | 0 | 0 | 0 | 0 | 0 | 0 | 0 | 0 | 0 | 0 | 0 | 0 | 0 | 0 | 0 | 0 | 0 | 0 | 0 | 0 | 0 | 0 | 0 | 0
Transportation Pollutant Emissions Disaggregated[aircraft,CH4,freight,jet fuel tf] | NoSettings | 16267900 | 21867700 | 24129000 | 25000700 | 25309600 | 25529600 | 25428800 | 25325500 | 25316600 | 25274200 | 25307500 | 25401000 | 25583900 | 25785100 | 25988000 | 26186600 | 26305000 | 26391200 | 26512500 | 26644300 | 26830500 | 27010800 | 27235200 | 27473000 | 27734600 | 27943300 | 28124100 | 28253200 | 28365400 | 28450700 | 28548600
Transportation Pollutant Emissions Disaggregated[aircraft,CH4,freight,heavy or residual fuel oil tf] | NoSettings | 0 | 0 | 0 | 0 | 0 | 0 | 0 | 0 | 0 | 0 | 0 | 0 | 0 | 0 | 0 | 0 | 0 | 0 | 0 | 0 | 0 | 0 | 0 | 0 | 0 | 0 | 0 | 0 | 0 | 0 | 0
Transportation Pollutant Emissions Disaggregated[aircraft,CH4,freight,LPG propane or butane tf] | NoSettings | 0 | 0 | 0 | 0 | 0 | 0 | 0 | 0 | 0 | 0 | 0 | 0 | 0 | 0 | 0 | 0 | 0 | 0 | 0 | 0 | 0 | 0 | 0 | 0 | 0 | 0 | 0 | 0 | 0 | 0 | 0
Transportation Pollutant Emissions Disaggregated[aircraft,CH4,freight,hydrogen tf] | NoSettings | 0 | 0 | 0 | 0 | 0 | 0 | 0 | 0 | 0 | 0 | 0 | 0 | 0 | 0 | 0 | 0 | 0 | 0 | 0 | 0 | 0 | 0 | 0 | 0 | 0 | 0 | 0 | 0 | 0 | 0 | 0
Transportation Pollutant Emissions Disaggregated[aircraft,N2O,passenger,electricity tf] | NoSettings | 0 | 0 | 0 | 0 | 0 | 0 | 0 | 0 | 0 | 0 | 0 | 0 | 0 | 0 | 0 | 0 | 0 | 0 | 0 | 0 | 0 | 0 | 0 | 0 | 0 | 0 | 0 | 0 | 0 | 0 | 0
Transportation Pollutant Emissions Disaggregated[aircraft,N2O,passenger,natural gas tf] | NoSettings | 0 | 0 | 0 | 0 | 0 | 0 | 0 | 0 | 0 | 0 | 0 | 0 | 0 | 0 | 0 | 0 | 0 | 0 | 0 | 0 | 0 | 0 | 0 | 0 | 0 | 0 | 0 | 0 | 0 | 0 | 0
Transportation Pollutant Emissions Disaggregated[aircraft,N2O,passenger,petroleum gasoline tf] | NoSettings | 0 | 0 | 0 | 0 | 0 | 0 | 0 | 0 | 0 | 0 | 0 | 0 | 0 | 0 | 0 | 0 | 0 | 0 | 0 | 0 | 0 | 0 | 0 | 0 | 0 | 0 | 0 | 0 | 0 | 0 | 0
Transportation Pollutant Emissions Disaggregated[aircraft,N2O,passenger,petroleum diesel tf] | NoSettings | 0 | 0 | 0 | 0 | 0 | 0 | 0 | 0 | 0 | 0 | 0 | 0 | 0 | 0 | 0 | 0 | 0 | 0 | 0 | 0 | 0 | 0 | 0 | 0 | 0 | 0 | 0 | 0 | 0 | 0 | 0
Transportation Pollutant Emissions Disaggregated[aircraft,N2O,passenger,biofuel gasoline tf] | NoSettings | 0 | 0 | 0 | 0 | 0 | 0 | 0 | 0 | 0 | 0 | 0 | 0 | 0 | 0 | 0 | 0 | 0 | 0 | 0 | 0 | 0 | 0 | 0 | 0 | 0 | 0 | 0 | 0 | 0 | 0 | 0
Transportation Pollutant Emissions Disaggregated[aircraft,N2O,passenger,biofuel diesel tf] | NoSettings | 0 | 0 | 0 | 0 | 0 | 0 | 0 | 0 | 0 | 0 | 0 | 0 | 0 | 0 | 0 | 0 | 0 | 0 | 0 | 0 | 0 | 0 | 0 | 0 | 0 | 0 | 0 | 0 | 0 | 0 | 0
Transportation Pollutant Emissions Disaggregated[aircraft,N2O,passenger,jet fuel tf] | NoSettings | 21854400 | 29467100 | 32593900 | 33823900 | 34303200 | 34679100 | 34599000 | 34484400 | 34487000 | 34417100 | 34467500 | 34606600 | 34841800 | 35096100 | 35359300 | 35630600 | 35790400 | 35901200 | 36058300 | 36231900 | 36477500 | 36717800 | 37026800 | 37362300 | 37720400 | 38028200 | 38307200 | 38534700 | 38731000 | 38893400 | 39075900
Transportation Pollutant Emissions Disaggregated[aircraft,N2O,passenger,heavy or residual fuel oil tf] | NoSettings | 0 | 0 | 0 | 0 | 0 | 0 | 0 | 0 | 0 | 0 | 0 | 0 | 0 | 0 | 0 | 0 | 0 | 0 | 0 | 0 | 0 | 0 | 0 | 0 | 0 | 0 | 0 | 0 | 0 | 0 | 0
Transportation Pollutant Emissions Disaggregated[aircraft,N2O,passenger,LPG propane or butane tf] | NoSettings | 0 | 0 | 0 | 0 | 0 | 0 | 0 | 0 | 0 | 0 | 0 | 0 | 0 | 0 | 0 | 0 | 0 | 0 | 0 | 0 | 0 | 0 | 0 | 0 | 0 | 0 | 0 | 0 | 0 | 0 | 0
Transportation Pollutant Emissions Disaggregated[aircraft,N2O,passenger,hydrogen tf] | NoSettings | 0 | 0 | 0 | 0 | 0 | 0 | 0 | 0 | 0 | 0 | 0 | 0 | 0 | 0 | 0 | 0 | 0 | 0 | 0 | 0 | 0 | 0 | 0 | 0 | 0 | 0 | 0 | 0 | 0 | 0 | 0
Transportation Pollutant Emissions Disaggregated[aircraft,N2O,freight,electricity tf] | NoSettings | 0 | 0 | 0 | 0 | 0 | 0 | 0 | 0 | 0 | 0 | 0 | 0 | 0 | 0 | 0 | 0 | 0 | 0 | 0 | 0 | 0 | 0 | 0 | 0 | 0 | 0 | 0 | 0 | 0 | 0 | 0
Transportation Pollutant Emissions Disaggregated[aircraft,N2O,freight,natural gas tf] | NoSettings | 0 | 0 | 0 | 0 | 0 | 0 | 0 | 0 | 0 | 0 | 0 | 0 | 0 | 0 | 0 | 0 | 0 | 0 | 0 | 0 | 0 | 0 | 0 | 0 | 0 | 0 | 0 | 0 | 0 | 0 | 0
Transportation Pollutant Emissions Disaggregated[aircraft,N2O,freight,petroleum gasoline tf] | NoSettings | 0 | 0 | 0 | 0 | 0 | 0 | 0 | 0 | 0 | 0 | 0 | 0 | 0 | 0 | 0 | 0 | 0 | 0 | 0 | 0 | 0 | 0 | 0 | 0 | 0 | 0 | 0 | 0 | 0 | 0 | 0
Transportation Pollutant Emissions Disaggregated[aircraft,N2O,freight,petroleum diesel tf] | NoSettings | 0 | 0 | 0 | 0 | 0 | 0 | 0 | 0 | 0 | 0 | 0 | 0 | 0 | 0 | 0 | 0 | 0 | 0 | 0 | 0 | 0 | 0 | 0 | 0 | 0 | 0 | 0 | 0 | 0 | 0 | 0
Transportation Pollutant Emissions Disaggregated[aircraft,N2O,freight,biofuel gasoline tf] | NoSettings | 0 | 0 | 0 | 0 | 0 | 0 | 0 | 0 | 0 | 0 | 0 | 0 | 0 | 0 | 0 | 0 | 0 | 0 | 0 | 0 | 0 | 0 | 0 | 0 | 0 | 0 | 0 | 0 | 0 | 0 | 0
Transportation Pollutant Emissions Disaggregated[aircraft,N2O,freight,biofuel diesel tf] | NoSettings | 0 | 0 | 0 | 0 | 0 | 0 | 0 | 0 | 0 | 0 | 0 | 0 | 0 | 0 | 0 | 0 | 0 | 0 | 0 | 0 | 0 | 0 | 0 | 0 | 0 | 0 | 0 | 0 | 0 | 0 | 0
Transportation Pollutant Emissions Disaggregated[aircraft,N2O,freight,jet fuel tf] | NoSettings | 3253570 | 4373550 | 4825800 | 5000140 | 5061920 | 5105920 | 5085750 | 5065090 | 5063310 | 5054850 | 5061510 | 5080190 | 5116780 | 5157030 | 5197610 | 5237320 | 5261000 | 5278240 | 5302500 | 5328860 | 5366090 | 5402160 | 5447040 | 5494600 | 5546920 | 5588660 | 5624830 | 5650630 | 5673080 | 5690150 | 5709730
Transportation Pollutant Emissions Disaggregated[aircraft,N2O,freight,heavy or residual fuel oil tf] | NoSettings | 0 | 0 | 0 | 0 | 0 | 0 | 0 | 0 | 0 | 0 | 0 | 0 | 0 | 0 | 0 | 0 | 0 | 0 | 0 | 0 | 0 | 0 | 0 | 0 | 0 | 0 | 0 | 0 | 0 | 0 | 0
Transportation Pollutant Emissions Disaggregated[aircraft,N2O,freight,LPG propane or butane tf] | NoSettings | 0 | 0 | 0 | 0 | 0 | 0 | 0 | 0 | 0 | 0 | 0 | 0 | 0 | 0 | 0 | 0 | 0 | 0 | 0 | 0 | 0 | 0 | 0 | 0 | 0 | 0 | 0 | 0 | 0 | 0 | 0
Transportation Pollutant Emissions Disaggregated[aircraft,N2O,freight,hydrogen tf] | NoSettings | 0 | 0 | 0 | 0 | 0 | 0 | 0 | 0 | 0 | 0 | 0 | 0 | 0 | 0 | 0 | 0 | 0 | 0 | 0 | 0 | 0 | 0 | 0 | 0 | 0 | 0 | 0 | 0 | 0 | 0 | 0
Transportation Pollutant Emissions Disaggregated[aircraft,F gases,passenger,electricity tf] | NoSettings | 0 | 0 | 0 | 0 | 0 | 0 | 0 | 0 | 0 | 0 | 0 | 0 | 0 | 0 | 0 | 0 | 0 | 0 | 0 | 0 | 0 | 0 | 0 | 0 | 0 | 0 | 0 | 0 | 0 | 0 | 0
Transportation Pollutant Emissions Disaggregated[aircraft,F gases,passenger,natural gas tf] | NoSettings | 0 | 0 | 0 | 0 | 0 | 0 | 0 | 0 | 0 | 0 | 0 | 0 | 0 | 0 | 0 | 0 | 0 | 0 | 0 | 0 | 0 | 0 | 0 | 0 | 0 | 0 | 0 | 0 | 0 | 0 | 0
Transportation Pollutant Emissions Disaggregated[aircraft,F gases,passenger,petroleum gasoline tf] | NoSettings | 0 | 0 | 0 | 0 | 0 | 0 | 0 | 0 | 0 | 0 | 0 | 0 | 0 | 0 | 0 | 0 | 0 | 0 | 0 | 0 | 0 | 0 | 0 | 0 | 0 | 0 | 0 | 0 | 0 | 0 | 0
Transportation Pollutant Emissions Disaggregated[aircraft,F gases,passenger,petroleum diesel tf] | NoSettings | 0 | 0 | 0 | 0 | 0 | 0 | 0 | 0 | 0 | 0 | 0 | 0 | 0 | 0 | 0 | 0 | 0 | 0 | 0 | 0 | 0 | 0 | 0 | 0 | 0 | 0 | 0 | 0 | 0 | 0 | 0
Transportation Pollutant Emissions Disaggregated[aircraft,F gases,passenger,biofuel gasoline tf] | NoSettings | 0 | 0 | 0 | 0 | 0 | 0 | 0 | 0 | 0 | 0 | 0 | 0 | 0 | 0 | 0 | 0 | 0 | 0 | 0 | 0 | 0 | 0 | 0 | 0 | 0 | 0 | 0 | 0 | 0 | 0 | 0
Transportation Pollutant Emissions Disaggregated[aircraft,F gases,passenger,biofuel diesel tf] | NoSettings | 0 | 0 | 0 | 0 | 0 | 0 | 0 | 0 | 0 | 0 | 0 | 0 | 0 | 0 | 0 | 0 | 0 | 0 | 0 | 0 | 0 | 0 | 0 | 0 | 0 | 0 | 0 | 0 | 0 | 0 | 0
Transportation Pollutant Emissions Disaggregated[aircraft,F gases,passenger,jet fuel tf] | NoSettings | 0 | 0 | 0 | 0 | 0 | 0 | 0 | 0 | 0 | 0 | 0 | 0 | 0 | 0 | 0 | 0 | 0 | 0 | 0 | 0 | 0 | 0 | 0 | 0 | 0 | 0 | 0 | 0 | 0 | 0 | 0
Transportation Pollutant Emissions Disaggregated[aircraft,F gases,passenger,heavy or residual fuel oil tf] | NoSettings | 0 | 0 | 0 | 0 | 0 | 0 | 0 | 0 | 0 | 0 | 0 | 0 | 0 | 0 | 0 | 0 | 0 | 0 | 0 | 0 | 0 | 0 | 0 | 0 | 0 | 0 | 0 | 0 | 0 | 0 | 0
Transportation Pollutant Emissions Disaggregated[aircraft,F gases,passenger,LPG propane or butane tf] | NoSettings | 0 | 0 | 0 | 0 | 0 | 0 | 0 | 0 | 0 | 0 | 0 | 0 | 0 | 0 | 0 | 0 | 0 | 0 | 0 | 0 | 0 | 0 | 0 | 0 | 0 | 0 | 0 | 0 | 0 | 0 | 0
Transportation Pollutant Emissions Disaggregated[aircraft,F gases,passenger,hydrogen tf] | NoSettings | 0 | 0 | 0 | 0 | 0 | 0 | 0 | 0 | 0 | 0 | 0 | 0 | 0 | 0 | 0 | 0 | 0 | 0 | 0 | 0 | 0 | 0 | 0 | 0 | 0 | 0 | 0 | 0 | 0 | 0 | 0
Transportation Pollutant Emissions Disaggregated[aircraft,F gases,freight,electricity tf] | NoSettings | 0 | 0 | 0 | 0 | 0 | 0 | 0 | 0 | 0 | 0 | 0 | 0 | 0 | 0 | 0 | 0 | 0 | 0 | 0 | 0 | 0 | 0 | 0 | 0 | 0 | 0 | 0 | 0 | 0 | 0 | 0
Transportation Pollutant Emissions Disaggregated[aircraft,F gases,freight,natural gas tf] | NoSettings | 0 | 0 | 0 | 0 | 0 | 0 | 0 | 0 | 0 | 0 | 0 | 0 | 0 | 0 | 0 | 0 | 0 | 0 | 0 | 0 | 0 | 0 | 0 | 0 | 0 | 0 | 0 | 0 | 0 | 0 | 0
Transportation Pollutant Emissions Disaggregated[aircraft,F gases,freight,petroleum gasoline tf] | NoSettings | 0 | 0 | 0 | 0 | 0 | 0 | 0 | 0 | 0 | 0 | 0 | 0 | 0 | 0 | 0 | 0 | 0 | 0 | 0 | 0 | 0 | 0 | 0 | 0 | 0 | 0 | 0 | 0 | 0 | 0 | 0
Transportation Pollutant Emissions Disaggregated[aircraft,F gases,freight,petroleum diesel tf] | NoSettings | 0 | 0 | 0 | 0 | 0 | 0 | 0 | 0 | 0 | 0 | 0 | 0 | 0 | 0 | 0 | 0 | 0 | 0 | 0 | 0 | 0 | 0 | 0 | 0 | 0 | 0 | 0 | 0 | 0 | 0 | 0
Transportation Pollutant Emissions Disaggregated[aircraft,F gases,freight,biofuel gasoline tf] | NoSettings | 0 | 0 | 0 | 0 | 0 | 0 | 0 | 0 | 0 | 0 | 0 | 0 | 0 | 0 | 0 | 0 | 0 | 0 | 0 | 0 | 0 | 0 | 0 | 0 | 0 | 0 | 0 | 0 | 0 | 0 | 0
Transportation Pollutant Emissions Disaggregated[aircraft,F gases,freight,biofuel diesel tf] | NoSettings | 0 | 0 | 0 | 0 | 0 | 0 | 0 | 0 | 0 | 0 | 0 | 0 | 0 | 0 | 0 | 0 | 0 | 0 | 0 | 0 | 0 | 0 | 0 | 0 | 0 | 0 | 0 | 0 | 0 | 0 | 0
Transportation Pollutant Emissions Disaggregated[aircraft,F gases,freight,jet fuel tf] | NoSettings | 0 | 0 | 0 | 0 | 0 | 0 | 0 | 0 | 0 | 0 | 0 | 0 | 0 | 0 | 0 | 0 | 0 | 0 | 0 | 0 | 0 | 0 | 0 | 0 | 0 | 0 | 0 | 0 | 0 | 0 | 0
Transportation Pollutant Emissions Disaggregated[aircraft,F gases,freight,heavy or residual fuel oil tf] | NoSettings | 0 | 0 | 0 | 0 | 0 | 0 | 0 | 0 | 0 | 0 | 0 | 0 | 0 | 0 | 0 | 0 | 0 | 0 | 0 | 0 | 0 | 0 | 0 | 0 | 0 | 0 | 0 | 0 | 0 | 0 | 0
Transportation Pollutant Emissions Disaggregated[aircraft,F gases,freight,LPG propane or butane tf] | NoSettings | 0 | 0 | 0 | 0 | 0 | 0 | 0 | 0 | 0 | 0 | 0 | 0 | 0 | 0 | 0 | 0 | 0 | 0 | 0 | 0 | 0 | 0 | 0 | 0 | 0 | 0 | 0 | 0 | 0 | 0 | 0
Transportation Pollutant Emissions Disaggregated[aircraft,F gases,freight,hydrogen tf] | NoSettings | 0 | 0 | 0 | 0 | 0 | 0 | 0 | 0 | 0 | 0 | 0 | 0 | 0 | 0 | 0 | 0 | 0 | 0 | 0 | 0 | 0 | 0 | 0 | 0 | 0 | 0 | 0 | 0 | 0 | 0 | 0
Transportation Pollutant Emissions Disaggregated[rail,CO2,passenger,electricity tf] | NoSettings | 0 | 0 | 0 | 0 | 0 | 0 | 0 | 0 | 0 | 0 | 0 | 0 | 0 | 0 | 0 | 0 | 0 | 0 | 0 | 0 | 0 | 0 | 0 | 0 | 0 | 0 | 0 | 0 | 0 | 0 | 0
Transportation Pollutant Emissions Disaggregated[rail,CO2,passenger,natural gas tf] | NoSettings | 0 | 0 | 0 | 0 | 0 | 0 | 0 | 0 | 0 | 0 | 0 | 0 | 0 | 0 | 0 | 0 | 0 | 0 | 0 | 0 | 0 | 0 | 0 | 0 | 0 | 0 | 0 | 0 | 0 | 0 | 0
Transportation Pollutant Emissions Disaggregated[rail,CO2,passenger,petroleum gasoline tf] | NoSettings | 0 | 0 | 0 | 0 | 0 | 0 | 0 | 0 | 0 | 0 | 0 | 0 | 0 | 0 | 0 | 0 | 0 | 0 | 0 | 0 | 0 | 0 | 0 | 0 | 0 | 0 | 0 | 0 | 0 | 0 | 0
Transportation Pollutant Emissions Disaggregated[rail,CO2,passenger,petroleum diesel tf] | NoSettings | 47475100000 | 46681500000 | 45721000000 | 44902500000 | 44066000000 | 43207200000 | 42323700000 | 41419000000 | 40510300000 | 39593100000 | 38793500000 | 37992600000 | 37200300000 | 36423100000 | 35662600000 | 35115200000 | 34576600000 | 34044400000 | 33520600000 | 33003100000 | 32493600000 | 31988100000 | 31503600000 | 31081100000 | 30677400000 | 30281000000 | 29889500000 | 29515600000 | 29303600000 | 29111800000 | 28897200000
Transportation Pollutant Emissions Disaggregated[rail,CO2,passenger,biofuel gasoline tf] | NoSettings | 0 | 0 | 0 | 0 | 0 | 0 | 0 | 0 | 0 | 0 | 0 | 0 | 0 | 0 | 0 | 0 | 0 | 0 | 0 | 0 | 0 | 0 | 0 | 0 | 0 | 0 | 0 | 0 | 0 | 0 | 0
Transportation Pollutant Emissions Disaggregated[rail,CO2,passenger,biofuel diesel tf] | NoSettings | 0 | 0 | 0 | 0 | 0 | 0 | 0 | 0 | 0 | 0 | 0 | 0 | 0 | 0 | 0 | 0 | 0 | 0 | 0 | 0 | 0 | 0 | 0 | 0 | 0 | 0 | 0 | 0 | 0 | 0 | 0
Transportation Pollutant Emissions Disaggregated[rail,CO2,passenger,jet fuel tf] | NoSettings | 0 | 0 | 0 | 0 | 0 | 0 | 0 | 0 | 0 | 0 | 0 | 0 | 0 | 0 | 0 | 0 | 0 | 0 | 0 | 0 | 0 | 0 | 0 | 0 | 0 | 0 | 0 | 0 | 0 | 0 | 0
Transportation Pollutant Emissions Disaggregated[rail,CO2,passenger,heavy or residual fuel oil tf] | NoSettings | 0 | 0 | 0 | 0 | 0 | 0 | 0 | 0 | 0 | 0 | 0 | 0 | 0 | 0 | 0 | 0 | 0 | 0 | 0 | 0 | 0 | 0 | 0 | 0 | 0 | 0 | 0 | 0 | 0 | 0 | 0
Transportation Pollutant Emissions Disaggregated[rail,CO2,passenger,LPG propane or butane tf] | NoSettings | 0 | 0 | 0 | 0 | 0 | 0 | 0 | 0 | 0 | 0 | 0 | 0 | 0 | 0 | 0 | 0 | 0 | 0 | 0 | 0 | 0 | 0 | 0 | 0 | 0 | 0 | 0 | 0 | 0 | 0 | 0
Transportation Pollutant Emissions Disaggregated[rail,CO2,passenger,hydrogen tf] | NoSettings | 0 | 0 | 0 | 0 | 0 | 0 | 0 | 0 | 0 | 0 | 0 | 0 | 0 | 0 | 0 | 0 | 0 | 0 | 0 | 0 | 0 | 0 | 0 | 0 | 0 | 0 | 0 | 0 | 0 | 0 | 0
Transportation Pollutant Emissions Disaggregated[rail,CO2,freight,electricity tf] | NoSettings | 0 | 0 | 0 | 0 | 0 | 0 | 0 | 0 | 0 | 0 | 0 | 0 | 0 | 0 | 0 | 0 | 0 | 0 | 0 | 0 | 0 | 0 | 0 | 0 | 0 | 0 | 0 | 0 | 0 | 0 | 0
Transportation Pollutant Emissions Disaggregated[rail,CO2,freight,natural gas tf] | NoSettings | 0 | 0 | 0 | 0 | 0 | 0 | 0 | 0 | 0 | 0 | 0 | 0 | 0 | 0 | 0 | 0 | 0 | 0 | 0 | 0 | 0 | 0 | 0 | 0 | 0 | 0 | 0 | 0 | 0 | 0 | 0
Transportation Pollutant Emissions Disaggregated[rail,CO2,freight,petroleum gasoline tf] | NoSettings | 0 | 0 | 0 | 0 | 0 | 0 | 0 | 0 | 0 | 0 | 0 | 0 | 0 | 0 | 0 | 0 | 0 | 0 | 0 | 0 | 0 | 0 | 0 | 0 | 0 | 0 | 0 | 0 | 0 | 0 | 0
Transportation Pollutant Emissions Disaggregated[rail,CO2,freight,petroleum diesel tf] | NoSettings | 1578530000000 | 1600550000000 | 1638630000000 | 1661970000000 | 1684980000000 | 1722860000000 | 1745060000000 | 1781620000000 | 1818240000000 | 1839740000000 | 1875670000000 | 1911650000000 | 1947870000000 | 1969570000000 | 2006280000000 | 2043480000000 | 2095880000000 | 2134100000000 | 2173820000000 | 2214110000000 | 2269810000000 | 2311470000000 | 2368060000000 | 2410870000000 | 2468600000000 | 2526900000000 | 2571230000000 | 2630470000000 | 2689950000000 | 2764350000000 | 2811030000000
Transportation Pollutant Emissions Disaggregated[rail,CO2,freight,biofuel gasoline tf] | NoSettings | 0 | 0 | 0 | 0 | 0 | 0 | 0 | 0 | 0 | 0 | 0 | 0 | 0 | 0 | 0 | 0 | 0 | 0 | 0 | 0 | 0 | 0 | 0 | 0 | 0 | 0 | 0 | 0 | 0 | 0 | 0
Transportation Pollutant Emissions Disaggregated[rail,CO2,freight,biofuel diesel tf] | NoSettings | 0 | 0 | 0 | 0 | 0 | 0 | 0 | 0 | 0 | 0 | 0 | 0 | 0 | 0 | 0 | 0 | 0 | 0 | 0 | 0 | 0 | 0 | 0 | 0 | 0 | 0 | 0 | 0 | 0 | 0 | 0
Transportation Pollutant Emissions Disaggregated[rail,CO2,freight,jet fuel tf] | NoSettings | 0 | 0 | 0 | 0 | 0 | 0 | 0 | 0 | 0 | 0 | 0 | 0 | 0 | 0 | 0 | 0 | 0 | 0 | 0 | 0 | 0 | 0 | 0 | 0 | 0 | 0 | 0 | 0 | 0 | 0 | 0
Transportation Pollutant Emissions Disaggregated[rail,CO2,freight,heavy or residual fuel oil tf] | NoSettings | 0 | 0 | 0 | 0 | 0 | 0 | 0 | 0 | 0 | 0 | 0 | 0 | 0 | 0 | 0 | 0 | 0 | 0 | 0 | 0 | 0 | 0 | 0 | 0 | 0 | 0 | 0 | 0 | 0 | 0 | 0
Transportation Pollutant Emissions Disaggregated[rail,CO2,freight,LPG propane or butane tf] | NoSettings | 0 | 0 | 0 | 0 | 0 | 0 | 0 | 0 | 0 | 0 | 0 | 0 | 0 | 0 | 0 | 0 | 0 | 0 | 0 | 0 | 0 | 0 | 0 | 0 | 0 | 0 | 0 | 0 | 0 | 0 | 0
Transportation Pollutant Emissions Disaggregated[rail,CO2,freight,hydrogen tf] | NoSettings | 0 | 0 | 0 | 0 | 0 | 0 | 0 | 0 | 0 | 0 | 0 | 0 | 0 | 0 | 0 | 0 | 0 | 0 | 0 | 0 | 0 | 0 | 0 | 0 | 0 | 0 | 0 | 0 | 0 | 0 | 0
Transportation Pollutant Emissions Disaggregated[rail,VOC,passenger,electricity tf] | NoSettings | 0 | 0 | 0 | 0 | 0 | 0 | 0 | 0 | 0 | 0 | 0 | 0 | 0 | 0 | 0 | 0 | 0 | 0 | 0 | 0 | 0 | 0 | 0 | 0 | 0 | 0 | 0 | 0 | 0 | 0 | 0
Transportation Pollutant Emissions Disaggregated[rail,VOC,passenger,natural gas tf] | NoSettings | 0 | 0 | 0 | 0 | 0 | 0 | 0 | 0 | 0 | 0 | 0 | 0 | 0 | 0 | 0 | 0 | 0 | 0 | 0 | 0 | 0 | 0 | 0 | 0 | 0 | 0 | 0 | 0 | 0 | 0 | 0
Transportation Pollutant Emissions Disaggregated[rail,VOC,passenger,petroleum gasoline tf] | NoSettings | 0 | 0 | 0 | 0 | 0 | 0 | 0 | 0 | 0 | 0 | 0 | 0 | 0 | 0 | 0 | 0 | 0 | 0 | 0 | 0 | 0 | 0 | 0 | 0 | 0 | 0 | 0 | 0 | 0 | 0 | 0
Transportation Pollutant Emissions Disaggregated[rail,VOC,passenger,petroleum diesel tf] | NoSettings | 24553200 | 24142700 | 23646000 | 23222600 | 22790100 | 22345900 | 21889000 | 21421000 | 20951100 | 20476700 | 20063200 | 19649000 | 19239200 | 18837300 | 18444000 | 18160900 | 17882300 | 17607100 | 17336200 | 17068500 | 16805000 | 16543600 | 16293000 | 16074500 | 15865700 | 15660700 | 15458200 | 15264900 | 15155200 | 15056000 | 14945000
Transportation Pollutant Emissions Disaggregated[rail,VOC,passenger,biofuel gasoline tf] | NoSettings | 0 | 0 | 0 | 0 | 0 | 0 | 0 | 0 | 0 | 0 | 0 | 0 | 0 | 0 | 0 | 0 | 0 | 0 | 0 | 0 | 0 | 0 | 0 | 0 | 0 | 0 | 0 | 0 | 0 | 0 | 0
Transportation Pollutant Emissions Disaggregated[rail,VOC,passenger,biofuel diesel tf] | NoSettings | 0 | 0 | 0 | 0 | 0 | 0 | 0 | 0 | 0 | 0 | 0 | 0 | 0 | 0 | 0 | 0 | 0 | 0 | 0 | 0 | 0 | 0 | 0 | 0 | 0 | 0 | 0 | 0 | 0 | 0 | 0
Transportation Pollutant Emissions Disaggregated[rail,VOC,passenger,jet fuel tf] | NoSettings | 0 | 0 | 0 | 0 | 0 | 0 | 0 | 0 | 0 | 0 | 0 | 0 | 0 | 0 | 0 | 0 | 0 | 0 | 0 | 0 | 0 | 0 | 0 | 0 | 0 | 0 | 0 | 0 | 0 | 0 | 0
Transportation Pollutant Emissions Disaggregated[rail,VOC,passenger,heavy or residual fuel oil tf] | NoSettings | 0 | 0 | 0 | 0 | 0 | 0 | 0 | 0 | 0 | 0 | 0 | 0 | 0 | 0 | 0 | 0 | 0 | 0 | 0 | 0 | 0 | 0 | 0 | 0 | 0 | 0 | 0 | 0 | 0 | 0 | 0
Transportation Pollutant Emissions Disaggregated[rail,VOC,passenger,LPG propane or butane tf] | NoSettings | 0 | 0 | 0 | 0 | 0 | 0 | 0 | 0 | 0 | 0 | 0 | 0 | 0 | 0 | 0 | 0 | 0 | 0 | 0 | 0 | 0 | 0 | 0 | 0 | 0 | 0 | 0 | 0 | 0 | 0 | 0
Transportation Pollutant Emissions Disaggregated[rail,VOC,passenger,hydrogen tf] | NoSettings | 0 | 0 | 0 | 0 | 0 | 0 | 0 | 0 | 0 | 0 | 0 | 0 | 0 | 0 | 0 | 0 | 0 | 0 | 0 | 0 | 0 | 0 | 0 | 0 | 0 | 0 | 0 | 0 | 0 | 0 | 0
Transportation Pollutant Emissions Disaggregated[rail,VOC,freight,electricity tf] | NoSettings | 0 | 0 | 0 | 0 | 0 | 0 | 0 | 0 | 0 | 0 | 0 | 0 | 0 | 0 | 0 | 0 | 0 | 0 | 0 | 0 | 0 | 0 | 0 | 0 | 0 | 0 | 0 | 0 | 0 | 0 | 0
Transportation Pollutant Emissions Disaggregated[rail,VOC,freight,natural gas tf] | NoSettings | 0 | 0 | 0 | 0 | 0 | 0 | 0 | 0 | 0 | 0 | 0 | 0 | 0 | 0 | 0 | 0 | 0 | 0 | 0 | 0 | 0 | 0 | 0 | 0 | 0 | 0 | 0 | 0 | 0 | 0 | 0
Transportation Pollutant Emissions Disaggregated[rail,VOC,freight,petroleum gasoline tf] | NoSettings | 0 | 0 | 0 | 0 | 0 | 0 | 0 | 0 | 0 | 0 | 0 | 0 | 0 | 0 | 0 | 0 | 0 | 0 | 0 | 0 | 0 | 0 | 0 | 0 | 0 | 0 | 0 | 0 | 0 | 0 | 0
Transportation Pollutant Emissions Disaggregated[rail,VOC,freight,petroleum diesel tf] | NoSettings | 816382000 | 827772000 | 847465000 | 859539000 | 871437000 | 891027000 | 902509000 | 921415000 | 940358000 | 951474000 | 970057000 | 988664000 | 1007400000 | 1018620000 | 1037610000 | 1056850000 | 1083940000 | 1103710000 | 1124260000 | 1145090000 | 1173900000 | 1195450000 | 1224710000 | 1246860000 | 1276710000 | 1306860000 | 1329790000 | 1360420000 | 1391190000 | 1429670000 | 1453810000
Transportation Pollutant Emissions Disaggregated[rail,VOC,freight,biofuel gasoline tf] | NoSettings | 0 | 0 | 0 | 0 | 0 | 0 | 0 | 0 | 0 | 0 | 0 | 0 | 0 | 0 | 0 | 0 | 0 | 0 | 0 | 0 | 0 | 0 | 0 | 0 | 0 | 0 | 0 | 0 | 0 | 0 | 0
Transportation Pollutant Emissions Disaggregated[rail,VOC,freight,biofuel diesel tf] | NoSettings | 0 | 0 | 0 | 0 | 0 | 0 | 0 | 0 | 0 | 0 | 0 | 0 | 0 | 0 | 0 | 0 | 0 | 0 | 0 | 0 | 0 | 0 | 0 | 0 | 0 | 0 | 0 | 0 | 0 | 0 | 0
Transportation Pollutant Emissions Disaggregated[rail,VOC,freight,jet fuel tf] | NoSettings | 0 | 0 | 0 | 0 | 0 | 0 | 0 | 0 | 0 | 0 | 0 | 0 | 0 | 0 | 0 | 0 | 0 | 0 | 0 | 0 | 0 | 0 | 0 | 0 | 0 | 0 | 0 | 0 | 0 | 0 | 0
Transportation Pollutant Emissions Disaggregated[rail,VOC,freight,heavy or residual fuel oil tf] | NoSettings | 0 | 0 | 0 | 0 | 0 | 0 | 0 | 0 | 0 | 0 | 0 | 0 | 0 | 0 | 0 | 0 | 0 | 0 | 0 | 0 | 0 | 0 | 0 | 0 | 0 | 0 | 0 | 0 | 0 | 0 | 0
Transportation Pollutant Emissions Disaggregated[rail,VOC,freight,LPG propane or butane tf] | NoSettings | 0 | 0 | 0 | 0 | 0 | 0 | 0 | 0 | 0 | 0 | 0 | 0 | 0 | 0 | 0 | 0 | 0 | 0 | 0 | 0 | 0 | 0 | 0 | 0 | 0 | 0 | 0 | 0 | 0 | 0 | 0
Transportation Pollutant Emissions Disaggregated[rail,VOC,freight,hydrogen tf] | NoSettings | 0 | 0 | 0 | 0 | 0 | 0 | 0 | 0 | 0 | 0 | 0 | 0 | 0 | 0 | 0 | 0 | 0 | 0 | 0 | 0 | 0 | 0 | 0 | 0 | 0 | 0 | 0 | 0 | 0 | 0 | 0
Transportation Pollutant Emissions Disaggregated[rail,CO,passenger,electricity tf] | NoSettings | 0 | 0 | 0 | 0 | 0 | 0 | 0 | 0 | 0 | 0 | 0 | 0 | 0 | 0 | 0 | 0 | 0 | 0 | 0 | 0 | 0 | 0 | 0 | 0 | 0 | 0 | 0 | 0 | 0 | 0 | 0
Transportation Pollutant Emissions Disaggregated[rail,CO,passenger,natural gas tf] | NoSettings | 0 | 0 | 0 | 0 | 0 | 0 | 0 | 0 | 0 | 0 | 0 | 0 | 0 | 0 | 0 | 0 | 0 | 0 | 0 | 0 | 0 | 0 | 0 | 0 | 0 | 0 | 0 | 0 | 0 | 0 | 0
Transportation Pollutant Emissions Disaggregated[rail,CO,passenger,petroleum gasoline tf] | NoSettings | 0 | 0 | 0 | 0 | 0 | 0 | 0 | 0 | 0 | 0 | 0 | 0 | 0 | 0 | 0 | 0 | 0 | 0 | 0 | 0 | 0 | 0 | 0 | 0 | 0 | 0 | 0 | 0 | 0 | 0 | 0
Transportation Pollutant Emissions Disaggregated[rail,CO,passenger,petroleum diesel tf] | NoSettings | 82395100 | 81017700 | 79350700 | 77930100 | 76478500 | 74988000 | 73454700 | 71884400 | 70307400 | 68715500 | 67327700 | 65937800 | 64562700 | 63213800 | 61893900 | 60943900 | 60009100 | 59085500 | 58176500 | 57278200 | 56394000 | 55516800 | 54675900 | 53942600 | 53241900 | 52553900 | 51874500 | 51225600 | 50857700 | 50524800 | 50152300
Transportation Pollutant Emissions Disaggregated[rail,CO,passenger,biofuel gasoline tf] | NoSettings | 0 | 0 | 0 | 0 | 0 | 0 | 0 | 0 | 0 | 0 | 0 | 0 | 0 | 0 | 0 | 0 | 0 | 0 | 0 | 0 | 0 | 0 | 0 | 0 | 0 | 0 | 0 | 0 | 0 | 0 | 0
Transportation Pollutant Emissions Disaggregated[rail,CO,passenger,biofuel diesel tf] | NoSettings | 0 | 0 | 0 | 0 | 0 | 0 | 0 | 0 | 0 | 0 | 0 | 0 | 0 | 0 | 0 | 0 | 0 | 0 | 0 | 0 | 0 | 0 | 0 | 0 | 0 | 0 | 0 | 0 | 0 | 0 | 0
Transportation Pollutant Emissions Disaggregated[rail,CO,passenger,jet fuel tf] | NoSettings | 0 | 0 | 0 | 0 | 0 | 0 | 0 | 0 | 0 | 0 | 0 | 0 | 0 | 0 | 0 | 0 | 0 | 0 | 0 | 0 | 0 | 0 | 0 | 0 | 0 | 0 | 0 | 0 | 0 | 0 | 0
Transportation Pollutant Emissions Disaggregated[rail,CO,passenger,heavy or residual fuel oil tf] | NoSettings | 0 | 0 | 0 | 0 | 0 | 0 | 0 | 0 | 0 | 0 | 0 | 0 | 0 | 0 | 0 | 0 | 0 | 0 | 0 | 0 | 0 | 0 | 0 | 0 | 0 | 0 | 0 | 0 | 0 | 0 | 0
Transportation Pollutant Emissions Disaggregated[rail,CO,passenger,LPG propane or butane tf] | NoSettings | 0 | 0 | 0 | 0 | 0 | 0 | 0 | 0 | 0 | 0 | 0 | 0 | 0 | 0 | 0 | 0 | 0 | 0 | 0 | 0 | 0 | 0 | 0 | 0 | 0 | 0 | 0 | 0 | 0 | 0 | 0
Transportation Pollutant Emissions Disaggregated[rail,CO,passenger,hydrogen tf] | NoSettings | 0 | 0 | 0 | 0 | 0 | 0 | 0 | 0 | 0 | 0 | 0 | 0 | 0 | 0 | 0 | 0 | 0 | 0 | 0 | 0 | 0 | 0 | 0 | 0 | 0 | 0 | 0 | 0 | 0 | 0 | 0
Transportation Pollutant Emissions Disaggregated[rail,CO,freight,electricity tf] | NoSettings | 0 | 0 | 0 | 0 | 0 | 0 | 0 | 0 | 0 | 0 | 0 | 0 | 0 | 0 | 0 | 0 | 0 | 0 | 0 | 0 | 0 | 0 | 0 | 0 | 0 | 0 | 0 | 0 | 0 | 0 | 0
Transportation Pollutant Emissions Disaggregated[rail,CO,freight,natural gas tf] | NoSettings | 0 | 0 | 0 | 0 | 0 | 0 | 0 | 0 | 0 | 0 | 0 | 0 | 0 | 0 | 0 | 0 | 0 | 0 | 0 | 0 | 0 | 0 | 0 | 0 | 0 | 0 | 0 | 0 | 0 | 0 | 0
Transportation Pollutant Emissions Disaggregated[rail,CO,freight,petroleum gasoline tf] | NoSettings | 0 | 0 | 0 | 0 | 0 | 0 | 0 | 0 | 0 | 0 | 0 | 0 | 0 | 0 | 0 | 0 | 0 | 0 | 0 | 0 | 0 | 0 | 0 | 0 | 0 | 0 | 0 | 0 | 0 | 0 | 0
Transportation Pollutant Emissions Disaggregated[rail,CO,freight,petroleum diesel tf] | NoSettings | 2739600000 | 2777820000 | 2843910000 | 2884430000 | 2924350000 | 2990090000 | 3028620000 | 3092070000 | 3155640000 | 3192940000 | 3255300000 | 3317740000 | 3380610000 | 3418270000 | 3481980000 | 3546550000 | 3637480000 | 3703830000 | 3772760000 | 3842680000 | 3939350000 | 4011660000 | 4109880000 | 4184180000 | 4284370000 | 4385540000 | 4462480000 | 4565290000 | 4668520000 | 4797650000 | 4878660000
Transportation Pollutant Emissions Disaggregated[rail,CO,freight,biofuel gasoline tf] | NoSettings | 0 | 0 | 0 | 0 | 0 | 0 | 0 | 0 | 0 | 0 | 0 | 0 | 0 | 0 | 0 | 0 | 0 | 0 | 0 | 0 | 0 | 0 | 0 | 0 | 0 | 0 | 0 | 0 | 0 | 0 | 0
Transportation Pollutant Emissions Disaggregated[rail,CO,freight,biofuel diesel tf] | NoSettings | 0 | 0 | 0 | 0 | 0 | 0 | 0 | 0 | 0 | 0 | 0 | 0 | 0 | 0 | 0 | 0 | 0 | 0 | 0 | 0 | 0 | 0 | 0 | 0 | 0 | 0 | 0 | 0 | 0 | 0 | 0
Transportation Pollutant Emissions Disaggregated[rail,CO,freight,jet fuel tf] | NoSettings | 0 | 0 | 0 | 0 | 0 | 0 | 0 | 0 | 0 | 0 | 0 | 0 | 0 | 0 | 0 | 0 | 0 | 0 | 0 | 0 | 0 | 0 | 0 | 0 | 0 | 0 | 0 | 0 | 0 | 0 | 0
Transportation Pollutant Emissions Disaggregated[rail,CO,freight,heavy or residual fuel oil tf] | NoSettings | 0 | 0 | 0 | 0 | 0 | 0 | 0 | 0 | 0 | 0 | 0 | 0 | 0 | 0 | 0 | 0 | 0 | 0 | 0 | 0 | 0 | 0 | 0 | 0 | 0 | 0 | 0 | 0 | 0 | 0 | 0
Transportation Pollutant Emissions Disaggregated[rail,CO,freight,LPG propane or butane tf] | NoSettings | 0 | 0 | 0 | 0 | 0 | 0 | 0 | 0 | 0 | 0 | 0 | 0 | 0 | 0 | 0 | 0 | 0 | 0 | 0 | 0 | 0 | 0 | 0 | 0 | 0 | 0 | 0 | 0 | 0 | 0 | 0
Transportation Pollutant Emissions Disaggregated[rail,CO,freight,hydrogen tf] | NoSettings | 0 | 0 | 0 | 0 | 0 | 0 | 0 | 0 | 0 | 0 | 0 | 0 | 0 | 0 | 0 | 0 | 0 | 0 | 0 | 0 | 0 | 0 | 0 | 0 | 0 | 0 | 0 | 0 | 0 | 0 | 0
Transportation Pollutant Emissions Disaggregated[rail,NOx,passenger,electricity tf] | NoSettings | 0 | 0 | 0 | 0 | 0 | 0 | 0 | 0 | 0 | 0 | 0 | 0 | 0 | 0 | 0 | 0 | 0 | 0 | 0 | 0 | 0 | 0 | 0 | 0 | 0 | 0 | 0 | 0 | 0 | 0 | 0
Transportation Pollutant Emissions Disaggregated[rail,NOx,passenger,natural gas tf] | NoSettings | 0 | 0 | 0 | 0 | 0 | 0 | 0 | 0 | 0 | 0 | 0 | 0 | 0 | 0 | 0 | 0 | 0 | 0 | 0 | 0 | 0 | 0 | 0 | 0 | 0 | 0 | 0 | 0 | 0 | 0 | 0
Transportation Pollutant Emissions Disaggregated[rail,NOx,passenger,petroleum gasoline tf] | NoSettings | 0 | 0 | 0 | 0 | 0 | 0 | 0 | 0 | 0 | 0 | 0 | 0 | 0 | 0 | 0 | 0 | 0 | 0 | 0 | 0 | 0 | 0 | 0 | 0 | 0 | 0 | 0 | 0 | 0 | 0 | 0
Transportation Pollutant Emissions Disaggregated[rail,NOx,passenger,petroleum diesel tf] | NoSettings | 591480000 | 581592000 | 569625000 | 559428000 | 549007000 | 538307000 | 527300000 | 516028000 | 504707000 | 493280000 | 483317000 | 473340000 | 463468000 | 453785000 | 444311000 | 437491000 | 430780000 | 424150000 | 417624000 | 411176000 | 404829000 | 398532000 | 392495000 | 387231000 | 382201000 | 377262000 | 372385000 | 367727000 | 365086000 | 362696000 | 360022000
Transportation Pollutant Emissions Disaggregated[rail,NOx,passenger,biofuel gasoline tf] | NoSettings | 0 | 0 | 0 | 0 | 0 | 0 | 0 | 0 | 0 | 0 | 0 | 0 | 0 | 0 | 0 | 0 | 0 | 0 | 0 | 0 | 0 | 0 | 0 | 0 | 0 | 0 | 0 | 0 | 0 | 0 | 0
Transportation Pollutant Emissions Disaggregated[rail,NOx,passenger,biofuel diesel tf] | NoSettings | 0 | 0 | 0 | 0 | 0 | 0 | 0 | 0 | 0 | 0 | 0 | 0 | 0 | 0 | 0 | 0 | 0 | 0 | 0 | 0 | 0 | 0 | 0 | 0 | 0 | 0 | 0 | 0 | 0 | 0 | 0
Transportation Pollutant Emissions Disaggregated[rail,NOx,passenger,jet fuel tf] | NoSettings | 0 | 0 | 0 | 0 | 0 | 0 | 0 | 0 | 0 | 0 | 0 | 0 | 0 | 0 | 0 | 0 | 0 | 0 | 0 | 0 | 0 | 0 | 0 | 0 | 0 | 0 | 0 | 0 | 0 | 0 | 0
Transportation Pollutant Emissions Disaggregated[rail,NOx,passenger,heavy or residual fuel oil tf] | NoSettings | 0 | 0 | 0 | 0 | 0 | 0 | 0 | 0 | 0 | 0 | 0 | 0 | 0 | 0 | 0 | 0 | 0 | 0 | 0 | 0 | 0 | 0 | 0 | 0 | 0 | 0 | 0 | 0 | 0 | 0 | 0
Transportation Pollutant Emissions Disaggregated[rail,NOx,passenger,LPG propane or butane tf] | NoSettings | 0 | 0 | 0 | 0 | 0 | 0 | 0 | 0 | 0 | 0 | 0 | 0 | 0 | 0 | 0 | 0 | 0 | 0 | 0 | 0 | 0 | 0 | 0 | 0 | 0 | 0 | 0 | 0 | 0 | 0 | 0
Transportation Pollutant Emissions Disaggregated[rail,NOx,passenger,hydrogen tf] | NoSettings | 0 | 0 | 0 | 0 | 0 | 0 | 0 | 0 | 0 | 0 | 0 | 0 | 0 | 0 | 0 | 0 | 0 | 0 | 0 | 0 | 0 | 0 | 0 | 0 | 0 | 0 | 0 | 0 | 0 | 0 | 0
Transportation Pollutant Emissions Disaggregated[rail,NOx,freight,electricity tf] | NoSettings | 0 | 0 | 0 | 0 | 0 | 0 | 0 | 0 | 0 | 0 | 0 | 0 | 0 | 0 | 0 | 0 | 0 | 0 | 0 | 0 | 0 | 0 | 0 | 0 | 0 | 0 | 0 | 0 | 0 | 0 | 0
Transportation Pollutant Emissions Disaggregated[rail,NOx,freight,natural gas tf] | NoSettings | 0 | 0 | 0 | 0 | 0 | 0 | 0 | 0 | 0 | 0 | 0 | 0 | 0 | 0 | 0 | 0 | 0 | 0 | 0 | 0 | 0 | 0 | 0 | 0 | 0 | 0 | 0 | 0 | 0 | 0 | 0
Transportation Pollutant Emissions Disaggregated[rail,NOx,freight,petroleum gasoline tf] | NoSettings | 0 | 0 | 0 | 0 | 0 | 0 | 0 | 0 | 0 | 0 | 0 | 0 | 0 | 0 | 0 | 0 | 0 | 0 | 0 | 0 | 0 | 0 | 0 | 0 | 0 | 0 | 0 | 0 | 0 | 0 | 0
Transportation Pollutant Emissions Disaggregated[rail,NOx,freight,petroleum diesel tf] | NoSettings | 19666400000 | 19940800000 | 20415200000 | 20706100000 | 20992700000 | 21464600000 | 21741200000 | 22196700000 | 22653000000 | 22920800000 | 23368400000 | 23816700000 | 24268000000 | 24538400000 | 24995700000 | 25459200000 | 26111900000 | 26588200000 | 27083100000 | 27585000000 | 28278900000 | 28798000000 | 29503100000 | 30036400000 | 30755700000 | 31481900000 | 32034300000 | 32772300000 | 33513400000 | 34440300000 | 35021900000
Transportation Pollutant Emissions Disaggregated[rail,NOx,freight,biofuel gasoline tf] | NoSettings | 0 | 0 | 0 | 0 | 0 | 0 | 0 | 0 | 0 | 0 | 0 | 0 | 0 | 0 | 0 | 0 | 0 | 0 | 0 | 0 | 0 | 0 | 0 | 0 | 0 | 0 | 0 | 0 | 0 | 0 | 0
Transportation Pollutant Emissions Disaggregated[rail,NOx,freight,biofuel diesel tf] | NoSettings | 0 | 0 | 0 | 0 | 0 | 0 | 0 | 0 | 0 | 0 | 0 | 0 | 0 | 0 | 0 | 0 | 0 | 0 | 0 | 0 | 0 | 0 | 0 | 0 | 0 | 0 | 0 | 0 | 0 | 0 | 0
Transportation Pollutant Emissions Disaggregated[rail,NOx,freight,jet fuel tf] | NoSettings | 0 | 0 | 0 | 0 | 0 | 0 | 0 | 0 | 0 | 0 | 0 | 0 | 0 | 0 | 0 | 0 | 0 | 0 | 0 | 0 | 0 | 0 | 0 | 0 | 0 | 0 | 0 | 0 | 0 | 0 | 0
Transportation Pollutant Emissions Disaggregated[rail,NOx,freight,heavy or residual fuel oil tf] | NoSettings | 0 | 0 | 0 | 0 | 0 | 0 | 0 | 0 | 0 | 0 | 0 | 0 | 0 | 0 | 0 | 0 | 0 | 0 | 0 | 0 | 0 | 0 | 0 | 0 | 0 | 0 | 0 | 0 | 0 | 0 | 0
Transportation Pollutant Emissions Disaggregated[rail,NOx,freight,LPG propane or butane tf] | NoSettings | 0 | 0 | 0 | 0 | 0 | 0 | 0 | 0 | 0 | 0 | 0 | 0 | 0 | 0 | 0 | 0 | 0 | 0 | 0 | 0 | 0 | 0 | 0 | 0 | 0 | 0 | 0 | 0 | 0 | 0 | 0
Transportation Pollutant Emissions Disaggregated[rail,NOx,freight,hydrogen tf] | NoSettings | 0 | 0 | 0 | 0 | 0 | 0 | 0 | 0 | 0 | 0 | 0 | 0 | 0 | 0 | 0 | 0 | 0 | 0 | 0 | 0 | 0 | 0 | 0 | 0 | 0 | 0 | 0 | 0 | 0 | 0 | 0
Transportation Pollutant Emissions Disaggregated[rail,PM10,passenger,electricity tf] | NoSettings | 0 | 0 | 0 | 0 | 0 | 0 | 0 | 0 | 0 | 0 | 0 | 0 | 0 | 0 | 0 | 0 | 0 | 0 | 0 | 0 | 0 | 0 | 0 | 0 | 0 | 0 | 0 | 0 | 0 | 0 | 0
Transportation Pollutant Emissions Disaggregated[rail,PM10,passenger,natural gas tf] | NoSettings | 0 | 0 | 0 | 0 | 0 | 0 | 0 | 0 | 0 | 0 | 0 | 0 | 0 | 0 | 0 | 0 | 0 | 0 | 0 | 0 | 0 | 0 | 0 | 0 | 0 | 0 | 0 | 0 | 0 | 0 | 0
Transportation Pollutant Emissions Disaggregated[rail,PM10,passenger,petroleum gasoline tf] | NoSettings | 0 | 0 | 0 | 0 | 0 | 0 | 0 | 0 | 0 | 0 | 0 | 0 | 0 | 0 | 0 | 0 | 0 | 0 | 0 | 0 | 0 | 0 | 0 | 0 | 0 | 0 | 0 | 0 | 0 | 0 | 0
Transportation Pollutant Emissions Disaggregated[rail,PM10,passenger,petroleum diesel tf] | NoSettings | 17345200 | 17055200 | 16704300 | 16405200 | 16099600 | 15785900 | 15463100 | 15132500 | 14800500 | 14465400 | 14173300 | 13880700 | 13591200 | 13307300 | 13029400 | 12829400 | 12632600 | 12438200 | 12246800 | 12057800 | 11871600 | 11686900 | 11509900 | 11355600 | 11208100 | 11063200 | 10920200 | 10783600 | 10706200 | 10636100 | 10557700
Transportation Pollutant Emissions Disaggregated[rail,PM10,passenger,biofuel gasoline tf] | NoSettings | 0 | 0 | 0 | 0 | 0 | 0 | 0 | 0 | 0 | 0 | 0 | 0 | 0 | 0 | 0 | 0 | 0 | 0 | 0 | 0 | 0 | 0 | 0 | 0 | 0 | 0 | 0 | 0 | 0 | 0 | 0
Transportation Pollutant Emissions Disaggregated[rail,PM10,passenger,biofuel diesel tf] | NoSettings | 0 | 0 | 0 | 0 | 0 | 0 | 0 | 0 | 0 | 0 | 0 | 0 | 0 | 0 | 0 | 0 | 0 | 0 | 0 | 0 | 0 | 0 | 0 | 0 | 0 | 0 | 0 | 0 | 0 | 0 | 0
Transportation Pollutant Emissions Disaggregated[rail,PM10,passenger,jet fuel tf] | NoSettings | 0 | 0 | 0 | 0 | 0 | 0 | 0 | 0 | 0 | 0 | 0 | 0 | 0 | 0 | 0 | 0 | 0 | 0 | 0 | 0 | 0 | 0 | 0 | 0 | 0 | 0 | 0 | 0 | 0 | 0 | 0
Transportation Pollutant Emissions Disaggregated[rail,PM10,passenger,heavy or residual fuel oil tf] | NoSettings | 0 | 0 | 0 | 0 | 0 | 0 | 0 | 0 | 0 | 0 | 0 | 0 | 0 | 0 | 0 | 0 | 0 | 0 | 0 | 0 | 0 | 0 | 0 | 0 | 0 | 0 | 0 | 0 | 0 | 0 | 0
Transportation Pollutant Emissions Disaggregated[rail,PM10,passenger,LPG propane or butane tf] | NoSettings | 0 | 0 | 0 | 0 | 0 | 0 | 0 | 0 | 0 | 0 | 0 | 0 | 0 | 0 | 0 | 0 | 0 | 0 | 0 | 0 | 0 | 0 | 0 | 0 | 0 | 0 | 0 | 0 | 0 | 0 | 0
Transportation Pollutant Emissions Disaggregated[rail,PM10,passenger,hydrogen tf] | NoSettings | 0 | 0 | 0 | 0 | 0 | 0 | 0 | 0 | 0 | 0 | 0 | 0 | 0 | 0 | 0 | 0 | 0 | 0 | 0 | 0 | 0 | 0 | 0 | 0 | 0 | 0 | 0 | 0 | 0 | 0 | 0
Transportation Pollutant Emissions Disaggregated[rail,PM10,freight,electricity tf] | NoSettings | 0 | 0 | 0 | 0 | 0 | 0 | 0 | 0 | 0 | 0 | 0 | 0 | 0 | 0 | 0 | 0 | 0 | 0 | 0 | 0 | 0 | 0 | 0 | 0 | 0 | 0 | 0 | 0 | 0 | 0 | 0
Transportation Pollutant Emissions Disaggregated[rail,PM10,freight,natural gas tf] | NoSettings | 0 | 0 | 0 | 0 | 0 | 0 | 0 | 0 | 0 | 0 | 0 | 0 | 0 | 0 | 0 | 0 | 0 | 0 | 0 | 0 | 0 | 0 | 0 | 0 | 0 | 0 | 0 | 0 | 0 | 0 | 0
Transportation Pollutant Emissions Disaggregated[rail,PM10,freight,petroleum gasoline tf] | NoSettings | 0 | 0 | 0 | 0 | 0 | 0 | 0 | 0 | 0 | 0 | 0 | 0 | 0 | 0 | 0 | 0 | 0 | 0 | 0 | 0 | 0 | 0 | 0 | 0 | 0 | 0 | 0 | 0 | 0 | 0 | 0
Transportation Pollutant Emissions Disaggregated[rail,PM10,freight,petroleum diesel tf] | NoSettings | 576719000 | 584765000 | 598677000 | 607207000 | 615611000 | 629451000 | 637561000 | 650918000 | 664300000 | 672152000 | 685279000 | 698424000 | 711660000 | 719588000 | 732999000 | 746592000 | 765733000 | 779700000 | 794211000 | 808930000 | 829280000 | 844502000 | 865178000 | 880819000 | 901911000 | 923208000 | 939405000 | 961048000 | 982780000 | 1009960000 | 1027020000
Transportation Pollutant Emissions Disaggregated[rail,PM10,freight,biofuel gasoline tf] | NoSettings | 0 | 0 | 0 | 0 | 0 | 0 | 0 | 0 | 0 | 0 | 0 | 0 | 0 | 0 | 0 | 0 | 0 | 0 | 0 | 0 | 0 | 0 | 0 | 0 | 0 | 0 | 0 | 0 | 0 | 0 | 0
Transportation Pollutant Emissions Disaggregated[rail,PM10,freight,biofuel diesel tf] | NoSettings | 0 | 0 | 0 | 0 | 0 | 0 | 0 | 0 | 0 | 0 | 0 | 0 | 0 | 0 | 0 | 0 | 0 | 0 | 0 | 0 | 0 | 0 | 0 | 0 | 0 | 0 | 0 | 0 | 0 | 0 | 0
Transportation Pollutant Emissions Disaggregated[rail,PM10,freight,jet fuel tf] | NoSettings | 0 | 0 | 0 | 0 | 0 | 0 | 0 | 0 | 0 | 0 | 0 | 0 | 0 | 0 | 0 | 0 | 0 | 0 | 0 | 0 | 0 | 0 | 0 | 0 | 0 | 0 | 0 | 0 | 0 | 0 | 0
Transportation Pollutant Emissions Disaggregated[rail,PM10,freight,heavy or residual fuel oil tf] | NoSettings | 0 | 0 | 0 | 0 | 0 | 0 | 0 | 0 | 0 | 0 | 0 | 0 | 0 | 0 | 0 | 0 | 0 | 0 | 0 | 0 | 0 | 0 | 0 | 0 | 0 | 0 | 0 | 0 | 0 | 0 | 0
Transportation Pollutant Emissions Disaggregated[rail,PM10,freight,LPG propane or butane tf] | NoSettings | 0 | 0 | 0 | 0 | 0 | 0 | 0 | 0 | 0 | 0 | 0 | 0 | 0 | 0 | 0 | 0 | 0 | 0 | 0 | 0 | 0 | 0 | 0 | 0 | 0 | 0 | 0 | 0 | 0 | 0 | 0
Transportation Pollutant Emissions Disaggregated[rail,PM10,freight,hydrogen tf] | NoSettings | 0 | 0 | 0 | 0 | 0 | 0 | 0 | 0 | 0 | 0 | 0 | 0 | 0 | 0 | 0 | 0 | 0 | 0 | 0 | 0 | 0 | 0 | 0 | 0 | 0 | 0 | 0 | 0 | 0 | 0 | 0
Transportation Pollutant Emissions Disaggregated[rail,PM25,passenger,electricity tf] | NoSettings | 0 | 0 | 0 | 0 | 0 | 0 | 0 | 0 | 0 | 0 | 0 | 0 | 0 | 0 | 0 | 0 | 0 | 0 | 0 | 0 | 0 | 0 | 0 | 0 | 0 | 0 | 0 | 0 | 0 | 0 | 0
Transportation Pollutant Emissions Disaggregated[rail,PM25,passenger,natural gas tf] | NoSettings | 0 | 0 | 0 | 0 | 0 | 0 | 0 | 0 | 0 | 0 | 0 | 0 | 0 | 0 | 0 | 0 | 0 | 0 | 0 | 0 | 0 | 0 | 0 | 0 | 0 | 0 | 0 | 0 | 0 | 0 | 0
Transportation Pollutant Emissions Disaggregated[rail,PM25,passenger,petroleum gasoline tf] | NoSettings | 0 | 0 | 0 | 0 | 0 | 0 | 0 | 0 | 0 | 0 | 0 | 0 | 0 | 0 | 0 | 0 | 0 | 0 | 0 | 0 | 0 | 0 | 0 | 0 | 0 | 0 | 0 | 0 | 0 | 0 | 0
Transportation Pollutant Emissions Disaggregated[rail,PM25,passenger,petroleum diesel tf] | NoSettings | 16824400 | 16543200 | 16202800 | 15912700 | 15616300 | 15312000 | 14998900 | 14678200 | 14356200 | 14031200 | 13747800 | 13464000 | 13183200 | 12907800 | 12638300 | 12444300 | 12253400 | 12064800 | 11879200 | 11695800 | 11515200 | 11336100 | 11164400 | 11014700 | 10871600 | 10731100 | 10592400 | 10459900 | 10384800 | 10316800 | 10240700
Transportation Pollutant Emissions Disaggregated[rail,PM25,passenger,biofuel gasoline tf] | NoSettings | 0 | 0 | 0 | 0 | 0 | 0 | 0 | 0 | 0 | 0 | 0 | 0 | 0 | 0 | 0 | 0 | 0 | 0 | 0 | 0 | 0 | 0 | 0 | 0 | 0 | 0 | 0 | 0 | 0 | 0 | 0
Transportation Pollutant Emissions Disaggregated[rail,PM25,passenger,biofuel diesel tf] | NoSettings | 0 | 0 | 0 | 0 | 0 | 0 | 0 | 0 | 0 | 0 | 0 | 0 | 0 | 0 | 0 | 0 | 0 | 0 | 0 | 0 | 0 | 0 | 0 | 0 | 0 | 0 | 0 | 0 | 0 | 0 | 0
Transportation Pollutant Emissions Disaggregated[rail,PM25,passenger,jet fuel tf] | NoSettings | 0 | 0 | 0 | 0 | 0 | 0 | 0 | 0 | 0 | 0 | 0 | 0 | 0 | 0 | 0 | 0 | 0 | 0 | 0 | 0 | 0 | 0 | 0 | 0 | 0 | 0 | 0 | 0 | 0 | 0 | 0
Transportation Pollutant Emissions Disaggregated[rail,PM25,passenger,heavy or residual fuel oil tf] | NoSettings | 0 | 0 | 0 | 0 | 0 | 0 | 0 | 0 | 0 | 0 | 0 | 0 | 0 | 0 | 0 | 0 | 0 | 0 | 0 | 0 | 0 | 0 | 0 | 0 | 0 | 0 | 0 | 0 | 0 | 0 | 0
Transportation Pollutant Emissions Disaggregated[rail,PM25,passenger,LPG propane or butane tf] | NoSettings | 0 | 0 | 0 | 0 | 0 | 0 | 0 | 0 | 0 | 0 | 0 | 0 | 0 | 0 | 0 | 0 | 0 | 0 | 0 | 0 | 0 | 0 | 0 | 0 | 0 | 0 | 0 | 0 | 0 | 0 | 0
Transportation Pollutant Emissions Disaggregated[rail,PM25,passenger,hydrogen tf] | NoSettings | 0 | 0 | 0 | 0 | 0 | 0 | 0 | 0 | 0 | 0 | 0 | 0 | 0 | 0 | 0 | 0 | 0 | 0 | 0 | 0 | 0 | 0 | 0 | 0 | 0 | 0 | 0 | 0 | 0 | 0 | 0
Transportation Pollutant Emissions Disaggregated[rail,PM25,freight,electricity tf] | NoSettings | 0 | 0 | 0 | 0 | 0 | 0 | 0 | 0 | 0 | 0 | 0 | 0 | 0 | 0 | 0 | 0 | 0 | 0 | 0 | 0 | 0 | 0 | 0 | 0 | 0 | 0 | 0 | 0 | 0 | 0 | 0
Transportation Pollutant Emissions Disaggregated[rail,PM25,freight,natural gas tf] | NoSettings | 0 | 0 | 0 | 0 | 0 | 0 | 0 | 0 | 0 | 0 | 0 | 0 | 0 | 0 | 0 | 0 | 0 | 0 | 0 | 0 | 0 | 0 | 0 | 0 | 0 | 0 | 0 | 0 | 0 | 0 | 0
Transportation Pollutant Emissions Disaggregated[rail,PM25,freight,petroleum gasoline tf] | NoSettings | 0 | 0 | 0 | 0 | 0 | 0 | 0 | 0 | 0 | 0 | 0 | 0 | 0 | 0 | 0 | 0 | 0 | 0 | 0 | 0 | 0 | 0 | 0 | 0 | 0 | 0 | 0 | 0 | 0 | 0 | 0
Transportation Pollutant Emissions Disaggregated[rail,PM25,freight,petroleum diesel tf] | NoSettings | 559405000 | 567210000 | 580704000 | 588978000 | 597130000 | 610555000 | 618422000 | 631377000 | 644357000 | 651974000 | 664707000 | 677457000 | 690295000 | 697986000 | 710994000 | 724179000 | 742746000 | 756293000 | 770369000 | 784645000 | 804385000 | 819150000 | 839205000 | 854377000 | 874835000 | 895493000 | 911204000 | 932197000 | 953277000 | 979643000 | 996186000
Transportation Pollutant Emissions Disaggregated[rail,PM25,freight,biofuel gasoline tf] | NoSettings | 0 | 0 | 0 | 0 | 0 | 0 | 0 | 0 | 0 | 0 | 0 | 0 | 0 | 0 | 0 | 0 | 0 | 0 | 0 | 0 | 0 | 0 | 0 | 0 | 0 | 0 | 0 | 0 | 0 | 0 | 0
Transportation Pollutant Emissions Disaggregated[rail,PM25,freight,biofuel diesel tf] | NoSettings | 0 | 0 | 0 | 0 | 0 | 0 | 0 | 0 | 0 | 0 | 0 | 0 | 0 | 0 | 0 | 0 | 0 | 0 | 0 | 0 | 0 | 0 | 0 | 0 | 0 | 0 | 0 | 0 | 0 | 0 | 0
Transportation Pollutant Emissions Disaggregated[rail,PM25,freight,jet fuel tf] | NoSettings | 0 | 0 | 0 | 0 | 0 | 0 | 0 | 0 | 0 | 0 | 0 | 0 | 0 | 0 | 0 | 0 | 0 | 0 | 0 | 0 | 0 | 0 | 0 | 0 | 0 | 0 | 0 | 0 | 0 | 0 | 0
Transportation Pollutant Emissions Disaggregated[rail,PM25,freight,heavy or residual fuel oil tf] | NoSettings | 0 | 0 | 0 | 0 | 0 | 0 | 0 | 0 | 0 | 0 | 0 | 0 | 0 | 0 | 0 | 0 | 0 | 0 | 0 | 0 | 0 | 0 | 0 | 0 | 0 | 0 | 0 | 0 | 0 | 0 | 0
Transportation Pollutant Emissions Disaggregated[rail,PM25,freight,LPG propane or butane tf] | NoSettings | 0 | 0 | 0 | 0 | 0 | 0 | 0 | 0 | 0 | 0 | 0 | 0 | 0 | 0 | 0 | 0 | 0 | 0 | 0 | 0 | 0 | 0 | 0 | 0 | 0 | 0 | 0 | 0 | 0 | 0 | 0
Transportation Pollutant Emissions Disaggregated[rail,PM25,freight,hydrogen tf] | NoSettings | 0 | 0 | 0 | 0 | 0 | 0 | 0 | 0 | 0 | 0 | 0 | 0 | 0 | 0 | 0 | 0 | 0 | 0 | 0 | 0 | 0 | 0 | 0 | 0 | 0 | 0 | 0 | 0 | 0 | 0 | 0
Transportation Pollutant Emissions Disaggregated[rail,SOx,passenger,electricity tf] | NoSettings | 0 | 0 | 0 | 0 | 0 | 0 | 0 | 0 | 0 | 0 | 0 | 0 | 0 | 0 | 0 | 0 | 0 | 0 | 0 | 0 | 0 | 0 | 0 | 0 | 0 | 0 | 0 | 0 | 0 | 0 | 0
Transportation Pollutant Emissions Disaggregated[rail,SOx,passenger,natural gas tf] | NoSettings | 0 | 0 | 0 | 0 | 0 | 0 | 0 | 0 | 0 | 0 | 0 | 0 | 0 | 0 | 0 | 0 | 0 | 0 | 0 | 0 | 0 | 0 | 0 | 0 | 0 | 0 | 0 | 0 | 0 | 0 | 0
Transportation Pollutant Emissions Disaggregated[rail,SOx,passenger,petroleum gasoline tf] | NoSettings | 0 | 0 | 0 | 0 | 0 | 0 | 0 | 0 | 0 | 0 | 0 | 0 | 0 | 0 | 0 | 0 | 0 | 0 | 0 | 0 | 0 | 0 | 0 | 0 | 0 | 0 | 0 | 0 | 0 | 0 | 0
Transportation Pollutant Emissions Disaggregated[rail,SOx,passenger,petroleum diesel tf] | NoSettings | 324322 | 318900 | 312339 | 306747 | 301033 | 295166 | 289131 | 282950 | 276743 | 270477 | 265014 | 259543 | 254131 | 248821 | 243626 | 239887 | 236207 | 232571 | 228993 | 225458 | 221977 | 218524 | 215214 | 212328 | 209570 | 206862 | 204187 | 201633 | 200185 | 198875 | 197408
Transportation Pollutant Emissions Disaggregated[rail,SOx,passenger,biofuel gasoline tf] | NoSettings | 0 | 0 | 0 | 0 | 0 | 0 | 0 | 0 | 0 | 0 | 0 | 0 | 0 | 0 | 0 | 0 | 0 | 0 | 0 | 0 | 0 | 0 | 0 | 0 | 0 | 0 | 0 | 0 | 0 | 0 | 0
Transportation Pollutant Emissions Disaggregated[rail,SOx,passenger,biofuel diesel tf] | NoSettings | 0 | 0 | 0 | 0 | 0 | 0 | 0 | 0 | 0 | 0 | 0 | 0 | 0 | 0 | 0 | 0 | 0 | 0 | 0 | 0 | 0 | 0 | 0 | 0 | 0 | 0 | 0 | 0 | 0 | 0 | 0
Transportation Pollutant Emissions Disaggregated[rail,SOx,passenger,jet fuel tf] | NoSettings | 0 | 0 | 0 | 0 | 0 | 0 | 0 | 0 | 0 | 0 | 0 | 0 | 0 | 0 | 0 | 0 | 0 | 0 | 0 | 0 | 0 | 0 | 0 | 0 | 0 | 0 | 0 | 0 | 0 | 0 | 0
Transportation Pollutant Emissions Disaggregated[rail,SOx,passenger,heavy or residual fuel oil tf] | NoSettings | 0 | 0 | 0 | 0 | 0 | 0 | 0 | 0 | 0 | 0 | 0 | 0 | 0 | 0 | 0 | 0 | 0 | 0 | 0 | 0 | 0 | 0 | 0 | 0 | 0 | 0 | 0 | 0 | 0 | 0 | 0
Transportation Pollutant Emissions Disaggregated[rail,SOx,passenger,LPG propane or butane tf] | NoSettings | 0 | 0 | 0 | 0 | 0 | 0 | 0 | 0 | 0 | 0 | 0 | 0 | 0 | 0 | 0 | 0 | 0 | 0 | 0 | 0 | 0 | 0 | 0 | 0 | 0 | 0 | 0 | 0 | 0 | 0 | 0
Transportation Pollutant Emissions Disaggregated[rail,SOx,passenger,hydrogen tf] | NoSettings | 0 | 0 | 0 | 0 | 0 | 0 | 0 | 0 | 0 | 0 | 0 | 0 | 0 | 0 | 0 | 0 | 0 | 0 | 0 | 0 | 0 | 0 | 0 | 0 | 0 | 0 | 0 | 0 | 0 | 0 | 0
Transportation Pollutant Emissions Disaggregated[rail,SOx,freight,electricity tf] | NoSettings | 0 | 0 | 0 | 0 | 0 | 0 | 0 | 0 | 0 | 0 | 0 | 0 | 0 | 0 | 0 | 0 | 0 | 0 | 0 | 0 | 0 | 0 | 0 | 0 | 0 | 0 | 0 | 0 | 0 | 0 | 0
Transportation Pollutant Emissions Disaggregated[rail,SOx,freight,natural gas tf] | NoSettings | 0 | 0 | 0 | 0 | 0 | 0 | 0 | 0 | 0 | 0 | 0 | 0 | 0 | 0 | 0 | 0 | 0 | 0 | 0 | 0 | 0 | 0 | 0 | 0 | 0 | 0 | 0 | 0 | 0 | 0 | 0
Transportation Pollutant Emissions Disaggregated[rail,SOx,freight,petroleum gasoline tf] | NoSettings | 0 | 0 | 0 | 0 | 0 | 0 | 0 | 0 | 0 | 0 | 0 | 0 | 0 | 0 | 0 | 0 | 0 | 0 | 0 | 0 | 0 | 0 | 0 | 0 | 0 | 0 | 0 | 0 | 0 | 0 | 0
Transportation Pollutant Emissions Disaggregated[rail,SOx,freight,petroleum diesel tf] | NoSettings | 10783600 | 10934000 | 11194100 | 11353600 | 11510800 | 11769600 | 11921200 | 12170900 | 12421200 | 12568000 | 12813500 | 13059200 | 13306700 | 13455000 | 13705700 | 13959900 | 14317800 | 14578900 | 14850300 | 15125500 | 15506000 | 15790600 | 16177200 | 16469700 | 16864000 | 17262300 | 17565100 | 17969800 | 18376200 | 18884400 | 19203300
Transportation Pollutant Emissions Disaggregated[rail,SOx,freight,biofuel gasoline tf] | NoSettings | 0 | 0 | 0 | 0 | 0 | 0 | 0 | 0 | 0 | 0 | 0 | 0 | 0 | 0 | 0 | 0 | 0 | 0 | 0 | 0 | 0 | 0 | 0 | 0 | 0 | 0 | 0 | 0 | 0 | 0 | 0
Transportation Pollutant Emissions Disaggregated[rail,SOx,freight,biofuel diesel tf] | NoSettings | 0 | 0 | 0 | 0 | 0 | 0 | 0 | 0 | 0 | 0 | 0 | 0 | 0 | 0 | 0 | 0 | 0 | 0 | 0 | 0 | 0 | 0 | 0 | 0 | 0 | 0 | 0 | 0 | 0 | 0 | 0
Transportation Pollutant Emissions Disaggregated[rail,SOx,freight,jet fuel tf] | NoSettings | 0 | 0 | 0 | 0 | 0 | 0 | 0 | 0 | 0 | 0 | 0 | 0 | 0 | 0 | 0 | 0 | 0 | 0 | 0 | 0 | 0 | 0 | 0 | 0 | 0 | 0 | 0 | 0 | 0 | 0 | 0
Transportation Pollutant Emissions Disaggregated[rail,SOx,freight,heavy or residual fuel oil tf] | NoSettings | 0 | 0 | 0 | 0 | 0 | 0 | 0 | 0 | 0 | 0 | 0 | 0 | 0 | 0 | 0 | 0 | 0 | 0 | 0 | 0 | 0 | 0 | 0 | 0 | 0 | 0 | 0 | 0 | 0 | 0 | 0
Transportation Pollutant Emissions Disaggregated[rail,SOx,freight,LPG propane or butane tf] | NoSettings | 0 | 0 | 0 | 0 | 0 | 0 | 0 | 0 | 0 | 0 | 0 | 0 | 0 | 0 | 0 | 0 | 0 | 0 | 0 | 0 | 0 | 0 | 0 | 0 | 0 | 0 | 0 | 0 | 0 | 0 | 0
Transportation Pollutant Emissions Disaggregated[rail,SOx,freight,hydrogen tf] | NoSettings | 0 | 0 | 0 | 0 | 0 | 0 | 0 | 0 | 0 | 0 | 0 | 0 | 0 | 0 | 0 | 0 | 0 | 0 | 0 | 0 | 0 | 0 | 0 | 0 | 0 | 0 | 0 | 0 | 0 | 0 | 0
Transportation Pollutant Emissions Disaggregated[rail,BC,passenger,electricity tf] | NoSettings | 0 | 0 | 0 | 0 | 0 | 0 | 0 | 0 | 0 | 0 | 0 | 0 | 0 | 0 | 0 | 0 | 0 | 0 | 0 | 0 | 0 | 0 | 0 | 0 | 0 | 0 | 0 | 0 | 0 | 0 | 0
Transportation Pollutant Emissions Disaggregated[rail,BC,passenger,natural gas tf] | NoSettings | 0 | 0 | 0 | 0 | 0 | 0 | 0 | 0 | 0 | 0 | 0 | 0 | 0 | 0 | 0 | 0 | 0 | 0 | 0 | 0 | 0 | 0 | 0 | 0 | 0 | 0 | 0 | 0 | 0 | 0 | 0
Transportation Pollutant Emissions Disaggregated[rail,BC,passenger,petroleum gasoline tf] | NoSettings | 0 | 0 | 0 | 0 | 0 | 0 | 0 | 0 | 0 | 0 | 0 | 0 | 0 | 0 | 0 | 0 | 0 | 0 | 0 | 0 | 0 | 0 | 0 | 0 | 0 | 0 | 0 | 0 | 0 | 0 | 0
Transportation Pollutant Emissions Disaggregated[rail,BC,passenger,petroleum diesel tf] | NoSettings | 1413070 | 1389450 | 1360860 | 1336500 | 1311600 | 1286040 | 1259740 | 1232810 | 1205770 | 1178470 | 1154670 | 1130830 | 1107250 | 1084110 | 1061480 | 1045190 | 1029150 | 1013310 | 997724 | 982319 | 967154 | 952110 | 937690 | 925113 | 913096 | 901297 | 889645 | 878516 | 872207 | 866498 | 860109
Transportation Pollutant Emissions Disaggregated[rail,BC,passenger,biofuel gasoline tf] | NoSettings | 0 | 0 | 0 | 0 | 0 | 0 | 0 | 0 | 0 | 0 | 0 | 0 | 0 | 0 | 0 | 0 | 0 | 0 | 0 | 0 | 0 | 0 | 0 | 0 | 0 | 0 | 0 | 0 | 0 | 0 | 0
Transportation Pollutant Emissions Disaggregated[rail,BC,passenger,biofuel diesel tf] | NoSettings | 0 | 0 | 0 | 0 | 0 | 0 | 0 | 0 | 0 | 0 | 0 | 0 | 0 | 0 | 0 | 0 | 0 | 0 | 0 | 0 | 0 | 0 | 0 | 0 | 0 | 0 | 0 | 0 | 0 | 0 | 0
Transportation Pollutant Emissions Disaggregated[rail,BC,passenger,jet fuel tf] | NoSettings | 0 | 0 | 0 | 0 | 0 | 0 | 0 | 0 | 0 | 0 | 0 | 0 | 0 | 0 | 0 | 0 | 0 | 0 | 0 | 0 | 0 | 0 | 0 | 0 | 0 | 0 | 0 | 0 | 0 | 0 | 0
Transportation Pollutant Emissions Disaggregated[rail,BC,passenger,heavy or residual fuel oil tf] | NoSettings | 0 | 0 | 0 | 0 | 0 | 0 | 0 | 0 | 0 | 0 | 0 | 0 | 0 | 0 | 0 | 0 | 0 | 0 | 0 | 0 | 0 | 0 | 0 | 0 | 0 | 0 | 0 | 0 | 0 | 0 | 0
Transportation Pollutant Emissions Disaggregated[rail,BC,passenger,LPG propane or butane tf] | NoSettings | 0 | 0 | 0 | 0 | 0 | 0 | 0 | 0 | 0 | 0 | 0 | 0 | 0 | 0 | 0 | 0 | 0 | 0 | 0 | 0 | 0 | 0 | 0 | 0 | 0 | 0 | 0 | 0 | 0 | 0 | 0
Transportation Pollutant Emissions Disaggregated[rail,BC,passenger,hydrogen tf] | NoSettings | 0 | 0 | 0 | 0 | 0 | 0 | 0 | 0 | 0 | 0 | 0 | 0 | 0 | 0 | 0 | 0 | 0 | 0 | 0 | 0 | 0 | 0 | 0 | 0 | 0 | 0 | 0 | 0 | 0 | 0 | 0
Transportation Pollutant Emissions Disaggregated[rail,BC,freight,electricity tf] | NoSettings | 0 | 0 | 0 | 0 | 0 | 0 | 0 | 0 | 0 | 0 | 0 | 0 | 0 | 0 | 0 | 0 | 0 | 0 | 0 | 0 | 0 | 0 | 0 | 0 | 0 | 0 | 0 | 0 | 0 | 0 | 0
Transportation Pollutant Emissions Disaggregated[rail,BC,freight,natural gas tf] | NoSettings | 0 | 0 | 0 | 0 | 0 | 0 | 0 | 0 | 0 | 0 | 0 | 0 | 0 | 0 | 0 | 0 | 0 | 0 | 0 | 0 | 0 | 0 | 0 | 0 | 0 | 0 | 0 | 0 | 0 | 0 | 0
Transportation Pollutant Emissions Disaggregated[rail,BC,freight,petroleum gasoline tf] | NoSettings | 0 | 0 | 0 | 0 | 0 | 0 | 0 | 0 | 0 | 0 | 0 | 0 | 0 | 0 | 0 | 0 | 0 | 0 | 0 | 0 | 0 | 0 | 0 | 0 | 0 | 0 | 0 | 0 | 0 | 0 | 0
Transportation Pollutant Emissions Disaggregated[rail,BC,freight,petroleum diesel tf] | NoSettings | 46984000 | 47639600 | 48772900 | 49467800 | 50152500 | 51280000 | 51940700 | 53028800 | 54119000 | 54758800 | 55828200 | 56899100 | 57977400 | 58623300 | 59715900 | 60823200 | 62382600 | 63520500 | 64702700 | 65901700 | 67559600 | 68799700 | 70484200 | 71758400 | 73476700 | 75211800 | 76531300 | 78294500 | 80065000 | 82279400 | 83668900
Transportation Pollutant Emissions Disaggregated[rail,BC,freight,biofuel gasoline tf] | NoSettings | 0 | 0 | 0 | 0 | 0 | 0 | 0 | 0 | 0 | 0 | 0 | 0 | 0 | 0 | 0 | 0 | 0 | 0 | 0 | 0 | 0 | 0 | 0 | 0 | 0 | 0 | 0 | 0 | 0 | 0 | 0
Transportation Pollutant Emissions Disaggregated[rail,BC,freight,biofuel diesel tf] | NoSettings | 0 | 0 | 0 | 0 | 0 | 0 | 0 | 0 | 0 | 0 | 0 | 0 | 0 | 0 | 0 | 0 | 0 | 0 | 0 | 0 | 0 | 0 | 0 | 0 | 0 | 0 | 0 | 0 | 0 | 0 | 0
Transportation Pollutant Emissions Disaggregated[rail,BC,freight,jet fuel tf] | NoSettings | 0 | 0 | 0 | 0 | 0 | 0 | 0 | 0 | 0 | 0 | 0 | 0 | 0 | 0 | 0 | 0 | 0 | 0 | 0 | 0 | 0 | 0 | 0 | 0 | 0 | 0 | 0 | 0 | 0 | 0 | 0
Transportation Pollutant Emissions Disaggregated[rail,BC,freight,heavy or residual fuel oil tf] | NoSettings | 0 | 0 | 0 | 0 | 0 | 0 | 0 | 0 | 0 | 0 | 0 | 0 | 0 | 0 | 0 | 0 | 0 | 0 | 0 | 0 | 0 | 0 | 0 | 0 | 0 | 0 | 0 | 0 | 0 | 0 | 0
Transportation Pollutant Emissions Disaggregated[rail,BC,freight,LPG propane or butane tf] | NoSettings | 0 | 0 | 0 | 0 | 0 | 0 | 0 | 0 | 0 | 0 | 0 | 0 | 0 | 0 | 0 | 0 | 0 | 0 | 0 | 0 | 0 | 0 | 0 | 0 | 0 | 0 | 0 | 0 | 0 | 0 | 0
Transportation Pollutant Emissions Disaggregated[rail,BC,freight,hydrogen tf] | NoSettings | 0 | 0 | 0 | 0 | 0 | 0 | 0 | 0 | 0 | 0 | 0 | 0 | 0 | 0 | 0 | 0 | 0 | 0 | 0 | 0 | 0 | 0 | 0 | 0 | 0 | 0 | 0 | 0 | 0 | 0 | 0
Transportation Pollutant Emissions Disaggregated[rail,OC,passenger,electricity tf] | NoSettings | 0 | 0 | 0 | 0 | 0 | 0 | 0 | 0 | 0 | 0 | 0 | 0 | 0 | 0 | 0 | 0 | 0 | 0 | 0 | 0 | 0 | 0 | 0 | 0 | 0 | 0 | 0 | 0 | 0 | 0 | 0
Transportation Pollutant Emissions Disaggregated[rail,OC,passenger,natural gas tf] | NoSettings | 0 | 0 | 0 | 0 | 0 | 0 | 0 | 0 | 0 | 0 | 0 | 0 | 0 | 0 | 0 | 0 | 0 | 0 | 0 | 0 | 0 | 0 | 0 | 0 | 0 | 0 | 0 | 0 | 0 | 0 | 0
Transportation Pollutant Emissions Disaggregated[rail,OC,passenger,petroleum gasoline tf] | NoSettings | 0 | 0 | 0 | 0 | 0 | 0 | 0 | 0 | 0 | 0 | 0 | 0 | 0 | 0 | 0 | 0 | 0 | 0 | 0 | 0 | 0 | 0 | 0 | 0 | 0 | 0 | 0 | 0 | 0 | 0 | 0
Transportation Pollutant Emissions Disaggregated[rail,OC,passenger,petroleum diesel tf] | NoSettings | 14906700 | 14657500 | 14355900 | 14098900 | 13836200 | 13566600 | 13289200 | 13005100 | 12719800 | 12431800 | 12180700 | 11929300 | 11680500 | 11436400 | 11197700 | 11025800 | 10856700 | 10689600 | 10525100 | 10362600 | 10202600 | 10043900 | 9891800 | 9759130 | 9632360 | 9507890 | 9384970 | 9267570 | 9201020 | 9140790 | 9073390
Transportation Pollutant Emissions Disaggregated[rail,OC,passenger,biofuel gasoline tf] | NoSettings | 0 | 0 | 0 | 0 | 0 | 0 | 0 | 0 | 0 | 0 | 0 | 0 | 0 | 0 | 0 | 0 | 0 | 0 | 0 | 0 | 0 | 0 | 0 | 0 | 0 | 0 | 0 | 0 | 0 | 0 | 0
Transportation Pollutant Emissions Disaggregated[rail,OC,passenger,biofuel diesel tf] | NoSettings | 0 | 0 | 0 | 0 | 0 | 0 | 0 | 0 | 0 | 0 | 0 | 0 | 0 | 0 | 0 | 0 | 0 | 0 | 0 | 0 | 0 | 0 | 0 | 0 | 0 | 0 | 0 | 0 | 0 | 0 | 0
Transportation Pollutant Emissions Disaggregated[rail,OC,passenger,jet fuel tf] | NoSettings | 0 | 0 | 0 | 0 | 0 | 0 | 0 | 0 | 0 | 0 | 0 | 0 | 0 | 0 | 0 | 0 | 0 | 0 | 0 | 0 | 0 | 0 | 0 | 0 | 0 | 0 | 0 | 0 | 0 | 0 | 0
Transportation Pollutant Emissions Disaggregated[rail,OC,passenger,heavy or residual fuel oil tf] | NoSettings | 0 | 0 | 0 | 0 | 0 | 0 | 0 | 0 | 0 | 0 | 0 | 0 | 0 | 0 | 0 | 0 | 0 | 0 | 0 | 0 | 0 | 0 | 0 | 0 | 0 | 0 | 0 | 0 | 0 | 0 | 0
Transportation Pollutant Emissions Disaggregated[rail,OC,passenger,LPG propane or butane tf] | NoSettings | 0 | 0 | 0 | 0 | 0 | 0 | 0 | 0 | 0 | 0 | 0 | 0 | 0 | 0 | 0 | 0 | 0 | 0 | 0 | 0 | 0 | 0 | 0 | 0 | 0 | 0 | 0 | 0 | 0 | 0 | 0
Transportation Pollutant Emissions Disaggregated[rail,OC,passenger,hydrogen tf] | NoSettings | 0 | 0 | 0 | 0 | 0 | 0 | 0 | 0 | 0 | 0 | 0 | 0 | 0 | 0 | 0 | 0 | 0 | 0 | 0 | 0 | 0 | 0 | 0 | 0 | 0 | 0 | 0 | 0 | 0 | 0 | 0
Transportation Pollutant Emissions Disaggregated[rail,OC,freight,electricity tf] | NoSettings | 0 | 0 | 0 | 0 | 0 | 0 | 0 | 0 | 0 | 0 | 0 | 0 | 0 | 0 | 0 | 0 | 0 | 0 | 0 | 0 | 0 | 0 | 0 | 0 | 0 | 0 | 0 | 0 | 0 | 0 | 0
Transportation Pollutant Emissions Disaggregated[rail,OC,freight,natural gas tf] | NoSettings | 0 | 0 | 0 | 0 | 0 | 0 | 0 | 0 | 0 | 0 | 0 | 0 | 0 | 0 | 0 | 0 | 0 | 0 | 0 | 0 | 0 | 0 | 0 | 0 | 0 | 0 | 0 | 0 | 0 | 0 | 0
Transportation Pollutant Emissions Disaggregated[rail,OC,freight,petroleum gasoline tf] | NoSettings | 0 | 0 | 0 | 0 | 0 | 0 | 0 | 0 | 0 | 0 | 0 | 0 | 0 | 0 | 0 | 0 | 0 | 0 | 0 | 0 | 0 | 0 | 0 | 0 | 0 | 0 | 0 | 0 | 0 | 0 | 0
Transportation Pollutant Emissions Disaggregated[rail,OC,freight,petroleum diesel tf] | NoSettings | 495640000 | 502555000 | 514511000 | 521842000 | 529065000 | 540959000 | 547929000 | 559407000 | 570908000 | 577657000 | 588939000 | 600235000 | 611610000 | 618424000 | 629950000 | 641632000 | 658082000 | 670085000 | 682556000 | 695205000 | 712694000 | 725776000 | 743546000 | 756988000 | 775114000 | 793418000 | 807338000 | 825938000 | 844615000 | 867975000 | 882633000
Transportation Pollutant Emissions Disaggregated[rail,OC,freight,biofuel gasoline tf] | NoSettings | 0 | 0 | 0 | 0 | 0 | 0 | 0 | 0 | 0 | 0 | 0 | 0 | 0 | 0 | 0 | 0 | 0 | 0 | 0 | 0 | 0 | 0 | 0 | 0 | 0 | 0 | 0 | 0 | 0 | 0 | 0
Transportation Pollutant Emissions Disaggregated[rail,OC,freight,biofuel diesel tf] | NoSettings | 0 | 0 | 0 | 0 | 0 | 0 | 0 | 0 | 0 | 0 | 0 | 0 | 0 | 0 | 0 | 0 | 0 | 0 | 0 | 0 | 0 | 0 | 0 | 0 | 0 | 0 | 0 | 0 | 0 | 0 | 0
Transportation Pollutant Emissions Disaggregated[rail,OC,freight,jet fuel tf] | NoSettings | 0 | 0 | 0 | 0 | 0 | 0 | 0 | 0 | 0 | 0 | 0 | 0 | 0 | 0 | 0 | 0 | 0 | 0 | 0 | 0 | 0 | 0 | 0 | 0 | 0 | 0 | 0 | 0 | 0 | 0 | 0
Transportation Pollutant Emissions Disaggregated[rail,OC,freight,heavy or residual fuel oil tf] | NoSettings | 0 | 0 | 0 | 0 | 0 | 0 | 0 | 0 | 0 | 0 | 0 | 0 | 0 | 0 | 0 | 0 | 0 | 0 | 0 | 0 | 0 | 0 | 0 | 0 | 0 | 0 | 0 | 0 | 0 | 0 | 0
Transportation Pollutant Emissions Disaggregated[rail,OC,freight,LPG propane or butane tf] | NoSettings | 0 | 0 | 0 | 0 | 0 | 0 | 0 | 0 | 0 | 0 | 0 | 0 | 0 | 0 | 0 | 0 | 0 | 0 | 0 | 0 | 0 | 0 | 0 | 0 | 0 | 0 | 0 | 0 | 0 | 0 | 0
Transportation Pollutant Emissions Disaggregated[rail,OC,freight,hydrogen tf] | NoSettings | 0 | 0 | 0 | 0 | 0 | 0 | 0 | 0 | 0 | 0 | 0 | 0 | 0 | 0 | 0 | 0 | 0 | 0 | 0 | 0 | 0 | 0 | 0 | 0 | 0 | 0 | 0 | 0 | 0 | 0 | 0
Transportation Pollutant Emissions Disaggregated[rail,CH4,passenger,electricity tf] | NoSettings | 0 | 0 | 0 | 0 | 0 | 0 | 0 | 0 | 0 | 0 | 0 | 0 | 0 | 0 | 0 | 0 | 0 | 0 | 0 | 0 | 0 | 0 | 0 | 0 | 0 | 0 | 0 | 0 | 0 | 0 | 0
Transportation Pollutant Emissions Disaggregated[rail,CH4,passenger,natural gas tf] | NoSettings | 0 | 0 | 0 | 0 | 0 | 0 | 0 | 0 | 0 | 0 | 0 | 0 | 0 | 0 | 0 | 0 | 0 | 0 | 0 | 0 | 0 | 0 | 0 | 0 | 0 | 0 | 0 | 0 | 0 | 0 | 0
Transportation Pollutant Emissions Disaggregated[rail,CH4,passenger,petroleum gasoline tf] | NoSettings | 0 | 0 | 0 | 0 | 0 | 0 | 0 | 0 | 0 | 0 | 0 | 0 | 0 | 0 | 0 | 0 | 0 | 0 | 0 | 0 | 0 | 0 | 0 | 0 | 0 | 0 | 0 | 0 | 0 | 0 | 0
Transportation Pollutant Emissions Disaggregated[rail,CH4,passenger,petroleum diesel tf] | NoSettings | 1919070 | 1886990 | 1848160 | 1815070 | 1781260 | 1746550 | 1710830 | 1674260 | 1637530 | 1600450 | 1568130 | 1535760 | 1503730 | 1472310 | 1441570 | 1419450 | 1397670 | 1376160 | 1354990 | 1334070 | 1313470 | 1293040 | 1273460 | 1256380 | 1240060 | 1224030 | 1208210 | 1193100 | 1184530 | 1176770 | 1168100
Transportation Pollutant Emissions Disaggregated[rail,CH4,passenger,biofuel gasoline tf] | NoSettings | 0 | 0 | 0 | 0 | 0 | 0 | 0 | 0 | 0 | 0 | 0 | 0 | 0 | 0 | 0 | 0 | 0 | 0 | 0 | 0 | 0 | 0 | 0 | 0 | 0 | 0 | 0 | 0 | 0 | 0 | 0
Transportation Pollutant Emissions Disaggregated[rail,CH4,passenger,biofuel diesel tf] | NoSettings | 0 | 0 | 0 | 0 | 0 | 0 | 0 | 0 | 0 | 0 | 0 | 0 | 0 | 0 | 0 | 0 | 0 | 0 | 0 | 0 | 0 | 0 | 0 | 0 | 0 | 0 | 0 | 0 | 0 | 0 | 0
Transportation Pollutant Emissions Disaggregated[rail,CH4,passenger,jet fuel tf] | NoSettings | 0 | 0 | 0 | 0 | 0 | 0 | 0 | 0 | 0 | 0 | 0 | 0 | 0 | 0 | 0 | 0 | 0 | 0 | 0 | 0 | 0 | 0 | 0 | 0 | 0 | 0 | 0 | 0 | 0 | 0 | 0
Transportation Pollutant Emissions Disaggregated[rail,CH4,passenger,heavy or residual fuel oil tf] | NoSettings | 0 | 0 | 0 | 0 | 0 | 0 | 0 | 0 | 0 | 0 | 0 | 0 | 0 | 0 | 0 | 0 | 0 | 0 | 0 | 0 | 0 | 0 | 0 | 0 | 0 | 0 | 0 | 0 | 0 | 0 | 0
Transportation Pollutant Emissions Disaggregated[rail,CH4,passenger,LPG propane or butane tf] | NoSettings | 0 | 0 | 0 | 0 | 0 | 0 | 0 | 0 | 0 | 0 | 0 | 0 | 0 | 0 | 0 | 0 | 0 | 0 | 0 | 0 | 0 | 0 | 0 | 0 | 0 | 0 | 0 | 0 | 0 | 0 | 0
Transportation Pollutant Emissions Disaggregated[rail,CH4,passenger,hydrogen tf] | NoSettings | 0 | 0 | 0 | 0 | 0 | 0 | 0 | 0 | 0 | 0 | 0 | 0 | 0 | 0 | 0 | 0 | 0 | 0 | 0 | 0 | 0 | 0 | 0 | 0 | 0 | 0 | 0 | 0 | 0 | 0 | 0
Transportation Pollutant Emissions Disaggregated[rail,CH4,freight,electricity tf] | NoSettings | 0 | 0 | 0 | 0 | 0 | 0 | 0 | 0 | 0 | 0 | 0 | 0 | 0 | 0 | 0 | 0 | 0 | 0 | 0 | 0 | 0 | 0 | 0 | 0 | 0 | 0 | 0 | 0 | 0 | 0 | 0
Transportation Pollutant Emissions Disaggregated[rail,CH4,freight,natural gas tf] | NoSettings | 0 | 0 | 0 | 0 | 0 | 0 | 0 | 0 | 0 | 0 | 0 | 0 | 0 | 0 | 0 | 0 | 0 | 0 | 0 | 0 | 0 | 0 | 0 | 0 | 0 | 0 | 0 | 0 | 0 | 0 | 0
Transportation Pollutant Emissions Disaggregated[rail,CH4,freight,petroleum gasoline tf] | NoSettings | 0 | 0 | 0 | 0 | 0 | 0 | 0 | 0 | 0 | 0 | 0 | 0 | 0 | 0 | 0 | 0 | 0 | 0 | 0 | 0 | 0 | 0 | 0 | 0 | 0 | 0 | 0 | 0 | 0 | 0 | 0
Transportation Pollutant Emissions Disaggregated[rail,CH4,freight,petroleum diesel tf] | NoSettings | 63808100 | 64698400 | 66237500 | 67181300 | 68111100 | 69642400 | 70539700 | 72017400 | 73498000 | 74366800 | 75819200 | 77273600 | 78737900 | 79615100 | 81098900 | 82602900 | 84720700 | 86265900 | 87871400 | 89499900 | 91751400 | 93435600 | 95723200 | 97453700 | 99787300 | 102144000 | 103936000 | 106330000 | 108735000 | 111742000 | 113629000
Transportation Pollutant Emissions Disaggregated[rail,CH4,freight,biofuel gasoline tf] | NoSettings | 0 | 0 | 0 | 0 | 0 | 0 | 0 | 0 | 0 | 0 | 0 | 0 | 0 | 0 | 0 | 0 | 0 | 0 | 0 | 0 | 0 | 0 | 0 | 0 | 0 | 0 | 0 | 0 | 0 | 0 | 0
Transportation Pollutant Emissions Disaggregated[rail,CH4,freight,biofuel diesel tf] | NoSettings | 0 | 0 | 0 | 0 | 0 | 0 | 0 | 0 | 0 | 0 | 0 | 0 | 0 | 0 | 0 | 0 | 0 | 0 | 0 | 0 | 0 | 0 | 0 | 0 | 0 | 0 | 0 | 0 | 0 | 0 | 0
Transportation Pollutant Emissions Disaggregated[rail,CH4,freight,jet fuel tf] | NoSettings | 0 | 0 | 0 | 0 | 0 | 0 | 0 | 0 | 0 | 0 | 0 | 0 | 0 | 0 | 0 | 0 | 0 | 0 | 0 | 0 | 0 | 0 | 0 | 0 | 0 | 0 | 0 | 0 | 0 | 0 | 0
Transportation Pollutant Emissions Disaggregated[rail,CH4,freight,heavy or residual fuel oil tf] | NoSettings | 0 | 0 | 0 | 0 | 0 | 0 | 0 | 0 | 0 | 0 | 0 | 0 | 0 | 0 | 0 | 0 | 0 | 0 | 0 | 0 | 0 | 0 | 0 | 0 | 0 | 0 | 0 | 0 | 0 | 0 | 0
Transportation Pollutant Emissions Disaggregated[rail,CH4,freight,LPG propane or butane tf] | NoSettings | 0 | 0 | 0 | 0 | 0 | 0 | 0 | 0 | 0 | 0 | 0 | 0 | 0 | 0 | 0 | 0 | 0 | 0 | 0 | 0 | 0 | 0 | 0 | 0 | 0 | 0 | 0 | 0 | 0 | 0 | 0
Transportation Pollutant Emissions Disaggregated[rail,CH4,freight,hydrogen tf] | NoSettings | 0 | 0 | 0 | 0 | 0 | 0 | 0 | 0 | 0 | 0 | 0 | 0 | 0 | 0 | 0 | 0 | 0 | 0 | 0 | 0 | 0 | 0 | 0 | 0 | 0 | 0 | 0 | 0 | 0 | 0 | 0
Transportation Pollutant Emissions Disaggregated[rail,N2O,passenger,electricity tf] | NoSettings | 0 | 0 | 0 | 0 | 0 | 0 | 0 | 0 | 0 | 0 | 0 | 0 | 0 | 0 | 0 | 0 | 0 | 0 | 0 | 0 | 0 | 0 | 0 | 0 | 0 | 0 | 0 | 0 | 0 | 0 | 0
Transportation Pollutant Emissions Disaggregated[rail,N2O,passenger,natural gas tf] | NoSettings | 0 | 0 | 0 | 0 | 0 | 0 | 0 | 0 | 0 | 0 | 0 | 0 | 0 | 0 | 0 | 0 | 0 | 0 | 0 | 0 | 0 | 0 | 0 | 0 | 0 | 0 | 0 | 0 | 0 | 0 | 0
Transportation Pollutant Emissions Disaggregated[rail,N2O,passenger,petroleum gasoline tf] | NoSettings | 0 | 0 | 0 | 0 | 0 | 0 | 0 | 0 | 0 | 0 | 0 | 0 | 0 | 0 | 0 | 0 | 0 | 0 | 0 | 0 | 0 | 0 | 0 | 0 | 0 | 0 | 0 | 0 | 0 | 0 | 0
Transportation Pollutant Emissions Disaggregated[rail,N2O,passenger,petroleum diesel tf] | NoSettings | 383813 | 377397 | 369632 | 363014 | 356252 | 349309 | 342167 | 334852 | 327506 | 320091 | 313626 | 307152 | 300746 | 294463 | 288315 | 283889 | 279535 | 275232 | 270998 | 266814 | 262695 | 258608 | 254692 | 251276 | 248012 | 244807 | 241642 | 238619 | 236906 | 235355 | 233619
Transportation Pollutant Emissions Disaggregated[rail,N2O,passenger,biofuel gasoline tf] | NoSettings | 0 | 0 | 0 | 0 | 0 | 0 | 0 | 0 | 0 | 0 | 0 | 0 | 0 | 0 | 0 | 0 | 0 | 0 | 0 | 0 | 0 | 0 | 0 | 0 | 0 | 0 | 0 | 0 | 0 | 0 | 0
Transportation Pollutant Emissions Disaggregated[rail,N2O,passenger,biofuel diesel tf] | NoSettings | 0 | 0 | 0 | 0 | 0 | 0 | 0 | 0 | 0 | 0 | 0 | 0 | 0 | 0 | 0 | 0 | 0 | 0 | 0 | 0 | 0 | 0 | 0 | 0 | 0 | 0 | 0 | 0 | 0 | 0 | 0
Transportation Pollutant Emissions Disaggregated[rail,N2O,passenger,jet fuel tf] | NoSettings | 0 | 0 | 0 | 0 | 0 | 0 | 0 | 0 | 0 | 0 | 0 | 0 | 0 | 0 | 0 | 0 | 0 | 0 | 0 | 0 | 0 | 0 | 0 | 0 | 0 | 0 | 0 | 0 | 0 | 0 | 0
Transportation Pollutant Emissions Disaggregated[rail,N2O,passenger,heavy or residual fuel oil tf] | NoSettings | 0 | 0 | 0 | 0 | 0 | 0 | 0 | 0 | 0 | 0 | 0 | 0 | 0 | 0 | 0 | 0 | 0 | 0 | 0 | 0 | 0 | 0 | 0 | 0 | 0 | 0 | 0 | 0 | 0 | 0 | 0
Transportation Pollutant Emissions Disaggregated[rail,N2O,passenger,LPG propane or butane tf] | NoSettings | 0 | 0 | 0 | 0 | 0 | 0 | 0 | 0 | 0 | 0 | 0 | 0 | 0 | 0 | 0 | 0 | 0 | 0 | 0 | 0 | 0 | 0 | 0 | 0 | 0 | 0 | 0 | 0 | 0 | 0 | 0
Transportation Pollutant Emissions Disaggregated[rail,N2O,passenger,hydrogen tf] | NoSettings | 0 | 0 | 0 | 0 | 0 | 0 | 0 | 0 | 0 | 0 | 0 | 0 | 0 | 0 | 0 | 0 | 0 | 0 | 0 | 0 | 0 | 0 | 0 | 0 | 0 | 0 | 0 | 0 | 0 | 0 | 0
Transportation Pollutant Emissions Disaggregated[rail,N2O,freight,electricity tf] | NoSettings | 0 | 0 | 0 | 0 | 0 | 0 | 0 | 0 | 0 | 0 | 0 | 0 | 0 | 0 | 0 | 0 | 0 | 0 | 0 | 0 | 0 | 0 | 0 | 0 | 0 | 0 | 0 | 0 | 0 | 0 | 0
Transportation Pollutant Emissions Disaggregated[rail,N2O,freight,natural gas tf] | NoSettings | 0 | 0 | 0 | 0 | 0 | 0 | 0 | 0 | 0 | 0 | 0 | 0 | 0 | 0 | 0 | 0 | 0 | 0 | 0 | 0 | 0 | 0 | 0 | 0 | 0 | 0 | 0 | 0 | 0 | 0 | 0
Transportation Pollutant Emissions Disaggregated[rail,N2O,freight,petroleum gasoline tf] | NoSettings | 0 | 0 | 0 | 0 | 0 | 0 | 0 | 0 | 0 | 0 | 0 | 0 | 0 | 0 | 0 | 0 | 0 | 0 | 0 | 0 | 0 | 0 | 0 | 0 | 0 | 0 | 0 | 0 | 0 | 0 | 0
Transportation Pollutant Emissions Disaggregated[rail,N2O,freight,petroleum diesel tf] | NoSettings | 12761600 | 12939700 | 13247500 | 13436300 | 13622200 | 13928500 | 14107900 | 14403500 | 14699600 | 14873400 | 15163800 | 15454700 | 15747600 | 15923000 | 16219800 | 16520600 | 16944100 | 17253200 | 17574300 | 17900000 | 18350300 | 18687100 | 19144600 | 19490700 | 19957500 | 20428700 | 20787100 | 21266000 | 21746900 | 22348400 | 22725800
Transportation Pollutant Emissions Disaggregated[rail,N2O,freight,biofuel gasoline tf] | NoSettings | 0 | 0 | 0 | 0 | 0 | 0 | 0 | 0 | 0 | 0 | 0 | 0 | 0 | 0 | 0 | 0 | 0 | 0 | 0 | 0 | 0 | 0 | 0 | 0 | 0 | 0 | 0 | 0 | 0 | 0 | 0
Transportation Pollutant Emissions Disaggregated[rail,N2O,freight,biofuel diesel tf] | NoSettings | 0 | 0 | 0 | 0 | 0 | 0 | 0 | 0 | 0 | 0 | 0 | 0 | 0 | 0 | 0 | 0 | 0 | 0 | 0 | 0 | 0 | 0 | 0 | 0 | 0 | 0 | 0 | 0 | 0 | 0 | 0
Transportation Pollutant Emissions Disaggregated[rail,N2O,freight,jet fuel tf] | NoSettings | 0 | 0 | 0 | 0 | 0 | 0 | 0 | 0 | 0 | 0 | 0 | 0 | 0 | 0 | 0 | 0 | 0 | 0 | 0 | 0 | 0 | 0 | 0 | 0 | 0 | 0 | 0 | 0 | 0 | 0 | 0
Transportation Pollutant Emissions Disaggregated[rail,N2O,freight,heavy or residual fuel oil tf] | NoSettings | 0 | 0 | 0 | 0 | 0 | 0 | 0 | 0 | 0 | 0 | 0 | 0 | 0 | 0 | 0 | 0 | 0 | 0 | 0 | 0 | 0 | 0 | 0 | 0 | 0 | 0 | 0 | 0 | 0 | 0 | 0
Transportation Pollutant Emissions Disaggregated[rail,N2O,freight,LPG propane or butane tf] | NoSettings | 0 | 0 | 0 | 0 | 0 | 0 | 0 | 0 | 0 | 0 | 0 | 0 | 0 | 0 | 0 | 0 | 0 | 0 | 0 | 0 | 0 | 0 | 0 | 0 | 0 | 0 | 0 | 0 | 0 | 0 | 0
Transportation Pollutant Emissions Disaggregated[rail,N2O,freight,hydrogen tf] | NoSettings | 0 | 0 | 0 | 0 | 0 | 0 | 0 | 0 | 0 | 0 | 0 | 0 | 0 | 0 | 0 | 0 | 0 | 0 | 0 | 0 | 0 | 0 | 0 | 0 | 0 | 0 | 0 | 0 | 0 | 0 | 0
Transportation Pollutant Emissions Disaggregated[rail,F gases,passenger,electricity tf] | NoSettings | 0 | 0 | 0 | 0 | 0 | 0 | 0 | 0 | 0 | 0 | 0 | 0 | 0 | 0 | 0 | 0 | 0 | 0 | 0 | 0 | 0 | 0 | 0 | 0 | 0 | 0 | 0 | 0 | 0 | 0 | 0
Transportation Pollutant Emissions Disaggregated[rail,F gases,passenger,natural gas tf] | NoSettings | 0 | 0 | 0 | 0 | 0 | 0 | 0 | 0 | 0 | 0 | 0 | 0 | 0 | 0 | 0 | 0 | 0 | 0 | 0 | 0 | 0 | 0 | 0 | 0 | 0 | 0 | 0 | 0 | 0 | 0 | 0
Transportation Pollutant Emissions Disaggregated[rail,F gases,passenger,petroleum gasoline tf] | NoSettings | 0 | 0 | 0 | 0 | 0 | 0 | 0 | 0 | 0 | 0 | 0 | 0 | 0 | 0 | 0 | 0 | 0 | 0 | 0 | 0 | 0 | 0 | 0 | 0 | 0 | 0 | 0 | 0 | 0 | 0 | 0
Transportation Pollutant Emissions Disaggregated[rail,F gases,passenger,petroleum diesel tf] | NoSettings | 0 | 0 | 0 | 0 | 0 | 0 | 0 | 0 | 0 | 0 | 0 | 0 | 0 | 0 | 0 | 0 | 0 | 0 | 0 | 0 | 0 | 0 | 0 | 0 | 0 | 0 | 0 | 0 | 0 | 0 | 0
Transportation Pollutant Emissions Disaggregated[rail,F gases,passenger,biofuel gasoline tf] | NoSettings | 0 | 0 | 0 | 0 | 0 | 0 | 0 | 0 | 0 | 0 | 0 | 0 | 0 | 0 | 0 | 0 | 0 | 0 | 0 | 0 | 0 | 0 | 0 | 0 | 0 | 0 | 0 | 0 | 0 | 0 | 0
Transportation Pollutant Emissions Disaggregated[rail,F gases,passenger,biofuel diesel tf] | NoSettings | 0 | 0 | 0 | 0 | 0 | 0 | 0 | 0 | 0 | 0 | 0 | 0 | 0 | 0 | 0 | 0 | 0 | 0 | 0 | 0 | 0 | 0 | 0 | 0 | 0 | 0 | 0 | 0 | 0 | 0 | 0
Transportation Pollutant Emissions Disaggregated[rail,F gases,passenger,jet fuel tf] | NoSettings | 0 | 0 | 0 | 0 | 0 | 0 | 0 | 0 | 0 | 0 | 0 | 0 | 0 | 0 | 0 | 0 | 0 | 0 | 0 | 0 | 0 | 0 | 0 | 0 | 0 | 0 | 0 | 0 | 0 | 0 | 0
Transportation Pollutant Emissions Disaggregated[rail,F gases,passenger,heavy or residual fuel oil tf] | NoSettings | 0 | 0 | 0 | 0 | 0 | 0 | 0 | 0 | 0 | 0 | 0 | 0 | 0 | 0 | 0 | 0 | 0 | 0 | 0 | 0 | 0 | 0 | 0 | 0 | 0 | 0 | 0 | 0 | 0 | 0 | 0
Transportation Pollutant Emissions Disaggregated[rail,F gases,passenger,LPG propane or butane tf] | NoSettings | 0 | 0 | 0 | 0 | 0 | 0 | 0 | 0 | 0 | 0 | 0 | 0 | 0 | 0 | 0 | 0 | 0 | 0 | 0 | 0 | 0 | 0 | 0 | 0 | 0 | 0 | 0 | 0 | 0 | 0 | 0
Transportation Pollutant Emissions Disaggregated[rail,F gases,passenger,hydrogen tf] | NoSettings | 0 | 0 | 0 | 0 | 0 | 0 | 0 | 0 | 0 | 0 | 0 | 0 | 0 | 0 | 0 | 0 | 0 | 0 | 0 | 0 | 0 | 0 | 0 | 0 | 0 | 0 | 0 | 0 | 0 | 0 | 0
Transportation Pollutant Emissions Disaggregated[rail,F gases,freight,electricity tf] | NoSettings | 0 | 0 | 0 | 0 | 0 | 0 | 0 | 0 | 0 | 0 | 0 | 0 | 0 | 0 | 0 | 0 | 0 | 0 | 0 | 0 | 0 | 0 | 0 | 0 | 0 | 0 | 0 | 0 | 0 | 0 | 0
Transportation Pollutant Emissions Disaggregated[rail,F gases,freight,natural gas tf] | NoSettings | 0 | 0 | 0 | 0 | 0 | 0 | 0 | 0 | 0 | 0 | 0 | 0 | 0 | 0 | 0 | 0 | 0 | 0 | 0 | 0 | 0 | 0 | 0 | 0 | 0 | 0 | 0 | 0 | 0 | 0 | 0
Transportation Pollutant Emissions Disaggregated[rail,F gases,freight,petroleum gasoline tf] | NoSettings | 0 | 0 | 0 | 0 | 0 | 0 | 0 | 0 | 0 | 0 | 0 | 0 | 0 | 0 | 0 | 0 | 0 | 0 | 0 | 0 | 0 | 0 | 0 | 0 | 0 | 0 | 0 | 0 | 0 | 0 | 0
Transportation Pollutant Emissions Disaggregated[rail,F gases,freight,petroleum diesel tf] | NoSettings | 0 | 0 | 0 | 0 | 0 | 0 | 0 | 0 | 0 | 0 | 0 | 0 | 0 | 0 | 0 | 0 | 0 | 0 | 0 | 0 | 0 | 0 | 0 | 0 | 0 | 0 | 0 | 0 | 0 | 0 | 0
Transportation Pollutant Emissions Disaggregated[rail,F gases,freight,biofuel gasoline tf] | NoSettings | 0 | 0 | 0 | 0 | 0 | 0 | 0 | 0 | 0 | 0 | 0 | 0 | 0 | 0 | 0 | 0 | 0 | 0 | 0 | 0 | 0 | 0 | 0 | 0 | 0 | 0 | 0 | 0 | 0 | 0 | 0
Transportation Pollutant Emissions Disaggregated[rail,F gases,freight,biofuel diesel tf] | NoSettings | 0 | 0 | 0 | 0 | 0 | 0 | 0 | 0 | 0 | 0 | 0 | 0 | 0 | 0 | 0 | 0 | 0 | 0 | 0 | 0 | 0 | 0 | 0 | 0 | 0 | 0 | 0 | 0 | 0 | 0 | 0
Transportation Pollutant Emissions Disaggregated[rail,F gases,freight,jet fuel tf] | NoSettings | 0 | 0 | 0 | 0 | 0 | 0 | 0 | 0 | 0 | 0 | 0 | 0 | 0 | 0 | 0 | 0 | 0 | 0 | 0 | 0 | 0 | 0 | 0 | 0 | 0 | 0 | 0 | 0 | 0 | 0 | 0
Transportation Pollutant Emissions Disaggregated[rail,F gases,freight,heavy or residual fuel oil tf] | NoSettings | 0 | 0 | 0 | 0 | 0 | 0 | 0 | 0 | 0 | 0 | 0 | 0 | 0 | 0 | 0 | 0 | 0 | 0 | 0 | 0 | 0 | 0 | 0 | 0 | 0 | 0 | 0 | 0 | 0 | 0 | 0
Transportation Pollutant Emissions Disaggregated[rail,F gases,freight,LPG propane or butane tf] | NoSettings | 0 | 0 | 0 | 0 | 0 | 0 | 0 | 0 | 0 | 0 | 0 | 0 | 0 | 0 | 0 | 0 | 0 | 0 | 0 | 0 | 0 | 0 | 0 | 0 | 0 | 0 | 0 | 0 | 0 | 0 | 0
Transportation Pollutant Emissions Disaggregated[rail,F gases,freight,hydrogen tf] | NoSettings | 0 | 0 | 0 | 0 | 0 | 0 | 0 | 0 | 0 | 0 | 0 | 0 | 0 | 0 | 0 | 0 | 0 | 0 | 0 | 0 | 0 | 0 | 0 | 0 | 0 | 0 | 0 | 0 | 0 | 0 | 0
Transportation Pollutant Emissions Disaggregated[ships,CO2,passenger,electricity tf] | NoSettings | 0 | 0 | 0 | 0 | 0 | 0 | 0 | 0 | 0 | 0 | 0 | 0 | 0 | 0 | 0 | 0 | 0 | 0 | 0 | 0 | 0 | 0 | 0 | 0 | 0 | 0 | 0 | 0 | 0 | 0 | 0
Transportation Pollutant Emissions Disaggregated[ships,CO2,passenger,natural gas tf] | NoSettings | 0 | 0 | 0 | 0 | 0 | 0 | 0 | 0 | 0 | 0 | 0 | 0 | 0 | 0 | 0 | 0 | 0 | 0 | 0 | 0 | 0 | 0 | 0 | 0 | 0 | 0 | 0 | 0 | 0 | 0 | 0
Transportation Pollutant Emissions Disaggregated[ships,CO2,passenger,petroleum gasoline tf] | NoSettings | 0 | 0 | 0 | 0 | 0 | 0 | 0 | 0 | 0 | 0 | 0 | 0 | 0 | 0 | 0 | 0 | 0 | 0 | 0 | 0 | 0 | 0 | 0 | 0 | 0 | 0 | 0 | 0 | 0 | 0 | 0
Transportation Pollutant Emissions Disaggregated[ships,CO2,passenger,petroleum diesel tf] | NoSettings | 1240500000000 | 1244770000000 | 1249100000000 | 1253550000000 | 1270680000000 | 1275480000000 | 1293090000000 | 1298260000000 | 1303470000000 | 1308720000000 | 1314000000000 | 1319280000000 | 1324600000000 | 1329950000000 | 1348540000000 | 1354250000000 | 1360000000000 | 1365750000000 | 1371500000000 | 1363800000000 | 1369340000000 | 1374910000000 | 1380470000000 | 1386080000000 | 1391720000000 | 1397360000000 | 1402990000000 | 1408660000000 | 1414380000000 | 1420080000000 | 1418540000000
Transportation Pollutant Emissions Disaggregated[ships,CO2,passenger,biofuel gasoline tf] | NoSettings | 0 | 0 | 0 | 0 | 0 | 0 | 0 | 0 | 0 | 0 | 0 | 0 | 0 | 0 | 0 | 0 | 0 | 0 | 0 | 0 | 0 | 0 | 0 | 0 | 0 | 0 | 0 | 0 | 0 | 0 | 0
Transportation Pollutant Emissions Disaggregated[ships,CO2,passenger,biofuel diesel tf] | NoSettings | 0 | 0 | 0 | 0 | 0 | 0 | 0 | 0 | 0 | 0 | 0 | 0 | 0 | 0 | 0 | 0 | 0 | 0 | 0 | 0 | 0 | 0 | 0 | 0 | 0 | 0 | 0 | 0 | 0 | 0 | 0
Transportation Pollutant Emissions Disaggregated[ships,CO2,passenger,jet fuel tf] | NoSettings | 0 | 0 | 0 | 0 | 0 | 0 | 0 | 0 | 0 | 0 | 0 | 0 | 0 | 0 | 0 | 0 | 0 | 0 | 0 | 0 | 0 | 0 | 0 | 0 | 0 | 0 | 0 | 0 | 0 | 0 | 0
Transportation Pollutant Emissions Disaggregated[ships,CO2,passenger,heavy or residual fuel oil tf] | NoSettings | 0 | 0 | 0 | 0 | 0 | 0 | 0 | 0 | 0 | 0 | 0 | 0 | 0 | 0 | 0 | 0 | 0 | 0 | 0 | 0 | 0 | 0 | 0 | 0 | 0 | 0 | 0 | 0 | 0 | 0 | 0
Transportation Pollutant Emissions Disaggregated[ships,CO2,passenger,LPG propane or butane tf] | NoSettings | 0 | 0 | 0 | 0 | 0 | 0 | 0 | 0 | 0 | 0 | 0 | 0 | 0 | 0 | 0 | 0 | 0 | 0 | 0 | 0 | 0 | 0 | 0 | 0 | 0 | 0 | 0 | 0 | 0 | 0 | 0
Transportation Pollutant Emissions Disaggregated[ships,CO2,passenger,hydrogen tf] | NoSettings | 0 | 0 | 0 | 0 | 0 | 0 | 0 | 0 | 0 | 0 | 0 | 0 | 0 | 0 | 0 | 0 | 0 | 0 | 0 | 0 | 0 | 0 | 0 | 0 | 0 | 0 | 0 | 0 | 0 | 0 | 0
Transportation Pollutant Emissions Disaggregated[ships,CO2,freight,electricity tf] | NoSettings | 0 | 0 | 0 | 0 | 0 | 0 | 0 | 0 | 0 | 0 | 0 | 0 | 0 | 0 | 0 | 0 | 0 | 0 | 0 | 0 | 0 | 0 | 0 | 0 | 0 | 0 | 0 | 0 | 0 | 0 | 0
Transportation Pollutant Emissions Disaggregated[ships,CO2,freight,natural gas tf] | NoSettings | 0 | 0 | 0 | 0 | 0 | 0 | 0 | 0 | 0 | 0 | 0 | 0 | 0 | 0 | 0 | 0 | 0 | 0 | 0 | 0 | 0 | 0 | 0 | 0 | 0 | 0 | 0 | 0 | 0 | 0 | 0
Transportation Pollutant Emissions Disaggregated[ships,CO2,freight,petroleum gasoline tf] | NoSettings | 0 | 0 | 0 | 0 | 0 | 0 | 0 | 0 | 0 | 0 | 0 | 0 | 0 | 0 | 0 | 0 | 0 | 0 | 0 | 0 | 0 | 0 | 0 | 0 | 0 | 0 | 0 | 0 | 0 | 0 | 0
Transportation Pollutant Emissions Disaggregated[ships,CO2,freight,petroleum diesel tf] | NoSettings | 1447080000000 | 1331320000000 | 1459930000000 | 1185760000000 | 1186220000000 | 1205470000000 | 1337760000000 | 1423500000000 | 1616420000000 | 1681450000000 | 1598530000000 | 1653500000000 | 1716190000000 | 1791640000000 | 1851520000000 | 1934210000000 | 2172510000000 | 2269640000000 | 2397620000000 | 2508580000000 | 2637620000000 | 2655060000000 | 2862130000000 | 2961830000000 | 3160560000000 | 3155120000000 | 3405470000000 | 3534330000000 | 3650640000000 | 3797150000000 | 3918580000000
Transportation Pollutant Emissions Disaggregated[ships,CO2,freight,biofuel gasoline tf] | NoSettings | 0 | 0 | 0 | 0 | 0 | 0 | 0 | 0 | 0 | 0 | 0 | 0 | 0 | 0 | 0 | 0 | 0 | 0 | 0 | 0 | 0 | 0 | 0 | 0 | 0 | 0 | 0 | 0 | 0 | 0 | 0
Transportation Pollutant Emissions Disaggregated[ships,CO2,freight,biofuel diesel tf] | NoSettings | 0 | 0 | 0 | 0 | 0 | 0 | 0 | 0 | 0 | 0 | 0 | 0 | 0 | 0 | 0 | 0 | 0 | 0 | 0 | 0 | 0 | 0 | 0 | 0 | 0 | 0 | 0 | 0 | 0 | 0 | 0
Transportation Pollutant Emissions Disaggregated[ships,CO2,freight,jet fuel tf] | NoSettings | 0 | 0 | 0 | 0 | 0 | 0 | 0 | 0 | 0 | 0 | 0 | 0 | 0 | 0 | 0 | 0 | 0 | 0 | 0 | 0 | 0 | 0 | 0 | 0 | 0 | 0 | 0 | 0 | 0 | 0 | 0
Transportation Pollutant Emissions Disaggregated[ships,CO2,freight,heavy or residual fuel oil tf] | NoSettings | 1278100000000 | 1510460000000 | 1524060000000 | 1921940000000 | 2044060000000 | 2148920000000 | 2168270000000 | 2238260000000 | 2202520000000 | 2301040000000 | 2553060000000 | 2637610000000 | 2745750000000 | 2844030000000 | 2933420000000 | 3032040000000 | 2976680000000 | 3100730000000 | 3167210000000 | 3285710000000 | 3359060000000 | 3549310000000 | 3578920000000 | 3692410000000 | 3739820000000 | 3967780000000 | 3970730000000 | 4069910000000 | 4184800000000 | 4305180000000 | 4394830000000
Transportation Pollutant Emissions Disaggregated[ships,CO2,freight,LPG propane or butane tf] | NoSettings | 0 | 0 | 0 | 0 | 0 | 0 | 0 | 0 | 0 | 0 | 0 | 0 | 0 | 0 | 0 | 0 | 0 | 0 | 0 | 0 | 0 | 0 | 0 | 0 | 0 | 0 | 0 | 0 | 0 | 0 | 0
Transportation Pollutant Emissions Disaggregated[ships,CO2,freight,hydrogen tf] | NoSettings | 0 | 0 | 0 | 0 | 0 | 0 | 0 | 0 | 0 | 0 | 0 | 0 | 0 | 0 | 0 | 0 | 0 | 0 | 0 | 0 | 0 | 0 | 0 | 0 | 0 | 0 | 0 | 0 | 0 | 0 | 0
Transportation Pollutant Emissions Disaggregated[ships,VOC,passenger,electricity tf] | NoSettings | 0 | 0 | 0 | 0 | 0 | 0 | 0 | 0 | 0 | 0 | 0 | 0 | 0 | 0 | 0 | 0 | 0 | 0 | 0 | 0 | 0 | 0 | 0 | 0 | 0 | 0 | 0 | 0 | 0 | 0 | 0
Transportation Pollutant Emissions Disaggregated[ships,VOC,passenger,natural gas tf] | NoSettings | 0 | 0 | 0 | 0 | 0 | 0 | 0 | 0 | 0 | 0 | 0 | 0 | 0 | 0 | 0 | 0 | 0 | 0 | 0 | 0 | 0 | 0 | 0 | 0 | 0 | 0 | 0 | 0 | 0 | 0 | 0
Transportation Pollutant Emissions Disaggregated[ships,VOC,passenger,petroleum gasoline tf] | NoSettings | 0 | 0 | 0 | 0 | 0 | 0 | 0 | 0 | 0 | 0 | 0 | 0 | 0 | 0 | 0 | 0 | 0 | 0 | 0 | 0 | 0 | 0 | 0 | 0 | 0 | 0 | 0 | 0 | 0 | 0 | 0
Transportation Pollutant Emissions Disaggregated[ships,VOC,passenger,petroleum diesel tf] | NoSettings | 1248830000 | 1253120000 | 1257490000 | 1261960000 | 1279210000 | 1284040000 | 1301770000 | 1306970000 | 1312220000 | 1317500000 | 1322820000 | 1328140000 | 1333490000 | 1338880000 | 1357590000 | 1363340000 | 1369130000 | 1374920000 | 1380700000 | 1372950000 | 1378520000 | 1384130000 | 1389740000 | 1395380000 | 1401060000 | 1406740000 | 1412410000 | 1418120000 | 1423870000 | 1429610000 | 1428060000
Transportation Pollutant Emissions Disaggregated[ships,VOC,passenger,biofuel gasoline tf] | NoSettings | 0 | 0 | 0 | 0 | 0 | 0 | 0 | 0 | 0 | 0 | 0 | 0 | 0 | 0 | 0 | 0 | 0 | 0 | 0 | 0 | 0 | 0 | 0 | 0 | 0 | 0 | 0 | 0 | 0 | 0 | 0
Transportation Pollutant Emissions Disaggregated[ships,VOC,passenger,biofuel diesel tf] | NoSettings | 0 | 0 | 0 | 0 | 0 | 0 | 0 | 0 | 0 | 0 | 0 | 0 | 0 | 0 | 0 | 0 | 0 | 0 | 0 | 0 | 0 | 0 | 0 | 0 | 0 | 0 | 0 | 0 | 0 | 0 | 0
Transportation Pollutant Emissions Disaggregated[ships,VOC,passenger,jet fuel tf] | NoSettings | 0 | 0 | 0 | 0 | 0 | 0 | 0 | 0 | 0 | 0 | 0 | 0 | 0 | 0 | 0 | 0 | 0 | 0 | 0 | 0 | 0 | 0 | 0 | 0 | 0 | 0 | 0 | 0 | 0 | 0 | 0
Transportation Pollutant Emissions Disaggregated[ships,VOC,passenger,heavy or residual fuel oil tf] | NoSettings | 0 | 0 | 0 | 0 | 0 | 0 | 0 | 0 | 0 | 0 | 0 | 0 | 0 | 0 | 0 | 0 | 0 | 0 | 0 | 0 | 0 | 0 | 0 | 0 | 0 | 0 | 0 | 0 | 0 | 0 | 0
Transportation Pollutant Emissions Disaggregated[ships,VOC,passenger,LPG propane or butane tf] | NoSettings | 0 | 0 | 0 | 0 | 0 | 0 | 0 | 0 | 0 | 0 | 0 | 0 | 0 | 0 | 0 | 0 | 0 | 0 | 0 | 0 | 0 | 0 | 0 | 0 | 0 | 0 | 0 | 0 | 0 | 0 | 0
Transportation Pollutant Emissions Disaggregated[ships,VOC,passenger,hydrogen tf] | NoSettings | 0 | 0 | 0 | 0 | 0 | 0 | 0 | 0 | 0 | 0 | 0 | 0 | 0 | 0 | 0 | 0 | 0 | 0 | 0 | 0 | 0 | 0 | 0 | 0 | 0 | 0 | 0 | 0 | 0 | 0 | 0
Transportation Pollutant Emissions Disaggregated[ships,VOC,freight,electricity tf] | NoSettings | 0 | 0 | 0 | 0 | 0 | 0 | 0 | 0 | 0 | 0 | 0 | 0 | 0 | 0 | 0 | 0 | 0 | 0 | 0 | 0 | 0 | 0 | 0 | 0 | 0 | 0 | 0 | 0 | 0 | 0 | 0
Transportation Pollutant Emissions Disaggregated[ships,VOC,freight,natural gas tf] | NoSettings | 0 | 0 | 0 | 0 | 0 | 0 | 0 | 0 | 0 | 0 | 0 | 0 | 0 | 0 | 0 | 0 | 0 | 0 | 0 | 0 | 0 | 0 | 0 | 0 | 0 | 0 | 0 | 0 | 0 | 0 | 0
Transportation Pollutant Emissions Disaggregated[ships,VOC,freight,petroleum gasoline tf] | NoSettings | 0 | 0 | 0 | 0 | 0 | 0 | 0 | 0 | 0 | 0 | 0 | 0 | 0 | 0 | 0 | 0 | 0 | 0 | 0 | 0 | 0 | 0 | 0 | 0 | 0 | 0 | 0 | 0 | 0 | 0 | 0
Transportation Pollutant Emissions Disaggregated[ships,VOC,freight,petroleum diesel tf] | NoSettings | 1456790000 | 1340260000 | 1469730000 | 1193720000 | 1194180000 | 1213560000 | 1346740000 | 1433050000 | 1627270000 | 1692730000 | 1609250000 | 1664590000 | 1727710000 | 1803670000 | 1863950000 | 1947190000 | 2187090000 | 2284870000 | 2413710000 | 2525410000 | 2655320000 | 2672880000 | 2881330000 | 2981710000 | 3181770000 | 3176290000 | 3428320000 | 3558050000 | 3675130000 | 3822630000 | 3944870000
Transportation Pollutant Emissions Disaggregated[ships,VOC,freight,biofuel gasoline tf] | NoSettings | 0 | 0 | 0 | 0 | 0 | 0 | 0 | 0 | 0 | 0 | 0 | 0 | 0 | 0 | 0 | 0 | 0 | 0 | 0 | 0 | 0 | 0 | 0 | 0 | 0 | 0 | 0 | 0 | 0 | 0 | 0
Transportation Pollutant Emissions Disaggregated[ships,VOC,freight,biofuel diesel tf] | NoSettings | 0 | 0 | 0 | 0 | 0 | 0 | 0 | 0 | 0 | 0 | 0 | 0 | 0 | 0 | 0 | 0 | 0 | 0 | 0 | 0 | 0 | 0 | 0 | 0 | 0 | 0 | 0 | 0 | 0 | 0 | 0
Transportation Pollutant Emissions Disaggregated[ships,VOC,freight,jet fuel tf] | NoSettings | 0 | 0 | 0 | 0 | 0 | 0 | 0 | 0 | 0 | 0 | 0 | 0 | 0 | 0 | 0 | 0 | 0 | 0 | 0 | 0 | 0 | 0 | 0 | 0 | 0 | 0 | 0 | 0 | 0 | 0 | 0
Transportation Pollutant Emissions Disaggregated[ships,VOC,freight,heavy or residual fuel oil tf] | NoSettings | 1268340000 | 1498930000 | 1512430000 | 1907260000 | 2028460000 | 2132510000 | 2151720000 | 2221170000 | 2185710000 | 2283480000 | 2533570000 | 2617470000 | 2724790000 | 2822330000 | 2911030000 | 3008900000 | 2953950000 | 3077060000 | 3143040000 | 3260630000 | 3333420000 | 3522220000 | 3551600000 | 3664220000 | 3711270000 | 3937490000 | 3940420000 | 4038840000 | 4152860000 | 4272320000 | 4361290000
Transportation Pollutant Emissions Disaggregated[ships,VOC,freight,LPG propane or butane tf] | NoSettings | 0 | 0 | 0 | 0 | 0 | 0 | 0 | 0 | 0 | 0 | 0 | 0 | 0 | 0 | 0 | 0 | 0 | 0 | 0 | 0 | 0 | 0 | 0 | 0 | 0 | 0 | 0 | 0 | 0 | 0 | 0
Transportation Pollutant Emissions Disaggregated[ships,VOC,freight,hydrogen tf] | NoSettings | 0 | 0 | 0 | 0 | 0 | 0 | 0 | 0 | 0 | 0 | 0 | 0 | 0 | 0 | 0 | 0 | 0 | 0 | 0 | 0 | 0 | 0 | 0 | 0 | 0 | 0 | 0 | 0 | 0 | 0 | 0
Transportation Pollutant Emissions Disaggregated[ships,CO,passenger,electricity tf] | NoSettings | 0 | 0 | 0 | 0 | 0 | 0 | 0 | 0 | 0 | 0 | 0 | 0 | 0 | 0 | 0 | 0 | 0 | 0 | 0 | 0 | 0 | 0 | 0 | 0 | 0 | 0 | 0 | 0 | 0 | 0 | 0
Transportation Pollutant Emissions Disaggregated[ships,CO,passenger,natural gas tf] | NoSettings | 0 | 0 | 0 | 0 | 0 | 0 | 0 | 0 | 0 | 0 | 0 | 0 | 0 | 0 | 0 | 0 | 0 | 0 | 0 | 0 | 0 | 0 | 0 | 0 | 0 | 0 | 0 | 0 | 0 | 0 | 0
Transportation Pollutant Emissions Disaggregated[ships,CO,passenger,petroleum gasoline tf] | NoSettings | 0 | 0 | 0 | 0 | 0 | 0 | 0 | 0 | 0 | 0 | 0 | 0 | 0 | 0 | 0 | 0 | 0 | 0 | 0 | 0 | 0 | 0 | 0 | 0 | 0 | 0 | 0 | 0 | 0 | 0 | 0
Transportation Pollutant Emissions Disaggregated[ships,CO,passenger,petroleum diesel tf] | NoSettings | 2838030000 | 2847800000 | 2857710000 | 2867870000 | 2907080000 | 2918070000 | 2958340000 | 2970180000 | 2982100000 | 2994100000 | 3006190000 | 3018270000 | 3030430000 | 3042670000 | 3085190000 | 3098260000 | 3111430000 | 3124580000 | 3137720000 | 3120120000 | 3132780000 | 3145530000 | 3158260000 | 3171080000 | 3184000000 | 3196900000 | 3209780000 | 3222760000 | 3235820000 | 3248870000 | 3245360000
Transportation Pollutant Emissions Disaggregated[ships,CO,passenger,biofuel gasoline tf] | NoSettings | 0 | 0 | 0 | 0 | 0 | 0 | 0 | 0 | 0 | 0 | 0 | 0 | 0 | 0 | 0 | 0 | 0 | 0 | 0 | 0 | 0 | 0 | 0 | 0 | 0 | 0 | 0 | 0 | 0 | 0 | 0
Transportation Pollutant Emissions Disaggregated[ships,CO,passenger,biofuel diesel tf] | NoSettings | 0 | 0 | 0 | 0 | 0 | 0 | 0 | 0 | 0 | 0 | 0 | 0 | 0 | 0 | 0 | 0 | 0 | 0 | 0 | 0 | 0 | 0 | 0 | 0 | 0 | 0 | 0 | 0 | 0 | 0 | 0
Transportation Pollutant Emissions Disaggregated[ships,CO,passenger,jet fuel tf] | NoSettings | 0 | 0 | 0 | 0 | 0 | 0 | 0 | 0 | 0 | 0 | 0 | 0 | 0 | 0 | 0 | 0 | 0 | 0 | 0 | 0 | 0 | 0 | 0 | 0 | 0 | 0 | 0 | 0 | 0 | 0 | 0
Transportation Pollutant Emissions Disaggregated[ships,CO,passenger,heavy or residual fuel oil tf] | NoSettings | 0 | 0 | 0 | 0 | 0 | 0 | 0 | 0 | 0 | 0 | 0 | 0 | 0 | 0 | 0 | 0 | 0 | 0 | 0 | 0 | 0 | 0 | 0 | 0 | 0 | 0 | 0 | 0 | 0 | 0 | 0
Transportation Pollutant Emissions Disaggregated[ships,CO,passenger,LPG propane or butane tf] | NoSettings | 0 | 0 | 0 | 0 | 0 | 0 | 0 | 0 | 0 | 0 | 0 | 0 | 0 | 0 | 0 | 0 | 0 | 0 | 0 | 0 | 0 | 0 | 0 | 0 | 0 | 0 | 0 | 0 | 0 | 0 | 0
Transportation Pollutant Emissions Disaggregated[ships,CO,passenger,hydrogen tf] | NoSettings | 0 | 0 | 0 | 0 | 0 | 0 | 0 | 0 | 0 | 0 | 0 | 0 | 0 | 0 | 0 | 0 | 0 | 0 | 0 | 0 | 0 | 0 | 0 | 0 | 0 | 0 | 0 | 0 | 0 | 0 | 0
Transportation Pollutant Emissions Disaggregated[ships,CO,freight,electricity tf] | NoSettings | 0 | 0 | 0 | 0 | 0 | 0 | 0 | 0 | 0 | 0 | 0 | 0 | 0 | 0 | 0 | 0 | 0 | 0 | 0 | 0 | 0 | 0 | 0 | 0 | 0 | 0 | 0 | 0 | 0 | 0 | 0
Transportation Pollutant Emissions Disaggregated[ships,CO,freight,natural gas tf] | NoSettings | 0 | 0 | 0 | 0 | 0 | 0 | 0 | 0 | 0 | 0 | 0 | 0 | 0 | 0 | 0 | 0 | 0 | 0 | 0 | 0 | 0 | 0 | 0 | 0 | 0 | 0 | 0 | 0 | 0 | 0 | 0
Transportation Pollutant Emissions Disaggregated[ships,CO,freight,petroleum gasoline tf] | NoSettings | 0 | 0 | 0 | 0 | 0 | 0 | 0 | 0 | 0 | 0 | 0 | 0 | 0 | 0 | 0 | 0 | 0 | 0 | 0 | 0 | 0 | 0 | 0 | 0 | 0 | 0 | 0 | 0 | 0 | 0 | 0
Transportation Pollutant Emissions Disaggregated[ships,CO,freight,petroleum diesel tf] | NoSettings | 3310630000 | 3045810000 | 3340050000 | 2712790000 | 2713850000 | 2757890000 | 3060540000 | 3256700000 | 3698060000 | 3846840000 | 3657130000 | 3782880000 | 3926320000 | 4098940000 | 4235930000 | 4425090000 | 4970290000 | 5192490000 | 5485300000 | 5739140000 | 6034370000 | 6074270000 | 6548000000 | 6776100000 | 7230750000 | 7218310000 | 7791060000 | 8085870000 | 8351960000 | 8687150000 | 8964950000
Transportation Pollutant Emissions Disaggregated[ships,CO,freight,biofuel gasoline tf] | NoSettings | 0 | 0 | 0 | 0 | 0 | 0 | 0 | 0 | 0 | 0 | 0 | 0 | 0 | 0 | 0 | 0 | 0 | 0 | 0 | 0 | 0 | 0 | 0 | 0 | 0 | 0 | 0 | 0 | 0 | 0 | 0
Transportation Pollutant Emissions Disaggregated[ships,CO,freight,biofuel diesel tf] | NoSettings | 0 | 0 | 0 | 0 | 0 | 0 | 0 | 0 | 0 | 0 | 0 | 0 | 0 | 0 | 0 | 0 | 0 | 0 | 0 | 0 | 0 | 0 | 0 | 0 | 0 | 0 | 0 | 0 | 0 | 0 | 0
Transportation Pollutant Emissions Disaggregated[ships,CO,freight,jet fuel tf] | NoSettings | 0 | 0 | 0 | 0 | 0 | 0 | 0 | 0 | 0 | 0 | 0 | 0 | 0 | 0 | 0 | 0 | 0 | 0 | 0 | 0 | 0 | 0 | 0 | 0 | 0 | 0 | 0 | 0 | 0 | 0 | 0
Transportation Pollutant Emissions Disaggregated[ships,CO,freight,heavy or residual fuel oil tf] | NoSettings | 2882380000 | 3406400000 | 3437090000 | 4334370000 | 4609790000 | 4846260000 | 4889920000 | 5047740000 | 4967150000 | 5189340000 | 5757690000 | 5948360000 | 6192240000 | 6413900000 | 6615490000 | 6837900000 | 6713040000 | 6992800000 | 7142730000 | 7409970000 | 7575400000 | 8004440000 | 8071230000 | 8327160000 | 8434080000 | 8948190000 | 8954840000 | 9178500000 | 9437620000 | 9709100000 | 9911290000
Transportation Pollutant Emissions Disaggregated[ships,CO,freight,LPG propane or butane tf] | NoSettings | 0 | 0 | 0 | 0 | 0 | 0 | 0 | 0 | 0 | 0 | 0 | 0 | 0 | 0 | 0 | 0 | 0 | 0 | 0 | 0 | 0 | 0 | 0 | 0 | 0 | 0 | 0 | 0 | 0 | 0 | 0
Transportation Pollutant Emissions Disaggregated[ships,CO,freight,hydrogen tf] | NoSettings | 0 | 0 | 0 | 0 | 0 | 0 | 0 | 0 | 0 | 0 | 0 | 0 | 0 | 0 | 0 | 0 | 0 | 0 | 0 | 0 | 0 | 0 | 0 | 0 | 0 | 0 | 0 | 0 | 0 | 0 | 0
Transportation Pollutant Emissions Disaggregated[ships,NOx,passenger,electricity tf] | NoSettings | 0 | 0 | 0 | 0 | 0 | 0 | 0 | 0 | 0 | 0 | 0 | 0 | 0 | 0 | 0 | 0 | 0 | 0 | 0 | 0 | 0 | 0 | 0 | 0 | 0 | 0 | 0 | 0 | 0 | 0 | 0
Transportation Pollutant Emissions Disaggregated[ships,NOx,passenger,natural gas tf] | NoSettings | 0 | 0 | 0 | 0 | 0 | 0 | 0 | 0 | 0 | 0 | 0 | 0 | 0 | 0 | 0 | 0 | 0 | 0 | 0 | 0 | 0 | 0 | 0 | 0 | 0 | 0 | 0 | 0 | 0 | 0 | 0
Transportation Pollutant Emissions Disaggregated[ships,NOx,passenger,petroleum gasoline tf] | NoSettings | 0 | 0 | 0 | 0 | 0 | 0 | 0 | 0 | 0 | 0 | 0 | 0 | 0 | 0 | 0 | 0 | 0 | 0 | 0 | 0 | 0 | 0 | 0 | 0 | 0 | 0 | 0 | 0 | 0 | 0 | 0
Transportation Pollutant Emissions Disaggregated[ships,NOx,passenger,petroleum diesel tf] | NoSettings | 32588700000 | 32700800000 | 32814700000 | 32931300000 | 33381600000 | 33507700000 | 33970200000 | 34106100000 | 34243000000 | 34380800000 | 34519600000 | 34658300000 | 34797900000 | 34938600000 | 35426800000 | 35576900000 | 35728000000 | 35879000000 | 36030000000 | 35827900000 | 35973200000 | 36119600000 | 36265800000 | 36413100000 | 36561300000 | 36709500000 | 36857400000 | 37006400000 | 37156500000 | 37306300000 | 37266000000
Transportation Pollutant Emissions Disaggregated[ships,NOx,passenger,biofuel gasoline tf] | NoSettings | 0 | 0 | 0 | 0 | 0 | 0 | 0 | 0 | 0 | 0 | 0 | 0 | 0 | 0 | 0 | 0 | 0 | 0 | 0 | 0 | 0 | 0 | 0 | 0 | 0 | 0 | 0 | 0 | 0 | 0 | 0
Transportation Pollutant Emissions Disaggregated[ships,NOx,passenger,biofuel diesel tf] | NoSettings | 0 | 0 | 0 | 0 | 0 | 0 | 0 | 0 | 0 | 0 | 0 | 0 | 0 | 0 | 0 | 0 | 0 | 0 | 0 | 0 | 0 | 0 | 0 | 0 | 0 | 0 | 0 | 0 | 0 | 0 | 0
Transportation Pollutant Emissions Disaggregated[ships,NOx,passenger,jet fuel tf] | NoSettings | 0 | 0 | 0 | 0 | 0 | 0 | 0 | 0 | 0 | 0 | 0 | 0 | 0 | 0 | 0 | 0 | 0 | 0 | 0 | 0 | 0 | 0 | 0 | 0 | 0 | 0 | 0 | 0 | 0 | 0 | 0
Transportation Pollutant Emissions Disaggregated[ships,NOx,passenger,heavy or residual fuel oil tf] | NoSettings | 0 | 0 | 0 | 0 | 0 | 0 | 0 | 0 | 0 | 0 | 0 | 0 | 0 | 0 | 0 | 0 | 0 | 0 | 0 | 0 | 0 | 0 | 0 | 0 | 0 | 0 | 0 | 0 | 0 | 0 | 0
Transportation Pollutant Emissions Disaggregated[ships,NOx,passenger,LPG propane or butane tf] | NoSettings | 0 | 0 | 0 | 0 | 0 | 0 | 0 | 0 | 0 | 0 | 0 | 0 | 0 | 0 | 0 | 0 | 0 | 0 | 0 | 0 | 0 | 0 | 0 | 0 | 0 | 0 | 0 | 0 | 0 | 0 | 0
Transportation Pollutant Emissions Disaggregated[ships,NOx,passenger,hydrogen tf] | NoSettings | 0 | 0 | 0 | 0 | 0 | 0 | 0 | 0 | 0 | 0 | 0 | 0 | 0 | 0 | 0 | 0 | 0 | 0 | 0 | 0 | 0 | 0 | 0 | 0 | 0 | 0 | 0 | 0 | 0 | 0 | 0
Transportation Pollutant Emissions Disaggregated[ships,NOx,freight,electricity tf] | NoSettings | 0 | 0 | 0 | 0 | 0 | 0 | 0 | 0 | 0 | 0 | 0 | 0 | 0 | 0 | 0 | 0 | 0 | 0 | 0 | 0 | 0 | 0 | 0 | 0 | 0 | 0 | 0 | 0 | 0 | 0 | 0
Transportation Pollutant Emissions Disaggregated[ships,NOx,freight,natural gas tf] | NoSettings | 0 | 0 | 0 | 0 | 0 | 0 | 0 | 0 | 0 | 0 | 0 | 0 | 0 | 0 | 0 | 0 | 0 | 0 | 0 | 0 | 0 | 0 | 0 | 0 | 0 | 0 | 0 | 0 | 0 | 0 | 0
Transportation Pollutant Emissions Disaggregated[ships,NOx,freight,petroleum gasoline tf] | NoSettings | 0 | 0 | 0 | 0 | 0 | 0 | 0 | 0 | 0 | 0 | 0 | 0 | 0 | 0 | 0 | 0 | 0 | 0 | 0 | 0 | 0 | 0 | 0 | 0 | 0 | 0 | 0 | 0 | 0 | 0 | 0
Transportation Pollutant Emissions Disaggregated[ships,NOx,freight,petroleum diesel tf] | NoSettings | 38015500000 | 34974600000 | 38353200000 | 31150600000 | 31162700000 | 31668400000 | 35143700000 | 37396200000 | 42464300000 | 44172700000 | 41994200000 | 43438300000 | 45085300000 | 47067500000 | 48640500000 | 50812700000 | 57073100000 | 59624600000 | 62986800000 | 65901700000 | 69291800000 | 69749900000 | 75189700000 | 77809000000 | 83029600000 | 82886800000 | 89463600000 | 92848900000 | 95904200000 | 99753200000 | 102943000000
Transportation Pollutant Emissions Disaggregated[ships,NOx,freight,biofuel gasoline tf] | NoSettings | 0 | 0 | 0 | 0 | 0 | 0 | 0 | 0 | 0 | 0 | 0 | 0 | 0 | 0 | 0 | 0 | 0 | 0 | 0 | 0 | 0 | 0 | 0 | 0 | 0 | 0 | 0 | 0 | 0 | 0 | 0
Transportation Pollutant Emissions Disaggregated[ships,NOx,freight,biofuel diesel tf] | NoSettings | 0 | 0 | 0 | 0 | 0 | 0 | 0 | 0 | 0 | 0 | 0 | 0 | 0 | 0 | 0 | 0 | 0 | 0 | 0 | 0 | 0 | 0 | 0 | 0 | 0 | 0 | 0 | 0 | 0 | 0 | 0
Transportation Pollutant Emissions Disaggregated[ships,NOx,freight,jet fuel tf] | NoSettings | 0 | 0 | 0 | 0 | 0 | 0 | 0 | 0 | 0 | 0 | 0 | 0 | 0 | 0 | 0 | 0 | 0 | 0 | 0 | 0 | 0 | 0 | 0 | 0 | 0 | 0 | 0 | 0 | 0 | 0 | 0
Transportation Pollutant Emissions Disaggregated[ships,NOx,freight,heavy or residual fuel oil tf] | NoSettings | 33098000000 | 39115200000 | 39467600000 | 49770900000 | 52933500000 | 55648900000 | 56150200000 | 57962500000 | 57037000000 | 59588500000 | 66114700000 | 68304200000 | 71104600000 | 73649900000 | 75964700000 | 78518500000 | 77084800000 | 80297300000 | 82018900000 | 85087600000 | 86987200000 | 91913800000 | 92680700000 | 95619600000 | 96847300000 | 102751000000 | 102827000000 | 105395000000 | 108371000000 | 111488000000 | 113810000000
Transportation Pollutant Emissions Disaggregated[ships,NOx,freight,LPG propane or butane tf] | NoSettings | 0 | 0 | 0 | 0 | 0 | 0 | 0 | 0 | 0 | 0 | 0 | 0 | 0 | 0 | 0 | 0 | 0 | 0 | 0 | 0 | 0 | 0 | 0 | 0 | 0 | 0 | 0 | 0 | 0 | 0 | 0
Transportation Pollutant Emissions Disaggregated[ships,NOx,freight,hydrogen tf] | NoSettings | 0 | 0 | 0 | 0 | 0 | 0 | 0 | 0 | 0 | 0 | 0 | 0 | 0 | 0 | 0 | 0 | 0 | 0 | 0 | 0 | 0 | 0 | 0 | 0 | 0 | 0 | 0 | 0 | 0 | 0 | 0
Transportation Pollutant Emissions Disaggregated[ships,PM10,passenger,electricity tf] | NoSettings | 0 | 0 | 0 | 0 | 0 | 0 | 0 | 0 | 0 | 0 | 0 | 0 | 0 | 0 | 0 | 0 | 0 | 0 | 0 | 0 | 0 | 0 | 0 | 0 | 0 | 0 | 0 | 0 | 0 | 0 | 0
Transportation Pollutant Emissions Disaggregated[ships,PM10,passenger,natural gas tf] | NoSettings | 0 | 0 | 0 | 0 | 0 | 0 | 0 | 0 | 0 | 0 | 0 | 0 | 0 | 0 | 0 | 0 | 0 | 0 | 0 | 0 | 0 | 0 | 0 | 0 | 0 | 0 | 0 | 0 | 0 | 0 | 0
Transportation Pollutant Emissions Disaggregated[ships,PM10,passenger,petroleum gasoline tf] | NoSettings | 0 | 0 | 0 | 0 | 0 | 0 | 0 | 0 | 0 | 0 | 0 | 0 | 0 | 0 | 0 | 0 | 0 | 0 | 0 | 0 | 0 | 0 | 0 | 0 | 0 | 0 | 0 | 0 | 0 | 0 | 0
Transportation Pollutant Emissions Disaggregated[ships,PM10,passenger,petroleum diesel tf] | NoSettings | 2832060000 | 2841810000 | 2851700000 | 2861840000 | 2900970000 | 2911930000 | 2952120000 | 2963930000 | 2975830000 | 2987810000 | 2999870000 | 3011920000 | 3024060000 | 3036280000 | 3078710000 | 3091750000 | 3104880000 | 3118010000 | 3131120000 | 3113560000 | 3126190000 | 3138910000 | 3151620000 | 3164410000 | 3177300000 | 3190180000 | 3203030000 | 3215980000 | 3229020000 | 3242040000 | 3238530000
Transportation Pollutant Emissions Disaggregated[ships,PM10,passenger,biofuel gasoline tf] | NoSettings | 0 | 0 | 0 | 0 | 0 | 0 | 0 | 0 | 0 | 0 | 0 | 0 | 0 | 0 | 0 | 0 | 0 | 0 | 0 | 0 | 0 | 0 | 0 | 0 | 0 | 0 | 0 | 0 | 0 | 0 | 0
Transportation Pollutant Emissions Disaggregated[ships,PM10,passenger,biofuel diesel tf] | NoSettings | 0 | 0 | 0 | 0 | 0 | 0 | 0 | 0 | 0 | 0 | 0 | 0 | 0 | 0 | 0 | 0 | 0 | 0 | 0 | 0 | 0 | 0 | 0 | 0 | 0 | 0 | 0 | 0 | 0 | 0 | 0
Transportation Pollutant Emissions Disaggregated[ships,PM10,passenger,jet fuel tf] | NoSettings | 0 | 0 | 0 | 0 | 0 | 0 | 0 | 0 | 0 | 0 | 0 | 0 | 0 | 0 | 0 | 0 | 0 | 0 | 0 | 0 | 0 | 0 | 0 | 0 | 0 | 0 | 0 | 0 | 0 | 0 | 0
Transportation Pollutant Emissions Disaggregated[ships,PM10,passenger,heavy or residual fuel oil tf] | NoSettings | 0 | 0 | 0 | 0 | 0 | 0 | 0 | 0 | 0 | 0 | 0 | 0 | 0 | 0 | 0 | 0 | 0 | 0 | 0 | 0 | 0 | 0 | 0 | 0 | 0 | 0 | 0 | 0 | 0 | 0 | 0
Transportation Pollutant Emissions Disaggregated[ships,PM10,passenger,LPG propane or butane tf] | NoSettings | 0 | 0 | 0 | 0 | 0 | 0 | 0 | 0 | 0 | 0 | 0 | 0 | 0 | 0 | 0 | 0 | 0 | 0 | 0 | 0 | 0 | 0 | 0 | 0 | 0 | 0 | 0 | 0 | 0 | 0 | 0
Transportation Pollutant Emissions Disaggregated[ships,PM10,passenger,hydrogen tf] | NoSettings | 0 | 0 | 0 | 0 | 0 | 0 | 0 | 0 | 0 | 0 | 0 | 0 | 0 | 0 | 0 | 0 | 0 | 0 | 0 | 0 | 0 | 0 | 0 | 0 | 0 | 0 | 0 | 0 | 0 | 0 | 0
Transportation Pollutant Emissions Disaggregated[ships,PM10,freight,electricity tf] | NoSettings | 0 | 0 | 0 | 0 | 0 | 0 | 0 | 0 | 0 | 0 | 0 | 0 | 0 | 0 | 0 | 0 | 0 | 0 | 0 | 0 | 0 | 0 | 0 | 0 | 0 | 0 | 0 | 0 | 0 | 0 | 0
Transportation Pollutant Emissions Disaggregated[ships,PM10,freight,natural gas tf] | NoSettings | 0 | 0 | 0 | 0 | 0 | 0 | 0 | 0 | 0 | 0 | 0 | 0 | 0 | 0 | 0 | 0 | 0 | 0 | 0 | 0 | 0 | 0 | 0 | 0 | 0 | 0 | 0 | 0 | 0 | 0 | 0
Transportation Pollutant Emissions Disaggregated[ships,PM10,freight,petroleum gasoline tf] | NoSettings | 0 | 0 | 0 | 0 | 0 | 0 | 0 | 0 | 0 | 0 | 0 | 0 | 0 | 0 | 0 | 0 | 0 | 0 | 0 | 0 | 0 | 0 | 0 | 0 | 0 | 0 | 0 | 0 | 0 | 0 | 0
Transportation Pollutant Emissions Disaggregated[ships,PM10,freight,petroleum diesel tf] | NoSettings | 3303670000 | 3039410000 | 3333020000 | 2707090000 | 2708140000 | 2752090000 | 3054100000 | 3249850000 | 3690280000 | 3838750000 | 3649440000 | 3774930000 | 3918060000 | 4090320000 | 4227020000 | 4415790000 | 4959840000 | 5181580000 | 5473760000 | 5727080000 | 6021680000 | 6061500000 | 6534240000 | 6761860000 | 7215550000 | 7203130000 | 7774680000 | 8068870000 | 8334390000 | 8668880000 | 8946110000
Transportation Pollutant Emissions Disaggregated[ships,PM10,freight,biofuel gasoline tf] | NoSettings | 0 | 0 | 0 | 0 | 0 | 0 | 0 | 0 | 0 | 0 | 0 | 0 | 0 | 0 | 0 | 0 | 0 | 0 | 0 | 0 | 0 | 0 | 0 | 0 | 0 | 0 | 0 | 0 | 0 | 0 | 0
Transportation Pollutant Emissions Disaggregated[ships,PM10,freight,biofuel diesel tf] | NoSettings | 0 | 0 | 0 | 0 | 0 | 0 | 0 | 0 | 0 | 0 | 0 | 0 | 0 | 0 | 0 | 0 | 0 | 0 | 0 | 0 | 0 | 0 | 0 | 0 | 0 | 0 | 0 | 0 | 0 | 0 | 0
Transportation Pollutant Emissions Disaggregated[ships,PM10,freight,jet fuel tf] | NoSettings | 0 | 0 | 0 | 0 | 0 | 0 | 0 | 0 | 0 | 0 | 0 | 0 | 0 | 0 | 0 | 0 | 0 | 0 | 0 | 0 | 0 | 0 | 0 | 0 | 0 | 0 | 0 | 0 | 0 | 0 | 0
Transportation Pollutant Emissions Disaggregated[ships,PM10,freight,heavy or residual fuel oil tf] | NoSettings | 2876320000 | 3399240000 | 3429860000 | 4325260000 | 4600100000 | 4836070000 | 4879640000 | 5037130000 | 4956710000 | 5178430000 | 5745580000 | 5935860000 | 6179220000 | 6400420000 | 6601580000 | 6823520000 | 6698920000 | 6978100000 | 7127720000 | 7394390000 | 7559470000 | 7987610000 | 8054260000 | 8309660000 | 8416350000 | 8929370000 | 8936010000 | 9159200000 | 9417780000 | 9688690000 | 9890450000
Transportation Pollutant Emissions Disaggregated[ships,PM10,freight,LPG propane or butane tf] | NoSettings | 0 | 0 | 0 | 0 | 0 | 0 | 0 | 0 | 0 | 0 | 0 | 0 | 0 | 0 | 0 | 0 | 0 | 0 | 0 | 0 | 0 | 0 | 0 | 0 | 0 | 0 | 0 | 0 | 0 | 0 | 0
Transportation Pollutant Emissions Disaggregated[ships,PM10,freight,hydrogen tf] | NoSettings | 0 | 0 | 0 | 0 | 0 | 0 | 0 | 0 | 0 | 0 | 0 | 0 | 0 | 0 | 0 | 0 | 0 | 0 | 0 | 0 | 0 | 0 | 0 | 0 | 0 | 0 | 0 | 0 | 0 | 0 | 0
Transportation Pollutant Emissions Disaggregated[ships,PM25,passenger,electricity tf] | NoSettings | 0 | 0 | 0 | 0 | 0 | 0 | 0 | 0 | 0 | 0 | 0 | 0 | 0 | 0 | 0 | 0 | 0 | 0 | 0 | 0 | 0 | 0 | 0 | 0 | 0 | 0 | 0 | 0 | 0 | 0 | 0
Transportation Pollutant Emissions Disaggregated[ships,PM25,passenger,natural gas tf] | NoSettings | 0 | 0 | 0 | 0 | 0 | 0 | 0 | 0 | 0 | 0 | 0 | 0 | 0 | 0 | 0 | 0 | 0 | 0 | 0 | 0 | 0 | 0 | 0 | 0 | 0 | 0 | 0 | 0 | 0 | 0 | 0
Transportation Pollutant Emissions Disaggregated[ships,PM25,passenger,petroleum gasoline tf] | NoSettings | 0 | 0 | 0 | 0 | 0 | 0 | 0 | 0 | 0 | 0 | 0 | 0 | 0 | 0 | 0 | 0 | 0 | 0 | 0 | 0 | 0 | 0 | 0 | 0 | 0 | 0 | 0 | 0 | 0 | 0 | 0
Transportation Pollutant Emissions Disaggregated[ships,PM25,passenger,petroleum diesel tf] | NoSettings | 2606060000 | 2615030000 | 2624140000 | 2633470000 | 2669470000 | 2679560000 | 2716540000 | 2727410000 | 2738360000 | 2749380000 | 2760480000 | 2771570000 | 2782730000 | 2793980000 | 2833030000 | 2845030000 | 2857110000 | 2869190000 | 2881260000 | 2865090000 | 2876720000 | 2888420000 | 2900120000 | 2911890000 | 2923750000 | 2935600000 | 2947430000 | 2959340000 | 2971340000 | 2983320000 | 2980100000
Transportation Pollutant Emissions Disaggregated[ships,PM25,passenger,biofuel gasoline tf] | NoSettings | 0 | 0 | 0 | 0 | 0 | 0 | 0 | 0 | 0 | 0 | 0 | 0 | 0 | 0 | 0 | 0 | 0 | 0 | 0 | 0 | 0 | 0 | 0 | 0 | 0 | 0 | 0 | 0 | 0 | 0 | 0
Transportation Pollutant Emissions Disaggregated[ships,PM25,passenger,biofuel diesel tf] | NoSettings | 0 | 0 | 0 | 0 | 0 | 0 | 0 | 0 | 0 | 0 | 0 | 0 | 0 | 0 | 0 | 0 | 0 | 0 | 0 | 0 | 0 | 0 | 0 | 0 | 0 | 0 | 0 | 0 | 0 | 0 | 0
Transportation Pollutant Emissions Disaggregated[ships,PM25,passenger,jet fuel tf] | NoSettings | 0 | 0 | 0 | 0 | 0 | 0 | 0 | 0 | 0 | 0 | 0 | 0 | 0 | 0 | 0 | 0 | 0 | 0 | 0 | 0 | 0 | 0 | 0 | 0 | 0 | 0 | 0 | 0 | 0 | 0 | 0
Transportation Pollutant Emissions Disaggregated[ships,PM25,passenger,heavy or residual fuel oil tf] | NoSettings | 0 | 0 | 0 | 0 | 0 | 0 | 0 | 0 | 0 | 0 | 0 | 0 | 0 | 0 | 0 | 0 | 0 | 0 | 0 | 0 | 0 | 0 | 0 | 0 | 0 | 0 | 0 | 0 | 0 | 0 | 0
Transportation Pollutant Emissions Disaggregated[ships,PM25,passenger,LPG propane or butane tf] | NoSettings | 0 | 0 | 0 | 0 | 0 | 0 | 0 | 0 | 0 | 0 | 0 | 0 | 0 | 0 | 0 | 0 | 0 | 0 | 0 | 0 | 0 | 0 | 0 | 0 | 0 | 0 | 0 | 0 | 0 | 0 | 0
Transportation Pollutant Emissions Disaggregated[ships,PM25,passenger,hydrogen tf] | NoSettings | 0 | 0 | 0 | 0 | 0 | 0 | 0 | 0 | 0 | 0 | 0 | 0 | 0 | 0 | 0 | 0 | 0 | 0 | 0 | 0 | 0 | 0 | 0 | 0 | 0 | 0 | 0 | 0 | 0 | 0 | 0
Transportation Pollutant Emissions Disaggregated[ships,PM25,freight,electricity tf] | NoSettings | 0 | 0 | 0 | 0 | 0 | 0 | 0 | 0 | 0 | 0 | 0 | 0 | 0 | 0 | 0 | 0 | 0 | 0 | 0 | 0 | 0 | 0 | 0 | 0 | 0 | 0 | 0 | 0 | 0 | 0 | 0
Transportation Pollutant Emissions Disaggregated[ships,PM25,freight,natural gas tf] | NoSettings | 0 | 0 | 0 | 0 | 0 | 0 | 0 | 0 | 0 | 0 | 0 | 0 | 0 | 0 | 0 | 0 | 0 | 0 | 0 | 0 | 0 | 0 | 0 | 0 | 0 | 0 | 0 | 0 | 0 | 0 | 0
Transportation Pollutant Emissions Disaggregated[ships,PM25,freight,petroleum gasoline tf] | NoSettings | 0 | 0 | 0 | 0 | 0 | 0 | 0 | 0 | 0 | 0 | 0 | 0 | 0 | 0 | 0 | 0 | 0 | 0 | 0 | 0 | 0 | 0 | 0 | 0 | 0 | 0 | 0 | 0 | 0 | 0 | 0
Transportation Pollutant Emissions Disaggregated[ships,PM25,freight,petroleum diesel tf] | NoSettings | 3040040000 | 2796860000 | 3067050000 | 2491060000 | 2492030000 | 2532470000 | 2810380000 | 2990510000 | 3395800000 | 3532420000 | 3358210000 | 3473690000 | 3605400000 | 3763910000 | 3889700000 | 4063410000 | 4564040000 | 4768080000 | 5036950000 | 5270050000 | 5541150000 | 5577790000 | 6012800000 | 6222260000 | 6639740000 | 6628320000 | 7154260000 | 7424970000 | 7669310000 | 7977100000 | 8232200000
Transportation Pollutant Emissions Disaggregated[ships,PM25,freight,biofuel gasoline tf] | NoSettings | 0 | 0 | 0 | 0 | 0 | 0 | 0 | 0 | 0 | 0 | 0 | 0 | 0 | 0 | 0 | 0 | 0 | 0 | 0 | 0 | 0 | 0 | 0 | 0 | 0 | 0 | 0 | 0 | 0 | 0 | 0
Transportation Pollutant Emissions Disaggregated[ships,PM25,freight,biofuel diesel tf] | NoSettings | 0 | 0 | 0 | 0 | 0 | 0 | 0 | 0 | 0 | 0 | 0 | 0 | 0 | 0 | 0 | 0 | 0 | 0 | 0 | 0 | 0 | 0 | 0 | 0 | 0 | 0 | 0 | 0 | 0 | 0 | 0
Transportation Pollutant Emissions Disaggregated[ships,PM25,freight,jet fuel tf] | NoSettings | 0 | 0 | 0 | 0 | 0 | 0 | 0 | 0 | 0 | 0 | 0 | 0 | 0 | 0 | 0 | 0 | 0 | 0 | 0 | 0 | 0 | 0 | 0 | 0 | 0 | 0 | 0 | 0 | 0 | 0 | 0
Transportation Pollutant Emissions Disaggregated[ships,PM25,freight,heavy or residual fuel oil tf] | NoSettings | 2646790000 | 3127980000 | 3156160000 | 3980100000 | 4233010000 | 4450150000 | 4490240000 | 4635170000 | 4561160000 | 4765190000 | 5287080000 | 5462170000 | 5686120000 | 5889660000 | 6074770000 | 6279000000 | 6164340000 | 6421240000 | 6558920000 | 6804320000 | 6956220000 | 7350200000 | 7411530000 | 7646540000 | 7744720000 | 8216800000 | 8222910000 | 8428300000 | 8666230000 | 8915530000 | 9101180000
Transportation Pollutant Emissions Disaggregated[ships,PM25,freight,LPG propane or butane tf] | NoSettings | 0 | 0 | 0 | 0 | 0 | 0 | 0 | 0 | 0 | 0 | 0 | 0 | 0 | 0 | 0 | 0 | 0 | 0 | 0 | 0 | 0 | 0 | 0 | 0 | 0 | 0 | 0 | 0 | 0 | 0 | 0
Transportation Pollutant Emissions Disaggregated[ships,PM25,freight,hydrogen tf] | NoSettings | 0 | 0 | 0 | 0 | 0 | 0 | 0 | 0 | 0 | 0 | 0 | 0 | 0 | 0 | 0 | 0 | 0 | 0 | 0 | 0 | 0 | 0 | 0 | 0 | 0 | 0 | 0 | 0 | 0 | 0 | 0
Transportation Pollutant Emissions Disaggregated[ships,SOx,passenger,electricity tf] | NoSettings | 0 | 0 | 0 | 0 | 0 | 0 | 0 | 0 | 0 | 0 | 0 | 0 | 0 | 0 | 0 | 0 | 0 | 0 | 0 | 0 | 0 | 0 | 0 | 0 | 0 | 0 | 0 | 0 | 0 | 0 | 0
Transportation Pollutant Emissions Disaggregated[ships,SOx,passenger,natural gas tf] | NoSettings | 0 | 0 | 0 | 0 | 0 | 0 | 0 | 0 | 0 | 0 | 0 | 0 | 0 | 0 | 0 | 0 | 0 | 0 | 0 | 0 | 0 | 0 | 0 | 0 | 0 | 0 | 0 | 0 | 0 | 0 | 0
Transportation Pollutant Emissions Disaggregated[ships,SOx,passenger,petroleum gasoline tf] | NoSettings | 0 | 0 | 0 | 0 | 0 | 0 | 0 | 0 | 0 | 0 | 0 | 0 | 0 | 0 | 0 | 0 | 0 | 0 | 0 | 0 | 0 | 0 | 0 | 0 | 0 | 0 | 0 | 0 | 0 | 0 | 0
Transportation Pollutant Emissions Disaggregated[ships,SOx,passenger,petroleum diesel tf] | NoSettings | 8474380 | 8503540 | 8533150 | 8563480 | 8680570 | 8713360 | 8833620 | 8868970 | 8904570 | 8940410 | 8976500 | 9012560 | 9048880 | 9085440 | 9212410 | 9251440 | 9290740 | 9330010 | 9369250 | 9316690 | 9354490 | 9392560 | 9430580 | 9468870 | 9507430 | 9545950 | 9584430 | 9623170 | 9662190 | 9701150 | 9690660
Transportation Pollutant Emissions Disaggregated[ships,SOx,passenger,biofuel gasoline tf] | NoSettings | 0 | 0 | 0 | 0 | 0 | 0 | 0 | 0 | 0 | 0 | 0 | 0 | 0 | 0 | 0 | 0 | 0 | 0 | 0 | 0 | 0 | 0 | 0 | 0 | 0 | 0 | 0 | 0 | 0 | 0 | 0
Transportation Pollutant Emissions Disaggregated[ships,SOx,passenger,biofuel diesel tf] | NoSettings | 0 | 0 | 0 | 0 | 0 | 0 | 0 | 0 | 0 | 0 | 0 | 0 | 0 | 0 | 0 | 0 | 0 | 0 | 0 | 0 | 0 | 0 | 0 | 0 | 0 | 0 | 0 | 0 | 0 | 0 | 0
Transportation Pollutant Emissions Disaggregated[ships,SOx,passenger,jet fuel tf] | NoSettings | 0 | 0 | 0 | 0 | 0 | 0 | 0 | 0 | 0 | 0 | 0 | 0 | 0 | 0 | 0 | 0 | 0 | 0 | 0 | 0 | 0 | 0 | 0 | 0 | 0 | 0 | 0 | 0 | 0 | 0 | 0
Transportation Pollutant Emissions Disaggregated[ships,SOx,passenger,heavy or residual fuel oil tf] | NoSettings | 0 | 0 | 0 | 0 | 0 | 0 | 0 | 0 | 0 | 0 | 0 | 0 | 0 | 0 | 0 | 0 | 0 | 0 | 0 | 0 | 0 | 0 | 0 | 0 | 0 | 0 | 0 | 0 | 0 | 0 | 0
Transportation Pollutant Emissions Disaggregated[ships,SOx,passenger,LPG propane or butane tf] | NoSettings | 0 | 0 | 0 | 0 | 0 | 0 | 0 | 0 | 0 | 0 | 0 | 0 | 0 | 0 | 0 | 0 | 0 | 0 | 0 | 0 | 0 | 0 | 0 | 0 | 0 | 0 | 0 | 0 | 0 | 0 | 0
Transportation Pollutant Emissions Disaggregated[ships,SOx,passenger,hydrogen tf] | NoSettings | 0 | 0 | 0 | 0 | 0 | 0 | 0 | 0 | 0 | 0 | 0 | 0 | 0 | 0 | 0 | 0 | 0 | 0 | 0 | 0 | 0 | 0 | 0 | 0 | 0 | 0 | 0 | 0 | 0 | 0 | 0
Transportation Pollutant Emissions Disaggregated[ships,SOx,freight,electricity tf] | NoSettings | 0 | 0 | 0 | 0 | 0 | 0 | 0 | 0 | 0 | 0 | 0 | 0 | 0 | 0 | 0 | 0 | 0 | 0 | 0 | 0 | 0 | 0 | 0 | 0 | 0 | 0 | 0 | 0 | 0 | 0 | 0
Transportation Pollutant Emissions Disaggregated[ships,SOx,freight,natural gas tf] | NoSettings | 0 | 0 | 0 | 0 | 0 | 0 | 0 | 0 | 0 | 0 | 0 | 0 | 0 | 0 | 0 | 0 | 0 | 0 | 0 | 0 | 0 | 0 | 0 | 0 | 0 | 0 | 0 | 0 | 0 | 0 | 0
Transportation Pollutant Emissions Disaggregated[ships,SOx,freight,petroleum gasoline tf] | NoSettings | 0 | 0 | 0 | 0 | 0 | 0 | 0 | 0 | 0 | 0 | 0 | 0 | 0 | 0 | 0 | 0 | 0 | 0 | 0 | 0 | 0 | 0 | 0 | 0 | 0 | 0 | 0 | 0 | 0 | 0 | 0
Transportation Pollutant Emissions Disaggregated[ships,SOx,freight,petroleum diesel tf] | NoSettings | 9885570 | 9094810 | 9973400 | 8100420 | 8103580 | 8235080 | 9138780 | 9724530 | 11042400 | 11486700 | 10920200 | 11295700 | 11724000 | 12239500 | 12648500 | 13213400 | 14841300 | 15504800 | 16379100 | 17137100 | 18018700 | 18137800 | 19552400 | 20233500 | 21591100 | 21553900 | 23264200 | 24144500 | 24939000 | 25939900 | 26769400
Transportation Pollutant Emissions Disaggregated[ships,SOx,freight,biofuel gasoline tf] | NoSettings | 0 | 0 | 0 | 0 | 0 | 0 | 0 | 0 | 0 | 0 | 0 | 0 | 0 | 0 | 0 | 0 | 0 | 0 | 0 | 0 | 0 | 0 | 0 | 0 | 0 | 0 | 0 | 0 | 0 | 0 | 0
Transportation Pollutant Emissions Disaggregated[ships,SOx,freight,biofuel diesel tf] | NoSettings | 0 | 0 | 0 | 0 | 0 | 0 | 0 | 0 | 0 | 0 | 0 | 0 | 0 | 0 | 0 | 0 | 0 | 0 | 0 | 0 | 0 | 0 | 0 | 0 | 0 | 0 | 0 | 0 | 0 | 0 | 0
Transportation Pollutant Emissions Disaggregated[ships,SOx,freight,jet fuel tf] | NoSettings | 0 | 0 | 0 | 0 | 0 | 0 | 0 | 0 | 0 | 0 | 0 | 0 | 0 | 0 | 0 | 0 | 0 | 0 | 0 | 0 | 0 | 0 | 0 | 0 | 0 | 0 | 0 | 0 | 0 | 0 | 0
Transportation Pollutant Emissions Disaggregated[ships,SOx,freight,heavy or residual fuel oil tf] | NoSettings | 22913000000 | 27078600000 | 27322500000 | 34455300000 | 36644700000 | 38524500000 | 38871500000 | 40126100000 | 39485400000 | 41251700000 | 45769700000 | 47285400000 | 49224100000 | 50986100000 | 52588600000 | 54356600000 | 53364000000 | 55588000000 | 56779800000 | 58904200000 | 60219200000 | 63629800000 | 64160800000 | 66195200000 | 67045200000 | 71131900000 | 71184800000 | 72962800000 | 75022600000 | 77180700000 | 78787900000
Transportation Pollutant Emissions Disaggregated[ships,SOx,freight,LPG propane or butane tf] | NoSettings | 0 | 0 | 0 | 0 | 0 | 0 | 0 | 0 | 0 | 0 | 0 | 0 | 0 | 0 | 0 | 0 | 0 | 0 | 0 | 0 | 0 | 0 | 0 | 0 | 0 | 0 | 0 | 0 | 0 | 0 | 0
Transportation Pollutant Emissions Disaggregated[ships,SOx,freight,hydrogen tf] | NoSettings | 0 | 0 | 0 | 0 | 0 | 0 | 0 | 0 | 0 | 0 | 0 | 0 | 0 | 0 | 0 | 0 | 0 | 0 | 0 | 0 | 0 | 0 | 0 | 0 | 0 | 0 | 0 | 0 | 0 | 0 | 0
Transportation Pollutant Emissions Disaggregated[ships,BC,passenger,electricity tf] | NoSettings | 0 | 0 | 0 | 0 | 0 | 0 | 0 | 0 | 0 | 0 | 0 | 0 | 0 | 0 | 0 | 0 | 0 | 0 | 0 | 0 | 0 | 0 | 0 | 0 | 0 | 0 | 0 | 0 | 0 | 0 | 0
Transportation Pollutant Emissions Disaggregated[ships,BC,passenger,natural gas tf] | NoSettings | 0 | 0 | 0 | 0 | 0 | 0 | 0 | 0 | 0 | 0 | 0 | 0 | 0 | 0 | 0 | 0 | 0 | 0 | 0 | 0 | 0 | 0 | 0 | 0 | 0 | 0 | 0 | 0 | 0 | 0 | 0
Transportation Pollutant Emissions Disaggregated[ships,BC,passenger,petroleum gasoline tf] | NoSettings | 0 | 0 | 0 | 0 | 0 | 0 | 0 | 0 | 0 | 0 | 0 | 0 | 0 | 0 | 0 | 0 | 0 | 0 | 0 | 0 | 0 | 0 | 0 | 0 | 0 | 0 | 0 | 0 | 0 | 0 | 0
Transportation Pollutant Emissions Disaggregated[ships,BC,passenger,petroleum diesel tf] | NoSettings | 390908000 | 392253000 | 393619000 | 395018000 | 400419000 | 401932000 | 407479000 | 409110000 | 410752000 | 412405000 | 414070000 | 415733000 | 417408000 | 419095000 | 424952000 | 426752000 | 428565000 | 430376000 | 432187000 | 429762000 | 431506000 | 433262000 | 435016000 | 436782000 | 438561000 | 440338000 | 442112000 | 443900000 | 445699000 | 447497000 | 447013000
Transportation Pollutant Emissions Disaggregated[ships,BC,passenger,biofuel gasoline tf] | NoSettings | 0 | 0 | 0 | 0 | 0 | 0 | 0 | 0 | 0 | 0 | 0 | 0 | 0 | 0 | 0 | 0 | 0 | 0 | 0 | 0 | 0 | 0 | 0 | 0 | 0 | 0 | 0 | 0 | 0 | 0 | 0
Transportation Pollutant Emissions Disaggregated[ships,BC,passenger,biofuel diesel tf] | NoSettings | 0 | 0 | 0 | 0 | 0 | 0 | 0 | 0 | 0 | 0 | 0 | 0 | 0 | 0 | 0 | 0 | 0 | 0 | 0 | 0 | 0 | 0 | 0 | 0 | 0 | 0 | 0 | 0 | 0 | 0 | 0
Transportation Pollutant Emissions Disaggregated[ships,BC,passenger,jet fuel tf] | NoSettings | 0 | 0 | 0 | 0 | 0 | 0 | 0 | 0 | 0 | 0 | 0 | 0 | 0 | 0 | 0 | 0 | 0 | 0 | 0 | 0 | 0 | 0 | 0 | 0 | 0 | 0 | 0 | 0 | 0 | 0 | 0
Transportation Pollutant Emissions Disaggregated[ships,BC,passenger,heavy or residual fuel oil tf] | NoSettings | 0 | 0 | 0 | 0 | 0 | 0 | 0 | 0 | 0 | 0 | 0 | 0 | 0 | 0 | 0 | 0 | 0 | 0 | 0 | 0 | 0 | 0 | 0 | 0 | 0 | 0 | 0 | 0 | 0 | 0 | 0
Transportation Pollutant Emissions Disaggregated[ships,BC,passenger,LPG propane or butane tf] | NoSettings | 0 | 0 | 0 | 0 | 0 | 0 | 0 | 0 | 0 | 0 | 0 | 0 | 0 | 0 | 0 | 0 | 0 | 0 | 0 | 0 | 0 | 0 | 0 | 0 | 0 | 0 | 0 | 0 | 0 | 0 | 0
Transportation Pollutant Emissions Disaggregated[ships,BC,passenger,hydrogen tf] | NoSettings | 0 | 0 | 0 | 0 | 0 | 0 | 0 | 0 | 0 | 0 | 0 | 0 | 0 | 0 | 0 | 0 | 0 | 0 | 0 | 0 | 0 | 0 | 0 | 0 | 0 | 0 | 0 | 0 | 0 | 0 | 0
Transportation Pollutant Emissions Disaggregated[ships,BC,freight,electricity tf] | NoSettings | 0 | 0 | 0 | 0 | 0 | 0 | 0 | 0 | 0 | 0 | 0 | 0 | 0 | 0 | 0 | 0 | 0 | 0 | 0 | 0 | 0 | 0 | 0 | 0 | 0 | 0 | 0 | 0 | 0 | 0 | 0
Transportation Pollutant Emissions Disaggregated[ships,BC,freight,natural gas tf] | NoSettings | 0 | 0 | 0 | 0 | 0 | 0 | 0 | 0 | 0 | 0 | 0 | 0 | 0 | 0 | 0 | 0 | 0 | 0 | 0 | 0 | 0 | 0 | 0 | 0 | 0 | 0 | 0 | 0 | 0 | 0 | 0
Transportation Pollutant Emissions Disaggregated[ships,BC,freight,petroleum gasoline tf] | NoSettings | 0 | 0 | 0 | 0 | 0 | 0 | 0 | 0 | 0 | 0 | 0 | 0 | 0 | 0 | 0 | 0 | 0 | 0 | 0 | 0 | 0 | 0 | 0 | 0 | 0 | 0 | 0 | 0 | 0 | 0 | 0
Transportation Pollutant Emissions Disaggregated[ships,BC,freight,petroleum diesel tf] | NoSettings | 456003000 | 419527000 | 460055000 | 373658000 | 373803000 | 379869000 | 421556000 | 448575000 | 509367000 | 529860000 | 503729000 | 521051000 | 540808000 | 564584000 | 583453000 | 609509000 | 684604000 | 715209000 | 755540000 | 790504000 | 831169000 | 836665000 | 901916000 | 933334000 | 995957000 | 994244000 | 1073130000 | 1113740000 | 1150390000 | 1196560000 | 1234820000
Transportation Pollutant Emissions Disaggregated[ships,BC,freight,biofuel gasoline tf] | NoSettings | 0 | 0 | 0 | 0 | 0 | 0 | 0 | 0 | 0 | 0 | 0 | 0 | 0 | 0 | 0 | 0 | 0 | 0 | 0 | 0 | 0 | 0 | 0 | 0 | 0 | 0 | 0 | 0 | 0 | 0 | 0
Transportation Pollutant Emissions Disaggregated[ships,BC,freight,biofuel diesel tf] | NoSettings | 0 | 0 | 0 | 0 | 0 | 0 | 0 | 0 | 0 | 0 | 0 | 0 | 0 | 0 | 0 | 0 | 0 | 0 | 0 | 0 | 0 | 0 | 0 | 0 | 0 | 0 | 0 | 0 | 0 | 0 | 0
Transportation Pollutant Emissions Disaggregated[ships,BC,freight,jet fuel tf] | NoSettings | 0 | 0 | 0 | 0 | 0 | 0 | 0 | 0 | 0 | 0 | 0 | 0 | 0 | 0 | 0 | 0 | 0 | 0 | 0 | 0 | 0 | 0 | 0 | 0 | 0 | 0 | 0 | 0 | 0 | 0 | 0
Transportation Pollutant Emissions Disaggregated[ships,BC,freight,heavy or residual fuel oil tf] | NoSettings | 397017000 | 469195000 | 473422000 | 597013000 | 634949000 | 667520000 | 673533000 | 695272000 | 684171000 | 714776000 | 793059000 | 819322000 | 852914000 | 883445000 | 911211000 | 941846000 | 924648000 | 963183000 | 983834000 | 1020640000 | 1043430000 | 1102530000 | 1111720000 | 1146980000 | 1161700000 | 1232520000 | 1233430000 | 1264240000 | 1299930000 | 1337320000 | 1365170000
Transportation Pollutant Emissions Disaggregated[ships,BC,freight,LPG propane or butane tf] | NoSettings | 0 | 0 | 0 | 0 | 0 | 0 | 0 | 0 | 0 | 0 | 0 | 0 | 0 | 0 | 0 | 0 | 0 | 0 | 0 | 0 | 0 | 0 | 0 | 0 | 0 | 0 | 0 | 0 | 0 | 0 | 0
Transportation Pollutant Emissions Disaggregated[ships,BC,freight,hydrogen tf] | NoSettings | 0 | 0 | 0 | 0 | 0 | 0 | 0 | 0 | 0 | 0 | 0 | 0 | 0 | 0 | 0 | 0 | 0 | 0 | 0 | 0 | 0 | 0 | 0 | 0 | 0 | 0 | 0 | 0 | 0 | 0 | 0
Transportation Pollutant Emissions Disaggregated[ships,OC,passenger,electricity tf] | NoSettings | 0 | 0 | 0 | 0 | 0 | 0 | 0 | 0 | 0 | 0 | 0 | 0 | 0 | 0 | 0 | 0 | 0 | 0 | 0 | 0 | 0 | 0 | 0 | 0 | 0 | 0 | 0 | 0 | 0 | 0 | 0
Transportation Pollutant Emissions Disaggregated[ships,OC,passenger,natural gas tf] | NoSettings | 0 | 0 | 0 | 0 | 0 | 0 | 0 | 0 | 0 | 0 | 0 | 0 | 0 | 0 | 0 | 0 | 0 | 0 | 0 | 0 | 0 | 0 | 0 | 0 | 0 | 0 | 0 | 0 | 0 | 0 | 0
Transportation Pollutant Emissions Disaggregated[ships,OC,passenger,petroleum gasoline tf] | NoSettings | 0 | 0 | 0 | 0 | 0 | 0 | 0 | 0 | 0 | 0 | 0 | 0 | 0 | 0 | 0 | 0 | 0 | 0 | 0 | 0 | 0 | 0 | 0 | 0 | 0 | 0 | 0 | 0 | 0 | 0 | 0
Transportation Pollutant Emissions Disaggregated[ships,OC,passenger,petroleum diesel tf] | NoSettings | 1016360000 | 1019850000 | 1023410000 | 1027040000 | 1041090000 | 1045020000 | 1059440000 | 1063680000 | 1067950000 | 1072250000 | 1076580000 | 1080900000 | 1085260000 | 1089640000 | 1104870000 | 1109550000 | 1114270000 | 1118980000 | 1123680000 | 1117380000 | 1121910000 | 1126480000 | 1131040000 | 1135630000 | 1140250000 | 1144870000 | 1149490000 | 1154130000 | 1158810000 | 1163490000 | 1162230000
Transportation Pollutant Emissions Disaggregated[ships,OC,passenger,biofuel gasoline tf] | NoSettings | 0 | 0 | 0 | 0 | 0 | 0 | 0 | 0 | 0 | 0 | 0 | 0 | 0 | 0 | 0 | 0 | 0 | 0 | 0 | 0 | 0 | 0 | 0 | 0 | 0 | 0 | 0 | 0 | 0 | 0 | 0
Transportation Pollutant Emissions Disaggregated[ships,OC,passenger,biofuel diesel tf] | NoSettings | 0 | 0 | 0 | 0 | 0 | 0 | 0 | 0 | 0 | 0 | 0 | 0 | 0 | 0 | 0 | 0 | 0 | 0 | 0 | 0 | 0 | 0 | 0 | 0 | 0 | 0 | 0 | 0 | 0 | 0 | 0
Transportation Pollutant Emissions Disaggregated[ships,OC,passenger,jet fuel tf] | NoSettings | 0 | 0 | 0 | 0 | 0 | 0 | 0 | 0 | 0 | 0 | 0 | 0 | 0 | 0 | 0 | 0 | 0 | 0 | 0 | 0 | 0 | 0 | 0 | 0 | 0 | 0 | 0 | 0 | 0 | 0 | 0
Transportation Pollutant Emissions Disaggregated[ships,OC,passenger,heavy or residual fuel oil tf] | NoSettings | 0 | 0 | 0 | 0 | 0 | 0 | 0 | 0 | 0 | 0 | 0 | 0 | 0 | 0 | 0 | 0 | 0 | 0 | 0 | 0 | 0 | 0 | 0 | 0 | 0 | 0 | 0 | 0 | 0 | 0 | 0
Transportation Pollutant Emissions Disaggregated[ships,OC,passenger,LPG propane or butane tf] | NoSettings | 0 | 0 | 0 | 0 | 0 | 0 | 0 | 0 | 0 | 0 | 0 | 0 | 0 | 0 | 0 | 0 | 0 | 0 | 0 | 0 | 0 | 0 | 0 | 0 | 0 | 0 | 0 | 0 | 0 | 0 | 0
Transportation Pollutant Emissions Disaggregated[ships,OC,passenger,hydrogen tf] | NoSettings | 0 | 0 | 0 | 0 | 0 | 0 | 0 | 0 | 0 | 0 | 0 | 0 | 0 | 0 | 0 | 0 | 0 | 0 | 0 | 0 | 0 | 0 | 0 | 0 | 0 | 0 | 0 | 0 | 0 | 0 | 0
Transportation Pollutant Emissions Disaggregated[ships,OC,freight,electricity tf] | NoSettings | 0 | 0 | 0 | 0 | 0 | 0 | 0 | 0 | 0 | 0 | 0 | 0 | 0 | 0 | 0 | 0 | 0 | 0 | 0 | 0 | 0 | 0 | 0 | 0 | 0 | 0 | 0 | 0 | 0 | 0 | 0
Transportation Pollutant Emissions Disaggregated[ships,OC,freight,natural gas tf] | NoSettings | 0 | 0 | 0 | 0 | 0 | 0 | 0 | 0 | 0 | 0 | 0 | 0 | 0 | 0 | 0 | 0 | 0 | 0 | 0 | 0 | 0 | 0 | 0 | 0 | 0 | 0 | 0 | 0 | 0 | 0 | 0
Transportation Pollutant Emissions Disaggregated[ships,OC,freight,petroleum gasoline tf] | NoSettings | 0 | 0 | 0 | 0 | 0 | 0 | 0 | 0 | 0 | 0 | 0 | 0 | 0 | 0 | 0 | 0 | 0 | 0 | 0 | 0 | 0 | 0 | 0 | 0 | 0 | 0 | 0 | 0 | 0 | 0 | 0
Transportation Pollutant Emissions Disaggregated[ships,OC,freight,petroleum diesel tf] | NoSettings | 1185610000 | 1090770000 | 1196140000 | 971507000 | 971886000 | 987657000 | 1096040000 | 1166290000 | 1324350000 | 1377630000 | 1309690000 | 1354730000 | 1406090000 | 1467910000 | 1516970000 | 1584720000 | 1779960000 | 1859540000 | 1964400000 | 2055300000 | 2161030000 | 2175320000 | 2344970000 | 2426660000 | 2589480000 | 2585020000 | 2790140000 | 2895720000 | 2991010000 | 3111050000 | 3210530000
Transportation Pollutant Emissions Disaggregated[ships,OC,freight,biofuel gasoline tf] | NoSettings | 0 | 0 | 0 | 0 | 0 | 0 | 0 | 0 | 0 | 0 | 0 | 0 | 0 | 0 | 0 | 0 | 0 | 0 | 0 | 0 | 0 | 0 | 0 | 0 | 0 | 0 | 0 | 0 | 0 | 0 | 0
Transportation Pollutant Emissions Disaggregated[ships,OC,freight,biofuel diesel tf] | NoSettings | 0 | 0 | 0 | 0 | 0 | 0 | 0 | 0 | 0 | 0 | 0 | 0 | 0 | 0 | 0 | 0 | 0 | 0 | 0 | 0 | 0 | 0 | 0 | 0 | 0 | 0 | 0 | 0 | 0 | 0 | 0
Transportation Pollutant Emissions Disaggregated[ships,OC,freight,jet fuel tf] | NoSettings | 0 | 0 | 0 | 0 | 0 | 0 | 0 | 0 | 0 | 0 | 0 | 0 | 0 | 0 | 0 | 0 | 0 | 0 | 0 | 0 | 0 | 0 | 0 | 0 | 0 | 0 | 0 | 0 | 0 | 0 | 0
Transportation Pollutant Emissions Disaggregated[ships,OC,freight,heavy or residual fuel oil tf] | NoSettings | 1032240000 | 1219900000 | 1230890000 | 1552230000 | 1650860000 | 1735550000 | 1751180000 | 1807700000 | 1778840000 | 1858410000 | 2061950000 | 2130230000 | 2217570000 | 2296950000 | 2369140000 | 2448790000 | 2404080000 | 2504270000 | 2557960000 | 2653660000 | 2712910000 | 2866560000 | 2890470000 | 2982130000 | 3020420000 | 3204530000 | 3206910000 | 3287010000 | 3379810000 | 3477030000 | 3549440000
Transportation Pollutant Emissions Disaggregated[ships,OC,freight,LPG propane or butane tf] | NoSettings | 0 | 0 | 0 | 0 | 0 | 0 | 0 | 0 | 0 | 0 | 0 | 0 | 0 | 0 | 0 | 0 | 0 | 0 | 0 | 0 | 0 | 0 | 0 | 0 | 0 | 0 | 0 | 0 | 0 | 0 | 0
Transportation Pollutant Emissions Disaggregated[ships,OC,freight,hydrogen tf] | NoSettings | 0 | 0 | 0 | 0 | 0 | 0 | 0 | 0 | 0 | 0 | 0 | 0 | 0 | 0 | 0 | 0 | 0 | 0 | 0 | 0 | 0 | 0 | 0 | 0 | 0 | 0 | 0 | 0 | 0 | 0 | 0
Transportation Pollutant Emissions Disaggregated[ships,CH4,passenger,electricity tf] | NoSettings | 0 | 0 | 0 | 0 | 0 | 0 | 0 | 0 | 0 | 0 | 0 | 0 | 0 | 0 | 0 | 0 | 0 | 0 | 0 | 0 | 0 | 0 | 0 | 0 | 0 | 0 | 0 | 0 | 0 | 0 | 0
Transportation Pollutant Emissions Disaggregated[ships,CH4,passenger,natural gas tf] | NoSettings | 0 | 0 | 0 | 0 | 0 | 0 | 0 | 0 | 0 | 0 | 0 | 0 | 0 | 0 | 0 | 0 | 0 | 0 | 0 | 0 | 0 | 0 | 0 | 0 | 0 | 0 | 0 | 0 | 0 | 0 | 0
Transportation Pollutant Emissions Disaggregated[ships,CH4,passenger,petroleum gasoline tf] | NoSettings | 0 | 0 | 0 | 0 | 0 | 0 | 0 | 0 | 0 | 0 | 0 | 0 | 0 | 0 | 0 | 0 | 0 | 0 | 0 | 0 | 0 | 0 | 0 | 0 | 0 | 0 | 0 | 0 | 0 | 0 | 0
Transportation Pollutant Emissions Disaggregated[ships,CH4,passenger,petroleum diesel tf] | NoSettings | 50144300 | 50316800 | 50492000 | 50671500 | 51364300 | 51558400 | 52269900 | 52479100 | 52689700 | 52901800 | 53115400 | 53328800 | 53543700 | 53760000 | 54511300 | 54742200 | 54974800 | 55207100 | 55439300 | 55128400 | 55352000 | 55577300 | 55802300 | 56028800 | 56257000 | 56484900 | 56712600 | 56941800 | 57172700 | 57403200 | 57341200
Transportation Pollutant Emissions Disaggregated[ships,CH4,passenger,biofuel gasoline tf] | NoSettings | 0 | 0 | 0 | 0 | 0 | 0 | 0 | 0 | 0 | 0 | 0 | 0 | 0 | 0 | 0 | 0 | 0 | 0 | 0 | 0 | 0 | 0 | 0 | 0 | 0 | 0 | 0 | 0 | 0 | 0 | 0
Transportation Pollutant Emissions Disaggregated[ships,CH4,passenger,biofuel diesel tf] | NoSettings | 0 | 0 | 0 | 0 | 0 | 0 | 0 | 0 | 0 | 0 | 0 | 0 | 0 | 0 | 0 | 0 | 0 | 0 | 0 | 0 | 0 | 0 | 0 | 0 | 0 | 0 | 0 | 0 | 0 | 0 | 0
Transportation Pollutant Emissions Disaggregated[ships,CH4,passenger,jet fuel tf] | NoSettings | 0 | 0 | 0 | 0 | 0 | 0 | 0 | 0 | 0 | 0 | 0 | 0 | 0 | 0 | 0 | 0 | 0 | 0 | 0 | 0 | 0 | 0 | 0 | 0 | 0 | 0 | 0 | 0 | 0 | 0 | 0
Transportation Pollutant Emissions Disaggregated[ships,CH4,passenger,heavy or residual fuel oil tf] | NoSettings | 0 | 0 | 0 | 0 | 0 | 0 | 0 | 0 | 0 | 0 | 0 | 0 | 0 | 0 | 0 | 0 | 0 | 0 | 0 | 0 | 0 | 0 | 0 | 0 | 0 | 0 | 0 | 0 | 0 | 0 | 0
Transportation Pollutant Emissions Disaggregated[ships,CH4,passenger,LPG propane or butane tf] | NoSettings | 0 | 0 | 0 | 0 | 0 | 0 | 0 | 0 | 0 | 0 | 0 | 0 | 0 | 0 | 0 | 0 | 0 | 0 | 0 | 0 | 0 | 0 | 0 | 0 | 0 | 0 | 0 | 0 | 0 | 0 | 0
Transportation Pollutant Emissions Disaggregated[ships,CH4,passenger,hydrogen tf] | NoSettings | 0 | 0 | 0 | 0 | 0 | 0 | 0 | 0 | 0 | 0 | 0 | 0 | 0 | 0 | 0 | 0 | 0 | 0 | 0 | 0 | 0 | 0 | 0 | 0 | 0 | 0 | 0 | 0 | 0 | 0 | 0
Transportation Pollutant Emissions Disaggregated[ships,CH4,freight,electricity tf] | NoSettings | 0 | 0 | 0 | 0 | 0 | 0 | 0 | 0 | 0 | 0 | 0 | 0 | 0 | 0 | 0 | 0 | 0 | 0 | 0 | 0 | 0 | 0 | 0 | 0 | 0 | 0 | 0 | 0 | 0 | 0 | 0
Transportation Pollutant Emissions Disaggregated[ships,CH4,freight,natural gas tf] | NoSettings | 0 | 0 | 0 | 0 | 0 | 0 | 0 | 0 | 0 | 0 | 0 | 0 | 0 | 0 | 0 | 0 | 0 | 0 | 0 | 0 | 0 | 0 | 0 | 0 | 0 | 0 | 0 | 0 | 0 | 0 | 0
Transportation Pollutant Emissions Disaggregated[ships,CH4,freight,petroleum gasoline tf] | NoSettings | 0 | 0 | 0 | 0 | 0 | 0 | 0 | 0 | 0 | 0 | 0 | 0 | 0 | 0 | 0 | 0 | 0 | 0 | 0 | 0 | 0 | 0 | 0 | 0 | 0 | 0 | 0 | 0 | 0 | 0 | 0
Transportation Pollutant Emissions Disaggregated[ships,CH4,freight,petroleum diesel tf] | NoSettings | 58494500 | 53815500 | 59014200 | 47931500 | 47950200 | 48728300 | 54075600 | 57541600 | 65339800 | 67968600 | 64616600 | 66838500 | 69372800 | 72422800 | 74843200 | 78185600 | 87818500 | 91744500 | 96917900 | 101403000 | 106619000 | 107324000 | 115695000 | 119725000 | 127758000 | 127538000 | 137658000 | 142867000 | 147568000 | 153490000 | 158399000
Transportation Pollutant Emissions Disaggregated[ships,CH4,freight,biofuel gasoline tf] | NoSettings | 0 | 0 | 0 | 0 | 0 | 0 | 0 | 0 | 0 | 0 | 0 | 0 | 0 | 0 | 0 | 0 | 0 | 0 | 0 | 0 | 0 | 0 | 0 | 0 | 0 | 0 | 0 | 0 | 0 | 0 | 0
Transportation Pollutant Emissions Disaggregated[ships,CH4,freight,biofuel diesel tf] | NoSettings | 0 | 0 | 0 | 0 | 0 | 0 | 0 | 0 | 0 | 0 | 0 | 0 | 0 | 0 | 0 | 0 | 0 | 0 | 0 | 0 | 0 | 0 | 0 | 0 | 0 | 0 | 0 | 0 | 0 | 0 | 0
Transportation Pollutant Emissions Disaggregated[ships,CH4,freight,jet fuel tf] | NoSettings | 0 | 0 | 0 | 0 | 0 | 0 | 0 | 0 | 0 | 0 | 0 | 0 | 0 | 0 | 0 | 0 | 0 | 0 | 0 | 0 | 0 | 0 | 0 | 0 | 0 | 0 | 0 | 0 | 0 | 0 | 0
Transportation Pollutant Emissions Disaggregated[ships,CH4,freight,heavy or residual fuel oil tf] | NoSettings | 50927900 | 60186700 | 60728800 | 76582600 | 81448900 | 85627000 | 86398400 | 89187000 | 87763000 | 91688900 | 101731000 | 105100000 | 109409000 | 113325000 | 116887000 | 120817000 | 118610000 | 123554000 | 126203000 | 130924000 | 133847000 | 141428000 | 142608000 | 147130000 | 149019000 | 158103000 | 158220000 | 162172000 | 166750000 | 171547000 | 175119000
Transportation Pollutant Emissions Disaggregated[ships,CH4,freight,LPG propane or butane tf] | NoSettings | 0 | 0 | 0 | 0 | 0 | 0 | 0 | 0 | 0 | 0 | 0 | 0 | 0 | 0 | 0 | 0 | 0 | 0 | 0 | 0 | 0 | 0 | 0 | 0 | 0 | 0 | 0 | 0 | 0 | 0 | 0
Transportation Pollutant Emissions Disaggregated[ships,CH4,freight,hydrogen tf] | NoSettings | 0 | 0 | 0 | 0 | 0 | 0 | 0 | 0 | 0 | 0 | 0 | 0 | 0 | 0 | 0 | 0 | 0 | 0 | 0 | 0 | 0 | 0 | 0 | 0 | 0 | 0 | 0 | 0 | 0 | 0 | 0
Transportation Pollutant Emissions Disaggregated[ships,N2O,passenger,electricity tf] | NoSettings | 0 | 0 | 0 | 0 | 0 | 0 | 0 | 0 | 0 | 0 | 0 | 0 | 0 | 0 | 0 | 0 | 0 | 0 | 0 | 0 | 0 | 0 | 0 | 0 | 0 | 0 | 0 | 0 | 0 | 0 | 0
Transportation Pollutant Emissions Disaggregated[ships,N2O,passenger,natural gas tf] | NoSettings | 0 | 0 | 0 | 0 | 0 | 0 | 0 | 0 | 0 | 0 | 0 | 0 | 0 | 0 | 0 | 0 | 0 | 0 | 0 | 0 | 0 | 0 | 0 | 0 | 0 | 0 | 0 | 0 | 0 | 0 | 0
Transportation Pollutant Emissions Disaggregated[ships,N2O,passenger,petroleum gasoline tf] | NoSettings | 0 | 0 | 0 | 0 | 0 | 0 | 0 | 0 | 0 | 0 | 0 | 0 | 0 | 0 | 0 | 0 | 0 | 0 | 0 | 0 | 0 | 0 | 0 | 0 | 0 | 0 | 0 | 0 | 0 | 0 | 0
Transportation Pollutant Emissions Disaggregated[ships,N2O,passenger,petroleum diesel tf] | NoSettings | 10028900 | 10063400 | 10098400 | 10134300 | 10272900 | 10311700 | 10454000 | 10495800 | 10537900 | 10580400 | 10623100 | 10665800 | 10708700 | 10752000 | 10902300 | 10948400 | 10995000 | 11041400 | 11087900 | 11025700 | 11070400 | 11115500 | 11160500 | 11205800 | 11251400 | 11297000 | 11342500 | 11388400 | 11434500 | 11480600 | 11468200
Transportation Pollutant Emissions Disaggregated[ships,N2O,passenger,biofuel gasoline tf] | NoSettings | 0 | 0 | 0 | 0 | 0 | 0 | 0 | 0 | 0 | 0 | 0 | 0 | 0 | 0 | 0 | 0 | 0 | 0 | 0 | 0 | 0 | 0 | 0 | 0 | 0 | 0 | 0 | 0 | 0 | 0 | 0
Transportation Pollutant Emissions Disaggregated[ships,N2O,passenger,biofuel diesel tf] | NoSettings | 0 | 0 | 0 | 0 | 0 | 0 | 0 | 0 | 0 | 0 | 0 | 0 | 0 | 0 | 0 | 0 | 0 | 0 | 0 | 0 | 0 | 0 | 0 | 0 | 0 | 0 | 0 | 0 | 0 | 0 | 0
Transportation Pollutant Emissions Disaggregated[ships,N2O,passenger,jet fuel tf] | NoSettings | 0 | 0 | 0 | 0 | 0 | 0 | 0 | 0 | 0 | 0 | 0 | 0 | 0 | 0 | 0 | 0 | 0 | 0 | 0 | 0 | 0 | 0 | 0 | 0 | 0 | 0 | 0 | 0 | 0 | 0 | 0
Transportation Pollutant Emissions Disaggregated[ships,N2O,passenger,heavy or residual fuel oil tf] | NoSettings | 0 | 0 | 0 | 0 | 0 | 0 | 0 | 0 | 0 | 0 | 0 | 0 | 0 | 0 | 0 | 0 | 0 | 0 | 0 | 0 | 0 | 0 | 0 | 0 | 0 | 0 | 0 | 0 | 0 | 0 | 0
Transportation Pollutant Emissions Disaggregated[ships,N2O,passenger,LPG propane or butane tf] | NoSettings | 0 | 0 | 0 | 0 | 0 | 0 | 0 | 0 | 0 | 0 | 0 | 0 | 0 | 0 | 0 | 0 | 0 | 0 | 0 | 0 | 0 | 0 | 0 | 0 | 0 | 0 | 0 | 0 | 0 | 0 | 0
Transportation Pollutant Emissions Disaggregated[ships,N2O,passenger,hydrogen tf] | NoSettings | 0 | 0 | 0 | 0 | 0 | 0 | 0 | 0 | 0 | 0 | 0 | 0 | 0 | 0 | 0 | 0 | 0 | 0 | 0 | 0 | 0 | 0 | 0 | 0 | 0 | 0 | 0 | 0 | 0 | 0 | 0
Transportation Pollutant Emissions Disaggregated[ships,N2O,freight,electricity tf] | NoSettings | 0 | 0 | 0 | 0 | 0 | 0 | 0 | 0 | 0 | 0 | 0 | 0 | 0 | 0 | 0 | 0 | 0 | 0 | 0 | 0 | 0 | 0 | 0 | 0 | 0 | 0 | 0 | 0 | 0 | 0 | 0
Transportation Pollutant Emissions Disaggregated[ships,N2O,freight,natural gas tf] | NoSettings | 0 | 0 | 0 | 0 | 0 | 0 | 0 | 0 | 0 | 0 | 0 | 0 | 0 | 0 | 0 | 0 | 0 | 0 | 0 | 0 | 0 | 0 | 0 | 0 | 0 | 0 | 0 | 0 | 0 | 0 | 0
Transportation Pollutant Emissions Disaggregated[ships,N2O,freight,petroleum gasoline tf] | NoSettings | 0 | 0 | 0 | 0 | 0 | 0 | 0 | 0 | 0 | 0 | 0 | 0 | 0 | 0 | 0 | 0 | 0 | 0 | 0 | 0 | 0 | 0 | 0 | 0 | 0 | 0 | 0 | 0 | 0 | 0 | 0
Transportation Pollutant Emissions Disaggregated[ships,N2O,freight,petroleum diesel tf] | NoSettings | 11698900 | 10763100 | 11802800 | 9586290 | 9590030 | 9745650 | 10815100 | 11508300 | 13068000 | 13593700 | 12923300 | 13367700 | 13874600 | 14484600 | 14968600 | 15637100 | 17563700 | 18348900 | 19383600 | 20280600 | 21323900 | 21464900 | 23138900 | 23945000 | 25551600 | 25507600 | 27531600 | 28573300 | 29513600 | 30698100 | 31679800
Transportation Pollutant Emissions Disaggregated[ships,N2O,freight,biofuel gasoline tf] | NoSettings | 0 | 0 | 0 | 0 | 0 | 0 | 0 | 0 | 0 | 0 | 0 | 0 | 0 | 0 | 0 | 0 | 0 | 0 | 0 | 0 | 0 | 0 | 0 | 0 | 0 | 0 | 0 | 0 | 0 | 0 | 0
Transportation Pollutant Emissions Disaggregated[ships,N2O,freight,biofuel diesel tf] | NoSettings | 0 | 0 | 0 | 0 | 0 | 0 | 0 | 0 | 0 | 0 | 0 | 0 | 0 | 0 | 0 | 0 | 0 | 0 | 0 | 0 | 0 | 0 | 0 | 0 | 0 | 0 | 0 | 0 | 0 | 0 | 0
Transportation Pollutant Emissions Disaggregated[ships,N2O,freight,jet fuel tf] | NoSettings | 0 | 0 | 0 | 0 | 0 | 0 | 0 | 0 | 0 | 0 | 0 | 0 | 0 | 0 | 0 | 0 | 0 | 0 | 0 | 0 | 0 | 0 | 0 | 0 | 0 | 0 | 0 | 0 | 0 | 0 | 0
Transportation Pollutant Emissions Disaggregated[ships,N2O,freight,heavy or residual fuel oil tf] | NoSettings | 10185600 | 12037300 | 12145800 | 15316500 | 16289800 | 17125400 | 17279700 | 17837400 | 17552600 | 18337800 | 20346200 | 21019900 | 21881700 | 22665000 | 23377400 | 24163300 | 23722100 | 24710700 | 25240500 | 26184900 | 26769500 | 28285600 | 28521600 | 29426000 | 29803800 | 31620500 | 31644000 | 32434400 | 33350100 | 34309400 | 35023900
Transportation Pollutant Emissions Disaggregated[ships,N2O,freight,LPG propane or butane tf] | NoSettings | 0 | 0 | 0 | 0 | 0 | 0 | 0 | 0 | 0 | 0 | 0 | 0 | 0 | 0 | 0 | 0 | 0 | 0 | 0 | 0 | 0 | 0 | 0 | 0 | 0 | 0 | 0 | 0 | 0 | 0 | 0
Transportation Pollutant Emissions Disaggregated[ships,N2O,freight,hydrogen tf] | NoSettings | 0 | 0 | 0 | 0 | 0 | 0 | 0 | 0 | 0 | 0 | 0 | 0 | 0 | 0 | 0 | 0 | 0 | 0 | 0 | 0 | 0 | 0 | 0 | 0 | 0 | 0 | 0 | 0 | 0 | 0 | 0
Transportation Pollutant Emissions Disaggregated[ships,F gases,passenger,electricity tf] | NoSettings | 0 | 0 | 0 | 0 | 0 | 0 | 0 | 0 | 0 | 0 | 0 | 0 | 0 | 0 | 0 | 0 | 0 | 0 | 0 | 0 | 0 | 0 | 0 | 0 | 0 | 0 | 0 | 0 | 0 | 0 | 0
Transportation Pollutant Emissions Disaggregated[ships,F gases,passenger,natural gas tf] | NoSettings | 0 | 0 | 0 | 0 | 0 | 0 | 0 | 0 | 0 | 0 | 0 | 0 | 0 | 0 | 0 | 0 | 0 | 0 | 0 | 0 | 0 | 0 | 0 | 0 | 0 | 0 | 0 | 0 | 0 | 0 | 0
Transportation Pollutant Emissions Disaggregated[ships,F gases,passenger,petroleum gasoline tf] | NoSettings | 0 | 0 | 0 | 0 | 0 | 0 | 0 | 0 | 0 | 0 | 0 | 0 | 0 | 0 | 0 | 0 | 0 | 0 | 0 | 0 | 0 | 0 | 0 | 0 | 0 | 0 | 0 | 0 | 0 | 0 | 0
Transportation Pollutant Emissions Disaggregated[ships,F gases,passenger,petroleum diesel tf] | NoSettings | 0 | 0 | 0 | 0 | 0 | 0 | 0 | 0 | 0 | 0 | 0 | 0 | 0 | 0 | 0 | 0 | 0 | 0 | 0 | 0 | 0 | 0 | 0 | 0 | 0 | 0 | 0 | 0 | 0 | 0 | 0
Transportation Pollutant Emissions Disaggregated[ships,F gases,passenger,biofuel gasoline tf] | NoSettings | 0 | 0 | 0 | 0 | 0 | 0 | 0 | 0 | 0 | 0 | 0 | 0 | 0 | 0 | 0 | 0 | 0 | 0 | 0 | 0 | 0 | 0 | 0 | 0 | 0 | 0 | 0 | 0 | 0 | 0 | 0
Transportation Pollutant Emissions Disaggregated[ships,F gases,passenger,biofuel diesel tf] | NoSettings | 0 | 0 | 0 | 0 | 0 | 0 | 0 | 0 | 0 | 0 | 0 | 0 | 0 | 0 | 0 | 0 | 0 | 0 | 0 | 0 | 0 | 0 | 0 | 0 | 0 | 0 | 0 | 0 | 0 | 0 | 0
Transportation Pollutant Emissions Disaggregated[ships,F gases,passenger,jet fuel tf] | NoSettings | 0 | 0 | 0 | 0 | 0 | 0 | 0 | 0 | 0 | 0 | 0 | 0 | 0 | 0 | 0 | 0 | 0 | 0 | 0 | 0 | 0 | 0 | 0 | 0 | 0 | 0 | 0 | 0 | 0 | 0 | 0
Transportation Pollutant Emissions Disaggregated[ships,F gases,passenger,heavy or residual fuel oil tf] | NoSettings | 0 | 0 | 0 | 0 | 0 | 0 | 0 | 0 | 0 | 0 | 0 | 0 | 0 | 0 | 0 | 0 | 0 | 0 | 0 | 0 | 0 | 0 | 0 | 0 | 0 | 0 | 0 | 0 | 0 | 0 | 0
Transportation Pollutant Emissions Disaggregated[ships,F gases,passenger,LPG propane or butane tf] | NoSettings | 0 | 0 | 0 | 0 | 0 | 0 | 0 | 0 | 0 | 0 | 0 | 0 | 0 | 0 | 0 | 0 | 0 | 0 | 0 | 0 | 0 | 0 | 0 | 0 | 0 | 0 | 0 | 0 | 0 | 0 | 0
Transportation Pollutant Emissions Disaggregated[ships,F gases,passenger,hydrogen tf] | NoSettings | 0 | 0 | 0 | 0 | 0 | 0 | 0 | 0 | 0 | 0 | 0 | 0 | 0 | 0 | 0 | 0 | 0 | 0 | 0 | 0 | 0 | 0 | 0 | 0 | 0 | 0 | 0 | 0 | 0 | 0 | 0
Transportation Pollutant Emissions Disaggregated[ships,F gases,freight,electricity tf] | NoSettings | 0 | 0 | 0 | 0 | 0 | 0 | 0 | 0 | 0 | 0 | 0 | 0 | 0 | 0 | 0 | 0 | 0 | 0 | 0 | 0 | 0 | 0 | 0 | 0 | 0 | 0 | 0 | 0 | 0 | 0 | 0
Transportation Pollutant Emissions Disaggregated[ships,F gases,freight,natural gas tf] | NoSettings | 0 | 0 | 0 | 0 | 0 | 0 | 0 | 0 | 0 | 0 | 0 | 0 | 0 | 0 | 0 | 0 | 0 | 0 | 0 | 0 | 0 | 0 | 0 | 0 | 0 | 0 | 0 | 0 | 0 | 0 | 0
Transportation Pollutant Emissions Disaggregated[ships,F gases,freight,petroleum gasoline tf] | NoSettings | 0 | 0 | 0 | 0 | 0 | 0 | 0 | 0 | 0 | 0 | 0 | 0 | 0 | 0 | 0 | 0 | 0 | 0 | 0 | 0 | 0 | 0 | 0 | 0 | 0 | 0 | 0 | 0 | 0 | 0 | 0
Transportation Pollutant Emissions Disaggregated[ships,F gases,freight,petroleum diesel tf] | NoSettings | 0 | 0 | 0 | 0 | 0 | 0 | 0 | 0 | 0 | 0 | 0 | 0 | 0 | 0 | 0 | 0 | 0 | 0 | 0 | 0 | 0 | 0 | 0 | 0 | 0 | 0 | 0 | 0 | 0 | 0 | 0
Transportation Pollutant Emissions Disaggregated[ships,F gases,freight,biofuel gasoline tf] | NoSettings | 0 | 0 | 0 | 0 | 0 | 0 | 0 | 0 | 0 | 0 | 0 | 0 | 0 | 0 | 0 | 0 | 0 | 0 | 0 | 0 | 0 | 0 | 0 | 0 | 0 | 0 | 0 | 0 | 0 | 0 | 0
Transportation Pollutant Emissions Disaggregated[ships,F gases,freight,biofuel diesel tf] | NoSettings | 0 | 0 | 0 | 0 | 0 | 0 | 0 | 0 | 0 | 0 | 0 | 0 | 0 | 0 | 0 | 0 | 0 | 0 | 0 | 0 | 0 | 0 | 0 | 0 | 0 | 0 | 0 | 0 | 0 | 0 | 0
Transportation Pollutant Emissions Disaggregated[ships,F gases,freight,jet fuel tf] | NoSettings | 0 | 0 | 0 | 0 | 0 | 0 | 0 | 0 | 0 | 0 | 0 | 0 | 0 | 0 | 0 | 0 | 0 | 0 | 0 | 0 | 0 | 0 | 0 | 0 | 0 | 0 | 0 | 0 | 0 | 0 | 0
Transportation Pollutant Emissions Disaggregated[ships,F gases,freight,heavy or residual fuel oil tf] | NoSettings | 0 | 0 | 0 | 0 | 0 | 0 | 0 | 0 | 0 | 0 | 0 | 0 | 0 | 0 | 0 | 0 | 0 | 0 | 0 | 0 | 0 | 0 | 0 | 0 | 0 | 0 | 0 | 0 | 0 | 0 | 0
Transportation Pollutant Emissions Disaggregated[ships,F gases,freight,LPG propane or butane tf] | NoSettings | 0 | 0 | 0 | 0 | 0 | 0 | 0 | 0 | 0 | 0 | 0 | 0 | 0 | 0 | 0 | 0 | 0 | 0 | 0 | 0 | 0 | 0 | 0 | 0 | 0 | 0 | 0 | 0 | 0 | 0 | 0
Transportation Pollutant Emissions Disaggregated[ships,F gases,freight,hydrogen tf] | NoSettings | 0 | 0 | 0 | 0 | 0 | 0 | 0 | 0 | 0 | 0 | 0 | 0 | 0 | 0 | 0 | 0 | 0 | 0 | 0 | 0 | 0 | 0 | 0 | 0 | 0 | 0 | 0 | 0 | 0 | 0 | 0
Transportation Pollutant Emissions Disaggregated[motorbikes,CO2,passenger,electricity tf] | NoSettings | 0 | 0 | 0 | 0 | 0 | 0 | 0 | 0 | 0 | 0 | 0 | 0 | 0 | 0 | 0 | 0 | 0 | 0 | 0 | 0 | 0 | 0 | 0 | 0 | 0 | 0 | 0 | 0 | 0 | 0 | 0
Transportation Pollutant Emissions Disaggregated[motorbikes,CO2,passenger,natural gas tf] | NoSettings | 2690040 | 2695110 | 2352780 | 2015420 | 1688810 | 1388900 | 1116190 | 870216 | 651917 | 462348 | 302647 | 174428 | 79610.9 | 45174.5 | 20272.1 | 5122.51 | 0 | 0 | 0 | 0 | 0 | 0 | 0 | 0 | 0 | 0 | 0 | 0 | 0 | 0 | 0
Transportation Pollutant Emissions Disaggregated[motorbikes,CO2,passenger,petroleum gasoline tf] | NoSettings | 249931000000 | 280469000000 | 276845000000 | 270875000000 | 262271000000 | 254463000000 | 246345000000 | 237990000000 | 229579000000 | 221308000000 | 213146000000 | 205227000000 | 197626000000 | 190334000000 | 183349000000 | 176711000000 | 170238000000 | 163698000000 | 157404000000 | 151946000000 | 147502000000 | 144179000000 | 141843000000 | 140144000000 | 138896000000 | 137892000000 | 137028000000 | 136268000000 | 135599000000 | 135043000000 | 134472000000
Transportation Pollutant Emissions Disaggregated[motorbikes,CO2,passenger,petroleum diesel tf] | NoSettings | 24096800 | 23922900 | 20735900 | 17682900 | 14803200 | 12212900 | 9911530 | 7877730 | 6101700 | 4573290 | 3281250 | 2288520 | 1462500 | 810279 | 368225 | 94312.5 | 0 | 0 | 0 | 0 | 0 | 0 | 0 | 0 | 0 | 0 | 0 | 0 | 0 | 0 | 0
Transportation Pollutant Emissions Disaggregated[motorbikes,CO2,passenger,biofuel gasoline tf] | NoSettings | 0 | 0 | 0 | 0 | 0 | 0 | 0 | 0 | 0 | 0 | 0 | 0 | 0 | 0 | 0 | 0 | 0 | 0 | 0 | 0 | 0 | 0 | 0 | 0 | 0 | 0 | 0 | 0 | 0 | 0 | 0
Transportation Pollutant Emissions Disaggregated[motorbikes,CO2,passenger,biofuel diesel tf] | NoSettings | 0 | 0 | 0 | 0 | 0 | 0 | 0 | 0 | 0 | 0 | 0 | 0 | 0 | 0 | 0 | 0 | 0 | 0 | 0 | 0 | 0 | 0 | 0 | 0 | 0 | 0 | 0 | 0 | 0 | 0 | 0
Transportation Pollutant Emissions Disaggregated[motorbikes,CO2,passenger,jet fuel tf] | NoSettings | 0 | 0 | 0 | 0 | 0 | 0 | 0 | 0 | 0 | 0 | 0 | 0 | 0 | 0 | 0 | 0 | 0 | 0 | 0 | 0 | 0 | 0 | 0 | 0 | 0 | 0 | 0 | 0 | 0 | 0 | 0
Transportation Pollutant Emissions Disaggregated[motorbikes,CO2,passenger,heavy or residual fuel oil tf] | NoSettings | 0 | 0 | 0 | 0 | 0 | 0 | 0 | 0 | 0 | 0 | 0 | 0 | 0 | 0 | 0 | 0 | 0 | 0 | 0 | 0 | 0 | 0 | 0 | 0 | 0 | 0 | 0 | 0 | 0 | 0 | 0
Transportation Pollutant Emissions Disaggregated[motorbikes,CO2,passenger,LPG propane or butane tf] | NoSettings | 0 | 0 | 0 | 0 | 0 | 0 | 0 | 0 | 0 | 0 | 0 | 0 | 0 | 0 | 0 | 0 | 0 | 0 | 0 | 0 | 0 | 0 | 0 | 0 | 0 | 0 | 0 | 0 | 0 | 0 | 0
Transportation Pollutant Emissions Disaggregated[motorbikes,CO2,passenger,hydrogen tf] | NoSettings | 0 | 0 | 0 | 0 | 0 | 0 | 0 | 0 | 0 | 0 | 0 | 0 | 0 | 0 | 0 | 0 | 0 | 0 | 0 | 0 | 0 | 0 | 0 | 0 | 0 | 0 | 0 | 0 | 0 | 0 | 0
Transportation Pollutant Emissions Disaggregated[motorbikes,CO2,freight,electricity tf] | NoSettings | 0 | 0 | 0 | 0 | 0 | 0 | 0 | 0 | 0 | 0 | 0 | 0 | 0 | 0 | 0 | 0 | 0 | 0 | 0 | 0 | 0 | 0 | 0 | 0 | 0 | 0 | 0 | 0 | 0 | 0 | 0
Transportation Pollutant Emissions Disaggregated[motorbikes,CO2,freight,natural gas tf] | NoSettings | 8507840000 | 11979300000 | 19060300000 | 25003500000 | 29284500000 | 33131700000 | 36999800000 | 40668300000 | 44429600000 | 48594900000 | 52851800000 | 58702000000 | 65064500000 | 72634300000 | 81804600000 | 92645300000 | 105564000000 | 120627000000 | 137528000000 | 156648000000 | 177984000000 | 201178000000 | 225818000000 | 252661000000 | 281327000000 | 305622000000 | 330851000000 | 352276000000 | 376622000000 | 404479000000 | 433950000000
Transportation Pollutant Emissions Disaggregated[motorbikes,CO2,freight,petroleum gasoline tf] | NoSettings | 0 | 0 | 0 | 0 | 0 | 0 | 0 | 0 | 0 | 0 | 0 | 0 | 0 | 0 | 0 | 0 | 0 | 0 | 0 | 0 | 0 | 0 | 0 | 0 | 0 | 0 | 0 | 0 | 0 | 0 | 0
Transportation Pollutant Emissions Disaggregated[motorbikes,CO2,freight,petroleum diesel tf] | NoSettings | 11449200000000 | 11332200000000 | 11204100000000 | 11072600000000 | 10890200000000 | 10698700000000 | 10493900000000 | 10248800000000 | 9984400000000 | 9697970000000 | 9389490000000 | 9439780000000 | 9467250000000 | 9485220000000 | 9494620000000 | 9495330000000 | 9481120000000 | 9429480000000 | 9371390000000 | 9309920000000 | 9261480000000 | 9207470000000 | 9174240000000 | 9104930000000 | 9035670000000 | 8993220000000 | 9000050000000 | 9014220000000 | 9026320000000 | 9078620000000 | 9137800000000
Transportation Pollutant Emissions Disaggregated[motorbikes,CO2,freight,biofuel gasoline tf] | NoSettings | 0 | 0 | 0 | 0 | 0 | 0 | 0 | 0 | 0 | 0 | 0 | 0 | 0 | 0 | 0 | 0 | 0 | 0 | 0 | 0 | 0 | 0 | 0 | 0 | 0 | 0 | 0 | 0 | 0 | 0 | 0
Transportation Pollutant Emissions Disaggregated[motorbikes,CO2,freight,biofuel diesel tf] | NoSettings | 0 | 0 | 0 | 0 | 0 | 0 | 0 | 0 | 0 | 0 | 0 | 0 | 0 | 0 | 0 | 0 | 0 | 0 | 0 | 0 | 0 | 0 | 0 | 0 | 0 | 0 | 0 | 0 | 0 | 0 | 0
Transportation Pollutant Emissions Disaggregated[motorbikes,CO2,freight,jet fuel tf] | NoSettings | 0 | 0 | 0 | 0 | 0 | 0 | 0 | 0 | 0 | 0 | 0 | 0 | 0 | 0 | 0 | 0 | 0 | 0 | 0 | 0 | 0 | 0 | 0 | 0 | 0 | 0 | 0 | 0 | 0 | 0 | 0
Transportation Pollutant Emissions Disaggregated[motorbikes,CO2,freight,heavy or residual fuel oil tf] | NoSettings | 0 | 0 | 0 | 0 | 0 | 0 | 0 | 0 | 0 | 0 | 0 | 0 | 0 | 0 | 0 | 0 | 0 | 0 | 0 | 0 | 0 | 0 | 0 | 0 | 0 | 0 | 0 | 0 | 0 | 0 | 0
Transportation Pollutant Emissions Disaggregated[motorbikes,CO2,freight,LPG propane or butane tf] | NoSettings | 0 | 0 | 0 | 0 | 0 | 0 | 0 | 0 | 0 | 0 | 0 | 0 | 0 | 0 | 0 | 0 | 0 | 0 | 0 | 0 | 0 | 0 | 0 | 0 | 0 | 0 | 0 | 0 | 0 | 0 | 0
Transportation Pollutant Emissions Disaggregated[motorbikes,CO2,freight,hydrogen tf] | NoSettings | 0 | 0 | 0 | 0 | 0 | 0 | 0 | 0 | 0 | 0 | 0 | 0 | 0 | 0 | 0 | 0 | 0 | 0 | 0 | 0 | 0 | 0 | 0 | 0 | 0 | 0 | 0 | 0 | 0 | 0 | 0
Transportation Pollutant Emissions Disaggregated[motorbikes,VOC,passenger,electricity tf] | NoSettings | 0 | 0 | 0 | 0 | 0 | 0 | 0 | 0 | 0 | 0 | 0 | 0 | 0 | 0 | 0 | 0 | 0 | 0 | 0 | 0 | 0 | 0 | 0 | 0 | 0 | 0 | 0 | 0 | 0 | 0 | 0
Transportation Pollutant Emissions Disaggregated[motorbikes,VOC,passenger,natural gas tf] | NoSettings | 1761.49 | 1764.81 | 1540.65 | 1319.73 | 1105.86 | 909.477 | 730.901 | 569.835 | 426.888 | 302.754 | 198.179 | 114.219 | 52.1308 | 29.5812 | 13.2746 | 3.3543 | 0 | 0 | 0 | 0 | 0 | 0 | 0 | 0 | 0 | 0 | 0 | 0 | 0 | 0 | 0
Transportation Pollutant Emissions Disaggregated[motorbikes,VOC,passenger,petroleum gasoline tf] | NoSettings | 177301000 | 198965000 | 196394000 | 192159000 | 186055000 | 180517000 | 174757000 | 168830000 | 162863000 | 156996000 | 151206000 | 145589000 | 140196000 | 135023000 | 130068000 | 125359000 | 120767000 | 116128000 | 111663000 | 107790000 | 104638000 | 102281000 | 100623000 | 99418100 | 98532800 | 97820900 | 97207900 | 96669000 | 96193900 | 95799300 | 95394500
Transportation Pollutant Emissions Disaggregated[motorbikes,VOC,passenger,petroleum diesel tf] | NoSettings | 18117.4 | 17986.7 | 15590.5 | 13295.1 | 11129.9 | 9182.42 | 7452.08 | 5922.95 | 4587.62 | 3438.47 | 2467.04 | 1720.65 | 1099.59 | 609.216 | 276.854 | 70.9097 | 0 | 0 | 0 | 0 | 0 | 0 | 0 | 0 | 0 | 0 | 0 | 0 | 0 | 0 | 0
Transportation Pollutant Emissions Disaggregated[motorbikes,VOC,passenger,biofuel gasoline tf] | NoSettings | 12386800 | 13942100 | 13803200 | 13546100 | 13155000 | 12801300 | 12429700 | 12043800 | 11652500 | 11249200 | 10866200 | 10462600 | 10075000 | 9703290 | 9347200 | 9008790 | 8678780 | 8345390 | 8024530 | 7746240 | 7519690 | 7350300 | 7231190 | 7144570 | 7080960 | 7029800 | 6985740 | 6947010 | 6912870 | 6884520 | 6855420
Transportation Pollutant Emissions Disaggregated[motorbikes,VOC,passenger,biofuel diesel tf] | NoSettings | 2412.36 | 2691.76 | 2603.34 | 2462.32 | 2274.86 | 2062.55 | 1833.04 | 1590.67 | 1341.79 | 1092.94 | 850.702 | 593.325 | 379.169 | 210.074 | 95.4666 | 24.4516 | 0 | 0 | 0 | 0 | 0 | 0 | 0 | 0 | 0 | 0 | 0 | 0 | 0 | 0 | 0
Transportation Pollutant Emissions Disaggregated[motorbikes,VOC,passenger,jet fuel tf] | NoSettings | 0 | 0 | 0 | 0 | 0 | 0 | 0 | 0 | 0 | 0 | 0 | 0 | 0 | 0 | 0 | 0 | 0 | 0 | 0 | 0 | 0 | 0 | 0 | 0 | 0 | 0 | 0 | 0 | 0 | 0 | 0
Transportation Pollutant Emissions Disaggregated[motorbikes,VOC,passenger,heavy or residual fuel oil tf] | NoSettings | 0 | 0 | 0 | 0 | 0 | 0 | 0 | 0 | 0 | 0 | 0 | 0 | 0 | 0 | 0 | 0 | 0 | 0 | 0 | 0 | 0 | 0 | 0 | 0 | 0 | 0 | 0 | 0 | 0 | 0 | 0
Transportation Pollutant Emissions Disaggregated[motorbikes,VOC,passenger,LPG propane or butane tf] | NoSettings | 0 | 0 | 0 | 0 | 0 | 0 | 0 | 0 | 0 | 0 | 0 | 0 | 0 | 0 | 0 | 0 | 0 | 0 | 0 | 0 | 0 | 0 | 0 | 0 | 0 | 0 | 0 | 0 | 0 | 0 | 0
Transportation Pollutant Emissions Disaggregated[motorbikes,VOC,passenger,hydrogen tf] | NoSettings | 0 | 0 | 0 | 0 | 0 | 0 | 0 | 0 | 0 | 0 | 0 | 0 | 0 | 0 | 0 | 0 | 0 | 0 | 0 | 0 | 0 | 0 | 0 | 0 | 0 | 0 | 0 | 0 | 0 | 0 | 0
Transportation Pollutant Emissions Disaggregated[motorbikes,VOC,freight,electricity tf] | NoSettings | 0 | 0 | 0 | 0 | 0 | 0 | 0 | 0 | 0 | 0 | 0 | 0 | 0 | 0 | 0 | 0 | 0 | 0 | 0 | 0 | 0 | 0 | 0 | 0 | 0 | 0 | 0 | 0 | 0 | 0 | 0
Transportation Pollutant Emissions Disaggregated[motorbikes,VOC,freight,natural gas tf] | NoSettings | 5571100 | 7844270 | 12481100 | 16372800 | 19176100 | 21695300 | 24228200 | 26630400 | 29093300 | 31820900 | 34608400 | 38439200 | 42605500 | 47562300 | 53567200 | 60665900 | 69125200 | 78989000 | 90055900 | 102576000 | 116547000 | 131735000 | 147870000 | 165447000 | 184218000 | 200127000 | 216648000 | 230677000 | 246619000 | 264861000 | 284159000
Transportation Pollutant Emissions Disaggregated[motorbikes,VOC,freight,petroleum gasoline tf] | NoSettings | 0 | 0 | 0 | 0 | 0 | 0 | 0 | 0 | 0 | 0 | 0 | 0 | 0 | 0 | 0 | 0 | 0 | 0 | 0 | 0 | 0 | 0 | 0 | 0 | 0 | 0 | 0 | 0 | 0 | 0 | 0
Transportation Pollutant Emissions Disaggregated[motorbikes,VOC,freight,petroleum diesel tf] | NoSettings | 8608170000 | 8520220000 | 8423910000 | 8325060000 | 8187930000 | 8043920000 | 7889910000 | 7705670000 | 7506860000 | 7291510000 | 7059580000 | 7097390000 | 7118040000 | 7131550000 | 7138620000 | 7139150000 | 7128470000 | 7089650000 | 7045970000 | 6999750000 | 6963330000 | 6922720000 | 6897740000 | 6845630000 | 6793560000 | 6761640000 | 6766770000 | 6777420000 | 6786520000 | 6825850000 | 6870350000
Transportation Pollutant Emissions Disaggregated[motorbikes,VOC,freight,biofuel gasoline tf] | NoSettings | 0 | 0 | 0 | 0 | 0 | 0 | 0 | 0 | 0 | 0 | 0 | 0 | 0 | 0 | 0 | 0 | 0 | 0 | 0 | 0 | 0 | 0 | 0 | 0 | 0 | 0 | 0 | 0 | 0 | 0 | 0
Transportation Pollutant Emissions Disaggregated[motorbikes,VOC,freight,biofuel diesel tf] | NoSettings | 1146190000 | 1275080000 | 1406650000 | 1541850000 | 1673540000 | 1806820000 | 1940740000 | 2069440000 | 2195610000 | 2317650000 | 2434330000 | 2447370000 | 2454490000 | 2459150000 | 2461590000 | 2461770000 | 2458090000 | 2444700000 | 2429640000 | 2413700000 | 2401140000 | 2387140000 | 2378520000 | 2360560000 | 2342600000 | 2331590000 | 2333360000 | 2337040000 | 2340170000 | 2353740000 | 2369080000
Transportation Pollutant Emissions Disaggregated[motorbikes,VOC,freight,jet fuel tf] | NoSettings | 0 | 0 | 0 | 0 | 0 | 0 | 0 | 0 | 0 | 0 | 0 | 0 | 0 | 0 | 0 | 0 | 0 | 0 | 0 | 0 | 0 | 0 | 0 | 0 | 0 | 0 | 0 | 0 | 0 | 0 | 0
Transportation Pollutant Emissions Disaggregated[motorbikes,VOC,freight,heavy or residual fuel oil tf] | NoSettings | 0 | 0 | 0 | 0 | 0 | 0 | 0 | 0 | 0 | 0 | 0 | 0 | 0 | 0 | 0 | 0 | 0 | 0 | 0 | 0 | 0 | 0 | 0 | 0 | 0 | 0 | 0 | 0 | 0 | 0 | 0
Transportation Pollutant Emissions Disaggregated[motorbikes,VOC,freight,LPG propane or butane tf] | NoSettings | 0 | 0 | 0 | 0 | 0 | 0 | 0 | 0 | 0 | 0 | 0 | 0 | 0 | 0 | 0 | 0 | 0 | 0 | 0 | 0 | 0 | 0 | 0 | 0 | 0 | 0 | 0 | 0 | 0 | 0 | 0
Transportation Pollutant Emissions Disaggregated[motorbikes,VOC,freight,hydrogen tf] | NoSettings | 0 | 0 | 0 | 0 | 0 | 0 | 0 | 0 | 0 | 0 | 0 | 0 | 0 | 0 | 0 | 0 | 0 | 0 | 0 | 0 | 0 | 0 | 0 | 0 | 0 | 0 | 0 | 0 | 0 | 0 | 0
Transportation Pollutant Emissions Disaggregated[motorbikes,CO,passenger,electricity tf] | NoSettings | 0 | 0 | 0 | 0 | 0 | 0 | 0 | 0 | 0 | 0 | 0 | 0 | 0 | 0 | 0 | 0 | 0 | 0 | 0 | 0 | 0 | 0 | 0 | 0 | 0 | 0 | 0 | 0 | 0 | 0 | 0
Transportation Pollutant Emissions Disaggregated[motorbikes,CO,passenger,natural gas tf] | NoSettings | 27481.1 | 27532.8 | 24035.7 | 20589.2 | 17252.6 | 14188.8 | 11402.8 | 8890 | 6659.89 | 4723.28 | 3091.8 | 1781.93 | 813.293 | 461.496 | 207.097 | 52.3308 | 0 | 0 | 0 | 0 | 0 | 0 | 0 | 0 | 0 | 0 | 0 | 0 | 0 | 0 | 0
Transportation Pollutant Emissions Disaggregated[motorbikes,CO,passenger,petroleum gasoline tf] | NoSettings | 2006480000 | 2251650000 | 2222550000 | 2174630000 | 2105550000 | 2042870000 | 1977690000 | 1910620000 | 1843090000 | 1776690000 | 1711170000 | 1647600000 | 1586570000 | 1528030000 | 1471950000 | 1418660000 | 1366690000 | 1314190000 | 1263670000 | 1219840000 | 1184170000 | 1157490000 | 1138730000 | 1125090000 | 1115080000 | 1107020000 | 1100080000 | 1093980000 | 1088610000 | 1084140000 | 1079560000
Transportation Pollutant Emissions Disaggregated[motorbikes,CO,passenger,petroleum diesel tf] | NoSettings | 219399 | 217816 | 188798 | 161001 | 134782 | 111198 | 90243.5 | 71726 | 55555.3 | 41639.3 | 29875.5 | 20836.7 | 13315.9 | 7377.51 | 3352.66 | 858.706 | 0 | 0 | 0 | 0 | 0 | 0 | 0 | 0 | 0 | 0 | 0 | 0 | 0 | 0 | 0
Transportation Pollutant Emissions Disaggregated[motorbikes,CO,passenger,biofuel gasoline tf] | NoSettings | 150002000 | 168836000 | 167154000 | 164040000 | 159304000 | 155022000 | 150521000 | 145847000 | 141109000 | 136226000 | 131588000 | 126699000 | 122007000 | 117505000 | 113193000 | 109095000 | 105098000 | 101061000 | 97175400 | 93805400 | 91061900 | 89010600 | 87568200 | 86519300 | 85748900 | 85129400 | 84595900 | 84126900 | 83713400 | 83370100 | 83017700
Transportation Pollutant Emissions Disaggregated[motorbikes,CO,passenger,biofuel diesel tf] | NoSettings | 58491.9 | 65266.4 | 63122.4 | 59703.2 | 55158 | 50010.2 | 44445.2 | 38568.6 | 32533.9 | 26500.2 | 20626.7 | 14386.2 | 9193.61 | 5093.61 | 2314.75 | 592.871 | 0 | 0 | 0 | 0 | 0 | 0 | 0 | 0 | 0 | 0 | 0 | 0 | 0 | 0 | 0
Transportation Pollutant Emissions Disaggregated[motorbikes,CO,passenger,jet fuel tf] | NoSettings | 0 | 0 | 0 | 0 | 0 | 0 | 0 | 0 | 0 | 0 | 0 | 0 | 0 | 0 | 0 | 0 | 0 | 0 | 0 | 0 | 0 | 0 | 0 | 0 | 0 | 0 | 0 | 0 | 0 | 0 | 0
Transportation Pollutant Emissions Disaggregated[motorbikes,CO,passenger,heavy or residual fuel oil tf] | NoSettings | 0 | 0 | 0 | 0 | 0 | 0 | 0 | 0 | 0 | 0 | 0 | 0 | 0 | 0 | 0 | 0 | 0 | 0 | 0 | 0 | 0 | 0 | 0 | 0 | 0 | 0 | 0 | 0 | 0 | 0 | 0
Transportation Pollutant Emissions Disaggregated[motorbikes,CO,passenger,LPG propane or butane tf] | NoSettings | 0 | 0 | 0 | 0 | 0 | 0 | 0 | 0 | 0 | 0 | 0 | 0 | 0 | 0 | 0 | 0 | 0 | 0 | 0 | 0 | 0 | 0 | 0 | 0 | 0 | 0 | 0 | 0 | 0 | 0 | 0
Transportation Pollutant Emissions Disaggregated[motorbikes,CO,passenger,hydrogen tf] | NoSettings | 0 | 0 | 0 | 0 | 0 | 0 | 0 | 0 | 0 | 0 | 0 | 0 | 0 | 0 | 0 | 0 | 0 | 0 | 0 | 0 | 0 | 0 | 0 | 0 | 0 | 0 | 0 | 0 | 0 | 0 | 0
Transportation Pollutant Emissions Disaggregated[motorbikes,CO,freight,electricity tf] | NoSettings | 0 | 0 | 0 | 0 | 0 | 0 | 0 | 0 | 0 | 0 | 0 | 0 | 0 | 0 | 0 | 0 | 0 | 0 | 0 | 0 | 0 | 0 | 0 | 0 | 0 | 0 | 0 | 0 | 0 | 0 | 0
Transportation Pollutant Emissions Disaggregated[motorbikes,CO,freight,natural gas tf] | NoSettings | 86914900 | 122379000 | 194718000 | 255432000 | 299166000 | 338469000 | 377985000 | 415461000 | 453886000 | 496438000 | 539926000 | 599690000 | 664689000 | 742021000 | 835704000 | 946451000 | 1078420000 | 1232310000 | 1404960000 | 1600290000 | 1818260000 | 2055210000 | 2306920000 | 2581140000 | 2873990000 | 3122190000 | 3379920000 | 3598800000 | 3847510000 | 4132100000 | 4433170000
Transportation Pollutant Emissions Disaggregated[motorbikes,CO,freight,petroleum gasoline tf] | NoSettings | 0 | 0 | 0 | 0 | 0 | 0 | 0 | 0 | 0 | 0 | 0 | 0 | 0 | 0 | 0 | 0 | 0 | 0 | 0 | 0 | 0 | 0 | 0 | 0 | 0 | 0 | 0 | 0 | 0 | 0 | 0
Transportation Pollutant Emissions Disaggregated[motorbikes,CO,freight,petroleum diesel tf] | NoSettings | 104243000000 | 103179000000 | 102012000000 | 100815000000 | 99154500000 | 97410600000 | 95545500000 | 93314500000 | 90906900000 | 88299000000 | 85490300000 | 85948200000 | 86198400000 | 86361900000 | 86447500000 | 86454000000 | 86324600000 | 85854500000 | 85325600000 | 84765800000 | 84324800000 | 83833000000 | 83530500000 | 82899500000 | 82268900000 | 81882300000 | 81944500000 | 82073500000 | 82183700000 | 82659900000 | 83198800000
Transportation Pollutant Emissions Disaggregated[motorbikes,CO,freight,biofuel gasoline tf] | NoSettings | 0 | 0 | 0 | 0 | 0 | 0 | 0 | 0 | 0 | 0 | 0 | 0 | 0 | 0 | 0 | 0 | 0 | 0 | 0 | 0 | 0 | 0 | 0 | 0 | 0 | 0 | 0 | 0 | 0 | 0 | 0
Transportation Pollutant Emissions Disaggregated[motorbikes,CO,freight,biofuel diesel tf] | NoSettings | 27791400000 | 30916400000 | 34106600000 | 37384800000 | 40578000000 | 43809600000 | 47056500000 | 50177200000 | 53236300000 | 56195400000 | 59024600000 | 59340700000 | 59513400000 | 59626300000 | 59685400000 | 59689900000 | 59600600000 | 59276000000 | 58910800000 | 58524400000 | 58219900000 | 57880300000 | 57671400000 | 57235800000 | 56800400000 | 56533500000 | 56576400000 | 56665500000 | 56741600000 | 57070400000 | 57442400000
Transportation Pollutant Emissions Disaggregated[motorbikes,CO,freight,jet fuel tf] | NoSettings | 0 | 0 | 0 | 0 | 0 | 0 | 0 | 0 | 0 | 0 | 0 | 0 | 0 | 0 | 0 | 0 | 0 | 0 | 0 | 0 | 0 | 0 | 0 | 0 | 0 | 0 | 0 | 0 | 0 | 0 | 0
Transportation Pollutant Emissions Disaggregated[motorbikes,CO,freight,heavy or residual fuel oil tf] | NoSettings | 0 | 0 | 0 | 0 | 0 | 0 | 0 | 0 | 0 | 0 | 0 | 0 | 0 | 0 | 0 | 0 | 0 | 0 | 0 | 0 | 0 | 0 | 0 | 0 | 0 | 0 | 0 | 0 | 0 | 0 | 0
Transportation Pollutant Emissions Disaggregated[motorbikes,CO,freight,LPG propane or butane tf] | NoSettings | 0 | 0 | 0 | 0 | 0 | 0 | 0 | 0 | 0 | 0 | 0 | 0 | 0 | 0 | 0 | 0 | 0 | 0 | 0 | 0 | 0 | 0 | 0 | 0 | 0 | 0 | 0 | 0 | 0 | 0 | 0
Transportation Pollutant Emissions Disaggregated[motorbikes,CO,freight,hydrogen tf] | NoSettings | 0 | 0 | 0 | 0 | 0 | 0 | 0 | 0 | 0 | 0 | 0 | 0 | 0 | 0 | 0 | 0 | 0 | 0 | 0 | 0 | 0 | 0 | 0 | 0 | 0 | 0 | 0 | 0 | 0 | 0 | 0
Transportation Pollutant Emissions Disaggregated[motorbikes,NOx,passenger,electricity tf] | NoSettings | 0 | 0 | 0 | 0 | 0 | 0 | 0 | 0 | 0 | 0 | 0 | 0 | 0 | 0 | 0 | 0 | 0 | 0 | 0 | 0 | 0 | 0 | 0 | 0 | 0 | 0 | 0 | 0 | 0 | 0 | 0
Transportation Pollutant Emissions Disaggregated[motorbikes,NOx,passenger,natural gas tf] | NoSettings | 1220.19 | 1222.49 | 1067.21 | 914.182 | 766.033 | 629.996 | 506.296 | 394.725 | 295.706 | 209.719 | 137.279 | 79.1194 | 36.1111 | 20.4909 | 9.1953 | 2.3235 | 0 | 0 | 0 | 0 | 0 | 0 | 0 | 0 | 0 | 0 | 0 | 0 | 0 | 0 | 0
Transportation Pollutant Emissions Disaggregated[motorbikes,NOx,passenger,petroleum gasoline tf] | NoSettings | 89089400 | 99974900 | 98682800 | 96555000 | 93488100 | 90704900 | 87810900 | 84832800 | 81834700 | 78886600 | 75977000 | 73154500 | 70444900 | 67845600 | 65355900 | 62989700 | 60682200 | 58351200 | 56107700 | 54161900 | 52577900 | 51393400 | 50560600 | 49955000 | 49510200 | 49152500 | 48844500 | 48573700 | 48334900 | 48136700 | 47933300
Transportation Pollutant Emissions Disaggregated[motorbikes,NOx,passenger,petroleum diesel tf] | NoSettings | 9741.53 | 9671.23 | 8382.8 | 7148.6 | 5984.43 | 4937.28 | 4006.89 | 3184.7 | 2466.71 | 1848.82 | 1326.5 | 925.171 | 591.238 | 327.568 | 148.861 | 38.1273 | 0 | 0 | 0 | 0 | 0 | 0 | 0 | 0 | 0 | 0 | 0 | 0 | 0 | 0 | 0
Transportation Pollutant Emissions Disaggregated[motorbikes,NOx,passenger,biofuel gasoline tf] | NoSettings | 6660340 | 7496630 | 7421960 | 7283670 | 7073370 | 6883240 | 6683420 | 6475890 | 6265490 | 6048680 | 5842740 | 5625690 | 5417310 | 5217430 | 5025960 | 4843990 | 4666550 | 4487290 | 4314760 | 4165130 | 4043310 | 3952230 | 3888180 | 3841610 | 3807410 | 3779900 | 3756210 | 3735380 | 3717030 | 3701780 | 3686140
Transportation Pollutant Emissions Disaggregated[motorbikes,NOx,passenger,biofuel diesel tf] | NoSettings | 2739.47 | 3056.75 | 2956.34 | 2796.2 | 2583.33 | 2342.23 | 2081.59 | 1806.36 | 1523.73 | 1241.14 | 966.054 | 673.777 | 430.583 | 238.559 | 108.412 | 27.7671 | 0 | 0 | 0 | 0 | 0 | 0 | 0 | 0 | 0 | 0 | 0 | 0 | 0 | 0 | 0
Transportation Pollutant Emissions Disaggregated[motorbikes,NOx,passenger,jet fuel tf] | NoSettings | 0 | 0 | 0 | 0 | 0 | 0 | 0 | 0 | 0 | 0 | 0 | 0 | 0 | 0 | 0 | 0 | 0 | 0 | 0 | 0 | 0 | 0 | 0 | 0 | 0 | 0 | 0 | 0 | 0 | 0 | 0
Transportation Pollutant Emissions Disaggregated[motorbikes,NOx,passenger,heavy or residual fuel oil tf] | NoSettings | 0 | 0 | 0 | 0 | 0 | 0 | 0 | 0 | 0 | 0 | 0 | 0 | 0 | 0 | 0 | 0 | 0 | 0 | 0 | 0 | 0 | 0 | 0 | 0 | 0 | 0 | 0 | 0 | 0 | 0 | 0
Transportation Pollutant Emissions Disaggregated[motorbikes,NOx,passenger,LPG propane or butane tf] | NoSettings | 0 | 0 | 0 | 0 | 0 | 0 | 0 | 0 | 0 | 0 | 0 | 0 | 0 | 0 | 0 | 0 | 0 | 0 | 0 | 0 | 0 | 0 | 0 | 0 | 0 | 0 | 0 | 0 | 0 | 0 | 0
Transportation Pollutant Emissions Disaggregated[motorbikes,NOx,passenger,hydrogen tf] | NoSettings | 0 | 0 | 0 | 0 | 0 | 0 | 0 | 0 | 0 | 0 | 0 | 0 | 0 | 0 | 0 | 0 | 0 | 0 | 0 | 0 | 0 | 0 | 0 | 0 | 0 | 0 | 0 | 0 | 0 | 0 | 0
Transportation Pollutant Emissions Disaggregated[motorbikes,NOx,freight,electricity tf] | NoSettings | 0 | 0 | 0 | 0 | 0 | 0 | 0 | 0 | 0 | 0 | 0 | 0 | 0 | 0 | 0 | 0 | 0 | 0 | 0 | 0 | 0 | 0 | 0 | 0 | 0 | 0 | 0 | 0 | 0 | 0 | 0
Transportation Pollutant Emissions Disaggregated[motorbikes,NOx,freight,natural gas tf] | NoSettings | 3859110 | 5433740 | 8645660 | 11341400 | 13283300 | 15028400 | 16782900 | 18446900 | 20153000 | 22042400 | 23973300 | 26626900 | 29512900 | 32946500 | 37106100 | 42023400 | 47883200 | 54715800 | 62381900 | 71054700 | 80732600 | 91253300 | 102430000 | 114606000 | 127608000 | 138629000 | 150072000 | 159791000 | 170834000 | 183470000 | 196838000
Transportation Pollutant Emissions Disaggregated[motorbikes,NOx,freight,petroleum gasoline tf] | NoSettings | 0 | 0 | 0 | 0 | 0 | 0 | 0 | 0 | 0 | 0 | 0 | 0 | 0 | 0 | 0 | 0 | 0 | 0 | 0 | 0 | 0 | 0 | 0 | 0 | 0 | 0 | 0 | 0 | 0 | 0 | 0
Transportation Pollutant Emissions Disaggregated[motorbikes,NOx,freight,petroleum diesel tf] | NoSettings | 4628510000 | 4581220000 | 4529440000 | 4476290000 | 4402550000 | 4325120000 | 4242310000 | 4143250000 | 4036350000 | 3920560000 | 3795850000 | 3816180000 | 3827290000 | 3834550000 | 3838350000 | 3838640000 | 3832890000 | 3812020000 | 3788540000 | 3763680000 | 3744100000 | 3722270000 | 3708830000 | 3680810000 | 3652810000 | 3635650000 | 3638410000 | 3644140000 | 3649030000 | 3670180000 | 3694100000
Transportation Pollutant Emissions Disaggregated[motorbikes,NOx,freight,biofuel gasoline tf] | NoSettings | 0 | 0 | 0 | 0 | 0 | 0 | 0 | 0 | 0 | 0 | 0 | 0 | 0 | 0 | 0 | 0 | 0 | 0 | 0 | 0 | 0 | 0 | 0 | 0 | 0 | 0 | 0 | 0 | 0 | 0 | 0
Transportation Pollutant Emissions Disaggregated[motorbikes,NOx,freight,biofuel diesel tf] | NoSettings | 1301610000 | 1447970000 | 1597390000 | 1750920000 | 1900470000 | 2051820000 | 2203890000 | 2350050000 | 2493320000 | 2631920000 | 2764420000 | 2779220000 | 2787310000 | 2792600000 | 2795370000 | 2795580000 | 2791400000 | 2776190000 | 2759090000 | 2740990000 | 2726730000 | 2710830000 | 2701040000 | 2680640000 | 2660250000 | 2647750000 | 2649760000 | 2653930000 | 2657490000 | 2672890000 | 2690320000
Transportation Pollutant Emissions Disaggregated[motorbikes,NOx,freight,jet fuel tf] | NoSettings | 0 | 0 | 0 | 0 | 0 | 0 | 0 | 0 | 0 | 0 | 0 | 0 | 0 | 0 | 0 | 0 | 0 | 0 | 0 | 0 | 0 | 0 | 0 | 0 | 0 | 0 | 0 | 0 | 0 | 0 | 0
Transportation Pollutant Emissions Disaggregated[motorbikes,NOx,freight,heavy or residual fuel oil tf] | NoSettings | 0 | 0 | 0 | 0 | 0 | 0 | 0 | 0 | 0 | 0 | 0 | 0 | 0 | 0 | 0 | 0 | 0 | 0 | 0 | 0 | 0 | 0 | 0 | 0 | 0 | 0 | 0 | 0 | 0 | 0 | 0
Transportation Pollutant Emissions Disaggregated[motorbikes,NOx,freight,LPG propane or butane tf] | NoSettings | 0 | 0 | 0 | 0 | 0 | 0 | 0 | 0 | 0 | 0 | 0 | 0 | 0 | 0 | 0 | 0 | 0 | 0 | 0 | 0 | 0 | 0 | 0 | 0 | 0 | 0 | 0 | 0 | 0 | 0 | 0
Transportation Pollutant Emissions Disaggregated[motorbikes,NOx,freight,hydrogen tf] | NoSettings | 0 | 0 | 0 | 0 | 0 | 0 | 0 | 0 | 0 | 0 | 0 | 0 | 0 | 0 | 0 | 0 | 0 | 0 | 0 | 0 | 0 | 0 | 0 | 0 | 0 | 0 | 0 | 0 | 0 | 0 | 0
Transportation Pollutant Emissions Disaggregated[motorbikes,PM10,passenger,electricity tf] | NoSettings | 0 | 0 | 0 | 0 | 0 | 0 | 0 | 0 | 0 | 0 | 0 | 0 | 0 | 0 | 0 | 0 | 0 | 0 | 0 | 0 | 0 | 0 | 0 | 0 | 0 | 0 | 0 | 0 | 0 | 0 | 0
Transportation Pollutant Emissions Disaggregated[motorbikes,PM10,passenger,natural gas tf] | NoSettings | 237.939 | 238.387 | 208.108 | 178.267 | 149.378 | 122.85 | 98.7287 | 76.9721 | 57.6632 | 40.8955 | 26.7697 | 15.4284 | 7.0417 | 3.9958 | 1.7931 | 0.4531 | 0 | 0 | 0 | 0 | 0 | 0 | 0 | 0 | 0 | 0 | 0 | 0 | 0 | 0 | 0
Transportation Pollutant Emissions Disaggregated[motorbikes,PM10,passenger,petroleum gasoline tf] | NoSettings | 17370300 | 19492700 | 19240700 | 18825900 | 18227900 | 17685200 | 17121000 | 16540300 | 15955800 | 15381000 | 14813700 | 14263300 | 13735000 | 13228200 | 12742800 | 12281400 | 11831600 | 11377100 | 10939600 | 10560300 | 10251400 | 10020500 | 9858090 | 9740010 | 9653280 | 9583540 | 9523480 | 9470680 | 9424130 | 9385480 | 9345820
Transportation Pollutant Emissions Disaggregated[motorbikes,PM10,passenger,petroleum diesel tf] | NoSettings | 1899.41 | 1885.7 | 1634.48 | 1393.84 | 1166.85 | 962.673 | 781.266 | 620.954 | 480.96 | 360.485 | 258.641 | 180.39 | 115.28 | 63.8694 | 29.025 | 7.4341 | 0 | 0 | 0 | 0 | 0 | 0 | 0 | 0 | 0 | 0 | 0 | 0 | 0 | 0 | 0
Transportation Pollutant Emissions Disaggregated[motorbikes,PM10,passenger,biofuel gasoline tf] | NoSettings | 1298660 | 1461720 | 1447160 | 1420200 | 1379190 | 1342120 | 1303160 | 1262690 | 1221670 | 1179390 | 1139240 | 1096920 | 1056290 | 1017310 | 979979 | 944499 | 909901 | 874948 | 841308 | 812132 | 788380 | 770620 | 758132 | 749051 | 742382 | 737018 | 732399 | 728338 | 724759 | 721787 | 718736
Transportation Pollutant Emissions Disaggregated[motorbikes,PM10,passenger,biofuel diesel tf] | NoSettings | 490.662 | 547.49 | 529.506 | 500.823 | 462.696 | 419.513 | 372.831 | 323.535 | 272.912 | 222.298 | 173.028 | 120.679 | 77.121 | 42.728 | 19.4174 | 4.9733 | 0 | 0 | 0 | 0 | 0 | 0 | 0 | 0 | 0 | 0 | 0 | 0 | 0 | 0 | 0
Transportation Pollutant Emissions Disaggregated[motorbikes,PM10,passenger,jet fuel tf] | NoSettings | 0 | 0 | 0 | 0 | 0 | 0 | 0 | 0 | 0 | 0 | 0 | 0 | 0 | 0 | 0 | 0 | 0 | 0 | 0 | 0 | 0 | 0 | 0 | 0 | 0 | 0 | 0 | 0 | 0 | 0 | 0
Transportation Pollutant Emissions Disaggregated[motorbikes,PM10,passenger,heavy or residual fuel oil tf] | NoSettings | 0 | 0 | 0 | 0 | 0 | 0 | 0 | 0 | 0 | 0 | 0 | 0 | 0 | 0 | 0 | 0 | 0 | 0 | 0 | 0 | 0 | 0 | 0 | 0 | 0 | 0 | 0 | 0 | 0 | 0 | 0
Transportation Pollutant Emissions Disaggregated[motorbikes,PM10,passenger,LPG propane or butane tf] | NoSettings | 0 | 0 | 0 | 0 | 0 | 0 | 0 | 0 | 0 | 0 | 0 | 0 | 0 | 0 | 0 | 0 | 0 | 0 | 0 | 0 | 0 | 0 | 0 | 0 | 0 | 0 | 0 | 0 | 0 | 0 | 0
Transportation Pollutant Emissions Disaggregated[motorbikes,PM10,passenger,hydrogen tf] | NoSettings | 0 | 0 | 0 | 0 | 0 | 0 | 0 | 0 | 0 | 0 | 0 | 0 | 0 | 0 | 0 | 0 | 0 | 0 | 0 | 0 | 0 | 0 | 0 | 0 | 0 | 0 | 0 | 0 | 0 | 0 | 0
Transportation Pollutant Emissions Disaggregated[motorbikes,PM10,freight,electricity tf] | NoSettings | 0 | 0 | 0 | 0 | 0 | 0 | 0 | 0 | 0 | 0 | 0 | 0 | 0 | 0 | 0 | 0 | 0 | 0 | 0 | 0 | 0 | 0 | 0 | 0 | 0 | 0 | 0 | 0 | 0 | 0 | 0
Transportation Pollutant Emissions Disaggregated[motorbikes,PM10,freight,natural gas tf] | NoSettings | 752533 | 1059590 | 1685920 | 2211600 | 2590270 | 2930560 | 3272700 | 3597180 | 3929870 | 4298300 | 4674830 | 5192290 | 5755070 | 6424630 | 7235760 | 8194640 | 9337300 | 10669700 | 12164600 | 13855800 | 15743000 | 17794600 | 19974000 | 22348300 | 24883800 | 27032800 | 29264300 | 31159400 | 33312800 | 35776900 | 38383700
Transportation Pollutant Emissions Disaggregated[motorbikes,PM10,freight,petroleum gasoline tf] | NoSettings | 0 | 0 | 0 | 0 | 0 | 0 | 0 | 0 | 0 | 0 | 0 | 0 | 0 | 0 | 0 | 0 | 0 | 0 | 0 | 0 | 0 | 0 | 0 | 0 | 0 | 0 | 0 | 0 | 0 | 0 | 0
Transportation Pollutant Emissions Disaggregated[motorbikes,PM10,freight,petroleum diesel tf] | NoSettings | 902469000 | 893249000 | 883152000 | 872789000 | 858412000 | 843315000 | 827168000 | 807853000 | 787010000 | 764433000 | 740117000 | 744081000 | 746247000 | 747663000 | 748404000 | 748460000 | 747340000 | 743269000 | 738691000 | 733845000 | 730027000 | 725769000 | 723150000 | 717687000 | 712228000 | 708881000 | 709420000 | 710536000 | 711490000 | 715613000 | 720278000
Transportation Pollutant Emissions Disaggregated[motorbikes,PM10,freight,biofuel gasoline tf] | NoSettings | 0 | 0 | 0 | 0 | 0 | 0 | 0 | 0 | 0 | 0 | 0 | 0 | 0 | 0 | 0 | 0 | 0 | 0 | 0 | 0 | 0 | 0 | 0 | 0 | 0 | 0 | 0 | 0 | 0 | 0 | 0
Transportation Pollutant Emissions Disaggregated[motorbikes,PM10,freight,biofuel diesel tf] | NoSettings | 233129000 | 259344000 | 286105000 | 313604000 | 340390000 | 367499000 | 394736000 | 420914000 | 446575000 | 471398000 | 495131000 | 497782000 | 499231000 | 500179000 | 500674000 | 500712000 | 499962000 | 497240000 | 494176000 | 490934000 | 488380000 | 485532000 | 483780000 | 480125000 | 476473000 | 474234000 | 474594000 | 475342000 | 475980000 | 478738000 | 481859000
Transportation Pollutant Emissions Disaggregated[motorbikes,PM10,freight,jet fuel tf] | NoSettings | 0 | 0 | 0 | 0 | 0 | 0 | 0 | 0 | 0 | 0 | 0 | 0 | 0 | 0 | 0 | 0 | 0 | 0 | 0 | 0 | 0 | 0 | 0 | 0 | 0 | 0 | 0 | 0 | 0 | 0 | 0
Transportation Pollutant Emissions Disaggregated[motorbikes,PM10,freight,heavy or residual fuel oil tf] | NoSettings | 0 | 0 | 0 | 0 | 0 | 0 | 0 | 0 | 0 | 0 | 0 | 0 | 0 | 0 | 0 | 0 | 0 | 0 | 0 | 0 | 0 | 0 | 0 | 0 | 0 | 0 | 0 | 0 | 0 | 0 | 0
Transportation Pollutant Emissions Disaggregated[motorbikes,PM10,freight,LPG propane or butane tf] | NoSettings | 0 | 0 | 0 | 0 | 0 | 0 | 0 | 0 | 0 | 0 | 0 | 0 | 0 | 0 | 0 | 0 | 0 | 0 | 0 | 0 | 0 | 0 | 0 | 0 | 0 | 0 | 0 | 0 | 0 | 0 | 0
Transportation Pollutant Emissions Disaggregated[motorbikes,PM10,freight,hydrogen tf] | NoSettings | 0 | 0 | 0 | 0 | 0 | 0 | 0 | 0 | 0 | 0 | 0 | 0 | 0 | 0 | 0 | 0 | 0 | 0 | 0 | 0 | 0 | 0 | 0 | 0 | 0 | 0 | 0 | 0 | 0 | 0 | 0
Transportation Pollutant Emissions Disaggregated[motorbikes,PM25,passenger,electricity tf] | NoSettings | 0 | 0 | 0 | 0 | 0 | 0 | 0 | 0 | 0 | 0 | 0 | 0 | 0 | 0 | 0 | 0 | 0 | 0 | 0 | 0 | 0 | 0 | 0 | 0 | 0 | 0 | 0 | 0 | 0 | 0 | 0
Transportation Pollutant Emissions Disaggregated[motorbikes,PM25,passenger,natural gas tf] | NoSettings | 95.3592 | 95.5387 | 83.4037 | 71.4443 | 59.8664 | 49.2349 | 39.5676 | 30.8482 | 23.1098 | 16.3897 | 10.7285 | 6.1833 | 2.8221 | 1.6014 | 0.71862 | 0.18159 | 0 | 0 | 0 | 0 | 0 | 0 | 0 | 0 | 0 | 0 | 0 | 0 | 0 | 0 | 0
Transportation Pollutant Emissions Disaggregated[motorbikes,PM25,passenger,petroleum gasoline tf] | NoSettings | 6964560 | 7815530 | 7714520 | 7548180 | 7308420 | 7090850 | 6864610 | 6631790 | 6397420 | 6166950 | 5939500 | 5718850 | 5507020 | 5303830 | 5109190 | 4924210 | 4743830 | 4561600 | 4386220 | 4234100 | 4110270 | 4017680 | 3952570 | 3905230 | 3870460 | 3842490 | 3818410 | 3797240 | 3778580 | 3763080 | 3747180
Transportation Pollutant Emissions Disaggregated[motorbikes,PM25,passenger,petroleum diesel tf] | NoSettings | 761.387 | 755.892 | 655.19 | 558.726 | 467.736 | 385.892 | 313.174 | 248.912 | 192.795 | 144.502 | 103.678 | 72.3103 | 46.2105 | 25.6024 | 11.6348 | 2.98 | 0 | 0 | 0 | 0 | 0 | 0 | 0 | 0 | 0 | 0 | 0 | 0 | 0 | 0 | 0
Transportation Pollutant Emissions Disaggregated[motorbikes,PM25,passenger,biofuel gasoline tf] | NoSettings | 520467 | 585819 | 579983 | 569177 | 552743 | 537885 | 522271 | 506053 | 489612 | 472669 | 456577 | 439615 | 423331 | 407712 | 392750 | 378530 | 364664 | 350656 | 337174 | 325481 | 315962 | 308844 | 303839 | 300200 | 297527 | 295377 | 293526 | 291899 | 290464 | 289273 | 288050
Transportation Pollutant Emissions Disaggregated[motorbikes,PM25,passenger,biofuel diesel tf] | NoSettings | 202.103 | 225.511 | 218.103 | 206.288 | 190.584 | 172.797 | 153.569 | 133.264 | 112.412 | 91.5643 | 71.2702 | 49.7076 | 31.7661 | 17.5996 | 7.998 | 2.0485 | 0 | 0 | 0 | 0 | 0 | 0 | 0 | 0 | 0 | 0 | 0 | 0 | 0 | 0 | 0
Transportation Pollutant Emissions Disaggregated[motorbikes,PM25,passenger,jet fuel tf] | NoSettings | 0 | 0 | 0 | 0 | 0 | 0 | 0 | 0 | 0 | 0 | 0 | 0 | 0 | 0 | 0 | 0 | 0 | 0 | 0 | 0 | 0 | 0 | 0 | 0 | 0 | 0 | 0 | 0 | 0 | 0 | 0
Transportation Pollutant Emissions Disaggregated[motorbikes,PM25,passenger,heavy or residual fuel oil tf] | NoSettings | 0 | 0 | 0 | 0 | 0 | 0 | 0 | 0 | 0 | 0 | 0 | 0 | 0 | 0 | 0 | 0 | 0 | 0 | 0 | 0 | 0 | 0 | 0 | 0 | 0 | 0 | 0 | 0 | 0 | 0 | 0
Transportation Pollutant Emissions Disaggregated[motorbikes,PM25,passenger,LPG propane or butane tf] | NoSettings | 0 | 0 | 0 | 0 | 0 | 0 | 0 | 0 | 0 | 0 | 0 | 0 | 0 | 0 | 0 | 0 | 0 | 0 | 0 | 0 | 0 | 0 | 0 | 0 | 0 | 0 | 0 | 0 | 0 | 0 | 0
Transportation Pollutant Emissions Disaggregated[motorbikes,PM25,passenger,hydrogen tf] | NoSettings | 0 | 0 | 0 | 0 | 0 | 0 | 0 | 0 | 0 | 0 | 0 | 0 | 0 | 0 | 0 | 0 | 0 | 0 | 0 | 0 | 0 | 0 | 0 | 0 | 0 | 0 | 0 | 0 | 0 | 0 | 0
Transportation Pollutant Emissions Disaggregated[motorbikes,PM25,freight,electricity tf] | NoSettings | 0 | 0 | 0 | 0 | 0 | 0 | 0 | 0 | 0 | 0 | 0 | 0 | 0 | 0 | 0 | 0 | 0 | 0 | 0 | 0 | 0 | 0 | 0 | 0 | 0 | 0 | 0 | 0 | 0 | 0 | 0
Transportation Pollutant Emissions Disaggregated[motorbikes,PM25,freight,natural gas tf] | NoSettings | 301594 | 424653 | 675668 | 886347 | 1038100 | 1174480 | 1311600 | 1441650 | 1574980 | 1722640 | 1873540 | 2080920 | 2306470 | 2574810 | 2899890 | 3284180 | 3742120 | 4276100 | 4875210 | 5553010 | 6309340 | 7131550 | 8005000 | 8956550 | 9972730 | 10834000 | 11728300 | 12487800 | 13350800 | 14338400 | 15383100
Transportation Pollutant Emissions Disaggregated[motorbikes,PM25,freight,petroleum gasoline tf] | NoSettings | 0 | 0 | 0 | 0 | 0 | 0 | 0 | 0 | 0 | 0 | 0 | 0 | 0 | 0 | 0 | 0 | 0 | 0 | 0 | 0 | 0 | 0 | 0 | 0 | 0 | 0 | 0 | 0 | 0 | 0 | 0
Transportation Pollutant Emissions Disaggregated[motorbikes,PM25,freight,petroleum diesel tf] | NoSettings | 361759000 | 358063000 | 354016000 | 349862000 | 344098000 | 338047000 | 331574000 | 323832000 | 315477000 | 306426000 | 296679000 | 298268000 | 299136000 | 299704000 | 300001000 | 300024000 | 299575000 | 297943000 | 296108000 | 294165000 | 292635000 | 290928000 | 289878000 | 287688000 | 285500000 | 284158000 | 284374000 | 284822000 | 285204000 | 286857000 | 288727000
Transportation Pollutant Emissions Disaggregated[motorbikes,PM25,freight,biofuel gasoline tf] | NoSettings | 0 | 0 | 0 | 0 | 0 | 0 | 0 | 0 | 0 | 0 | 0 | 0 | 0 | 0 | 0 | 0 | 0 | 0 | 0 | 0 | 0 | 0 | 0 | 0 | 0 | 0 | 0 | 0 | 0 | 0 | 0
Transportation Pollutant Emissions Disaggregated[motorbikes,PM25,freight,biofuel diesel tf] | NoSettings | 96025700 | 106824000 | 117846000 | 129173000 | 140206000 | 151372000 | 162591000 | 173374000 | 183944000 | 194168000 | 203944000 | 205036000 | 205633000 | 206023000 | 206227000 | 206243000 | 205934000 | 204812000 | 203551000 | 202215000 | 201163000 | 199990000 | 199268000 | 197763000 | 196259000 | 195337000 | 195485000 | 195793000 | 196055000 | 197192000 | 198477000
Transportation Pollutant Emissions Disaggregated[motorbikes,PM25,freight,jet fuel tf] | NoSettings | 0 | 0 | 0 | 0 | 0 | 0 | 0 | 0 | 0 | 0 | 0 | 0 | 0 | 0 | 0 | 0 | 0 | 0 | 0 | 0 | 0 | 0 | 0 | 0 | 0 | 0 | 0 | 0 | 0 | 0 | 0
Transportation Pollutant Emissions Disaggregated[motorbikes,PM25,freight,heavy or residual fuel oil tf] | NoSettings | 0 | 0 | 0 | 0 | 0 | 0 | 0 | 0 | 0 | 0 | 0 | 0 | 0 | 0 | 0 | 0 | 0 | 0 | 0 | 0 | 0 | 0 | 0 | 0 | 0 | 0 | 0 | 0 | 0 | 0 | 0
Transportation Pollutant Emissions Disaggregated[motorbikes,PM25,freight,LPG propane or butane tf] | NoSettings | 0 | 0 | 0 | 0 | 0 | 0 | 0 | 0 | 0 | 0 | 0 | 0 | 0 | 0 | 0 | 0 | 0 | 0 | 0 | 0 | 0 | 0 | 0 | 0 | 0 | 0 | 0 | 0 | 0 | 0 | 0
Transportation Pollutant Emissions Disaggregated[motorbikes,PM25,freight,hydrogen tf] | NoSettings | 0 | 0 | 0 | 0 | 0 | 0 | 0 | 0 | 0 | 0 | 0 | 0 | 0 | 0 | 0 | 0 | 0 | 0 | 0 | 0 | 0 | 0 | 0 | 0 | 0 | 0 | 0 | 0 | 0 | 0 | 0
Transportation Pollutant Emissions Disaggregated[motorbikes,SOx,passenger,electricity tf] | NoSettings | 0 | 0 | 0 | 0 | 0 | 0 | 0 | 0 | 0 | 0 | 0 | 0 | 0 | 0 | 0 | 0 | 0 | 0 | 0 | 0 | 0 | 0 | 0 | 0 | 0 | 0 | 0 | 0 | 0 | 0 | 0
Transportation Pollutant Emissions Disaggregated[motorbikes,SOx,passenger,natural gas tf] | NoSettings | 12.3406 | 12.3638 | 10.7934 | 9.2457 | 7.7474 | 6.3716 | 5.1205 | 3.9921 | 2.9907 | 2.121 | 1.3884 | 0.80019 | 0.36522 | 0.20724 | 0.092998 | 0.0235 | 0 | 0 | 0 | 0 | 0 | 0 | 0 | 0 | 0 | 0 | 0 | 0 | 0 | 0 | 0
Transportation Pollutant Emissions Disaggregated[motorbikes,SOx,passenger,petroleum gasoline tf] | NoSettings | 1456660 | 1634650 | 1613520 | 1578730 | 1528580 | 1483080 | 1435760 | 1387060 | 1338040 | 1289840 | 1242270 | 1196120 | 1151810 | 1109310 | 1068600 | 1029920 | 992188 | 954075 | 917393 | 885578 | 859678 | 840311 | 826695 | 816792 | 809520 | 803671 | 798635 | 794207 | 790303 | 787062 | 783736
Transportation Pollutant Emissions Disaggregated[motorbikes,SOx,passenger,petroleum diesel tf] | NoSettings | 44.8065 | 44.4832 | 38.557 | 32.8803 | 27.5256 | 22.7092 | 18.4299 | 14.6482 | 11.3457 | 8.5037 | 6.1013 | 4.2554 | 2.7194 | 1.5067 | 0.68469 | 0.17537 | 0 | 0 | 0 | 0 | 0 | 0 | 0 | 0 | 0 | 0 | 0 | 0 | 0 | 0 | 0
Transportation Pollutant Emissions Disaggregated[motorbikes,SOx,passenger,biofuel gasoline tf] | NoSettings | 35156 | 39570.3 | 39176.1 | 38446.2 | 37336.1 | 36332.5 | 35277.8 | 34182.4 | 33071.8 | 31927.4 | 30840.4 | 29694.7 | 28594.8 | 27539.7 | 26529 | 25568.6 | 24632 | 23685.7 | 22775.1 | 21985.2 | 21342.3 | 20861.5 | 20523.4 | 20277.6 | 20097 | 19951.8 | 19826.8 | 19716.9 | 19620 | 19539.5 | 19456.9
Transportation Pollutant Emissions Disaggregated[motorbikes,SOx,passenger,biofuel diesel tf] | NoSettings | 0 | 0 | 0 | 0 | 0 | 0 | 0 | 0 | 0 | 0 | 0 | 0 | 0 | 0 | 0 | 0 | 0 | 0 | 0 | 0 | 0 | 0 | 0 | 0 | 0 | 0 | 0 | 0 | 0 | 0 | 0
Transportation Pollutant Emissions Disaggregated[motorbikes,SOx,passenger,jet fuel tf] | NoSettings | 0 | 0 | 0 | 0 | 0 | 0 | 0 | 0 | 0 | 0 | 0 | 0 | 0 | 0 | 0 | 0 | 0 | 0 | 0 | 0 | 0 | 0 | 0 | 0 | 0 | 0 | 0 | 0 | 0 | 0 | 0
Transportation Pollutant Emissions Disaggregated[motorbikes,SOx,passenger,heavy or residual fuel oil tf] | NoSettings | 0 | 0 | 0 | 0 | 0 | 0 | 0 | 0 | 0 | 0 | 0 | 0 | 0 | 0 | 0 | 0 | 0 | 0 | 0 | 0 | 0 | 0 | 0 | 0 | 0 | 0 | 0 | 0 | 0 | 0 | 0
Transportation Pollutant Emissions Disaggregated[motorbikes,SOx,passenger,LPG propane or butane tf] | NoSettings | 0 | 0 | 0 | 0 | 0 | 0 | 0 | 0 | 0 | 0 | 0 | 0 | 0 | 0 | 0 | 0 | 0 | 0 | 0 | 0 | 0 | 0 | 0 | 0 | 0 | 0 | 0 | 0 | 0 | 0 | 0
Transportation Pollutant Emissions Disaggregated[motorbikes,SOx,passenger,hydrogen tf] | NoSettings | 0 | 0 | 0 | 0 | 0 | 0 | 0 | 0 | 0 | 0 | 0 | 0 | 0 | 0 | 0 | 0 | 0 | 0 | 0 | 0 | 0 | 0 | 0 | 0 | 0 | 0 | 0 | 0 | 0 | 0 | 0
Transportation Pollutant Emissions Disaggregated[motorbikes,SOx,freight,electricity tf] | NoSettings | 0 | 0 | 0 | 0 | 0 | 0 | 0 | 0 | 0 | 0 | 0 | 0 | 0 | 0 | 0 | 0 | 0 | 0 | 0 | 0 | 0 | 0 | 0 | 0 | 0 | 0 | 0 | 0 | 0 | 0 | 0
Transportation Pollutant Emissions Disaggregated[motorbikes,SOx,freight,natural gas tf] | NoSettings | 39029.8 | 54955.1 | 87439.4 | 114704 | 134343 | 151992 | 169737 | 186566 | 203821 | 222929 | 242458 | 269296 | 298484 | 333210 | 375279 | 425011 | 484275 | 553378 | 630910 | 718625 | 816503 | 922907 | 1035940 | 1159080 | 1290590 | 1402040 | 1517780 | 1616070 | 1727760 | 1855550 | 1990750
Transportation Pollutant Emissions Disaggregated[motorbikes,SOx,freight,petroleum gasoline tf] | NoSettings | 0 | 0 | 0 | 0 | 0 | 0 | 0 | 0 | 0 | 0 | 0 | 0 | 0 | 0 | 0 | 0 | 0 | 0 | 0 | 0 | 0 | 0 | 0 | 0 | 0 | 0 | 0 | 0 | 0 | 0 | 0
Transportation Pollutant Emissions Disaggregated[motorbikes,SOx,freight,petroleum diesel tf] | NoSettings | 21289000 | 21071500 | 20833300 | 20588900 | 20249700 | 19893600 | 19512700 | 19057000 | 18565400 | 18032800 | 17459200 | 17552700 | 17603800 | 17637200 | 17654700 | 17656000 | 17629500 | 17533500 | 17425500 | 17311200 | 17221100 | 17120700 | 17058900 | 16930000 | 16801300 | 16722300 | 16735000 | 16761400 | 16783900 | 16881100 | 16991200
Transportation Pollutant Emissions Disaggregated[motorbikes,SOx,freight,biofuel gasoline tf] | NoSettings | 0 | 0 | 0 | 0 | 0 | 0 | 0 | 0 | 0 | 0 | 0 | 0 | 0 | 0 | 0 | 0 | 0 | 0 | 0 | 0 | 0 | 0 | 0 | 0 | 0 | 0 | 0 | 0 | 0 | 0 | 0
Transportation Pollutant Emissions Disaggregated[motorbikes,SOx,freight,biofuel diesel tf] | NoSettings | 0 | 0 | 0 | 0 | 0 | 0 | 0 | 0 | 0 | 0 | 0 | 0 | 0 | 0 | 0 | 0 | 0 | 0 | 0 | 0 | 0 | 0 | 0 | 0 | 0 | 0 | 0 | 0 | 0 | 0 | 0
Transportation Pollutant Emissions Disaggregated[motorbikes,SOx,freight,jet fuel tf] | NoSettings | 0 | 0 | 0 | 0 | 0 | 0 | 0 | 0 | 0 | 0 | 0 | 0 | 0 | 0 | 0 | 0 | 0 | 0 | 0 | 0 | 0 | 0 | 0 | 0 | 0 | 0 | 0 | 0 | 0 | 0 | 0
Transportation Pollutant Emissions Disaggregated[motorbikes,SOx,freight,heavy or residual fuel oil tf] | NoSettings | 0 | 0 | 0 | 0 | 0 | 0 | 0 | 0 | 0 | 0 | 0 | 0 | 0 | 0 | 0 | 0 | 0 | 0 | 0 | 0 | 0 | 0 | 0 | 0 | 0 | 0 | 0 | 0 | 0 | 0 | 0
Transportation Pollutant Emissions Disaggregated[motorbikes,SOx,freight,LPG propane or butane tf] | NoSettings | 0 | 0 | 0 | 0 | 0 | 0 | 0 | 0 | 0 | 0 | 0 | 0 | 0 | 0 | 0 | 0 | 0 | 0 | 0 | 0 | 0 | 0 | 0 | 0 | 0 | 0 | 0 | 0 | 0 | 0 | 0
Transportation Pollutant Emissions Disaggregated[motorbikes,SOx,freight,hydrogen tf] | NoSettings | 0 | 0 | 0 | 0 | 0 | 0 | 0 | 0 | 0 | 0 | 0 | 0 | 0 | 0 | 0 | 0 | 0 | 0 | 0 | 0 | 0 | 0 | 0 | 0 | 0 | 0 | 0 | 0 | 0 | 0 | 0
Transportation Pollutant Emissions Disaggregated[motorbikes,BC,passenger,electricity tf] | NoSettings | 0 | 0 | 0 | 0 | 0 | 0 | 0 | 0 | 0 | 0 | 0 | 0 | 0 | 0 | 0 | 0 | 0 | 0 | 0 | 0 | 0 | 0 | 0 | 0 | 0 | 0 | 0 | 0 | 0 | 0 | 0
Transportation Pollutant Emissions Disaggregated[motorbikes,BC,passenger,natural gas tf] | NoSettings | 17.695 | 17.7283 | 15.4765 | 13.2573 | 11.1089 | 9.1361 | 7.3422 | 5.7242 | 4.2883 | 3.0413 | 1.9908 | 1.1474 | 0.52368 | 0.29716 | 0.13335 | 0.033696 | 0 | 0 | 0 | 0 | 0 | 0 | 0 | 0 | 0 | 0 | 0 | 0 | 0 | 0 | 0
Transportation Pollutant Emissions Disaggregated[motorbikes,BC,passenger,petroleum gasoline tf] | NoSettings | 1288720 | 1446180 | 1427490 | 1396710 | 1352350 | 1312090 | 1270220 | 1227140 | 1183770 | 1141130 | 1099040 | 1058210 | 1019020 | 981416 | 945401 | 911173 | 877795 | 844075 | 811623 | 783476 | 760562 | 743428 | 731382 | 722621 | 716187 | 711012 | 706557 | 702639 | 699186 | 696318 | 693376
Transportation Pollutant Emissions Disaggregated[motorbikes,BC,passenger,petroleum diesel tf] | NoSettings | 141.238 | 140.219 | 121.538 | 103.644 | 86.7656 | 71.5834 | 58.0942 | 46.1735 | 35.7637 | 26.8053 | 19.2323 | 13.4136 | 8.5721 | 4.7493 | 2.1583 | 0.55279 | 0 | 0 | 0 | 0 | 0 | 0 | 0 | 0 | 0 | 0 | 0 | 0 | 0 | 0 | 0
Transportation Pollutant Emissions Disaggregated[motorbikes,BC,passenger,biofuel gasoline tf] | NoSettings | 96480.7 | 108595 | 107513 | 105510 | 102464 | 99709.6 | 96815 | 93808.8 | 90761 | 87620.2 | 84637.1 | 81492.8 | 78474.3 | 75578.9 | 72805.3 | 70169.4 | 67599 | 65002.2 | 62503 | 60335.4 | 58570.8 | 57251.4 | 56323.7 | 55649 | 55153.5 | 54755 | 54411.9 | 54110.2 | 53844.3 | 53623.5 | 53396.8
Transportation Pollutant Emissions Disaggregated[motorbikes,BC,passenger,biofuel diesel tf] | NoSettings | 33.5906 | 37.481 | 36.2498 | 34.2862 | 31.676 | 28.7197 | 25.5239 | 22.1491 | 18.6835 | 15.2184 | 11.8455 | 8.2617 | 5.2797 | 2.9251 | 1.3293 | 0.34047 | 0 | 0 | 0 | 0 | 0 | 0 | 0 | 0 | 0 | 0 | 0 | 0 | 0 | 0 | 0
Transportation Pollutant Emissions Disaggregated[motorbikes,BC,passenger,jet fuel tf] | NoSettings | 0 | 0 | 0 | 0 | 0 | 0 | 0 | 0 | 0 | 0 | 0 | 0 | 0 | 0 | 0 | 0 | 0 | 0 | 0 | 0 | 0 | 0 | 0 | 0 | 0 | 0 | 0 | 0 | 0 | 0 | 0
Transportation Pollutant Emissions Disaggregated[motorbikes,BC,passenger,heavy or residual fuel oil tf] | NoSettings | 0 | 0 | 0 | 0 | 0 | 0 | 0 | 0 | 0 | 0 | 0 | 0 | 0 | 0 | 0 | 0 | 0 | 0 | 0 | 0 | 0 | 0 | 0 | 0 | 0 | 0 | 0 | 0 | 0 | 0 | 0
Transportation Pollutant Emissions Disaggregated[motorbikes,BC,passenger,LPG propane or butane tf] | NoSettings | 0 | 0 | 0 | 0 | 0 | 0 | 0 | 0 | 0 | 0 | 0 | 0 | 0 | 0 | 0 | 0 | 0 | 0 | 0 | 0 | 0 | 0 | 0 | 0 | 0 | 0 | 0 | 0 | 0 | 0 | 0
Transportation Pollutant Emissions Disaggregated[motorbikes,BC,passenger,hydrogen tf] | NoSettings | 0 | 0 | 0 | 0 | 0 | 0 | 0 | 0 | 0 | 0 | 0 | 0 | 0 | 0 | 0 | 0 | 0 | 0 | 0 | 0 | 0 | 0 | 0 | 0 | 0 | 0 | 0 | 0 | 0 | 0 | 0
Transportation Pollutant Emissions Disaggregated[motorbikes,BC,freight,electricity tf] | NoSettings | 0 | 0 | 0 | 0 | 0 | 0 | 0 | 0 | 0 | 0 | 0 | 0 | 0 | 0 | 0 | 0 | 0 | 0 | 0 | 0 | 0 | 0 | 0 | 0 | 0 | 0 | 0 | 0 | 0 | 0 | 0
Transportation Pollutant Emissions Disaggregated[motorbikes,BC,freight,natural gas tf] | NoSettings | 55964.2 | 78799.2 | 125378 | 164472 | 192632 | 217939 | 243383 | 267514 | 292256 | 319655 | 347657 | 386139 | 427991 | 477785 | 538107 | 609417 | 694394 | 793480 | 904652 | 1030420 | 1170770 | 1323340 | 1485420 | 1661990 | 1850560 | 2010370 | 2176320 | 2317260 | 2477400 | 2660650 | 2854510
Transportation Pollutant Emissions Disaggregated[motorbikes,BC,freight,petroleum gasoline tf] | NoSettings | 0 | 0 | 0 | 0 | 0 | 0 | 0 | 0 | 0 | 0 | 0 | 0 | 0 | 0 | 0 | 0 | 0 | 0 | 0 | 0 | 0 | 0 | 0 | 0 | 0 | 0 | 0 | 0 | 0 | 0 | 0
Transportation Pollutant Emissions Disaggregated[motorbikes,BC,freight,petroleum diesel tf] | NoSettings | 67106700 | 66421100 | 65670300 | 64899700 | 63830600 | 62708000 | 61507400 | 60071100 | 58521300 | 56842400 | 55034300 | 55329100 | 55490100 | 55595400 | 55650500 | 55654700 | 55571400 | 55268700 | 54928300 | 54567900 | 54284000 | 53967500 | 53772700 | 53366500 | 52960500 | 52711700 | 52751700 | 52834800 | 52905700 | 53212300 | 53559100
Transportation Pollutant Emissions Disaggregated[motorbikes,BC,freight,biofuel gasoline tf] | NoSettings | 0 | 0 | 0 | 0 | 0 | 0 | 0 | 0 | 0 | 0 | 0 | 0 | 0 | 0 | 0 | 0 | 0 | 0 | 0 | 0 | 0 | 0 | 0 | 0 | 0 | 0 | 0 | 0 | 0 | 0 | 0
Transportation Pollutant Emissions Disaggregated[motorbikes,BC,freight,biofuel diesel tf] | NoSettings | 15959900 | 17754600 | 19586700 | 21469200 | 23303000 | 25158800 | 27023500 | 28815600 | 30572400 | 32271800 | 33896500 | 34078000 | 34177200 | 34242100 | 34276000 | 34278600 | 34227300 | 34040800 | 33831200 | 33609200 | 33434400 | 33239400 | 33119400 | 32869200 | 32619200 | 32465900 | 32490600 | 32541700 | 32585400 | 32774200 | 32987900
Transportation Pollutant Emissions Disaggregated[motorbikes,BC,freight,jet fuel tf] | NoSettings | 0 | 0 | 0 | 0 | 0 | 0 | 0 | 0 | 0 | 0 | 0 | 0 | 0 | 0 | 0 | 0 | 0 | 0 | 0 | 0 | 0 | 0 | 0 | 0 | 0 | 0 | 0 | 0 | 0 | 0 | 0
Transportation Pollutant Emissions Disaggregated[motorbikes,BC,freight,heavy or residual fuel oil tf] | NoSettings | 0 | 0 | 0 | 0 | 0 | 0 | 0 | 0 | 0 | 0 | 0 | 0 | 0 | 0 | 0 | 0 | 0 | 0 | 0 | 0 | 0 | 0 | 0 | 0 | 0 | 0 | 0 | 0 | 0 | 0 | 0
Transportation Pollutant Emissions Disaggregated[motorbikes,BC,freight,LPG propane or butane tf] | NoSettings | 0 | 0 | 0 | 0 | 0 | 0 | 0 | 0 | 0 | 0 | 0 | 0 | 0 | 0 | 0 | 0 | 0 | 0 | 0 | 0 | 0 | 0 | 0 | 0 | 0 | 0 | 0 | 0 | 0 | 0 | 0
Transportation Pollutant Emissions Disaggregated[motorbikes,BC,freight,hydrogen tf] | NoSettings | 0 | 0 | 0 | 0 | 0 | 0 | 0 | 0 | 0 | 0 | 0 | 0 | 0 | 0 | 0 | 0 | 0 | 0 | 0 | 0 | 0 | 0 | 0 | 0 | 0 | 0 | 0 | 0 | 0 | 0 | 0
Transportation Pollutant Emissions Disaggregated[motorbikes,OC,passenger,electricity tf] | NoSettings | 0 | 0 | 0 | 0 | 0 | 0 | 0 | 0 | 0 | 0 | 0 | 0 | 0 | 0 | 0 | 0 | 0 | 0 | 0 | 0 | 0 | 0 | 0 | 0 | 0 | 0 | 0 | 0 | 0 | 0 | 0
Transportation Pollutant Emissions Disaggregated[motorbikes,OC,passenger,natural gas tf] | NoSettings | 33.4012 | 33.4641 | 29.2136 | 25.0246 | 20.9692 | 17.2454 | 13.8593 | 10.8051 | 8.0946 | 5.7408 | 3.7578 | 2.1658 | 0.9885 | 0.56091 | 0.25171 | 0.063604 | 0 | 0 | 0 | 0 | 0 | 0 | 0 | 0 | 0 | 0 | 0 | 0 | 0 | 0 | 0
Transportation Pollutant Emissions Disaggregated[motorbikes,OC,passenger,petroleum gasoline tf] | NoSettings | 2440340 | 2738510 | 2703120 | 2644830 | 2560820 | 2484590 | 2405320 | 2323740 | 2241620 | 2160860 | 2081160 | 2003850 | 1929620 | 1858430 | 1790230 | 1725410 | 1662210 | 1598360 | 1536900 | 1483600 | 1440210 | 1407770 | 1384960 | 1368370 | 1356180 | 1346390 | 1337950 | 1330530 | 1323990 | 1318560 | 1312990
Transportation Pollutant Emissions Disaggregated[motorbikes,OC,passenger,petroleum diesel tf] | NoSettings | 266.566 | 264.643 | 229.386 | 195.614 | 163.758 | 135.103 | 109.644 | 87.1459 | 67.4988 | 50.5911 | 36.2982 | 25.3163 | 16.1786 | 8.9636 | 4.0734 | 1.0433 | 0 | 0 | 0 | 0 | 0 | 0 | 0 | 0 | 0 | 0 | 0 | 0 | 0 | 0 | 0
Transportation Pollutant Emissions Disaggregated[motorbikes,OC,passenger,biofuel gasoline tf] | NoSettings | 182388 | 205289 | 203245 | 199458 | 193699 | 188492 | 183020 | 177337 | 171575 | 165638 | 159999 | 154055 | 148349 | 142875 | 137632 | 132649 | 127790 | 122881 | 118156 | 114059 | 110723 | 108229 | 106475 | 105200 | 104263 | 103510 | 102861 | 102291 | 101788 | 101370 | 100942
Transportation Pollutant Emissions Disaggregated[motorbikes,OC,passenger,biofuel diesel tf] | NoSettings | 31.1913 | 34.8038 | 33.6605 | 31.8372 | 29.4134 | 26.6683 | 23.7007 | 20.567 | 17.3489 | 14.1314 | 10.9994 | 7.6715 | 4.9026 | 2.7162 | 1.2344 | 0.31615 | 0 | 0 | 0 | 0 | 0 | 0 | 0 | 0 | 0 | 0 | 0 | 0 | 0 | 0 | 0
Transportation Pollutant Emissions Disaggregated[motorbikes,OC,passenger,jet fuel tf] | NoSettings | 0 | 0 | 0 | 0 | 0 | 0 | 0 | 0 | 0 | 0 | 0 | 0 | 0 | 0 | 0 | 0 | 0 | 0 | 0 | 0 | 0 | 0 | 0 | 0 | 0 | 0 | 0 | 0 | 0 | 0 | 0
Transportation Pollutant Emissions Disaggregated[motorbikes,OC,passenger,heavy or residual fuel oil tf] | NoSettings | 0 | 0 | 0 | 0 | 0 | 0 | 0 | 0 | 0 | 0 | 0 | 0 | 0 | 0 | 0 | 0 | 0 | 0 | 0 | 0 | 0 | 0 | 0 | 0 | 0 | 0 | 0 | 0 | 0 | 0 | 0
Transportation Pollutant Emissions Disaggregated[motorbikes,OC,passenger,LPG propane or butane tf] | NoSettings | 0 | 0 | 0 | 0 | 0 | 0 | 0 | 0 | 0 | 0 | 0 | 0 | 0 | 0 | 0 | 0 | 0 | 0 | 0 | 0 | 0 | 0 | 0 | 0 | 0 | 0 | 0 | 0 | 0 | 0 | 0
Transportation Pollutant Emissions Disaggregated[motorbikes,OC,passenger,hydrogen tf] | NoSettings | 0 | 0 | 0 | 0 | 0 | 0 | 0 | 0 | 0 | 0 | 0 | 0 | 0 | 0 | 0 | 0 | 0 | 0 | 0 | 0 | 0 | 0 | 0 | 0 | 0 | 0 | 0 | 0 | 0 | 0 | 0
Transportation Pollutant Emissions Disaggregated[motorbikes,OC,freight,electricity tf] | NoSettings | 0 | 0 | 0 | 0 | 0 | 0 | 0 | 0 | 0 | 0 | 0 | 0 | 0 | 0 | 0 | 0 | 0 | 0 | 0 | 0 | 0 | 0 | 0 | 0 | 0 | 0 | 0 | 0 | 0 | 0 | 0
Transportation Pollutant Emissions Disaggregated[motorbikes,OC,freight,natural gas tf] | NoSettings | 105639 | 148742 | 236665 | 310458 | 363614 | 411383 | 459412 | 504962 | 551664 | 603383 | 656240 | 728879 | 807880 | 901871 | 1015740 | 1150340 | 1310740 | 1497780 | 1707630 | 1945040 | 2209960 | 2497950 | 2803890 | 3137190 | 3493120 | 3794790 | 4108040 | 4374070 | 4676360 | 5022260 | 5388190
Transportation Pollutant Emissions Disaggregated[motorbikes,OC,freight,petroleum gasoline tf] | NoSettings | 0 | 0 | 0 | 0 | 0 | 0 | 0 | 0 | 0 | 0 | 0 | 0 | 0 | 0 | 0 | 0 | 0 | 0 | 0 | 0 | 0 | 0 | 0 | 0 | 0 | 0 | 0 | 0 | 0 | 0 | 0
Transportation Pollutant Emissions Disaggregated[motorbikes,OC,freight,petroleum diesel tf] | NoSettings | 126654000 | 125360000 | 123943000 | 122489000 | 120471000 | 118352000 | 116086000 | 113376000 | 110450000 | 107282000 | 103869000 | 104426000 | 104730000 | 104928000 | 105032000 | 105040000 | 104883000 | 104312000 | 103669000 | 102989000 | 102453000 | 101856000 | 101488000 | 100722000 | 99955400 | 99485700 | 99561300 | 99718000 | 99851900 | 100430000 | 101085000
Transportation Pollutant Emissions Disaggregated[motorbikes,OC,freight,biofuel gasoline tf] | NoSettings | 0 | 0 | 0 | 0 | 0 | 0 | 0 | 0 | 0 | 0 | 0 | 0 | 0 | 0 | 0 | 0 | 0 | 0 | 0 | 0 | 0 | 0 | 0 | 0 | 0 | 0 | 0 | 0 | 0 | 0 | 0
Transportation Pollutant Emissions Disaggregated[motorbikes,OC,freight,biofuel diesel tf] | NoSettings | 14820000 | 16486400 | 18187600 | 19935700 | 21638500 | 23361800 | 25093200 | 26757400 | 28388600 | 29966600 | 31475300 | 31643900 | 31736000 | 31796200 | 31827700 | 31830100 | 31782500 | 31609400 | 31414600 | 31208500 | 31046200 | 30865100 | 30753700 | 30521400 | 30289200 | 30146900 | 30169800 | 30217300 | 30257900 | 30433200 | 30631600
Transportation Pollutant Emissions Disaggregated[motorbikes,OC,freight,jet fuel tf] | NoSettings | 0 | 0 | 0 | 0 | 0 | 0 | 0 | 0 | 0 | 0 | 0 | 0 | 0 | 0 | 0 | 0 | 0 | 0 | 0 | 0 | 0 | 0 | 0 | 0 | 0 | 0 | 0 | 0 | 0 | 0 | 0
Transportation Pollutant Emissions Disaggregated[motorbikes,OC,freight,heavy or residual fuel oil tf] | NoSettings | 0 | 0 | 0 | 0 | 0 | 0 | 0 | 0 | 0 | 0 | 0 | 0 | 0 | 0 | 0 | 0 | 0 | 0 | 0 | 0 | 0 | 0 | 0 | 0 | 0 | 0 | 0 | 0 | 0 | 0 | 0
Transportation Pollutant Emissions Disaggregated[motorbikes,OC,freight,LPG propane or butane tf] | NoSettings | 0 | 0 | 0 | 0 | 0 | 0 | 0 | 0 | 0 | 0 | 0 | 0 | 0 | 0 | 0 | 0 | 0 | 0 | 0 | 0 | 0 | 0 | 0 | 0 | 0 | 0 | 0 | 0 | 0 | 0 | 0
Transportation Pollutant Emissions Disaggregated[motorbikes,OC,freight,hydrogen tf] | NoSettings | 0 | 0 | 0 | 0 | 0 | 0 | 0 | 0 | 0 | 0 | 0 | 0 | 0 | 0 | 0 | 0 | 0 | 0 | 0 | 0 | 0 | 0 | 0 | 0 | 0 | 0 | 0 | 0 | 0 | 0 | 0
Transportation Pollutant Emissions Disaggregated[motorbikes,CH4,passenger,electricity tf] | NoSettings | 0 | 0 | 0 | 0 | 0 | 0 | 0 | 0 | 0 | 0 | 0 | 0 | 0 | 0 | 0 | 0 | 0 | 0 | 0 | 0 | 0 | 0 | 0 | 0 | 0 | 0 | 0 | 0 | 0 | 0 | 0
Transportation Pollutant Emissions Disaggregated[motorbikes,CH4,passenger,natural gas tf] | NoSettings | 50.9942 | 51.0902 | 44.6009 | 38.2055 | 32.0141 | 26.3288 | 21.1592 | 16.4964 | 12.3582 | 8.7646 | 5.7372 | 3.3066 | 1.5092 | 0.85636 | 0.38429 | 0.097106 | 0 | 0 | 0 | 0 | 0 | 0 | 0 | 0 | 0 | 0 | 0 | 0 | 0 | 0 | 0
Transportation Pollutant Emissions Disaggregated[motorbikes,CH4,passenger,petroleum gasoline tf] | NoSettings | 10282300 | 11538700 | 11389500 | 11144000 | 10790000 | 10468800 | 10134800 | 9791040 | 9445010 | 9104750 | 8768940 | 8443180 | 8130440 | 7830450 | 7543090 | 7269990 | 7003680 | 6734640 | 6475710 | 6251140 | 6068310 | 5931610 | 5835490 | 5765590 | 5714260 | 5672970 | 5637420 | 5606160 | 5578610 | 5555730 | 5532250
Transportation Pollutant Emissions Disaggregated[motorbikes,CH4,passenger,petroleum diesel tf] | NoSettings | 974.055 | 967.026 | 838.196 | 714.788 | 598.383 | 493.678 | 400.649 | 318.438 | 246.646 | 184.864 | 132.637 | 92.5078 | 59.1179 | 32.7536 | 14.8846 | 3.8123 | 0 | 0 | 0 | 0 | 0 | 0 | 0 | 0 | 0 | 0 | 0 | 0 | 0 | 0 | 0
Transportation Pollutant Emissions Disaggregated[motorbikes,CH4,passenger,biofuel gasoline tf] | NoSettings | 0 | 0 | 0 | 0 | 0 | 0 | 0 | 0 | 0 | 0 | 0 | 0 | 0 | 0 | 0 | 0 | 0 | 0 | 0 | 0 | 0 | 0 | 0 | 0 | 0 | 0 | 0 | 0 | 0 | 0 | 0
Transportation Pollutant Emissions Disaggregated[motorbikes,CH4,passenger,biofuel diesel tf] | NoSettings | 0 | 0 | 0 | 0 | 0 | 0 | 0 | 0 | 0 | 0 | 0 | 0 | 0 | 0 | 0 | 0 | 0 | 0 | 0 | 0 | 0 | 0 | 0 | 0 | 0 | 0 | 0 | 0 | 0 | 0 | 0
Transportation Pollutant Emissions Disaggregated[motorbikes,CH4,passenger,jet fuel tf] | NoSettings | 0 | 0 | 0 | 0 | 0 | 0 | 0 | 0 | 0 | 0 | 0 | 0 | 0 | 0 | 0 | 0 | 0 | 0 | 0 | 0 | 0 | 0 | 0 | 0 | 0 | 0 | 0 | 0 | 0 | 0 | 0
Transportation Pollutant Emissions Disaggregated[motorbikes,CH4,passenger,heavy or residual fuel oil tf] | NoSettings | 0 | 0 | 0 | 0 | 0 | 0 | 0 | 0 | 0 | 0 | 0 | 0 | 0 | 0 | 0 | 0 | 0 | 0 | 0 | 0 | 0 | 0 | 0 | 0 | 0 | 0 | 0 | 0 | 0 | 0 | 0
Transportation Pollutant Emissions Disaggregated[motorbikes,CH4,passenger,LPG propane or butane tf] | NoSettings | 0 | 0 | 0 | 0 | 0 | 0 | 0 | 0 | 0 | 0 | 0 | 0 | 0 | 0 | 0 | 0 | 0 | 0 | 0 | 0 | 0 | 0 | 0 | 0 | 0 | 0 | 0 | 0 | 0 | 0 | 0
Transportation Pollutant Emissions Disaggregated[motorbikes,CH4,passenger,hydrogen tf] | NoSettings | 0 | 0 | 0 | 0 | 0 | 0 | 0 | 0 | 0 | 0 | 0 | 0 | 0 | 0 | 0 | 0 | 0 | 0 | 0 | 0 | 0 | 0 | 0 | 0 | 0 | 0 | 0 | 0 | 0 | 0 | 0
Transportation Pollutant Emissions Disaggregated[motorbikes,CH4,freight,electricity tf] | NoSettings | 0 | 0 | 0 | 0 | 0 | 0 | 0 | 0 | 0 | 0 | 0 | 0 | 0 | 0 | 0 | 0 | 0 | 0 | 0 | 0 | 0 | 0 | 0 | 0 | 0 | 0 | 0 | 0 | 0 | 0 | 0
Transportation Pollutant Emissions Disaggregated[motorbikes,CH4,freight,natural gas tf] | NoSettings | 161280 | 227087 | 361320 | 473982 | 555136 | 628066 | 701393 | 770934 | 842235 | 921196 | 1001890 | 1112790 | 1233400 | 1376900 | 1550740 | 1756240 | 2001140 | 2286690 | 2607070 | 2969520 | 3373980 | 3813660 | 4280750 | 4789600 | 5333010 | 5793570 | 6271820 | 6677980 | 7139490 | 7667570 | 8226250
Transportation Pollutant Emissions Disaggregated[motorbikes,CH4,freight,petroleum gasoline tf] | NoSettings | 0 | 0 | 0 | 0 | 0 | 0 | 0 | 0 | 0 | 0 | 0 | 0 | 0 | 0 | 0 | 0 | 0 | 0 | 0 | 0 | 0 | 0 | 0 | 0 | 0 | 0 | 0 | 0 | 0 | 0 | 0
Transportation Pollutant Emissions Disaggregated[motorbikes,CH4,freight,petroleum diesel tf] | NoSettings | 462805000 | 458077000 | 452898000 | 447584000 | 440211000 | 432469000 | 424189000 | 414283000 | 403595000 | 392017000 | 379547000 | 381580000 | 382691000 | 383417000 | 383797000 | 383825000 | 383251000 | 381164000 | 378816000 | 376331000 | 374373000 | 372189000 | 370846000 | 368045000 | 365245000 | 363529000 | 363805000 | 364378000 | 364867000 | 366981000 | 369373000
Transportation Pollutant Emissions Disaggregated[motorbikes,CH4,freight,biofuel gasoline tf] | NoSettings | 0 | 0 | 0 | 0 | 0 | 0 | 0 | 0 | 0 | 0 | 0 | 0 | 0 | 0 | 0 | 0 | 0 | 0 | 0 | 0 | 0 | 0 | 0 | 0 | 0 | 0 | 0 | 0 | 0 | 0 | 0
Transportation Pollutant Emissions Disaggregated[motorbikes,CH4,freight,biofuel diesel tf] | NoSettings | 0 | 0 | 0 | 0 | 0 | 0 | 0 | 0 | 0 | 0 | 0 | 0 | 0 | 0 | 0 | 0 | 0 | 0 | 0 | 0 | 0 | 0 | 0 | 0 | 0 | 0 | 0 | 0 | 0 | 0 | 0
Transportation Pollutant Emissions Disaggregated[motorbikes,CH4,freight,jet fuel tf] | NoSettings | 0 | 0 | 0 | 0 | 0 | 0 | 0 | 0 | 0 | 0 | 0 | 0 | 0 | 0 | 0 | 0 | 0 | 0 | 0 | 0 | 0 | 0 | 0 | 0 | 0 | 0 | 0 | 0 | 0 | 0 | 0
Transportation Pollutant Emissions Disaggregated[motorbikes,CH4,freight,heavy or residual fuel oil tf] | NoSettings | 0 | 0 | 0 | 0 | 0 | 0 | 0 | 0 | 0 | 0 | 0 | 0 | 0 | 0 | 0 | 0 | 0 | 0 | 0 | 0 | 0 | 0 | 0 | 0 | 0 | 0 | 0 | 0 | 0 | 0 | 0
Transportation Pollutant Emissions Disaggregated[motorbikes,CH4,freight,LPG propane or butane tf] | NoSettings | 0 | 0 | 0 | 0 | 0 | 0 | 0 | 0 | 0 | 0 | 0 | 0 | 0 | 0 | 0 | 0 | 0 | 0 | 0 | 0 | 0 | 0 | 0 | 0 | 0 | 0 | 0 | 0 | 0 | 0 | 0
Transportation Pollutant Emissions Disaggregated[motorbikes,CH4,freight,hydrogen tf] | NoSettings | 0 | 0 | 0 | 0 | 0 | 0 | 0 | 0 | 0 | 0 | 0 | 0 | 0 | 0 | 0 | 0 | 0 | 0 | 0 | 0 | 0 | 0 | 0 | 0 | 0 | 0 | 0 | 0 | 0 | 0 | 0
Transportation Pollutant Emissions Disaggregated[motorbikes,N2O,passenger,electricity tf] | NoSettings | 0 | 0 | 0 | 0 | 0 | 0 | 0 | 0 | 0 | 0 | 0 | 0 | 0 | 0 | 0 | 0 | 0 | 0 | 0 | 0 | 0 | 0 | 0 | 0 | 0 | 0 | 0 | 0 | 0 | 0 | 0
Transportation Pollutant Emissions Disaggregated[motorbikes,N2O,passenger,natural gas tf] | NoSettings | 5.0994 | 5.109 | 4.4601 | 3.8205 | 3.2014 | 2.6329 | 2.1159 | 1.6496 | 1.2358 | 0.87646 | 0.57372 | 0.33066 | 0.15092 | 0.085636 | 0.038429 | 0.0097106 | 0 | 0 | 0 | 0 | 0 | 0 | 0 | 0 | 0 | 0 | 0 | 0 | 0 | 0 | 0
Transportation Pollutant Emissions Disaggregated[motorbikes,N2O,passenger,petroleum gasoline tf] | NoSettings | 2056460 | 2307730 | 2277910 | 2228790 | 2158000 | 2093750 | 2026950 | 1958210 | 1889000 | 1820950 | 1753790 | 1688640 | 1626090 | 1566090 | 1508620 | 1454000 | 1400740 | 1346930 | 1295140 | 1250230 | 1213660 | 1186320 | 1167100 | 1153120 | 1142850 | 1134590 | 1127480 | 1121230 | 1115720 | 1111150 | 1106450
Transportation Pollutant Emissions Disaggregated[motorbikes,N2O,passenger,petroleum diesel tf] | NoSettings | 194.811 | 193.405 | 167.639 | 142.958 | 119.677 | 98.7357 | 80.1299 | 63.6876 | 49.3292 | 36.9728 | 26.5273 | 18.5016 | 11.8236 | 6.5507 | 2.9769 | 0.76247 | 0 | 0 | 0 | 0 | 0 | 0 | 0 | 0 | 0 | 0 | 0 | 0 | 0 | 0 | 0
Transportation Pollutant Emissions Disaggregated[motorbikes,N2O,passenger,biofuel gasoline tf] | NoSettings | 0 | 0 | 0 | 0 | 0 | 0 | 0 | 0 | 0 | 0 | 0 | 0 | 0 | 0 | 0 | 0 | 0 | 0 | 0 | 0 | 0 | 0 | 0 | 0 | 0 | 0 | 0 | 0 | 0 | 0 | 0
Transportation Pollutant Emissions Disaggregated[motorbikes,N2O,passenger,biofuel diesel tf] | NoSettings | 0 | 0 | 0 | 0 | 0 | 0 | 0 | 0 | 0 | 0 | 0 | 0 | 0 | 0 | 0 | 0 | 0 | 0 | 0 | 0 | 0 | 0 | 0 | 0 | 0 | 0 | 0 | 0 | 0 | 0 | 0
Transportation Pollutant Emissions Disaggregated[motorbikes,N2O,passenger,jet fuel tf] | NoSettings | 0 | 0 | 0 | 0 | 0 | 0 | 0 | 0 | 0 | 0 | 0 | 0 | 0 | 0 | 0 | 0 | 0 | 0 | 0 | 0 | 0 | 0 | 0 | 0 | 0 | 0 | 0 | 0 | 0 | 0 | 0
Transportation Pollutant Emissions Disaggregated[motorbikes,N2O,passenger,heavy or residual fuel oil tf] | NoSettings | 0 | 0 | 0 | 0 | 0 | 0 | 0 | 0 | 0 | 0 | 0 | 0 | 0 | 0 | 0 | 0 | 0 | 0 | 0 | 0 | 0 | 0 | 0 | 0 | 0 | 0 | 0 | 0 | 0 | 0 | 0
Transportation Pollutant Emissions Disaggregated[motorbikes,N2O,passenger,LPG propane or butane tf] | NoSettings | 0 | 0 | 0 | 0 | 0 | 0 | 0 | 0 | 0 | 0 | 0 | 0 | 0 | 0 | 0 | 0 | 0 | 0 | 0 | 0 | 0 | 0 | 0 | 0 | 0 | 0 | 0 | 0 | 0 | 0 | 0
Transportation Pollutant Emissions Disaggregated[motorbikes,N2O,passenger,hydrogen tf] | NoSettings | 0 | 0 | 0 | 0 | 0 | 0 | 0 | 0 | 0 | 0 | 0 | 0 | 0 | 0 | 0 | 0 | 0 | 0 | 0 | 0 | 0 | 0 | 0 | 0 | 0 | 0 | 0 | 0 | 0 | 0 | 0
Transportation Pollutant Emissions Disaggregated[motorbikes,N2O,freight,electricity tf] | NoSettings | 0 | 0 | 0 | 0 | 0 | 0 | 0 | 0 | 0 | 0 | 0 | 0 | 0 | 0 | 0 | 0 | 0 | 0 | 0 | 0 | 0 | 0 | 0 | 0 | 0 | 0 | 0 | 0 | 0 | 0 | 0
Transportation Pollutant Emissions Disaggregated[motorbikes,N2O,freight,natural gas tf] | NoSettings | 16128 | 22708.7 | 36132 | 47398.2 | 55513.6 | 62806.6 | 70139.3 | 77093.4 | 84223.5 | 92119.6 | 100189 | 111279 | 123340 | 137690 | 155074 | 175624 | 200114 | 228669 | 260707 | 296952 | 337398 | 381366 | 428075 | 478960 | 533301 | 579357 | 627182 | 667798 | 713949 | 766757 | 822625
Transportation Pollutant Emissions Disaggregated[motorbikes,N2O,freight,petroleum gasoline tf] | NoSettings | 0 | 0 | 0 | 0 | 0 | 0 | 0 | 0 | 0 | 0 | 0 | 0 | 0 | 0 | 0 | 0 | 0 | 0 | 0 | 0 | 0 | 0 | 0 | 0 | 0 | 0 | 0 | 0 | 0 | 0 | 0
Transportation Pollutant Emissions Disaggregated[motorbikes,N2O,freight,petroleum diesel tf] | NoSettings | 92560900 | 91615300 | 90579700 | 89516800 | 88042200 | 86493800 | 84837700 | 82856700 | 80719000 | 78403300 | 75909400 | 76316000 | 76538100 | 76683400 | 76759400 | 76765100 | 76650200 | 76232700 | 75763100 | 75266100 | 74874500 | 74437900 | 74169200 | 73608900 | 73049000 | 72705800 | 72761000 | 72875500 | 72973400 | 73396200 | 73874700
Transportation Pollutant Emissions Disaggregated[motorbikes,N2O,freight,biofuel gasoline tf] | NoSettings | 0 | 0 | 0 | 0 | 0 | 0 | 0 | 0 | 0 | 0 | 0 | 0 | 0 | 0 | 0 | 0 | 0 | 0 | 0 | 0 | 0 | 0 | 0 | 0 | 0 | 0 | 0 | 0 | 0 | 0 | 0
Transportation Pollutant Emissions Disaggregated[motorbikes,N2O,freight,biofuel diesel tf] | NoSettings | 0 | 0 | 0 | 0 | 0 | 0 | 0 | 0 | 0 | 0 | 0 | 0 | 0 | 0 | 0 | 0 | 0 | 0 | 0 | 0 | 0 | 0 | 0 | 0 | 0 | 0 | 0 | 0 | 0 | 0 | 0
Transportation Pollutant Emissions Disaggregated[motorbikes,N2O,freight,jet fuel tf] | NoSettings | 0 | 0 | 0 | 0 | 0 | 0 | 0 | 0 | 0 | 0 | 0 | 0 | 0 | 0 | 0 | 0 | 0 | 0 | 0 | 0 | 0 | 0 | 0 | 0 | 0 | 0 | 0 | 0 | 0 | 0 | 0
Transportation Pollutant Emissions Disaggregated[motorbikes,N2O,freight,heavy or residual fuel oil tf] | NoSettings | 0 | 0 | 0 | 0 | 0 | 0 | 0 | 0 | 0 | 0 | 0 | 0 | 0 | 0 | 0 | 0 | 0 | 0 | 0 | 0 | 0 | 0 | 0 | 0 | 0 | 0 | 0 | 0 | 0 | 0 | 0
Transportation Pollutant Emissions Disaggregated[motorbikes,N2O,freight,LPG propane or butane tf] | NoSettings | 0 | 0 | 0 | 0 | 0 | 0 | 0 | 0 | 0 | 0 | 0 | 0 | 0 | 0 | 0 | 0 | 0 | 0 | 0 | 0 | 0 | 0 | 0 | 0 | 0 | 0 | 0 | 0 | 0 | 0 | 0
Transportation Pollutant Emissions Disaggregated[motorbikes,N2O,freight,hydrogen tf] | NoSettings | 0 | 0 | 0 | 0 | 0 | 0 | 0 | 0 | 0 | 0 | 0 | 0 | 0 | 0 | 0 | 0 | 0 | 0 | 0 | 0 | 0 | 0 | 0 | 0 | 0 | 0 | 0 | 0 | 0 | 0 | 0
Transportation Pollutant Emissions Disaggregated[motorbikes,F gases,passenger,electricity tf] | NoSettings | 0 | 0 | 0 | 0 | 0 | 0 | 0 | 0 | 0 | 0 | 0 | 0 | 0 | 0 | 0 | 0 | 0 | 0 | 0 | 0 | 0 | 0 | 0 | 0 | 0 | 0 | 0 | 0 | 0 | 0 | 0
Transportation Pollutant Emissions Disaggregated[motorbikes,F gases,passenger,natural gas tf] | NoSettings | 0 | 0 | 0 | 0 | 0 | 0 | 0 | 0 | 0 | 0 | 0 | 0 | 0 | 0 | 0 | 0 | 0 | 0 | 0 | 0 | 0 | 0 | 0 | 0 | 0 | 0 | 0 | 0 | 0 | 0 | 0
Transportation Pollutant Emissions Disaggregated[motorbikes,F gases,passenger,petroleum gasoline tf] | NoSettings | 0 | 0 | 0 | 0 | 0 | 0 | 0 | 0 | 0 | 0 | 0 | 0 | 0 | 0 | 0 | 0 | 0 | 0 | 0 | 0 | 0 | 0 | 0 | 0 | 0 | 0 | 0 | 0 | 0 | 0 | 0
Transportation Pollutant Emissions Disaggregated[motorbikes,F gases,passenger,petroleum diesel tf] | NoSettings | 0 | 0 | 0 | 0 | 0 | 0 | 0 | 0 | 0 | 0 | 0 | 0 | 0 | 0 | 0 | 0 | 0 | 0 | 0 | 0 | 0 | 0 | 0 | 0 | 0 | 0 | 0 | 0 | 0 | 0 | 0
Transportation Pollutant Emissions Disaggregated[motorbikes,F gases,passenger,biofuel gasoline tf] | NoSettings | 0 | 0 | 0 | 0 | 0 | 0 | 0 | 0 | 0 | 0 | 0 | 0 | 0 | 0 | 0 | 0 | 0 | 0 | 0 | 0 | 0 | 0 | 0 | 0 | 0 | 0 | 0 | 0 | 0 | 0 | 0
Transportation Pollutant Emissions Disaggregated[motorbikes,F gases,passenger,biofuel diesel tf] | NoSettings | 0 | 0 | 0 | 0 | 0 | 0 | 0 | 0 | 0 | 0 | 0 | 0 | 0 | 0 | 0 | 0 | 0 | 0 | 0 | 0 | 0 | 0 | 0 | 0 | 0 | 0 | 0 | 0 | 0 | 0 | 0
Transportation Pollutant Emissions Disaggregated[motorbikes,F gases,passenger,jet fuel tf] | NoSettings | 0 | 0 | 0 | 0 | 0 | 0 | 0 | 0 | 0 | 0 | 0 | 0 | 0 | 0 | 0 | 0 | 0 | 0 | 0 | 0 | 0 | 0 | 0 | 0 | 0 | 0 | 0 | 0 | 0 | 0 | 0
Transportation Pollutant Emissions Disaggregated[motorbikes,F gases,passenger,heavy or residual fuel oil tf] | NoSettings | 0 | 0 | 0 | 0 | 0 | 0 | 0 | 0 | 0 | 0 | 0 | 0 | 0 | 0 | 0 | 0 | 0 | 0 | 0 | 0 | 0 | 0 | 0 | 0 | 0 | 0 | 0 | 0 | 0 | 0 | 0
Transportation Pollutant Emissions Disaggregated[motorbikes,F gases,passenger,LPG propane or butane tf] | NoSettings | 0 | 0 | 0 | 0 | 0 | 0 | 0 | 0 | 0 | 0 | 0 | 0 | 0 | 0 | 0 | 0 | 0 | 0 | 0 | 0 | 0 | 0 | 0 | 0 | 0 | 0 | 0 | 0 | 0 | 0 | 0
Transportation Pollutant Emissions Disaggregated[motorbikes,F gases,passenger,hydrogen tf] | NoSettings | 0 | 0 | 0 | 0 | 0 | 0 | 0 | 0 | 0 | 0 | 0 | 0 | 0 | 0 | 0 | 0 | 0 | 0 | 0 | 0 | 0 | 0 | 0 | 0 | 0 | 0 | 0 | 0 | 0 | 0 | 0
Transportation Pollutant Emissions Disaggregated[motorbikes,F gases,freight,electricity tf] | NoSettings | 0 | 0 | 0 | 0 | 0 | 0 | 0 | 0 | 0 | 0 | 0 | 0 | 0 | 0 | 0 | 0 | 0 | 0 | 0 | 0 | 0 | 0 | 0 | 0 | 0 | 0 | 0 | 0 | 0 | 0 | 0
Transportation Pollutant Emissions Disaggregated[motorbikes,F gases,freight,natural gas tf] | NoSettings | 0 | 0 | 0 | 0 | 0 | 0 | 0 | 0 | 0 | 0 | 0 | 0 | 0 | 0 | 0 | 0 | 0 | 0 | 0 | 0 | 0 | 0 | 0 | 0 | 0 | 0 | 0 | 0 | 0 | 0 | 0
Transportation Pollutant Emissions Disaggregated[motorbikes,F gases,freight,petroleum gasoline tf] | NoSettings | 0 | 0 | 0 | 0 | 0 | 0 | 0 | 0 | 0 | 0 | 0 | 0 | 0 | 0 | 0 | 0 | 0 | 0 | 0 | 0 | 0 | 0 | 0 | 0 | 0 | 0 | 0 | 0 | 0 | 0 | 0
Transportation Pollutant Emissions Disaggregated[motorbikes,F gases,freight,petroleum diesel tf] | NoSettings | 0 | 0 | 0 | 0 | 0 | 0 | 0 | 0 | 0 | 0 | 0 | 0 | 0 | 0 | 0 | 0 | 0 | 0 | 0 | 0 | 0 | 0 | 0 | 0 | 0 | 0 | 0 | 0 | 0 | 0 | 0
Transportation Pollutant Emissions Disaggregated[motorbikes,F gases,freight,biofuel gasoline tf] | NoSettings | 0 | 0 | 0 | 0 | 0 | 0 | 0 | 0 | 0 | 0 | 0 | 0 | 0 | 0 | 0 | 0 | 0 | 0 | 0 | 0 | 0 | 0 | 0 | 0 | 0 | 0 | 0 | 0 | 0 | 0 | 0
Transportation Pollutant Emissions Disaggregated[motorbikes,F gases,freight,biofuel diesel tf] | NoSettings | 0 | 0 | 0 | 0 | 0 | 0 | 0 | 0 | 0 | 0 | 0 | 0 | 0 | 0 | 0 | 0 | 0 | 0 | 0 | 0 | 0 | 0 | 0 | 0 | 0 | 0 | 0 | 0 | 0 | 0 | 0
Transportation Pollutant Emissions Disaggregated[motorbikes,F gases,freight,jet fuel tf] | NoSettings | 0 | 0 | 0 | 0 | 0 | 0 | 0 | 0 | 0 | 0 | 0 | 0 | 0 | 0 | 0 | 0 | 0 | 0 | 0 | 0 | 0 | 0 | 0 | 0 | 0 | 0 | 0 | 0 | 0 | 0 | 0
Transportation Pollutant Emissions Disaggregated[motorbikes,F gases,freight,heavy or residual fuel oil tf] | NoSettings | 0 | 0 | 0 | 0 | 0 | 0 | 0 | 0 | 0 | 0 | 0 | 0 | 0 | 0 | 0 | 0 | 0 | 0 | 0 | 0 | 0 | 0 | 0 | 0 | 0 | 0 | 0 | 0 | 0 | 0 | 0
Transportation Pollutant Emissions Disaggregated[motorbikes,F gases,freight,LPG propane or butane tf] | NoSettings | 0 | 0 | 0 | 0 | 0 | 0 | 0 | 0 | 0 | 0 | 0 | 0 | 0 | 0 | 0 | 0 | 0 | 0 | 0 | 0 | 0 | 0 | 0 | 0 | 0 | 0 | 0 | 0 | 0 | 0 | 0
Transportation Pollutant Emissions Disaggregated[motorbikes,F gases,freight,hydrogen tf] | NoSettings | 0 | 0 | 0 | 0 | 0 | 0 | 0 | 0 | 0 | 0 | 0 | 0 | 0 | 0 | 0 | 0 | 0 | 0 | 0 | 0 | 0 | 0 | 0 | 0 | 0 | 0 | 0 | 0 | 0 | 0 | 0
Industrial Sector Energy Related Emissions before CCS[electricity if,agriculture and forestry 01T03,CO2] | NoSettings | 0 | 0 | 0 | 0 | 0 | 0 | 0 | 0 | 0 | 0 | 0 | 0 | 0 | 0 | 0 | 0 | 0 | 0 | 0 | 0 | 0 | 0 | 0 | 0 | 0 | 0 | 0 | 0 | 0 | 0 | 0
Industrial Sector Energy Related Emissions before CCS[electricity if,agriculture and forestry 01T03,VOC] | NoSettings | 0 | 0 | 0 | 0 | 0 | 0 | 0 | 0 | 0 | 0 | 0 | 0 | 0 | 0 | 0 | 0 | 0 | 0 | 0 | 0 | 0 | 0 | 0 | 0 | 0 | 0 | 0 | 0 | 0 | 0 | 0
Industrial Sector Energy Related Emissions before CCS[electricity if,agriculture and forestry 01T03,CO] | NoSettings | 0 | 0 | 0 | 0 | 0 | 0 | 0 | 0 | 0 | 0 | 0 | 0 | 0 | 0 | 0 | 0 | 0 | 0 | 0 | 0 | 0 | 0 | 0 | 0 | 0 | 0 | 0 | 0 | 0 | 0 | 0
Industrial Sector Energy Related Emissions before CCS[electricity if,agriculture and forestry 01T03,NOx] | NoSettings | 0 | 0 | 0 | 0 | 0 | 0 | 0 | 0 | 0 | 0 | 0 | 0 | 0 | 0 | 0 | 0 | 0 | 0 | 0 | 0 | 0 | 0 | 0 | 0 | 0 | 0 | 0 | 0 | 0 | 0 | 0
Industrial Sector Energy Related Emissions before CCS[electricity if,agriculture and forestry 01T03,PM10] | NoSettings | 0 | 0 | 0 | 0 | 0 | 0 | 0 | 0 | 0 | 0 | 0 | 0 | 0 | 0 | 0 | 0 | 0 | 0 | 0 | 0 | 0 | 0 | 0 | 0 | 0 | 0 | 0 | 0 | 0 | 0 | 0
Industrial Sector Energy Related Emissions before CCS[electricity if,agriculture and forestry 01T03,PM25] | NoSettings | 0 | 0 | 0 | 0 | 0 | 0 | 0 | 0 | 0 | 0 | 0 | 0 | 0 | 0 | 0 | 0 | 0 | 0 | 0 | 0 | 0 | 0 | 0 | 0 | 0 | 0 | 0 | 0 | 0 | 0 | 0
Industrial Sector Energy Related Emissions before CCS[electricity if,agriculture and forestry 01T03,SOx] | NoSettings | 0 | 0 | 0 | 0 | 0 | 0 | 0 | 0 | 0 | 0 | 0 | 0 | 0 | 0 | 0 | 0 | 0 | 0 | 0 | 0 | 0 | 0 | 0 | 0 | 0 | 0 | 0 | 0 | 0 | 0 | 0
Industrial Sector Energy Related Emissions before CCS[electricity if,agriculture and forestry 01T03,BC] | NoSettings | 0 | 0 | 0 | 0 | 0 | 0 | 0 | 0 | 0 | 0 | 0 | 0 | 0 | 0 | 0 | 0 | 0 | 0 | 0 | 0 | 0 | 0 | 0 | 0 | 0 | 0 | 0 | 0 | 0 | 0 | 0
Industrial Sector Energy Related Emissions before CCS[electricity if,agriculture and forestry 01T03,OC] | NoSettings | 0 | 0 | 0 | 0 | 0 | 0 | 0 | 0 | 0 | 0 | 0 | 0 | 0 | 0 | 0 | 0 | 0 | 0 | 0 | 0 | 0 | 0 | 0 | 0 | 0 | 0 | 0 | 0 | 0 | 0 | 0
Industrial Sector Energy Related Emissions before CCS[electricity if,agriculture and forestry 01T03,CH4] | NoSettings | 0 | 0 | 0 | 0 | 0 | 0 | 0 | 0 | 0 | 0 | 0 | 0 | 0 | 0 | 0 | 0 | 0 | 0 | 0 | 0 | 0 | 0 | 0 | 0 | 0 | 0 | 0 | 0 | 0 | 0 | 0
Industrial Sector Energy Related Emissions before CCS[electricity if,agriculture and forestry 01T03,N2O] | NoSettings | 0 | 0 | 0 | 0 | 0 | 0 | 0 | 0 | 0 | 0 | 0 | 0 | 0 | 0 | 0 | 0 | 0 | 0 | 0 | 0 | 0 | 0 | 0 | 0 | 0 | 0 | 0 | 0 | 0 | 0 | 0
Industrial Sector Energy Related Emissions before CCS[electricity if,agriculture and forestry 01T03,F gases] | NoSettings | 0 | 0 | 0 | 0 | 0 | 0 | 0 | 0 | 0 | 0 | 0 | 0 | 0 | 0 | 0 | 0 | 0 | 0 | 0 | 0 | 0 | 0 | 0 | 0 | 0 | 0 | 0 | 0 | 0 | 0 | 0
Industrial Sector Energy Related Emissions before CCS[electricity if,coal mining 05,CO2] | NoSettings | 0 | 0 | 0 | 0 | 0 | 0 | 0 | 0 | 0 | 0 | 0 | 0 | 0 | 0 | 0 | 0 | 0 | 0 | 0 | 0 | 0 | 0 | 0 | 0 | 0 | 0 | 0 | 0 | 0 | 0 | 0
Industrial Sector Energy Related Emissions before CCS[electricity if,coal mining 05,VOC] | NoSettings | 0 | 0 | 0 | 0 | 0 | 0 | 0 | 0 | 0 | 0 | 0 | 0 | 0 | 0 | 0 | 0 | 0 | 0 | 0 | 0 | 0 | 0 | 0 | 0 | 0 | 0 | 0 | 0 | 0 | 0 | 0
Industrial Sector Energy Related Emissions before CCS[electricity if,coal mining 05,CO] | NoSettings | 0 | 0 | 0 | 0 | 0 | 0 | 0 | 0 | 0 | 0 | 0 | 0 | 0 | 0 | 0 | 0 | 0 | 0 | 0 | 0 | 0 | 0 | 0 | 0 | 0 | 0 | 0 | 0 | 0 | 0 | 0
Industrial Sector Energy Related Emissions before CCS[electricity if,coal mining 05,NOx] | NoSettings | 0 | 0 | 0 | 0 | 0 | 0 | 0 | 0 | 0 | 0 | 0 | 0 | 0 | 0 | 0 | 0 | 0 | 0 | 0 | 0 | 0 | 0 | 0 | 0 | 0 | 0 | 0 | 0 | 0 | 0 | 0
Industrial Sector Energy Related Emissions before CCS[electricity if,coal mining 05,PM10] | NoSettings | 0 | 0 | 0 | 0 | 0 | 0 | 0 | 0 | 0 | 0 | 0 | 0 | 0 | 0 | 0 | 0 | 0 | 0 | 0 | 0 | 0 | 0 | 0 | 0 | 0 | 0 | 0 | 0 | 0 | 0 | 0
Industrial Sector Energy Related Emissions before CCS[electricity if,coal mining 05,PM25] | NoSettings | 0 | 0 | 0 | 0 | 0 | 0 | 0 | 0 | 0 | 0 | 0 | 0 | 0 | 0 | 0 | 0 | 0 | 0 | 0 | 0 | 0 | 0 | 0 | 0 | 0 | 0 | 0 | 0 | 0 | 0 | 0
Industrial Sector Energy Related Emissions before CCS[electricity if,coal mining 05,SOx] | NoSettings | 0 | 0 | 0 | 0 | 0 | 0 | 0 | 0 | 0 | 0 | 0 | 0 | 0 | 0 | 0 | 0 | 0 | 0 | 0 | 0 | 0 | 0 | 0 | 0 | 0 | 0 | 0 | 0 | 0 | 0 | 0
Industrial Sector Energy Related Emissions before CCS[electricity if,coal mining 05,BC] | NoSettings | 0 | 0 | 0 | 0 | 0 | 0 | 0 | 0 | 0 | 0 | 0 | 0 | 0 | 0 | 0 | 0 | 0 | 0 | 0 | 0 | 0 | 0 | 0 | 0 | 0 | 0 | 0 | 0 | 0 | 0 | 0
Industrial Sector Energy Related Emissions before CCS[electricity if,coal mining 05,OC] | NoSettings | 0 | 0 | 0 | 0 | 0 | 0 | 0 | 0 | 0 | 0 | 0 | 0 | 0 | 0 | 0 | 0 | 0 | 0 | 0 | 0 | 0 | 0 | 0 | 0 | 0 | 0 | 0 | 0 | 0 | 0 | 0
Industrial Sector Energy Related Emissions before CCS[electricity if,coal mining 05,CH4] | NoSettings | 0 | 0 | 0 | 0 | 0 | 0 | 0 | 0 | 0 | 0 | 0 | 0 | 0 | 0 | 0 | 0 | 0 | 0 | 0 | 0 | 0 | 0 | 0 | 0 | 0 | 0 | 0 | 0 | 0 | 0 | 0
Industrial Sector Energy Related Emissions before CCS[electricity if,coal mining 05,N2O] | NoSettings | 0 | 0 | 0 | 0 | 0 | 0 | 0 | 0 | 0 | 0 | 0 | 0 | 0 | 0 | 0 | 0 | 0 | 0 | 0 | 0 | 0 | 0 | 0 | 0 | 0 | 0 | 0 | 0 | 0 | 0 | 0
Industrial Sector Energy Related Emissions before CCS[electricity if,coal mining 05,F gases] | NoSettings | 0 | 0 | 0 | 0 | 0 | 0 | 0 | 0 | 0 | 0 | 0 | 0 | 0 | 0 | 0 | 0 | 0 | 0 | 0 | 0 | 0 | 0 | 0 | 0 | 0 | 0 | 0 | 0 | 0 | 0 | 0
Industrial Sector Energy Related Emissions before CCS[electricity if,oil and gas extraction 06,CO2] | NoSettings | 0 | 0 | 0 | 0 | 0 | 0 | 0 | 0 | 0 | 0 | 0 | 0 | 0 | 0 | 0 | 0 | 0 | 0 | 0 | 0 | 0 | 0 | 0 | 0 | 0 | 0 | 0 | 0 | 0 | 0 | 0
Industrial Sector Energy Related Emissions before CCS[electricity if,oil and gas extraction 06,VOC] | NoSettings | 0 | 0 | 0 | 0 | 0 | 0 | 0 | 0 | 0 | 0 | 0 | 0 | 0 | 0 | 0 | 0 | 0 | 0 | 0 | 0 | 0 | 0 | 0 | 0 | 0 | 0 | 0 | 0 | 0 | 0 | 0
Industrial Sector Energy Related Emissions before CCS[electricity if,oil and gas extraction 06,CO] | NoSettings | 0 | 0 | 0 | 0 | 0 | 0 | 0 | 0 | 0 | 0 | 0 | 0 | 0 | 0 | 0 | 0 | 0 | 0 | 0 | 0 | 0 | 0 | 0 | 0 | 0 | 0 | 0 | 0 | 0 | 0 | 0
Industrial Sector Energy Related Emissions before CCS[electricity if,oil and gas extraction 06,NOx] | NoSettings | 0 | 0 | 0 | 0 | 0 | 0 | 0 | 0 | 0 | 0 | 0 | 0 | 0 | 0 | 0 | 0 | 0 | 0 | 0 | 0 | 0 | 0 | 0 | 0 | 0 | 0 | 0 | 0 | 0 | 0 | 0
Industrial Sector Energy Related Emissions before CCS[electricity if,oil and gas extraction 06,PM10] | NoSettings | 0 | 0 | 0 | 0 | 0 | 0 | 0 | 0 | 0 | 0 | 0 | 0 | 0 | 0 | 0 | 0 | 0 | 0 | 0 | 0 | 0 | 0 | 0 | 0 | 0 | 0 | 0 | 0 | 0 | 0 | 0
Industrial Sector Energy Related Emissions before CCS[electricity if,oil and gas extraction 06,PM25] | NoSettings | 0 | 0 | 0 | 0 | 0 | 0 | 0 | 0 | 0 | 0 | 0 | 0 | 0 | 0 | 0 | 0 | 0 | 0 | 0 | 0 | 0 | 0 | 0 | 0 | 0 | 0 | 0 | 0 | 0 | 0 | 0
Industrial Sector Energy Related Emissions before CCS[electricity if,oil and gas extraction 06,SOx] | NoSettings | 0 | 0 | 0 | 0 | 0 | 0 | 0 | 0 | 0 | 0 | 0 | 0 | 0 | 0 | 0 | 0 | 0 | 0 | 0 | 0 | 0 | 0 | 0 | 0 | 0 | 0 | 0 | 0 | 0 | 0 | 0
Industrial Sector Energy Related Emissions before CCS[electricity if,oil and gas extraction 06,BC] | NoSettings | 0 | 0 | 0 | 0 | 0 | 0 | 0 | 0 | 0 | 0 | 0 | 0 | 0 | 0 | 0 | 0 | 0 | 0 | 0 | 0 | 0 | 0 | 0 | 0 | 0 | 0 | 0 | 0 | 0 | 0 | 0
Industrial Sector Energy Related Emissions before CCS[electricity if,oil and gas extraction 06,OC] | NoSettings | 0 | 0 | 0 | 0 | 0 | 0 | 0 | 0 | 0 | 0 | 0 | 0 | 0 | 0 | 0 | 0 | 0 | 0 | 0 | 0 | 0 | 0 | 0 | 0 | 0 | 0 | 0 | 0 | 0 | 0 | 0
Industrial Sector Energy Related Emissions before CCS[electricity if,oil and gas extraction 06,CH4] | NoSettings | 0 | 0 | 0 | 0 | 0 | 0 | 0 | 0 | 0 | 0 | 0 | 0 | 0 | 0 | 0 | 0 | 0 | 0 | 0 | 0 | 0 | 0 | 0 | 0 | 0 | 0 | 0 | 0 | 0 | 0 | 0
Industrial Sector Energy Related Emissions before CCS[electricity if,oil and gas extraction 06,N2O] | NoSettings | 0 | 0 | 0 | 0 | 0 | 0 | 0 | 0 | 0 | 0 | 0 | 0 | 0 | 0 | 0 | 0 | 0 | 0 | 0 | 0 | 0 | 0 | 0 | 0 | 0 | 0 | 0 | 0 | 0 | 0 | 0
Industrial Sector Energy Related Emissions before CCS[electricity if,oil and gas extraction 06,F gases] | NoSettings | 0 | 0 | 0 | 0 | 0 | 0 | 0 | 0 | 0 | 0 | 0 | 0 | 0 | 0 | 0 | 0 | 0 | 0 | 0 | 0 | 0 | 0 | 0 | 0 | 0 | 0 | 0 | 0 | 0 | 0 | 0
Industrial Sector Energy Related Emissions before CCS[electricity if,other mining and quarrying 07T08,CO2] | NoSettings | 0 | 0 | 0 | 0 | 0 | 0 | 0 | 0 | 0 | 0 | 0 | 0 | 0 | 0 | 0 | 0 | 0 | 0 | 0 | 0 | 0 | 0 | 0 | 0 | 0 | 0 | 0 | 0 | 0 | 0 | 0
Industrial Sector Energy Related Emissions before CCS[electricity if,other mining and quarrying 07T08,VOC] | NoSettings | 0 | 0 | 0 | 0 | 0 | 0 | 0 | 0 | 0 | 0 | 0 | 0 | 0 | 0 | 0 | 0 | 0 | 0 | 0 | 0 | 0 | 0 | 0 | 0 | 0 | 0 | 0 | 0 | 0 | 0 | 0
Industrial Sector Energy Related Emissions before CCS[electricity if,other mining and quarrying 07T08,CO] | NoSettings | 0 | 0 | 0 | 0 | 0 | 0 | 0 | 0 | 0 | 0 | 0 | 0 | 0 | 0 | 0 | 0 | 0 | 0 | 0 | 0 | 0 | 0 | 0 | 0 | 0 | 0 | 0 | 0 | 0 | 0 | 0
Industrial Sector Energy Related Emissions before CCS[electricity if,other mining and quarrying 07T08,NOx] | NoSettings | 0 | 0 | 0 | 0 | 0 | 0 | 0 | 0 | 0 | 0 | 0 | 0 | 0 | 0 | 0 | 0 | 0 | 0 | 0 | 0 | 0 | 0 | 0 | 0 | 0 | 0 | 0 | 0 | 0 | 0 | 0
Industrial Sector Energy Related Emissions before CCS[electricity if,other mining and quarrying 07T08,PM10] | NoSettings | 0 | 0 | 0 | 0 | 0 | 0 | 0 | 0 | 0 | 0 | 0 | 0 | 0 | 0 | 0 | 0 | 0 | 0 | 0 | 0 | 0 | 0 | 0 | 0 | 0 | 0 | 0 | 0 | 0 | 0 | 0
Industrial Sector Energy Related Emissions before CCS[electricity if,other mining and quarrying 07T08,PM25] | NoSettings | 0 | 0 | 0 | 0 | 0 | 0 | 0 | 0 | 0 | 0 | 0 | 0 | 0 | 0 | 0 | 0 | 0 | 0 | 0 | 0 | 0 | 0 | 0 | 0 | 0 | 0 | 0 | 0 | 0 | 0 | 0
Industrial Sector Energy Related Emissions before CCS[electricity if,other mining and quarrying 07T08,SOx] | NoSettings | 0 | 0 | 0 | 0 | 0 | 0 | 0 | 0 | 0 | 0 | 0 | 0 | 0 | 0 | 0 | 0 | 0 | 0 | 0 | 0 | 0 | 0 | 0 | 0 | 0 | 0 | 0 | 0 | 0 | 0 | 0
Industrial Sector Energy Related Emissions before CCS[electricity if,other mining and quarrying 07T08,BC] | NoSettings | 0 | 0 | 0 | 0 | 0 | 0 | 0 | 0 | 0 | 0 | 0 | 0 | 0 | 0 | 0 | 0 | 0 | 0 | 0 | 0 | 0 | 0 | 0 | 0 | 0 | 0 | 0 | 0 | 0 | 0 | 0
Industrial Sector Energy Related Emissions before CCS[electricity if,other mining and quarrying 07T08,OC] | NoSettings | 0 | 0 | 0 | 0 | 0 | 0 | 0 | 0 | 0 | 0 | 0 | 0 | 0 | 0 | 0 | 0 | 0 | 0 | 0 | 0 | 0 | 0 | 0 | 0 | 0 | 0 | 0 | 0 | 0 | 0 | 0
Industrial Sector Energy Related Emissions before CCS[electricity if,other mining and quarrying 07T08,CH4] | NoSettings | 0 | 0 | 0 | 0 | 0 | 0 | 0 | 0 | 0 | 0 | 0 | 0 | 0 | 0 | 0 | 0 | 0 | 0 | 0 | 0 | 0 | 0 | 0 | 0 | 0 | 0 | 0 | 0 | 0 | 0 | 0
Industrial Sector Energy Related Emissions before CCS[electricity if,other mining and quarrying 07T08,N2O] | NoSettings | 0 | 0 | 0 | 0 | 0 | 0 | 0 | 0 | 0 | 0 | 0 | 0 | 0 | 0 | 0 | 0 | 0 | 0 | 0 | 0 | 0 | 0 | 0 | 0 | 0 | 0 | 0 | 0 | 0 | 0 | 0
Industrial Sector Energy Related Emissions before CCS[electricity if,other mining and quarrying 07T08,F gases] | NoSettings | 0 | 0 | 0 | 0 | 0 | 0 | 0 | 0 | 0 | 0 | 0 | 0 | 0 | 0 | 0 | 0 | 0 | 0 | 0 | 0 | 0 | 0 | 0 | 0 | 0 | 0 | 0 | 0 | 0 | 0 | 0
Industrial Sector Energy Related Emissions before CCS[electricity if,food beverage and tobacco 10T12,CO2] | NoSettings | 0 | 0 | 0 | 0 | 0 | 0 | 0 | 0 | 0 | 0 | 0 | 0 | 0 | 0 | 0 | 0 | 0 | 0 | 0 | 0 | 0 | 0 | 0 | 0 | 0 | 0 | 0 | 0 | 0 | 0 | 0
Industrial Sector Energy Related Emissions before CCS[electricity if,food beverage and tobacco 10T12,VOC] | NoSettings | 0 | 0 | 0 | 0 | 0 | 0 | 0 | 0 | 0 | 0 | 0 | 0 | 0 | 0 | 0 | 0 | 0 | 0 | 0 | 0 | 0 | 0 | 0 | 0 | 0 | 0 | 0 | 0 | 0 | 0 | 0
Industrial Sector Energy Related Emissions before CCS[electricity if,food beverage and tobacco 10T12,CO] | NoSettings | 0 | 0 | 0 | 0 | 0 | 0 | 0 | 0 | 0 | 0 | 0 | 0 | 0 | 0 | 0 | 0 | 0 | 0 | 0 | 0 | 0 | 0 | 0 | 0 | 0 | 0 | 0 | 0 | 0 | 0 | 0
Industrial Sector Energy Related Emissions before CCS[electricity if,food beverage and tobacco 10T12,NOx] | NoSettings | 0 | 0 | 0 | 0 | 0 | 0 | 0 | 0 | 0 | 0 | 0 | 0 | 0 | 0 | 0 | 0 | 0 | 0 | 0 | 0 | 0 | 0 | 0 | 0 | 0 | 0 | 0 | 0 | 0 | 0 | 0
Industrial Sector Energy Related Emissions before CCS[electricity if,food beverage and tobacco 10T12,PM10] | NoSettings | 0 | 0 | 0 | 0 | 0 | 0 | 0 | 0 | 0 | 0 | 0 | 0 | 0 | 0 | 0 | 0 | 0 | 0 | 0 | 0 | 0 | 0 | 0 | 0 | 0 | 0 | 0 | 0 | 0 | 0 | 0
Industrial Sector Energy Related Emissions before CCS[electricity if,food beverage and tobacco 10T12,PM25] | NoSettings | 0 | 0 | 0 | 0 | 0 | 0 | 0 | 0 | 0 | 0 | 0 | 0 | 0 | 0 | 0 | 0 | 0 | 0 | 0 | 0 | 0 | 0 | 0 | 0 | 0 | 0 | 0 | 0 | 0 | 0 | 0
Industrial Sector Energy Related Emissions before CCS[electricity if,food beverage and tobacco 10T12,SOx] | NoSettings | 0 | 0 | 0 | 0 | 0 | 0 | 0 | 0 | 0 | 0 | 0 | 0 | 0 | 0 | 0 | 0 | 0 | 0 | 0 | 0 | 0 | 0 | 0 | 0 | 0 | 0 | 0 | 0 | 0 | 0 | 0
Industrial Sector Energy Related Emissions before CCS[electricity if,food beverage and tobacco 10T12,BC] | NoSettings | 0 | 0 | 0 | 0 | 0 | 0 | 0 | 0 | 0 | 0 | 0 | 0 | 0 | 0 | 0 | 0 | 0 | 0 | 0 | 0 | 0 | 0 | 0 | 0 | 0 | 0 | 0 | 0 | 0 | 0 | 0
Industrial Sector Energy Related Emissions before CCS[electricity if,food beverage and tobacco 10T12,OC] | NoSettings | 0 | 0 | 0 | 0 | 0 | 0 | 0 | 0 | 0 | 0 | 0 | 0 | 0 | 0 | 0 | 0 | 0 | 0 | 0 | 0 | 0 | 0 | 0 | 0 | 0 | 0 | 0 | 0 | 0 | 0 | 0
Industrial Sector Energy Related Emissions before CCS[electricity if,food beverage and tobacco 10T12,CH4] | NoSettings | 0 | 0 | 0 | 0 | 0 | 0 | 0 | 0 | 0 | 0 | 0 | 0 | 0 | 0 | 0 | 0 | 0 | 0 | 0 | 0 | 0 | 0 | 0 | 0 | 0 | 0 | 0 | 0 | 0 | 0 | 0
Industrial Sector Energy Related Emissions before CCS[electricity if,food beverage and tobacco 10T12,N2O] | NoSettings | 0 | 0 | 0 | 0 | 0 | 0 | 0 | 0 | 0 | 0 | 0 | 0 | 0 | 0 | 0 | 0 | 0 | 0 | 0 | 0 | 0 | 0 | 0 | 0 | 0 | 0 | 0 | 0 | 0 | 0 | 0
Industrial Sector Energy Related Emissions before CCS[electricity if,food beverage and tobacco 10T12,F gases] | NoSettings | 0 | 0 | 0 | 0 | 0 | 0 | 0 | 0 | 0 | 0 | 0 | 0 | 0 | 0 | 0 | 0 | 0 | 0 | 0 | 0 | 0 | 0 | 0 | 0 | 0 | 0 | 0 | 0 | 0 | 0 | 0
Industrial Sector Energy Related Emissions before CCS[electricity if,textiles apparel and leather 13T15,CO2] | NoSettings | 0 | 0 | 0 | 0 | 0 | 0 | 0 | 0 | 0 | 0 | 0 | 0 | 0 | 0 | 0 | 0 | 0 | 0 | 0 | 0 | 0 | 0 | 0 | 0 | 0 | 0 | 0 | 0 | 0 | 0 | 0
Industrial Sector Energy Related Emissions before CCS[electricity if,textiles apparel and leather 13T15,VOC] | NoSettings | 0 | 0 | 0 | 0 | 0 | 0 | 0 | 0 | 0 | 0 | 0 | 0 | 0 | 0 | 0 | 0 | 0 | 0 | 0 | 0 | 0 | 0 | 0 | 0 | 0 | 0 | 0 | 0 | 0 | 0 | 0
Industrial Sector Energy Related Emissions before CCS[electricity if,textiles apparel and leather 13T15,CO] | NoSettings | 0 | 0 | 0 | 0 | 0 | 0 | 0 | 0 | 0 | 0 | 0 | 0 | 0 | 0 | 0 | 0 | 0 | 0 | 0 | 0 | 0 | 0 | 0 | 0 | 0 | 0 | 0 | 0 | 0 | 0 | 0
Industrial Sector Energy Related Emissions before CCS[electricity if,textiles apparel and leather 13T15,NOx] | NoSettings | 0 | 0 | 0 | 0 | 0 | 0 | 0 | 0 | 0 | 0 | 0 | 0 | 0 | 0 | 0 | 0 | 0 | 0 | 0 | 0 | 0 | 0 | 0 | 0 | 0 | 0 | 0 | 0 | 0 | 0 | 0
Industrial Sector Energy Related Emissions before CCS[electricity if,textiles apparel and leather 13T15,PM10] | NoSettings | 0 | 0 | 0 | 0 | 0 | 0 | 0 | 0 | 0 | 0 | 0 | 0 | 0 | 0 | 0 | 0 | 0 | 0 | 0 | 0 | 0 | 0 | 0 | 0 | 0 | 0 | 0 | 0 | 0 | 0 | 0
Industrial Sector Energy Related Emissions before CCS[electricity if,textiles apparel and leather 13T15,PM25] | NoSettings | 0 | 0 | 0 | 0 | 0 | 0 | 0 | 0 | 0 | 0 | 0 | 0 | 0 | 0 | 0 | 0 | 0 | 0 | 0 | 0 | 0 | 0 | 0 | 0 | 0 | 0 | 0 | 0 | 0 | 0 | 0
Industrial Sector Energy Related Emissions before CCS[electricity if,textiles apparel and leather 13T15,SOx] | NoSettings | 0 | 0 | 0 | 0 | 0 | 0 | 0 | 0 | 0 | 0 | 0 | 0 | 0 | 0 | 0 | 0 | 0 | 0 | 0 | 0 | 0 | 0 | 0 | 0 | 0 | 0 | 0 | 0 | 0 | 0 | 0
Industrial Sector Energy Related Emissions before CCS[electricity if,textiles apparel and leather 13T15,BC] | NoSettings | 0 | 0 | 0 | 0 | 0 | 0 | 0 | 0 | 0 | 0 | 0 | 0 | 0 | 0 | 0 | 0 | 0 | 0 | 0 | 0 | 0 | 0 | 0 | 0 | 0 | 0 | 0 | 0 | 0 | 0 | 0
Industrial Sector Energy Related Emissions before CCS[electricity if,textiles apparel and leather 13T15,OC] | NoSettings | 0 | 0 | 0 | 0 | 0 | 0 | 0 | 0 | 0 | 0 | 0 | 0 | 0 | 0 | 0 | 0 | 0 | 0 | 0 | 0 | 0 | 0 | 0 | 0 | 0 | 0 | 0 | 0 | 0 | 0 | 0
Industrial Sector Energy Related Emissions before CCS[electricity if,textiles apparel and leather 13T15,CH4] | NoSettings | 0 | 0 | 0 | 0 | 0 | 0 | 0 | 0 | 0 | 0 | 0 | 0 | 0 | 0 | 0 | 0 | 0 | 0 | 0 | 0 | 0 | 0 | 0 | 0 | 0 | 0 | 0 | 0 | 0 | 0 | 0
Industrial Sector Energy Related Emissions before CCS[electricity if,textiles apparel and leather 13T15,N2O] | NoSettings | 0 | 0 | 0 | 0 | 0 | 0 | 0 | 0 | 0 | 0 | 0 | 0 | 0 | 0 | 0 | 0 | 0 | 0 | 0 | 0 | 0 | 0 | 0 | 0 | 0 | 0 | 0 | 0 | 0 | 0 | 0
Industrial Sector Energy Related Emissions before CCS[electricity if,textiles apparel and leather 13T15,F gases] | NoSettings | 0 | 0 | 0 | 0 | 0 | 0 | 0 | 0 | 0 | 0 | 0 | 0 | 0 | 0 | 0 | 0 | 0 | 0 | 0 | 0 | 0 | 0 | 0 | 0 | 0 | 0 | 0 | 0 | 0 | 0 | 0
Industrial Sector Energy Related Emissions before CCS[electricity if,wood products 16,CO2] | NoSettings | 0 | 0 | 0 | 0 | 0 | 0 | 0 | 0 | 0 | 0 | 0 | 0 | 0 | 0 | 0 | 0 | 0 | 0 | 0 | 0 | 0 | 0 | 0 | 0 | 0 | 0 | 0 | 0 | 0 | 0 | 0
Industrial Sector Energy Related Emissions before CCS[electricity if,wood products 16,VOC] | NoSettings | 0 | 0 | 0 | 0 | 0 | 0 | 0 | 0 | 0 | 0 | 0 | 0 | 0 | 0 | 0 | 0 | 0 | 0 | 0 | 0 | 0 | 0 | 0 | 0 | 0 | 0 | 0 | 0 | 0 | 0 | 0
Industrial Sector Energy Related Emissions before CCS[electricity if,wood products 16,CO] | NoSettings | 0 | 0 | 0 | 0 | 0 | 0 | 0 | 0 | 0 | 0 | 0 | 0 | 0 | 0 | 0 | 0 | 0 | 0 | 0 | 0 | 0 | 0 | 0 | 0 | 0 | 0 | 0 | 0 | 0 | 0 | 0
Industrial Sector Energy Related Emissions before CCS[electricity if,wood products 16,NOx] | NoSettings | 0 | 0 | 0 | 0 | 0 | 0 | 0 | 0 | 0 | 0 | 0 | 0 | 0 | 0 | 0 | 0 | 0 | 0 | 0 | 0 | 0 | 0 | 0 | 0 | 0 | 0 | 0 | 0 | 0 | 0 | 0
Industrial Sector Energy Related Emissions before CCS[electricity if,wood products 16,PM10] | NoSettings | 0 | 0 | 0 | 0 | 0 | 0 | 0 | 0 | 0 | 0 | 0 | 0 | 0 | 0 | 0 | 0 | 0 | 0 | 0 | 0 | 0 | 0 | 0 | 0 | 0 | 0 | 0 | 0 | 0 | 0 | 0
Industrial Sector Energy Related Emissions before CCS[electricity if,wood products 16,PM25] | NoSettings | 0 | 0 | 0 | 0 | 0 | 0 | 0 | 0 | 0 | 0 | 0 | 0 | 0 | 0 | 0 | 0 | 0 | 0 | 0 | 0 | 0 | 0 | 0 | 0 | 0 | 0 | 0 | 0 | 0 | 0 | 0
Industrial Sector Energy Related Emissions before CCS[electricity if,wood products 16,SOx] | NoSettings | 0 | 0 | 0 | 0 | 0 | 0 | 0 | 0 | 0 | 0 | 0 | 0 | 0 | 0 | 0 | 0 | 0 | 0 | 0 | 0 | 0 | 0 | 0 | 0 | 0 | 0 | 0 | 0 | 0 | 0 | 0
Industrial Sector Energy Related Emissions before CCS[electricity if,wood products 16,BC] | NoSettings | 0 | 0 | 0 | 0 | 0 | 0 | 0 | 0 | 0 | 0 | 0 | 0 | 0 | 0 | 0 | 0 | 0 | 0 | 0 | 0 | 0 | 0 | 0 | 0 | 0 | 0 | 0 | 0 | 0 | 0 | 0
Industrial Sector Energy Related Emissions before CCS[electricity if,wood products 16,OC] | NoSettings | 0 | 0 | 0 | 0 | 0 | 0 | 0 | 0 | 0 | 0 | 0 | 0 | 0 | 0 | 0 | 0 | 0 | 0 | 0 | 0 | 0 | 0 | 0 | 0 | 0 | 0 | 0 | 0 | 0 | 0 | 0
Industrial Sector Energy Related Emissions before CCS[electricity if,wood products 16,CH4] | NoSettings | 0 | 0 | 0 | 0 | 0 | 0 | 0 | 0 | 0 | 0 | 0 | 0 | 0 | 0 | 0 | 0 | 0 | 0 | 0 | 0 | 0 | 0 | 0 | 0 | 0 | 0 | 0 | 0 | 0 | 0 | 0
Industrial Sector Energy Related Emissions before CCS[electricity if,wood products 16,N2O] | NoSettings | 0 | 0 | 0 | 0 | 0 | 0 | 0 | 0 | 0 | 0 | 0 | 0 | 0 | 0 | 0 | 0 | 0 | 0 | 0 | 0 | 0 | 0 | 0 | 0 | 0 | 0 | 0 | 0 | 0 | 0 | 0
Industrial Sector Energy Related Emissions before CCS[electricity if,wood products 16,F gases] | NoSettings | 0 | 0 | 0 | 0 | 0 | 0 | 0 | 0 | 0 | 0 | 0 | 0 | 0 | 0 | 0 | 0 | 0 | 0 | 0 | 0 | 0 | 0 | 0 | 0 | 0 | 0 | 0 | 0 | 0 | 0 | 0
Industrial Sector Energy Related Emissions before CCS[electricity if,pulp paper and printing 17T18,CO2] | NoSettings | 0 | 0 | 0 | 0 | 0 | 0 | 0 | 0 | 0 | 0 | 0 | 0 | 0 | 0 | 0 | 0 | 0 | 0 | 0 | 0 | 0 | 0 | 0 | 0 | 0 | 0 | 0 | 0 | 0 | 0 | 0
Industrial Sector Energy Related Emissions before CCS[electricity if,pulp paper and printing 17T18,VOC] | NoSettings | 0 | 0 | 0 | 0 | 0 | 0 | 0 | 0 | 0 | 0 | 0 | 0 | 0 | 0 | 0 | 0 | 0 | 0 | 0 | 0 | 0 | 0 | 0 | 0 | 0 | 0 | 0 | 0 | 0 | 0 | 0
Industrial Sector Energy Related Emissions before CCS[electricity if,pulp paper and printing 17T18,CO] | NoSettings | 0 | 0 | 0 | 0 | 0 | 0 | 0 | 0 | 0 | 0 | 0 | 0 | 0 | 0 | 0 | 0 | 0 | 0 | 0 | 0 | 0 | 0 | 0 | 0 | 0 | 0 | 0 | 0 | 0 | 0 | 0
Industrial Sector Energy Related Emissions before CCS[electricity if,pulp paper and printing 17T18,NOx] | NoSettings | 0 | 0 | 0 | 0 | 0 | 0 | 0 | 0 | 0 | 0 | 0 | 0 | 0 | 0 | 0 | 0 | 0 | 0 | 0 | 0 | 0 | 0 | 0 | 0 | 0 | 0 | 0 | 0 | 0 | 0 | 0
Industrial Sector Energy Related Emissions before CCS[electricity if,pulp paper and printing 17T18,PM10] | NoSettings | 0 | 0 | 0 | 0 | 0 | 0 | 0 | 0 | 0 | 0 | 0 | 0 | 0 | 0 | 0 | 0 | 0 | 0 | 0 | 0 | 0 | 0 | 0 | 0 | 0 | 0 | 0 | 0 | 0 | 0 | 0
Industrial Sector Energy Related Emissions before CCS[electricity if,pulp paper and printing 17T18,PM25] | NoSettings | 0 | 0 | 0 | 0 | 0 | 0 | 0 | 0 | 0 | 0 | 0 | 0 | 0 | 0 | 0 | 0 | 0 | 0 | 0 | 0 | 0 | 0 | 0 | 0 | 0 | 0 | 0 | 0 | 0 | 0 | 0
Industrial Sector Energy Related Emissions before CCS[electricity if,pulp paper and printing 17T18,SOx] | NoSettings | 0 | 0 | 0 | 0 | 0 | 0 | 0 | 0 | 0 | 0 | 0 | 0 | 0 | 0 | 0 | 0 | 0 | 0 | 0 | 0 | 0 | 0 | 0 | 0 | 0 | 0 | 0 | 0 | 0 | 0 | 0
Industrial Sector Energy Related Emissions before CCS[electricity if,pulp paper and printing 17T18,BC] | NoSettings | 0 | 0 | 0 | 0 | 0 | 0 | 0 | 0 | 0 | 0 | 0 | 0 | 0 | 0 | 0 | 0 | 0 | 0 | 0 | 0 | 0 | 0 | 0 | 0 | 0 | 0 | 0 | 0 | 0 | 0 | 0
Industrial Sector Energy Related Emissions before CCS[electricity if,pulp paper and printing 17T18,OC] | NoSettings | 0 | 0 | 0 | 0 | 0 | 0 | 0 | 0 | 0 | 0 | 0 | 0 | 0 | 0 | 0 | 0 | 0 | 0 | 0 | 0 | 0 | 0 | 0 | 0 | 0 | 0 | 0 | 0 | 0 | 0 | 0
Industrial Sector Energy Related Emissions before CCS[electricity if,pulp paper and printing 17T18,CH4] | NoSettings | 0 | 0 | 0 | 0 | 0 | 0 | 0 | 0 | 0 | 0 | 0 | 0 | 0 | 0 | 0 | 0 | 0 | 0 | 0 | 0 | 0 | 0 | 0 | 0 | 0 | 0 | 0 | 0 | 0 | 0 | 0
Industrial Sector Energy Related Emissions before CCS[electricity if,pulp paper and printing 17T18,N2O] | NoSettings | 0 | 0 | 0 | 0 | 0 | 0 | 0 | 0 | 0 | 0 | 0 | 0 | 0 | 0 | 0 | 0 | 0 | 0 | 0 | 0 | 0 | 0 | 0 | 0 | 0 | 0 | 0 | 0 | 0 | 0 | 0
Industrial Sector Energy Related Emissions before CCS[electricity if,pulp paper and printing 17T18,F gases] | NoSettings | 0 | 0 | 0 | 0 | 0 | 0 | 0 | 0 | 0 | 0 | 0 | 0 | 0 | 0 | 0 | 0 | 0 | 0 | 0 | 0 | 0 | 0 | 0 | 0 | 0 | 0 | 0 | 0 | 0 | 0 | 0
Industrial Sector Energy Related Emissions before CCS[electricity if,refined petroleum and coke 19,CO2] | NoSettings | 0 | 0 | 0 | 0 | 0 | 0 | 0 | 0 | 0 | 0 | 0 | 0 | 0 | 0 | 0 | 0 | 0 | 0 | 0 | 0 | 0 | 0 | 0 | 0 | 0 | 0 | 0 | 0 | 0 | 0 | 0
Industrial Sector Energy Related Emissions before CCS[electricity if,refined petroleum and coke 19,VOC] | NoSettings | 0 | 0 | 0 | 0 | 0 | 0 | 0 | 0 | 0 | 0 | 0 | 0 | 0 | 0 | 0 | 0 | 0 | 0 | 0 | 0 | 0 | 0 | 0 | 0 | 0 | 0 | 0 | 0 | 0 | 0 | 0
Industrial Sector Energy Related Emissions before CCS[electricity if,refined petroleum and coke 19,CO] | NoSettings | 0 | 0 | 0 | 0 | 0 | 0 | 0 | 0 | 0 | 0 | 0 | 0 | 0 | 0 | 0 | 0 | 0 | 0 | 0 | 0 | 0 | 0 | 0 | 0 | 0 | 0 | 0 | 0 | 0 | 0 | 0
Industrial Sector Energy Related Emissions before CCS[electricity if,refined petroleum and coke 19,NOx] | NoSettings | 0 | 0 | 0 | 0 | 0 | 0 | 0 | 0 | 0 | 0 | 0 | 0 | 0 | 0 | 0 | 0 | 0 | 0 | 0 | 0 | 0 | 0 | 0 | 0 | 0 | 0 | 0 | 0 | 0 | 0 | 0
Industrial Sector Energy Related Emissions before CCS[electricity if,refined petroleum and coke 19,PM10] | NoSettings | 0 | 0 | 0 | 0 | 0 | 0 | 0 | 0 | 0 | 0 | 0 | 0 | 0 | 0 | 0 | 0 | 0 | 0 | 0 | 0 | 0 | 0 | 0 | 0 | 0 | 0 | 0 | 0 | 0 | 0 | 0
Industrial Sector Energy Related Emissions before CCS[electricity if,refined petroleum and coke 19,PM25] | NoSettings | 0 | 0 | 0 | 0 | 0 | 0 | 0 | 0 | 0 | 0 | 0 | 0 | 0 | 0 | 0 | 0 | 0 | 0 | 0 | 0 | 0 | 0 | 0 | 0 | 0 | 0 | 0 | 0 | 0 | 0 | 0
Industrial Sector Energy Related Emissions before CCS[electricity if,refined petroleum and coke 19,SOx] | NoSettings | 0 | 0 | 0 | 0 | 0 | 0 | 0 | 0 | 0 | 0 | 0 | 0 | 0 | 0 | 0 | 0 | 0 | 0 | 0 | 0 | 0 | 0 | 0 | 0 | 0 | 0 | 0 | 0 | 0 | 0 | 0
Industrial Sector Energy Related Emissions before CCS[electricity if,refined petroleum and coke 19,BC] | NoSettings | 0 | 0 | 0 | 0 | 0 | 0 | 0 | 0 | 0 | 0 | 0 | 0 | 0 | 0 | 0 | 0 | 0 | 0 | 0 | 0 | 0 | 0 | 0 | 0 | 0 | 0 | 0 | 0 | 0 | 0 | 0
Industrial Sector Energy Related Emissions before CCS[electricity if,refined petroleum and coke 19,OC] | NoSettings | 0 | 0 | 0 | 0 | 0 | 0 | 0 | 0 | 0 | 0 | 0 | 0 | 0 | 0 | 0 | 0 | 0 | 0 | 0 | 0 | 0 | 0 | 0 | 0 | 0 | 0 | 0 | 0 | 0 | 0 | 0
Industrial Sector Energy Related Emissions before CCS[electricity if,refined petroleum and coke 19,CH4] | NoSettings | 0 | 0 | 0 | 0 | 0 | 0 | 0 | 0 | 0 | 0 | 0 | 0 | 0 | 0 | 0 | 0 | 0 | 0 | 0 | 0 | 0 | 0 | 0 | 0 | 0 | 0 | 0 | 0 | 0 | 0 | 0
Industrial Sector Energy Related Emissions before CCS[electricity if,refined petroleum and coke 19,N2O] | NoSettings | 0 | 0 | 0 | 0 | 0 | 0 | 0 | 0 | 0 | 0 | 0 | 0 | 0 | 0 | 0 | 0 | 0 | 0 | 0 | 0 | 0 | 0 | 0 | 0 | 0 | 0 | 0 | 0 | 0 | 0 | 0
Industrial Sector Energy Related Emissions before CCS[electricity if,refined petroleum and coke 19,F gases] | NoSettings | 0 | 0 | 0 | 0 | 0 | 0 | 0 | 0 | 0 | 0 | 0 | 0 | 0 | 0 | 0 | 0 | 0 | 0 | 0 | 0 | 0 | 0 | 0 | 0 | 0 | 0 | 0 | 0 | 0 | 0 | 0
Industrial Sector Energy Related Emissions before CCS[electricity if,chemicals 20,CO2] | NoSettings | 0 | 0 | 0 | 0 | 0 | 0 | 0 | 0 | 0 | 0 | 0 | 0 | 0 | 0 | 0 | 0 | 0 | 0 | 0 | 0 | 0 | 0 | 0 | 0 | 0 | 0 | 0 | 0 | 0 | 0 | 0
Industrial Sector Energy Related Emissions before CCS[electricity if,chemicals 20,VOC] | NoSettings | 0 | 0 | 0 | 0 | 0 | 0 | 0 | 0 | 0 | 0 | 0 | 0 | 0 | 0 | 0 | 0 | 0 | 0 | 0 | 0 | 0 | 0 | 0 | 0 | 0 | 0 | 0 | 0 | 0 | 0 | 0
Industrial Sector Energy Related Emissions before CCS[electricity if,chemicals 20,CO] | NoSettings | 0 | 0 | 0 | 0 | 0 | 0 | 0 | 0 | 0 | 0 | 0 | 0 | 0 | 0 | 0 | 0 | 0 | 0 | 0 | 0 | 0 | 0 | 0 | 0 | 0 | 0 | 0 | 0 | 0 | 0 | 0
Industrial Sector Energy Related Emissions before CCS[electricity if,chemicals 20,NOx] | NoSettings | 0 | 0 | 0 | 0 | 0 | 0 | 0 | 0 | 0 | 0 | 0 | 0 | 0 | 0 | 0 | 0 | 0 | 0 | 0 | 0 | 0 | 0 | 0 | 0 | 0 | 0 | 0 | 0 | 0 | 0 | 0
Industrial Sector Energy Related Emissions before CCS[electricity if,chemicals 20,PM10] | NoSettings | 0 | 0 | 0 | 0 | 0 | 0 | 0 | 0 | 0 | 0 | 0 | 0 | 0 | 0 | 0 | 0 | 0 | 0 | 0 | 0 | 0 | 0 | 0 | 0 | 0 | 0 | 0 | 0 | 0 | 0 | 0
Industrial Sector Energy Related Emissions before CCS[electricity if,chemicals 20,PM25] | NoSettings | 0 | 0 | 0 | 0 | 0 | 0 | 0 | 0 | 0 | 0 | 0 | 0 | 0 | 0 | 0 | 0 | 0 | 0 | 0 | 0 | 0 | 0 | 0 | 0 | 0 | 0 | 0 | 0 | 0 | 0 | 0
Industrial Sector Energy Related Emissions before CCS[electricity if,chemicals 20,SOx] | NoSettings | 0 | 0 | 0 | 0 | 0 | 0 | 0 | 0 | 0 | 0 | 0 | 0 | 0 | 0 | 0 | 0 | 0 | 0 | 0 | 0 | 0 | 0 | 0 | 0 | 0 | 0 | 0 | 0 | 0 | 0 | 0
Industrial Sector Energy Related Emissions before CCS[electricity if,chemicals 20,BC] | NoSettings | 0 | 0 | 0 | 0 | 0 | 0 | 0 | 0 | 0 | 0 | 0 | 0 | 0 | 0 | 0 | 0 | 0 | 0 | 0 | 0 | 0 | 0 | 0 | 0 | 0 | 0 | 0 | 0 | 0 | 0 | 0
Industrial Sector Energy Related Emissions before CCS[electricity if,chemicals 20,OC] | NoSettings | 0 | 0 | 0 | 0 | 0 | 0 | 0 | 0 | 0 | 0 | 0 | 0 | 0 | 0 | 0 | 0 | 0 | 0 | 0 | 0 | 0 | 0 | 0 | 0 | 0 | 0 | 0 | 0 | 0 | 0 | 0
Industrial Sector Energy Related Emissions before CCS[electricity if,chemicals 20,CH4] | NoSettings | 0 | 0 | 0 | 0 | 0 | 0 | 0 | 0 | 0 | 0 | 0 | 0 | 0 | 0 | 0 | 0 | 0 | 0 | 0 | 0 | 0 | 0 | 0 | 0 | 0 | 0 | 0 | 0 | 0 | 0 | 0
Industrial Sector Energy Related Emissions before CCS[electricity if,chemicals 20,N2O] | NoSettings | 0 | 0 | 0 | 0 | 0 | 0 | 0 | 0 | 0 | 0 | 0 | 0 | 0 | 0 | 0 | 0 | 0 | 0 | 0 | 0 | 0 | 0 | 0 | 0 | 0 | 0 | 0 | 0 | 0 | 0 | 0
Industrial Sector Energy Related Emissions before CCS[electricity if,chemicals 20,F gases] | NoSettings | 0 | 0 | 0 | 0 | 0 | 0 | 0 | 0 | 0 | 0 | 0 | 0 | 0 | 0 | 0 | 0 | 0 | 0 | 0 | 0 | 0 | 0 | 0 | 0 | 0 | 0 | 0 | 0 | 0 | 0 | 0
Industrial Sector Energy Related Emissions before CCS[electricity if,rubber and plastic products 22,CO2] | NoSettings | 0 | 0 | 0 | 0 | 0 | 0 | 0 | 0 | 0 | 0 | 0 | 0 | 0 | 0 | 0 | 0 | 0 | 0 | 0 | 0 | 0 | 0 | 0 | 0 | 0 | 0 | 0 | 0 | 0 | 0 | 0
Industrial Sector Energy Related Emissions before CCS[electricity if,rubber and plastic products 22,VOC] | NoSettings | 0 | 0 | 0 | 0 | 0 | 0 | 0 | 0 | 0 | 0 | 0 | 0 | 0 | 0 | 0 | 0 | 0 | 0 | 0 | 0 | 0 | 0 | 0 | 0 | 0 | 0 | 0 | 0 | 0 | 0 | 0
Industrial Sector Energy Related Emissions before CCS[electricity if,rubber and plastic products 22,CO] | NoSettings | 0 | 0 | 0 | 0 | 0 | 0 | 0 | 0 | 0 | 0 | 0 | 0 | 0 | 0 | 0 | 0 | 0 | 0 | 0 | 0 | 0 | 0 | 0 | 0 | 0 | 0 | 0 | 0 | 0 | 0 | 0
Industrial Sector Energy Related Emissions before CCS[electricity if,rubber and plastic products 22,NOx] | NoSettings | 0 | 0 | 0 | 0 | 0 | 0 | 0 | 0 | 0 | 0 | 0 | 0 | 0 | 0 | 0 | 0 | 0 | 0 | 0 | 0 | 0 | 0 | 0 | 0 | 0 | 0 | 0 | 0 | 0 | 0 | 0
Industrial Sector Energy Related Emissions before CCS[electricity if,rubber and plastic products 22,PM10] | NoSettings | 0 | 0 | 0 | 0 | 0 | 0 | 0 | 0 | 0 | 0 | 0 | 0 | 0 | 0 | 0 | 0 | 0 | 0 | 0 | 0 | 0 | 0 | 0 | 0 | 0 | 0 | 0 | 0 | 0 | 0 | 0
Industrial Sector Energy Related Emissions before CCS[electricity if,rubber and plastic products 22,PM25] | NoSettings | 0 | 0 | 0 | 0 | 0 | 0 | 0 | 0 | 0 | 0 | 0 | 0 | 0 | 0 | 0 | 0 | 0 | 0 | 0 | 0 | 0 | 0 | 0 | 0 | 0 | 0 | 0 | 0 | 0 | 0 | 0
Industrial Sector Energy Related Emissions before CCS[electricity if,rubber and plastic products 22,SOx] | NoSettings | 0 | 0 | 0 | 0 | 0 | 0 | 0 | 0 | 0 | 0 | 0 | 0 | 0 | 0 | 0 | 0 | 0 | 0 | 0 | 0 | 0 | 0 | 0 | 0 | 0 | 0 | 0 | 0 | 0 | 0 | 0
Industrial Sector Energy Related Emissions before CCS[electricity if,rubber and plastic products 22,BC] | NoSettings | 0 | 0 | 0 | 0 | 0 | 0 | 0 | 0 | 0 | 0 | 0 | 0 | 0 | 0 | 0 | 0 | 0 | 0 | 0 | 0 | 0 | 0 | 0 | 0 | 0 | 0 | 0 | 0 | 0 | 0 | 0
Industrial Sector Energy Related Emissions before CCS[electricity if,rubber and plastic products 22,OC] | NoSettings | 0 | 0 | 0 | 0 | 0 | 0 | 0 | 0 | 0 | 0 | 0 | 0 | 0 | 0 | 0 | 0 | 0 | 0 | 0 | 0 | 0 | 0 | 0 | 0 | 0 | 0 | 0 | 0 | 0 | 0 | 0
Industrial Sector Energy Related Emissions before CCS[electricity if,rubber and plastic products 22,CH4] | NoSettings | 0 | 0 | 0 | 0 | 0 | 0 | 0 | 0 | 0 | 0 | 0 | 0 | 0 | 0 | 0 | 0 | 0 | 0 | 0 | 0 | 0 | 0 | 0 | 0 | 0 | 0 | 0 | 0 | 0 | 0 | 0
Industrial Sector Energy Related Emissions before CCS[electricity if,rubber and plastic products 22,N2O] | NoSettings | 0 | 0 | 0 | 0 | 0 | 0 | 0 | 0 | 0 | 0 | 0 | 0 | 0 | 0 | 0 | 0 | 0 | 0 | 0 | 0 | 0 | 0 | 0 | 0 | 0 | 0 | 0 | 0 | 0 | 0 | 0
Industrial Sector Energy Related Emissions before CCS[electricity if,rubber and plastic products 22,F gases] | NoSettings | 0 | 0 | 0 | 0 | 0 | 0 | 0 | 0 | 0 | 0 | 0 | 0 | 0 | 0 | 0 | 0 | 0 | 0 | 0 | 0 | 0 | 0 | 0 | 0 | 0 | 0 | 0 | 0 | 0 | 0 | 0
Industrial Sector Energy Related Emissions before CCS[electricity if,glass and glass products 231,CO2] | NoSettings | 0 | 0 | 0 | 0 | 0 | 0 | 0 | 0 | 0 | 0 | 0 | 0 | 0 | 0 | 0 | 0 | 0 | 0 | 0 | 0 | 0 | 0 | 0 | 0 | 0 | 0 | 0 | 0 | 0 | 0 | 0
Industrial Sector Energy Related Emissions before CCS[electricity if,glass and glass products 231,VOC] | NoSettings | 0 | 0 | 0 | 0 | 0 | 0 | 0 | 0 | 0 | 0 | 0 | 0 | 0 | 0 | 0 | 0 | 0 | 0 | 0 | 0 | 0 | 0 | 0 | 0 | 0 | 0 | 0 | 0 | 0 | 0 | 0
Industrial Sector Energy Related Emissions before CCS[electricity if,glass and glass products 231,CO] | NoSettings | 0 | 0 | 0 | 0 | 0 | 0 | 0 | 0 | 0 | 0 | 0 | 0 | 0 | 0 | 0 | 0 | 0 | 0 | 0 | 0 | 0 | 0 | 0 | 0 | 0 | 0 | 0 | 0 | 0 | 0 | 0
Industrial Sector Energy Related Emissions before CCS[electricity if,glass and glass products 231,NOx] | NoSettings | 0 | 0 | 0 | 0 | 0 | 0 | 0 | 0 | 0 | 0 | 0 | 0 | 0 | 0 | 0 | 0 | 0 | 0 | 0 | 0 | 0 | 0 | 0 | 0 | 0 | 0 | 0 | 0 | 0 | 0 | 0
Industrial Sector Energy Related Emissions before CCS[electricity if,glass and glass products 231,PM10] | NoSettings | 0 | 0 | 0 | 0 | 0 | 0 | 0 | 0 | 0 | 0 | 0 | 0 | 0 | 0 | 0 | 0 | 0 | 0 | 0 | 0 | 0 | 0 | 0 | 0 | 0 | 0 | 0 | 0 | 0 | 0 | 0
Industrial Sector Energy Related Emissions before CCS[electricity if,glass and glass products 231,PM25] | NoSettings | 0 | 0 | 0 | 0 | 0 | 0 | 0 | 0 | 0 | 0 | 0 | 0 | 0 | 0 | 0 | 0 | 0 | 0 | 0 | 0 | 0 | 0 | 0 | 0 | 0 | 0 | 0 | 0 | 0 | 0 | 0
Industrial Sector Energy Related Emissions before CCS[electricity if,glass and glass products 231,SOx] | NoSettings | 0 | 0 | 0 | 0 | 0 | 0 | 0 | 0 | 0 | 0 | 0 | 0 | 0 | 0 | 0 | 0 | 0 | 0 | 0 | 0 | 0 | 0 | 0 | 0 | 0 | 0 | 0 | 0 | 0 | 0 | 0
Industrial Sector Energy Related Emissions before CCS[electricity if,glass and glass products 231,BC] | NoSettings | 0 | 0 | 0 | 0 | 0 | 0 | 0 | 0 | 0 | 0 | 0 | 0 | 0 | 0 | 0 | 0 | 0 | 0 | 0 | 0 | 0 | 0 | 0 | 0 | 0 | 0 | 0 | 0 | 0 | 0 | 0
Industrial Sector Energy Related Emissions before CCS[electricity if,glass and glass products 231,OC] | NoSettings | 0 | 0 | 0 | 0 | 0 | 0 | 0 | 0 | 0 | 0 | 0 | 0 | 0 | 0 | 0 | 0 | 0 | 0 | 0 | 0 | 0 | 0 | 0 | 0 | 0 | 0 | 0 | 0 | 0 | 0 | 0
Industrial Sector Energy Related Emissions before CCS[electricity if,glass and glass products 231,CH4] | NoSettings | 0 | 0 | 0 | 0 | 0 | 0 | 0 | 0 | 0 | 0 | 0 | 0 | 0 | 0 | 0 | 0 | 0 | 0 | 0 | 0 | 0 | 0 | 0 | 0 | 0 | 0 | 0 | 0 | 0 | 0 | 0
Industrial Sector Energy Related Emissions before CCS[electricity if,glass and glass products 231,N2O] | NoSettings | 0 | 0 | 0 | 0 | 0 | 0 | 0 | 0 | 0 | 0 | 0 | 0 | 0 | 0 | 0 | 0 | 0 | 0 | 0 | 0 | 0 | 0 | 0 | 0 | 0 | 0 | 0 | 0 | 0 | 0 | 0
Industrial Sector Energy Related Emissions before CCS[electricity if,glass and glass products 231,F gases] | NoSettings | 0 | 0 | 0 | 0 | 0 | 0 | 0 | 0 | 0 | 0 | 0 | 0 | 0 | 0 | 0 | 0 | 0 | 0 | 0 | 0 | 0 | 0 | 0 | 0 | 0 | 0 | 0 | 0 | 0 | 0 | 0
Industrial Sector Energy Related Emissions before CCS[electricity if,cement and other nonmetallic minerals 239,CO2] | NoSettings | 0 | 0 | 0 | 0 | 0 | 0 | 0 | 0 | 0 | 0 | 0 | 0 | 0 | 0 | 0 | 0 | 0 | 0 | 0 | 0 | 0 | 0 | 0 | 0 | 0 | 0 | 0 | 0 | 0 | 0 | 0
Industrial Sector Energy Related Emissions before CCS[electricity if,cement and other nonmetallic minerals 239,VOC] | NoSettings | 0 | 0 | 0 | 0 | 0 | 0 | 0 | 0 | 0 | 0 | 0 | 0 | 0 | 0 | 0 | 0 | 0 | 0 | 0 | 0 | 0 | 0 | 0 | 0 | 0 | 0 | 0 | 0 | 0 | 0 | 0
Industrial Sector Energy Related Emissions before CCS[electricity if,cement and other nonmetallic minerals 239,CO] | NoSettings | 0 | 0 | 0 | 0 | 0 | 0 | 0 | 0 | 0 | 0 | 0 | 0 | 0 | 0 | 0 | 0 | 0 | 0 | 0 | 0 | 0 | 0 | 0 | 0 | 0 | 0 | 0 | 0 | 0 | 0 | 0
Industrial Sector Energy Related Emissions before CCS[electricity if,cement and other nonmetallic minerals 239,NOx] | NoSettings | 0 | 0 | 0 | 0 | 0 | 0 | 0 | 0 | 0 | 0 | 0 | 0 | 0 | 0 | 0 | 0 | 0 | 0 | 0 | 0 | 0 | 0 | 0 | 0 | 0 | 0 | 0 | 0 | 0 | 0 | 0
Industrial Sector Energy Related Emissions before CCS[electricity if,cement and other nonmetallic minerals 239,PM10] | NoSettings | 0 | 0 | 0 | 0 | 0 | 0 | 0 | 0 | 0 | 0 | 0 | 0 | 0 | 0 | 0 | 0 | 0 | 0 | 0 | 0 | 0 | 0 | 0 | 0 | 0 | 0 | 0 | 0 | 0 | 0 | 0
Industrial Sector Energy Related Emissions before CCS[electricity if,cement and other nonmetallic minerals 239,PM25] | NoSettings | 0 | 0 | 0 | 0 | 0 | 0 | 0 | 0 | 0 | 0 | 0 | 0 | 0 | 0 | 0 | 0 | 0 | 0 | 0 | 0 | 0 | 0 | 0 | 0 | 0 | 0 | 0 | 0 | 0 | 0 | 0
Industrial Sector Energy Related Emissions before CCS[electricity if,cement and other nonmetallic minerals 239,SOx] | NoSettings | 0 | 0 | 0 | 0 | 0 | 0 | 0 | 0 | 0 | 0 | 0 | 0 | 0 | 0 | 0 | 0 | 0 | 0 | 0 | 0 | 0 | 0 | 0 | 0 | 0 | 0 | 0 | 0 | 0 | 0 | 0
Industrial Sector Energy Related Emissions before CCS[electricity if,cement and other nonmetallic minerals 239,BC] | NoSettings | 0 | 0 | 0 | 0 | 0 | 0 | 0 | 0 | 0 | 0 | 0 | 0 | 0 | 0 | 0 | 0 | 0 | 0 | 0 | 0 | 0 | 0 | 0 | 0 | 0 | 0 | 0 | 0 | 0 | 0 | 0
Industrial Sector Energy Related Emissions before CCS[electricity if,cement and other nonmetallic minerals 239,OC] | NoSettings | 0 | 0 | 0 | 0 | 0 | 0 | 0 | 0 | 0 | 0 | 0 | 0 | 0 | 0 | 0 | 0 | 0 | 0 | 0 | 0 | 0 | 0 | 0 | 0 | 0 | 0 | 0 | 0 | 0 | 0 | 0
Industrial Sector Energy Related Emissions before CCS[electricity if,cement and other nonmetallic minerals 239,CH4] | NoSettings | 0 | 0 | 0 | 0 | 0 | 0 | 0 | 0 | 0 | 0 | 0 | 0 | 0 | 0 | 0 | 0 | 0 | 0 | 0 | 0 | 0 | 0 | 0 | 0 | 0 | 0 | 0 | 0 | 0 | 0 | 0
Industrial Sector Energy Related Emissions before CCS[electricity if,cement and other nonmetallic minerals 239,N2O] | NoSettings | 0 | 0 | 0 | 0 | 0 | 0 | 0 | 0 | 0 | 0 | 0 | 0 | 0 | 0 | 0 | 0 | 0 | 0 | 0 | 0 | 0 | 0 | 0 | 0 | 0 | 0 | 0 | 0 | 0 | 0 | 0
Industrial Sector Energy Related Emissions before CCS[electricity if,cement and other nonmetallic minerals 239,F gases] | NoSettings | 0 | 0 | 0 | 0 | 0 | 0 | 0 | 0 | 0 | 0 | 0 | 0 | 0 | 0 | 0 | 0 | 0 | 0 | 0 | 0 | 0 | 0 | 0 | 0 | 0 | 0 | 0 | 0 | 0 | 0 | 0
Industrial Sector Energy Related Emissions before CCS[electricity if,iron and steel 241,CO2] | NoSettings | 0 | 0 | 0 | 0 | 0 | 0 | 0 | 0 | 0 | 0 | 0 | 0 | 0 | 0 | 0 | 0 | 0 | 0 | 0 | 0 | 0 | 0 | 0 | 0 | 0 | 0 | 0 | 0 | 0 | 0 | 0
Industrial Sector Energy Related Emissions before CCS[electricity if,iron and steel 241,VOC] | NoSettings | 0 | 0 | 0 | 0 | 0 | 0 | 0 | 0 | 0 | 0 | 0 | 0 | 0 | 0 | 0 | 0 | 0 | 0 | 0 | 0 | 0 | 0 | 0 | 0 | 0 | 0 | 0 | 0 | 0 | 0 | 0
Industrial Sector Energy Related Emissions before CCS[electricity if,iron and steel 241,CO] | NoSettings | 0 | 0 | 0 | 0 | 0 | 0 | 0 | 0 | 0 | 0 | 0 | 0 | 0 | 0 | 0 | 0 | 0 | 0 | 0 | 0 | 0 | 0 | 0 | 0 | 0 | 0 | 0 | 0 | 0 | 0 | 0
Industrial Sector Energy Related Emissions before CCS[electricity if,iron and steel 241,NOx] | NoSettings | 0 | 0 | 0 | 0 | 0 | 0 | 0 | 0 | 0 | 0 | 0 | 0 | 0 | 0 | 0 | 0 | 0 | 0 | 0 | 0 | 0 | 0 | 0 | 0 | 0 | 0 | 0 | 0 | 0 | 0 | 0
Industrial Sector Energy Related Emissions before CCS[electricity if,iron and steel 241,PM10] | NoSettings | 0 | 0 | 0 | 0 | 0 | 0 | 0 | 0 | 0 | 0 | 0 | 0 | 0 | 0 | 0 | 0 | 0 | 0 | 0 | 0 | 0 | 0 | 0 | 0 | 0 | 0 | 0 | 0 | 0 | 0 | 0
Industrial Sector Energy Related Emissions before CCS[electricity if,iron and steel 241,PM25] | NoSettings | 0 | 0 | 0 | 0 | 0 | 0 | 0 | 0 | 0 | 0 | 0 | 0 | 0 | 0 | 0 | 0 | 0 | 0 | 0 | 0 | 0 | 0 | 0 | 0 | 0 | 0 | 0 | 0 | 0 | 0 | 0
Industrial Sector Energy Related Emissions before CCS[electricity if,iron and steel 241,SOx] | NoSettings | 0 | 0 | 0 | 0 | 0 | 0 | 0 | 0 | 0 | 0 | 0 | 0 | 0 | 0 | 0 | 0 | 0 | 0 | 0 | 0 | 0 | 0 | 0 | 0 | 0 | 0 | 0 | 0 | 0 | 0 | 0
Industrial Sector Energy Related Emissions before CCS[electricity if,iron and steel 241,BC] | NoSettings | 0 | 0 | 0 | 0 | 0 | 0 | 0 | 0 | 0 | 0 | 0 | 0 | 0 | 0 | 0 | 0 | 0 | 0 | 0 | 0 | 0 | 0 | 0 | 0 | 0 | 0 | 0 | 0 | 0 | 0 | 0
Industrial Sector Energy Related Emissions before CCS[electricity if,iron and steel 241,OC] | NoSettings | 0 | 0 | 0 | 0 | 0 | 0 | 0 | 0 | 0 | 0 | 0 | 0 | 0 | 0 | 0 | 0 | 0 | 0 | 0 | 0 | 0 | 0 | 0 | 0 | 0 | 0 | 0 | 0 | 0 | 0 | 0
Industrial Sector Energy Related Emissions before CCS[electricity if,iron and steel 241,CH4] | NoSettings | 0 | 0 | 0 | 0 | 0 | 0 | 0 | 0 | 0 | 0 | 0 | 0 | 0 | 0 | 0 | 0 | 0 | 0 | 0 | 0 | 0 | 0 | 0 | 0 | 0 | 0 | 0 | 0 | 0 | 0 | 0
Industrial Sector Energy Related Emissions before CCS[electricity if,iron and steel 241,N2O] | NoSettings | 0 | 0 | 0 | 0 | 0 | 0 | 0 | 0 | 0 | 0 | 0 | 0 | 0 | 0 | 0 | 0 | 0 | 0 | 0 | 0 | 0 | 0 | 0 | 0 | 0 | 0 | 0 | 0 | 0 | 0 | 0
Industrial Sector Energy Related Emissions before CCS[electricity if,iron and steel 241,F gases] | NoSettings | 0 | 0 | 0 | 0 | 0 | 0 | 0 | 0 | 0 | 0 | 0 | 0 | 0 | 0 | 0 | 0 | 0 | 0 | 0 | 0 | 0 | 0 | 0 | 0 | 0 | 0 | 0 | 0 | 0 | 0 | 0
Industrial Sector Energy Related Emissions before CCS[electricity if,other metals 242,CO2] | NoSettings | 0 | 0 | 0 | 0 | 0 | 0 | 0 | 0 | 0 | 0 | 0 | 0 | 0 | 0 | 0 | 0 | 0 | 0 | 0 | 0 | 0 | 0 | 0 | 0 | 0 | 0 | 0 | 0 | 0 | 0 | 0
Industrial Sector Energy Related Emissions before CCS[electricity if,other metals 242,VOC] | NoSettings | 0 | 0 | 0 | 0 | 0 | 0 | 0 | 0 | 0 | 0 | 0 | 0 | 0 | 0 | 0 | 0 | 0 | 0 | 0 | 0 | 0 | 0 | 0 | 0 | 0 | 0 | 0 | 0 | 0 | 0 | 0
Industrial Sector Energy Related Emissions before CCS[electricity if,other metals 242,CO] | NoSettings | 0 | 0 | 0 | 0 | 0 | 0 | 0 | 0 | 0 | 0 | 0 | 0 | 0 | 0 | 0 | 0 | 0 | 0 | 0 | 0 | 0 | 0 | 0 | 0 | 0 | 0 | 0 | 0 | 0 | 0 | 0
Industrial Sector Energy Related Emissions before CCS[electricity if,other metals 242,NOx] | NoSettings | 0 | 0 | 0 | 0 | 0 | 0 | 0 | 0 | 0 | 0 | 0 | 0 | 0 | 0 | 0 | 0 | 0 | 0 | 0 | 0 | 0 | 0 | 0 | 0 | 0 | 0 | 0 | 0 | 0 | 0 | 0
Industrial Sector Energy Related Emissions before CCS[electricity if,other metals 242,PM10] | NoSettings | 0 | 0 | 0 | 0 | 0 | 0 | 0 | 0 | 0 | 0 | 0 | 0 | 0 | 0 | 0 | 0 | 0 | 0 | 0 | 0 | 0 | 0 | 0 | 0 | 0 | 0 | 0 | 0 | 0 | 0 | 0
Industrial Sector Energy Related Emissions before CCS[electricity if,other metals 242,PM25] | NoSettings | 0 | 0 | 0 | 0 | 0 | 0 | 0 | 0 | 0 | 0 | 0 | 0 | 0 | 0 | 0 | 0 | 0 | 0 | 0 | 0 | 0 | 0 | 0 | 0 | 0 | 0 | 0 | 0 | 0 | 0 | 0
Industrial Sector Energy Related Emissions before CCS[electricity if,other metals 242,SOx] | NoSettings | 0 | 0 | 0 | 0 | 0 | 0 | 0 | 0 | 0 | 0 | 0 | 0 | 0 | 0 | 0 | 0 | 0 | 0 | 0 | 0 | 0 | 0 | 0 | 0 | 0 | 0 | 0 | 0 | 0 | 0 | 0
Industrial Sector Energy Related Emissions before CCS[electricity if,other metals 242,BC] | NoSettings | 0 | 0 | 0 | 0 | 0 | 0 | 0 | 0 | 0 | 0 | 0 | 0 | 0 | 0 | 0 | 0 | 0 | 0 | 0 | 0 | 0 | 0 | 0 | 0 | 0 | 0 | 0 | 0 | 0 | 0 | 0
Industrial Sector Energy Related Emissions before CCS[electricity if,other metals 242,OC] | NoSettings | 0 | 0 | 0 | 0 | 0 | 0 | 0 | 0 | 0 | 0 | 0 | 0 | 0 | 0 | 0 | 0 | 0 | 0 | 0 | 0 | 0 | 0 | 0 | 0 | 0 | 0 | 0 | 0 | 0 | 0 | 0
Industrial Sector Energy Related Emissions before CCS[electricity if,other metals 242,CH4] | NoSettings | 0 | 0 | 0 | 0 | 0 | 0 | 0 | 0 | 0 | 0 | 0 | 0 | 0 | 0 | 0 | 0 | 0 | 0 | 0 | 0 | 0 | 0 | 0 | 0 | 0 | 0 | 0 | 0 | 0 | 0 | 0
Industrial Sector Energy Related Emissions before CCS[electricity if,other metals 242,N2O] | NoSettings | 0 | 0 | 0 | 0 | 0 | 0 | 0 | 0 | 0 | 0 | 0 | 0 | 0 | 0 | 0 | 0 | 0 | 0 | 0 | 0 | 0 | 0 | 0 | 0 | 0 | 0 | 0 | 0 | 0 | 0 | 0
Industrial Sector Energy Related Emissions before CCS[electricity if,other metals 242,F gases] | NoSettings | 0 | 0 | 0 | 0 | 0 | 0 | 0 | 0 | 0 | 0 | 0 | 0 | 0 | 0 | 0 | 0 | 0 | 0 | 0 | 0 | 0 | 0 | 0 | 0 | 0 | 0 | 0 | 0 | 0 | 0 | 0
Industrial Sector Energy Related Emissions before CCS[electricity if,metal products except machinery and vehicles 25,CO2] | NoSettings | 0 | 0 | 0 | 0 | 0 | 0 | 0 | 0 | 0 | 0 | 0 | 0 | 0 | 0 | 0 | 0 | 0 | 0 | 0 | 0 | 0 | 0 | 0 | 0 | 0 | 0 | 0 | 0 | 0 | 0 | 0
Industrial Sector Energy Related Emissions before CCS[electricity if,metal products except machinery and vehicles 25,VOC] | NoSettings | 0 | 0 | 0 | 0 | 0 | 0 | 0 | 0 | 0 | 0 | 0 | 0 | 0 | 0 | 0 | 0 | 0 | 0 | 0 | 0 | 0 | 0 | 0 | 0 | 0 | 0 | 0 | 0 | 0 | 0 | 0
Industrial Sector Energy Related Emissions before CCS[electricity if,metal products except machinery and vehicles 25,CO] | NoSettings | 0 | 0 | 0 | 0 | 0 | 0 | 0 | 0 | 0 | 0 | 0 | 0 | 0 | 0 | 0 | 0 | 0 | 0 | 0 | 0 | 0 | 0 | 0 | 0 | 0 | 0 | 0 | 0 | 0 | 0 | 0
Industrial Sector Energy Related Emissions before CCS[electricity if,metal products except machinery and vehicles 25,NOx] | NoSettings | 0 | 0 | 0 | 0 | 0 | 0 | 0 | 0 | 0 | 0 | 0 | 0 | 0 | 0 | 0 | 0 | 0 | 0 | 0 | 0 | 0 | 0 | 0 | 0 | 0 | 0 | 0 | 0 | 0 | 0 | 0
Industrial Sector Energy Related Emissions before CCS[electricity if,metal products except machinery and vehicles 25,PM10] | NoSettings | 0 | 0 | 0 | 0 | 0 | 0 | 0 | 0 | 0 | 0 | 0 | 0 | 0 | 0 | 0 | 0 | 0 | 0 | 0 | 0 | 0 | 0 | 0 | 0 | 0 | 0 | 0 | 0 | 0 | 0 | 0
Industrial Sector Energy Related Emissions before CCS[electricity if,metal products except machinery and vehicles 25,PM25] | NoSettings | 0 | 0 | 0 | 0 | 0 | 0 | 0 | 0 | 0 | 0 | 0 | 0 | 0 | 0 | 0 | 0 | 0 | 0 | 0 | 0 | 0 | 0 | 0 | 0 | 0 | 0 | 0 | 0 | 0 | 0 | 0
Industrial Sector Energy Related Emissions before CCS[electricity if,metal products except machinery and vehicles 25,SOx] | NoSettings | 0 | 0 | 0 | 0 | 0 | 0 | 0 | 0 | 0 | 0 | 0 | 0 | 0 | 0 | 0 | 0 | 0 | 0 | 0 | 0 | 0 | 0 | 0 | 0 | 0 | 0 | 0 | 0 | 0 | 0 | 0
Industrial Sector Energy Related Emissions before CCS[electricity if,metal products except machinery and vehicles 25,BC] | NoSettings | 0 | 0 | 0 | 0 | 0 | 0 | 0 | 0 | 0 | 0 | 0 | 0 | 0 | 0 | 0 | 0 | 0 | 0 | 0 | 0 | 0 | 0 | 0 | 0 | 0 | 0 | 0 | 0 | 0 | 0 | 0
Industrial Sector Energy Related Emissions before CCS[electricity if,metal products except machinery and vehicles 25,OC] | NoSettings | 0 | 0 | 0 | 0 | 0 | 0 | 0 | 0 | 0 | 0 | 0 | 0 | 0 | 0 | 0 | 0 | 0 | 0 | 0 | 0 | 0 | 0 | 0 | 0 | 0 | 0 | 0 | 0 | 0 | 0 | 0
Industrial Sector Energy Related Emissions before CCS[electricity if,metal products except machinery and vehicles 25,CH4] | NoSettings | 0 | 0 | 0 | 0 | 0 | 0 | 0 | 0 | 0 | 0 | 0 | 0 | 0 | 0 | 0 | 0 | 0 | 0 | 0 | 0 | 0 | 0 | 0 | 0 | 0 | 0 | 0 | 0 | 0 | 0 | 0
Industrial Sector Energy Related Emissions before CCS[electricity if,metal products except machinery and vehicles 25,N2O] | NoSettings | 0 | 0 | 0 | 0 | 0 | 0 | 0 | 0 | 0 | 0 | 0 | 0 | 0 | 0 | 0 | 0 | 0 | 0 | 0 | 0 | 0 | 0 | 0 | 0 | 0 | 0 | 0 | 0 | 0 | 0 | 0
Industrial Sector Energy Related Emissions before CCS[electricity if,metal products except machinery and vehicles 25,F gases] | NoSettings | 0 | 0 | 0 | 0 | 0 | 0 | 0 | 0 | 0 | 0 | 0 | 0 | 0 | 0 | 0 | 0 | 0 | 0 | 0 | 0 | 0 | 0 | 0 | 0 | 0 | 0 | 0 | 0 | 0 | 0 | 0
Industrial Sector Energy Related Emissions before CCS[electricity if,computers and electronics 26,CO2] | NoSettings | 0 | 0 | 0 | 0 | 0 | 0 | 0 | 0 | 0 | 0 | 0 | 0 | 0 | 0 | 0 | 0 | 0 | 0 | 0 | 0 | 0 | 0 | 0 | 0 | 0 | 0 | 0 | 0 | 0 | 0 | 0
Industrial Sector Energy Related Emissions before CCS[electricity if,computers and electronics 26,VOC] | NoSettings | 0 | 0 | 0 | 0 | 0 | 0 | 0 | 0 | 0 | 0 | 0 | 0 | 0 | 0 | 0 | 0 | 0 | 0 | 0 | 0 | 0 | 0 | 0 | 0 | 0 | 0 | 0 | 0 | 0 | 0 | 0
Industrial Sector Energy Related Emissions before CCS[electricity if,computers and electronics 26,CO] | NoSettings | 0 | 0 | 0 | 0 | 0 | 0 | 0 | 0 | 0 | 0 | 0 | 0 | 0 | 0 | 0 | 0 | 0 | 0 | 0 | 0 | 0 | 0 | 0 | 0 | 0 | 0 | 0 | 0 | 0 | 0 | 0
Industrial Sector Energy Related Emissions before CCS[electricity if,computers and electronics 26,NOx] | NoSettings | 0 | 0 | 0 | 0 | 0 | 0 | 0 | 0 | 0 | 0 | 0 | 0 | 0 | 0 | 0 | 0 | 0 | 0 | 0 | 0 | 0 | 0 | 0 | 0 | 0 | 0 | 0 | 0 | 0 | 0 | 0
Industrial Sector Energy Related Emissions before CCS[electricity if,computers and electronics 26,PM10] | NoSettings | 0 | 0 | 0 | 0 | 0 | 0 | 0 | 0 | 0 | 0 | 0 | 0 | 0 | 0 | 0 | 0 | 0 | 0 | 0 | 0 | 0 | 0 | 0 | 0 | 0 | 0 | 0 | 0 | 0 | 0 | 0
Industrial Sector Energy Related Emissions before CCS[electricity if,computers and electronics 26,PM25] | NoSettings | 0 | 0 | 0 | 0 | 0 | 0 | 0 | 0 | 0 | 0 | 0 | 0 | 0 | 0 | 0 | 0 | 0 | 0 | 0 | 0 | 0 | 0 | 0 | 0 | 0 | 0 | 0 | 0 | 0 | 0 | 0
Industrial Sector Energy Related Emissions before CCS[electricity if,computers and electronics 26,SOx] | NoSettings | 0 | 0 | 0 | 0 | 0 | 0 | 0 | 0 | 0 | 0 | 0 | 0 | 0 | 0 | 0 | 0 | 0 | 0 | 0 | 0 | 0 | 0 | 0 | 0 | 0 | 0 | 0 | 0 | 0 | 0 | 0
Industrial Sector Energy Related Emissions before CCS[electricity if,computers and electronics 26,BC] | NoSettings | 0 | 0 | 0 | 0 | 0 | 0 | 0 | 0 | 0 | 0 | 0 | 0 | 0 | 0 | 0 | 0 | 0 | 0 | 0 | 0 | 0 | 0 | 0 | 0 | 0 | 0 | 0 | 0 | 0 | 0 | 0
Industrial Sector Energy Related Emissions before CCS[electricity if,computers and electronics 26,OC] | NoSettings | 0 | 0 | 0 | 0 | 0 | 0 | 0 | 0 | 0 | 0 | 0 | 0 | 0 | 0 | 0 | 0 | 0 | 0 | 0 | 0 | 0 | 0 | 0 | 0 | 0 | 0 | 0 | 0 | 0 | 0 | 0
Industrial Sector Energy Related Emissions before CCS[electricity if,computers and electronics 26,CH4] | NoSettings | 0 | 0 | 0 | 0 | 0 | 0 | 0 | 0 | 0 | 0 | 0 | 0 | 0 | 0 | 0 | 0 | 0 | 0 | 0 | 0 | 0 | 0 | 0 | 0 | 0 | 0 | 0 | 0 | 0 | 0 | 0
Industrial Sector Energy Related Emissions before CCS[electricity if,computers and electronics 26,N2O] | NoSettings | 0 | 0 | 0 | 0 | 0 | 0 | 0 | 0 | 0 | 0 | 0 | 0 | 0 | 0 | 0 | 0 | 0 | 0 | 0 | 0 | 0 | 0 | 0 | 0 | 0 | 0 | 0 | 0 | 0 | 0 | 0
Industrial Sector Energy Related Emissions before CCS[electricity if,computers and electronics 26,F gases] | NoSettings | 0 | 0 | 0 | 0 | 0 | 0 | 0 | 0 | 0 | 0 | 0 | 0 | 0 | 0 | 0 | 0 | 0 | 0 | 0 | 0 | 0 | 0 | 0 | 0 | 0 | 0 | 0 | 0 | 0 | 0 | 0
Industrial Sector Energy Related Emissions before CCS[electricity if,appliances and electrical equipment 27,CO2] | NoSettings | 0 | 0 | 0 | 0 | 0 | 0 | 0 | 0 | 0 | 0 | 0 | 0 | 0 | 0 | 0 | 0 | 0 | 0 | 0 | 0 | 0 | 0 | 0 | 0 | 0 | 0 | 0 | 0 | 0 | 0 | 0
Industrial Sector Energy Related Emissions before CCS[electricity if,appliances and electrical equipment 27,VOC] | NoSettings | 0 | 0 | 0 | 0 | 0 | 0 | 0 | 0 | 0 | 0 | 0 | 0 | 0 | 0 | 0 | 0 | 0 | 0 | 0 | 0 | 0 | 0 | 0 | 0 | 0 | 0 | 0 | 0 | 0 | 0 | 0
Industrial Sector Energy Related Emissions before CCS[electricity if,appliances and electrical equipment 27,CO] | NoSettings | 0 | 0 | 0 | 0 | 0 | 0 | 0 | 0 | 0 | 0 | 0 | 0 | 0 | 0 | 0 | 0 | 0 | 0 | 0 | 0 | 0 | 0 | 0 | 0 | 0 | 0 | 0 | 0 | 0 | 0 | 0
Industrial Sector Energy Related Emissions before CCS[electricity if,appliances and electrical equipment 27,NOx] | NoSettings | 0 | 0 | 0 | 0 | 0 | 0 | 0 | 0 | 0 | 0 | 0 | 0 | 0 | 0 | 0 | 0 | 0 | 0 | 0 | 0 | 0 | 0 | 0 | 0 | 0 | 0 | 0 | 0 | 0 | 0 | 0
Industrial Sector Energy Related Emissions before CCS[electricity if,appliances and electrical equipment 27,PM10] | NoSettings | 0 | 0 | 0 | 0 | 0 | 0 | 0 | 0 | 0 | 0 | 0 | 0 | 0 | 0 | 0 | 0 | 0 | 0 | 0 | 0 | 0 | 0 | 0 | 0 | 0 | 0 | 0 | 0 | 0 | 0 | 0
Industrial Sector Energy Related Emissions before CCS[electricity if,appliances and electrical equipment 27,PM25] | NoSettings | 0 | 0 | 0 | 0 | 0 | 0 | 0 | 0 | 0 | 0 | 0 | 0 | 0 | 0 | 0 | 0 | 0 | 0 | 0 | 0 | 0 | 0 | 0 | 0 | 0 | 0 | 0 | 0 | 0 | 0 | 0
Industrial Sector Energy Related Emissions before CCS[electricity if,appliances and electrical equipment 27,SOx] | NoSettings | 0 | 0 | 0 | 0 | 0 | 0 | 0 | 0 | 0 | 0 | 0 | 0 | 0 | 0 | 0 | 0 | 0 | 0 | 0 | 0 | 0 | 0 | 0 | 0 | 0 | 0 | 0 | 0 | 0 | 0 | 0
Industrial Sector Energy Related Emissions before CCS[electricity if,appliances and electrical equipment 27,BC] | NoSettings | 0 | 0 | 0 | 0 | 0 | 0 | 0 | 0 | 0 | 0 | 0 | 0 | 0 | 0 | 0 | 0 | 0 | 0 | 0 | 0 | 0 | 0 | 0 | 0 | 0 | 0 | 0 | 0 | 0 | 0 | 0
Industrial Sector Energy Related Emissions before CCS[electricity if,appliances and electrical equipment 27,OC] | NoSettings | 0 | 0 | 0 | 0 | 0 | 0 | 0 | 0 | 0 | 0 | 0 | 0 | 0 | 0 | 0 | 0 | 0 | 0 | 0 | 0 | 0 | 0 | 0 | 0 | 0 | 0 | 0 | 0 | 0 | 0 | 0
Industrial Sector Energy Related Emissions before CCS[electricity if,appliances and electrical equipment 27,CH4] | NoSettings | 0 | 0 | 0 | 0 | 0 | 0 | 0 | 0 | 0 | 0 | 0 | 0 | 0 | 0 | 0 | 0 | 0 | 0 | 0 | 0 | 0 | 0 | 0 | 0 | 0 | 0 | 0 | 0 | 0 | 0 | 0
Industrial Sector Energy Related Emissions before CCS[electricity if,appliances and electrical equipment 27,N2O] | NoSettings | 0 | 0 | 0 | 0 | 0 | 0 | 0 | 0 | 0 | 0 | 0 | 0 | 0 | 0 | 0 | 0 | 0 | 0 | 0 | 0 | 0 | 0 | 0 | 0 | 0 | 0 | 0 | 0 | 0 | 0 | 0
Industrial Sector Energy Related Emissions before CCS[electricity if,appliances and electrical equipment 27,F gases] | NoSettings | 0 | 0 | 0 | 0 | 0 | 0 | 0 | 0 | 0 | 0 | 0 | 0 | 0 | 0 | 0 | 0 | 0 | 0 | 0 | 0 | 0 | 0 | 0 | 0 | 0 | 0 | 0 | 0 | 0 | 0 | 0
Industrial Sector Energy Related Emissions before CCS[electricity if,other machinery 28,CO2] | NoSettings | 0 | 0 | 0 | 0 | 0 | 0 | 0 | 0 | 0 | 0 | 0 | 0 | 0 | 0 | 0 | 0 | 0 | 0 | 0 | 0 | 0 | 0 | 0 | 0 | 0 | 0 | 0 | 0 | 0 | 0 | 0
Industrial Sector Energy Related Emissions before CCS[electricity if,other machinery 28,VOC] | NoSettings | 0 | 0 | 0 | 0 | 0 | 0 | 0 | 0 | 0 | 0 | 0 | 0 | 0 | 0 | 0 | 0 | 0 | 0 | 0 | 0 | 0 | 0 | 0 | 0 | 0 | 0 | 0 | 0 | 0 | 0 | 0
Industrial Sector Energy Related Emissions before CCS[electricity if,other machinery 28,CO] | NoSettings | 0 | 0 | 0 | 0 | 0 | 0 | 0 | 0 | 0 | 0 | 0 | 0 | 0 | 0 | 0 | 0 | 0 | 0 | 0 | 0 | 0 | 0 | 0 | 0 | 0 | 0 | 0 | 0 | 0 | 0 | 0
Industrial Sector Energy Related Emissions before CCS[electricity if,other machinery 28,NOx] | NoSettings | 0 | 0 | 0 | 0 | 0 | 0 | 0 | 0 | 0 | 0 | 0 | 0 | 0 | 0 | 0 | 0 | 0 | 0 | 0 | 0 | 0 | 0 | 0 | 0 | 0 | 0 | 0 | 0 | 0 | 0 | 0
Industrial Sector Energy Related Emissions before CCS[electricity if,other machinery 28,PM10] | NoSettings | 0 | 0 | 0 | 0 | 0 | 0 | 0 | 0 | 0 | 0 | 0 | 0 | 0 | 0 | 0 | 0 | 0 | 0 | 0 | 0 | 0 | 0 | 0 | 0 | 0 | 0 | 0 | 0 | 0 | 0 | 0
Industrial Sector Energy Related Emissions before CCS[electricity if,other machinery 28,PM25] | NoSettings | 0 | 0 | 0 | 0 | 0 | 0 | 0 | 0 | 0 | 0 | 0 | 0 | 0 | 0 | 0 | 0 | 0 | 0 | 0 | 0 | 0 | 0 | 0 | 0 | 0 | 0 | 0 | 0 | 0 | 0 | 0
Industrial Sector Energy Related Emissions before CCS[electricity if,other machinery 28,SOx] | NoSettings | 0 | 0 | 0 | 0 | 0 | 0 | 0 | 0 | 0 | 0 | 0 | 0 | 0 | 0 | 0 | 0 | 0 | 0 | 0 | 0 | 0 | 0 | 0 | 0 | 0 | 0 | 0 | 0 | 0 | 0 | 0
Industrial Sector Energy Related Emissions before CCS[electricity if,other machinery 28,BC] | NoSettings | 0 | 0 | 0 | 0 | 0 | 0 | 0 | 0 | 0 | 0 | 0 | 0 | 0 | 0 | 0 | 0 | 0 | 0 | 0 | 0 | 0 | 0 | 0 | 0 | 0 | 0 | 0 | 0 | 0 | 0 | 0
Industrial Sector Energy Related Emissions before CCS[electricity if,other machinery 28,OC] | NoSettings | 0 | 0 | 0 | 0 | 0 | 0 | 0 | 0 | 0 | 0 | 0 | 0 | 0 | 0 | 0 | 0 | 0 | 0 | 0 | 0 | 0 | 0 | 0 | 0 | 0 | 0 | 0 | 0 | 0 | 0 | 0
Industrial Sector Energy Related Emissions before CCS[electricity if,other machinery 28,CH4] | NoSettings | 0 | 0 | 0 | 0 | 0 | 0 | 0 | 0 | 0 | 0 | 0 | 0 | 0 | 0 | 0 | 0 | 0 | 0 | 0 | 0 | 0 | 0 | 0 | 0 | 0 | 0 | 0 | 0 | 0 | 0 | 0
Industrial Sector Energy Related Emissions before CCS[electricity if,other machinery 28,N2O] | NoSettings | 0 | 0 | 0 | 0 | 0 | 0 | 0 | 0 | 0 | 0 | 0 | 0 | 0 | 0 | 0 | 0 | 0 | 0 | 0 | 0 | 0 | 0 | 0 | 0 | 0 | 0 | 0 | 0 | 0 | 0 | 0
Industrial Sector Energy Related Emissions before CCS[electricity if,other machinery 28,F gases] | NoSettings | 0 | 0 | 0 | 0 | 0 | 0 | 0 | 0 | 0 | 0 | 0 | 0 | 0 | 0 | 0 | 0 | 0 | 0 | 0 | 0 | 0 | 0 | 0 | 0 | 0 | 0 | 0 | 0 | 0 | 0 | 0
Industrial Sector Energy Related Emissions before CCS[electricity if,road vehicles 29,CO2] | NoSettings | 0 | 0 | 0 | 0 | 0 | 0 | 0 | 0 | 0 | 0 | 0 | 0 | 0 | 0 | 0 | 0 | 0 | 0 | 0 | 0 | 0 | 0 | 0 | 0 | 0 | 0 | 0 | 0 | 0 | 0 | 0
Industrial Sector Energy Related Emissions before CCS[electricity if,road vehicles 29,VOC] | NoSettings | 0 | 0 | 0 | 0 | 0 | 0 | 0 | 0 | 0 | 0 | 0 | 0 | 0 | 0 | 0 | 0 | 0 | 0 | 0 | 0 | 0 | 0 | 0 | 0 | 0 | 0 | 0 | 0 | 0 | 0 | 0
Industrial Sector Energy Related Emissions before CCS[electricity if,road vehicles 29,CO] | NoSettings | 0 | 0 | 0 | 0 | 0 | 0 | 0 | 0 | 0 | 0 | 0 | 0 | 0 | 0 | 0 | 0 | 0 | 0 | 0 | 0 | 0 | 0 | 0 | 0 | 0 | 0 | 0 | 0 | 0 | 0 | 0
Industrial Sector Energy Related Emissions before CCS[electricity if,road vehicles 29,NOx] | NoSettings | 0 | 0 | 0 | 0 | 0 | 0 | 0 | 0 | 0 | 0 | 0 | 0 | 0 | 0 | 0 | 0 | 0 | 0 | 0 | 0 | 0 | 0 | 0 | 0 | 0 | 0 | 0 | 0 | 0 | 0 | 0
Industrial Sector Energy Related Emissions before CCS[electricity if,road vehicles 29,PM10] | NoSettings | 0 | 0 | 0 | 0 | 0 | 0 | 0 | 0 | 0 | 0 | 0 | 0 | 0 | 0 | 0 | 0 | 0 | 0 | 0 | 0 | 0 | 0 | 0 | 0 | 0 | 0 | 0 | 0 | 0 | 0 | 0
Industrial Sector Energy Related Emissions before CCS[electricity if,road vehicles 29,PM25] | NoSettings | 0 | 0 | 0 | 0 | 0 | 0 | 0 | 0 | 0 | 0 | 0 | 0 | 0 | 0 | 0 | 0 | 0 | 0 | 0 | 0 | 0 | 0 | 0 | 0 | 0 | 0 | 0 | 0 | 0 | 0 | 0
Industrial Sector Energy Related Emissions before CCS[electricity if,road vehicles 29,SOx] | NoSettings | 0 | 0 | 0 | 0 | 0 | 0 | 0 | 0 | 0 | 0 | 0 | 0 | 0 | 0 | 0 | 0 | 0 | 0 | 0 | 0 | 0 | 0 | 0 | 0 | 0 | 0 | 0 | 0 | 0 | 0 | 0
Industrial Sector Energy Related Emissions before CCS[electricity if,road vehicles 29,BC] | NoSettings | 0 | 0 | 0 | 0 | 0 | 0 | 0 | 0 | 0 | 0 | 0 | 0 | 0 | 0 | 0 | 0 | 0 | 0 | 0 | 0 | 0 | 0 | 0 | 0 | 0 | 0 | 0 | 0 | 0 | 0 | 0
Industrial Sector Energy Related Emissions before CCS[electricity if,road vehicles 29,OC] | NoSettings | 0 | 0 | 0 | 0 | 0 | 0 | 0 | 0 | 0 | 0 | 0 | 0 | 0 | 0 | 0 | 0 | 0 | 0 | 0 | 0 | 0 | 0 | 0 | 0 | 0 | 0 | 0 | 0 | 0 | 0 | 0
Industrial Sector Energy Related Emissions before CCS[electricity if,road vehicles 29,CH4] | NoSettings | 0 | 0 | 0 | 0 | 0 | 0 | 0 | 0 | 0 | 0 | 0 | 0 | 0 | 0 | 0 | 0 | 0 | 0 | 0 | 0 | 0 | 0 | 0 | 0 | 0 | 0 | 0 | 0 | 0 | 0 | 0
Industrial Sector Energy Related Emissions before CCS[electricity if,road vehicles 29,N2O] | NoSettings | 0 | 0 | 0 | 0 | 0 | 0 | 0 | 0 | 0 | 0 | 0 | 0 | 0 | 0 | 0 | 0 | 0 | 0 | 0 | 0 | 0 | 0 | 0 | 0 | 0 | 0 | 0 | 0 | 0 | 0 | 0
Industrial Sector Energy Related Emissions before CCS[electricity if,road vehicles 29,F gases] | NoSettings | 0 | 0 | 0 | 0 | 0 | 0 | 0 | 0 | 0 | 0 | 0 | 0 | 0 | 0 | 0 | 0 | 0 | 0 | 0 | 0 | 0 | 0 | 0 | 0 | 0 | 0 | 0 | 0 | 0 | 0 | 0
Industrial Sector Energy Related Emissions before CCS[electricity if,nonroad vehicles 30,CO2] | NoSettings | 0 | 0 | 0 | 0 | 0 | 0 | 0 | 0 | 0 | 0 | 0 | 0 | 0 | 0 | 0 | 0 | 0 | 0 | 0 | 0 | 0 | 0 | 0 | 0 | 0 | 0 | 0 | 0 | 0 | 0 | 0
Industrial Sector Energy Related Emissions before CCS[electricity if,nonroad vehicles 30,VOC] | NoSettings | 0 | 0 | 0 | 0 | 0 | 0 | 0 | 0 | 0 | 0 | 0 | 0 | 0 | 0 | 0 | 0 | 0 | 0 | 0 | 0 | 0 | 0 | 0 | 0 | 0 | 0 | 0 | 0 | 0 | 0 | 0
Industrial Sector Energy Related Emissions before CCS[electricity if,nonroad vehicles 30,CO] | NoSettings | 0 | 0 | 0 | 0 | 0 | 0 | 0 | 0 | 0 | 0 | 0 | 0 | 0 | 0 | 0 | 0 | 0 | 0 | 0 | 0 | 0 | 0 | 0 | 0 | 0 | 0 | 0 | 0 | 0 | 0 | 0
Industrial Sector Energy Related Emissions before CCS[electricity if,nonroad vehicles 30,NOx] | NoSettings | 0 | 0 | 0 | 0 | 0 | 0 | 0 | 0 | 0 | 0 | 0 | 0 | 0 | 0 | 0 | 0 | 0 | 0 | 0 | 0 | 0 | 0 | 0 | 0 | 0 | 0 | 0 | 0 | 0 | 0 | 0
Industrial Sector Energy Related Emissions before CCS[electricity if,nonroad vehicles 30,PM10] | NoSettings | 0 | 0 | 0 | 0 | 0 | 0 | 0 | 0 | 0 | 0 | 0 | 0 | 0 | 0 | 0 | 0 | 0 | 0 | 0 | 0 | 0 | 0 | 0 | 0 | 0 | 0 | 0 | 0 | 0 | 0 | 0
Industrial Sector Energy Related Emissions before CCS[electricity if,nonroad vehicles 30,PM25] | NoSettings | 0 | 0 | 0 | 0 | 0 | 0 | 0 | 0 | 0 | 0 | 0 | 0 | 0 | 0 | 0 | 0 | 0 | 0 | 0 | 0 | 0 | 0 | 0 | 0 | 0 | 0 | 0 | 0 | 0 | 0 | 0
Industrial Sector Energy Related Emissions before CCS[electricity if,nonroad vehicles 30,SOx] | NoSettings | 0 | 0 | 0 | 0 | 0 | 0 | 0 | 0 | 0 | 0 | 0 | 0 | 0 | 0 | 0 | 0 | 0 | 0 | 0 | 0 | 0 | 0 | 0 | 0 | 0 | 0 | 0 | 0 | 0 | 0 | 0
Industrial Sector Energy Related Emissions before CCS[electricity if,nonroad vehicles 30,BC] | NoSettings | 0 | 0 | 0 | 0 | 0 | 0 | 0 | 0 | 0 | 0 | 0 | 0 | 0 | 0 | 0 | 0 | 0 | 0 | 0 | 0 | 0 | 0 | 0 | 0 | 0 | 0 | 0 | 0 | 0 | 0 | 0
Industrial Sector Energy Related Emissions before CCS[electricity if,nonroad vehicles 30,OC] | NoSettings | 0 | 0 | 0 | 0 | 0 | 0 | 0 | 0 | 0 | 0 | 0 | 0 | 0 | 0 | 0 | 0 | 0 | 0 | 0 | 0 | 0 | 0 | 0 | 0 | 0 | 0 | 0 | 0 | 0 | 0 | 0
Industrial Sector Energy Related Emissions before CCS[electricity if,nonroad vehicles 30,CH4] | NoSettings | 0 | 0 | 0 | 0 | 0 | 0 | 0 | 0 | 0 | 0 | 0 | 0 | 0 | 0 | 0 | 0 | 0 | 0 | 0 | 0 | 0 | 0 | 0 | 0 | 0 | 0 | 0 | 0 | 0 | 0 | 0
Industrial Sector Energy Related Emissions before CCS[electricity if,nonroad vehicles 30,N2O] | NoSettings | 0 | 0 | 0 | 0 | 0 | 0 | 0 | 0 | 0 | 0 | 0 | 0 | 0 | 0 | 0 | 0 | 0 | 0 | 0 | 0 | 0 | 0 | 0 | 0 | 0 | 0 | 0 | 0 | 0 | 0 | 0
Industrial Sector Energy Related Emissions before CCS[electricity if,nonroad vehicles 30,F gases] | NoSettings | 0 | 0 | 0 | 0 | 0 | 0 | 0 | 0 | 0 | 0 | 0 | 0 | 0 | 0 | 0 | 0 | 0 | 0 | 0 | 0 | 0 | 0 | 0 | 0 | 0 | 0 | 0 | 0 | 0 | 0 | 0
Industrial Sector Energy Related Emissions before CCS[electricity if,other manufacturing 31T33,CO2] | NoSettings | 0 | 0 | 0 | 0 | 0 | 0 | 0 | 0 | 0 | 0 | 0 | 0 | 0 | 0 | 0 | 0 | 0 | 0 | 0 | 0 | 0 | 0 | 0 | 0 | 0 | 0 | 0 | 0 | 0 | 0 | 0
Industrial Sector Energy Related Emissions before CCS[electricity if,other manufacturing 31T33,VOC] | NoSettings | 0 | 0 | 0 | 0 | 0 | 0 | 0 | 0 | 0 | 0 | 0 | 0 | 0 | 0 | 0 | 0 | 0 | 0 | 0 | 0 | 0 | 0 | 0 | 0 | 0 | 0 | 0 | 0 | 0 | 0 | 0
Industrial Sector Energy Related Emissions before CCS[electricity if,other manufacturing 31T33,CO] | NoSettings | 0 | 0 | 0 | 0 | 0 | 0 | 0 | 0 | 0 | 0 | 0 | 0 | 0 | 0 | 0 | 0 | 0 | 0 | 0 | 0 | 0 | 0 | 0 | 0 | 0 | 0 | 0 | 0 | 0 | 0 | 0
Industrial Sector Energy Related Emissions before CCS[electricity if,other manufacturing 31T33,NOx] | NoSettings | 0 | 0 | 0 | 0 | 0 | 0 | 0 | 0 | 0 | 0 | 0 | 0 | 0 | 0 | 0 | 0 | 0 | 0 | 0 | 0 | 0 | 0 | 0 | 0 | 0 | 0 | 0 | 0 | 0 | 0 | 0
Industrial Sector Energy Related Emissions before CCS[electricity if,other manufacturing 31T33,PM10] | NoSettings | 0 | 0 | 0 | 0 | 0 | 0 | 0 | 0 | 0 | 0 | 0 | 0 | 0 | 0 | 0 | 0 | 0 | 0 | 0 | 0 | 0 | 0 | 0 | 0 | 0 | 0 | 0 | 0 | 0 | 0 | 0
Industrial Sector Energy Related Emissions before CCS[electricity if,other manufacturing 31T33,PM25] | NoSettings | 0 | 0 | 0 | 0 | 0 | 0 | 0 | 0 | 0 | 0 | 0 | 0 | 0 | 0 | 0 | 0 | 0 | 0 | 0 | 0 | 0 | 0 | 0 | 0 | 0 | 0 | 0 | 0 | 0 | 0 | 0
Industrial Sector Energy Related Emissions before CCS[electricity if,other manufacturing 31T33,SOx] | NoSettings | 0 | 0 | 0 | 0 | 0 | 0 | 0 | 0 | 0 | 0 | 0 | 0 | 0 | 0 | 0 | 0 | 0 | 0 | 0 | 0 | 0 | 0 | 0 | 0 | 0 | 0 | 0 | 0 | 0 | 0 | 0
Industrial Sector Energy Related Emissions before CCS[electricity if,other manufacturing 31T33,BC] | NoSettings | 0 | 0 | 0 | 0 | 0 | 0 | 0 | 0 | 0 | 0 | 0 | 0 | 0 | 0 | 0 | 0 | 0 | 0 | 0 | 0 | 0 | 0 | 0 | 0 | 0 | 0 | 0 | 0 | 0 | 0 | 0
Industrial Sector Energy Related Emissions before CCS[electricity if,other manufacturing 31T33,OC] | NoSettings | 0 | 0 | 0 | 0 | 0 | 0 | 0 | 0 | 0 | 0 | 0 | 0 | 0 | 0 | 0 | 0 | 0 | 0 | 0 | 0 | 0 | 0 | 0 | 0 | 0 | 0 | 0 | 0 | 0 | 0 | 0
Industrial Sector Energy Related Emissions before CCS[electricity if,other manufacturing 31T33,CH4] | NoSettings | 0 | 0 | 0 | 0 | 0 | 0 | 0 | 0 | 0 | 0 | 0 | 0 | 0 | 0 | 0 | 0 | 0 | 0 | 0 | 0 | 0 | 0 | 0 | 0 | 0 | 0 | 0 | 0 | 0 | 0 | 0
Industrial Sector Energy Related Emissions before CCS[electricity if,other manufacturing 31T33,N2O] | NoSettings | 0 | 0 | 0 | 0 | 0 | 0 | 0 | 0 | 0 | 0 | 0 | 0 | 0 | 0 | 0 | 0 | 0 | 0 | 0 | 0 | 0 | 0 | 0 | 0 | 0 | 0 | 0 | 0 | 0 | 0 | 0
Industrial Sector Energy Related Emissions before CCS[electricity if,other manufacturing 31T33,F gases] | NoSettings | 0 | 0 | 0 | 0 | 0 | 0 | 0 | 0 | 0 | 0 | 0 | 0 | 0 | 0 | 0 | 0 | 0 | 0 | 0 | 0 | 0 | 0 | 0 | 0 | 0 | 0 | 0 | 0 | 0 | 0 | 0
Industrial Sector Energy Related Emissions before CCS[electricity if,energy pipelines and gas processing 352T353,CO2] | NoSettings | 0 | 0 | 0 | 0 | 0 | 0 | 0 | 0 | 0 | 0 | 0 | 0 | 0 | 0 | 0 | 0 | 0 | 0 | 0 | 0 | 0 | 0 | 0 | 0 | 0 | 0 | 0 | 0 | 0 | 0 | 0
Industrial Sector Energy Related Emissions before CCS[electricity if,energy pipelines and gas processing 352T353,VOC] | NoSettings | 0 | 0 | 0 | 0 | 0 | 0 | 0 | 0 | 0 | 0 | 0 | 0 | 0 | 0 | 0 | 0 | 0 | 0 | 0 | 0 | 0 | 0 | 0 | 0 | 0 | 0 | 0 | 0 | 0 | 0 | 0
Industrial Sector Energy Related Emissions before CCS[electricity if,energy pipelines and gas processing 352T353,CO] | NoSettings | 0 | 0 | 0 | 0 | 0 | 0 | 0 | 0 | 0 | 0 | 0 | 0 | 0 | 0 | 0 | 0 | 0 | 0 | 0 | 0 | 0 | 0 | 0 | 0 | 0 | 0 | 0 | 0 | 0 | 0 | 0
Industrial Sector Energy Related Emissions before CCS[electricity if,energy pipelines and gas processing 352T353,NOx] | NoSettings | 0 | 0 | 0 | 0 | 0 | 0 | 0 | 0 | 0 | 0 | 0 | 0 | 0 | 0 | 0 | 0 | 0 | 0 | 0 | 0 | 0 | 0 | 0 | 0 | 0 | 0 | 0 | 0 | 0 | 0 | 0
Industrial Sector Energy Related Emissions before CCS[electricity if,energy pipelines and gas processing 352T353,PM10] | NoSettings | 0 | 0 | 0 | 0 | 0 | 0 | 0 | 0 | 0 | 0 | 0 | 0 | 0 | 0 | 0 | 0 | 0 | 0 | 0 | 0 | 0 | 0 | 0 | 0 | 0 | 0 | 0 | 0 | 0 | 0 | 0
Industrial Sector Energy Related Emissions before CCS[electricity if,energy pipelines and gas processing 352T353,PM25] | NoSettings | 0 | 0 | 0 | 0 | 0 | 0 | 0 | 0 | 0 | 0 | 0 | 0 | 0 | 0 | 0 | 0 | 0 | 0 | 0 | 0 | 0 | 0 | 0 | 0 | 0 | 0 | 0 | 0 | 0 | 0 | 0
Industrial Sector Energy Related Emissions before CCS[electricity if,energy pipelines and gas processing 352T353,SOx] | NoSettings | 0 | 0 | 0 | 0 | 0 | 0 | 0 | 0 | 0 | 0 | 0 | 0 | 0 | 0 | 0 | 0 | 0 | 0 | 0 | 0 | 0 | 0 | 0 | 0 | 0 | 0 | 0 | 0 | 0 | 0 | 0
Industrial Sector Energy Related Emissions before CCS[electricity if,energy pipelines and gas processing 352T353,BC] | NoSettings | 0 | 0 | 0 | 0 | 0 | 0 | 0 | 0 | 0 | 0 | 0 | 0 | 0 | 0 | 0 | 0 | 0 | 0 | 0 | 0 | 0 | 0 | 0 | 0 | 0 | 0 | 0 | 0 | 0 | 0 | 0
Industrial Sector Energy Related Emissions before CCS[electricity if,energy pipelines and gas processing 352T353,OC] | NoSettings | 0 | 0 | 0 | 0 | 0 | 0 | 0 | 0 | 0 | 0 | 0 | 0 | 0 | 0 | 0 | 0 | 0 | 0 | 0 | 0 | 0 | 0 | 0 | 0 | 0 | 0 | 0 | 0 | 0 | 0 | 0
Industrial Sector Energy Related Emissions before CCS[electricity if,energy pipelines and gas processing 352T353,CH4] | NoSettings | 0 | 0 | 0 | 0 | 0 | 0 | 0 | 0 | 0 | 0 | 0 | 0 | 0 | 0 | 0 | 0 | 0 | 0 | 0 | 0 | 0 | 0 | 0 | 0 | 0 | 0 | 0 | 0 | 0 | 0 | 0
Industrial Sector Energy Related Emissions before CCS[electricity if,energy pipelines and gas processing 352T353,N2O] | NoSettings | 0 | 0 | 0 | 0 | 0 | 0 | 0 | 0 | 0 | 0 | 0 | 0 | 0 | 0 | 0 | 0 | 0 | 0 | 0 | 0 | 0 | 0 | 0 | 0 | 0 | 0 | 0 | 0 | 0 | 0 | 0
Industrial Sector Energy Related Emissions before CCS[electricity if,energy pipelines and gas processing 352T353,F gases] | NoSettings | 0 | 0 | 0 | 0 | 0 | 0 | 0 | 0 | 0 | 0 | 0 | 0 | 0 | 0 | 0 | 0 | 0 | 0 | 0 | 0 | 0 | 0 | 0 | 0 | 0 | 0 | 0 | 0 | 0 | 0 | 0
Industrial Sector Energy Related Emissions before CCS[electricity if,water and waste 36T39,CO2] | NoSettings | 0 | 0 | 0 | 0 | 0 | 0 | 0 | 0 | 0 | 0 | 0 | 0 | 0 | 0 | 0 | 0 | 0 | 0 | 0 | 0 | 0 | 0 | 0 | 0 | 0 | 0 | 0 | 0 | 0 | 0 | 0
Industrial Sector Energy Related Emissions before CCS[electricity if,water and waste 36T39,VOC] | NoSettings | 0 | 0 | 0 | 0 | 0 | 0 | 0 | 0 | 0 | 0 | 0 | 0 | 0 | 0 | 0 | 0 | 0 | 0 | 0 | 0 | 0 | 0 | 0 | 0 | 0 | 0 | 0 | 0 | 0 | 0 | 0
Industrial Sector Energy Related Emissions before CCS[electricity if,water and waste 36T39,CO] | NoSettings | 0 | 0 | 0 | 0 | 0 | 0 | 0 | 0 | 0 | 0 | 0 | 0 | 0 | 0 | 0 | 0 | 0 | 0 | 0 | 0 | 0 | 0 | 0 | 0 | 0 | 0 | 0 | 0 | 0 | 0 | 0
Industrial Sector Energy Related Emissions before CCS[electricity if,water and waste 36T39,NOx] | NoSettings | 0 | 0 | 0 | 0 | 0 | 0 | 0 | 0 | 0 | 0 | 0 | 0 | 0 | 0 | 0 | 0 | 0 | 0 | 0 | 0 | 0 | 0 | 0 | 0 | 0 | 0 | 0 | 0 | 0 | 0 | 0
Industrial Sector Energy Related Emissions before CCS[electricity if,water and waste 36T39,PM10] | NoSettings | 0 | 0 | 0 | 0 | 0 | 0 | 0 | 0 | 0 | 0 | 0 | 0 | 0 | 0 | 0 | 0 | 0 | 0 | 0 | 0 | 0 | 0 | 0 | 0 | 0 | 0 | 0 | 0 | 0 | 0 | 0
Industrial Sector Energy Related Emissions before CCS[electricity if,water and waste 36T39,PM25] | NoSettings | 0 | 0 | 0 | 0 | 0 | 0 | 0 | 0 | 0 | 0 | 0 | 0 | 0 | 0 | 0 | 0 | 0 | 0 | 0 | 0 | 0 | 0 | 0 | 0 | 0 | 0 | 0 | 0 | 0 | 0 | 0
Industrial Sector Energy Related Emissions before CCS[electricity if,water and waste 36T39,SOx] | NoSettings | 0 | 0 | 0 | 0 | 0 | 0 | 0 | 0 | 0 | 0 | 0 | 0 | 0 | 0 | 0 | 0 | 0 | 0 | 0 | 0 | 0 | 0 | 0 | 0 | 0 | 0 | 0 | 0 | 0 | 0 | 0
Industrial Sector Energy Related Emissions before CCS[electricity if,water and waste 36T39,BC] | NoSettings | 0 | 0 | 0 | 0 | 0 | 0 | 0 | 0 | 0 | 0 | 0 | 0 | 0 | 0 | 0 | 0 | 0 | 0 | 0 | 0 | 0 | 0 | 0 | 0 | 0 | 0 | 0 | 0 | 0 | 0 | 0
Industrial Sector Energy Related Emissions before CCS[electricity if,water and waste 36T39,OC] | NoSettings | 0 | 0 | 0 | 0 | 0 | 0 | 0 | 0 | 0 | 0 | 0 | 0 | 0 | 0 | 0 | 0 | 0 | 0 | 0 | 0 | 0 | 0 | 0 | 0 | 0 | 0 | 0 | 0 | 0 | 0 | 0
Industrial Sector Energy Related Emissions before CCS[electricity if,water and waste 36T39,CH4] | NoSettings | 0 | 0 | 0 | 0 | 0 | 0 | 0 | 0 | 0 | 0 | 0 | 0 | 0 | 0 | 0 | 0 | 0 | 0 | 0 | 0 | 0 | 0 | 0 | 0 | 0 | 0 | 0 | 0 | 0 | 0 | 0
Industrial Sector Energy Related Emissions before CCS[electricity if,water and waste 36T39,N2O] | NoSettings | 0 | 0 | 0 | 0 | 0 | 0 | 0 | 0 | 0 | 0 | 0 | 0 | 0 | 0 | 0 | 0 | 0 | 0 | 0 | 0 | 0 | 0 | 0 | 0 | 0 | 0 | 0 | 0 | 0 | 0 | 0
Industrial Sector Energy Related Emissions before CCS[electricity if,water and waste 36T39,F gases] | NoSettings | 0 | 0 | 0 | 0 | 0 | 0 | 0 | 0 | 0 | 0 | 0 | 0 | 0 | 0 | 0 | 0 | 0 | 0 | 0 | 0 | 0 | 0 | 0 | 0 | 0 | 0 | 0 | 0 | 0 | 0 | 0
Industrial Sector Energy Related Emissions before CCS[electricity if,construction 41T43,CO2] | NoSettings | 0 | 0 | 0 | 0 | 0 | 0 | 0 | 0 | 0 | 0 | 0 | 0 | 0 | 0 | 0 | 0 | 0 | 0 | 0 | 0 | 0 | 0 | 0 | 0 | 0 | 0 | 0 | 0 | 0 | 0 | 0
Industrial Sector Energy Related Emissions before CCS[electricity if,construction 41T43,VOC] | NoSettings | 0 | 0 | 0 | 0 | 0 | 0 | 0 | 0 | 0 | 0 | 0 | 0 | 0 | 0 | 0 | 0 | 0 | 0 | 0 | 0 | 0 | 0 | 0 | 0 | 0 | 0 | 0 | 0 | 0 | 0 | 0
Industrial Sector Energy Related Emissions before CCS[electricity if,construction 41T43,CO] | NoSettings | 0 | 0 | 0 | 0 | 0 | 0 | 0 | 0 | 0 | 0 | 0 | 0 | 0 | 0 | 0 | 0 | 0 | 0 | 0 | 0 | 0 | 0 | 0 | 0 | 0 | 0 | 0 | 0 | 0 | 0 | 0
Industrial Sector Energy Related Emissions before CCS[electricity if,construction 41T43,NOx] | NoSettings | 0 | 0 | 0 | 0 | 0 | 0 | 0 | 0 | 0 | 0 | 0 | 0 | 0 | 0 | 0 | 0 | 0 | 0 | 0 | 0 | 0 | 0 | 0 | 0 | 0 | 0 | 0 | 0 | 0 | 0 | 0
Industrial Sector Energy Related Emissions before CCS[electricity if,construction 41T43,PM10] | NoSettings | 0 | 0 | 0 | 0 | 0 | 0 | 0 | 0 | 0 | 0 | 0 | 0 | 0 | 0 | 0 | 0 | 0 | 0 | 0 | 0 | 0 | 0 | 0 | 0 | 0 | 0 | 0 | 0 | 0 | 0 | 0
Industrial Sector Energy Related Emissions before CCS[electricity if,construction 41T43,PM25] | NoSettings | 0 | 0 | 0 | 0 | 0 | 0 | 0 | 0 | 0 | 0 | 0 | 0 | 0 | 0 | 0 | 0 | 0 | 0 | 0 | 0 | 0 | 0 | 0 | 0 | 0 | 0 | 0 | 0 | 0 | 0 | 0
Industrial Sector Energy Related Emissions before CCS[electricity if,construction 41T43,SOx] | NoSettings | 0 | 0 | 0 | 0 | 0 | 0 | 0 | 0 | 0 | 0 | 0 | 0 | 0 | 0 | 0 | 0 | 0 | 0 | 0 | 0 | 0 | 0 | 0 | 0 | 0 | 0 | 0 | 0 | 0 | 0 | 0
Industrial Sector Energy Related Emissions before CCS[electricity if,construction 41T43,BC] | NoSettings | 0 | 0 | 0 | 0 | 0 | 0 | 0 | 0 | 0 | 0 | 0 | 0 | 0 | 0 | 0 | 0 | 0 | 0 | 0 | 0 | 0 | 0 | 0 | 0 | 0 | 0 | 0 | 0 | 0 | 0 | 0
Industrial Sector Energy Related Emissions before CCS[electricity if,construction 41T43,OC] | NoSettings | 0 | 0 | 0 | 0 | 0 | 0 | 0 | 0 | 0 | 0 | 0 | 0 | 0 | 0 | 0 | 0 | 0 | 0 | 0 | 0 | 0 | 0 | 0 | 0 | 0 | 0 | 0 | 0 | 0 | 0 | 0
Industrial Sector Energy Related Emissions before CCS[electricity if,construction 41T43,CH4] | NoSettings | 0 | 0 | 0 | 0 | 0 | 0 | 0 | 0 | 0 | 0 | 0 | 0 | 0 | 0 | 0 | 0 | 0 | 0 | 0 | 0 | 0 | 0 | 0 | 0 | 0 | 0 | 0 | 0 | 0 | 0 | 0
Industrial Sector Energy Related Emissions before CCS[electricity if,construction 41T43,N2O] | NoSettings | 0 | 0 | 0 | 0 | 0 | 0 | 0 | 0 | 0 | 0 | 0 | 0 | 0 | 0 | 0 | 0 | 0 | 0 | 0 | 0 | 0 | 0 | 0 | 0 | 0 | 0 | 0 | 0 | 0 | 0 | 0
Industrial Sector Energy Related Emissions before CCS[electricity if,construction 41T43,F gases] | NoSettings | 0 | 0 | 0 | 0 | 0 | 0 | 0 | 0 | 0 | 0 | 0 | 0 | 0 | 0 | 0 | 0 | 0 | 0 | 0 | 0 | 0 | 0 | 0 | 0 | 0 | 0 | 0 | 0 | 0 | 0 | 0
Industrial Sector Energy Related Emissions before CCS[hard coal if,agriculture and forestry 01T03,CO2] | NoSettings | 0 | 0 | 0 | 0 | 0 | 0 | 0 | 0 | 0 | 0 | 0 | 0 | 0 | 0 | 0 | 0 | 0 | 0 | 0 | 0 | 0 | 0 | 0 | 0 | 0 | 0 | 0 | 0 | 0 | 0 | 0
Industrial Sector Energy Related Emissions before CCS[hard coal if,agriculture and forestry 01T03,VOC] | NoSettings | 0 | 0 | 0 | 0 | 0 | 0 | 0 | 0 | 0 | 0 | 0 | 0 | 0 | 0 | 0 | 0 | 0 | 0 | 0 | 0 | 0 | 0 | 0 | 0 | 0 | 0 | 0 | 0 | 0 | 0 | 0
Industrial Sector Energy Related Emissions before CCS[hard coal if,agriculture and forestry 01T03,CO] | NoSettings | 0 | 0 | 0 | 0 | 0 | 0 | 0 | 0 | 0 | 0 | 0 | 0 | 0 | 0 | 0 | 0 | 0 | 0 | 0 | 0 | 0 | 0 | 0 | 0 | 0 | 0 | 0 | 0 | 0 | 0 | 0
Industrial Sector Energy Related Emissions before CCS[hard coal if,agriculture and forestry 01T03,NOx] | NoSettings | 0 | 0 | 0 | 0 | 0 | 0 | 0 | 0 | 0 | 0 | 0 | 0 | 0 | 0 | 0 | 0 | 0 | 0 | 0 | 0 | 0 | 0 | 0 | 0 | 0 | 0 | 0 | 0 | 0 | 0 | 0
Industrial Sector Energy Related Emissions before CCS[hard coal if,agriculture and forestry 01T03,PM10] | NoSettings | 0 | 0 | 0 | 0 | 0 | 0 | 0 | 0 | 0 | 0 | 0 | 0 | 0 | 0 | 0 | 0 | 0 | 0 | 0 | 0 | 0 | 0 | 0 | 0 | 0 | 0 | 0 | 0 | 0 | 0 | 0
Industrial Sector Energy Related Emissions before CCS[hard coal if,agriculture and forestry 01T03,PM25] | NoSettings | 0 | 0 | 0 | 0 | 0 | 0 | 0 | 0 | 0 | 0 | 0 | 0 | 0 | 0 | 0 | 0 | 0 | 0 | 0 | 0 | 0 | 0 | 0 | 0 | 0 | 0 | 0 | 0 | 0 | 0 | 0
Industrial Sector Energy Related Emissions before CCS[hard coal if,agriculture and forestry 01T03,SOx] | NoSettings | 0 | 0 | 0 | 0 | 0 | 0 | 0 | 0 | 0 | 0 | 0 | 0 | 0 | 0 | 0 | 0 | 0 | 0 | 0 | 0 | 0 | 0 | 0 | 0 | 0 | 0 | 0 | 0 | 0 | 0 | 0
Industrial Sector Energy Related Emissions before CCS[hard coal if,agriculture and forestry 01T03,BC] | NoSettings | 0 | 0 | 0 | 0 | 0 | 0 | 0 | 0 | 0 | 0 | 0 | 0 | 0 | 0 | 0 | 0 | 0 | 0 | 0 | 0 | 0 | 0 | 0 | 0 | 0 | 0 | 0 | 0 | 0 | 0 | 0
Industrial Sector Energy Related Emissions before CCS[hard coal if,agriculture and forestry 01T03,OC] | NoSettings | 0 | 0 | 0 | 0 | 0 | 0 | 0 | 0 | 0 | 0 | 0 | 0 | 0 | 0 | 0 | 0 | 0 | 0 | 0 | 0 | 0 | 0 | 0 | 0 | 0 | 0 | 0 | 0 | 0 | 0 | 0
Industrial Sector Energy Related Emissions before CCS[hard coal if,agriculture and forestry 01T03,CH4] | NoSettings | 0 | 0 | 0 | 0 | 0 | 0 | 0 | 0 | 0 | 0 | 0 | 0 | 0 | 0 | 0 | 0 | 0 | 0 | 0 | 0 | 0 | 0 | 0 | 0 | 0 | 0 | 0 | 0 | 0 | 0 | 0
Industrial Sector Energy Related Emissions before CCS[hard coal if,agriculture and forestry 01T03,N2O] | NoSettings | 0 | 0 | 0 | 0 | 0 | 0 | 0 | 0 | 0 | 0 | 0 | 0 | 0 | 0 | 0 | 0 | 0 | 0 | 0 | 0 | 0 | 0 | 0 | 0 | 0 | 0 | 0 | 0 | 0 | 0 | 0
Industrial Sector Energy Related Emissions before CCS[hard coal if,agriculture and forestry 01T03,F gases] | NoSettings | 0 | 0 | 0 | 0 | 0 | 0 | 0 | 0 | 0 | 0 | 0 | 0 | 0 | 0 | 0 | 0 | 0 | 0 | 0 | 0 | 0 | 0 | 0 | 0 | 0 | 0 | 0 | 0 | 0 | 0 | 0
Industrial Sector Energy Related Emissions before CCS[hard coal if,coal mining 05,CO2] | NoSettings | 0 | 0 | 0 | 0 | 0 | 0 | 0 | 0 | 0 | 0 | 0 | 0 | 0 | 0 | 0 | 0 | 0 | 0 | 0 | 0 | 0 | 0 | 0 | 0 | 0 | 0 | 0 | 0 | 0 | 0 | 0
Industrial Sector Energy Related Emissions before CCS[hard coal if,coal mining 05,VOC] | NoSettings | 0 | 0 | 0 | 0 | 0 | 0 | 0 | 0 | 0 | 0 | 0 | 0 | 0 | 0 | 0 | 0 | 0 | 0 | 0 | 0 | 0 | 0 | 0 | 0 | 0 | 0 | 0 | 0 | 0 | 0 | 0
Industrial Sector Energy Related Emissions before CCS[hard coal if,coal mining 05,CO] | NoSettings | 0 | 0 | 0 | 0 | 0 | 0 | 0 | 0 | 0 | 0 | 0 | 0 | 0 | 0 | 0 | 0 | 0 | 0 | 0 | 0 | 0 | 0 | 0 | 0 | 0 | 0 | 0 | 0 | 0 | 0 | 0
Industrial Sector Energy Related Emissions before CCS[hard coal if,coal mining 05,NOx] | NoSettings | 0 | 0 | 0 | 0 | 0 | 0 | 0 | 0 | 0 | 0 | 0 | 0 | 0 | 0 | 0 | 0 | 0 | 0 | 0 | 0 | 0 | 0 | 0 | 0 | 0 | 0 | 0 | 0 | 0 | 0 | 0
Industrial Sector Energy Related Emissions before CCS[hard coal if,coal mining 05,PM10] | NoSettings | 0 | 0 | 0 | 0 | 0 | 0 | 0 | 0 | 0 | 0 | 0 | 0 | 0 | 0 | 0 | 0 | 0 | 0 | 0 | 0 | 0 | 0 | 0 | 0 | 0 | 0 | 0 | 0 | 0 | 0 | 0
Industrial Sector Energy Related Emissions before CCS[hard coal if,coal mining 05,PM25] | NoSettings | 0 | 0 | 0 | 0 | 0 | 0 | 0 | 0 | 0 | 0 | 0 | 0 | 0 | 0 | 0 | 0 | 0 | 0 | 0 | 0 | 0 | 0 | 0 | 0 | 0 | 0 | 0 | 0 | 0 | 0 | 0
Industrial Sector Energy Related Emissions before CCS[hard coal if,coal mining 05,SOx] | NoSettings | 0 | 0 | 0 | 0 | 0 | 0 | 0 | 0 | 0 | 0 | 0 | 0 | 0 | 0 | 0 | 0 | 0 | 0 | 0 | 0 | 0 | 0 | 0 | 0 | 0 | 0 | 0 | 0 | 0 | 0 | 0
Industrial Sector Energy Related Emissions before CCS[hard coal if,coal mining 05,BC] | NoSettings | 0 | 0 | 0 | 0 | 0 | 0 | 0 | 0 | 0 | 0 | 0 | 0 | 0 | 0 | 0 | 0 | 0 | 0 | 0 | 0 | 0 | 0 | 0 | 0 | 0 | 0 | 0 | 0 | 0 | 0 | 0
Industrial Sector Energy Related Emissions before CCS[hard coal if,coal mining 05,OC] | NoSettings | 0 | 0 | 0 | 0 | 0 | 0 | 0 | 0 | 0 | 0 | 0 | 0 | 0 | 0 | 0 | 0 | 0 | 0 | 0 | 0 | 0 | 0 | 0 | 0 | 0 | 0 | 0 | 0 | 0 | 0 | 0
Industrial Sector Energy Related Emissions before CCS[hard coal if,coal mining 05,CH4] | NoSettings | 0 | 0 | 0 | 0 | 0 | 0 | 0 | 0 | 0 | 0 | 0 | 0 | 0 | 0 | 0 | 0 | 0 | 0 | 0 | 0 | 0 | 0 | 0 | 0 | 0 | 0 | 0 | 0 | 0 | 0 | 0
Industrial Sector Energy Related Emissions before CCS[hard coal if,coal mining 05,N2O] | NoSettings | 0 | 0 | 0 | 0 | 0 | 0 | 0 | 0 | 0 | 0 | 0 | 0 | 0 | 0 | 0 | 0 | 0 | 0 | 0 | 0 | 0 | 0 | 0 | 0 | 0 | 0 | 0 | 0 | 0 | 0 | 0
Industrial Sector Energy Related Emissions before CCS[hard coal if,coal mining 05,F gases] | NoSettings | 0 | 0 | 0 | 0 | 0 | 0 | 0 | 0 | 0 | 0 | 0 | 0 | 0 | 0 | 0 | 0 | 0 | 0 | 0 | 0 | 0 | 0 | 0 | 0 | 0 | 0 | 0 | 0 | 0 | 0 | 0
Industrial Sector Energy Related Emissions before CCS[hard coal if,oil and gas extraction 06,CO2] | NoSettings | 0 | 0 | 0 | 0 | 0 | 0 | 0 | 0 | 0 | 0 | 0 | 0 | 0 | 0 | 0 | 0 | 0 | 0 | 0 | 0 | 0 | 0 | 0 | 0 | 0 | 0 | 0 | 0 | 0 | 0 | 0
Industrial Sector Energy Related Emissions before CCS[hard coal if,oil and gas extraction 06,VOC] | NoSettings | 0 | 0 | 0 | 0 | 0 | 0 | 0 | 0 | 0 | 0 | 0 | 0 | 0 | 0 | 0 | 0 | 0 | 0 | 0 | 0 | 0 | 0 | 0 | 0 | 0 | 0 | 0 | 0 | 0 | 0 | 0
Industrial Sector Energy Related Emissions before CCS[hard coal if,oil and gas extraction 06,CO] | NoSettings | 0 | 0 | 0 | 0 | 0 | 0 | 0 | 0 | 0 | 0 | 0 | 0 | 0 | 0 | 0 | 0 | 0 | 0 | 0 | 0 | 0 | 0 | 0 | 0 | 0 | 0 | 0 | 0 | 0 | 0 | 0
Industrial Sector Energy Related Emissions before CCS[hard coal if,oil and gas extraction 06,NOx] | NoSettings | 0 | 0 | 0 | 0 | 0 | 0 | 0 | 0 | 0 | 0 | 0 | 0 | 0 | 0 | 0 | 0 | 0 | 0 | 0 | 0 | 0 | 0 | 0 | 0 | 0 | 0 | 0 | 0 | 0 | 0 | 0
Industrial Sector Energy Related Emissions before CCS[hard coal if,oil and gas extraction 06,PM10] | NoSettings | 0 | 0 | 0 | 0 | 0 | 0 | 0 | 0 | 0 | 0 | 0 | 0 | 0 | 0 | 0 | 0 | 0 | 0 | 0 | 0 | 0 | 0 | 0 | 0 | 0 | 0 | 0 | 0 | 0 | 0 | 0
Industrial Sector Energy Related Emissions before CCS[hard coal if,oil and gas extraction 06,PM25] | NoSettings | 0 | 0 | 0 | 0 | 0 | 0 | 0 | 0 | 0 | 0 | 0 | 0 | 0 | 0 | 0 | 0 | 0 | 0 | 0 | 0 | 0 | 0 | 0 | 0 | 0 | 0 | 0 | 0 | 0 | 0 | 0
Industrial Sector Energy Related Emissions before CCS[hard coal if,oil and gas extraction 06,SOx] | NoSettings | 0 | 0 | 0 | 0 | 0 | 0 | 0 | 0 | 0 | 0 | 0 | 0 | 0 | 0 | 0 | 0 | 0 | 0 | 0 | 0 | 0 | 0 | 0 | 0 | 0 | 0 | 0 | 0 | 0 | 0 | 0
Industrial Sector Energy Related Emissions before CCS[hard coal if,oil and gas extraction 06,BC] | NoSettings | 0 | 0 | 0 | 0 | 0 | 0 | 0 | 0 | 0 | 0 | 0 | 0 | 0 | 0 | 0 | 0 | 0 | 0 | 0 | 0 | 0 | 0 | 0 | 0 | 0 | 0 | 0 | 0 | 0 | 0 | 0
Industrial Sector Energy Related Emissions before CCS[hard coal if,oil and gas extraction 06,OC] | NoSettings | 0 | 0 | 0 | 0 | 0 | 0 | 0 | 0 | 0 | 0 | 0 | 0 | 0 | 0 | 0 | 0 | 0 | 0 | 0 | 0 | 0 | 0 | 0 | 0 | 0 | 0 | 0 | 0 | 0 | 0 | 0
Industrial Sector Energy Related Emissions before CCS[hard coal if,oil and gas extraction 06,CH4] | NoSettings | 0 | 0 | 0 | 0 | 0 | 0 | 0 | 0 | 0 | 0 | 0 | 0 | 0 | 0 | 0 | 0 | 0 | 0 | 0 | 0 | 0 | 0 | 0 | 0 | 0 | 0 | 0 | 0 | 0 | 0 | 0
Industrial Sector Energy Related Emissions before CCS[hard coal if,oil and gas extraction 06,N2O] | NoSettings | 0 | 0 | 0 | 0 | 0 | 0 | 0 | 0 | 0 | 0 | 0 | 0 | 0 | 0 | 0 | 0 | 0 | 0 | 0 | 0 | 0 | 0 | 0 | 0 | 0 | 0 | 0 | 0 | 0 | 0 | 0
Industrial Sector Energy Related Emissions before CCS[hard coal if,oil and gas extraction 06,F gases] | NoSettings | 0 | 0 | 0 | 0 | 0 | 0 | 0 | 0 | 0 | 0 | 0 | 0 | 0 | 0 | 0 | 0 | 0 | 0 | 0 | 0 | 0 | 0 | 0 | 0 | 0 | 0 | 0 | 0 | 0 | 0 | 0
Industrial Sector Energy Related Emissions before CCS[hard coal if,other mining and quarrying 07T08,CO2] | NoSettings | 0 | 0 | 0 | 0 | 0 | 0 | 0 | 0 | 0 | 0 | 0 | 0 | 0 | 0 | 0 | 0 | 0 | 0 | 0 | 0 | 0 | 0 | 0 | 0 | 0 | 0 | 0 | 0 | 0 | 0 | 0
Industrial Sector Energy Related Emissions before CCS[hard coal if,other mining and quarrying 07T08,VOC] | NoSettings | 0 | 0 | 0 | 0 | 0 | 0 | 0 | 0 | 0 | 0 | 0 | 0 | 0 | 0 | 0 | 0 | 0 | 0 | 0 | 0 | 0 | 0 | 0 | 0 | 0 | 0 | 0 | 0 | 0 | 0 | 0
Industrial Sector Energy Related Emissions before CCS[hard coal if,other mining and quarrying 07T08,CO] | NoSettings | 0 | 0 | 0 | 0 | 0 | 0 | 0 | 0 | 0 | 0 | 0 | 0 | 0 | 0 | 0 | 0 | 0 | 0 | 0 | 0 | 0 | 0 | 0 | 0 | 0 | 0 | 0 | 0 | 0 | 0 | 0
Industrial Sector Energy Related Emissions before CCS[hard coal if,other mining and quarrying 07T08,NOx] | NoSettings | 0 | 0 | 0 | 0 | 0 | 0 | 0 | 0 | 0 | 0 | 0 | 0 | 0 | 0 | 0 | 0 | 0 | 0 | 0 | 0 | 0 | 0 | 0 | 0 | 0 | 0 | 0 | 0 | 0 | 0 | 0
Industrial Sector Energy Related Emissions before CCS[hard coal if,other mining and quarrying 07T08,PM10] | NoSettings | 0 | 0 | 0 | 0 | 0 | 0 | 0 | 0 | 0 | 0 | 0 | 0 | 0 | 0 | 0 | 0 | 0 | 0 | 0 | 0 | 0 | 0 | 0 | 0 | 0 | 0 | 0 | 0 | 0 | 0 | 0
Industrial Sector Energy Related Emissions before CCS[hard coal if,other mining and quarrying 07T08,PM25] | NoSettings | 0 | 0 | 0 | 0 | 0 | 0 | 0 | 0 | 0 | 0 | 0 | 0 | 0 | 0 | 0 | 0 | 0 | 0 | 0 | 0 | 0 | 0 | 0 | 0 | 0 | 0 | 0 | 0 | 0 | 0 | 0
Industrial Sector Energy Related Emissions before CCS[hard coal if,other mining and quarrying 07T08,SOx] | NoSettings | 0 | 0 | 0 | 0 | 0 | 0 | 0 | 0 | 0 | 0 | 0 | 0 | 0 | 0 | 0 | 0 | 0 | 0 | 0 | 0 | 0 | 0 | 0 | 0 | 0 | 0 | 0 | 0 | 0 | 0 | 0
Industrial Sector Energy Related Emissions before CCS[hard coal if,other mining and quarrying 07T08,BC] | NoSettings | 0 | 0 | 0 | 0 | 0 | 0 | 0 | 0 | 0 | 0 | 0 | 0 | 0 | 0 | 0 | 0 | 0 | 0 | 0 | 0 | 0 | 0 | 0 | 0 | 0 | 0 | 0 | 0 | 0 | 0 | 0
Industrial Sector Energy Related Emissions before CCS[hard coal if,other mining and quarrying 07T08,OC] | NoSettings | 0 | 0 | 0 | 0 | 0 | 0 | 0 | 0 | 0 | 0 | 0 | 0 | 0 | 0 | 0 | 0 | 0 | 0 | 0 | 0 | 0 | 0 | 0 | 0 | 0 | 0 | 0 | 0 | 0 | 0 | 0
Industrial Sector Energy Related Emissions before CCS[hard coal if,other mining and quarrying 07T08,CH4] | NoSettings | 0 | 0 | 0 | 0 | 0 | 0 | 0 | 0 | 0 | 0 | 0 | 0 | 0 | 0 | 0 | 0 | 0 | 0 | 0 | 0 | 0 | 0 | 0 | 0 | 0 | 0 | 0 | 0 | 0 | 0 | 0
Industrial Sector Energy Related Emissions before CCS[hard coal if,other mining and quarrying 07T08,N2O] | NoSettings | 0 | 0 | 0 | 0 | 0 | 0 | 0 | 0 | 0 | 0 | 0 | 0 | 0 | 0 | 0 | 0 | 0 | 0 | 0 | 0 | 0 | 0 | 0 | 0 | 0 | 0 | 0 | 0 | 0 | 0 | 0
Industrial Sector Energy Related Emissions before CCS[hard coal if,other mining and quarrying 07T08,F gases] | NoSettings | 0 | 0 | 0 | 0 | 0 | 0 | 0 | 0 | 0 | 0 | 0 | 0 | 0 | 0 | 0 | 0 | 0 | 0 | 0 | 0 | 0 | 0 | 0 | 0 | 0 | 0 | 0 | 0 | 0 | 0 | 0
Industrial Sector Energy Related Emissions before CCS[hard coal if,food beverage and tobacco 10T12,CO2] | NoSettings | 0 | 0 | 0 | 0 | 0 | 0 | 0 | 0 | 0 | 0 | 0 | 0 | 0 | 0 | 0 | 0 | 0 | 0 | 0 | 0 | 0 | 0 | 0 | 0 | 0 | 0 | 0 | 0 | 0 | 0 | 0
Industrial Sector Energy Related Emissions before CCS[hard coal if,food beverage and tobacco 10T12,VOC] | NoSettings | 0 | 0 | 0 | 0 | 0 | 0 | 0 | 0 | 0 | 0 | 0 | 0 | 0 | 0 | 0 | 0 | 0 | 0 | 0 | 0 | 0 | 0 | 0 | 0 | 0 | 0 | 0 | 0 | 0 | 0 | 0
Industrial Sector Energy Related Emissions before CCS[hard coal if,food beverage and tobacco 10T12,CO] | NoSettings | 0 | 0 | 0 | 0 | 0 | 0 | 0 | 0 | 0 | 0 | 0 | 0 | 0 | 0 | 0 | 0 | 0 | 0 | 0 | 0 | 0 | 0 | 0 | 0 | 0 | 0 | 0 | 0 | 0 | 0 | 0
Industrial Sector Energy Related Emissions before CCS[hard coal if,food beverage and tobacco 10T12,NOx] | NoSettings | 0 | 0 | 0 | 0 | 0 | 0 | 0 | 0 | 0 | 0 | 0 | 0 | 0 | 0 | 0 | 0 | 0 | 0 | 0 | 0 | 0 | 0 | 0 | 0 | 0 | 0 | 0 | 0 | 0 | 0 | 0
Industrial Sector Energy Related Emissions before CCS[hard coal if,food beverage and tobacco 10T12,PM10] | NoSettings | 0 | 0 | 0 | 0 | 0 | 0 | 0 | 0 | 0 | 0 | 0 | 0 | 0 | 0 | 0 | 0 | 0 | 0 | 0 | 0 | 0 | 0 | 0 | 0 | 0 | 0 | 0 | 0 | 0 | 0 | 0
Industrial Sector Energy Related Emissions before CCS[hard coal if,food beverage and tobacco 10T12,PM25] | NoSettings | 0 | 0 | 0 | 0 | 0 | 0 | 0 | 0 | 0 | 0 | 0 | 0 | 0 | 0 | 0 | 0 | 0 | 0 | 0 | 0 | 0 | 0 | 0 | 0 | 0 | 0 | 0 | 0 | 0 | 0 | 0
Industrial Sector Energy Related Emissions before CCS[hard coal if,food beverage and tobacco 10T12,SOx] | NoSettings | 0 | 0 | 0 | 0 | 0 | 0 | 0 | 0 | 0 | 0 | 0 | 0 | 0 | 0 | 0 | 0 | 0 | 0 | 0 | 0 | 0 | 0 | 0 | 0 | 0 | 0 | 0 | 0 | 0 | 0 | 0
Industrial Sector Energy Related Emissions before CCS[hard coal if,food beverage and tobacco 10T12,BC] | NoSettings | 0 | 0 | 0 | 0 | 0 | 0 | 0 | 0 | 0 | 0 | 0 | 0 | 0 | 0 | 0 | 0 | 0 | 0 | 0 | 0 | 0 | 0 | 0 | 0 | 0 | 0 | 0 | 0 | 0 | 0 | 0
Industrial Sector Energy Related Emissions before CCS[hard coal if,food beverage and tobacco 10T12,OC] | NoSettings | 0 | 0 | 0 | 0 | 0 | 0 | 0 | 0 | 0 | 0 | 0 | 0 | 0 | 0 | 0 | 0 | 0 | 0 | 0 | 0 | 0 | 0 | 0 | 0 | 0 | 0 | 0 | 0 | 0 | 0 | 0
Industrial Sector Energy Related Emissions before CCS[hard coal if,food beverage and tobacco 10T12,CH4] | NoSettings | 0 | 0 | 0 | 0 | 0 | 0 | 0 | 0 | 0 | 0 | 0 | 0 | 0 | 0 | 0 | 0 | 0 | 0 | 0 | 0 | 0 | 0 | 0 | 0 | 0 | 0 | 0 | 0 | 0 | 0 | 0
Industrial Sector Energy Related Emissions before CCS[hard coal if,food beverage and tobacco 10T12,N2O] | NoSettings | 0 | 0 | 0 | 0 | 0 | 0 | 0 | 0 | 0 | 0 | 0 | 0 | 0 | 0 | 0 | 0 | 0 | 0 | 0 | 0 | 0 | 0 | 0 | 0 | 0 | 0 | 0 | 0 | 0 | 0 | 0
Industrial Sector Energy Related Emissions before CCS[hard coal if,food beverage and tobacco 10T12,F gases] | NoSettings | 0 | 0 | 0 | 0 | 0 | 0 | 0 | 0 | 0 | 0 | 0 | 0 | 0 | 0 | 0 | 0 | 0 | 0 | 0 | 0 | 0 | 0 | 0 | 0 | 0 | 0 | 0 | 0 | 0 | 0 | 0
Industrial Sector Energy Related Emissions before CCS[hard coal if,textiles apparel and leather 13T15,CO2] | NoSettings | 0 | 0 | 0 | 0 | 0 | 0 | 0 | 0 | 0 | 0 | 0 | 0 | 0 | 0 | 0 | 0 | 0 | 0 | 0 | 0 | 0 | 0 | 0 | 0 | 0 | 0 | 0 | 0 | 0 | 0 | 0
Industrial Sector Energy Related Emissions before CCS[hard coal if,textiles apparel and leather 13T15,VOC] | NoSettings | 0 | 0 | 0 | 0 | 0 | 0 | 0 | 0 | 0 | 0 | 0 | 0 | 0 | 0 | 0 | 0 | 0 | 0 | 0 | 0 | 0 | 0 | 0 | 0 | 0 | 0 | 0 | 0 | 0 | 0 | 0
Industrial Sector Energy Related Emissions before CCS[hard coal if,textiles apparel and leather 13T15,CO] | NoSettings | 0 | 0 | 0 | 0 | 0 | 0 | 0 | 0 | 0 | 0 | 0 | 0 | 0 | 0 | 0 | 0 | 0 | 0 | 0 | 0 | 0 | 0 | 0 | 0 | 0 | 0 | 0 | 0 | 0 | 0 | 0
Industrial Sector Energy Related Emissions before CCS[hard coal if,textiles apparel and leather 13T15,NOx] | NoSettings | 0 | 0 | 0 | 0 | 0 | 0 | 0 | 0 | 0 | 0 | 0 | 0 | 0 | 0 | 0 | 0 | 0 | 0 | 0 | 0 | 0 | 0 | 0 | 0 | 0 | 0 | 0 | 0 | 0 | 0 | 0
Industrial Sector Energy Related Emissions before CCS[hard coal if,textiles apparel and leather 13T15,PM10] | NoSettings | 0 | 0 | 0 | 0 | 0 | 0 | 0 | 0 | 0 | 0 | 0 | 0 | 0 | 0 | 0 | 0 | 0 | 0 | 0 | 0 | 0 | 0 | 0 | 0 | 0 | 0 | 0 | 0 | 0 | 0 | 0
Industrial Sector Energy Related Emissions before CCS[hard coal if,textiles apparel and leather 13T15,PM25] | NoSettings | 0 | 0 | 0 | 0 | 0 | 0 | 0 | 0 | 0 | 0 | 0 | 0 | 0 | 0 | 0 | 0 | 0 | 0 | 0 | 0 | 0 | 0 | 0 | 0 | 0 | 0 | 0 | 0 | 0 | 0 | 0
Industrial Sector Energy Related Emissions before CCS[hard coal if,textiles apparel and leather 13T15,SOx] | NoSettings | 0 | 0 | 0 | 0 | 0 | 0 | 0 | 0 | 0 | 0 | 0 | 0 | 0 | 0 | 0 | 0 | 0 | 0 | 0 | 0 | 0 | 0 | 0 | 0 | 0 | 0 | 0 | 0 | 0 | 0 | 0
Industrial Sector Energy Related Emissions before CCS[hard coal if,textiles apparel and leather 13T15,BC] | NoSettings | 0 | 0 | 0 | 0 | 0 | 0 | 0 | 0 | 0 | 0 | 0 | 0 | 0 | 0 | 0 | 0 | 0 | 0 | 0 | 0 | 0 | 0 | 0 | 0 | 0 | 0 | 0 | 0 | 0 | 0 | 0
Industrial Sector Energy Related Emissions before CCS[hard coal if,textiles apparel and leather 13T15,OC] | NoSettings | 0 | 0 | 0 | 0 | 0 | 0 | 0 | 0 | 0 | 0 | 0 | 0 | 0 | 0 | 0 | 0 | 0 | 0 | 0 | 0 | 0 | 0 | 0 | 0 | 0 | 0 | 0 | 0 | 0 | 0 | 0
Industrial Sector Energy Related Emissions before CCS[hard coal if,textiles apparel and leather 13T15,CH4] | NoSettings | 0 | 0 | 0 | 0 | 0 | 0 | 0 | 0 | 0 | 0 | 0 | 0 | 0 | 0 | 0 | 0 | 0 | 0 | 0 | 0 | 0 | 0 | 0 | 0 | 0 | 0 | 0 | 0 | 0 | 0 | 0
Industrial Sector Energy Related Emissions before CCS[hard coal if,textiles apparel and leather 13T15,N2O] | NoSettings | 0 | 0 | 0 | 0 | 0 | 0 | 0 | 0 | 0 | 0 | 0 | 0 | 0 | 0 | 0 | 0 | 0 | 0 | 0 | 0 | 0 | 0 | 0 | 0 | 0 | 0 | 0 | 0 | 0 | 0 | 0
Industrial Sector Energy Related Emissions before CCS[hard coal if,textiles apparel and leather 13T15,F gases] | NoSettings | 0 | 0 | 0 | 0 | 0 | 0 | 0 | 0 | 0 | 0 | 0 | 0 | 0 | 0 | 0 | 0 | 0 | 0 | 0 | 0 | 0 | 0 | 0 | 0 | 0 | 0 | 0 | 0 | 0 | 0 | 0
Industrial Sector Energy Related Emissions before CCS[hard coal if,wood products 16,CO2] | NoSettings | 0 | 0 | 0 | 0 | 0 | 0 | 0 | 0 | 0 | 0 | 0 | 0 | 0 | 0 | 0 | 0 | 0 | 0 | 0 | 0 | 0 | 0 | 0 | 0 | 0 | 0 | 0 | 0 | 0 | 0 | 0
Industrial Sector Energy Related Emissions before CCS[hard coal if,wood products 16,VOC] | NoSettings | 0 | 0 | 0 | 0 | 0 | 0 | 0 | 0 | 0 | 0 | 0 | 0 | 0 | 0 | 0 | 0 | 0 | 0 | 0 | 0 | 0 | 0 | 0 | 0 | 0 | 0 | 0 | 0 | 0 | 0 | 0
Industrial Sector Energy Related Emissions before CCS[hard coal if,wood products 16,CO] | NoSettings | 0 | 0 | 0 | 0 | 0 | 0 | 0 | 0 | 0 | 0 | 0 | 0 | 0 | 0 | 0 | 0 | 0 | 0 | 0 | 0 | 0 | 0 | 0 | 0 | 0 | 0 | 0 | 0 | 0 | 0 | 0
Industrial Sector Energy Related Emissions before CCS[hard coal if,wood products 16,NOx] | NoSettings | 0 | 0 | 0 | 0 | 0 | 0 | 0 | 0 | 0 | 0 | 0 | 0 | 0 | 0 | 0 | 0 | 0 | 0 | 0 | 0 | 0 | 0 | 0 | 0 | 0 | 0 | 0 | 0 | 0 | 0 | 0
Industrial Sector Energy Related Emissions before CCS[hard coal if,wood products 16,PM10] | NoSettings | 0 | 0 | 0 | 0 | 0 | 0 | 0 | 0 | 0 | 0 | 0 | 0 | 0 | 0 | 0 | 0 | 0 | 0 | 0 | 0 | 0 | 0 | 0 | 0 | 0 | 0 | 0 | 0 | 0 | 0 | 0
Industrial Sector Energy Related Emissions before CCS[hard coal if,wood products 16,PM25] | NoSettings | 0 | 0 | 0 | 0 | 0 | 0 | 0 | 0 | 0 | 0 | 0 | 0 | 0 | 0 | 0 | 0 | 0 | 0 | 0 | 0 | 0 | 0 | 0 | 0 | 0 | 0 | 0 | 0 | 0 | 0 | 0
Industrial Sector Energy Related Emissions before CCS[hard coal if,wood products 16,SOx] | NoSettings | 0 | 0 | 0 | 0 | 0 | 0 | 0 | 0 | 0 | 0 | 0 | 0 | 0 | 0 | 0 | 0 | 0 | 0 | 0 | 0 | 0 | 0 | 0 | 0 | 0 | 0 | 0 | 0 | 0 | 0 | 0
Industrial Sector Energy Related Emissions before CCS[hard coal if,wood products 16,BC] | NoSettings | 0 | 0 | 0 | 0 | 0 | 0 | 0 | 0 | 0 | 0 | 0 | 0 | 0 | 0 | 0 | 0 | 0 | 0 | 0 | 0 | 0 | 0 | 0 | 0 | 0 | 0 | 0 | 0 | 0 | 0 | 0
Industrial Sector Energy Related Emissions before CCS[hard coal if,wood products 16,OC] | NoSettings | 0 | 0 | 0 | 0 | 0 | 0 | 0 | 0 | 0 | 0 | 0 | 0 | 0 | 0 | 0 | 0 | 0 | 0 | 0 | 0 | 0 | 0 | 0 | 0 | 0 | 0 | 0 | 0 | 0 | 0 | 0
Industrial Sector Energy Related Emissions before CCS[hard coal if,wood products 16,CH4] | NoSettings | 0 | 0 | 0 | 0 | 0 | 0 | 0 | 0 | 0 | 0 | 0 | 0 | 0 | 0 | 0 | 0 | 0 | 0 | 0 | 0 | 0 | 0 | 0 | 0 | 0 | 0 | 0 | 0 | 0 | 0 | 0
Industrial Sector Energy Related Emissions before CCS[hard coal if,wood products 16,N2O] | NoSettings | 0 | 0 | 0 | 0 | 0 | 0 | 0 | 0 | 0 | 0 | 0 | 0 | 0 | 0 | 0 | 0 | 0 | 0 | 0 | 0 | 0 | 0 | 0 | 0 | 0 | 0 | 0 | 0 | 0 | 0 | 0
Industrial Sector Energy Related Emissions before CCS[hard coal if,wood products 16,F gases] | NoSettings | 0 | 0 | 0 | 0 | 0 | 0 | 0 | 0 | 0 | 0 | 0 | 0 | 0 | 0 | 0 | 0 | 0 | 0 | 0 | 0 | 0 | 0 | 0 | 0 | 0 | 0 | 0 | 0 | 0 | 0 | 0
Industrial Sector Energy Related Emissions before CCS[hard coal if,pulp paper and printing 17T18,CO2] | NoSettings | 0 | 0 | 0 | 0 | 0 | 0 | 0 | 0 | 0 | 0 | 0 | 0 | 0 | 0 | 0 | 0 | 0 | 0 | 0 | 0 | 0 | 0 | 0 | 0 | 0 | 0 | 0 | 0 | 0 | 0 | 0
Industrial Sector Energy Related Emissions before CCS[hard coal if,pulp paper and printing 17T18,VOC] | NoSettings | 0 | 0 | 0 | 0 | 0 | 0 | 0 | 0 | 0 | 0 | 0 | 0 | 0 | 0 | 0 | 0 | 0 | 0 | 0 | 0 | 0 | 0 | 0 | 0 | 0 | 0 | 0 | 0 | 0 | 0 | 0
Industrial Sector Energy Related Emissions before CCS[hard coal if,pulp paper and printing 17T18,CO] | NoSettings | 0 | 0 | 0 | 0 | 0 | 0 | 0 | 0 | 0 | 0 | 0 | 0 | 0 | 0 | 0 | 0 | 0 | 0 | 0 | 0 | 0 | 0 | 0 | 0 | 0 | 0 | 0 | 0 | 0 | 0 | 0
Industrial Sector Energy Related Emissions before CCS[hard coal if,pulp paper and printing 17T18,NOx] | NoSettings | 0 | 0 | 0 | 0 | 0 | 0 | 0 | 0 | 0 | 0 | 0 | 0 | 0 | 0 | 0 | 0 | 0 | 0 | 0 | 0 | 0 | 0 | 0 | 0 | 0 | 0 | 0 | 0 | 0 | 0 | 0
Industrial Sector Energy Related Emissions before CCS[hard coal if,pulp paper and printing 17T18,PM10] | NoSettings | 0 | 0 | 0 | 0 | 0 | 0 | 0 | 0 | 0 | 0 | 0 | 0 | 0 | 0 | 0 | 0 | 0 | 0 | 0 | 0 | 0 | 0 | 0 | 0 | 0 | 0 | 0 | 0 | 0 | 0 | 0
Industrial Sector Energy Related Emissions before CCS[hard coal if,pulp paper and printing 17T18,PM25] | NoSettings | 0 | 0 | 0 | 0 | 0 | 0 | 0 | 0 | 0 | 0 | 0 | 0 | 0 | 0 | 0 | 0 | 0 | 0 | 0 | 0 | 0 | 0 | 0 | 0 | 0 | 0 | 0 | 0 | 0 | 0 | 0
Industrial Sector Energy Related Emissions before CCS[hard coal if,pulp paper and printing 17T18,SOx] | NoSettings | 0 | 0 | 0 | 0 | 0 | 0 | 0 | 0 | 0 | 0 | 0 | 0 | 0 | 0 | 0 | 0 | 0 | 0 | 0 | 0 | 0 | 0 | 0 | 0 | 0 | 0 | 0 | 0 | 0 | 0 | 0
Industrial Sector Energy Related Emissions before CCS[hard coal if,pulp paper and printing 17T18,BC] | NoSettings | 0 | 0 | 0 | 0 | 0 | 0 | 0 | 0 | 0 | 0 | 0 | 0 | 0 | 0 | 0 | 0 | 0 | 0 | 0 | 0 | 0 | 0 | 0 | 0 | 0 | 0 | 0 | 0 | 0 | 0 | 0
Industrial Sector Energy Related Emissions before CCS[hard coal if,pulp paper and printing 17T18,OC] | NoSettings | 0 | 0 | 0 | 0 | 0 | 0 | 0 | 0 | 0 | 0 | 0 | 0 | 0 | 0 | 0 | 0 | 0 | 0 | 0 | 0 | 0 | 0 | 0 | 0 | 0 | 0 | 0 | 0 | 0 | 0 | 0
Industrial Sector Energy Related Emissions before CCS[hard coal if,pulp paper and printing 17T18,CH4] | NoSettings | 0 | 0 | 0 | 0 | 0 | 0 | 0 | 0 | 0 | 0 | 0 | 0 | 0 | 0 | 0 | 0 | 0 | 0 | 0 | 0 | 0 | 0 | 0 | 0 | 0 | 0 | 0 | 0 | 0 | 0 | 0
Industrial Sector Energy Related Emissions before CCS[hard coal if,pulp paper and printing 17T18,N2O] | NoSettings | 0 | 0 | 0 | 0 | 0 | 0 | 0 | 0 | 0 | 0 | 0 | 0 | 0 | 0 | 0 | 0 | 0 | 0 | 0 | 0 | 0 | 0 | 0 | 0 | 0 | 0 | 0 | 0 | 0 | 0 | 0
Industrial Sector Energy Related Emissions before CCS[hard coal if,pulp paper and printing 17T18,F gases] | NoSettings | 0 | 0 | 0 | 0 | 0 | 0 | 0 | 0 | 0 | 0 | 0 | 0 | 0 | 0 | 0 | 0 | 0 | 0 | 0 | 0 | 0 | 0 | 0 | 0 | 0 | 0 | 0 | 0 | 0 | 0 | 0
Industrial Sector Energy Related Emissions before CCS[hard coal if,refined petroleum and coke 19,CO2] | NoSettings | 5498550000000 | 5499650000000 | 5500000000000 | 5500450000000 | 5500720000000 | 5500930000000 | 5501120000000 | 5501330000000 | 5501280000000 | 5502670000000 | 5503910000000 | 5505100000000 | 5506430000000 | 5507600000000 | 5508740000000 | 5509760000000 | 5510960000000 | 5510780000000 | 5510590000000 | 5510500000000 | 5510360000000 | 5510340000000 | 5510220000000 | 5510100000000 | 5509970000000 | 3816570000000 | 4155130000000 | 3816490000000 | 3477770000000 | 3139060000000 | 2800400000000
Industrial Sector Energy Related Emissions before CCS[hard coal if,refined petroleum and coke 19,VOC] | NoSettings | 25788100 | 25793200 | 25794800 | 25797000 | 25798300 | 25799200 | 25800100 | 25801100 | 25800900 | 25807400 | 25813200 | 25818800 | 25825000 | 25830500 | 25835900 | 25840700 | 25846300 | 25845400 | 25844500 | 25844100 | 25843400 | 25843400 | 25842800 | 25842200 | 25841600 | 17899600 | 19487400 | 17899200 | 16310700 | 14722100 | 13133800
Industrial Sector Energy Related Emissions before CCS[hard coal if,refined petroleum and coke 19,CO] | NoSettings | 1310600000 | 1310870000 | 1310950000 | 1311060000 | 1311120000 | 1311170000 | 1311220000 | 1311270000 | 1311250000 | 1311580000 | 1311880000 | 1312160000 | 1312480000 | 1312760000 | 1313030000 | 1313280000 | 1313560000 | 1313520000 | 1313470000 | 1313450000 | 1313420000 | 1313410000 | 1313390000 | 1313360000 | 1313330000 | 909695000 | 990392000 | 909676000 | 828942000 | 748209000 | 667486000
Industrial Sector Energy Related Emissions before CCS[hard coal if,refined petroleum and coke 19,NOx] | NoSettings | 6654600000 | 6655930000 | 6656350000 | 6656900000 | 6657230000 | 6657480000 | 6657710000 | 6657960000 | 6657900000 | 6659580000 | 6661080000 | 6662530000 | 6664130000 | 6665550000 | 6666930000 | 6668170000 | 6669610000 | 6669400000 | 6669170000 | 6669060000 | 6668890000 | 6668870000 | 6668730000 | 6668580000 | 6668420000 | 4618990000 | 5028720000 | 4618890000 | 4208960000 | 3799040000 | 3389170000
Industrial Sector Energy Related Emissions before CCS[hard coal if,refined petroleum and coke 19,PM10] | NoSettings | 145726000 | 145755000 | 145764000 | 145776000 | 145783000 | 145789000 | 145794000 | 145799000 | 145798000 | 145835000 | 145868000 | 145899000 | 145935000 | 145966000 | 145996000 | 146023000 | 146055000 | 146050000 | 146045000 | 146043000 | 146039000 | 146038000 | 146035000 | 146032000 | 146028000 | 101149000 | 110122000 | 101147000 | 92170000 | 83193300 | 74217700
Industrial Sector Energy Related Emissions before CCS[hard coal if,refined petroleum and coke 19,PM25] | NoSettings | 137943000 | 137971000 | 137979000 | 137991000 | 137997000 | 138003000 | 138007000 | 138013000 | 138011000 | 138046000 | 138077000 | 138107000 | 138141000 | 138170000 | 138199000 | 138224000 | 138254000 | 138250000 | 138245000 | 138243000 | 138239000 | 138239000 | 138236000 | 138233000 | 138229000 | 95746800 | 104240000 | 95744800 | 87247400 | 78750200 | 70253900
Industrial Sector Energy Related Emissions before CCS[hard coal if,refined petroleum and coke 19,SOx] | NoSettings | 29785000000 | 29791000000 | 29792800000 | 29795300000 | 29796800000 | 29797900000 | 29798900000 | 29800000000 | 29799800000 | 29807300000 | 29814000000 | 29820500000 | 29827700000 | 29834000000 | 29840200000 | 29845700000 | 29852200000 | 29851200000 | 29850200000 | 29849700000 | 29848900000 | 29848900000 | 29848200000 | 29847600000 | 29846800000 | 20673900000 | 22507800000 | 20673500000 | 18838700000 | 17003900000 | 15169400000
Industrial Sector Energy Related Emissions before CCS[hard coal if,refined petroleum and coke 19,BC] | NoSettings | 5924280 | 5925470 | 5925840 | 5926340 | 5926630 | 5926850 | 5927060 | 5927280 | 5927220 | 5928720 | 5930060 | 5931350 | 5932770 | 5934040 | 5935270 | 5936370 | 5937650 | 5937470 | 5937260 | 5937160 | 5937000 | 5936990 | 5936860 | 5936730 | 5936590 | 4112070 | 4476840 | 4111990 | 3747050 | 3382110 | 3017220
Industrial Sector Energy Related Emissions before CCS[hard coal if,refined petroleum and coke 19,OC] | NoSettings | 11151600 | 11153800 | 11154500 | 11155500 | 11156000 | 11156400 | 11156800 | 11157200 | 11157100 | 11159900 | 11162500 | 11164900 | 11167600 | 11169900 | 11172300 | 11174300 | 11176800 | 11176400 | 11176000 | 11175800 | 11175500 | 11175500 | 11175300 | 11175000 | 11174800 | 7740370 | 8427000 | 7740210 | 7053260 | 6366330 | 5679480
Industrial Sector Energy Related Emissions before CCS[hard coal if,refined petroleum and coke 19,CH4] | NoSettings | 638893000 | 639022000 | 639062000 | 639115000 | 639146000 | 639171000 | 639192000 | 639217000 | 639210000 | 639372000 | 639516000 | 639655000 | 639809000 | 639945000 | 640078000 | 640196000 | 640335000 | 640315000 | 640293000 | 640282000 | 640265000 | 640264000 | 640250000 | 640236000 | 640221000 | 443459000 | 482797000 | 443450000 | 404093000 | 364738000 | 325387000
Industrial Sector Energy Related Emissions before CCS[hard coal if,refined petroleum and coke 19,N2O] | NoSettings | 92929900 | 92948600 | 92954400 | 92962100 | 92966700 | 92970300 | 92973500 | 92977000 | 92976000 | 92999500 | 93020500 | 93040700 | 93063100 | 93082900 | 93102200 | 93119500 | 93139700 | 93136700 | 93133500 | 93132000 | 93129500 | 93129300 | 93127300 | 93125200 | 93123000 | 64503100 | 70225000 | 64501800 | 58777200 | 53052700 | 47329000
Industrial Sector Energy Related Emissions before CCS[hard coal if,refined petroleum and coke 19,F gases] | NoSettings | 0 | 0 | 0 | 0 | 0 | 0 | 0 | 0 | 0 | 0 | 0 | 0 | 0 | 0 | 0 | 0 | 0 | 0 | 0 | 0 | 0 | 0 | 0 | 0 | 0 | 0 | 0 | 0 | 0 | 0 | 0
Industrial Sector Energy Related Emissions before CCS[hard coal if,chemicals 20,CO2] | NoSettings | 0 | 32468200 | 56690500 | 73451800 | 81571800 | 83445800 | 81354500 | 83946300 | 131548000 | 126017000 | 120111000 | 112080000 | 114627000 | 116451000 | 117956000 | 118478000 | 119866000 | 115648000 | 112816000 | 109905000 | 107519000 | 105223000 | 101610000 | 97920100 | 93936400 | 71318800 | 71821600 | 66892700 | 62218700 | 57565400 | 52804700
Industrial Sector Energy Related Emissions before CCS[hard coal if,chemicals 20,VOC] | NoSettings | 0 | 152.275 | 265.877 | 344.487 | 382.57 | 391.359 | 381.55 | 393.706 | 616.958 | 591.019 | 563.318 | 525.651 | 537.599 | 546.154 | 553.211 | 555.659 | 562.17 | 542.388 | 529.105 | 515.454 | 504.26 | 493.492 | 476.549 | 459.243 | 440.56 | 334.483 | 336.841 | 313.725 | 291.804 | 269.98 | 247.653
Industrial Sector Energy Related Emissions before CCS[hard coal if,chemicals 20,CO] | NoSettings | 0 | 7738.92 | 13512.4 | 17507.5 | 19443 | 19889.7 | 19391.2 | 20009 | 31355.1 | 30036.8 | 28629 | 26714.7 | 27321.9 | 27756.7 | 28115.3 | 28239.7 | 28570.6 | 27565.3 | 26890.2 | 26196.4 | 25627.5 | 25080.3 | 24219.2 | 23339.7 | 22390.2 | 16999.1 | 17119 | 15944.2 | 14830.1 | 13721 | 12586.2
Industrial Sector Energy Related Emissions before CCS[hard coal if,chemicals 20,NOx] | NoSettings | 0 | 39294.5 | 68609.4 | 88894.7 | 98722 | 100990 | 98458.9 | 101596 | 159206 | 152512 | 145364 | 135644 | 138727 | 140935 | 142756 | 143387 | 145068 | 139963 | 136535 | 133013 | 130124 | 127346 | 122973 | 118507 | 113686 | 86313.3 | 86921.8 | 80956.6 | 75299.9 | 69668.3 | 63906.7
Industrial Sector Energy Related Emissions before CCS[hard coal if,chemicals 20,PM10] | NoSettings | 0 | 860.49 | 1502.44 | 1946.66 | 2161.86 | 2211.53 | 2156.1 | 2224.79 | 3486.37 | 3339.79 | 3183.26 | 2970.4 | 3037.92 | 3086.26 | 3126.14 | 3139.97 | 3176.76 | 3064.98 | 2989.92 | 2912.78 | 2849.52 | 2788.68 | 2692.93 | 2595.14 | 2489.56 | 1890.13 | 1903.46 | 1772.83 | 1648.96 | 1525.63 | 1399.46
Industrial Sector Energy Related Emissions before CCS[hard coal if,chemicals 20,PM25] | NoSettings | 0 | 814.533 | 1422.2 | 1842.7 | 2046.4 | 2093.42 | 2040.95 | 2105.97 | 3300.17 | 3161.42 | 3013.25 | 2811.76 | 2875.67 | 2921.43 | 2959.18 | 2972.27 | 3007.1 | 2901.29 | 2830.24 | 2757.21 | 2697.34 | 2639.74 | 2549.11 | 2456.54 | 2356.6 | 1789.18 | 1801.8 | 1678.15 | 1560.89 | 1444.15 | 1324.72
Industrial Sector Energy Related Emissions before CCS[hard coal if,chemicals 20,SOx] | NoSettings | 0 | 175876 | 307085 | 397879 | 441865 | 452016 | 440687 | 454727 | 712581 | 682621 | 650628 | 607123 | 620922 | 630803 | 638953 | 641781 | 649301 | 626453 | 611112 | 595344 | 582415 | 569979 | 550410 | 530422 | 508842 | 386325 | 389049 | 362350 | 337031 | 311825 | 286037
Industrial Sector Energy Related Emissions before CCS[hard coal if,chemicals 20,BC] | NoSettings | 0 | 34.9821 | 61.0798 | 79.1389 | 87.8877 | 89.9068 | 87.6535 | 90.446 | 141.734 | 135.775 | 129.411 | 120.758 | 123.502 | 125.468 | 127.089 | 127.651 | 129.147 | 124.603 | 121.551 | 118.415 | 115.843 | 113.37 | 109.478 | 105.502 | 101.21 | 76.8408 | 77.3825 | 72.072 | 67.0361 | 62.0225 | 56.8932
Industrial Sector Energy Related Emissions before CCS[hard coal if,chemicals 20,OC] | NoSettings | 0 | 65.8486 | 114.974 | 148.967 | 165.436 | 169.236 | 164.995 | 170.251 | 266.793 | 255.576 | 243.597 | 227.309 | 232.475 | 236.175 | 239.226 | 240.285 | 243.1 | 234.546 | 228.802 | 222.899 | 218.058 | 213.402 | 206.075 | 198.592 | 190.512 | 144.641 | 145.661 | 135.665 | 126.186 | 116.748 | 107.093
Industrial Sector Energy Related Emissions before CCS[hard coal if,chemicals 20,CH4] | NoSettings | 0 | 3772.58 | 6587.04 | 8534.59 | 9478.08 | 9695.83 | 9452.83 | 9753.98 | 15285 | 14642.4 | 13956.1 | 13022.9 | 13318.9 | 13530.8 | 13705.7 | 13766.3 | 13927.6 | 13437.5 | 13108.5 | 12770.2 | 12492.9 | 12226.2 | 11806.4 | 11377.6 | 10914.8 | 8286.75 | 8345.17 | 7772.47 | 7229.38 | 6688.7 | 6135.55
Industrial Sector Energy Related Emissions before CCS[hard coal if,chemicals 20,N2O] | NoSettings | 0 | 548.738 | 958.115 | 1241.39 | 1378.63 | 1410.3 | 1374.96 | 1418.76 | 2223.27 | 2129.8 | 2029.98 | 1894.24 | 1937.29 | 1968.12 | 1993.55 | 2002.37 | 2025.84 | 1954.55 | 1906.69 | 1857.49 | 1817.15 | 1778.35 | 1717.29 | 1654.93 | 1587.6 | 1205.35 | 1213.84 | 1130.54 | 1051.55 | 972.903 | 892.443
Industrial Sector Energy Related Emissions before CCS[hard coal if,chemicals 20,F gases] | NoSettings | 0 | 0 | 0 | 0 | 0 | 0 | 0 | 0 | 0 | 0 | 0 | 0 | 0 | 0 | 0 | 0 | 0 | 0 | 0 | 0 | 0 | 0 | 0 | 0 | 0 | 0 | 0 | 0 | 0 | 0 | 0
Industrial Sector Energy Related Emissions before CCS[hard coal if,rubber and plastic products 22,CO2] | NoSettings | 0 | 0 | 0 | 0 | 0 | 0 | 0 | 0 | 0 | 0 | 0 | 0 | 0 | 0 | 0 | 0 | 0 | 0 | 0 | 0 | 0 | 0 | 0 | 0 | 0 | 0 | 0 | 0 | 0 | 0 | 0
Industrial Sector Energy Related Emissions before CCS[hard coal if,rubber and plastic products 22,VOC] | NoSettings | 0 | 0 | 0 | 0 | 0 | 0 | 0 | 0 | 0 | 0 | 0 | 0 | 0 | 0 | 0 | 0 | 0 | 0 | 0 | 0 | 0 | 0 | 0 | 0 | 0 | 0 | 0 | 0 | 0 | 0 | 0
Industrial Sector Energy Related Emissions before CCS[hard coal if,rubber and plastic products 22,CO] | NoSettings | 0 | 0 | 0 | 0 | 0 | 0 | 0 | 0 | 0 | 0 | 0 | 0 | 0 | 0 | 0 | 0 | 0 | 0 | 0 | 0 | 0 | 0 | 0 | 0 | 0 | 0 | 0 | 0 | 0 | 0 | 0
Industrial Sector Energy Related Emissions before CCS[hard coal if,rubber and plastic products 22,NOx] | NoSettings | 0 | 0 | 0 | 0 | 0 | 0 | 0 | 0 | 0 | 0 | 0 | 0 | 0 | 0 | 0 | 0 | 0 | 0 | 0 | 0 | 0 | 0 | 0 | 0 | 0 | 0 | 0 | 0 | 0 | 0 | 0
Industrial Sector Energy Related Emissions before CCS[hard coal if,rubber and plastic products 22,PM10] | NoSettings | 0 | 0 | 0 | 0 | 0 | 0 | 0 | 0 | 0 | 0 | 0 | 0 | 0 | 0 | 0 | 0 | 0 | 0 | 0 | 0 | 0 | 0 | 0 | 0 | 0 | 0 | 0 | 0 | 0 | 0 | 0
Industrial Sector Energy Related Emissions before CCS[hard coal if,rubber and plastic products 22,PM25] | NoSettings | 0 | 0 | 0 | 0 | 0 | 0 | 0 | 0 | 0 | 0 | 0 | 0 | 0 | 0 | 0 | 0 | 0 | 0 | 0 | 0 | 0 | 0 | 0 | 0 | 0 | 0 | 0 | 0 | 0 | 0 | 0
Industrial Sector Energy Related Emissions before CCS[hard coal if,rubber and plastic products 22,SOx] | NoSettings | 0 | 0 | 0 | 0 | 0 | 0 | 0 | 0 | 0 | 0 | 0 | 0 | 0 | 0 | 0 | 0 | 0 | 0 | 0 | 0 | 0 | 0 | 0 | 0 | 0 | 0 | 0 | 0 | 0 | 0 | 0
Industrial Sector Energy Related Emissions before CCS[hard coal if,rubber and plastic products 22,BC] | NoSettings | 0 | 0 | 0 | 0 | 0 | 0 | 0 | 0 | 0 | 0 | 0 | 0 | 0 | 0 | 0 | 0 | 0 | 0 | 0 | 0 | 0 | 0 | 0 | 0 | 0 | 0 | 0 | 0 | 0 | 0 | 0
Industrial Sector Energy Related Emissions before CCS[hard coal if,rubber and plastic products 22,OC] | NoSettings | 0 | 0 | 0 | 0 | 0 | 0 | 0 | 0 | 0 | 0 | 0 | 0 | 0 | 0 | 0 | 0 | 0 | 0 | 0 | 0 | 0 | 0 | 0 | 0 | 0 | 0 | 0 | 0 | 0 | 0 | 0
Industrial Sector Energy Related Emissions before CCS[hard coal if,rubber and plastic products 22,CH4] | NoSettings | 0 | 0 | 0 | 0 | 0 | 0 | 0 | 0 | 0 | 0 | 0 | 0 | 0 | 0 | 0 | 0 | 0 | 0 | 0 | 0 | 0 | 0 | 0 | 0 | 0 | 0 | 0 | 0 | 0 | 0 | 0
Industrial Sector Energy Related Emissions before CCS[hard coal if,rubber and plastic products 22,N2O] | NoSettings | 0 | 0 | 0 | 0 | 0 | 0 | 0 | 0 | 0 | 0 | 0 | 0 | 0 | 0 | 0 | 0 | 0 | 0 | 0 | 0 | 0 | 0 | 0 | 0 | 0 | 0 | 0 | 0 | 0 | 0 | 0
Industrial Sector Energy Related Emissions before CCS[hard coal if,rubber and plastic products 22,F gases] | NoSettings | 0 | 0 | 0 | 0 | 0 | 0 | 0 | 0 | 0 | 0 | 0 | 0 | 0 | 0 | 0 | 0 | 0 | 0 | 0 | 0 | 0 | 0 | 0 | 0 | 0 | 0 | 0 | 0 | 0 | 0 | 0
Industrial Sector Energy Related Emissions before CCS[hard coal if,glass and glass products 231,CO2] | NoSettings | 0 | 0 | 0 | 0 | 0 | 0 | 0 | 0 | 0 | 0 | 0 | 0 | 0 | 0 | 0 | 0 | 0 | 0 | 0 | 0 | 0 | 0 | 0 | 0 | 0 | 0 | 0 | 0 | 0 | 0 | 0
Industrial Sector Energy Related Emissions before CCS[hard coal if,glass and glass products 231,VOC] | NoSettings | 0 | 0 | 0 | 0 | 0 | 0 | 0 | 0 | 0 | 0 | 0 | 0 | 0 | 0 | 0 | 0 | 0 | 0 | 0 | 0 | 0 | 0 | 0 | 0 | 0 | 0 | 0 | 0 | 0 | 0 | 0
Industrial Sector Energy Related Emissions before CCS[hard coal if,glass and glass products 231,CO] | NoSettings | 0 | 0 | 0 | 0 | 0 | 0 | 0 | 0 | 0 | 0 | 0 | 0 | 0 | 0 | 0 | 0 | 0 | 0 | 0 | 0 | 0 | 0 | 0 | 0 | 0 | 0 | 0 | 0 | 0 | 0 | 0
Industrial Sector Energy Related Emissions before CCS[hard coal if,glass and glass products 231,NOx] | NoSettings | 0 | 0 | 0 | 0 | 0 | 0 | 0 | 0 | 0 | 0 | 0 | 0 | 0 | 0 | 0 | 0 | 0 | 0 | 0 | 0 | 0 | 0 | 0 | 0 | 0 | 0 | 0 | 0 | 0 | 0 | 0
Industrial Sector Energy Related Emissions before CCS[hard coal if,glass and glass products 231,PM10] | NoSettings | 0 | 0 | 0 | 0 | 0 | 0 | 0 | 0 | 0 | 0 | 0 | 0 | 0 | 0 | 0 | 0 | 0 | 0 | 0 | 0 | 0 | 0 | 0 | 0 | 0 | 0 | 0 | 0 | 0 | 0 | 0
Industrial Sector Energy Related Emissions before CCS[hard coal if,glass and glass products 231,PM25] | NoSettings | 0 | 0 | 0 | 0 | 0 | 0 | 0 | 0 | 0 | 0 | 0 | 0 | 0 | 0 | 0 | 0 | 0 | 0 | 0 | 0 | 0 | 0 | 0 | 0 | 0 | 0 | 0 | 0 | 0 | 0 | 0
Industrial Sector Energy Related Emissions before CCS[hard coal if,glass and glass products 231,SOx] | NoSettings | 0 | 0 | 0 | 0 | 0 | 0 | 0 | 0 | 0 | 0 | 0 | 0 | 0 | 0 | 0 | 0 | 0 | 0 | 0 | 0 | 0 | 0 | 0 | 0 | 0 | 0 | 0 | 0 | 0 | 0 | 0
Industrial Sector Energy Related Emissions before CCS[hard coal if,glass and glass products 231,BC] | NoSettings | 0 | 0 | 0 | 0 | 0 | 0 | 0 | 0 | 0 | 0 | 0 | 0 | 0 | 0 | 0 | 0 | 0 | 0 | 0 | 0 | 0 | 0 | 0 | 0 | 0 | 0 | 0 | 0 | 0 | 0 | 0
Industrial Sector Energy Related Emissions before CCS[hard coal if,glass and glass products 231,OC] | NoSettings | 0 | 0 | 0 | 0 | 0 | 0 | 0 | 0 | 0 | 0 | 0 | 0 | 0 | 0 | 0 | 0 | 0 | 0 | 0 | 0 | 0 | 0 | 0 | 0 | 0 | 0 | 0 | 0 | 0 | 0 | 0
Industrial Sector Energy Related Emissions before CCS[hard coal if,glass and glass products 231,CH4] | NoSettings | 0 | 0 | 0 | 0 | 0 | 0 | 0 | 0 | 0 | 0 | 0 | 0 | 0 | 0 | 0 | 0 | 0 | 0 | 0 | 0 | 0 | 0 | 0 | 0 | 0 | 0 | 0 | 0 | 0 | 0 | 0
Industrial Sector Energy Related Emissions before CCS[hard coal if,glass and glass products 231,N2O] | NoSettings | 0 | 0 | 0 | 0 | 0 | 0 | 0 | 0 | 0 | 0 | 0 | 0 | 0 | 0 | 0 | 0 | 0 | 0 | 0 | 0 | 0 | 0 | 0 | 0 | 0 | 0 | 0 | 0 | 0 | 0 | 0
Industrial Sector Energy Related Emissions before CCS[hard coal if,glass and glass products 231,F gases] | NoSettings | 0 | 0 | 0 | 0 | 0 | 0 | 0 | 0 | 0 | 0 | 0 | 0 | 0 | 0 | 0 | 0 | 0 | 0 | 0 | 0 | 0 | 0 | 0 | 0 | 0 | 0 | 0 | 0 | 0 | 0 | 0
Industrial Sector Energy Related Emissions before CCS[hard coal if,cement and other nonmetallic minerals 239,CO2] | NoSettings | 3386890000000 | 3301810000000 | 3216890000000 | 3131970000000 | 3047020000000 | 2962040000000 | 2877050000000 | 2792060000000 | 2707290000000 | 2623360000000 | 2539340000000 | 2455200000000 | 2371120000000 | 2286970000000 | 2202770000000 | 2118540000000 | 2119410000000 | 2119270000000 | 2119140000000 | 2119010000000 | 2118900000000 | 2118790000000 | 2118660000000 | 2118510000000 | 2118350000000 | 2116610000000 | 2116830000000 | 2116430000000 | 2116040000000 | 2115650000000 | 2115280000000
Industrial Sector Energy Related Emissions before CCS[hard coal if,cement and other nonmetallic minerals 239,VOC] | NoSettings | 15884500 | 15485400 | 15087100 | 14688900 | 14290400 | 13891900 | 13493300 | 13094700 | 12697100 | 12303500 | 11909400 | 11514800 | 11120500 | 10725800 | 10330900 | 9935890 | 9939960 | 9939340 | 9938720 | 9938090 | 9937570 | 9937060 | 9936450 | 9935760 | 9935020 | 9926830 | 9927860 | 9925990 | 9924160 | 9922370 | 9920610
Industrial Sector Energy Related Emissions before CCS[hard coal if,cement and other nonmetallic minerals 239,CO] | NoSettings | 807281000 | 787000000 | 766759000 | 746518000 | 726269000 | 706015000 | 685756000 | 665500000 | 645294000 | 625289000 | 605262000 | 585208000 | 565166000 | 545108000 | 525039000 | 504962000 | 505170000 | 505138000 | 505106000 | 505074000 | 505048000 | 505022000 | 504991000 | 504956000 | 504918000 | 504502000 | 504554000 | 504459000 | 504366000 | 504275000 | 504186000
Industrial Sector Energy Related Emissions before CCS[hard coal if,cement and other nonmetallic minerals 239,NOx] | NoSettings | 4098980000 | 3996000000 | 3893230000 | 3790450000 | 3687640000 | 3584800000 | 3481930000 | 3379080000 | 3276490000 | 3174910000 | 3073220000 | 2971400000 | 2869640000 | 2767790000 | 2665890000 | 2563950000 | 2565000000 | 2564840000 | 2564680000 | 2564520000 | 2564390000 | 2564250000 | 2564100000 | 2563920000 | 2563730000 | 2561610000 | 2561880000 | 2561400000 | 2560930000 | 2560460000 | 2560010000
Industrial Sector Energy Related Emissions before CCS[hard coal if,cement and other nonmetallic minerals 239,PM10] | NoSettings | 89761500 | 87506400 | 85255900 | 83005200 | 80753800 | 78501700 | 76249200 | 73996900 | 71750200 | 69525800 | 67299000 | 65069200 | 62840800 | 60610500 | 58379000 | 56146700 | 56169800 | 56166200 | 56162700 | 56159200 | 56156200 | 56153300 | 56149900 | 56146000 | 56141800 | 56095500 | 56101300 | 56090800 | 56080400 | 56070300 | 56060400
Industrial Sector Energy Related Emissions before CCS[hard coal if,cement and other nonmetallic minerals 239,PM25] | NoSettings | 84967500 | 82832900 | 80702500 | 78572100 | 76440900 | 74309100 | 72176900 | 70044900 | 67918100 | 65812600 | 63704800 | 61594000 | 59484600 | 57373400 | 55261100 | 53148100 | 53169900 | 53166500 | 53163200 | 53159800 | 53157100 | 53154300 | 53151000 | 53147300 | 53143400 | 53099600 | 53105100 | 53095100 | 53085300 | 53075700 | 53066300
Industrial Sector Energy Related Emissions before CCS[hard coal if,cement and other nonmetallic minerals 239,SOx] | NoSettings | 18346400000 | 17885500000 | 17425500000 | 16965500000 | 16505300000 | 16045000000 | 15584600000 | 15124300000 | 14665100000 | 14210400000 | 13755300000 | 13299500000 | 12844100000 | 12388200000 | 11932100000 | 11475900000 | 11480600000 | 11479800000 | 11479100000 | 11478400000 | 11477800000 | 11477200000 | 11476500000 | 11475700000 | 11474900000 | 11465400000 | 11466600000 | 11464400000 | 11462300000 | 11460200000 | 11458200000
Industrial Sector Energy Related Emissions before CCS[hard coal if,cement and other nonmetallic minerals 239,BC] | NoSettings | 3649130 | 3557450 | 3465960 | 3374470 | 3282940 | 3191380 | 3099810 | 3008240 | 2916910 | 2826480 | 2735950 | 2645300 | 2554710 | 2464040 | 2373320 | 2282570 | 2283510 | 2283360 | 2283220 | 2283080 | 2282960 | 2282840 | 2282700 | 2282540 | 2282370 | 2280490 | 2280720 | 2280300 | 2279870 | 2279460 | 2279060
Industrial Sector Energy Related Emissions before CCS[hard coal if,cement and other nonmetallic minerals 239,OC] | NoSettings | 6868950 | 6696380 | 6524160 | 6351940 | 6179640 | 6007310 | 5834930 | 5662570 | 5490650 | 5320430 | 5150030 | 4979390 | 4808860 | 4638190 | 4467420 | 4296600 | 4298360 | 4298090 | 4297830 | 4297550 | 4297330 | 4297110 | 4296840 | 4296540 | 4296230 | 4292680 | 4293130 | 4292320 | 4291530 | 4290750 | 4289990
Industrial Sector Energy Related Emissions before CCS[hard coal if,cement and other nonmetallic minerals 239,CH4] | NoSettings | 393534000 | 383647000 | 373780000 | 363913000 | 354042000 | 344169000 | 334293000 | 324418000 | 314568000 | 304816000 | 295054000 | 285278000 | 275508000 | 265730000 | 255946000 | 246159000 | 246260000 | 246245000 | 246230000 | 246214000 | 246201000 | 246188000 | 246173000 | 246156000 | 246138000 | 245935000 | 245960000 | 245914000 | 245869000 | 245824000 | 245781000
Industrial Sector Energy Related Emissions before CCS[hard coal if,cement and other nonmetallic minerals 239,N2O] | NoSettings | 57241300 | 55803200 | 54368000 | 52932800 | 51497000 | 50060900 | 48624400 | 47188100 | 45755400 | 44336900 | 42916900 | 41494900 | 40073800 | 38651600 | 37228500 | 35805000 | 35819700 | 35817400 | 35815200 | 35812900 | 35811100 | 35809200 | 35807000 | 35804500 | 35801900 | 35772400 | 35776100 | 35769300 | 35762700 | 35756300 | 35749900
Industrial Sector Energy Related Emissions before CCS[hard coal if,cement and other nonmetallic minerals 239,F gases] | NoSettings | 0 | 0 | 0 | 0 | 0 | 0 | 0 | 0 | 0 | 0 | 0 | 0 | 0 | 0 | 0 | 0 | 0 | 0 | 0 | 0 | 0 | 0 | 0 | 0 | 0 | 0 | 0 | 0 | 0 | 0 | 0
Industrial Sector Energy Related Emissions before CCS[hard coal if,iron and steel 241,CO2] | NoSettings | 0 | 0 | 0 | 0 | 0 | 0 | 0 | 0 | 0 | 0 | 0 | 0 | 0 | 0 | 0 | 0 | 0 | 0 | 0 | 0 | 0 | 0 | 0 | 0 | 0 | 0 | 0 | 0 | 0 | 0 | 0
Industrial Sector Energy Related Emissions before CCS[hard coal if,iron and steel 241,VOC] | NoSettings | 0 | 0 | 0 | 0 | 0 | 0 | 0 | 0 | 0 | 0 | 0 | 0 | 0 | 0 | 0 | 0 | 0 | 0 | 0 | 0 | 0 | 0 | 0 | 0 | 0 | 0 | 0 | 0 | 0 | 0 | 0
Industrial Sector Energy Related Emissions before CCS[hard coal if,iron and steel 241,CO] | NoSettings | 0 | 0 | 0 | 0 | 0 | 0 | 0 | 0 | 0 | 0 | 0 | 0 | 0 | 0 | 0 | 0 | 0 | 0 | 0 | 0 | 0 | 0 | 0 | 0 | 0 | 0 | 0 | 0 | 0 | 0 | 0
Industrial Sector Energy Related Emissions before CCS[hard coal if,iron and steel 241,NOx] | NoSettings | 0 | 0 | 0 | 0 | 0 | 0 | 0 | 0 | 0 | 0 | 0 | 0 | 0 | 0 | 0 | 0 | 0 | 0 | 0 | 0 | 0 | 0 | 0 | 0 | 0 | 0 | 0 | 0 | 0 | 0 | 0
Industrial Sector Energy Related Emissions before CCS[hard coal if,iron and steel 241,PM10] | NoSettings | 0 | 0 | 0 | 0 | 0 | 0 | 0 | 0 | 0 | 0 | 0 | 0 | 0 | 0 | 0 | 0 | 0 | 0 | 0 | 0 | 0 | 0 | 0 | 0 | 0 | 0 | 0 | 0 | 0 | 0 | 0
Industrial Sector Energy Related Emissions before CCS[hard coal if,iron and steel 241,PM25] | NoSettings | 0 | 0 | 0 | 0 | 0 | 0 | 0 | 0 | 0 | 0 | 0 | 0 | 0 | 0 | 0 | 0 | 0 | 0 | 0 | 0 | 0 | 0 | 0 | 0 | 0 | 0 | 0 | 0 | 0 | 0 | 0
Industrial Sector Energy Related Emissions before CCS[hard coal if,iron and steel 241,SOx] | NoSettings | 0 | 0 | 0 | 0 | 0 | 0 | 0 | 0 | 0 | 0 | 0 | 0 | 0 | 0 | 0 | 0 | 0 | 0 | 0 | 0 | 0 | 0 | 0 | 0 | 0 | 0 | 0 | 0 | 0 | 0 | 0
Industrial Sector Energy Related Emissions before CCS[hard coal if,iron and steel 241,BC] | NoSettings | 0 | 0 | 0 | 0 | 0 | 0 | 0 | 0 | 0 | 0 | 0 | 0 | 0 | 0 | 0 | 0 | 0 | 0 | 0 | 0 | 0 | 0 | 0 | 0 | 0 | 0 | 0 | 0 | 0 | 0 | 0
Industrial Sector Energy Related Emissions before CCS[hard coal if,iron and steel 241,OC] | NoSettings | 0 | 0 | 0 | 0 | 0 | 0 | 0 | 0 | 0 | 0 | 0 | 0 | 0 | 0 | 0 | 0 | 0 | 0 | 0 | 0 | 0 | 0 | 0 | 0 | 0 | 0 | 0 | 0 | 0 | 0 | 0
Industrial Sector Energy Related Emissions before CCS[hard coal if,iron and steel 241,CH4] | NoSettings | 0 | 0 | 0 | 0 | 0 | 0 | 0 | 0 | 0 | 0 | 0 | 0 | 0 | 0 | 0 | 0 | 0 | 0 | 0 | 0 | 0 | 0 | 0 | 0 | 0 | 0 | 0 | 0 | 0 | 0 | 0
Industrial Sector Energy Related Emissions before CCS[hard coal if,iron and steel 241,N2O] | NoSettings | 0 | 0 | 0 | 0 | 0 | 0 | 0 | 0 | 0 | 0 | 0 | 0 | 0 | 0 | 0 | 0 | 0 | 0 | 0 | 0 | 0 | 0 | 0 | 0 | 0 | 0 | 0 | 0 | 0 | 0 | 0
Industrial Sector Energy Related Emissions before CCS[hard coal if,iron and steel 241,F gases] | NoSettings | 0 | 0 | 0 | 0 | 0 | 0 | 0 | 0 | 0 | 0 | 0 | 0 | 0 | 0 | 0 | 0 | 0 | 0 | 0 | 0 | 0 | 0 | 0 | 0 | 0 | 0 | 0 | 0 | 0 | 0 | 0
Industrial Sector Energy Related Emissions before CCS[hard coal if,other metals 242,CO2] | NoSettings | 0 | 0 | 0 | 0 | 0 | 0 | 0 | 0 | 0 | 0 | 0 | 0 | 0 | 0 | 0 | 0 | 0 | 0 | 0 | 0 | 0 | 0 | 0 | 0 | 0 | 0 | 0 | 0 | 0 | 0 | 0
Industrial Sector Energy Related Emissions before CCS[hard coal if,other metals 242,VOC] | NoSettings | 0 | 0 | 0 | 0 | 0 | 0 | 0 | 0 | 0 | 0 | 0 | 0 | 0 | 0 | 0 | 0 | 0 | 0 | 0 | 0 | 0 | 0 | 0 | 0 | 0 | 0 | 0 | 0 | 0 | 0 | 0
Industrial Sector Energy Related Emissions before CCS[hard coal if,other metals 242,CO] | NoSettings | 0 | 0 | 0 | 0 | 0 | 0 | 0 | 0 | 0 | 0 | 0 | 0 | 0 | 0 | 0 | 0 | 0 | 0 | 0 | 0 | 0 | 0 | 0 | 0 | 0 | 0 | 0 | 0 | 0 | 0 | 0
Industrial Sector Energy Related Emissions before CCS[hard coal if,other metals 242,NOx] | NoSettings | 0 | 0 | 0 | 0 | 0 | 0 | 0 | 0 | 0 | 0 | 0 | 0 | 0 | 0 | 0 | 0 | 0 | 0 | 0 | 0 | 0 | 0 | 0 | 0 | 0 | 0 | 0 | 0 | 0 | 0 | 0
Industrial Sector Energy Related Emissions before CCS[hard coal if,other metals 242,PM10] | NoSettings | 0 | 0 | 0 | 0 | 0 | 0 | 0 | 0 | 0 | 0 | 0 | 0 | 0 | 0 | 0 | 0 | 0 | 0 | 0 | 0 | 0 | 0 | 0 | 0 | 0 | 0 | 0 | 0 | 0 | 0 | 0
Industrial Sector Energy Related Emissions before CCS[hard coal if,other metals 242,PM25] | NoSettings | 0 | 0 | 0 | 0 | 0 | 0 | 0 | 0 | 0 | 0 | 0 | 0 | 0 | 0 | 0 | 0 | 0 | 0 | 0 | 0 | 0 | 0 | 0 | 0 | 0 | 0 | 0 | 0 | 0 | 0 | 0
Industrial Sector Energy Related Emissions before CCS[hard coal if,other metals 242,SOx] | NoSettings | 0 | 0 | 0 | 0 | 0 | 0 | 0 | 0 | 0 | 0 | 0 | 0 | 0 | 0 | 0 | 0 | 0 | 0 | 0 | 0 | 0 | 0 | 0 | 0 | 0 | 0 | 0 | 0 | 0 | 0 | 0
Industrial Sector Energy Related Emissions before CCS[hard coal if,other metals 242,BC] | NoSettings | 0 | 0 | 0 | 0 | 0 | 0 | 0 | 0 | 0 | 0 | 0 | 0 | 0 | 0 | 0 | 0 | 0 | 0 | 0 | 0 | 0 | 0 | 0 | 0 | 0 | 0 | 0 | 0 | 0 | 0 | 0
Industrial Sector Energy Related Emissions before CCS[hard coal if,other metals 242,OC] | NoSettings | 0 | 0 | 0 | 0 | 0 | 0 | 0 | 0 | 0 | 0 | 0 | 0 | 0 | 0 | 0 | 0 | 0 | 0 | 0 | 0 | 0 | 0 | 0 | 0 | 0 | 0 | 0 | 0 | 0 | 0 | 0
Industrial Sector Energy Related Emissions before CCS[hard coal if,other metals 242,CH4] | NoSettings | 0 | 0 | 0 | 0 | 0 | 0 | 0 | 0 | 0 | 0 | 0 | 0 | 0 | 0 | 0 | 0 | 0 | 0 | 0 | 0 | 0 | 0 | 0 | 0 | 0 | 0 | 0 | 0 | 0 | 0 | 0
Industrial Sector Energy Related Emissions before CCS[hard coal if,other metals 242,N2O] | NoSettings | 0 | 0 | 0 | 0 | 0 | 0 | 0 | 0 | 0 | 0 | 0 | 0 | 0 | 0 | 0 | 0 | 0 | 0 | 0 | 0 | 0 | 0 | 0 | 0 | 0 | 0 | 0 | 0 | 0 | 0 | 0
Industrial Sector Energy Related Emissions before CCS[hard coal if,other metals 242,F gases] | NoSettings | 0 | 0 | 0 | 0 | 0 | 0 | 0 | 0 | 0 | 0 | 0 | 0 | 0 | 0 | 0 | 0 | 0 | 0 | 0 | 0 | 0 | 0 | 0 | 0 | 0 | 0 | 0 | 0 | 0 | 0 | 0
Industrial Sector Energy Related Emissions before CCS[hard coal if,metal products except machinery and vehicles 25,CO2] | NoSettings | 0 | 0 | 0 | 0 | 0 | 0 | 0 | 0 | 0 | 0 | 0 | 0 | 0 | 0 | 0 | 0 | 0 | 0 | 0 | 0 | 0 | 0 | 0 | 0 | 0 | 0 | 0 | 0 | 0 | 0 | 0
Industrial Sector Energy Related Emissions before CCS[hard coal if,metal products except machinery and vehicles 25,VOC] | NoSettings | 0 | 0 | 0 | 0 | 0 | 0 | 0 | 0 | 0 | 0 | 0 | 0 | 0 | 0 | 0 | 0 | 0 | 0 | 0 | 0 | 0 | 0 | 0 | 0 | 0 | 0 | 0 | 0 | 0 | 0 | 0
Industrial Sector Energy Related Emissions before CCS[hard coal if,metal products except machinery and vehicles 25,CO] | NoSettings | 0 | 0 | 0 | 0 | 0 | 0 | 0 | 0 | 0 | 0 | 0 | 0 | 0 | 0 | 0 | 0 | 0 | 0 | 0 | 0 | 0 | 0 | 0 | 0 | 0 | 0 | 0 | 0 | 0 | 0 | 0
Industrial Sector Energy Related Emissions before CCS[hard coal if,metal products except machinery and vehicles 25,NOx] | NoSettings | 0 | 0 | 0 | 0 | 0 | 0 | 0 | 0 | 0 | 0 | 0 | 0 | 0 | 0 | 0 | 0 | 0 | 0 | 0 | 0 | 0 | 0 | 0 | 0 | 0 | 0 | 0 | 0 | 0 | 0 | 0
Industrial Sector Energy Related Emissions before CCS[hard coal if,metal products except machinery and vehicles 25,PM10] | NoSettings | 0 | 0 | 0 | 0 | 0 | 0 | 0 | 0 | 0 | 0 | 0 | 0 | 0 | 0 | 0 | 0 | 0 | 0 | 0 | 0 | 0 | 0 | 0 | 0 | 0 | 0 | 0 | 0 | 0 | 0 | 0
Industrial Sector Energy Related Emissions before CCS[hard coal if,metal products except machinery and vehicles 25,PM25] | NoSettings | 0 | 0 | 0 | 0 | 0 | 0 | 0 | 0 | 0 | 0 | 0 | 0 | 0 | 0 | 0 | 0 | 0 | 0 | 0 | 0 | 0 | 0 | 0 | 0 | 0 | 0 | 0 | 0 | 0 | 0 | 0
Industrial Sector Energy Related Emissions before CCS[hard coal if,metal products except machinery and vehicles 25,SOx] | NoSettings | 0 | 0 | 0 | 0 | 0 | 0 | 0 | 0 | 0 | 0 | 0 | 0 | 0 | 0 | 0 | 0 | 0 | 0 | 0 | 0 | 0 | 0 | 0 | 0 | 0 | 0 | 0 | 0 | 0 | 0 | 0
Industrial Sector Energy Related Emissions before CCS[hard coal if,metal products except machinery and vehicles 25,BC] | NoSettings | 0 | 0 | 0 | 0 | 0 | 0 | 0 | 0 | 0 | 0 | 0 | 0 | 0 | 0 | 0 | 0 | 0 | 0 | 0 | 0 | 0 | 0 | 0 | 0 | 0 | 0 | 0 | 0 | 0 | 0 | 0
Industrial Sector Energy Related Emissions before CCS[hard coal if,metal products except machinery and vehicles 25,OC] | NoSettings | 0 | 0 | 0 | 0 | 0 | 0 | 0 | 0 | 0 | 0 | 0 | 0 | 0 | 0 | 0 | 0 | 0 | 0 | 0 | 0 | 0 | 0 | 0 | 0 | 0 | 0 | 0 | 0 | 0 | 0 | 0
Industrial Sector Energy Related Emissions before CCS[hard coal if,metal products except machinery and vehicles 25,CH4] | NoSettings | 0 | 0 | 0 | 0 | 0 | 0 | 0 | 0 | 0 | 0 | 0 | 0 | 0 | 0 | 0 | 0 | 0 | 0 | 0 | 0 | 0 | 0 | 0 | 0 | 0 | 0 | 0 | 0 | 0 | 0 | 0
Industrial Sector Energy Related Emissions before CCS[hard coal if,metal products except machinery and vehicles 25,N2O] | NoSettings | 0 | 0 | 0 | 0 | 0 | 0 | 0 | 0 | 0 | 0 | 0 | 0 | 0 | 0 | 0 | 0 | 0 | 0 | 0 | 0 | 0 | 0 | 0 | 0 | 0 | 0 | 0 | 0 | 0 | 0 | 0
Industrial Sector Energy Related Emissions before CCS[hard coal if,metal products except machinery and vehicles 25,F gases] | NoSettings | 0 | 0 | 0 | 0 | 0 | 0 | 0 | 0 | 0 | 0 | 0 | 0 | 0 | 0 | 0 | 0 | 0 | 0 | 0 | 0 | 0 | 0 | 0 | 0 | 0 | 0 | 0 | 0 | 0 | 0 | 0
Industrial Sector Energy Related Emissions before CCS[hard coal if,computers and electronics 26,CO2] | NoSettings | 0 | 0 | 0 | 0 | 0 | 0 | 0 | 0 | 0 | 0 | 0 | 0 | 0 | 0 | 0 | 0 | 0 | 0 | 0 | 0 | 0 | 0 | 0 | 0 | 0 | 0 | 0 | 0 | 0 | 0 | 0
Industrial Sector Energy Related Emissions before CCS[hard coal if,computers and electronics 26,VOC] | NoSettings | 0 | 0 | 0 | 0 | 0 | 0 | 0 | 0 | 0 | 0 | 0 | 0 | 0 | 0 | 0 | 0 | 0 | 0 | 0 | 0 | 0 | 0 | 0 | 0 | 0 | 0 | 0 | 0 | 0 | 0 | 0
Industrial Sector Energy Related Emissions before CCS[hard coal if,computers and electronics 26,CO] | NoSettings | 0 | 0 | 0 | 0 | 0 | 0 | 0 | 0 | 0 | 0 | 0 | 0 | 0 | 0 | 0 | 0 | 0 | 0 | 0 | 0 | 0 | 0 | 0 | 0 | 0 | 0 | 0 | 0 | 0 | 0 | 0
Industrial Sector Energy Related Emissions before CCS[hard coal if,computers and electronics 26,NOx] | NoSettings | 0 | 0 | 0 | 0 | 0 | 0 | 0 | 0 | 0 | 0 | 0 | 0 | 0 | 0 | 0 | 0 | 0 | 0 | 0 | 0 | 0 | 0 | 0 | 0 | 0 | 0 | 0 | 0 | 0 | 0 | 0
Industrial Sector Energy Related Emissions before CCS[hard coal if,computers and electronics 26,PM10] | NoSettings | 0 | 0 | 0 | 0 | 0 | 0 | 0 | 0 | 0 | 0 | 0 | 0 | 0 | 0 | 0 | 0 | 0 | 0 | 0 | 0 | 0 | 0 | 0 | 0 | 0 | 0 | 0 | 0 | 0 | 0 | 0
Industrial Sector Energy Related Emissions before CCS[hard coal if,computers and electronics 26,PM25] | NoSettings | 0 | 0 | 0 | 0 | 0 | 0 | 0 | 0 | 0 | 0 | 0 | 0 | 0 | 0 | 0 | 0 | 0 | 0 | 0 | 0 | 0 | 0 | 0 | 0 | 0 | 0 | 0 | 0 | 0 | 0 | 0
Industrial Sector Energy Related Emissions before CCS[hard coal if,computers and electronics 26,SOx] | NoSettings | 0 | 0 | 0 | 0 | 0 | 0 | 0 | 0 | 0 | 0 | 0 | 0 | 0 | 0 | 0 | 0 | 0 | 0 | 0 | 0 | 0 | 0 | 0 | 0 | 0 | 0 | 0 | 0 | 0 | 0 | 0
Industrial Sector Energy Related Emissions before CCS[hard coal if,computers and electronics 26,BC] | NoSettings | 0 | 0 | 0 | 0 | 0 | 0 | 0 | 0 | 0 | 0 | 0 | 0 | 0 | 0 | 0 | 0 | 0 | 0 | 0 | 0 | 0 | 0 | 0 | 0 | 0 | 0 | 0 | 0 | 0 | 0 | 0
Industrial Sector Energy Related Emissions before CCS[hard coal if,computers and electronics 26,OC] | NoSettings | 0 | 0 | 0 | 0 | 0 | 0 | 0 | 0 | 0 | 0 | 0 | 0 | 0 | 0 | 0 | 0 | 0 | 0 | 0 | 0 | 0 | 0 | 0 | 0 | 0 | 0 | 0 | 0 | 0 | 0 | 0
Industrial Sector Energy Related Emissions before CCS[hard coal if,computers and electronics 26,CH4] | NoSettings | 0 | 0 | 0 | 0 | 0 | 0 | 0 | 0 | 0 | 0 | 0 | 0 | 0 | 0 | 0 | 0 | 0 | 0 | 0 | 0 | 0 | 0 | 0 | 0 | 0 | 0 | 0 | 0 | 0 | 0 | 0
Industrial Sector Energy Related Emissions before CCS[hard coal if,computers and electronics 26,N2O] | NoSettings | 0 | 0 | 0 | 0 | 0 | 0 | 0 | 0 | 0 | 0 | 0 | 0 | 0 | 0 | 0 | 0 | 0 | 0 | 0 | 0 | 0 | 0 | 0 | 0 | 0 | 0 | 0 | 0 | 0 | 0 | 0
Industrial Sector Energy Related Emissions before CCS[hard coal if,computers and electronics 26,F gases] | NoSettings | 0 | 0 | 0 | 0 | 0 | 0 | 0 | 0 | 0 | 0 | 0 | 0 | 0 | 0 | 0 | 0 | 0 | 0 | 0 | 0 | 0 | 0 | 0 | 0 | 0 | 0 | 0 | 0 | 0 | 0 | 0
Industrial Sector Energy Related Emissions before CCS[hard coal if,appliances and electrical equipment 27,CO2] | NoSettings | 0 | 0 | 0 | 0 | 0 | 0 | 0 | 0 | 0 | 0 | 0 | 0 | 0 | 0 | 0 | 0 | 0 | 0 | 0 | 0 | 0 | 0 | 0 | 0 | 0 | 0 | 0 | 0 | 0 | 0 | 0
Industrial Sector Energy Related Emissions before CCS[hard coal if,appliances and electrical equipment 27,VOC] | NoSettings | 0 | 0 | 0 | 0 | 0 | 0 | 0 | 0 | 0 | 0 | 0 | 0 | 0 | 0 | 0 | 0 | 0 | 0 | 0 | 0 | 0 | 0 | 0 | 0 | 0 | 0 | 0 | 0 | 0 | 0 | 0
Industrial Sector Energy Related Emissions before CCS[hard coal if,appliances and electrical equipment 27,CO] | NoSettings | 0 | 0 | 0 | 0 | 0 | 0 | 0 | 0 | 0 | 0 | 0 | 0 | 0 | 0 | 0 | 0 | 0 | 0 | 0 | 0 | 0 | 0 | 0 | 0 | 0 | 0 | 0 | 0 | 0 | 0 | 0
Industrial Sector Energy Related Emissions before CCS[hard coal if,appliances and electrical equipment 27,NOx] | NoSettings | 0 | 0 | 0 | 0 | 0 | 0 | 0 | 0 | 0 | 0 | 0 | 0 | 0 | 0 | 0 | 0 | 0 | 0 | 0 | 0 | 0 | 0 | 0 | 0 | 0 | 0 | 0 | 0 | 0 | 0 | 0
Industrial Sector Energy Related Emissions before CCS[hard coal if,appliances and electrical equipment 27,PM10] | NoSettings | 0 | 0 | 0 | 0 | 0 | 0 | 0 | 0 | 0 | 0 | 0 | 0 | 0 | 0 | 0 | 0 | 0 | 0 | 0 | 0 | 0 | 0 | 0 | 0 | 0 | 0 | 0 | 0 | 0 | 0 | 0
Industrial Sector Energy Related Emissions before CCS[hard coal if,appliances and electrical equipment 27,PM25] | NoSettings | 0 | 0 | 0 | 0 | 0 | 0 | 0 | 0 | 0 | 0 | 0 | 0 | 0 | 0 | 0 | 0 | 0 | 0 | 0 | 0 | 0 | 0 | 0 | 0 | 0 | 0 | 0 | 0 | 0 | 0 | 0
Industrial Sector Energy Related Emissions before CCS[hard coal if,appliances and electrical equipment 27,SOx] | NoSettings | 0 | 0 | 0 | 0 | 0 | 0 | 0 | 0 | 0 | 0 | 0 | 0 | 0 | 0 | 0 | 0 | 0 | 0 | 0 | 0 | 0 | 0 | 0 | 0 | 0 | 0 | 0 | 0 | 0 | 0 | 0
Industrial Sector Energy Related Emissions before CCS[hard coal if,appliances and electrical equipment 27,BC] | NoSettings | 0 | 0 | 0 | 0 | 0 | 0 | 0 | 0 | 0 | 0 | 0 | 0 | 0 | 0 | 0 | 0 | 0 | 0 | 0 | 0 | 0 | 0 | 0 | 0 | 0 | 0 | 0 | 0 | 0 | 0 | 0
Industrial Sector Energy Related Emissions before CCS[hard coal if,appliances and electrical equipment 27,OC] | NoSettings | 0 | 0 | 0 | 0 | 0 | 0 | 0 | 0 | 0 | 0 | 0 | 0 | 0 | 0 | 0 | 0 | 0 | 0 | 0 | 0 | 0 | 0 | 0 | 0 | 0 | 0 | 0 | 0 | 0 | 0 | 0
Industrial Sector Energy Related Emissions before CCS[hard coal if,appliances and electrical equipment 27,CH4] | NoSettings | 0 | 0 | 0 | 0 | 0 | 0 | 0 | 0 | 0 | 0 | 0 | 0 | 0 | 0 | 0 | 0 | 0 | 0 | 0 | 0 | 0 | 0 | 0 | 0 | 0 | 0 | 0 | 0 | 0 | 0 | 0
Industrial Sector Energy Related Emissions before CCS[hard coal if,appliances and electrical equipment 27,N2O] | NoSettings | 0 | 0 | 0 | 0 | 0 | 0 | 0 | 0 | 0 | 0 | 0 | 0 | 0 | 0 | 0 | 0 | 0 | 0 | 0 | 0 | 0 | 0 | 0 | 0 | 0 | 0 | 0 | 0 | 0 | 0 | 0
Industrial Sector Energy Related Emissions before CCS[hard coal if,appliances and electrical equipment 27,F gases] | NoSettings | 0 | 0 | 0 | 0 | 0 | 0 | 0 | 0 | 0 | 0 | 0 | 0 | 0 | 0 | 0 | 0 | 0 | 0 | 0 | 0 | 0 | 0 | 0 | 0 | 0 | 0 | 0 | 0 | 0 | 0 | 0
Industrial Sector Energy Related Emissions before CCS[hard coal if,other machinery 28,CO2] | NoSettings | 0 | 0 | 0 | 0 | 0 | 0 | 0 | 0 | 0 | 0 | 0 | 0 | 0 | 0 | 0 | 0 | 0 | 0 | 0 | 0 | 0 | 0 | 0 | 0 | 0 | 0 | 0 | 0 | 0 | 0 | 0
Industrial Sector Energy Related Emissions before CCS[hard coal if,other machinery 28,VOC] | NoSettings | 0 | 0 | 0 | 0 | 0 | 0 | 0 | 0 | 0 | 0 | 0 | 0 | 0 | 0 | 0 | 0 | 0 | 0 | 0 | 0 | 0 | 0 | 0 | 0 | 0 | 0 | 0 | 0 | 0 | 0 | 0
Industrial Sector Energy Related Emissions before CCS[hard coal if,other machinery 28,CO] | NoSettings | 0 | 0 | 0 | 0 | 0 | 0 | 0 | 0 | 0 | 0 | 0 | 0 | 0 | 0 | 0 | 0 | 0 | 0 | 0 | 0 | 0 | 0 | 0 | 0 | 0 | 0 | 0 | 0 | 0 | 0 | 0
Industrial Sector Energy Related Emissions before CCS[hard coal if,other machinery 28,NOx] | NoSettings | 0 | 0 | 0 | 0 | 0 | 0 | 0 | 0 | 0 | 0 | 0 | 0 | 0 | 0 | 0 | 0 | 0 | 0 | 0 | 0 | 0 | 0 | 0 | 0 | 0 | 0 | 0 | 0 | 0 | 0 | 0
Industrial Sector Energy Related Emissions before CCS[hard coal if,other machinery 28,PM10] | NoSettings | 0 | 0 | 0 | 0 | 0 | 0 | 0 | 0 | 0 | 0 | 0 | 0 | 0 | 0 | 0 | 0 | 0 | 0 | 0 | 0 | 0 | 0 | 0 | 0 | 0 | 0 | 0 | 0 | 0 | 0 | 0
Industrial Sector Energy Related Emissions before CCS[hard coal if,other machinery 28,PM25] | NoSettings | 0 | 0 | 0 | 0 | 0 | 0 | 0 | 0 | 0 | 0 | 0 | 0 | 0 | 0 | 0 | 0 | 0 | 0 | 0 | 0 | 0 | 0 | 0 | 0 | 0 | 0 | 0 | 0 | 0 | 0 | 0
Industrial Sector Energy Related Emissions before CCS[hard coal if,other machinery 28,SOx] | NoSettings | 0 | 0 | 0 | 0 | 0 | 0 | 0 | 0 | 0 | 0 | 0 | 0 | 0 | 0 | 0 | 0 | 0 | 0 | 0 | 0 | 0 | 0 | 0 | 0 | 0 | 0 | 0 | 0 | 0 | 0 | 0
Industrial Sector Energy Related Emissions before CCS[hard coal if,other machinery 28,BC] | NoSettings | 0 | 0 | 0 | 0 | 0 | 0 | 0 | 0 | 0 | 0 | 0 | 0 | 0 | 0 | 0 | 0 | 0 | 0 | 0 | 0 | 0 | 0 | 0 | 0 | 0 | 0 | 0 | 0 | 0 | 0 | 0
Industrial Sector Energy Related Emissions before CCS[hard coal if,other machinery 28,OC] | NoSettings | 0 | 0 | 0 | 0 | 0 | 0 | 0 | 0 | 0 | 0 | 0 | 0 | 0 | 0 | 0 | 0 | 0 | 0 | 0 | 0 | 0 | 0 | 0 | 0 | 0 | 0 | 0 | 0 | 0 | 0 | 0
Industrial Sector Energy Related Emissions before CCS[hard coal if,other machinery 28,CH4] | NoSettings | 0 | 0 | 0 | 0 | 0 | 0 | 0 | 0 | 0 | 0 | 0 | 0 | 0 | 0 | 0 | 0 | 0 | 0 | 0 | 0 | 0 | 0 | 0 | 0 | 0 | 0 | 0 | 0 | 0 | 0 | 0
Industrial Sector Energy Related Emissions before CCS[hard coal if,other machinery 28,N2O] | NoSettings | 0 | 0 | 0 | 0 | 0 | 0 | 0 | 0 | 0 | 0 | 0 | 0 | 0 | 0 | 0 | 0 | 0 | 0 | 0 | 0 | 0 | 0 | 0 | 0 | 0 | 0 | 0 | 0 | 0 | 0 | 0
Industrial Sector Energy Related Emissions before CCS[hard coal if,other machinery 28,F gases] | NoSettings | 0 | 0 | 0 | 0 | 0 | 0 | 0 | 0 | 0 | 0 | 0 | 0 | 0 | 0 | 0 | 0 | 0 | 0 | 0 | 0 | 0 | 0 | 0 | 0 | 0 | 0 | 0 | 0 | 0 | 0 | 0
Industrial Sector Energy Related Emissions before CCS[hard coal if,road vehicles 29,CO2] | NoSettings | 0 | 0 | 0 | 0 | 0 | 0 | 0 | 0 | 0 | 0 | 0 | 0 | 0 | 0 | 0 | 0 | 0 | 0 | 0 | 0 | 0 | 0 | 0 | 0 | 0 | 0 | 0 | 0 | 0 | 0 | 0
Industrial Sector Energy Related Emissions before CCS[hard coal if,road vehicles 29,VOC] | NoSettings | 0 | 0 | 0 | 0 | 0 | 0 | 0 | 0 | 0 | 0 | 0 | 0 | 0 | 0 | 0 | 0 | 0 | 0 | 0 | 0 | 0 | 0 | 0 | 0 | 0 | 0 | 0 | 0 | 0 | 0 | 0
Industrial Sector Energy Related Emissions before CCS[hard coal if,road vehicles 29,CO] | NoSettings | 0 | 0 | 0 | 0 | 0 | 0 | 0 | 0 | 0 | 0 | 0 | 0 | 0 | 0 | 0 | 0 | 0 | 0 | 0 | 0 | 0 | 0 | 0 | 0 | 0 | 0 | 0 | 0 | 0 | 0 | 0
Industrial Sector Energy Related Emissions before CCS[hard coal if,road vehicles 29,NOx] | NoSettings | 0 | 0 | 0 | 0 | 0 | 0 | 0 | 0 | 0 | 0 | 0 | 0 | 0 | 0 | 0 | 0 | 0 | 0 | 0 | 0 | 0 | 0 | 0 | 0 | 0 | 0 | 0 | 0 | 0 | 0 | 0
Industrial Sector Energy Related Emissions before CCS[hard coal if,road vehicles 29,PM10] | NoSettings | 0 | 0 | 0 | 0 | 0 | 0 | 0 | 0 | 0 | 0 | 0 | 0 | 0 | 0 | 0 | 0 | 0 | 0 | 0 | 0 | 0 | 0 | 0 | 0 | 0 | 0 | 0 | 0 | 0 | 0 | 0
Industrial Sector Energy Related Emissions before CCS[hard coal if,road vehicles 29,PM25] | NoSettings | 0 | 0 | 0 | 0 | 0 | 0 | 0 | 0 | 0 | 0 | 0 | 0 | 0 | 0 | 0 | 0 | 0 | 0 | 0 | 0 | 0 | 0 | 0 | 0 | 0 | 0 | 0 | 0 | 0 | 0 | 0
Industrial Sector Energy Related Emissions before CCS[hard coal if,road vehicles 29,SOx] | NoSettings | 0 | 0 | 0 | 0 | 0 | 0 | 0 | 0 | 0 | 0 | 0 | 0 | 0 | 0 | 0 | 0 | 0 | 0 | 0 | 0 | 0 | 0 | 0 | 0 | 0 | 0 | 0 | 0 | 0 | 0 | 0
Industrial Sector Energy Related Emissions before CCS[hard coal if,road vehicles 29,BC] | NoSettings | 0 | 0 | 0 | 0 | 0 | 0 | 0 | 0 | 0 | 0 | 0 | 0 | 0 | 0 | 0 | 0 | 0 | 0 | 0 | 0 | 0 | 0 | 0 | 0 | 0 | 0 | 0 | 0 | 0 | 0 | 0
Industrial Sector Energy Related Emissions before CCS[hard coal if,road vehicles 29,OC] | NoSettings | 0 | 0 | 0 | 0 | 0 | 0 | 0 | 0 | 0 | 0 | 0 | 0 | 0 | 0 | 0 | 0 | 0 | 0 | 0 | 0 | 0 | 0 | 0 | 0 | 0 | 0 | 0 | 0 | 0 | 0 | 0
Industrial Sector Energy Related Emissions before CCS[hard coal if,road vehicles 29,CH4] | NoSettings | 0 | 0 | 0 | 0 | 0 | 0 | 0 | 0 | 0 | 0 | 0 | 0 | 0 | 0 | 0 | 0 | 0 | 0 | 0 | 0 | 0 | 0 | 0 | 0 | 0 | 0 | 0 | 0 | 0 | 0 | 0
Industrial Sector Energy Related Emissions before CCS[hard coal if,road vehicles 29,N2O] | NoSettings | 0 | 0 | 0 | 0 | 0 | 0 | 0 | 0 | 0 | 0 | 0 | 0 | 0 | 0 | 0 | 0 | 0 | 0 | 0 | 0 | 0 | 0 | 0 | 0 | 0 | 0 | 0 | 0 | 0 | 0 | 0
Industrial Sector Energy Related Emissions before CCS[hard coal if,road vehicles 29,F gases] | NoSettings | 0 | 0 | 0 | 0 | 0 | 0 | 0 | 0 | 0 | 0 | 0 | 0 | 0 | 0 | 0 | 0 | 0 | 0 | 0 | 0 | 0 | 0 | 0 | 0 | 0 | 0 | 0 | 0 | 0 | 0 | 0
Industrial Sector Energy Related Emissions before CCS[hard coal if,nonroad vehicles 30,CO2] | NoSettings | 0 | 0 | 0 | 0 | 0 | 0 | 0 | 0 | 0 | 0 | 0 | 0 | 0 | 0 | 0 | 0 | 0 | 0 | 0 | 0 | 0 | 0 | 0 | 0 | 0 | 0 | 0 | 0 | 0 | 0 | 0
Industrial Sector Energy Related Emissions before CCS[hard coal if,nonroad vehicles 30,VOC] | NoSettings | 0 | 0 | 0 | 0 | 0 | 0 | 0 | 0 | 0 | 0 | 0 | 0 | 0 | 0 | 0 | 0 | 0 | 0 | 0 | 0 | 0 | 0 | 0 | 0 | 0 | 0 | 0 | 0 | 0 | 0 | 0
Industrial Sector Energy Related Emissions before CCS[hard coal if,nonroad vehicles 30,CO] | NoSettings | 0 | 0 | 0 | 0 | 0 | 0 | 0 | 0 | 0 | 0 | 0 | 0 | 0 | 0 | 0 | 0 | 0 | 0 | 0 | 0 | 0 | 0 | 0 | 0 | 0 | 0 | 0 | 0 | 0 | 0 | 0
Industrial Sector Energy Related Emissions before CCS[hard coal if,nonroad vehicles 30,NOx] | NoSettings | 0 | 0 | 0 | 0 | 0 | 0 | 0 | 0 | 0 | 0 | 0 | 0 | 0 | 0 | 0 | 0 | 0 | 0 | 0 | 0 | 0 | 0 | 0 | 0 | 0 | 0 | 0 | 0 | 0 | 0 | 0
Industrial Sector Energy Related Emissions before CCS[hard coal if,nonroad vehicles 30,PM10] | NoSettings | 0 | 0 | 0 | 0 | 0 | 0 | 0 | 0 | 0 | 0 | 0 | 0 | 0 | 0 | 0 | 0 | 0 | 0 | 0 | 0 | 0 | 0 | 0 | 0 | 0 | 0 | 0 | 0 | 0 | 0 | 0
Industrial Sector Energy Related Emissions before CCS[hard coal if,nonroad vehicles 30,PM25] | NoSettings | 0 | 0 | 0 | 0 | 0 | 0 | 0 | 0 | 0 | 0 | 0 | 0 | 0 | 0 | 0 | 0 | 0 | 0 | 0 | 0 | 0 | 0 | 0 | 0 | 0 | 0 | 0 | 0 | 0 | 0 | 0
Industrial Sector Energy Related Emissions before CCS[hard coal if,nonroad vehicles 30,SOx] | NoSettings | 0 | 0 | 0 | 0 | 0 | 0 | 0 | 0 | 0 | 0 | 0 | 0 | 0 | 0 | 0 | 0 | 0 | 0 | 0 | 0 | 0 | 0 | 0 | 0 | 0 | 0 | 0 | 0 | 0 | 0 | 0
Industrial Sector Energy Related Emissions before CCS[hard coal if,nonroad vehicles 30,BC] | NoSettings | 0 | 0 | 0 | 0 | 0 | 0 | 0 | 0 | 0 | 0 | 0 | 0 | 0 | 0 | 0 | 0 | 0 | 0 | 0 | 0 | 0 | 0 | 0 | 0 | 0 | 0 | 0 | 0 | 0 | 0 | 0
Industrial Sector Energy Related Emissions before CCS[hard coal if,nonroad vehicles 30,OC] | NoSettings | 0 | 0 | 0 | 0 | 0 | 0 | 0 | 0 | 0 | 0 | 0 | 0 | 0 | 0 | 0 | 0 | 0 | 0 | 0 | 0 | 0 | 0 | 0 | 0 | 0 | 0 | 0 | 0 | 0 | 0 | 0
Industrial Sector Energy Related Emissions before CCS[hard coal if,nonroad vehicles 30,CH4] | NoSettings | 0 | 0 | 0 | 0 | 0 | 0 | 0 | 0 | 0 | 0 | 0 | 0 | 0 | 0 | 0 | 0 | 0 | 0 | 0 | 0 | 0 | 0 | 0 | 0 | 0 | 0 | 0 | 0 | 0 | 0 | 0
Industrial Sector Energy Related Emissions before CCS[hard coal if,nonroad vehicles 30,N2O] | NoSettings | 0 | 0 | 0 | 0 | 0 | 0 | 0 | 0 | 0 | 0 | 0 | 0 | 0 | 0 | 0 | 0 | 0 | 0 | 0 | 0 | 0 | 0 | 0 | 0 | 0 | 0 | 0 | 0 | 0 | 0 | 0
Industrial Sector Energy Related Emissions before CCS[hard coal if,nonroad vehicles 30,F gases] | NoSettings | 0 | 0 | 0 | 0 | 0 | 0 | 0 | 0 | 0 | 0 | 0 | 0 | 0 | 0 | 0 | 0 | 0 | 0 | 0 | 0 | 0 | 0 | 0 | 0 | 0 | 0 | 0 | 0 | 0 | 0 | 0
Industrial Sector Energy Related Emissions before CCS[hard coal if,other manufacturing 31T33,CO2] | NoSettings | 36271500000 | 33294900000 | 32568600000 | 31491700000 | 29735200000 | 28058400000 | 26286700000 | 24570300000 | 22737400000 | 21004200000 | 19430200000 | 18111900000 | 16688200000 | 15373700000 | 13796900000 | 13909100000 | 13467400000 | 12995500000 | 12617200000 | 12273800000 | 11998400000 | 11764700000 | 11526700000 | 11322200000 | 11141600000 | 40712200000 | 34546400000 | 40297400000 | 46048400000 | 51799400000 | 57550400000
Industrial Sector Energy Related Emissions before CCS[hard coal if,other manufacturing 31T33,VOC] | NoSettings | 170112 | 156152 | 152746 | 147695 | 139457 | 131593 | 123284 | 115234 | 106638 | 98509.4 | 91127 | 84944.3 | 78267.4 | 72102.5 | 64707.2 | 65233.4 | 63161.7 | 60948.8 | 59174.5 | 57563.7 | 56272.1 | 55176.3 | 54060.1 | 53100.6 | 52253.9 | 190939 | 162022 | 188994 | 215966 | 242938 | 269910
Industrial Sector Energy Related Emissions before CCS[hard coal if,other manufacturing 31T33,CO] | NoSettings | 8645460 | 7935980 | 7762860 | 7506180 | 7087510 | 6687840 | 6265560 | 5856430 | 5419550 | 5006450 | 4631260 | 4317050 | 3977710 | 3664400 | 3288560 | 3315290 | 3210010 | 3097540 | 3007370 | 2925510 | 2859870 | 2804180 | 2747450 | 2698680 | 2655650 | 9703920 | 8234280 | 9605060 | 10975800 | 12346600 | 13717400
Industrial Sector Energy Related Emissions before CCS[hard coal if,other manufacturing 31T33,NOx] | NoSettings | 43897400 | 40295000 | 39416000 | 38112700 | 35986900 | 33957600 | 31813400 | 29736100 | 27517800 | 25420300 | 23515300 | 21919800 | 20196900 | 18606000 | 16697700 | 16833400 | 16298800 | 15727800 | 15270000 | 14854300 | 14521000 | 14238200 | 13950200 | 13702600 | 13484100 | 49271700 | 41809700 | 48769800 | 55729900 | 62690000 | 69650100
Industrial Sector Energy Related Emissions before CCS[hard coal if,other manufacturing 31T33,PM10] | NoSettings | 961288 | 882400 | 863151 | 834611 | 788059 | 743620 | 696667 | 651176 | 602599 | 556667 | 514950 | 480012 | 442282 | 407444 | 365654 | 368627 | 356920 | 344415 | 334389 | 325287 | 317988 | 311796 | 305488 | 300066 | 295282 | 1078980 | 915569 | 1067990 | 1220400 | 1372820 | 1525230
Industrial Sector Energy Related Emissions before CCS[hard coal if,other manufacturing 31T33,PM25] | NoSettings | 909948 | 835273 | 817052 | 790037 | 745971 | 703905 | 659459 | 616398 | 570416 | 526937 | 487447 | 454376 | 418660 | 385683 | 346125 | 348940 | 337858 | 326021 | 316531 | 307914 | 301005 | 295144 | 289173 | 284041 | 279511 | 1021350 | 866671 | 1010950 | 1155220 | 1299500 | 1443770
Industrial Sector Energy Related Emissions before CCS[hard coal if,other manufacturing 31T33,SOx] | NoSettings | 196478000 | 180354000 | 176420000 | 170587000 | 161072000 | 151989000 | 142392000 | 133094000 | 123166000 | 113777000 | 105251000 | 98109900 | 90398200 | 83277700 | 74736300 | 75344000 | 72951200 | 70395300 | 68346100 | 66485600 | 64993800 | 63728200 | 62438900 | 61330700 | 60352800 | 220533000 | 187134000 | 218286000 | 249439000 | 280591000 | 311743000
Industrial Sector Energy Related Emissions before CCS[hard coal if,other manufacturing 31T33,BC] | NoSettings | 39079.9 | 35872.8 | 35090.2 | 33930 | 32037.5 | 30230.9 | 28322 | 26472.7 | 24497.8 | 22630.5 | 20934.6 | 19514.2 | 17980.4 | 16564.1 | 14865.2 | 14986 | 14510.1 | 14001.7 | 13594.2 | 13224.1 | 12927.4 | 12675.6 | 12419.2 | 12198.8 | 12004.3 | 43864.4 | 37221.2 | 43417.5 | 49613.8 | 55810 | 62006.3
Industrial Sector Energy Related Emissions before CCS[hard coal if,other manufacturing 31T33,OC] | NoSettings | 73562.1 | 67525.2 | 66052.2 | 63868.2 | 60305.9 | 56905.2 | 53312.1 | 49830.9 | 46113.6 | 42598.7 | 39406.3 | 36732.7 | 33845.4 | 31179.5 | 27981.5 | 28209 | 27313.2 | 26356.2 | 25589 | 24892.4 | 24333.9 | 23860 | 23377.3 | 22962.4 | 22596.3 | 82568.3 | 70063.5 | 81727.1 | 93390.7 | 105054 | 116718
Industrial Sector Energy Related Emissions before CCS[hard coal if,other manufacturing 31T33,CH4] | NoSettings | 4214500 | 3868630 | 3784240 | 3659120 | 3455020 | 3260190 | 3054340 | 2854900 | 2641930 | 2440550 | 2257650 | 2104480 | 1939060 | 1786320 | 1603110 | 1616140 | 1564820 | 1509990 | 1466040 | 1426130 | 1394130 | 1366980 | 1339330 | 1315560 | 1294580 | 4730470 | 4014050 | 4682280 | 5350510 | 6018730 | 6686960
Industrial Sector Energy Related Emissions before CCS[hard coal if,other manufacturing 31T33,N2O] | NoSettings | 613018 | 562710 | 550435 | 532235 | 502549 | 474210 | 444267 | 415258 | 384280 | 354989 | 328386 | 306106 | 282045 | 259829 | 233179 | 235075 | 227610 | 219635 | 213242 | 207437 | 202782 | 198834 | 194811 | 191354 | 188302 | 688069 | 583862 | 681059 | 778256 | 875451 | 972648
Industrial Sector Energy Related Emissions before CCS[hard coal if,other manufacturing 31T33,F gases] | NoSettings | 0 | 0 | 0 | 0 | 0 | 0 | 0 | 0 | 0 | 0 | 0 | 0 | 0 | 0 | 0 | 0 | 0 | 0 | 0 | 0 | 0 | 0 | 0 | 0 | 0 | 0 | 0 | 0 | 0 | 0 | 0
Industrial Sector Energy Related Emissions before CCS[hard coal if,energy pipelines and gas processing 352T353,CO2] | NoSettings | 0 | 242709000 | 255148000 | 254473000 | 236178000 | 216377000 | 199363000 | 197338000 | 194571000 | 193185000 | 187439000 | 181707000 | 183360000 | 183785000 | 184832000 | 185587000 | 188408000 | 186204000 | 181692000 | 178337000 | 175258000 | 172565000 | 170725000 | 169303000 | 166678000 | 129714000 | 135403000 | 128468000 | 121101000 | 114046000 | 107320000
Industrial Sector Energy Related Emissions before CCS[hard coal if,energy pipelines and gas processing 352T353,VOC] | NoSettings | 0 | 1138.3 | 1196.64 | 1193.47 | 1107.67 | 1014.8 | 935.01 | 925.51 | 912.535 | 906.034 | 879.082 | 852.203 | 859.956 | 861.947 | 866.858 | 870.397 | 883.63 | 873.293 | 852.133 | 836.396 | 821.955 | 809.327 | 800.695 | 794.029 | 781.715 | 608.358 | 635.035 | 602.51 | 567.962 | 534.875 | 503.326
Industrial Sector Energy Related Emissions before CCS[hard coal if,energy pipelines and gas processing 352T353,CO] | NoSettings | 0 | 57850.6 | 60815.6 | 60654.8 | 56294.1 | 51574.3 | 47519.1 | 47036.3 | 46376.9 | 46046.5 | 44676.8 | 43310.7 | 43704.7 | 43805.9 | 44055.5 | 44235.4 | 44907.9 | 44382.6 | 43307.1 | 42507.4 | 41773.5 | 41131.7 | 40693 | 40354.2 | 39728.4 | 30918 | 32273.8 | 30620.8 | 28865 | 27183.5 | 25580.1
Industrial Sector Energy Related Emissions before CCS[hard coal if,energy pipelines and gas processing 352T353,NOx] | NoSettings | 0 | 293737 | 308792 | 307975 | 285834 | 261869 | 241279 | 238827 | 235479 | 233802 | 226847 | 219911 | 221911 | 222425 | 223692 | 224606 | 228020 | 225353 | 219892 | 215832 | 212105 | 208846 | 206619 | 204899 | 201721 | 156986 | 163871 | 155477 | 146562 | 138024 | 129883
Industrial Sector Energy Related Emissions before CCS[hard coal if,energy pipelines and gas processing 352T353,PM10] | NoSettings | 0 | 6432.41 | 6762.08 | 6744.2 | 6259.33 | 5734.54 | 5283.65 | 5229.97 | 5156.65 | 5119.91 | 4967.61 | 4815.72 | 4859.52 | 4870.78 | 4898.53 | 4918.53 | 4993.3 | 4934.89 | 4815.32 | 4726.39 | 4644.79 | 4573.43 | 4524.65 | 4486.98 | 4417.39 | 3437.77 | 3588.52 | 3404.72 | 3209.5 | 3022.53 | 2844.25
Industrial Sector Energy Related Emissions before CCS[hard coal if,energy pipelines and gas processing 352T353,PM25] | NoSettings | 0 | 6088.87 | 6400.94 | 6384.01 | 5925.04 | 5428.27 | 5001.46 | 4950.64 | 4881.24 | 4846.47 | 4702.3 | 4558.52 | 4599.99 | 4610.64 | 4636.91 | 4655.84 | 4726.62 | 4671.33 | 4558.14 | 4473.96 | 4396.72 | 4329.17 | 4282.99 | 4247.34 | 4181.47 | 3254.17 | 3396.87 | 3222.88 | 3038.09 | 2861.1 | 2692.34
Industrial Sector Energy Related Emissions before CCS[hard coal if,energy pipelines and gas processing 352T353,SOx] | NoSettings | 0 | 1314720 | 1382110 | 1378450 | 1279350 | 1172090 | 1079930 | 1068960 | 1053970 | 1046460 | 1015330 | 984287 | 993241 | 995541 | 1001210 | 1005300 | 1020580 | 1008650 | 984205 | 966030 | 949351 | 934765 | 924795 | 917096 | 902874 | 702648 | 733460 | 695893 | 655992 | 617776 | 581337
Industrial Sector Energy Related Emissions before CCS[hard coal if,energy pipelines and gas processing 352T353,BC] | NoSettings | 0 | 261.501 | 274.903 | 274.176 | 254.465 | 233.13 | 214.8 | 212.617 | 209.637 | 208.143 | 201.951 | 195.776 | 197.557 | 198.015 | 199.143 | 199.956 | 202.996 | 200.621 | 195.76 | 192.145 | 188.828 | 185.926 | 183.943 | 182.412 | 179.583 | 139.758 | 145.886 | 138.414 | 130.478 | 122.877 | 115.629
Industrial Sector Energy Related Emissions before CCS[hard coal if,energy pipelines and gas processing 352T353,OC] | NoSettings | 0 | 492.237 | 517.465 | 516.097 | 478.992 | 438.833 | 404.329 | 400.221 | 394.61 | 391.799 | 380.144 | 368.52 | 371.873 | 372.734 | 374.858 | 376.388 | 382.11 | 377.64 | 368.49 | 361.685 | 355.44 | 349.979 | 346.246 | 343.364 | 338.039 | 263.074 | 274.61 | 260.545 | 245.605 | 231.297 | 217.655
Industrial Sector Energy Related Emissions before CCS[hard coal if,energy pipelines and gas processing 352T353,CH4] | NoSettings | 0 | 28201.1 | 29646.4 | 29568 | 27442.3 | 25141.5 | 23164.7 | 22929.3 | 22607.9 | 22446.8 | 21779.1 | 21113.1 | 21305.2 | 21354.5 | 21476.2 | 21563.9 | 21891.7 | 21635.6 | 21111.4 | 20721.5 | 20363.8 | 20050.9 | 19837 | 19671.9 | 19366.8 | 15071.9 | 15732.9 | 14927 | 14071.1 | 13251.4 | 12469.8
Industrial Sector Energy Related Emissions before CCS[hard coal if,energy pipelines and gas processing 352T353,N2O] | NoSettings | 0 | 4101.97 | 4312.21 | 4300.81 | 3991.6 | 3656.94 | 3369.4 | 3335.17 | 3288.42 | 3264.99 | 3167.86 | 3071 | 3098.94 | 3106.12 | 3123.81 | 3136.57 | 3184.25 | 3147 | 3070.75 | 3014.04 | 2962 | 2916.49 | 2885.39 | 2861.36 | 2816.99 | 2192.28 | 2288.41 | 2171.21 | 2046.71 | 1927.48 | 1813.79
Industrial Sector Energy Related Emissions before CCS[hard coal if,energy pipelines and gas processing 352T353,F gases] | NoSettings | 0 | 0 | 0 | 0 | 0 | 0 | 0 | 0 | 0 | 0 | 0 | 0 | 0 | 0 | 0 | 0 | 0 | 0 | 0 | 0 | 0 | 0 | 0 | 0 | 0 | 0 | 0 | 0 | 0 | 0 | 0
Industrial Sector Energy Related Emissions before CCS[hard coal if,water and waste 36T39,CO2] | NoSettings | 0 | 0 | 0 | 0 | 0 | 0 | 0 | 0 | 0 | 0 | 0 | 0 | 0 | 0 | 0 | 0 | 0 | 0 | 0 | 0 | 0 | 0 | 0 | 0 | 0 | 0 | 0 | 0 | 0 | 0 | 0
Industrial Sector Energy Related Emissions before CCS[hard coal if,water and waste 36T39,VOC] | NoSettings | 0 | 0 | 0 | 0 | 0 | 0 | 0 | 0 | 0 | 0 | 0 | 0 | 0 | 0 | 0 | 0 | 0 | 0 | 0 | 0 | 0 | 0 | 0 | 0 | 0 | 0 | 0 | 0 | 0 | 0 | 0
Industrial Sector Energy Related Emissions before CCS[hard coal if,water and waste 36T39,CO] | NoSettings | 0 | 0 | 0 | 0 | 0 | 0 | 0 | 0 | 0 | 0 | 0 | 0 | 0 | 0 | 0 | 0 | 0 | 0 | 0 | 0 | 0 | 0 | 0 | 0 | 0 | 0 | 0 | 0 | 0 | 0 | 0
Industrial Sector Energy Related Emissions before CCS[hard coal if,water and waste 36T39,NOx] | NoSettings | 0 | 0 | 0 | 0 | 0 | 0 | 0 | 0 | 0 | 0 | 0 | 0 | 0 | 0 | 0 | 0 | 0 | 0 | 0 | 0 | 0 | 0 | 0 | 0 | 0 | 0 | 0 | 0 | 0 | 0 | 0
Industrial Sector Energy Related Emissions before CCS[hard coal if,water and waste 36T39,PM10] | NoSettings | 0 | 0 | 0 | 0 | 0 | 0 | 0 | 0 | 0 | 0 | 0 | 0 | 0 | 0 | 0 | 0 | 0 | 0 | 0 | 0 | 0 | 0 | 0 | 0 | 0 | 0 | 0 | 0 | 0 | 0 | 0
Industrial Sector Energy Related Emissions before CCS[hard coal if,water and waste 36T39,PM25] | NoSettings | 0 | 0 | 0 | 0 | 0 | 0 | 0 | 0 | 0 | 0 | 0 | 0 | 0 | 0 | 0 | 0 | 0 | 0 | 0 | 0 | 0 | 0 | 0 | 0 | 0 | 0 | 0 | 0 | 0 | 0 | 0
Industrial Sector Energy Related Emissions before CCS[hard coal if,water and waste 36T39,SOx] | NoSettings | 0 | 0 | 0 | 0 | 0 | 0 | 0 | 0 | 0 | 0 | 0 | 0 | 0 | 0 | 0 | 0 | 0 | 0 | 0 | 0 | 0 | 0 | 0 | 0 | 0 | 0 | 0 | 0 | 0 | 0 | 0
Industrial Sector Energy Related Emissions before CCS[hard coal if,water and waste 36T39,BC] | NoSettings | 0 | 0 | 0 | 0 | 0 | 0 | 0 | 0 | 0 | 0 | 0 | 0 | 0 | 0 | 0 | 0 | 0 | 0 | 0 | 0 | 0 | 0 | 0 | 0 | 0 | 0 | 0 | 0 | 0 | 0 | 0
Industrial Sector Energy Related Emissions before CCS[hard coal if,water and waste 36T39,OC] | NoSettings | 0 | 0 | 0 | 0 | 0 | 0 | 0 | 0 | 0 | 0 | 0 | 0 | 0 | 0 | 0 | 0 | 0 | 0 | 0 | 0 | 0 | 0 | 0 | 0 | 0 | 0 | 0 | 0 | 0 | 0 | 0
Industrial Sector Energy Related Emissions before CCS[hard coal if,water and waste 36T39,CH4] | NoSettings | 0 | 0 | 0 | 0 | 0 | 0 | 0 | 0 | 0 | 0 | 0 | 0 | 0 | 0 | 0 | 0 | 0 | 0 | 0 | 0 | 0 | 0 | 0 | 0 | 0 | 0 | 0 | 0 | 0 | 0 | 0
Industrial Sector Energy Related Emissions before CCS[hard coal if,water and waste 36T39,N2O] | NoSettings | 0 | 0 | 0 | 0 | 0 | 0 | 0 | 0 | 0 | 0 | 0 | 0 | 0 | 0 | 0 | 0 | 0 | 0 | 0 | 0 | 0 | 0 | 0 | 0 | 0 | 0 | 0 | 0 | 0 | 0 | 0
Industrial Sector Energy Related Emissions before CCS[hard coal if,water and waste 36T39,F gases] | NoSettings | 0 | 0 | 0 | 0 | 0 | 0 | 0 | 0 | 0 | 0 | 0 | 0 | 0 | 0 | 0 | 0 | 0 | 0 | 0 | 0 | 0 | 0 | 0 | 0 | 0 | 0 | 0 | 0 | 0 | 0 | 0
Industrial Sector Energy Related Emissions before CCS[hard coal if,construction 41T43,CO2] | NoSettings | 0 | 0 | 0 | 0 | 0 | 0 | 0 | 0 | 0 | 0 | 0 | 0 | 0 | 0 | 0 | 0 | 0 | 0 | 0 | 0 | 0 | 0 | 0 | 0 | 0 | 0 | 0 | 0 | 0 | 0 | 0
Industrial Sector Energy Related Emissions before CCS[hard coal if,construction 41T43,VOC] | NoSettings | 0 | 0 | 0 | 0 | 0 | 0 | 0 | 0 | 0 | 0 | 0 | 0 | 0 | 0 | 0 | 0 | 0 | 0 | 0 | 0 | 0 | 0 | 0 | 0 | 0 | 0 | 0 | 0 | 0 | 0 | 0
Industrial Sector Energy Related Emissions before CCS[hard coal if,construction 41T43,CO] | NoSettings | 0 | 0 | 0 | 0 | 0 | 0 | 0 | 0 | 0 | 0 | 0 | 0 | 0 | 0 | 0 | 0 | 0 | 0 | 0 | 0 | 0 | 0 | 0 | 0 | 0 | 0 | 0 | 0 | 0 | 0 | 0
Industrial Sector Energy Related Emissions before CCS[hard coal if,construction 41T43,NOx] | NoSettings | 0 | 0 | 0 | 0 | 0 | 0 | 0 | 0 | 0 | 0 | 0 | 0 | 0 | 0 | 0 | 0 | 0 | 0 | 0 | 0 | 0 | 0 | 0 | 0 | 0 | 0 | 0 | 0 | 0 | 0 | 0
Industrial Sector Energy Related Emissions before CCS[hard coal if,construction 41T43,PM10] | NoSettings | 0 | 0 | 0 | 0 | 0 | 0 | 0 | 0 | 0 | 0 | 0 | 0 | 0 | 0 | 0 | 0 | 0 | 0 | 0 | 0 | 0 | 0 | 0 | 0 | 0 | 0 | 0 | 0 | 0 | 0 | 0
Industrial Sector Energy Related Emissions before CCS[hard coal if,construction 41T43,PM25] | NoSettings | 0 | 0 | 0 | 0 | 0 | 0 | 0 | 0 | 0 | 0 | 0 | 0 | 0 | 0 | 0 | 0 | 0 | 0 | 0 | 0 | 0 | 0 | 0 | 0 | 0 | 0 | 0 | 0 | 0 | 0 | 0
Industrial Sector Energy Related Emissions before CCS[hard coal if,construction 41T43,SOx] | NoSettings | 0 | 0 | 0 | 0 | 0 | 0 | 0 | 0 | 0 | 0 | 0 | 0 | 0 | 0 | 0 | 0 | 0 | 0 | 0 | 0 | 0 | 0 | 0 | 0 | 0 | 0 | 0 | 0 | 0 | 0 | 0
Industrial Sector Energy Related Emissions before CCS[hard coal if,construction 41T43,BC] | NoSettings | 0 | 0 | 0 | 0 | 0 | 0 | 0 | 0 | 0 | 0 | 0 | 0 | 0 | 0 | 0 | 0 | 0 | 0 | 0 | 0 | 0 | 0 | 0 | 0 | 0 | 0 | 0 | 0 | 0 | 0 | 0
Industrial Sector Energy Related Emissions before CCS[hard coal if,construction 41T43,OC] | NoSettings | 0 | 0 | 0 | 0 | 0 | 0 | 0 | 0 | 0 | 0 | 0 | 0 | 0 | 0 | 0 | 0 | 0 | 0 | 0 | 0 | 0 | 0 | 0 | 0 | 0 | 0 | 0 | 0 | 0 | 0 | 0
Industrial Sector Energy Related Emissions before CCS[hard coal if,construction 41T43,CH4] | NoSettings | 0 | 0 | 0 | 0 | 0 | 0 | 0 | 0 | 0 | 0 | 0 | 0 | 0 | 0 | 0 | 0 | 0 | 0 | 0 | 0 | 0 | 0 | 0 | 0 | 0 | 0 | 0 | 0 | 0 | 0 | 0
Industrial Sector Energy Related Emissions before CCS[hard coal if,construction 41T43,N2O] | NoSettings | 0 | 0 | 0 | 0 | 0 | 0 | 0 | 0 | 0 | 0 | 0 | 0 | 0 | 0 | 0 | 0 | 0 | 0 | 0 | 0 | 0 | 0 | 0 | 0 | 0 | 0 | 0 | 0 | 0 | 0 | 0
Industrial Sector Energy Related Emissions before CCS[hard coal if,construction 41T43,F gases] | NoSettings | 0 | 0 | 0 | 0 | 0 | 0 | 0 | 0 | 0 | 0 | 0 | 0 | 0 | 0 | 0 | 0 | 0 | 0 | 0 | 0 | 0 | 0 | 0 | 0 | 0 | 0 | 0 | 0 | 0 | 0 | 0
Industrial Sector Energy Related Emissions before CCS[natural gas if,agriculture and forestry 01T03,CO2] | NoSettings | 655482000000 | 633207000000 | 610928000000 | 588648000000 | 566373000000 | 544093000000 | 521816000000 | 499538000000 | 477260000000 | 454982000000 | 432704000000 | 410427000000 | 388149000000 | 365871000000 | 343593000000 | 321315000000 | 299037000000 | 276759000000 | 254482000000 | 232204000000 | 209926000000 | 187648000000 | 165370000000 | 143092000000 | 120947000000 | 100122000000 | 77592800000 | 55645100000 | 33697600000 | 11749900000 | 0
Industrial Sector Energy Related Emissions before CCS[natural gas if,agriculture and forestry 01T03,VOC] | NoSettings | 28326800 | 27364200 | 26401400 | 25438500 | 24475900 | 23513100 | 22550400 | 21587700 | 20624900 | 19662200 | 18699400 | 17736700 | 16773900 | 15811200 | 14848500 | 13885700 | 12923000 | 11960200 | 10997500 | 10034700 | 9072000 | 8109240 | 7146500 | 6183760 | 5226730 | 4326780 | 3353190 | 2404710 | 1456250 | 507776 | 0
Industrial Sector Energy Related Emissions before CCS[natural gas if,agriculture and forestry 01T03,CO] | NoSettings | 247665000 | 239249000 | 230831000 | 222413000 | 213996000 | 205578000 | 197161000 | 188744000 | 180326000 | 171909000 | 163491000 | 155074000 | 146657000 | 138239000 | 129822000 | 121404000 | 112987000 | 104570000 | 96152400 | 87735100 | 79317700 | 70900200 | 62482800 | 54065400 | 45698000 | 37829600 | 29317400 | 21024700 | 12732200 | 4439550 | 0
Industrial Sector Energy Related Emissions before CCS[natural gas if,agriculture and forestry 01T03,NOx] | NoSettings | 405902000 | 392109000 | 378312000 | 364516000 | 350722000 | 336926000 | 323131000 | 309335000 | 295540000 | 281744000 | 267949000 | 254153000 | 240358000 | 226563000 | 212767000 | 198972000 | 185176000 | 171381000 | 157586000 | 143790000 | 129995000 | 116199000 | 102404000 | 88608800 | 74895200 | 61999500 | 48048800 | 34457800 | 20867000 | 7276050 | 0
Industrial Sector Energy Related Emissions before CCS[natural gas if,agriculture and forestry 01T03,PM10] | NoSettings | 39111500 | 37782400 | 36453000 | 35123600 | 33794500 | 32465100 | 31135900 | 29806600 | 28477300 | 27148000 | 25818700 | 24489500 | 23160200 | 21830900 | 20501600 | 19172300 | 17843000 | 16513800 | 15184500 | 13855200 | 12525900 | 11196600 | 9867350 | 8538070 | 7216680 | 5974080 | 4629830 | 3320250 | 2010680 | 701098 | 0
Industrial Sector Energy Related Emissions before CCS[natural gas if,agriculture and forestry 01T03,PM25] | NoSettings | 39111500 | 37782400 | 36453000 | 35123600 | 33794500 | 32465100 | 31135900 | 29806600 | 28477300 | 27148000 | 25818700 | 24489500 | 23160200 | 21830900 | 20501600 | 19172300 | 17843000 | 16513800 | 15184500 | 13855200 | 12525900 | 11196600 | 9867350 | 8538070 | 7216680 | 5974080 | 4629830 | 3320250 | 2010680 | 701098 | 0
Industrial Sector Energy Related Emissions before CCS[natural gas if,agriculture and forestry 01T03,SOx] | NoSettings | 2989570 | 2887980 | 2786360 | 2684750 | 2583160 | 2481540 | 2379940 | 2278330 | 2176720 | 2075120 | 1973510 | 1871900 | 1770300 | 1668690 | 1567090 | 1465480 | 1363870 | 1262260 | 1160660 | 1059050 | 957446 | 855838 | 754232 | 652626 | 551622 | 456642 | 353891 | 253790 | 153690 | 53589.9 | 0
Industrial Sector Energy Related Emissions before CCS[natural gas if,agriculture and forestry 01T03,BC] | NoSettings | 6448580 | 6229440 | 6010260 | 5791070 | 5571930 | 5352740 | 5133580 | 4914420 | 4695240 | 4476080 | 4256910 | 4037740 | 3818580 | 3599410 | 3380240 | 3161070 | 2941900 | 2722740 | 2503570 | 2284400 | 2065240 | 1846060 | 1626900 | 1407730 | 1189860 | 984988 | 763352 | 547432 | 331514 | 115595 | 0
Industrial Sector Energy Related Emissions before CCS[natural gas if,agriculture and forestry 01T03,OC] | NoSettings | 16739100 | 16170300 | 15601300 | 15032400 | 14463500 | 13894600 | 13325700 | 12756800 | 12187800 | 11618900 | 11050000 | 10481100 | 9912200 | 9343290 | 8774380 | 8205460 | 7636550 | 7067640 | 6498730 | 5929820 | 5360910 | 4791980 | 4223070 | 3654160 | 3088630 | 2556820 | 1981500 | 1421020 | 860539 | 300059 | 0
Industrial Sector Energy Related Emissions before CCS[natural gas if,agriculture and forestry 01T03,CH4] | NoSettings | 12353600 | 11933800 | 11513900 | 11094000 | 10674200 | 10254300 | 9834450 | 9414590 | 8994720 | 8574860 | 8155000 | 7735140 | 7315280 | 6895420 | 6475560 | 6055690 | 5635830 | 5215970 | 4796110 | 4376250 | 3956390 | 3536520 | 3116660 | 2696800 | 2279430 | 1886950 | 1462360 | 1048720 | 635084 | 221446 | 0
Industrial Sector Energy Related Emissions before CCS[natural gas if,agriculture and forestry 01T03,N2O] | NoSettings | 1235360 | 1193380 | 1151390 | 1109400 | 1067420 | 1025430 | 983445 | 941459 | 899472 | 857486 | 815500 | 773514 | 731528 | 689542 | 647556 | 605569 | 563583 | 521597 | 479611 | 437625 | 395639 | 353652 | 311666 | 269680 | 227943 | 188695 | 146236 | 104872 | 63508.4 | 22144.6 | 0
Industrial Sector Energy Related Emissions before CCS[natural gas if,agriculture and forestry 01T03,F gases] | NoSettings | 0 | 0 | 0 | 0 | 0 | 0 | 0 | 0 | 0 | 0 | 0 | 0 | 0 | 0 | 0 | 0 | 0 | 0 | 0 | 0 | 0 | 0 | 0 | 0 | 0 | 0 | 0 | 0 | 0 | 0 | 0
Industrial Sector Energy Related Emissions before CCS[natural gas if,coal mining 05,CO2] | NoSettings | 1581190 | 1581190 | 1602410 | 1639550 | 1671390 | 1703230 | 1719140 | 1724450 | 1724450 | 1729760 | 1735060 | 1740370 | 1740370 | 1745670 | 1756290 | 1766900 | 1777510 | 1788120 | 1804040 | 1814650 | 1819960 | 1835880 | 1857100 | 1883630 | 1899550 | 1915470 | 1936690 | 1957910 | 1979140 | 2000360 | 2016280
Industrial Sector Energy Related Emissions before CCS[natural gas if,coal mining 05,VOC] | NoSettings | 68.3314 | 68.3314 | 69.2486 | 70.8537 | 72.2295 | 73.6053 | 74.2932 | 74.5225 | 74.5225 | 74.7518 | 74.9811 | 75.2104 | 75.2104 | 75.4397 | 75.8983 | 76.3569 | 76.8155 | 77.2741 | 77.962 | 78.4206 | 78.6499 | 79.3378 | 80.255 | 81.4015 | 82.0894 | 82.7773 | 83.6945 | 84.6117 | 85.5289 | 86.4461 | 87.134
Industrial Sector Energy Related Emissions before CCS[natural gas if,coal mining 05,CO] | NoSettings | 597.43 | 597.43 | 605.45 | 619.483 | 631.512 | 643.541 | 649.555 | 651.56 | 651.56 | 653.565 | 655.57 | 657.574 | 657.574 | 659.579 | 663.589 | 667.598 | 671.608 | 675.618 | 681.632 | 685.642 | 687.646 | 693.661 | 701.68 | 711.704 | 717.718 | 723.733 | 731.752 | 739.771 | 747.79 | 755.81 | 761.824
Industrial Sector Energy Related Emissions before CCS[natural gas if,coal mining 05,NOx] | NoSettings | 979.139 | 979.139 | 992.281 | 1015.28 | 1035 | 1054.71 | 1064.57 | 1067.85 | 1067.85 | 1071.14 | 1074.42 | 1077.71 | 1077.71 | 1081 | 1087.57 | 1094.14 | 1100.71 | 1107.28 | 1117.14 | 1123.71 | 1127 | 1136.85 | 1150 | 1166.42 | 1176.28 | 1186.14 | 1199.28 | 1212.42 | 1225.57 | 1238.71 | 1248.57
Industrial Sector Energy Related Emissions before CCS[natural gas if,coal mining 05,PM10] | NoSettings | 94.3468 | 94.3468 | 95.6132 | 97.8294 | 99.729 | 101.629 | 102.578 | 102.895 | 102.895 | 103.212 | 103.528 | 103.845 | 103.845 | 104.161 | 104.795 | 105.428 | 106.061 | 106.694 | 107.644 | 108.277 | 108.594 | 109.544 | 110.81 | 112.393 | 113.343 | 114.293 | 115.559 | 116.825 | 118.092 | 119.358 | 120.308
Industrial Sector Energy Related Emissions before CCS[natural gas if,coal mining 05,PM25] | NoSettings | 94.3468 | 94.3468 | 95.6132 | 97.8294 | 99.729 | 101.629 | 102.578 | 102.895 | 102.895 | 103.212 | 103.528 | 103.845 | 103.845 | 104.161 | 104.795 | 105.428 | 106.061 | 106.694 | 107.644 | 108.277 | 108.594 | 109.544 | 110.81 | 112.393 | 113.343 | 114.293 | 115.559 | 116.825 | 118.092 | 119.358 | 120.308
Industrial Sector Energy Related Emissions before CCS[natural gas if,coal mining 05,SOx] | NoSettings | 7.2116 | 7.2116 | 7.3084 | 7.4778 | 7.623 | 7.7682 | 7.8408 | 7.865 | 7.865 | 7.8892 | 7.9134 | 7.9376 | 7.9376 | 7.9618 | 8.0102 | 8.0586 | 8.107 | 8.1554 | 8.228 | 8.2764 | 8.3006 | 8.3732 | 8.47 | 8.591 | 8.6636 | 8.7362 | 8.833 | 8.9298 | 9.0266 | 9.1234 | 9.196
Industrial Sector Energy Related Emissions before CCS[natural gas if,coal mining 05,BC] | NoSettings | 15.5556 | 15.5556 | 15.7644 | 16.1298 | 16.443 | 16.7562 | 16.9128 | 16.965 | 16.965 | 17.0172 | 17.0694 | 17.1216 | 17.1216 | 17.1738 | 17.2782 | 17.3826 | 17.487 | 17.5914 | 17.748 | 17.8524 | 17.9046 | 18.0612 | 18.27 | 18.531 | 18.6876 | 18.8442 | 19.053 | 19.2618 | 19.4706 | 19.6794 | 19.836
Industrial Sector Energy Related Emissions before CCS[natural gas if,coal mining 05,OC] | NoSettings | 40.379 | 40.379 | 40.921 | 41.8695 | 42.6825 | 43.4955 | 43.902 | 44.0375 | 44.0375 | 44.173 | 44.3085 | 44.444 | 44.444 | 44.5795 | 44.8505 | 45.1215 | 45.3925 | 45.6635 | 46.07 | 46.341 | 46.4765 | 46.883 | 47.425 | 48.1025 | 48.509 | 48.9155 | 49.4575 | 49.9995 | 50.5415 | 51.0835 | 51.49
Industrial Sector Energy Related Emissions before CCS[natural gas if,coal mining 05,CH4] | NoSettings | 29.8 | 29.8 | 30.2 | 30.9 | 31.5 | 32.1 | 32.4 | 32.5 | 32.5 | 32.6 | 32.7 | 32.8 | 32.8 | 32.9 | 33.1 | 33.3 | 33.5 | 33.7 | 34 | 34.2 | 34.3 | 34.6 | 35 | 35.5 | 35.8 | 36.1 | 36.5 | 36.9 | 37.3 | 37.7 | 38
Industrial Sector Energy Related Emissions before CCS[natural gas if,coal mining 05,N2O] | NoSettings | 2.98 | 2.98 | 3.02 | 3.09 | 3.15 | 3.21 | 3.24 | 3.25 | 3.25 | 3.26 | 3.27 | 3.28 | 3.28 | 3.29 | 3.31 | 3.33 | 3.35 | 3.37 | 3.4 | 3.42 | 3.43 | 3.46 | 3.5 | 3.55 | 3.58 | 3.61 | 3.65 | 3.69 | 3.73 | 3.77 | 3.8
Industrial Sector Energy Related Emissions before CCS[natural gas if,coal mining 05,F gases] | NoSettings | 0 | 0 | 0 | 0 | 0 | 0 | 0 | 0 | 0 | 0 | 0 | 0 | 0 | 0 | 0 | 0 | 0 | 0 | 0 | 0 | 0 | 0 | 0 | 0 | 0 | 0 | 0 | 0 | 0 | 0 | 0
Industrial Sector Energy Related Emissions before CCS[natural gas if,oil and gas extraction 06,CO2] | NoSettings | 13345900000000 | 12231100000000 | 12762100000000 | 13352900000000 | 13644700000000 | 14105300000000 | 14229200000000 | 14228900000000 | 14364700000000 | 14232700000000 | 14039100000000 | 14023000000000 | 13917200000000 | 14039400000000 | 14172300000000 | 14134200000000 | 14046900000000 | 14107500000000 | 14203700000000 | 14255700000000 | 14136200000000 | 13981300000000 | 13905900000000 | 13911700000000 | 13987800000000 | 14041200000000 | 14026100000000 | 14046300000000 | 14066400000000 | 14086600000000 | 14106700000000
Industrial Sector Energy Related Emissions before CCS[natural gas if,oil and gas extraction 06,VOC] | NoSettings | 576747000 | 528571000 | 551517000 | 577050000 | 589659000 | 609562000 | 614918000 | 614907000 | 620772000 | 615067000 | 606705000 | 606008000 | 601433000 | 606714000 | 612460000 | 610812000 | 607042000 | 609661000 | 613818000 | 616063000 | 610901000 | 604206000 | 600947000 | 601197000 | 604488000 | 606794000 | 606141000 | 607012000 | 607883000 | 608755000 | 609626000
Industrial Sector Energy Related Emissions before CCS[natural gas if,oil and gas extraction 06,CO] | NoSettings | 5042570000 | 4621360000 | 4821990000 | 5045220000 | 5155460000 | 5329480000 | 5376310000 | 5376210000 | 5427490000 | 5377620000 | 5304500000 | 5298410000 | 5258410000 | 5304580000 | 5354820000 | 5340410000 | 5307450000 | 5330340000 | 5366690000 | 5386320000 | 5341190000 | 5282650000 | 5254160000 | 5256350000 | 5285110000 | 5305280000 | 5299570000 | 5307190000 | 5314800000 | 5322420000 | 5330040000
Industrial Sector Energy Related Emissions before CCS[natural gas if,oil and gas extraction 06,NOx] | NoSettings | 8264360000 | 7574030000 | 7902830000 | 8268690000 | 8449370000 | 8734570000 | 8811330000 | 8811160000 | 8895210000 | 8813460000 | 8693630000 | 8683650000 | 8618100000 | 8693770000 | 8776100000 | 8752480000 | 8698460000 | 8735990000 | 8795560000 | 8827720000 | 8753760000 | 8657820000 | 8611130000 | 8614710000 | 8661860000 | 8694920000 | 8685550000 | 8698040000 | 8710520000 | 8723010000 | 8735490000
Industrial Sector Energy Related Emissions before CCS[natural gas if,oil and gas extraction 06,PM10] | NoSettings | 796328000 | 729810000 | 761493000 | 796746000 | 814156000 | 841637000 | 849033000 | 849017000 | 857115000 | 849238000 | 837692000 | 836729000 | 830413000 | 837705000 | 845639000 | 843362000 | 838157000 | 841773000 | 847513000 | 850612000 | 843486000 | 834241000 | 829742000 | 830087000 | 834630000 | 837815000 | 836913000 | 838116000 | 839319000 | 840522000 | 841725000
Industrial Sector Energy Related Emissions before CCS[natural gas if,oil and gas extraction 06,PM25] | NoSettings | 796328000 | 729810000 | 761493000 | 796746000 | 814156000 | 841637000 | 849033000 | 849017000 | 857115000 | 849238000 | 837692000 | 836729000 | 830413000 | 837705000 | 845639000 | 843362000 | 838157000 | 841773000 | 847513000 | 850612000 | 843486000 | 834241000 | 829742000 | 830087000 | 834630000 | 837815000 | 836913000 | 838116000 | 839319000 | 840522000 | 841725000
Industrial Sector Energy Related Emissions before CCS[natural gas if,oil and gas extraction 06,SOx] | NoSettings | 60869100 | 55784600 | 58206300 | 60901000 | 62231800 | 64332300 | 64897600 | 64896400 | 65515500 | 64913400 | 64030800 | 63957200 | 63474400 | 64031700 | 64638200 | 64464200 | 64066400 | 64342700 | 64781500 | 65018400 | 64473600 | 63767000 | 63423100 | 63449500 | 63796800 | 64040200 | 63971200 | 64063200 | 64155200 | 64247100 | 64339100
Industrial Sector Energy Related Emissions before CCS[natural gas if,oil and gas extraction 06,BC] | NoSettings | 131296000 | 120329000 | 125552000 | 131365000 | 134235000 | 138766000 | 139986000 | 139983000 | 141318000 | 140020000 | 138116000 | 137957000 | 136916000 | 138118000 | 139426000 | 139051000 | 138193000 | 138789000 | 139735000 | 140246000 | 139071000 | 137547000 | 136805000 | 136862000 | 137611000 | 138136000 | 137988000 | 138186000 | 138384000 | 138583000 | 138781000
Industrial Sector Energy Related Emissions before CCS[natural gas if,oil and gas extraction 06,OC] | NoSettings | 340816000 | 312348000 | 325907000 | 340995000 | 348446000 | 360208000 | 363373000 | 363366000 | 366832000 | 363461000 | 358519000 | 358108000 | 355404000 | 358525000 | 361921000 | 360946000 | 358719000 | 360266000 | 362723000 | 364049000 | 360999000 | 357043000 | 355117000 | 355265000 | 357209000 | 358572000 | 358186000 | 358701000 | 359216000 | 359731000 | 360246000
Industrial Sector Energy Related Emissions before CCS[natural gas if,oil and gas extraction 06,CH4] | NoSettings | 251525000 | 230515000 | 240522000 | 251657000 | 257156000 | 265836000 | 268172000 | 268167000 | 270725000 | 268237000 | 264590000 | 264286000 | 262291000 | 264594000 | 267100000 | 266381000 | 264737000 | 265879000 | 267692000 | 268671000 | 266420000 | 263500000 | 262079000 | 262188000 | 263623000 | 264629000 | 264344000 | 264724000 | 265104000 | 265484000 | 265864000
Industrial Sector Energy Related Emissions before CCS[natural gas if,oil and gas extraction 06,N2O] | NoSettings | 25152500 | 23051500 | 24052200 | 25165700 | 25715600 | 26583600 | 26817200 | 26816700 | 27072500 | 26823700 | 26459000 | 26428600 | 26229100 | 26459400 | 26710000 | 26638100 | 26473700 | 26587900 | 26769200 | 26867100 | 26642000 | 26350000 | 26207900 | 26218800 | 26362300 | 26462900 | 26434400 | 26472400 | 26510400 | 26548400 | 26586400
Industrial Sector Energy Related Emissions before CCS[natural gas if,oil and gas extraction 06,F gases] | NoSettings | 0 | 0 | 0 | 0 | 0 | 0 | 0 | 0 | 0 | 0 | 0 | 0 | 0 | 0 | 0 | 0 | 0 | 0 | 0 | 0 | 0 | 0 | 0 | 0 | 0 | 0 | 0 | 0 | 0 | 0 | 0
Industrial Sector Energy Related Emissions before CCS[natural gas if,other mining and quarrying 07T08,CO2] | NoSettings | 442902000000 | 442159000000 | 449316000000 | 458842000000 | 468144000000 | 476218000000 | 480621000000 | 482836000000 | 483348000000 | 483809000000 | 485098000000 | 486896000000 | 487431000000 | 488637000000 | 491275000000 | 494953000000 | 497581000000 | 500497000000 | 504537000000 | 507776000000 | 510076000000 | 513900000000 | 520259000000 | 526818000000 | 531645000000 | 536198000000 | 542560000000 | 548158000000 | 553755000000 | 559353000000 | 564956000000
Industrial Sector Energy Related Emissions before CCS[natural gas if,other mining and quarrying 07T08,VOC] | NoSettings | 19140100 | 19108000 | 19417300 | 19829000 | 20230900 | 20579900 | 20770100 | 20865900 | 20888000 | 20907900 | 20963600 | 21041300 | 21064500 | 21116600 | 21230600 | 21389500 | 21503100 | 21629100 | 21803700 | 21943600 | 22043100 | 22208300 | 22483100 | 22766600 | 22975200 | 23171900 | 23446800 | 23688800 | 23930700 | 24172600 | 24414700
Industrial Sector Energy Related Emissions before CCS[natural gas if,other mining and quarrying 07T08,CO] | NoSettings | 167344000 | 167064000 | 169768000 | 173367000 | 176882000 | 179933000 | 181596000 | 182433000 | 182626000 | 182801000 | 183288000 | 183967000 | 184169000 | 184625000 | 185622000 | 187011000 | 188004000 | 189106000 | 190633000 | 191856000 | 192725000 | 194170000 | 196573000 | 199051000 | 200875000 | 202595000 | 204999000 | 207114000 | 209229000 | 211344000 | 213461000
Industrial Sector Energy Related Emissions before CCS[natural gas if,other mining and quarrying 07T08,NOx] | NoSettings | 274264000 | 273804000 | 278235000 | 284135000 | 289894000 | 294895000 | 297621000 | 298993000 | 299310000 | 299595000 | 300393000 | 301506000 | 301838000 | 302585000 | 304218000 | 306496000 | 308123000 | 309929000 | 312431000 | 314436000 | 315861000 | 318229000 | 322166000 | 326228000 | 329217000 | 332036000 | 335976000 | 339442000 | 342909000 | 346375000 | 349845000
Industrial Sector Energy Related Emissions before CCS[natural gas if,other mining and quarrying 07T08,PM10] | NoSettings | 26427200 | 26382900 | 26809900 | 27378300 | 27933300 | 28415100 | 28677800 | 28810000 | 28840600 | 28868100 | 28945000 | 29052200 | 29084200 | 29156200 | 29313600 | 29533000 | 29689800 | 29863800 | 30104900 | 30298100 | 30435400 | 30663500 | 31042900 | 31434400 | 31722400 | 31994000 | 32373600 | 32707600 | 33041600 | 33375700 | 33710000
Industrial Sector Energy Related Emissions before CCS[natural gas if,other mining and quarrying 07T08,PM25] | NoSettings | 26427200 | 26382900 | 26809900 | 27378300 | 27933300 | 28415100 | 28677800 | 28810000 | 28840600 | 28868100 | 28945000 | 29052200 | 29084200 | 29156200 | 29313600 | 29533000 | 29689800 | 29863800 | 30104900 | 30298100 | 30435400 | 30663500 | 31042900 | 31434400 | 31722400 | 31994000 | 32373600 | 32707600 | 33041600 | 33375700 | 33710000
Industrial Sector Energy Related Emissions before CCS[natural gas if,other mining and quarrying 07T08,SOx] | NoSettings | 2020020 | 2016630 | 2049270 | 2092720 | 2135140 | 2171970 | 2192050 | 2202160 | 2204490 | 2206590 | 2212470 | 2220670 | 2223110 | 2228610 | 2240640 | 2257420 | 2269410 | 2282710 | 2301130 | 2315900 | 2326390 | 2343830 | 2372830 | 2402750 | 2424770 | 2445530 | 2474550 | 2500080 | 2525610 | 2551140 | 2576700
Industrial Sector Energy Related Emissions before CCS[natural gas if,other mining and quarrying 07T08,BC] | NoSettings | 4357230 | 4349930 | 4420330 | 4514050 | 4605560 | 4685000 | 4728310 | 4750110 | 4755140 | 4759670 | 4772350 | 4790040 | 4795310 | 4807180 | 4833120 | 4869310 | 4895160 | 4923850 | 4963600 | 4995460 | 5018090 | 5055710 | 5118260 | 5182800 | 5230280 | 5275070 | 5337660 | 5392730 | 5447800 | 5502870 | 5558000
Industrial Sector Energy Related Emissions before CCS[natural gas if,other mining and quarrying 07T08,OC] | NoSettings | 11310400 | 11291500 | 11474200 | 11717500 | 11955000 | 12161200 | 12273700 | 12330300 | 12343300 | 12355100 | 12388000 | 12433900 | 12447600 | 12478400 | 12545800 | 12639700 | 12706800 | 12781300 | 12884400 | 12967100 | 13025900 | 13123500 | 13285900 | 13453400 | 13576700 | 13693000 | 13855400 | 13998400 | 14141300 | 14284300 | 14427400
Industrial Sector Energy Related Emissions before CCS[natural gas if,other mining and quarrying 07T08,CH4] | NoSettings | 8347190 | 8333190 | 8468070 | 8647610 | 8822910 | 8975090 | 9058060 | 9099820 | 9109460 | 9118150 | 9142440 | 9176320 | 9186420 | 9209150 | 9258860 | 9328180 | 9377710 | 9432670 | 9508810 | 9569840 | 9613200 | 9685260 | 9805100 | 9928730 | 10019700 | 10105500 | 10225400 | 10330900 | 10436400 | 10541900 | 10647500
Industrial Sector Energy Related Emissions before CCS[natural gas if,other mining and quarrying 07T08,N2O] | NoSettings | 834719 | 833319 | 846807 | 864761 | 882291 | 897509 | 905806 | 909982 | 910946 | 911815 | 914244 | 917632 | 918642 | 920915 | 925886 | 932818 | 937771 | 943267 | 950881 | 956984 | 961320 | 968526 | 980510 | 992873 | 1001970 | 1010550 | 1022540 | 1033090 | 1043640 | 1054190 | 1064750
Industrial Sector Energy Related Emissions before CCS[natural gas if,other mining and quarrying 07T08,F gases] | NoSettings | 0 | 0 | 0 | 0 | 0 | 0 | 0 | 0 | 0 | 0 | 0 | 0 | 0 | 0 | 0 | 0 | 0 | 0 | 0 | 0 | 0 | 0 | 0 | 0 | 0 | 0 | 0 | 0 | 0 | 0 | 0
Industrial Sector Energy Related Emissions before CCS[natural gas if,food beverage and tobacco 10T12,CO2] | NoSettings | 3567170000000 | 3561190000000 | 3618830000000 | 3695560000000 | 3770480000000 | 3835510000000 | 3870960000000 | 3888810000000 | 3892930000000 | 3896640000000 | 3907030000000 | 3921510000000 | 3925820000000 | 3935530000000 | 3956780000000 | 3986400000000 | 4007570000000 | 4031060000000 | 4063590000000 | 4089670000000 | 4108200000000 | 4139000000000 | 4190210000000 | 4243040000000 | 4281930000000 | 4318600000000 | 4369830000000 | 4414920000000 | 4460010000000 | 4505100000000 | 4550200000000
Industrial Sector Energy Related Emissions before CCS[natural gas if,food beverage and tobacco 10T12,VOC] | NoSettings | 154156000 | 153898000 | 156389000 | 159704000 | 162942000 | 165752000 | 167284000 | 168056000 | 168234000 | 168394000 | 168843000 | 169469000 | 169655000 | 170075000 | 170993000 | 172273000 | 173188000 | 174203000 | 175609000 | 176736000 | 177537000 | 178868000 | 181081000 | 183364000 | 185044000 | 186629000 | 188843000 | 190792000 | 192740000 | 194689000 | 196638000
Industrial Sector Energy Related Emissions before CCS[natural gas if,food beverage and tobacco 10T12,CO] | NoSettings | 1347810000 | 1345550000 | 1367330000 | 1396320000 | 1424620000 | 1449190000 | 1462590000 | 1469330000 | 1470890000 | 1472290000 | 1476220000 | 1481690000 | 1483320000 | 1486990000 | 1495020000 | 1506210000 | 1514210000 | 1523080000 | 1535370000 | 1545230000 | 1552230000 | 1563860000 | 1583210000 | 1603180000 | 1617870000 | 1631720000 | 1651080000 | 1668120000 | 1685150000 | 1702190000 | 1719230000
Industrial Sector Energy Related Emissions before CCS[natural gas if,food beverage and tobacco 10T12,NOx] | NoSettings | 2208940000 | 2205240000 | 2240930000 | 2288450000 | 2334840000 | 2375110000 | 2397060000 | 2408120000 | 2410670000 | 2412970000 | 2419400000 | 2428360000 | 2431030000 | 2437050000 | 2450210000 | 2468550000 | 2481660000 | 2496200000 | 2516350000 | 2532500000 | 2543970000 | 2563040000 | 2594760000 | 2627470000 | 2651550000 | 2674260000 | 2705980000 | 2733910000 | 2761830000 | 2789750000 | 2817680000
Industrial Sector Energy Related Emissions before CCS[natural gas if,food beverage and tobacco 10T12,PM10] | NoSettings | 212847000 | 212490000 | 215929000 | 220508000 | 224978000 | 228858000 | 230974000 | 232039000 | 232284000 | 232506000 | 233126000 | 233990000 | 234247000 | 234827000 | 236094000 | 237862000 | 239125000 | 240526000 | 242468000 | 244024000 | 245129000 | 246967000 | 250023000 | 253175000 | 255495000 | 257683000 | 260740000 | 263431000 | 266121000 | 268812000 | 271503000
Industrial Sector Energy Related Emissions before CCS[natural gas if,food beverage and tobacco 10T12,PM25] | NoSettings | 212847000 | 212490000 | 215929000 | 220508000 | 224978000 | 228858000 | 230974000 | 232039000 | 232284000 | 232506000 | 233126000 | 233990000 | 234247000 | 234827000 | 236094000 | 237862000 | 239125000 | 240526000 | 242468000 | 244024000 | 245129000 | 246967000 | 250023000 | 253175000 | 255495000 | 257683000 | 260740000 | 263431000 | 266121000 | 268812000 | 271503000
Industrial Sector Energy Related Emissions before CCS[natural gas if,food beverage and tobacco 10T12,SOx] | NoSettings | 16269400 | 16242100 | 16505000 | 16855000 | 17196700 | 17493300 | 17655000 | 17736400 | 17755200 | 17772100 | 17819500 | 17885500 | 17905200 | 17949500 | 18046400 | 18181500 | 18278000 | 18385200 | 18533500 | 18652500 | 18737000 | 18877500 | 19111000 | 19352000 | 19529300 | 19696600 | 19930200 | 20135900 | 20341600 | 20547200 | 20752900
Industrial Sector Energy Related Emissions before CCS[natural gas if,food beverage and tobacco 10T12,BC] | NoSettings | 35093500 | 35034700 | 35601800 | 36356600 | 37093600 | 37733400 | 38082200 | 38257800 | 38298300 | 38334800 | 38437000 | 38579500 | 38621900 | 38717500 | 38926500 | 39217900 | 39426100 | 39657200 | 39977300 | 40233900 | 40416200 | 40719100 | 41223000 | 41742700 | 42125200 | 42486000 | 42990000 | 43433600 | 43877200 | 44320800 | 44764500
Industrial Sector Energy Related Emissions before CCS[natural gas if,food beverage and tobacco 10T12,OC] | NoSettings | 91095300 | 90942600 | 92414500 | 94374000 | 96287100 | 97947800 | 98853200 | 99309000 | 99414200 | 99509000 | 99774200 | 100144000 | 100254000 | 100502000 | 101045000 | 101801000 | 102342000 | 102942000 | 103773000 | 104439000 | 104912000 | 105698000 | 107006000 | 108355000 | 109348000 | 110285000 | 111593000 | 112744000 | 113896000 | 115047000 | 116199000
Industrial Sector Energy Related Emissions before CCS[natural gas if,food beverage and tobacco 10T12,CH4] | NoSettings | 67229000 | 67116300 | 68202600 | 69648700 | 71060600 | 72286200 | 72954400 | 73290800 | 73368400 | 73438400 | 73634100 | 73907000 | 73988300 | 74171400 | 74571800 | 75130000 | 75529000 | 75971700 | 76584900 | 77076400 | 77425600 | 78006000 | 78971200 | 79966900 | 80699700 | 81390800 | 82356400 | 83206200 | 84056000 | 84905800 | 85755700
Industrial Sector Energy Related Emissions before CCS[natural gas if,food beverage and tobacco 10T12,N2O] | NoSettings | 6722900 | 6711630 | 6820260 | 6964870 | 7106060 | 7228620 | 7295440 | 7329080 | 7336840 | 7343840 | 7363410 | 7390700 | 7398830 | 7417140 | 7457180 | 7513000 | 7552900 | 7597170 | 7658490 | 7707640 | 7742560 | 7800600 | 7897120 | 7996690 | 8069970 | 8139080 | 8235640 | 8320620 | 8405600 | 8490580 | 8575570
Industrial Sector Energy Related Emissions before CCS[natural gas if,food beverage and tobacco 10T12,F gases] | NoSettings | 0 | 0 | 0 | 0 | 0 | 0 | 0 | 0 | 0 | 0 | 0 | 0 | 0 | 0 | 0 | 0 | 0 | 0 | 0 | 0 | 0 | 0 | 0 | 0 | 0 | 0 | 0 | 0 | 0 | 0 | 0
Industrial Sector Energy Related Emissions before CCS[natural gas if,textiles apparel and leather 13T15,CO2] | NoSettings | 165712000000 | 165434000000 | 168112000000 | 171676000000 | 175156000000 | 178177000000 | 179824000000 | 180653000000 | 180844000000 | 181017000000 | 181499000000 | 182172000000 | 182373000000 | 182824000000 | 183810000000 | 185187000000 | 186170000000 | 187261000000 | 188773000000 | 189984000000 | 190845000000 | 192276000000 | 194655000000 | 197109000000 | 198915000000 | 200619000000 | 202999000000 | 205093000000 | 207188000000 | 209283000000 | 211377000000
Industrial Sector Energy Related Emissions before CCS[natural gas if,textiles apparel and leather 13T15,VOC] | NoSettings | 7161270 | 7149250 | 7264980 | 7419000 | 7569400 | 7699960 | 7771140 | 7806950 | 7815230 | 7822680 | 7843530 | 7872600 | 7881270 | 7900760 | 7943410 | 8002890 | 8045380 | 8092520 | 8157850 | 8210200 | 8247420 | 8309240 | 8412050 | 8518110 | 8596160 | 8669790 | 8772630 | 8863160 | 8953680 | 9044210 | 9134720
Industrial Sector Energy Related Emissions before CCS[natural gas if,textiles apparel and leather 13T15,CO] | NoSettings | 62611900 | 62506900 | 63518700 | 64865300 | 66180300 | 67321800 | 67944100 | 68257200 | 68329600 | 68394800 | 68577000 | 68831200 | 68907000 | 69077400 | 69450300 | 69970300 | 70341800 | 70754000 | 71325200 | 71782900 | 72108200 | 72648700 | 73547700 | 74474900 | 75157300 | 75801100 | 76700200 | 77491700 | 78283200 | 79074700 | 79866000
Industrial Sector Energy Related Emissions before CCS[natural gas if,textiles apparel and leather 13T15,NOx] | NoSettings | 102616000 | 102444000 | 104102000 | 106309000 | 108464000 | 110335000 | 111355000 | 111868000 | 111987000 | 112093000 | 112392000 | 112809000 | 112933000 | 113212000 | 113823000 | 114676000 | 115284000 | 115960000 | 116896000 | 117646000 | 118179000 | 119065000 | 120539000 | 122058000 | 123177000 | 124232000 | 125705000 | 127002000 | 128300000 | 129597000 | 130894000
Industrial Sector Energy Related Emissions before CCS[natural gas if,textiles apparel and leather 13T15,PM10] | NoSettings | 9887730 | 9871140 | 10030900 | 10243600 | 10451300 | 10631500 | 10729800 | 10779200 | 10790700 | 10801000 | 10829700 | 10869900 | 10881900 | 10908800 | 10967700 | 11049800 | 11108400 | 11173500 | 11263700 | 11336000 | 11387400 | 11472800 | 11614700 | 11761200 | 11868900 | 11970600 | 12112600 | 12237600 | 12362600 | 12487600 | 12612500
Industrial Sector Energy Related Emissions before CCS[natural gas if,textiles apparel and leather 13T15,PM25] | NoSettings | 9887730 | 9871140 | 10030900 | 10243600 | 10451300 | 10631500 | 10729800 | 10779200 | 10790700 | 10801000 | 10829700 | 10869900 | 10881900 | 10908800 | 10967700 | 11049800 | 11108400 | 11173500 | 11263700 | 11336000 | 11387400 | 11472800 | 11614700 | 11761200 | 11868900 | 11970600 | 12112600 | 12237600 | 12362600 | 12487600 | 12612500
Industrial Sector Energy Related Emissions before CCS[natural gas if,textiles apparel and leather 13T15,SOx] | NoSettings | 755790 | 754522 | 766736 | 782991 | 798864 | 812643 | 820155 | 823935 | 824809 | 825595 | 827795 | 830863 | 831778 | 833835 | 838336 | 844614 | 849098 | 854074 | 860968 | 866493 | 870421 | 876945 | 887796 | 898989 | 907227 | 914997 | 925851 | 935405 | 944959 | 954513 | 964065
Industrial Sector Energy Related Emissions before CCS[natural gas if,textiles apparel and leather 13T15,BC] | NoSettings | 1630260 | 1627520 | 1653870 | 1688930 | 1723170 | 1752890 | 1769090 | 1777250 | 1779130 | 1780830 | 1785570 | 1792190 | 1794170 | 1798600 | 1808310 | 1821850 | 1831530 | 1842260 | 1857130 | 1869050 | 1877520 | 1891590 | 1915000 | 1939140 | 1956910 | 1973670 | 1997080 | 2017690 | 2038300 | 2058910 | 2079510
Industrial Sector Energy Related Emissions before CCS[natural gas if,textiles apparel and leather 13T15,OC] | NoSettings | 4231800 | 4224700 | 4293090 | 4384100 | 4472980 | 4550130 | 4592190 | 4613350 | 4618250 | 4622650 | 4634970 | 4652150 | 4657270 | 4668790 | 4693990 | 4729140 | 4754250 | 4782110 | 4820710 | 4851650 | 4873640 | 4910170 | 4970930 | 5033590 | 5079720 | 5123230 | 5184000 | 5237500 | 5290990 | 5344490 | 5397970
Industrial Sector Energy Related Emissions before CCS[natural gas if,textiles apparel and leather 13T15,CH4] | NoSettings | 3123100 | 3117860 | 3168330 | 3235500 | 3301090 | 3358030 | 3389070 | 3404690 | 3408300 | 3411550 | 3420640 | 3433320 | 3437100 | 3445600 | 3464200 | 3490140 | 3508670 | 3529230 | 3557720 | 3580550 | 3596780 | 3623740 | 3668580 | 3714830 | 3748870 | 3780980 | 3825830 | 3865310 | 3904790 | 3944270 | 3983740
Industrial Sector Energy Related Emissions before CCS[natural gas if,textiles apparel and leather 13T15,N2O] | NoSettings | 312310 | 311786 | 316833 | 323550 | 330109 | 335803 | 338907 | 340469 | 340830 | 341155 | 342064 | 343332 | 343710 | 344560 | 346420 | 349014 | 350867 | 352923 | 355772 | 358055 | 359678 | 362374 | 366858 | 371483 | 374887 | 378098 | 382583 | 386531 | 390479 | 394427 | 398374
Industrial Sector Energy Related Emissions before CCS[natural gas if,textiles apparel and leather 13T15,F gases] | NoSettings | 0 | 0 | 0 | 0 | 0 | 0 | 0 | 0 | 0 | 0 | 0 | 0 | 0 | 0 | 0 | 0 | 0 | 0 | 0 | 0 | 0 | 0 | 0 | 0 | 0 | 0 | 0 | 0 | 0 | 0 | 0
Industrial Sector Energy Related Emissions before CCS[natural gas if,wood products 16,CO2] | NoSettings | 728254000000 | 727028000000 | 738797000000 | 754460000000 | 769757000000 | 783033000000 | 790270000000 | 793916000000 | 794754000000 | 795513000000 | 797635000000 | 800591000000 | 801471000000 | 803456000000 | 807791000000 | 813840000000 | 818159000000 | 822955000000 | 829598000000 | 834920000000 | 838704000000 | 844991000000 | 855449000000 | 866236000000 | 874174000000 | 881661000000 | 892119000000 | 901325000000 | 910531000000 | 919737000000 | 928937000000
Industrial Sector Energy Related Emissions before CCS[natural gas if,wood products 16,VOC] | NoSettings | 31471700 | 31418700 | 31927300 | 32604200 | 33265200 | 33838900 | 34151700 | 34309200 | 34345500 | 34378300 | 34470000 | 34597700 | 34635800 | 34721500 | 34908900 | 35170300 | 35356900 | 35564200 | 35851300 | 36081300 | 36244800 | 36516500 | 36968400 | 37434600 | 37777600 | 38101200 | 38553100 | 38951000 | 39348800 | 39746600 | 40144200
Industrial Sector Energy Related Emissions before CCS[natural gas if,wood products 16,CO] | NoSettings | 275161000 | 274698000 | 279144000 | 285063000 | 290842000 | 295858000 | 298593000 | 299970000 | 300287000 | 300574000 | 301376000 | 302492000 | 302825000 | 303575000 | 305213000 | 307498000 | 309130000 | 310942000 | 313452000 | 315463000 | 316893000 | 319268000 | 323220000 | 327296000 | 330295000 | 333124000 | 337075000 | 340553000 | 344032000 | 347510000 | 350986000
Industrial Sector Energy Related Emissions before CCS[natural gas if,wood products 16,NOx] | NoSettings | 450966000 | 450207000 | 457494000 | 467194000 | 476666000 | 484887000 | 489369000 | 491626000 | 492145000 | 492615000 | 493929000 | 495760000 | 496305000 | 497534000 | 500218000 | 503964000 | 506639000 | 509609000 | 513722000 | 517018000 | 519361000 | 523254000 | 529730000 | 536410000 | 541326000 | 545962000 | 552438000 | 558139000 | 563839000 | 569540000 | 575237000
Industrial Sector Energy Related Emissions before CCS[natural gas if,wood products 16,PM10] | NoSettings | 43453700 | 43380500 | 44082800 | 45017400 | 45930100 | 46722200 | 47154100 | 47371600 | 47421600 | 47466900 | 47593500 | 47769900 | 47822400 | 47940800 | 48199500 | 48560400 | 48818100 | 49104300 | 49500700 | 49818300 | 50044000 | 50419200 | 51043200 | 51686800 | 52160500 | 52607200 | 53231200 | 53780500 | 54329800 | 54879100 | 55428100
Industrial Sector Energy Related Emissions before CCS[natural gas if,wood products 16,PM25] | NoSettings | 43453700 | 43380500 | 44082800 | 45017400 | 45930100 | 46722200 | 47154100 | 47371600 | 47421600 | 47466900 | 47593500 | 47769900 | 47822400 | 47940800 | 48199500 | 48560400 | 48818100 | 49104300 | 49500700 | 49818300 | 50044000 | 50419200 | 51043200 | 51686800 | 52160500 | 52607200 | 53231200 | 53780500 | 54329800 | 54879100 | 55428100
Industrial Sector Energy Related Emissions before CCS[natural gas if,wood products 16,SOx] | NoSettings | 3321470 | 3315880 | 3369560 | 3441000 | 3510770 | 3571320 | 3604320 | 3620950 | 3624770 | 3628230 | 3637910 | 3651390 | 3655410 | 3664460 | 3684230 | 3711820 | 3731520 | 3753400 | 3783690 | 3807970 | 3825220 | 3853900 | 3901600 | 3950800 | 3987000 | 4021140 | 4068840 | 4110830 | 4152820 | 4194800 | 4236770
Industrial Sector Energy Related Emissions before CCS[natural gas if,wood products 16,BC] | NoSettings | 7164500 | 7152440 | 7268220 | 7422320 | 7572810 | 7703420 | 7774620 | 7810480 | 7818720 | 7826190 | 7847070 | 7876140 | 7884810 | 7904330 | 7946980 | 8006490 | 8048980 | 8096170 | 8161520 | 8213880 | 8251100 | 8312950 | 8415840 | 8521960 | 8600050 | 8673710 | 8776590 | 8867160 | 8957730 | 9048300 | 9138810
Industrial Sector Energy Related Emissions before CCS[natural gas if,wood products 16,OC] | NoSettings | 18597500 | 18566200 | 18866700 | 19266700 | 19657400 | 19996400 | 20181200 | 20274300 | 20295700 | 20315100 | 20369300 | 20444800 | 20467300 | 20518000 | 20628700 | 20783100 | 20893400 | 21015900 | 21185600 | 21321500 | 21418100 | 21578600 | 21845700 | 22121200 | 22323900 | 22515100 | 22782200 | 23017200 | 23252300 | 23487400 | 23722400
Industrial Sector Energy Related Emissions before CCS[natural gas if,wood products 16,CH4] | NoSettings | 13725100 | 13702000 | 13923800 | 14219000 | 14507300 | 14757500 | 14893900 | 14962600 | 14978400 | 14992700 | 15032700 | 15088400 | 15105000 | 15142400 | 15224100 | 15338100 | 15419500 | 15509900 | 15635100 | 15735400 | 15806700 | 15925200 | 16122300 | 16325600 | 16475200 | 16616300 | 16813400 | 16986900 | 17160400 | 17333900 | 17507300
Industrial Sector Energy Related Emissions before CCS[natural gas if,wood products 16,N2O] | NoSettings | 1372510 | 1370200 | 1392380 | 1421900 | 1450730 | 1475750 | 1489390 | 1496260 | 1497840 | 1499270 | 1503270 | 1508840 | 1510500 | 1514240 | 1522410 | 1533810 | 1541950 | 1550990 | 1563510 | 1573540 | 1580670 | 1592520 | 1612230 | 1632560 | 1647520 | 1661630 | 1681340 | 1698690 | 1716040 | 1733390 | 1750730
Industrial Sector Energy Related Emissions before CCS[natural gas if,wood products 16,F gases] | NoSettings | 0 | 0 | 0 | 0 | 0 | 0 | 0 | 0 | 0 | 0 | 0 | 0 | 0 | 0 | 0 | 0 | 0 | 0 | 0 | 0 | 0 | 0 | 0 | 0 | 0 | 0 | 0 | 0 | 0 | 0 | 0
Industrial Sector Energy Related Emissions before CCS[natural gas if,pulp paper and printing 17T18,CO2] | NoSettings | 955998000000 | 954396000000 | 969841000000 | 990407000000 | 1010480000000 | 1027910000000 | 1037410000000 | 1042190000000 | 1043300000000 | 1044300000000 | 1047080000000 | 1050960000000 | 1052120000000 | 1054720000000 | 1060410000000 | 1068350000000 | 1074020000000 | 1080320000000 | 1089040000000 | 1096030000000 | 1101000000000 | 1109250000000 | 1122970000000 | 1137130000000 | 1147550000000 | 1157380000000 | 1171110000000 | 1183200000000 | 1195280000000 | 1207360000000 | 1219450000000
Industrial Sector Energy Related Emissions before CCS[natural gas if,pulp paper and printing 17T18,VOC] | NoSettings | 41313700 | 41244400 | 41911900 | 42800700 | 43668100 | 44421400 | 44832000 | 45038600 | 45086300 | 45129500 | 45249600 | 45417500 | 45467400 | 45579800 | 45825800 | 46169100 | 46414200 | 46686200 | 47062900 | 47365100 | 47579800 | 47936300 | 48529500 | 49141300 | 49591600 | 50016300 | 50609700 | 51132100 | 51654200 | 52176500 | 52698600
Industrial Sector Energy Related Emissions before CCS[natural gas if,pulp paper and printing 17T18,CO] | NoSettings | 361211000 | 360605000 | 366441000 | 374212000 | 381796000 | 388382000 | 391972000 | 393779000 | 394196000 | 394573000 | 395623000 | 397091000 | 397528000 | 398510000 | 400661000 | 403662000 | 405806000 | 408183000 | 411477000 | 414120000 | 415996000 | 419113000 | 424300000 | 429649000 | 433586000 | 437299000 | 442487000 | 447054000 | 451619000 | 456186000 | 460751000
Industrial Sector Energy Related Emissions before CCS[natural gas if,pulp paper and printing 17T18,NOx] | NoSettings | 591994000 | 591002000 | 600567000 | 613302000 | 625732000 | 636526000 | 642410000 | 645371000 | 646054000 | 646672000 | 648393000 | 650799000 | 651515000 | 653125000 | 656650000 | 661569000 | 665082000 | 668978000 | 674377000 | 678707000 | 681783000 | 686892000 | 695392000 | 704158000 | 710611000 | 716697000 | 725200000 | 732685000 | 740166000 | 747651000 | 755133000
Industrial Sector Energy Related Emissions before CCS[natural gas if,pulp paper and printing 17T18,PM10] | NoSettings | 57042800 | 56947200 | 57868800 | 59095900 | 60293600 | 61333700 | 61900700 | 62185900 | 62251800 | 62311300 | 62477200 | 62709000 | 62778000 | 62933100 | 63272800 | 63746800 | 64085200 | 64460700 | 64980900 | 65398200 | 65694500 | 66186800 | 67005900 | 67850500 | 68472300 | 69058700 | 69878100 | 70599300 | 71320200 | 72041400 | 72762300
Industrial Sector Energy Related Emissions before CCS[natural gas if,pulp paper and printing 17T18,PM25] | NoSettings | 57042800 | 56947200 | 57868800 | 59095900 | 60293600 | 61333700 | 61900700 | 62185900 | 62251800 | 62311300 | 62477200 | 62709000 | 62778000 | 62933100 | 63272800 | 63746800 | 64085200 | 64460700 | 64980900 | 65398200 | 65694500 | 66186800 | 67005900 | 67850500 | 68472300 | 69058700 | 69878100 | 70599300 | 71320200 | 72041400 | 72762300
Industrial Sector Energy Related Emissions before CCS[natural gas if,pulp paper and printing 17T18,SOx] | NoSettings | 4360190 | 4352880 | 4423320 | 4517120 | 4608670 | 4688170 | 4731510 | 4753320 | 4758350 | 4762900 | 4775580 | 4793290 | 4798570 | 4810430 | 4836390 | 4872620 | 4898490 | 4927190 | 4966950 | 4998850 | 5021500 | 5059130 | 5121740 | 5186300 | 5233830 | 5278650 | 5341280 | 5396410 | 5451510 | 5506640 | 5561740
Industrial Sector Energy Related Emissions before CCS[natural gas if,pulp paper and printing 17T18,BC] | NoSettings | 9405030 | 9389270 | 9541220 | 9743550 | 9941020 | 10112500 | 10206000 | 10253000 | 10263900 | 10273700 | 10301000 | 10339300 | 10350600 | 10376200 | 10432200 | 10510400 | 10566200 | 10628100 | 10713800 | 10782600 | 10831500 | 10912700 | 11047700 | 11187000 | 11289500 | 11386200 | 11521300 | 11640200 | 11759000 | 11878000 | 11996800
Industrial Sector Energy Related Emissions before CCS[natural gas if,pulp paper and printing 17T18,OC] | NoSettings | 24413400 | 24372500 | 24767000 | 25292200 | 25804800 | 26249900 | 26492600 | 26614600 | 26642800 | 26668300 | 26739300 | 26838500 | 26868000 | 26934400 | 27079800 | 27282700 | 27427500 | 27588200 | 27810800 | 27989400 | 28116300 | 28327000 | 28677500 | 29039000 | 29305100 | 29556100 | 29906700 | 30215400 | 30523900 | 30832600 | 31141200
Industrial Sector Energy Related Emissions before CCS[natural gas if,pulp paper and printing 17T18,CH4] | NoSettings | 18017300 | 17987100 | 18278200 | 18665800 | 19044100 | 19372600 | 19551700 | 19641800 | 19662600 | 19681400 | 19733800 | 19807000 | 19828800 | 19877800 | 19985100 | 20134800 | 20241700 | 20360300 | 20524600 | 20656400 | 20750000 | 20905500 | 21164200 | 21431000 | 21627400 | 21812600 | 22071400 | 22299200 | 22526900 | 22754700 | 22982400
Industrial Sector Energy Related Emissions before CCS[natural gas if,pulp paper and printing 17T18,N2O] | NoSettings | 1801730 | 1798710 | 1827820 | 1866580 | 1904410 | 1937260 | 1955170 | 1964180 | 1966260 | 1968140 | 1973380 | 1980700 | 1982880 | 1987780 | 1998510 | 2013480 | 2024170 | 2036030 | 2052460 | 2065640 | 2075000 | 2090550 | 2116420 | 2143100 | 2162740 | 2181260 | 2207140 | 2229920 | 2252690 | 2275470 | 2298240
Industrial Sector Energy Related Emissions before CCS[natural gas if,pulp paper and printing 17T18,F gases] | NoSettings | 0 | 0 | 0 | 0 | 0 | 0 | 0 | 0 | 0 | 0 | 0 | 0 | 0 | 0 | 0 | 0 | 0 | 0 | 0 | 0 | 0 | 0 | 0 | 0 | 0 | 0 | 0 | 0 | 0 | 0 | 0
Industrial Sector Energy Related Emissions before CCS[natural gas if,refined petroleum and coke 19,CO2] | NoSettings | 8401650000000 | 8986470000000 | 8410320000000 | 8573380000000 | 8499380000000 | 8413830000000 | 8228530000000 | 8177510000000 | 7848870000000 | 7680610000000 | 7514950000000 | 7393580000000 | 7205180000000 | 7168610000000 | 6947100000000 | 6818210000000 | 6848220000000 | 6662950000000 | 6575410000000 | 6556890000000 | 6534260000000 | 6442010000000 | 6398540000000 | 6368820000000 | 6347970000000 | 6301650000000 | 6272370000000 | 6240050000000 | 6207170000000 | 6174330000000 | 6141690000000
Industrial Sector Energy Related Emissions before CCS[natural gas if,refined petroleum and coke 19,VOC] | NoSettings | 363079000 | 388352000 | 363454000 | 370501000 | 367303000 | 363606000 | 355598000 | 353393000 | 339191000 | 331919000 | 324760000 | 319515000 | 311374000 | 309793000 | 300220000 | 294650000 | 295947000 | 287941000 | 284158000 | 283357000 | 282379000 | 278393000 | 276514000 | 275230000 | 274329000 | 272327000 | 271062000 | 269665000 | 268244000 | 266825000 | 265415000
Industrial Sector Energy Related Emissions before CCS[natural gas if,refined petroleum and coke 19,CO] | NoSettings | 3174450000 | 3395420000 | 3177720000 | 3239330000 | 3211380000 | 3179050000 | 3109040000 | 3089760000 | 2965590000 | 2902020000 | 2839420000 | 2793570000 | 2722380000 | 2708560000 | 2624870000 | 2576170000 | 2587510000 | 2517510000 | 2484430000 | 2477430000 | 2468880000 | 2434020000 | 2417600000 | 2406370000 | 2398500000 | 2380990000 | 2369930000 | 2357720000 | 2345290000 | 2332890000 | 2320550000
Industrial Sector Energy Related Emissions before CCS[natural gas if,refined petroleum and coke 19,NOx] | NoSettings | 5202660000 | 5564800000 | 5208020000 | 5309000000 | 5263180000 | 5210200000 | 5095450000 | 5063860000 | 4860350000 | 4756160000 | 4653570000 | 4578420000 | 4461750000 | 4439110000 | 4301940000 | 4222120000 | 4240710000 | 4125980000 | 4071770000 | 4060300000 | 4046290000 | 3989160000 | 3962240000 | 3943840000 | 3930930000 | 3902250000 | 3884120000 | 3864100000 | 3843740000 | 3823410000 | 3803190000
Industrial Sector Energy Related Emissions before CCS[natural gas if,refined petroleum and coke 19,PM10] | NoSettings | 501312000 | 536208000 | 501829000 | 511559000 | 507144000 | 502039000 | 490982000 | 487938000 | 468329000 | 458289000 | 448404000 | 441163000 | 429921000 | 427739000 | 414521000 | 406831000 | 408622000 | 397567000 | 392343000 | 391238000 | 389888000 | 384384000 | 381790000 | 380017000 | 378773000 | 376009000 | 374262000 | 372333000 | 370371000 | 368412000 | 366464000
Industrial Sector Energy Related Emissions before CCS[natural gas if,refined petroleum and coke 19,PM25] | NoSettings | 501312000 | 536208000 | 501829000 | 511559000 | 507144000 | 502039000 | 490982000 | 487938000 | 468329000 | 458289000 | 448404000 | 441163000 | 429921000 | 427739000 | 414521000 | 406831000 | 408622000 | 397567000 | 392343000 | 391238000 | 389888000 | 384384000 | 381790000 | 380017000 | 378773000 | 376009000 | 374262000 | 372333000 | 370371000 | 368412000 | 366464000
Industrial Sector Energy Related Emissions before CCS[natural gas if,refined petroleum and coke 19,SOx] | NoSettings | 38318900 | 40986200 | 38358400 | 39102100 | 38764600 | 38374400 | 37529300 | 37296600 | 35797700 | 35030300 | 34274700 | 33721200 | 32861900 | 32695100 | 31684800 | 31097000 | 31233900 | 30388900 | 29989600 | 29905100 | 29801900 | 29381200 | 29182900 | 29047400 | 28952300 | 28741000 | 28607500 | 28460100 | 28310100 | 28160300 | 28011500
Industrial Sector Energy Related Emissions before CCS[natural gas if,refined petroleum and coke 19,BC] | NoSettings | 82654700 | 88408200 | 82740000 | 84344200 | 83616200 | 82774600 | 80951600 | 80449700 | 77216500 | 75561200 | 73931500 | 72737500 | 70884000 | 70524200 | 68345000 | 67077000 | 67372300 | 65549600 | 64688300 | 64506100 | 64283500 | 63375900 | 62948300 | 62655900 | 62450800 | 61995100 | 61707100 | 61389100 | 61065600 | 60742600 | 60421400
Industrial Sector Energy Related Emissions before CCS[natural gas if,refined petroleum and coke 19,OC] | NoSettings | 214554000 | 229489000 | 214775000 | 218939000 | 217050000 | 214865000 | 210133000 | 208830000 | 200438000 | 196141000 | 191910000 | 188811000 | 184000000 | 183066000 | 177409000 | 174117000 | 174884000 | 170153000 | 167917000 | 167444000 | 166866000 | 164510000 | 163400000 | 162641000 | 162109000 | 160926000 | 160178000 | 159353000 | 158513000 | 157675000 | 156841000
Industrial Sector Energy Related Emissions before CCS[natural gas if,refined petroleum and coke 19,CH4] | NoSettings | 158342000 | 169364000 | 158506000 | 161579000 | 160184000 | 158572000 | 155080000 | 154118000 | 147924000 | 144753000 | 141631000 | 139344000 | 135793000 | 135104000 | 130929000 | 128500000 | 129066000 | 125574000 | 123924000 | 123575000 | 123148000 | 121410000 | 120591000 | 120031000 | 119638000 | 118765000 | 118213000 | 117604000 | 116984000 | 116365000 | 115750000
Industrial Sector Energy Related Emissions before CCS[natural gas if,refined petroleum and coke 19,N2O] | NoSettings | 15834200 | 16936400 | 15850600 | 16157900 | 16018400 | 15857200 | 15508000 | 15411800 | 14792400 | 14475300 | 14163100 | 13934400 | 13579300 | 13510400 | 13092900 | 12850000 | 12906600 | 12557400 | 12392400 | 12357500 | 12314800 | 12141000 | 12059100 | 12003100 | 11963800 | 11876500 | 11821300 | 11760400 | 11698400 | 11636500 | 11575000
Industrial Sector Energy Related Emissions before CCS[natural gas if,refined petroleum and coke 19,F gases] | NoSettings | 0 | 0 | 0 | 0 | 0 | 0 | 0 | 0 | 0 | 0 | 0 | 0 | 0 | 0 | 0 | 0 | 0 | 0 | 0 | 0 | 0 | 0 | 0 | 0 | 0 | 0 | 0 | 0 | 0 | 0 | 0
Industrial Sector Energy Related Emissions before CCS[natural gas if,chemicals 20,CO2] | NoSettings | 7707070000000 | 7694270000000 | 7818920000000 | 7984820000000 | 8146700000000 | 8287220000000 | 8363840000000 | 8402430000000 | 8411540000000 | 8419520000000 | 8441940000000 | 8473210000000 | 8482560000000 | 8503540000000 | 8549450000000 | 8613450000000 | 8659190000000 | 8709950000000 | 8780240000000 | 8836520000000 | 8876570000000 | 8943090000000 | 9053700000000 | 9167870000000 | 9251850000000 | 9331050000000 | 9441710000000 | 9539130000000 | 9636540000000 | 9733950000000 | 9831420000000
Industrial Sector Energy Related Emissions before CCS[natural gas if,chemicals 20,VOC] | NoSettings | 333063000 | 332510000 | 337896000 | 345066000 | 352061000 | 358134000 | 361445000 | 363113000 | 363506000 | 363852000 | 364820000 | 366172000 | 366576000 | 367482000 | 369466000 | 372232000 | 374209000 | 376402000 | 379440000 | 381872000 | 383603000 | 386478000 | 391258000 | 396192000 | 399821000 | 403244000 | 408026000 | 412236000 | 416445000 | 420655000 | 424867000
Industrial Sector Energy Related Emissions before CCS[natural gas if,chemicals 20,CO] | NoSettings | 2912010000 | 2907180000 | 2954270000 | 3016960000 | 3078120000 | 3131210000 | 3160160000 | 3174740000 | 3178180000 | 3181200000 | 3189670000 | 3201490000 | 3205020000 | 3212950000 | 3230290000 | 3254470000 | 3271760000 | 3290940000 | 3317490000 | 3338760000 | 3353890000 | 3379030000 | 3420820000 | 3463960000 | 3495680000 | 3525610000 | 3567420000 | 3604230000 | 3641040000 | 3677840000 | 3714670000
Industrial Sector Energy Related Emissions before CCS[natural gas if,chemicals 20,NOx] | NoSettings | 4772540000 | 4764620000 | 4841800000 | 4944540000 | 5044780000 | 5131800000 | 5179240000 | 5203140000 | 5208780000 | 5213720000 | 5227610000 | 5246970000 | 5252760000 | 5265750000 | 5294180000 | 5333810000 | 5362140000 | 5393570000 | 5437100000 | 5471950000 | 5496750000 | 5537940000 | 5606440000 | 5677130000 | 5729140000 | 5778180000 | 5846710000 | 5907030000 | 5967350000 | 6027680000 | 6088030000
Industrial Sector Energy Related Emissions before CCS[natural gas if,chemicals 20,PM10] | NoSettings | 459868000 | 459104000 | 466541000 | 476441000 | 486100000 | 494484000 | 499056000 | 501359000 | 501902000 | 502379000 | 503716000 | 505582000 | 506140000 | 507392000 | 510131000 | 513950000 | 516679000 | 519708000 | 523902000 | 527260000 | 529650000 | 533619000 | 540219000 | 547031000 | 552042000 | 556768000 | 563371000 | 569183000 | 574996000 | 580808000 | 586624000
Industrial Sector Energy Related Emissions before CCS[natural gas if,chemicals 20,PM25] | NoSettings | 459868000 | 459104000 | 466541000 | 476441000 | 486100000 | 494484000 | 499056000 | 501359000 | 501902000 | 502379000 | 503716000 | 505582000 | 506140000 | 507392000 | 510131000 | 513950000 | 516679000 | 519708000 | 523902000 | 527260000 | 529650000 | 533619000 | 540219000 | 547031000 | 552042000 | 556768000 | 563371000 | 569183000 | 574996000 | 580808000 | 586624000
Industrial Sector Energy Related Emissions before CCS[natural gas if,chemicals 20,SOx] | NoSettings | 35151000 | 35092600 | 35661100 | 36417800 | 37156100 | 37797000 | 38146400 | 38322400 | 38364000 | 38400400 | 38502600 | 38645200 | 38687900 | 38783600 | 38993000 | 39284900 | 39493500 | 39725000 | 40045600 | 40302300 | 40484900 | 40788300 | 41292800 | 41813500 | 42196500 | 42557800 | 43062500 | 43506800 | 43951000 | 44395300 | 44839900
Industrial Sector Energy Related Emissions before CCS[natural gas if,chemicals 20,BC] | NoSettings | 75821500 | 75695600 | 76921900 | 78554000 | 80146600 | 81529000 | 82282700 | 82662400 | 82752000 | 82830600 | 83051100 | 83358700 | 83450700 | 83657100 | 84108800 | 84738400 | 85188400 | 85687800 | 86379300 | 86933000 | 87327000 | 87981400 | 89069600 | 90192800 | 91018900 | 91798100 | 92886800 | 93845200 | 94803500 | 95761800 | 96720700
Industrial Sector Energy Related Emissions before CCS[natural gas if,chemicals 20,OC] | NoSettings | 196816000 | 196490000 | 199673000 | 203909000 | 208043000 | 211632000 | 213588000 | 214574000 | 214806000 | 215010000 | 215583000 | 216381000 | 216620000 | 217156000 | 218328000 | 219963000 | 221131000 | 222427000 | 224222000 | 225659000 | 226682000 | 228381000 | 231206000 | 234121000 | 236266000 | 238288000 | 241114000 | 243602000 | 246090000 | 248577000 | 251066000
Industrial Sector Energy Related Emissions before CCS[natural gas if,chemicals 20,CH4] | NoSettings | 145252000 | 145011000 | 147360000 | 150487000 | 153537000 | 156186000 | 157630000 | 158357000 | 158529000 | 158679000 | 159102000 | 159691000 | 159867000 | 160263000 | 161128000 | 162334000 | 163196000 | 164153000 | 165478000 | 166538000 | 167293000 | 168547000 | 170631000 | 172783000 | 174366000 | 175859000 | 177944000 | 179780000 | 181616000 | 183452000 | 185289000
Industrial Sector Energy Related Emissions before CCS[natural gas if,chemicals 20,N2O] | NoSettings | 14525200 | 14501100 | 14736000 | 15048700 | 15353700 | 15618600 | 15763000 | 15835700 | 15852900 | 15867900 | 15910200 | 15969100 | 15986700 | 16026300 | 16112800 | 16233400 | 16319600 | 16415300 | 16547800 | 16653800 | 16729300 | 16854700 | 17063100 | 17278300 | 17436600 | 17585900 | 17794400 | 17978000 | 18161600 | 18345200 | 18528900
Industrial Sector Energy Related Emissions before CCS[natural gas if,chemicals 20,F gases] | NoSettings | 0 | 0 | 0 | 0 | 0 | 0 | 0 | 0 | 0 | 0 | 0 | 0 | 0 | 0 | 0 | 0 | 0 | 0 | 0 | 0 | 0 | 0 | 0 | 0 | 0 | 0 | 0 | 0 | 0 | 0 | 0
Industrial Sector Energy Related Emissions before CCS[natural gas if,rubber and plastic products 22,CO2] | NoSettings | 86948900000 | 86803000000 | 88208000000 | 90078400000 | 91904200000 | 93489600000 | 94353400000 | 94788500000 | 94888800000 | 94979500000 | 95232600000 | 95585500000 | 95690500000 | 95927700000 | 96445600000 | 97167200000 | 97683500000 | 98256000000 | 99048700000 | 99684400000 | 100136000000 | 100887000000 | 102135000000 | 103423000000 | 104371000000 | 105265000000 | 106513000000 | 107613000000 | 108711000000 | 109811000000 | 110910000000
Industrial Sector Energy Related Emissions before CCS[natural gas if,rubber and plastic products 22,VOC] | NoSettings | 3757520 | 3751210 | 3811930 | 3892760 | 3971660 | 4040170 | 4077500 | 4096310 | 4100640 | 4104560 | 4115500 | 4130750 | 4135290 | 4145540 | 4167920 | 4199100 | 4221410 | 4246150 | 4280410 | 4307880 | 4327420 | 4359840 | 4413800 | 4469450 | 4510400 | 4549040 | 4602990 | 4650500 | 4697990 | 4745500 | 4792990
Industrial Sector Energy Related Emissions before CCS[natural gas if,rubber and plastic products 22,CO] | NoSettings | 32852500 | 32797300 | 33328200 | 34034900 | 34724700 | 35323800 | 35650200 | 35814500 | 35852400 | 35886700 | 35982400 | 36115700 | 36155400 | 36245000 | 36440600 | 36713300 | 36908400 | 37124700 | 37424200 | 37664400 | 37835200 | 38118700 | 38590400 | 39077000 | 39435000 | 39772800 | 40244600 | 40660000 | 41075100 | 41490500 | 41905700
Industrial Sector Energy Related Emissions before CCS[natural gas if,rubber and plastic products 22,NOx] | NoSettings | 53842400 | 53752100 | 54622100 | 55780300 | 56911000 | 57892700 | 58427600 | 58697100 | 58759200 | 58815300 | 58972100 | 59190600 | 59255600 | 59402500 | 59723200 | 60170000 | 60489700 | 60844300 | 61335100 | 61728800 | 62008700 | 62473300 | 63246400 | 64043900 | 64630700 | 65184300 | 65957500 | 66638300 | 67318700 | 67999500 | 68680000
Industrial Sector Energy Related Emissions before CCS[natural gas if,rubber and plastic products 22,PM10] | NoSettings | 5188090 | 5179390 | 5263220 | 5374820 | 5483770 | 5578370 | 5629910 | 5655870 | 5661850 | 5667270 | 5682370 | 5703420 | 5709690 | 5723840 | 5754740 | 5797800 | 5828610 | 5862770 | 5910070 | 5948000 | 5974970 | 6019740 | 6094230 | 6171070 | 6227620 | 6280960 | 6355460 | 6421060 | 6486630 | 6552230 | 6617790
Industrial Sector Energy Related Emissions before CCS[natural gas if,rubber and plastic products 22,PM25] | NoSettings | 5188090 | 5179390 | 5263220 | 5374820 | 5483770 | 5578370 | 5629910 | 5655870 | 5661850 | 5667270 | 5682370 | 5703420 | 5709690 | 5723840 | 5754740 | 5797800 | 5828610 | 5862770 | 5910070 | 5948000 | 5974970 | 6019740 | 6094230 | 6171070 | 6227620 | 6280960 | 6355460 | 6421060 | 6486630 | 6552230 | 6617790
Industrial Sector Energy Related Emissions before CCS[natural gas if,rubber and plastic products 22,SOx] | NoSettings | 396563 | 395897 | 402306 | 410836 | 419163 | 426394 | 430334 | 432318 | 432776 | 433190 | 434344 | 435953 | 436432 | 437514 | 439876 | 443167 | 445522 | 448133 | 451749 | 454648 | 456710 | 460132 | 465826 | 471699 | 476021 | 480099 | 485793 | 490807 | 495819 | 500834 | 505845
Industrial Sector Energy Related Emissions before CCS[natural gas if,rubber and plastic products 22,BC] | NoSettings | 855396 | 853961 | 867783 | 886184 | 904146 | 919743 | 928241 | 932522 | 933508 | 934401 | 936891 | 940362 | 941396 | 943729 | 948824 | 955923 | 961002 | 966634 | 974433 | 980687 | 985134 | 992515 | 1004800 | 1017470 | 1026790 | 1035590 | 1047870 | 1058680 | 1069490 | 1080310 | 1091120
Industrial Sector Energy Related Emissions before CCS[natural gas if,rubber and plastic products 22,OC] | NoSettings | 2220420 | 2216700 | 2252580 | 2300340 | 2346970 | 2387460 | 2409520 | 2420630 | 2423190 | 2425500 | 2431970 | 2440980 | 2443660 | 2449720 | 2462940 | 2481370 | 2494560 | 2509180 | 2529420 | 2545650 | 2557200 | 2576360 | 2608240 | 2641130 | 2665330 | 2688160 | 2720040 | 2748120 | 2776180 | 2804250 | 2832320
Industrial Sector Energy Related Emissions before CCS[natural gas if,rubber and plastic products 22,CH4] | NoSettings | 1638690 | 1635940 | 1662420 | 1697670 | 1732080 | 1761960 | 1778240 | 1786440 | 1788330 | 1790040 | 1794810 | 1801460 | 1803440 | 1807910 | 1817670 | 1831270 | 1841000 | 1851790 | 1866730 | 1878710 | 1887230 | 1901370 | 1924900 | 1949170 | 1967030 | 1983880 | 2007410 | 2028130 | 2048840 | 2069560 | 2090270
Industrial Sector Energy Related Emissions before CCS[natural gas if,rubber and plastic products 22,N2O] | NoSettings | 163869 | 163594 | 166242 | 169767 | 173208 | 176196 | 177824 | 178644 | 178833 | 179004 | 179481 | 180146 | 180344 | 180791 | 181767 | 183127 | 184100 | 185179 | 186673 | 187871 | 188723 | 190137 | 192490 | 194917 | 196703 | 198388 | 200741 | 202813 | 204884 | 206956 | 209027
Industrial Sector Energy Related Emissions before CCS[natural gas if,rubber and plastic products 22,F gases] | NoSettings | 0 | 0 | 0 | 0 | 0 | 0 | 0 | 0 | 0 | 0 | 0 | 0 | 0 | 0 | 0 | 0 | 0 | 0 | 0 | 0 | 0 | 0 | 0 | 0 | 0 | 0 | 0 | 0 | 0 | 0 | 0
Industrial Sector Energy Related Emissions before CCS[natural gas if,glass and glass products 231,CO2] | NoSettings | 726588000000 | 725367000000 | 737110000000 | 752741000000 | 768001000000 | 781245000000 | 788466000000 | 792101000000 | 792939000000 | 793698000000 | 795810000000 | 798760000000 | 799641000000 | 801620000000 | 805944000000 | 811982000000 | 816291000000 | 821077000000 | 827704000000 | 833015000000 | 836788000000 | 843060000000 | 853497000000 | 864257000000 | 872174000000 | 879645000000 | 890082000000 | 899266000000 | 908451000000 | 917636000000 | 926820000000
Industrial Sector Energy Related Emissions before CCS[natural gas if,glass and glass products 231,VOC] | NoSettings | 31399700 | 31346900 | 31854400 | 32529900 | 33189300 | 33761700 | 34073800 | 34230800 | 34267100 | 34299800 | 34391100 | 34518600 | 34556700 | 34642200 | 34829100 | 35090000 | 35276200 | 35483000 | 35769400 | 35999000 | 36162000 | 36433000 | 36884100 | 37349100 | 37691200 | 38014000 | 38465100 | 38862000 | 39258900 | 39655800 | 40052700
Industrial Sector Energy Related Emissions before CCS[natural gas if,glass and glass products 231,CO] | NoSettings | 274531000 | 274070000 | 278507000 | 284413000 | 290179000 | 295183000 | 297911000 | 299285000 | 299601000 | 299888000 | 300686000 | 301801000 | 302133000 | 302881000 | 304515000 | 306797000 | 308424000 | 310233000 | 312737000 | 314744000 | 316169000 | 318539000 | 322482000 | 326548000 | 329539000 | 332362000 | 336305000 | 339776000 | 343246000 | 346716000 | 350186000
Industrial Sector Energy Related Emissions before CCS[natural gas if,glass and glass products 231,NOx] | NoSettings | 449934000 | 449178000 | 456449000 | 466129000 | 475579000 | 483780000 | 488252000 | 490502000 | 491022000 | 491491000 | 492799000 | 494626000 | 495171000 | 496397000 | 499075000 | 502814000 | 505482000 | 508446000 | 512549000 | 515838000 | 518175000 | 522058000 | 528521000 | 535185000 | 540087000 | 544713000 | 551176000 | 556864000 | 562551000 | 568239000 | 573926000
Industrial Sector Energy Related Emissions before CCS[natural gas if,glass and glass products 231,PM10] | NoSettings | 43354300 | 43281400 | 43982100 | 44914800 | 45825300 | 46615600 | 47046400 | 47263300 | 47313300 | 47358600 | 47484600 | 47660600 | 47713200 | 47831300 | 48089300 | 48449600 | 48706700 | 48992300 | 49387700 | 49704600 | 49929700 | 50303900 | 50926700 | 51568800 | 52041100 | 52486900 | 53109700 | 53657700 | 54205700 | 54753800 | 55301800
Industrial Sector Energy Related Emissions before CCS[natural gas if,glass and glass products 231,PM25] | NoSettings | 43354300 | 43281400 | 43982100 | 44914800 | 45825300 | 46615600 | 47046400 | 47263300 | 47313300 | 47358600 | 47484600 | 47660600 | 47713200 | 47831300 | 48089300 | 48449600 | 48706700 | 48992300 | 49387700 | 49704600 | 49929700 | 50303900 | 50926700 | 51568800 | 52041100 | 52486900 | 53109700 | 53657700 | 54205700 | 54753800 | 55301800
Industrial Sector Energy Related Emissions before CCS[natural gas if,glass and glass products 231,SOx] | NoSettings | 3313880 | 3308310 | 3361860 | 3433160 | 3502760 | 3563160 | 3596100 | 3612670 | 3616500 | 3619960 | 3629590 | 3643040 | 3647060 | 3656090 | 3675810 | 3703350 | 3723000 | 3744830 | 3775050 | 3799280 | 3816490 | 3845090 | 3892690 | 3941770 | 3977880 | 4011950 | 4059550 | 4101440 | 4143330 | 4185220 | 4227110
Industrial Sector Energy Related Emissions before CCS[natural gas if,glass and glass products 231,BC] | NoSettings | 7148110 | 7136110 | 7251620 | 7405410 | 7555530 | 7685820 | 7756870 | 7792620 | 7800870 | 7808340 | 7829110 | 7858140 | 7866800 | 7886270 | 7928810 | 7988220 | 8030600 | 8077690 | 8142890 | 8195140 | 8232250 | 8293950 | 8396630 | 8502490 | 8580380 | 8653870 | 8756550 | 8846910 | 8937270 | 9027620 | 9117980
Industrial Sector Energy Related Emissions before CCS[natural gas if,glass and glass products 231,OC] | NoSettings | 18555000 | 18523800 | 18823700 | 19222800 | 19612500 | 19950700 | 20135200 | 20228000 | 20249400 | 20268800 | 20322700 | 20398000 | 20420500 | 20471100 | 20581500 | 20735700 | 20845700 | 20967900 | 21137200 | 21272800 | 21369200 | 21529300 | 21795900 | 22070600 | 22272800 | 22463600 | 22730100 | 22964700 | 23199200 | 23433800 | 23668300
Industrial Sector Energy Related Emissions before CCS[natural gas if,glass and glass products 231,CH4] | NoSettings | 13693700 | 13670700 | 13892000 | 14186600 | 14474200 | 14723800 | 14859900 | 14928400 | 14944200 | 14958500 | 14998300 | 15053900 | 15070500 | 15107800 | 15189300 | 15303100 | 15384300 | 15474500 | 15599400 | 15699500 | 15770600 | 15888800 | 16085500 | 16288300 | 16437500 | 16578300 | 16775000 | 16948100 | 17121200 | 17294300 | 17467400
Industrial Sector Energy Related Emissions before CCS[natural gas if,glass and glass products 231,N2O] | NoSettings | 1369370 | 1367070 | 1389200 | 1418660 | 1447420 | 1472380 | 1485990 | 1492840 | 1494420 | 1495850 | 1499830 | 1505390 | 1507050 | 1510780 | 1518930 | 1530310 | 1538430 | 1547450 | 1559940 | 1569950 | 1577060 | 1588880 | 1608550 | 1628830 | 1643750 | 1657830 | 1677500 | 1694810 | 1712120 | 1729430 | 1746740
Industrial Sector Energy Related Emissions before CCS[natural gas if,glass and glass products 231,F gases] | NoSettings | 0 | 0 | 0 | 0 | 0 | 0 | 0 | 0 | 0 | 0 | 0 | 0 | 0 | 0 | 0 | 0 | 0 | 0 | 0 | 0 | 0 | 0 | 0 | 0 | 0 | 0 | 0 | 0 | 0 | 0 | 0
Industrial Sector Energy Related Emissions before CCS[natural gas if,cement and other nonmetallic minerals 239,CO2] | NoSettings | 247181000000 | 241778000000 | 237164000000 | 232594000000 | 227897000000 | 223125000000 | 218242000000 | 213417000000 | 209666000000 | 210273000000 | 210428000000 | 210197000000 | 210143000000 | 210082000000 | 209814000000 | 209454000000 | 214191000000 | 213439000000 | 212897000000 | 212325000000 | 211646000000 | 210928000000 | 210342000000 | 209766000000 | 209145000000 | 209002000000 | 208400000000 | 208118000000 | 207834000000 | 207548000000 | 207273000000
Industrial Sector Energy Related Emissions before CCS[natural gas if,cement and other nonmetallic minerals 239,VOC] | NoSettings | 10682000 | 10448500 | 10249100 | 10051600 | 9848610 | 9642410 | 9431370 | 9222860 | 9060750 | 9087000 | 9093680 | 9083710 | 9081390 | 9078760 | 9067140 | 9051620 | 9256310 | 9223800 | 9200390 | 9175680 | 9146320 | 9115320 | 9089970 | 9065100 | 9038260 | 9032070 | 9006070 | 8993850 | 8981610 | 8969230 | 8957360
Industrial Sector Energy Related Emissions before CCS[natural gas if,cement and other nonmetallic minerals 239,CO] | NoSettings | 93394000 | 91352500 | 89609300 | 87882600 | 86107700 | 84304900 | 82459700 | 80636700 | 79219400 | 79448900 | 79507300 | 79420100 | 79399800 | 79376800 | 79275200 | 79139500 | 80929100 | 80644900 | 80440200 | 80224100 | 79967500 | 79696400 | 79474800 | 79257400 | 79022700 | 78968500 | 78741300 | 78634400 | 78527400 | 78419200 | 78315400
Industrial Sector Energy Related Emissions before CCS[natural gas if,cement and other nonmetallic minerals 239,NOx] | NoSettings | 153065000 | 149719000 | 146862000 | 144032000 | 141123000 | 138169000 | 135145000 | 132157000 | 129834000 | 130210000 | 130306000 | 130163000 | 130130000 | 130092000 | 129925000 | 129703000 | 132636000 | 132170000 | 131835000 | 131481000 | 131060000 | 130616000 | 130253000 | 129896000 | 129512000 | 129423000 | 129050000 | 128875000 | 128700000 | 128522000 | 128352000
Industrial Sector Energy Related Emissions before CCS[natural gas if,cement and other nonmetallic minerals 239,PM10] | NoSettings | 14748900 | 14426500 | 14151200 | 13878500 | 13598200 | 13313500 | 13022100 | 12734200 | 12510400 | 12546600 | 12555900 | 12542100 | 12538900 | 12535300 | 12519200 | 12497800 | 12780400 | 12735500 | 12703200 | 12669100 | 12628500 | 12585700 | 12550700 | 12516400 | 12479300 | 12470800 | 12434900 | 12418000 | 12401100 | 12384000 | 12367600
Industrial Sector Energy Related Emissions before CCS[natural gas if,cement and other nonmetallic minerals 239,PM25] | NoSettings | 14748900 | 14426500 | 14151200 | 13878500 | 13598200 | 13313500 | 13022100 | 12734200 | 12510400 | 12546600 | 12555900 | 12542100 | 12538900 | 12535300 | 12519200 | 12497800 | 12780400 | 12735500 | 12703200 | 12669100 | 12628500 | 12585700 | 12550700 | 12516400 | 12479300 | 12470800 | 12434900 | 12418000 | 12401100 | 12384000 | 12367600
Industrial Sector Energy Related Emissions before CCS[natural gas if,cement and other nonmetallic minerals 239,SOx] | NoSettings | 1127360 | 1102720 | 1081680 | 1060830 | 1039410 | 1017650 | 995374 | 973368 | 956259 | 959030 | 959735 | 958682 | 958437 | 958160 | 956933 | 955295 | 976898 | 973467 | 970996 | 968388 | 965290 | 962018 | 959343 | 956718 | 953886 | 953232 | 950488 | 949199 | 947907 | 946600 | 945348
Industrial Sector Energy Related Emissions before CCS[natural gas if,cement and other nonmetallic minerals 239,BC] | NoSettings | 2431750 | 2378590 | 2333200 | 2288250 | 2242030 | 2195090 | 2147050 | 2099580 | 2062670 | 2068650 | 2070170 | 2067900 | 2067370 | 2066770 | 2064130 | 2060600 | 2107190 | 2099790 | 2094460 | 2088840 | 2082150 | 2075100 | 2069330 | 2063670 | 2057550 | 2056140 | 2050230 | 2047440 | 2044660 | 2041840 | 2039140
Industrial Sector Energy Related Emissions before CCS[natural gas if,cement and other nonmetallic minerals 239,OC] | NoSettings | 6312290 | 6174310 | 6056490 | 5939790 | 5819830 | 5697980 | 5573270 | 5450060 | 5354260 | 5369770 | 5373720 | 5367830 | 5366450 | 5364900 | 5358040 | 5348870 | 5469820 | 5450610 | 5436770 | 5422170 | 5404820 | 5386510 | 5371530 | 5356830 | 5340970 | 5337310 | 5321950 | 5314730 | 5307490 | 5300180 | 5293170
Industrial Sector Energy Related Emissions before CCS[natural gas if,cement and other nonmetallic minerals 239,CH4] | NoSettings | 4658520 | 4556690 | 4469740 | 4383610 | 4295080 | 4205150 | 4113120 | 4022180 | 3951480 | 3962930 | 3965850 | 3961500 | 3960480 | 3959340 | 3954270 | 3947500 | 4036770 | 4022590 | 4012380 | 4001600 | 3988800 | 3975280 | 3964230 | 3953380 | 3941680 | 3938970 | 3927640 | 3922310 | 3916970 | 3911570 | 3906400
Industrial Sector Energy Related Emissions before CCS[natural gas if,cement and other nonmetallic minerals 239,N2O] | NoSettings | 465852 | 455669 | 446974 | 438361 | 429508 | 420515 | 411312 | 402218 | 395148 | 396293 | 396585 | 396150 | 396048 | 395934 | 395427 | 394750 | 403677 | 402259 | 401238 | 400160 | 398880 | 397528 | 396423 | 395338 | 394168 | 393897 | 392764 | 392231 | 391697 | 391157 | 390640
Industrial Sector Energy Related Emissions before CCS[natural gas if,cement and other nonmetallic minerals 239,F gases] | NoSettings | 0 | 0 | 0 | 0 | 0 | 0 | 0 | 0 | 0 | 0 | 0 | 0 | 0 | 0 | 0 | 0 | 0 | 0 | 0 | 0 | 0 | 0 | 0 | 0 | 0 | 0 | 0 | 0 | 0 | 0 | 0
Industrial Sector Energy Related Emissions before CCS[natural gas if,iron and steel 241,CO2] | NoSettings | 0 | 0 | 0 | 0 | 0 | 0 | 0 | 0 | 0 | 0 | 0 | 0 | 0 | 0 | 0 | 0 | 0 | 0 | 0 | 0 | 0 | 0 | 0 | 0 | 0 | 0 | 0 | 0 | 0 | 0 | 0
Industrial Sector Energy Related Emissions before CCS[natural gas if,iron and steel 241,VOC] | NoSettings | 0 | 0 | 0 | 0 | 0 | 0 | 0 | 0 | 0 | 0 | 0 | 0 | 0 | 0 | 0 | 0 | 0 | 0 | 0 | 0 | 0 | 0 | 0 | 0 | 0 | 0 | 0 | 0 | 0 | 0 | 0
Industrial Sector Energy Related Emissions before CCS[natural gas if,iron and steel 241,CO] | NoSettings | 0 | 0 | 0 | 0 | 0 | 0 | 0 | 0 | 0 | 0 | 0 | 0 | 0 | 0 | 0 | 0 | 0 | 0 | 0 | 0 | 0 | 0 | 0 | 0 | 0 | 0 | 0 | 0 | 0 | 0 | 0
Industrial Sector Energy Related Emissions before CCS[natural gas if,iron and steel 241,NOx] | NoSettings | 0 | 0 | 0 | 0 | 0 | 0 | 0 | 0 | 0 | 0 | 0 | 0 | 0 | 0 | 0 | 0 | 0 | 0 | 0 | 0 | 0 | 0 | 0 | 0 | 0 | 0 | 0 | 0 | 0 | 0 | 0
Industrial Sector Energy Related Emissions before CCS[natural gas if,iron and steel 241,PM10] | NoSettings | 0 | 0 | 0 | 0 | 0 | 0 | 0 | 0 | 0 | 0 | 0 | 0 | 0 | 0 | 0 | 0 | 0 | 0 | 0 | 0 | 0 | 0 | 0 | 0 | 0 | 0 | 0 | 0 | 0 | 0 | 0
Industrial Sector Energy Related Emissions before CCS[natural gas if,iron and steel 241,PM25] | NoSettings | 0 | 0 | 0 | 0 | 0 | 0 | 0 | 0 | 0 | 0 | 0 | 0 | 0 | 0 | 0 | 0 | 0 | 0 | 0 | 0 | 0 | 0 | 0 | 0 | 0 | 0 | 0 | 0 | 0 | 0 | 0
Industrial Sector Energy Related Emissions before CCS[natural gas if,iron and steel 241,SOx] | NoSettings | 0 | 0 | 0 | 0 | 0 | 0 | 0 | 0 | 0 | 0 | 0 | 0 | 0 | 0 | 0 | 0 | 0 | 0 | 0 | 0 | 0 | 0 | 0 | 0 | 0 | 0 | 0 | 0 | 0 | 0 | 0
Industrial Sector Energy Related Emissions before CCS[natural gas if,iron and steel 241,BC] | NoSettings | 0 | 0 | 0 | 0 | 0 | 0 | 0 | 0 | 0 | 0 | 0 | 0 | 0 | 0 | 0 | 0 | 0 | 0 | 0 | 0 | 0 | 0 | 0 | 0 | 0 | 0 | 0 | 0 | 0 | 0 | 0
Industrial Sector Energy Related Emissions before CCS[natural gas if,iron and steel 241,OC] | NoSettings | 0 | 0 | 0 | 0 | 0 | 0 | 0 | 0 | 0 | 0 | 0 | 0 | 0 | 0 | 0 | 0 | 0 | 0 | 0 | 0 | 0 | 0 | 0 | 0 | 0 | 0 | 0 | 0 | 0 | 0 | 0
Industrial Sector Energy Related Emissions before CCS[natural gas if,iron and steel 241,CH4] | NoSettings | 0 | 0 | 0 | 0 | 0 | 0 | 0 | 0 | 0 | 0 | 0 | 0 | 0 | 0 | 0 | 0 | 0 | 0 | 0 | 0 | 0 | 0 | 0 | 0 | 0 | 0 | 0 | 0 | 0 | 0 | 0
Industrial Sector Energy Related Emissions before CCS[natural gas if,iron and steel 241,N2O] | NoSettings | 0 | 0 | 0 | 0 | 0 | 0 | 0 | 0 | 0 | 0 | 0 | 0 | 0 | 0 | 0 | 0 | 0 | 0 | 0 | 0 | 0 | 0 | 0 | 0 | 0 | 0 | 0 | 0 | 0 | 0 | 0
Industrial Sector Energy Related Emissions before CCS[natural gas if,iron and steel 241,F gases] | NoSettings | 0 | 0 | 0 | 0 | 0 | 0 | 0 | 0 | 0 | 0 | 0 | 0 | 0 | 0 | 0 | 0 | 0 | 0 | 0 | 0 | 0 | 0 | 0 | 0 | 0 | 0 | 0 | 0 | 0 | 0 | 0
Industrial Sector Energy Related Emissions before CCS[natural gas if,other metals 242,CO2] | NoSettings | 0 | 0 | 0 | 0 | 0 | 0 | 0 | 0 | 0 | 0 | 0 | 0 | 0 | 0 | 0 | 0 | 0 | 0 | 0 | 0 | 0 | 0 | 0 | 0 | 0 | 0 | 0 | 0 | 0 | 0 | 0
Industrial Sector Energy Related Emissions before CCS[natural gas if,other metals 242,VOC] | NoSettings | 0 | 0 | 0 | 0 | 0 | 0 | 0 | 0 | 0 | 0 | 0 | 0 | 0 | 0 | 0 | 0 | 0 | 0 | 0 | 0 | 0 | 0 | 0 | 0 | 0 | 0 | 0 | 0 | 0 | 0 | 0
Industrial Sector Energy Related Emissions before CCS[natural gas if,other metals 242,CO] | NoSettings | 0 | 0 | 0 | 0 | 0 | 0 | 0 | 0 | 0 | 0 | 0 | 0 | 0 | 0 | 0 | 0 | 0 | 0 | 0 | 0 | 0 | 0 | 0 | 0 | 0 | 0 | 0 | 0 | 0 | 0 | 0
Industrial Sector Energy Related Emissions before CCS[natural gas if,other metals 242,NOx] | NoSettings | 0 | 0 | 0 | 0 | 0 | 0 | 0 | 0 | 0 | 0 | 0 | 0 | 0 | 0 | 0 | 0 | 0 | 0 | 0 | 0 | 0 | 0 | 0 | 0 | 0 | 0 | 0 | 0 | 0 | 0 | 0
Industrial Sector Energy Related Emissions before CCS[natural gas if,other metals 242,PM10] | NoSettings | 0 | 0 | 0 | 0 | 0 | 0 | 0 | 0 | 0 | 0 | 0 | 0 | 0 | 0 | 0 | 0 | 0 | 0 | 0 | 0 | 0 | 0 | 0 | 0 | 0 | 0 | 0 | 0 | 0 | 0 | 0
Industrial Sector Energy Related Emissions before CCS[natural gas if,other metals 242,PM25] | NoSettings | 0 | 0 | 0 | 0 | 0 | 0 | 0 | 0 | 0 | 0 | 0 | 0 | 0 | 0 | 0 | 0 | 0 | 0 | 0 | 0 | 0 | 0 | 0 | 0 | 0 | 0 | 0 | 0 | 0 | 0 | 0
Industrial Sector Energy Related Emissions before CCS[natural gas if,other metals 242,SOx] | NoSettings | 0 | 0 | 0 | 0 | 0 | 0 | 0 | 0 | 0 | 0 | 0 | 0 | 0 | 0 | 0 | 0 | 0 | 0 | 0 | 0 | 0 | 0 | 0 | 0 | 0 | 0 | 0 | 0 | 0 | 0 | 0
Industrial Sector Energy Related Emissions before CCS[natural gas if,other metals 242,BC] | NoSettings | 0 | 0 | 0 | 0 | 0 | 0 | 0 | 0 | 0 | 0 | 0 | 0 | 0 | 0 | 0 | 0 | 0 | 0 | 0 | 0 | 0 | 0 | 0 | 0 | 0 | 0 | 0 | 0 | 0 | 0 | 0
Industrial Sector Energy Related Emissions before CCS[natural gas if,other metals 242,OC] | NoSettings | 0 | 0 | 0 | 0 | 0 | 0 | 0 | 0 | 0 | 0 | 0 | 0 | 0 | 0 | 0 | 0 | 0 | 0 | 0 | 0 | 0 | 0 | 0 | 0 | 0 | 0 | 0 | 0 | 0 | 0 | 0
Industrial Sector Energy Related Emissions before CCS[natural gas if,other metals 242,CH4] | NoSettings | 0 | 0 | 0 | 0 | 0 | 0 | 0 | 0 | 0 | 0 | 0 | 0 | 0 | 0 | 0 | 0 | 0 | 0 | 0 | 0 | 0 | 0 | 0 | 0 | 0 | 0 | 0 | 0 | 0 | 0 | 0
Industrial Sector Energy Related Emissions before CCS[natural gas if,other metals 242,N2O] | NoSettings | 0 | 0 | 0 | 0 | 0 | 0 | 0 | 0 | 0 | 0 | 0 | 0 | 0 | 0 | 0 | 0 | 0 | 0 | 0 | 0 | 0 | 0 | 0 | 0 | 0 | 0 | 0 | 0 | 0 | 0 | 0
Industrial Sector Energy Related Emissions before CCS[natural gas if,other metals 242,F gases] | NoSettings | 0 | 0 | 0 | 0 | 0 | 0 | 0 | 0 | 0 | 0 | 0 | 0 | 0 | 0 | 0 | 0 | 0 | 0 | 0 | 0 | 0 | 0 | 0 | 0 | 0 | 0 | 0 | 0 | 0 | 0 | 0
Industrial Sector Energy Related Emissions before CCS[natural gas if,metal products except machinery and vehicles 25,CO2] | NoSettings | 411438000000 | 410748000000 | 417396000000 | 426246000000 | 434887000000 | 442388000000 | 446478000000 | 448536000000 | 449011000000 | 449439000000 | 450637000000 | 452307000000 | 452804000000 | 453925000000 | 456375000000 | 459792000000 | 462234000000 | 464942000000 | 468695000000 | 471703000000 | 473841000000 | 477392000000 | 483300000000 | 489394000000 | 493878000000 | 498108000000 | 504017000000 | 509218000000 | 514419000000 | 519619000000 | 524820000000
Industrial Sector Energy Related Emissions before CCS[natural gas if,metal products except machinery and vehicles 25,VOC] | NoSettings | 17780400 | 17750600 | 18037900 | 18420300 | 18793700 | 19117900 | 19294600 | 19383600 | 19404100 | 19422600 | 19474400 | 19546500 | 19568000 | 19616500 | 19722400 | 19870000 | 19975500 | 20092600 | 20254800 | 20384800 | 20477100 | 20630600 | 20885900 | 21149300 | 21343100 | 21525800 | 21781200 | 22006000 | 22230700 | 22455500 | 22680200
Industrial Sector Energy Related Emissions before CCS[natural gas if,metal products except machinery and vehicles 25,CO] | NoSettings | 155456000 | 155196000 | 157708000 | 161051000 | 164316000 | 167150000 | 168695000 | 169473000 | 169653000 | 169815000 | 170267000 | 170898000 | 171086000 | 171509000 | 172435000 | 173726000 | 174649000 | 175672000 | 177090000 | 178227000 | 179034000 | 180376000 | 182608000 | 184911000 | 186605000 | 188203000 | 190436000 | 192401000 | 194366000 | 196331000 | 198296000
Industrial Sector Energy Related Emissions before CCS[natural gas if,metal products except machinery and vehicles 25,NOx] | NoSettings | 254780000 | 254353000 | 258470000 | 263950000 | 269301000 | 273945000 | 276478000 | 277752000 | 278047000 | 278312000 | 279054000 | 280088000 | 280396000 | 281090000 | 282607000 | 284723000 | 286235000 | 287912000 | 290236000 | 292099000 | 293422000 | 295622000 | 299280000 | 303053000 | 305830000 | 308449000 | 312109000 | 315329000 | 318550000 | 321770000 | 324991000
Industrial Sector Energy Related Emissions before CCS[natural gas if,metal products except machinery and vehicles 25,PM10] | NoSettings | 24549800 | 24508600 | 24905300 | 25433400 | 25949000 | 26396500 | 26640600 | 26763400 | 26791700 | 26817300 | 26888700 | 26988400 | 27018100 | 27084900 | 27231100 | 27435000 | 27580700 | 27742300 | 27966300 | 28145700 | 28273300 | 28485200 | 28837700 | 29201300 | 29468900 | 29721200 | 30073800 | 30384200 | 30694500 | 31004800 | 31315100
Industrial Sector Energy Related Emissions before CCS[natural gas if,metal products except machinery and vehicles 25,PM25] | NoSettings | 24549800 | 24508600 | 24905300 | 25433400 | 25949000 | 26396500 | 26640600 | 26763400 | 26791700 | 26817300 | 26888700 | 26988400 | 27018100 | 27084900 | 27231100 | 27435000 | 27580700 | 27742300 | 27966300 | 28145700 | 28273300 | 28485200 | 28837700 | 29201300 | 29468900 | 29721200 | 30073800 | 30384200 | 30694500 | 31004800 | 31315100
Industrial Sector Energy Related Emissions before CCS[natural gas if,metal products except machinery and vehicles 25,SOx] | NoSettings | 1876520 | 1873370 | 1903690 | 1944060 | 1983470 | 2017680 | 2036330 | 2045720 | 2047880 | 2049840 | 2055300 | 2062910 | 2065180 | 2070300 | 2081470 | 2097050 | 2108190 | 2120540 | 2137660 | 2151380 | 2161130 | 2177330 | 2204270 | 2232060 | 2252520 | 2271810 | 2298760 | 2322480 | 2346200 | 2369920 | 2393640
Industrial Sector Energy Related Emissions before CCS[natural gas if,metal products except machinery and vehicles 25,BC] | NoSettings | 4047700 | 4040910 | 4106310 | 4193380 | 4278390 | 4352180 | 4392410 | 4412660 | 4417340 | 4421550 | 4433330 | 4449760 | 4454650 | 4465680 | 4489780 | 4523400 | 4547420 | 4574070 | 4610990 | 4640580 | 4661610 | 4696550 | 4754670 | 4814610 | 4858730 | 4900340 | 4958480 | 5009640 | 5060810 | 5111970 | 5163140
Industrial Sector Energy Related Emissions before CCS[natural gas if,metal products except machinery and vehicles 25,OC] | NoSettings | 10507000 | 10489300 | 10659100 | 10885100 | 11105800 | 11297300 | 11401800 | 11454300 | 11466500 | 11477400 | 11508000 | 11550600 | 11563300 | 11591900 | 11654500 | 11741800 | 11804100 | 11873300 | 11969100 | 12046000 | 12100500 | 12191200 | 12342100 | 12497700 | 12612200 | 12720200 | 12871100 | 13004000 | 13136800 | 13269600 | 13402400
Industrial Sector Energy Related Emissions before CCS[natural gas if,metal products except machinery and vehicles 25,CH4] | NoSettings | 7754210 | 7741200 | 7866500 | 8033290 | 8196140 | 8337500 | 8414580 | 8453370 | 8462330 | 8470400 | 8492970 | 8524440 | 8533820 | 8554940 | 8601120 | 8665510 | 8711530 | 8762580 | 8833310 | 8890000 | 8930280 | 8997220 | 9108560 | 9223400 | 9307920 | 9387630 | 9499000 | 9597020 | 9695040 | 9793050 | 9891070
Industrial Sector Energy Related Emissions before CCS[natural gas if,metal products except machinery and vehicles 25,N2O] | NoSettings | 775421 | 774120 | 786650 | 803329 | 819614 | 833750 | 841458 | 845337 | 846233 | 847040 | 849297 | 852444 | 853382 | 855494 | 860112 | 866551 | 871153 | 876258 | 883331 | 889000 | 893028 | 899722 | 910856 | 922340 | 930792 | 938763 | 949900 | 959702 | 969504 | 979305 | 989107
Industrial Sector Energy Related Emissions before CCS[natural gas if,metal products except machinery and vehicles 25,F gases] | NoSettings | 0 | 0 | 0 | 0 | 0 | 0 | 0 | 0 | 0 | 0 | 0 | 0 | 0 | 0 | 0 | 0 | 0 | 0 | 0 | 0 | 0 | 0 | 0 | 0 | 0 | 0 | 0 | 0 | 0 | 0 | 0
Industrial Sector Energy Related Emissions before CCS[natural gas if,computers and electronics 26,CO2] | NoSettings | 21227500000 | 21191900000 | 21534900000 | 21991500000 | 22437300000 | 22824300000 | 23035300000 | 23141500000 | 23166000000 | 23188100000 | 23249900000 | 23336100000 | 23361700000 | 23419500000 | 23546000000 | 23722200000 | 23848200000 | 23987900000 | 24181600000 | 24336800000 | 24447000000 | 24630300000 | 24935100000 | 25249400000 | 25480800000 | 25699000000 | 26003900000 | 26272200000 | 26540600000 | 26808900000 | 27077300000
Industrial Sector Energy Related Emissions before CCS[natural gas if,computers and electronics 26,VOC] | NoSettings | 917351 | 915813 | 930635 | 950366 | 969632 | 986357 | 995474 | 1000060 | 1001120 | 1002080 | 1004750 | 1008470 | 1009580 | 1012080 | 1017540 | 1025160 | 1030600 | 1036640 | 1045010 | 1051720 | 1056480 | 1064400 | 1077570 | 1091160 | 1101160 | 1110590 | 1123760 | 1135360 | 1146960 | 1158550 | 1170150
Industrial Sector Energy Related Emissions before CCS[natural gas if,computers and electronics 26,CO] | NoSettings | 8020520 | 8007070 | 8136660 | 8309170 | 8477620 | 8623850 | 8703560 | 8743690 | 8752960 | 8761300 | 8784650 | 8817210 | 8826910 | 8848750 | 8896520 | 8963120 | 9010710 | 9063520 | 9136680 | 9195320 | 9236980 | 9306220 | 9421380 | 9540160 | 9627590 | 9710030 | 9825220 | 9926610 | 10028000 | 10129400 | 10230800
Industrial Sector Energy Related Emissions before CCS[natural gas if,computers and electronics 26,NOx] | NoSettings | 13145000 | 13122900 | 13335300 | 13618000 | 13894100 | 14133800 | 14264400 | 14330200 | 14345400 | 14359000 | 14397300 | 14450700 | 14466600 | 14502400 | 14580700 | 14689800 | 14767800 | 14854400 | 14974200 | 15070400 | 15138600 | 15252100 | 15440900 | 15635500 | 15778800 | 15913900 | 16102700 | 16268900 | 16435000 | 16601200 | 16767400
Industrial Sector Energy Related Emissions before CCS[natural gas if,computers and electronics 26,PM10] | NoSettings | 1266610 | 1264480 | 1284950 | 1312190 | 1338790 | 1361890 | 1374470 | 1380810 | 1382280 | 1383590 | 1387280 | 1392420 | 1393950 | 1397400 | 1404950 | 1415460 | 1422980 | 1431320 | 1442870 | 1452130 | 1458710 | 1469650 | 1487830 | 1506590 | 1520400 | 1533420 | 1551610 | 1567620 | 1583630 | 1599640 | 1615650
Industrial Sector Energy Related Emissions before CCS[natural gas if,computers and electronics 26,PM25] | NoSettings | 1266610 | 1264480 | 1284950 | 1312190 | 1338790 | 1361890 | 1374470 | 1380810 | 1382280 | 1383590 | 1387280 | 1392420 | 1393950 | 1397400 | 1404950 | 1415460 | 1422980 | 1431320 | 1442870 | 1452130 | 1458710 | 1469650 | 1487830 | 1506590 | 1520400 | 1533420 | 1551610 | 1567620 | 1583630 | 1599640 | 1615650
Industrial Sector Energy Related Emissions before CCS[natural gas if,computers and electronics 26,SOx] | NoSettings | 96816 | 96653.6 | 98217.9 | 100300 | 102334 | 104099 | 105061 | 105545 | 105657 | 105758 | 106040 | 106433 | 106550 | 106813 | 107390 | 108194 | 108769 | 109406 | 110289 | 110997 | 111500 | 112336 | 113726 | 115160 | 116215 | 117210 | 118601 | 119824 | 121048 | 122272 | 123496
Industrial Sector Energy Related Emissions before CCS[natural gas if,computers and electronics 26,BC] | NoSettings | 208834 | 208484 | 211858 | 216350 | 220736 | 224544 | 226619 | 227664 | 227905 | 228122 | 228730 | 229578 | 229831 | 230399 | 231643 | 233377 | 234617 | 235992 | 237896 | 239423 | 240508 | 242311 | 245309 | 248402 | 250678 | 252825 | 255824 | 258464 | 261104 | 263744 | 266384
Industrial Sector Energy Related Emissions before CCS[natural gas if,computers and electronics 26,OC] | NoSettings | 542089 | 541180 | 549939 | 561599 | 572983 | 582867 | 588254 | 590967 | 591593 | 592157 | 593735 | 595936 | 596592 | 598067 | 601296 | 605797 | 609014 | 612583 | 617528 | 621491 | 624307 | 628987 | 636770 | 644798 | 650708 | 656279 | 664065 | 670917 | 677770 | 684623 | 691475
Industrial Sector Energy Related Emissions before CCS[natural gas if,computers and electronics 26,CH4] | NoSettings | 400066 | 399395 | 405859 | 414464 | 422866 | 430160 | 434136 | 436138 | 436600 | 437016 | 438181 | 439805 | 440289 | 441378 | 443761 | 447083 | 449457 | 452091 | 455740 | 458665 | 460743 | 464197 | 469941 | 475866 | 480227 | 484339 | 490085 | 495142 | 500199 | 505257 | 510314
Industrial Sector Energy Related Emissions before CCS[natural gas if,computers and electronics 26,N2O] | NoSettings | 40006.6 | 39939.5 | 40585.9 | 41446.4 | 42286.6 | 43016 | 43413.6 | 43613.8 | 43660 | 43701.6 | 43818.1 | 43980.5 | 44028.9 | 44137.8 | 44376.1 | 44708.3 | 44945.7 | 45209.1 | 45574 | 45866.5 | 46074.3 | 46419.7 | 46994.1 | 47586.6 | 48022.7 | 48433.9 | 49008.5 | 49514.2 | 50019.9 | 50525.7 | 51031.4
Industrial Sector Energy Related Emissions before CCS[natural gas if,computers and electronics 26,F gases] | NoSettings | 0 | 0 | 0 | 0 | 0 | 0 | 0 | 0 | 0 | 0 | 0 | 0 | 0 | 0 | 0 | 0 | 0 | 0 | 0 | 0 | 0 | 0 | 0 | 0 | 0 | 0 | 0 | 0 | 0 | 0 | 0
Industrial Sector Energy Related Emissions before CCS[natural gas if,appliances and electrical equipment 27,CO2] | NoSettings | 0 | 0 | 0 | 0 | 0 | 0 | 0 | 0 | 0 | 0 | 0 | 0 | 0 | 0 | 0 | 0 | 0 | 0 | 0 | 0 | 0 | 0 | 0 | 0 | 0 | 0 | 0 | 0 | 0 | 0 | 0
Industrial Sector Energy Related Emissions before CCS[natural gas if,appliances and electrical equipment 27,VOC] | NoSettings | 0 | 0 | 0 | 0 | 0 | 0 | 0 | 0 | 0 | 0 | 0 | 0 | 0 | 0 | 0 | 0 | 0 | 0 | 0 | 0 | 0 | 0 | 0 | 0 | 0 | 0 | 0 | 0 | 0 | 0 | 0
Industrial Sector Energy Related Emissions before CCS[natural gas if,appliances and electrical equipment 27,CO] | NoSettings | 0 | 0 | 0 | 0 | 0 | 0 | 0 | 0 | 0 | 0 | 0 | 0 | 0 | 0 | 0 | 0 | 0 | 0 | 0 | 0 | 0 | 0 | 0 | 0 | 0 | 0 | 0 | 0 | 0 | 0 | 0
Industrial Sector Energy Related Emissions before CCS[natural gas if,appliances and electrical equipment 27,NOx] | NoSettings | 0 | 0 | 0 | 0 | 0 | 0 | 0 | 0 | 0 | 0 | 0 | 0 | 0 | 0 | 0 | 0 | 0 | 0 | 0 | 0 | 0 | 0 | 0 | 0 | 0 | 0 | 0 | 0 | 0 | 0 | 0
Industrial Sector Energy Related Emissions before CCS[natural gas if,appliances and electrical equipment 27,PM10] | NoSettings | 0 | 0 | 0 | 0 | 0 | 0 | 0 | 0 | 0 | 0 | 0 | 0 | 0 | 0 | 0 | 0 | 0 | 0 | 0 | 0 | 0 | 0 | 0 | 0 | 0 | 0 | 0 | 0 | 0 | 0 | 0
Industrial Sector Energy Related Emissions before CCS[natural gas if,appliances and electrical equipment 27,PM25] | NoSettings | 0 | 0 | 0 | 0 | 0 | 0 | 0 | 0 | 0 | 0 | 0 | 0 | 0 | 0 | 0 | 0 | 0 | 0 | 0 | 0 | 0 | 0 | 0 | 0 | 0 | 0 | 0 | 0 | 0 | 0 | 0
Industrial Sector Energy Related Emissions before CCS[natural gas if,appliances and electrical equipment 27,SOx] | NoSettings | 0 | 0 | 0 | 0 | 0 | 0 | 0 | 0 | 0 | 0 | 0 | 0 | 0 | 0 | 0 | 0 | 0 | 0 | 0 | 0 | 0 | 0 | 0 | 0 | 0 | 0 | 0 | 0 | 0 | 0 | 0
Industrial Sector Energy Related Emissions before CCS[natural gas if,appliances and electrical equipment 27,BC] | NoSettings | 0 | 0 | 0 | 0 | 0 | 0 | 0 | 0 | 0 | 0 | 0 | 0 | 0 | 0 | 0 | 0 | 0 | 0 | 0 | 0 | 0 | 0 | 0 | 0 | 0 | 0 | 0 | 0 | 0 | 0 | 0
Industrial Sector Energy Related Emissions before CCS[natural gas if,appliances and electrical equipment 27,OC] | NoSettings | 0 | 0 | 0 | 0 | 0 | 0 | 0 | 0 | 0 | 0 | 0 | 0 | 0 | 0 | 0 | 0 | 0 | 0 | 0 | 0 | 0 | 0 | 0 | 0 | 0 | 0 | 0 | 0 | 0 | 0 | 0
Industrial Sector Energy Related Emissions before CCS[natural gas if,appliances and electrical equipment 27,CH4] | NoSettings | 0 | 0 | 0 | 0 | 0 | 0 | 0 | 0 | 0 | 0 | 0 | 0 | 0 | 0 | 0 | 0 | 0 | 0 | 0 | 0 | 0 | 0 | 0 | 0 | 0 | 0 | 0 | 0 | 0 | 0 | 0
Industrial Sector Energy Related Emissions before CCS[natural gas if,appliances and electrical equipment 27,N2O] | NoSettings | 0 | 0 | 0 | 0 | 0 | 0 | 0 | 0 | 0 | 0 | 0 | 0 | 0 | 0 | 0 | 0 | 0 | 0 | 0 | 0 | 0 | 0 | 0 | 0 | 0 | 0 | 0 | 0 | 0 | 0 | 0
Industrial Sector Energy Related Emissions before CCS[natural gas if,appliances and electrical equipment 27,F gases] | NoSettings | 0 | 0 | 0 | 0 | 0 | 0 | 0 | 0 | 0 | 0 | 0 | 0 | 0 | 0 | 0 | 0 | 0 | 0 | 0 | 0 | 0 | 0 | 0 | 0 | 0 | 0 | 0 | 0 | 0 | 0 | 0
Industrial Sector Energy Related Emissions before CCS[natural gas if,other machinery 28,CO2] | NoSettings | 82565100000 | 82426600000 | 83760500000 | 85536400000 | 87270400000 | 88775700000 | 89596600000 | 90009400000 | 90104900000 | 90190900000 | 90431200000 | 90766000000 | 90866300000 | 91090800000 | 91582600000 | 92268200000 | 92758400000 | 93301800000 | 94054700000 | 94658500000 | 95087200000 | 95800400000 | 96985700000 | 98208200000 | 99108700000 | 99957100000 | 101143000000 | 102187000000 | 103230000000 | 104274000000 | 105318000000
Industrial Sector Energy Related Emissions before CCS[natural gas if,other machinery 28,VOC] | NoSettings | 3568070 | 3562080 | 3619730 | 3696480 | 3771410 | 3836460 | 3871940 | 3889780 | 3893900 | 3897620 | 3908010 | 3922470 | 3926810 | 3936510 | 3957760 | 3987390 | 4008580 | 4032060 | 4064590 | 4090690 | 4109220 | 4140030 | 4191260 | 4244090 | 4283000 | 4319670 | 4370920 | 4416020 | 4461120 | 4506230 | 4551330
Industrial Sector Energy Related Emissions before CCS[natural gas if,other machinery 28,CO] | NoSettings | 31196100 | 31143800 | 31647800 | 32318800 | 32973900 | 33542700 | 33852900 | 34008800 | 34044900 | 34077400 | 34168200 | 34294700 | 34332600 | 34417400 | 34603200 | 34862300 | 35047500 | 35252800 | 35537300 | 35765400 | 35927400 | 36196900 | 36644700 | 37106600 | 37446900 | 37767400 | 38215500 | 38609800 | 39004200 | 39398500 | 39792900
Industrial Sector Energy Related Emissions before CCS[natural gas if,other machinery 28,NOx] | NoSettings | 51127800 | 51042000 | 51868100 | 52967800 | 54041600 | 54973700 | 55482000 | 55737600 | 55796800 | 55850000 | 55998800 | 56206200 | 56268300 | 56407300 | 56711800 | 57136400 | 57440000 | 57776400 | 58242600 | 58616600 | 58882000 | 59323600 | 60057700 | 60814700 | 61372300 | 61897700 | 62632000 | 63278300 | 63924600 | 64570900 | 65217200
Industrial Sector Energy Related Emissions before CCS[natural gas if,other machinery 28,PM10] | NoSettings | 4926520 | 4918250 | 4997850 | 5103810 | 5207280 | 5297100 | 5346080 | 5370710 | 5376410 | 5381540 | 5395880 | 5415850 | 5421840 | 5435230 | 5464580 | 5505480 | 5534740 | 5567160 | 5612080 | 5648110 | 5673690 | 5716240 | 5786970 | 5859920 | 5913640 | 5964270 | 6035030 | 6097300 | 6159580 | 6221850 | 6284130
Industrial Sector Energy Related Emissions before CCS[natural gas if,other machinery 28,PM25] | NoSettings | 4926520 | 4918250 | 4997850 | 5103810 | 5207280 | 5297100 | 5346080 | 5370710 | 5376410 | 5381540 | 5395880 | 5415850 | 5421840 | 5435230 | 5464580 | 5505480 | 5534740 | 5567160 | 5612080 | 5648110 | 5673690 | 5716240 | 5786970 | 5859920 | 5913640 | 5964270 | 6035030 | 6097300 | 6159580 | 6221850 | 6284130
Industrial Sector Energy Related Emissions before CCS[natural gas if,other machinery 28,SOx] | NoSettings | 376569 | 375937 | 382021 | 390121 | 398030 | 404895 | 408639 | 410522 | 410957 | 411349 | 412445 | 413972 | 414430 | 415454 | 417697 | 420823 | 423060 | 425538 | 428972 | 431726 | 433681 | 436933 | 442340 | 447915 | 452022 | 455892 | 461300 | 466061 | 470821 | 475581 | 480341
Industrial Sector Energy Related Emissions before CCS[natural gas if,other machinery 28,BC] | NoSettings | 812269 | 810906 | 824029 | 841501 | 858560 | 873369 | 881444 | 885505 | 886445 | 887290 | 889655 | 892949 | 893935 | 896144 | 900982 | 907727 | 912550 | 917895 | 925302 | 931243 | 935461 | 942476 | 954138 | 966165 | 975023 | 983370 | 995036 | 1005300 | 1015570 | 1025840 | 1036110
Industrial Sector Energy Related Emissions before CCS[natural gas if,other machinery 28,OC] | NoSettings | 2108470 | 2104940 | 2139000 | 2184350 | 2228640 | 2267080 | 2288040 | 2298580 | 2301020 | 2303220 | 2309350 | 2317900 | 2320460 | 2326200 | 2338760 | 2356260 | 2368780 | 2382660 | 2401890 | 2417310 | 2428250 | 2446470 | 2476740 | 2507960 | 2530950 | 2552620 | 2582900 | 2609550 | 2636210 | 2662860 | 2689510
Industrial Sector Energy Related Emissions before CCS[natural gas if,other machinery 28,CH4] | NoSettings | 1556070 | 1553460 | 1578600 | 1612070 | 1644750 | 1673120 | 1688590 | 1696370 | 1698170 | 1699790 | 1704320 | 1710630 | 1712520 | 1716750 | 1726020 | 1738940 | 1748180 | 1758420 | 1772610 | 1783990 | 1792070 | 1805510 | 1827850 | 1850890 | 1867860 | 1883850 | 1906200 | 1925870 | 1945540 | 1965210 | 1984880
Industrial Sector Energy Related Emissions before CCS[natural gas if,other machinery 28,N2O] | NoSettings | 155607 | 155346 | 157860 | 161207 | 164475 | 167312 | 168859 | 169637 | 169817 | 169979 | 170432 | 171063 | 171252 | 171675 | 172602 | 173894 | 174818 | 175842 | 177261 | 178399 | 179207 | 180551 | 182785 | 185089 | 186786 | 188385 | 190620 | 192587 | 194554 | 196521 | 198488
Industrial Sector Energy Related Emissions before CCS[natural gas if,other machinery 28,F gases] | NoSettings | 0 | 0 | 0 | 0 | 0 | 0 | 0 | 0 | 0 | 0 | 0 | 0 | 0 | 0 | 0 | 0 | 0 | 0 | 0 | 0 | 0 | 0 | 0 | 0 | 0 | 0 | 0 | 0 | 0 | 0 | 0
Industrial Sector Energy Related Emissions before CCS[natural gas if,road vehicles 29,CO2] | NoSettings | 9586080000 | 9570010000 | 9724890000 | 9931080000 | 10132400000 | 10307200000 | 10402400000 | 10450400000 | 10461500000 | 10471400000 | 10499400000 | 10538200000 | 10549900000 | 10576000000 | 10633100000 | 10712700000 | 10769500000 | 10832700000 | 10920100000 | 10990200000 | 11040000000 | 11122700000 | 11260300000 | 11402300000 | 11506800000 | 11605400000 | 11743000000 | 11864200000 | 11985400000 | 12106500000 | 12227700000
Industrial Sector Energy Related Emissions before CCS[natural gas if,road vehicles 29,VOC] | NoSettings | 414265 | 413570 | 420263 | 429174 | 437874 | 445427 | 449543 | 451616 | 452095 | 452526 | 453732 | 455413 | 455915 | 457043 | 459510 | 462950 | 465408 | 468137 | 471913 | 474942 | 477095 | 480670 | 486618 | 492754 | 497269 | 501530 | 507478 | 512715 | 517952 | 523187 | 528424
Industrial Sector Energy Related Emissions before CCS[natural gas if,road vehicles 29,CO] | NoSettings | 3621970 | 3615900 | 3674420 | 3752320 | 3828390 | 3894420 | 3930410 | 3948530 | 3952720 | 3956490 | 3967040 | 3981730 | 3986120 | 3995990 | 4017560 | 4047630 | 4069120 | 4092980 | 4126000 | 4152480 | 4171310 | 4202560 | 4254570 | 4308210 | 4347690 | 4384940 | 4436940 | 4482730 | 4528520 | 4574290 | 4620080
Industrial Sector Energy Related Emissions before CCS[natural gas if,road vehicles 29,NOx] | NoSettings | 5936110 | 5926150 | 6022060 | 6149750 | 6274410 | 6382640 | 6441610 | 6471320 | 6478180 | 6484360 | 6501640 | 6525730 | 6532920 | 6549090 | 6584440 | 6633730 | 6668950 | 6708050 | 6762170 | 6805570 | 6836420 | 6887650 | 6972880 | 7060810 | 7125500 | 7186550 | 7271780 | 7346830 | 7421870 | 7496880 | 7571930
Industrial Sector Energy Related Emissions before CCS[natural gas if,road vehicles 29,PM10] | NoSettings | 571985 | 571026 | 580268 | 592571 | 604583 | 615011 | 620694 | 623556 | 624218 | 624813 | 626479 | 628799 | 629493 | 631050 | 634457 | 639206 | 642600 | 646367 | 651582 | 655764 | 658737 | 663673 | 671885 | 680358 | 686591 | 692474 | 700686 | 707918 | 715149 | 722377 | 729608
Industrial Sector Energy Related Emissions before CCS[natural gas if,road vehicles 29,PM25] | NoSettings | 571985 | 571026 | 580268 | 592571 | 604583 | 615011 | 620694 | 623556 | 624218 | 624813 | 626479 | 628799 | 629493 | 631050 | 634457 | 639206 | 642600 | 646367 | 651582 | 655764 | 658737 | 663673 | 671885 | 680358 | 686591 | 692474 | 700686 | 707918 | 715149 | 722377 | 729608
Industrial Sector Energy Related Emissions before CCS[natural gas if,road vehicles 29,SOx] | NoSettings | 43720.9 | 43647.6 | 44354 | 45294.4 | 46212.6 | 47009.7 | 47444.1 | 47662.9 | 47713.4 | 47758.9 | 47886.2 | 48063.6 | 48116.6 | 48235.7 | 48496.1 | 48859.1 | 49118.5 | 49406.5 | 49805.1 | 50124.7 | 50352 | 50729.3 | 51357 | 52004.6 | 52481.1 | 52930.7 | 53558.5 | 54111.2 | 54663.9 | 55216.4 | 55769.1
Industrial Sector Energy Related Emissions before CCS[natural gas if,road vehicles 29,BC] | NoSettings | 94307.1 | 94149 | 95672.7 | 97701.2 | 99681.6 | 101401 | 102338 | 102810 | 102919 | 103017 | 103292 | 103674 | 103789 | 104046 | 104607 | 105390 | 105950 | 106571 | 107431 | 108120 | 108610 | 109424 | 110778 | 112175 | 113203 | 114173 | 115527 | 116719 | 117911 | 119103 | 120295
Industrial Sector Energy Related Emissions before CCS[natural gas if,road vehicles 29,OC] | NoSettings | 244801 | 244391 | 248346 | 253611 | 258752 | 263216 | 265648 | 266873 | 267156 | 267411 | 268123 | 269117 | 269413 | 270080 | 271538 | 273570 | 275023 | 276635 | 278867 | 280657 | 281929 | 284042 | 287557 | 291183 | 293851 | 296368 | 299883 | 302978 | 306073 | 309166 | 312261
Industrial Sector Energy Related Emissions before CCS[natural gas if,road vehicles 29,CH4] | NoSettings | 180665 | 180362 | 183281 | 187167 | 190961 | 194255 | 196050 | 196954 | 197163 | 197351 | 197877 | 198610 | 198829 | 199321 | 200397 | 201897 | 202969 | 204159 | 205806 | 207127 | 208066 | 209625 | 212219 | 214895 | 216864 | 218722 | 221316 | 223600 | 225884 | 228167 | 230451
Industrial Sector Energy Related Emissions before CCS[natural gas if,road vehicles 29,N2O] | NoSettings | 18066.5 | 18036.2 | 18328.1 | 18716.7 | 19096.1 | 19425.5 | 19605 | 19695.4 | 19716.3 | 19735.1 | 19787.7 | 19861 | 19882.9 | 19932.1 | 20039.7 | 20189.7 | 20296.9 | 20415.9 | 20580.6 | 20712.7 | 20806.6 | 20962.5 | 21221.9 | 21489.5 | 21686.4 | 21872.2 | 22131.6 | 22360 | 22588.4 | 22816.7 | 23045.1
Industrial Sector Energy Related Emissions before CCS[natural gas if,road vehicles 29,F gases] | NoSettings | 0 | 0 | 0 | 0 | 0 | 0 | 0 | 0 | 0 | 0 | 0 | 0 | 0 | 0 | 0 | 0 | 0 | 0 | 0 | 0 | 0 | 0 | 0 | 0 | 0 | 0 | 0 | 0 | 0 | 0 | 0
Industrial Sector Energy Related Emissions before CCS[natural gas if,nonroad vehicles 30,CO2] | NoSettings | 178727000000 | 178427000000 | 181315000000 | 185160000000 | 188913000000 | 192171000000 | 193948000000 | 194842000000 | 195049000000 | 195234000000 | 195755000000 | 196480000000 | 196696000000 | 197183000000 | 198248000000 | 199732000000 | 200792000000 | 201969000000 | 203599000000 | 204906000000 | 205834000000 | 207377000000 | 209943000000 | 212590000000 | 214539000000 | 216375000000 | 218943000000 | 221202000000 | 223461000000 | 225720000000 | 227980000000
Industrial Sector Energy Related Emissions before CCS[natural gas if,nonroad vehicles 30,VOC] | NoSettings | 7723720 | 7710760 | 7835570 | 8001720 | 8163930 | 8304720 | 8381490 | 8420150 | 8429070 | 8437090 | 8459590 | 8490930 | 8500270 | 8521320 | 8567310 | 8631450 | 8677290 | 8728140 | 8798580 | 8855060 | 8895170 | 8961850 | 9072740 | 9187130 | 9271330 | 9350720 | 9461650 | 9559290 | 9656920 | 9754560 | 9852200
Industrial Sector Energy Related Emissions before CCS[natural gas if,nonroad vehicles 30,CO] | NoSettings | 67529500 | 67416200 | 68507400 | 69960100 | 71378300 | 72609200 | 73280500 | 73618500 | 73696400 | 73766600 | 73963300 | 74237300 | 74318900 | 74503000 | 74905100 | 75465900 | 75866600 | 76311300 | 76927200 | 77421000 | 77771600 | 78354600 | 79324100 | 80324300 | 81060500 | 81754500 | 82724500 | 83578100 | 84431800 | 85285400 | 86139000
Industrial Sector Energy Related Emissions before CCS[natural gas if,nonroad vehicles 30,NOx] | NoSettings | 110675000 | 110490000 | 112278000 | 114659000 | 116983000 | 119000000 | 120101000 | 120655000 | 120782000 | 120897000 | 121220000 | 121669000 | 121803000 | 122104000 | 122763000 | 123682000 | 124339000 | 125068000 | 126077000 | 126887000 | 127461000 | 128417000 | 130006000 | 131645000 | 132851000 | 133989000 | 135578000 | 136978000 | 138377000 | 139776000 | 141175000
Industrial Sector Energy Related Emissions before CCS[natural gas if,nonroad vehicles 30,PM10] | NoSettings | 10664300 | 10646400 | 10818800 | 11048200 | 11272100 | 11466500 | 11572500 | 11625900 | 11638200 | 11649300 | 11680400 | 11723600 | 11736500 | 11765600 | 11829100 | 11917600 | 11980900 | 12051200 | 12148400 | 12226400 | 12281800 | 12373800 | 12526900 | 12684900 | 12801200 | 12910800 | 13063900 | 13198700 | 13333500 | 13468400 | 13603200
Industrial Sector Energy Related Emissions before CCS[natural gas if,nonroad vehicles 30,PM25] | NoSettings | 10664300 | 10646400 | 10818800 | 11048200 | 11272100 | 11466500 | 11572500 | 11625900 | 11638200 | 11649300 | 11680400 | 11723600 | 11736500 | 11765600 | 11829100 | 11917600 | 11980900 | 12051200 | 12148400 | 12226400 | 12281800 | 12373800 | 12526900 | 12684900 | 12801200 | 12910800 | 13063900 | 13198700 | 13333500 | 13468400 | 13603200
Industrial Sector Energy Related Emissions before CCS[natural gas if,nonroad vehicles 30,SOx] | NoSettings | 815150 | 813783 | 826955 | 844490 | 861610 | 876468 | 884571 | 888651 | 889592 | 890439 | 892813 | 896121 | 897106 | 899328 | 904182 | 910951 | 915789 | 921156 | 928590 | 934551 | 938783 | 945821 | 957524 | 969597 | 978483 | 986861 | 998569 | 1008870 | 1019180 | 1029480 | 1039790
Industrial Sector Energy Related Emissions before CCS[natural gas if,nonroad vehicles 30,BC] | NoSettings | 1758300 | 1755350 | 1783760 | 1821590 | 1858510 | 1890560 | 1908040 | 1916840 | 1918870 | 1920700 | 1925820 | 1932960 | 1935080 | 1939870 | 1950340 | 1964940 | 1975380 | 1986960 | 2002990 | 2015850 | 2024980 | 2040160 | 2065400 | 2091450 | 2110610 | 2128680 | 2153940 | 2176170 | 2198390 | 2220620 | 2242850
Industrial Sector Energy Related Emissions before CCS[natural gas if,nonroad vehicles 30,OC] | NoSettings | 4564170 | 4556510 | 4630270 | 4728450 | 4824300 | 4907500 | 4952860 | 4975710 | 4980980 | 4985720 | 4999020 | 5017540 | 5023050 | 5035490 | 5062670 | 5100570 | 5127660 | 5157710 | 5199340 | 5232710 | 5256410 | 5295810 | 5361340 | 5428940 | 5478700 | 5525610 | 5591160 | 5648860 | 5706560 | 5764250 | 5821950
Industrial Sector Energy Related Emissions before CCS[natural gas if,nonroad vehicles 30,CH4] | NoSettings | 3368390 | 3362740 | 3417170 | 3489630 | 3560370 | 3621770 | 3655250 | 3672110 | 3676000 | 3679500 | 3689310 | 3702980 | 3707050 | 3716230 | 3736290 | 3764260 | 3784250 | 3806430 | 3837150 | 3861780 | 3879270 | 3908350 | 3956710 | 4006600 | 4043320 | 4077940 | 4126320 | 4168900 | 4211480 | 4254060 | 4296640
Industrial Sector Energy Related Emissions before CCS[natural gas if,nonroad vehicles 30,N2O] | NoSettings | 336839 | 336274 | 341717 | 348963 | 356037 | 362177 | 365525 | 367211 | 367600 | 367950 | 368931 | 370298 | 370705 | 371623 | 373629 | 376426 | 378425 | 380643 | 383715 | 386178 | 387927 | 390835 | 395671 | 400660 | 404332 | 407794 | 412632 | 416890 | 421148 | 425406 | 429664
Industrial Sector Energy Related Emissions before CCS[natural gas if,nonroad vehicles 30,F gases] | NoSettings | 0 | 0 | 0 | 0 | 0 | 0 | 0 | 0 | 0 | 0 | 0 | 0 | 0 | 0 | 0 | 0 | 0 | 0 | 0 | 0 | 0 | 0 | 0 | 0 | 0 | 0 | 0 | 0 | 0 | 0 | 0
Industrial Sector Energy Related Emissions before CCS[natural gas if,other manufacturing 31T33,CO2] | NoSettings | 1574770000000 | 1572130000000 | 1597570000000 | 1631440000000 | 1664510000000 | 1693220000000 | 1708880000000 | 1716760000000 | 1718580000000 | 1720220000000 | 1724790000000 | 1731190000000 | 1733090000000 | 1737380000000 | 1746760000000 | 1759840000000 | 1769180000000 | 1779550000000 | 1793920000000 | 1805430000000 | 1813610000000 | 1827210000000 | 1849810000000 | 1873130000000 | 1890300000000 | 1906490000000 | 1929110000000 | 1949020000000 | 1968920000000 | 1988830000000 | 2008730000000
Industrial Sector Energy Related Emissions before CCS[natural gas if,other manufacturing 31T33,VOC] | NoSettings | 68053900 | 67939800 | 69039500 | 70503100 | 71932300 | 73173100 | 73849500 | 74190000 | 74268700 | 74339500 | 74537400 | 74813700 | 74896000 | 75081300 | 75486700 | 76051700 | 76455700 | 76903800 | 77524500 | 78022100 | 78375700 | 78963100 | 79940200 | 80947900 | 81689700 | 82389300 | 83366800 | 84227200 | 85087300 | 85947600 | 86807700
Industrial Sector Energy Related Emissions before CCS[natural gas if,other manufacturing 31T33,CO] | NoSettings | 595005000 | 594006000 | 603621000 | 616418000 | 628914000 | 639762000 | 645676000 | 648653000 | 649341000 | 649960000 | 651690000 | 654106000 | 654826000 | 656446000 | 659990000 | 664930000 | 668462000 | 672380000 | 677807000 | 682157000 | 685249000 | 690385000 | 698927000 | 707739000 | 714224000 | 720341000 | 728887000 | 736409000 | 743929000 | 751451000 | 758971000
Industrial Sector Energy Related Emissions before CCS[natural gas if,other manufacturing 31T33,NOx] | NoSettings | 975163000 | 973527000 | 989285000 | 1010260000 | 1030740000 | 1048520000 | 1058210000 | 1063090000 | 1064220000 | 1065230000 | 1068070000 | 1072030000 | 1073200000 | 1075860000 | 1081670000 | 1089760000 | 1095550000 | 1101970000 | 1110870000 | 1118000000 | 1123070000 | 1131480000 | 1145480000 | 1159920000 | 1170550000 | 1180580000 | 1194590000 | 1206910000 | 1219240000 | 1231570000 | 1243890000
Industrial Sector Energy Related Emissions before CCS[natural gas if,other manufacturing 31T33,PM10] | NoSettings | 93963700 | 93806000 | 95324500 | 97345300 | 99318700 | 101032000 | 101966000 | 102436000 | 102545000 | 102642000 | 102916000 | 103297000 | 103411000 | 103667000 | 104226000 | 105006000 | 105564000 | 106183000 | 107040000 | 107727000 | 108215000 | 109026000 | 110375000 | 111767000 | 112791000 | 113757000 | 115107000 | 116294000 | 117482000 | 118670000 | 119857000
Industrial Sector Energy Related Emissions before CCS[natural gas if,other manufacturing 31T33,PM25] | NoSettings | 93963700 | 93806000 | 95324500 | 97345300 | 99318700 | 101032000 | 101966000 | 102436000 | 102545000 | 102642000 | 102916000 | 103297000 | 103411000 | 103667000 | 104226000 | 105006000 | 105564000 | 106183000 | 107040000 | 107727000 | 108215000 | 109026000 | 110375000 | 111767000 | 112791000 | 113757000 | 115107000 | 116294000 | 117482000 | 118670000 | 119857000
Industrial Sector Energy Related Emissions before CCS[natural gas if,other manufacturing 31T33,SOx] | NoSettings | 7182320 | 7170270 | 7286330 | 7440800 | 7591640 | 7722580 | 7793970 | 7829910 | 7838210 | 7845690 | 7866570 | 7895730 | 7904420 | 7923980 | 7966760 | 8026390 | 8069030 | 8116320 | 8181830 | 8234340 | 8271660 | 8333660 | 8436770 | 8543130 | 8621420 | 8695250 | 8798420 | 8889220 | 8979990 | 9070790 | 9161560
Industrial Sector Energy Related Emissions before CCS[natural gas if,other manufacturing 31T33,BC] | NoSettings | 15492400 | 15466400 | 15716800 | 16050000 | 16375300 | 16657800 | 16811800 | 16889300 | 16907200 | 16923300 | 16968400 | 17031300 | 17050000 | 17092200 | 17184500 | 17313100 | 17405100 | 17507100 | 17648400 | 17761700 | 17842200 | 17975900 | 18198300 | 18427700 | 18596600 | 18755900 | 18978400 | 19174300 | 19370100 | 19565900 | 19761700
Industrial Sector Energy Related Emissions before CCS[natural gas if,other manufacturing 31T33,OC] | NoSettings | 40215000 | 40147600 | 40797400 | 41662300 | 42506900 | 43240100 | 43639800 | 43841000 | 43887500 | 43929400 | 44046300 | 44209600 | 44258200 | 44367700 | 44607300 | 44941100 | 45179900 | 45444700 | 45811500 | 46105500 | 46314400 | 46661600 | 47239000 | 47834500 | 48272800 | 48686200 | 49263900 | 49772300 | 50280500 | 50788900 | 51297200
Industrial Sector Energy Related Emissions before CCS[natural gas if,other manufacturing 31T33,CH4] | NoSettings | 29679000 | 29629200 | 30108800 | 30747100 | 31370400 | 31911500 | 32206500 | 32355000 | 32389300 | 32420200 | 32506500 | 32627000 | 32662900 | 32743700 | 32920500 | 33166900 | 33343100 | 33538500 | 33809200 | 34026200 | 34180400 | 34436600 | 34862700 | 35302200 | 35625700 | 35930800 | 36357100 | 36732300 | 37107400 | 37482600 | 37857700
Industrial Sector Energy Related Emissions before CCS[natural gas if,other manufacturing 31T33,N2O] | NoSettings | 2967900 | 2962920 | 3010880 | 3074710 | 3137040 | 3191150 | 3220650 | 3235500 | 3238930 | 3242020 | 3250650 | 3262700 | 3266290 | 3274370 | 3292050 | 3316690 | 3334310 | 3353850 | 3380920 | 3402620 | 3418040 | 3443660 | 3486270 | 3530220 | 3562570 | 3593080 | 3635710 | 3673230 | 3710740 | 3748260 | 3785770
Industrial Sector Energy Related Emissions before CCS[natural gas if,other manufacturing 31T33,F gases] | NoSettings | 0 | 0 | 0 | 0 | 0 | 0 | 0 | 0 | 0 | 0 | 0 | 0 | 0 | 0 | 0 | 0 | 0 | 0 | 0 | 0 | 0 | 0 | 0 | 0 | 0 | 0 | 0 | 0 | 0 | 0 | 0
Industrial Sector Energy Related Emissions before CCS[natural gas if,energy pipelines and gas processing 352T353,CO2] | NoSettings | 1062730000000 | 1062040000000 | 1079290000000 | 1102190000000 | 1124450000000 | 1143760000000 | 1154240000000 | 1159560000000 | 1160780000000 | 1161880000000 | 1164950000000 | 1169240000000 | 1170540000000 | 1173450000000 | 1179790000000 | 1188630000000 | 1194960000000 | 1201940000000 | 1211610000000 | 1219360000000 | 1224870000000 | 1234030000000 | 1249280000000 | 1265010000000 | 1276590000000 | 1287510000000 | 1302770000000 | 1316210000000 | 1329640000000 | 1343080000000 | 1356530000000
Industrial Sector Energy Related Emissions before CCS[natural gas if,energy pipelines and gas processing 352T353,VOC] | NoSettings | 45926000 | 45896400 | 46641800 | 47631400 | 48593200 | 49427700 | 49880800 | 50110800 | 50163400 | 50211000 | 50343500 | 50529000 | 50585200 | 50710800 | 50985100 | 51367000 | 51640300 | 51942000 | 52360000 | 52695100 | 52933000 | 53328700 | 53987800 | 54667800 | 55168000 | 55640100 | 56299500 | 56880100 | 57460800 | 58041600 | 58622500
Industrial Sector Energy Related Emissions before CCS[natural gas if,energy pipelines and gas processing 352T353,CO] | NoSettings | 401537000 | 401278000 | 407795000 | 416447000 | 424857000 | 432153000 | 436115000 | 438126000 | 438586000 | 439001000 | 440160000 | 441781000 | 442273000 | 443371000 | 445769000 | 449108000 | 451498000 | 454136000 | 457791000 | 460720000 | 462800000 | 466260000 | 472023000 | 477968000 | 482341000 | 486469000 | 492234000 | 497310000 | 502387000 | 507465000 | 512545000
Industrial Sector Energy Related Emissions before CCS[natural gas if,energy pipelines and gas processing 352T353,NOx] | NoSettings | 658086000 | 657661000 | 668342000 | 682523000 | 696305000 | 708262000 | 714756000 | 718051000 | 718805000 | 719486000 | 721385000 | 724043000 | 724848000 | 726649000 | 730578000 | 736051000 | 739968000 | 744290000 | 750281000 | 755082000 | 758491000 | 764161000 | 773606000 | 783350000 | 790517000 | 797281000 | 806730000 | 815050000 | 823371000 | 831693000 | 840018000
Industrial Sector Energy Related Emissions before CCS[natural gas if,energy pipelines and gas processing 352T353,PM10] | NoSettings | 63411200 | 63370200 | 64399400 | 65765800 | 67093800 | 68246000 | 68871700 | 69189200 | 69261900 | 69327500 | 69510400 | 69766500 | 69844200 | 70017600 | 70396300 | 70923600 | 71301000 | 71717600 | 72294700 | 72757400 | 73085800 | 73632200 | 74542300 | 75481200 | 76171800 | 76823600 | 77734100 | 78535700 | 79337500 | 80139400 | 80941600
Industrial Sector Energy Related Emissions before CCS[natural gas if,energy pipelines and gas processing 352T353,PM25] | NoSettings | 63411200 | 63370200 | 64399400 | 65765800 | 67093800 | 68246000 | 68871700 | 69189200 | 69261900 | 69327500 | 69510400 | 69766500 | 69844200 | 70017600 | 70396300 | 70923600 | 71301000 | 71717600 | 72294700 | 72757400 | 73085800 | 73632200 | 74542300 | 75481200 | 76171800 | 76823600 | 77734100 | 78535700 | 79337500 | 80139400 | 80941600
Industrial Sector Energy Related Emissions before CCS[natural gas if,energy pipelines and gas processing 352T353,SOx] | NoSettings | 4846970 | 4843840 | 4922510 | 5026950 | 5128460 | 5216530 | 5264350 | 5288630 | 5294180 | 5299190 | 5313180 | 5332750 | 5338690 | 5351950 | 5380890 | 5421200 | 5450050 | 5481880 | 5526000 | 5561360 | 5586470 | 5628240 | 5697800 | 5769570 | 5822350 | 5872180 | 5941770 | 6003050 | 6064330 | 6125630 | 6186940
Industrial Sector Energy Related Emissions before CCS[natural gas if,energy pipelines and gas processing 352T353,BC] | NoSettings | 10455000 | 10448300 | 10618000 | 10843300 | 11062200 | 11252200 | 11355300 | 11407700 | 11419700 | 11430500 | 11460700 | 11502900 | 11515700 | 11544300 | 11606700 | 11693700 | 11755900 | 11824600 | 11919700 | 11996000 | 12050200 | 12140200 | 12290300 | 12445100 | 12559000 | 12666400 | 12816500 | 12948700 | 13080900 | 13213100 | 13345400
Industrial Sector Energy Related Emissions before CCS[natural gas if,energy pipelines and gas processing 352T353,OC] | NoSettings | 27139000 | 27121500 | 27562000 | 28146800 | 28715100 | 29208200 | 29476000 | 29611900 | 29643000 | 29671100 | 29749400 | 29859000 | 29892300 | 29966500 | 30128600 | 30354200 | 30515800 | 30694000 | 30941100 | 31139000 | 31279600 | 31513500 | 31903000 | 32304800 | 32600400 | 32879300 | 33269000 | 33612100 | 33955300 | 34298500 | 34641800
Industrial Sector Energy Related Emissions before CCS[natural gas if,energy pipelines and gas processing 352T353,CH4] | NoSettings | 20028800 | 20015900 | 20340900 | 20772500 | 21192000 | 21555900 | 21753500 | 21853800 | 21876800 | 21897500 | 21955300 | 22036200 | 22060700 | 22115500 | 22235100 | 22401700 | 22520900 | 22652400 | 22834700 | 22980800 | 23084600 | 23257200 | 23544600 | 23841200 | 24059300 | 24265200 | 24552800 | 24806000 | 25059200 | 25312500 | 25565900
Industrial Sector Energy Related Emissions before CCS[natural gas if,energy pipelines and gas processing 352T353,N2O] | NoSettings | 2002880 | 2001590 | 2034090 | 2077250 | 2119200 | 2155590 | 2175350 | 2185380 | 2187680 | 2189750 | 2195530 | 2203620 | 2206070 | 2211550 | 2223510 | 2240170 | 2252090 | 2265240 | 2283470 | 2298080 | 2308460 | 2325720 | 2354460 | 2384120 | 2405930 | 2426520 | 2455280 | 2480600 | 2505920 | 2531250 | 2556590
Industrial Sector Energy Related Emissions before CCS[natural gas if,energy pipelines and gas processing 352T353,F gases] | NoSettings | 0 | 0 | 0 | 0 | 0 | 0 | 0 | 0 | 0 | 0 | 0 | 0 | 0 | 0 | 0 | 0 | 0 | 0 | 0 | 0 | 0 | 0 | 0 | 0 | 0 | 0 | 0 | 0 | 0 | 0 | 0
Industrial Sector Energy Related Emissions before CCS[natural gas if,water and waste 36T39,CO2] | NoSettings | 18705800000 | 18603200000 | 19665500000 | 19996200000 | 20337600000 | 20687500000 | 21049600000 | 21424100000 | 21810800000 | 22210000000 | 22621500000 | 22914000000 | 23205800000 | 23497100000 | 23787700000 | 24077700000 | 24367100000 | 24655900000 | 24944100000 | 25231600000 | 25518600000 | 25806500000 | 26093700000 | 26380300000 | 26666300000 | 26951700000 | 27238600000 | 27524900000 | 27811200000 | 28097600000 | 28383800000
Industrial Sector Energy Related Emissions before CCS[natural gas if,water and waste 36T39,VOC] | NoSettings | 808377 | 803942 | 849848 | 864142 | 878893 | 894013 | 909665 | 925847 | 942561 | 959809 | 977595 | 990234 | 1002850 | 1015430 | 1027990 | 1040520 | 1053030 | 1065510 | 1077960 | 1090390 | 1102790 | 1115230 | 1127640 | 1140030 | 1152390 | 1164720 | 1177120 | 1189500 | 1201870 | 1214240 | 1226610
Industrial Sector Energy Related Emissions before CCS[natural gas if,water and waste 36T39,CO] | NoSettings | 7067740 | 7028970 | 7430330 | 7555310 | 7684280 | 7816470 | 7953320 | 8094800 | 8240930 | 8391730 | 8547240 | 8657750 | 8768010 | 8878060 | 8987860 | 9097440 | 9206780 | 9315900 | 9424790 | 9533430 | 9641850 | 9750630 | 9859150 | 9967440 | 10075500 | 10183300 | 10291700 | 10399900 | 10508100 | 10616300 | 10724400
Industrial Sector Energy Related Emissions before CCS[natural gas if,water and waste 36T39,NOx] | NoSettings | 11583400 | 11519900 | 12177700 | 12382500 | 12593900 | 12810600 | 13034800 | 13266700 | 13506200 | 13753300 | 14008200 | 14189300 | 14370000 | 14550400 | 14730400 | 14909900 | 15089200 | 15268000 | 15446400 | 15624500 | 15802200 | 15980500 | 16158300 | 16335800 | 16512900 | 16689600 | 16867300 | 17044600 | 17221900 | 17399200 | 17576500
Industrial Sector Energy Related Emissions before CCS[natural gas if,water and waste 36T39,PM10] | NoSettings | 1116140 | 1110020 | 1173410 | 1193140 | 1213510 | 1234390 | 1256000 | 1278340 | 1301420 | 1325230 | 1349790 | 1367240 | 1384650 | 1402030 | 1419370 | 1436680 | 1453940 | 1471180 | 1488370 | 1505530 | 1522650 | 1539830 | 1556970 | 1574070 | 1591130 | 1608160 | 1625280 | 1642370 | 1659450 | 1676530 | 1693610
Industrial Sector Energy Related Emissions before CCS[natural gas if,water and waste 36T39,PM25] | NoSettings | 1116140 | 1110020 | 1173410 | 1193140 | 1213510 | 1234390 | 1256000 | 1278340 | 1301420 | 1325230 | 1349790 | 1367240 | 1384650 | 1402030 | 1419370 | 1436680 | 1453940 | 1471180 | 1488370 | 1505530 | 1522650 | 1539830 | 1556970 | 1574070 | 1591130 | 1608160 | 1625280 | 1642370 | 1659450 | 1676530 | 1693610
Industrial Sector Energy Related Emissions before CCS[natural gas if,water and waste 36T39,SOx] | NoSettings | 85314.9 | 84846.9 | 89691.7 | 91200.4 | 92757.1 | 94352.9 | 96004.8 | 97712.6 | 99476.5 | 101297 | 103174 | 104508 | 105839 | 107167 | 108493 | 109815 | 111135 | 112453 | 113767 | 115078 | 116387 | 117700 | 119010 | 120317 | 121622 | 122923 | 124232 | 125538 | 126844 | 128149 | 129455
Industrial Sector Energy Related Emissions before CCS[natural gas if,water and waste 36T39,BC] | NoSettings | 184026 | 183017 | 193467 | 196721 | 200079 | 203522 | 207085 | 210768 | 214573 | 218500 | 222549 | 225426 | 228297 | 231162 | 234021 | 236875 | 239722 | 242563 | 245398 | 248227 | 251050 | 253882 | 256708 | 259527 | 262341 | 265148 | 267971 | 270788 | 273605 | 276421 | 279238
Industrial Sector Energy Related Emissions before CCS[natural gas if,water and waste 36T39,OC] | NoSettings | 477693 | 475072 | 502200 | 510647 | 519363 | 528298 | 537547 | 547110 | 556986 | 567179 | 577689 | 585158 | 592611 | 600048 | 607470 | 614876 | 622266 | 629641 | 637000 | 644343 | 651671 | 659023 | 666358 | 673678 | 680981 | 688268 | 695596 | 702908 | 710219 | 717531 | 724841
Industrial Sector Energy Related Emissions before CCS[natural gas if,water and waste 36T39,CH4] | NoSettings | 352541 | 350607 | 370627 | 376861 | 383294 | 389888 | 396714 | 403771 | 411060 | 418582 | 426339 | 431851 | 437351 | 442840 | 448317 | 453783 | 459237 | 464680 | 470111 | 475530 | 480938 | 486364 | 491777 | 497179 | 502569 | 507947 | 513355 | 518751 | 524147 | 529543 | 534938
Industrial Sector Energy Related Emissions before CCS[natural gas if,water and waste 36T39,N2O] | NoSettings | 35254.1 | 35060.7 | 37062.7 | 37686.1 | 38329.4 | 38988.8 | 39671.4 | 40377.1 | 41106 | 41858.2 | 42633.9 | 43185.1 | 43735.1 | 44284 | 44831.7 | 45378.3 | 45923.7 | 46468 | 47011.1 | 47553 | 48093.8 | 48636.4 | 49177.7 | 49717.9 | 50256.9 | 50794.7 | 51335.5 | 51875.1 | 52414.7 | 52954.3 | 53493.8
Industrial Sector Energy Related Emissions before CCS[natural gas if,water and waste 36T39,F gases] | NoSettings | 0 | 0 | 0 | 0 | 0 | 0 | 0 | 0 | 0 | 0 | 0 | 0 | 0 | 0 | 0 | 0 | 0 | 0 | 0 | 0 | 0 | 0 | 0 | 0 | 0 | 0 | 0 | 0 | 0 | 0 | 0
Industrial Sector Energy Related Emissions before CCS[natural gas if,construction 41T43,CO2] | NoSettings | 94514200000 | 94355500000 | 95882600000 | 97915900000 | 99900800000 | 101624000000 | 102563000000 | 103036000000 | 103145000000 | 103244000000 | 103518000000 | 103902000000 | 104017000000 | 104274000000 | 104837000000 | 105622000000 | 106183000000 | 106805000000 | 107667000000 | 108358000000 | 108849000000 | 109665000000 | 111022000000 | 112422000000 | 113452000000 | 114423000000 | 115781000000 | 116976000000 | 118170000000 | 119365000000 | 120560000000
Industrial Sector Energy Related Emissions before CCS[natural gas if,construction 41T43,VOC] | NoSettings | 4084450 | 4077600 | 4143590 | 4231460 | 4317240 | 4391690 | 4432300 | 4452730 | 4457430 | 4461700 | 4473570 | 4490150 | 4495110 | 4506230 | 4530560 | 4564470 | 4588710 | 4615600 | 4652860 | 4682720 | 4703930 | 4739200 | 4797830 | 4858340 | 4902850 | 4944830 | 5003510 | 5055120 | 5106760 | 5158380 | 5210020
Industrial Sector Energy Related Emissions before CCS[natural gas if,construction 41T43,CO] | NoSettings | 35710900 | 35651000 | 36227900 | 36996200 | 37746200 | 38397100 | 38752200 | 38930800 | 38971900 | 39009200 | 39113000 | 39258000 | 39301300 | 39398500 | 39611200 | 39907700 | 40119700 | 40354800 | 40680600 | 40941600 | 41127100 | 41435400 | 41948000 | 42477100 | 42866200 | 43233300 | 43746300 | 44197600 | 44649100 | 45100400 | 45551900
Industrial Sector Energy Related Emissions before CCS[natural gas if,construction 41T43,NOx] | NoSettings | 58527200 | 58428900 | 59374600 | 60633700 | 61862800 | 62929700 | 63511600 | 63804400 | 63871700 | 63932800 | 64103000 | 64340600 | 64411500 | 64570900 | 64919500 | 65405500 | 65752800 | 66138200 | 66672100 | 67099900 | 67403800 | 67909200 | 68749300 | 69616400 | 70254200 | 70855800 | 71696600 | 72436200 | 73176200 | 73915800 | 74655700
Industrial Sector Energy Related Emissions before CCS[natural gas if,construction 41T43,PM10] | NoSettings | 5639500 | 5630030 | 5721150 | 5842470 | 5960910 | 6063710 | 6119780 | 6147990 | 6154480 | 6160370 | 6176770 | 6199660 | 6206500 | 6221850 | 6255450 | 6302270 | 6335740 | 6372870 | 6424320 | 6465540 | 6494830 | 6543520 | 6624480 | 6708030 | 6769480 | 6827450 | 6908470 | 6979730 | 7051030 | 7122300 | 7193600
Industrial Sector Energy Related Emissions before CCS[natural gas if,construction 41T43,PM25] | NoSettings | 5639500 | 5630030 | 5721150 | 5842470 | 5960910 | 6063710 | 6119780 | 6147990 | 6154480 | 6160370 | 6176770 | 6199660 | 6206500 | 6221850 | 6255450 | 6302270 | 6335740 | 6372870 | 6424320 | 6465540 | 6494830 | 6543520 | 6624480 | 6708030 | 6769480 | 6827450 | 6908470 | 6979730 | 7051030 | 7122300 | 7193600
Industrial Sector Energy Related Emissions before CCS[natural gas if,construction 41T43,SOx] | NoSettings | 431067 | 430344 | 437309 | 446582 | 455635 | 463493 | 467779 | 469935 | 470431 | 470881 | 472135 | 473884 | 474407 | 475581 | 478148 | 481728 | 484286 | 487124 | 491057 | 494208 | 496446 | 500168 | 506356 | 512742 | 517440 | 521871 | 528063 | 533511 | 538961 | 544408 | 549858
Industrial Sector Energy Related Emissions before CCS[natural gas if,construction 41T43,BC] | NoSettings | 929823 | 928262 | 943285 | 963288 | 982816 | 999766 | 1009010 | 1013660 | 1014730 | 1015700 | 1018410 | 1022180 | 1023310 | 1025840 | 1031380 | 1039100 | 1044620 | 1050740 | 1059220 | 1066020 | 1070850 | 1078870 | 1092220 | 1106000 | 1116130 | 1125690 | 1139050 | 1150800 | 1162550 | 1174300 | 1186060
Industrial Sector Energy Related Emissions before CCS[natural gas if,construction 41T43,OC] | NoSettings | 2413620 | 2409570 | 2448570 | 2500490 | 2551180 | 2595180 | 2619170 | 2631250 | 2634030 | 2636550 | 2643560 | 2653360 | 2656290 | 2662860 | 2677240 | 2697280 | 2711600 | 2727490 | 2749510 | 2767150 | 2779690 | 2800530 | 2835170 | 2870930 | 2897230 | 2922040 | 2956720 | 2987220 | 3017730 | 3048240 | 3078750
Industrial Sector Energy Related Emissions before CCS[natural gas if,construction 41T43,CH4] | NoSettings | 1781270 | 1778280 | 1807060 | 1845380 | 1882790 | 1915260 | 1932970 | 1941880 | 1943930 | 1945790 | 1950970 | 1958200 | 1960360 | 1965210 | 1975820 | 1990610 | 2001180 | 2012910 | 2029160 | 2042180 | 2051430 | 2066810 | 2092380 | 2118770 | 2138180 | 2156490 | 2182080 | 2204590 | 2227110 | 2249620 | 2272140
Industrial Sector Energy Related Emissions before CCS[natural gas if,construction 41T43,N2O] | NoSettings | 178127 | 177828 | 180706 | 184538 | 188279 | 191526 | 193297 | 194188 | 194393 | 194579 | 195097 | 195820 | 196036 | 196521 | 197582 | 199061 | 200118 | 201291 | 202916 | 204218 | 205143 | 206681 | 209238 | 211877 | 213818 | 215649 | 218208 | 220459 | 222711 | 224962 | 227214
Industrial Sector Energy Related Emissions before CCS[natural gas if,construction 41T43,F gases] | NoSettings | 0 | 0 | 0 | 0 | 0 | 0 | 0 | 0 | 0 | 0 | 0 | 0 | 0 | 0 | 0 | 0 | 0 | 0 | 0 | 0 | 0 | 0 | 0 | 0 | 0 | 0 | 0 | 0 | 0 | 0 | 0
Industrial Sector Energy Related Emissions before CCS[biomass if,agriculture and forestry 01T03,CO2] | NoSettings | 0 | 0 | 0 | 0 | 0 | 0 | 0 | 0 | 0 | 0 | 0 | 0 | 0 | 0 | 0 | 0 | 0 | 0 | 0 | 0 | 0 | 0 | 0 | 0 | 0 | 0 | 0 | 0 | 0 | 0 | 0
Industrial Sector Energy Related Emissions before CCS[biomass if,agriculture and forestry 01T03,VOC] | NoSettings | 0 | 0 | 0 | 0 | 0 | 0 | 0 | 0 | 0 | 0 | 0 | 0 | 0 | 0 | 0 | 0 | 0 | 0 | 0 | 0 | 0 | 0 | 0 | 0 | 0 | 0 | 0 | 0 | 0 | 0 | 0
Industrial Sector Energy Related Emissions before CCS[biomass if,agriculture and forestry 01T03,CO] | NoSettings | 0 | 0 | 0 | 0 | 0 | 0 | 0 | 0 | 0 | 0 | 0 | 0 | 0 | 0 | 0 | 0 | 0 | 0 | 0 | 0 | 0 | 0 | 0 | 0 | 0 | 0 | 0 | 0 | 0 | 0 | 0
Industrial Sector Energy Related Emissions before CCS[biomass if,agriculture and forestry 01T03,NOx] | NoSettings | 0 | 0 | 0 | 0 | 0 | 0 | 0 | 0 | 0 | 0 | 0 | 0 | 0 | 0 | 0 | 0 | 0 | 0 | 0 | 0 | 0 | 0 | 0 | 0 | 0 | 0 | 0 | 0 | 0 | 0 | 0
Industrial Sector Energy Related Emissions before CCS[biomass if,agriculture and forestry 01T03,PM10] | NoSettings | 0 | 0 | 0 | 0 | 0 | 0 | 0 | 0 | 0 | 0 | 0 | 0 | 0 | 0 | 0 | 0 | 0 | 0 | 0 | 0 | 0 | 0 | 0 | 0 | 0 | 0 | 0 | 0 | 0 | 0 | 0
Industrial Sector Energy Related Emissions before CCS[biomass if,agriculture and forestry 01T03,PM25] | NoSettings | 0 | 0 | 0 | 0 | 0 | 0 | 0 | 0 | 0 | 0 | 0 | 0 | 0 | 0 | 0 | 0 | 0 | 0 | 0 | 0 | 0 | 0 | 0 | 0 | 0 | 0 | 0 | 0 | 0 | 0 | 0
Industrial Sector Energy Related Emissions before CCS[biomass if,agriculture and forestry 01T03,SOx] | NoSettings | 0 | 0 | 0 | 0 | 0 | 0 | 0 | 0 | 0 | 0 | 0 | 0 | 0 | 0 | 0 | 0 | 0 | 0 | 0 | 0 | 0 | 0 | 0 | 0 | 0 | 0 | 0 | 0 | 0 | 0 | 0
Industrial Sector Energy Related Emissions before CCS[biomass if,agriculture and forestry 01T03,BC] | NoSettings | 0 | 0 | 0 | 0 | 0 | 0 | 0 | 0 | 0 | 0 | 0 | 0 | 0 | 0 | 0 | 0 | 0 | 0 | 0 | 0 | 0 | 0 | 0 | 0 | 0 | 0 | 0 | 0 | 0 | 0 | 0
Industrial Sector Energy Related Emissions before CCS[biomass if,agriculture and forestry 01T03,OC] | NoSettings | 0 | 0 | 0 | 0 | 0 | 0 | 0 | 0 | 0 | 0 | 0 | 0 | 0 | 0 | 0 | 0 | 0 | 0 | 0 | 0 | 0 | 0 | 0 | 0 | 0 | 0 | 0 | 0 | 0 | 0 | 0
Industrial Sector Energy Related Emissions before CCS[biomass if,agriculture and forestry 01T03,CH4] | NoSettings | 0 | 0 | 0 | 0 | 0 | 0 | 0 | 0 | 0 | 0 | 0 | 0 | 0 | 0 | 0 | 0 | 0 | 0 | 0 | 0 | 0 | 0 | 0 | 0 | 0 | 0 | 0 | 0 | 0 | 0 | 0
Industrial Sector Energy Related Emissions before CCS[biomass if,agriculture and forestry 01T03,N2O] | NoSettings | 0 | 0 | 0 | 0 | 0 | 0 | 0 | 0 | 0 | 0 | 0 | 0 | 0 | 0 | 0 | 0 | 0 | 0 | 0 | 0 | 0 | 0 | 0 | 0 | 0 | 0 | 0 | 0 | 0 | 0 | 0
Industrial Sector Energy Related Emissions before CCS[biomass if,agriculture and forestry 01T03,F gases] | NoSettings | 0 | 0 | 0 | 0 | 0 | 0 | 0 | 0 | 0 | 0 | 0 | 0 | 0 | 0 | 0 | 0 | 0 | 0 | 0 | 0 | 0 | 0 | 0 | 0 | 0 | 0 | 0 | 0 | 0 | 0 | 0
Industrial Sector Energy Related Emissions before CCS[biomass if,coal mining 05,CO2] | NoSettings | 0 | 0 | 0 | 0 | 0 | 0 | 0 | 0 | 0 | 0 | 0 | 0 | 0 | 0 | 0 | 0 | 0 | 0 | 0 | 0 | 0 | 0 | 0 | 0 | 0 | 0 | 0 | 0 | 0 | 0 | 0
Industrial Sector Energy Related Emissions before CCS[biomass if,coal mining 05,VOC] | NoSettings | 0 | 0 | 0 | 0 | 0 | 0 | 0 | 0 | 0 | 0 | 0 | 0 | 0 | 0 | 0 | 0 | 0 | 0 | 0 | 0 | 0 | 0 | 0 | 0 | 0 | 0 | 0 | 0 | 0 | 0 | 0
Industrial Sector Energy Related Emissions before CCS[biomass if,coal mining 05,CO] | NoSettings | 0 | 0 | 0 | 0 | 0 | 0 | 0 | 0 | 0 | 0 | 0 | 0 | 0 | 0 | 0 | 0 | 0 | 0 | 0 | 0 | 0 | 0 | 0 | 0 | 0 | 0 | 0 | 0 | 0 | 0 | 0
Industrial Sector Energy Related Emissions before CCS[biomass if,coal mining 05,NOx] | NoSettings | 0 | 0 | 0 | 0 | 0 | 0 | 0 | 0 | 0 | 0 | 0 | 0 | 0 | 0 | 0 | 0 | 0 | 0 | 0 | 0 | 0 | 0 | 0 | 0 | 0 | 0 | 0 | 0 | 0 | 0 | 0
Industrial Sector Energy Related Emissions before CCS[biomass if,coal mining 05,PM10] | NoSettings | 0 | 0 | 0 | 0 | 0 | 0 | 0 | 0 | 0 | 0 | 0 | 0 | 0 | 0 | 0 | 0 | 0 | 0 | 0 | 0 | 0 | 0 | 0 | 0 | 0 | 0 | 0 | 0 | 0 | 0 | 0
Industrial Sector Energy Related Emissions before CCS[biomass if,coal mining 05,PM25] | NoSettings | 0 | 0 | 0 | 0 | 0 | 0 | 0 | 0 | 0 | 0 | 0 | 0 | 0 | 0 | 0 | 0 | 0 | 0 | 0 | 0 | 0 | 0 | 0 | 0 | 0 | 0 | 0 | 0 | 0 | 0 | 0
Industrial Sector Energy Related Emissions before CCS[biomass if,coal mining 05,SOx] | NoSettings | 0 | 0 | 0 | 0 | 0 | 0 | 0 | 0 | 0 | 0 | 0 | 0 | 0 | 0 | 0 | 0 | 0 | 0 | 0 | 0 | 0 | 0 | 0 | 0 | 0 | 0 | 0 | 0 | 0 | 0 | 0
Industrial Sector Energy Related Emissions before CCS[biomass if,coal mining 05,BC] | NoSettings | 0 | 0 | 0 | 0 | 0 | 0 | 0 | 0 | 0 | 0 | 0 | 0 | 0 | 0 | 0 | 0 | 0 | 0 | 0 | 0 | 0 | 0 | 0 | 0 | 0 | 0 | 0 | 0 | 0 | 0 | 0
Industrial Sector Energy Related Emissions before CCS[biomass if,coal mining 05,OC] | NoSettings | 0 | 0 | 0 | 0 | 0 | 0 | 0 | 0 | 0 | 0 | 0 | 0 | 0 | 0 | 0 | 0 | 0 | 0 | 0 | 0 | 0 | 0 | 0 | 0 | 0 | 0 | 0 | 0 | 0 | 0 | 0
Industrial Sector Energy Related Emissions before CCS[biomass if,coal mining 05,CH4] | NoSettings | 0 | 0 | 0 | 0 | 0 | 0 | 0 | 0 | 0 | 0 | 0 | 0 | 0 | 0 | 0 | 0 | 0 | 0 | 0 | 0 | 0 | 0 | 0 | 0 | 0 | 0 | 0 | 0 | 0 | 0 | 0
Industrial Sector Energy Related Emissions before CCS[biomass if,coal mining 05,N2O] | NoSettings | 0 | 0 | 0 | 0 | 0 | 0 | 0 | 0 | 0 | 0 | 0 | 0 | 0 | 0 | 0 | 0 | 0 | 0 | 0 | 0 | 0 | 0 | 0 | 0 | 0 | 0 | 0 | 0 | 0 | 0 | 0
Industrial Sector Energy Related Emissions before CCS[biomass if,coal mining 05,F gases] | NoSettings | 0 | 0 | 0 | 0 | 0 | 0 | 0 | 0 | 0 | 0 | 0 | 0 | 0 | 0 | 0 | 0 | 0 | 0 | 0 | 0 | 0 | 0 | 0 | 0 | 0 | 0 | 0 | 0 | 0 | 0 | 0
Industrial Sector Energy Related Emissions before CCS[biomass if,oil and gas extraction 06,CO2] | NoSettings | 0 | 0 | 0 | 0 | 0 | 0 | 0 | 0 | 0 | 0 | 0 | 0 | 0 | 0 | 0 | 0 | 0 | 0 | 0 | 0 | 0 | 0 | 0 | 0 | 0 | 0 | 0 | 0 | 0 | 0 | 0
Industrial Sector Energy Related Emissions before CCS[biomass if,oil and gas extraction 06,VOC] | NoSettings | 0 | 0 | 0 | 0 | 0 | 0 | 0 | 0 | 0 | 0 | 0 | 0 | 0 | 0 | 0 | 0 | 0 | 0 | 0 | 0 | 0 | 0 | 0 | 0 | 0 | 0 | 0 | 0 | 0 | 0 | 0
Industrial Sector Energy Related Emissions before CCS[biomass if,oil and gas extraction 06,CO] | NoSettings | 0 | 0 | 0 | 0 | 0 | 0 | 0 | 0 | 0 | 0 | 0 | 0 | 0 | 0 | 0 | 0 | 0 | 0 | 0 | 0 | 0 | 0 | 0 | 0 | 0 | 0 | 0 | 0 | 0 | 0 | 0
Industrial Sector Energy Related Emissions before CCS[biomass if,oil and gas extraction 06,NOx] | NoSettings | 0 | 0 | 0 | 0 | 0 | 0 | 0 | 0 | 0 | 0 | 0 | 0 | 0 | 0 | 0 | 0 | 0 | 0 | 0 | 0 | 0 | 0 | 0 | 0 | 0 | 0 | 0 | 0 | 0 | 0 | 0
Industrial Sector Energy Related Emissions before CCS[biomass if,oil and gas extraction 06,PM10] | NoSettings | 0 | 0 | 0 | 0 | 0 | 0 | 0 | 0 | 0 | 0 | 0 | 0 | 0 | 0 | 0 | 0 | 0 | 0 | 0 | 0 | 0 | 0 | 0 | 0 | 0 | 0 | 0 | 0 | 0 | 0 | 0
Industrial Sector Energy Related Emissions before CCS[biomass if,oil and gas extraction 06,PM25] | NoSettings | 0 | 0 | 0 | 0 | 0 | 0 | 0 | 0 | 0 | 0 | 0 | 0 | 0 | 0 | 0 | 0 | 0 | 0 | 0 | 0 | 0 | 0 | 0 | 0 | 0 | 0 | 0 | 0 | 0 | 0 | 0
Industrial Sector Energy Related Emissions before CCS[biomass if,oil and gas extraction 06,SOx] | NoSettings | 0 | 0 | 0 | 0 | 0 | 0 | 0 | 0 | 0 | 0 | 0 | 0 | 0 | 0 | 0 | 0 | 0 | 0 | 0 | 0 | 0 | 0 | 0 | 0 | 0 | 0 | 0 | 0 | 0 | 0 | 0
Industrial Sector Energy Related Emissions before CCS[biomass if,oil and gas extraction 06,BC] | NoSettings | 0 | 0 | 0 | 0 | 0 | 0 | 0 | 0 | 0 | 0 | 0 | 0 | 0 | 0 | 0 | 0 | 0 | 0 | 0 | 0 | 0 | 0 | 0 | 0 | 0 | 0 | 0 | 0 | 0 | 0 | 0
Industrial Sector Energy Related Emissions before CCS[biomass if,oil and gas extraction 06,OC] | NoSettings | 0 | 0 | 0 | 0 | 0 | 0 | 0 | 0 | 0 | 0 | 0 | 0 | 0 | 0 | 0 | 0 | 0 | 0 | 0 | 0 | 0 | 0 | 0 | 0 | 0 | 0 | 0 | 0 | 0 | 0 | 0
Industrial Sector Energy Related Emissions before CCS[biomass if,oil and gas extraction 06,CH4] | NoSettings | 0 | 0 | 0 | 0 | 0 | 0 | 0 | 0 | 0 | 0 | 0 | 0 | 0 | 0 | 0 | 0 | 0 | 0 | 0 | 0 | 0 | 0 | 0 | 0 | 0 | 0 | 0 | 0 | 0 | 0 | 0
Industrial Sector Energy Related Emissions before CCS[biomass if,oil and gas extraction 06,N2O] | NoSettings | 0 | 0 | 0 | 0 | 0 | 0 | 0 | 0 | 0 | 0 | 0 | 0 | 0 | 0 | 0 | 0 | 0 | 0 | 0 | 0 | 0 | 0 | 0 | 0 | 0 | 0 | 0 | 0 | 0 | 0 | 0
Industrial Sector Energy Related Emissions before CCS[biomass if,oil and gas extraction 06,F gases] | NoSettings | 0 | 0 | 0 | 0 | 0 | 0 | 0 | 0 | 0 | 0 | 0 | 0 | 0 | 0 | 0 | 0 | 0 | 0 | 0 | 0 | 0 | 0 | 0 | 0 | 0 | 0 | 0 | 0 | 0 | 0 | 0
Industrial Sector Energy Related Emissions before CCS[biomass if,other mining and quarrying 07T08,CO2] | NoSettings | 0 | 0 | 0 | 0 | 0 | 0 | 0 | 0 | 0 | 0 | 0 | 0 | 0 | 0 | 0 | 0 | 0 | 0 | 0 | 0 | 0 | 0 | 0 | 0 | 0 | 0 | 0 | 0 | 0 | 0 | 0
Industrial Sector Energy Related Emissions before CCS[biomass if,other mining and quarrying 07T08,VOC] | NoSettings | 0 | 0 | 0 | 0 | 0 | 0 | 0 | 0 | 0 | 0 | 0 | 0 | 0 | 0 | 0 | 0 | 0 | 0 | 0 | 0 | 0 | 0 | 0 | 0 | 0 | 0 | 0 | 0 | 0 | 0 | 0
Industrial Sector Energy Related Emissions before CCS[biomass if,other mining and quarrying 07T08,CO] | NoSettings | 0 | 0 | 0 | 0 | 0 | 0 | 0 | 0 | 0 | 0 | 0 | 0 | 0 | 0 | 0 | 0 | 0 | 0 | 0 | 0 | 0 | 0 | 0 | 0 | 0 | 0 | 0 | 0 | 0 | 0 | 0
Industrial Sector Energy Related Emissions before CCS[biomass if,other mining and quarrying 07T08,NOx] | NoSettings | 0 | 0 | 0 | 0 | 0 | 0 | 0 | 0 | 0 | 0 | 0 | 0 | 0 | 0 | 0 | 0 | 0 | 0 | 0 | 0 | 0 | 0 | 0 | 0 | 0 | 0 | 0 | 0 | 0 | 0 | 0
Industrial Sector Energy Related Emissions before CCS[biomass if,other mining and quarrying 07T08,PM10] | NoSettings | 0 | 0 | 0 | 0 | 0 | 0 | 0 | 0 | 0 | 0 | 0 | 0 | 0 | 0 | 0 | 0 | 0 | 0 | 0 | 0 | 0 | 0 | 0 | 0 | 0 | 0 | 0 | 0 | 0 | 0 | 0
Industrial Sector Energy Related Emissions before CCS[biomass if,other mining and quarrying 07T08,PM25] | NoSettings | 0 | 0 | 0 | 0 | 0 | 0 | 0 | 0 | 0 | 0 | 0 | 0 | 0 | 0 | 0 | 0 | 0 | 0 | 0 | 0 | 0 | 0 | 0 | 0 | 0 | 0 | 0 | 0 | 0 | 0 | 0
Industrial Sector Energy Related Emissions before CCS[biomass if,other mining and quarrying 07T08,SOx] | NoSettings | 0 | 0 | 0 | 0 | 0 | 0 | 0 | 0 | 0 | 0 | 0 | 0 | 0 | 0 | 0 | 0 | 0 | 0 | 0 | 0 | 0 | 0 | 0 | 0 | 0 | 0 | 0 | 0 | 0 | 0 | 0
Industrial Sector Energy Related Emissions before CCS[biomass if,other mining and quarrying 07T08,BC] | NoSettings | 0 | 0 | 0 | 0 | 0 | 0 | 0 | 0 | 0 | 0 | 0 | 0 | 0 | 0 | 0 | 0 | 0 | 0 | 0 | 0 | 0 | 0 | 0 | 0 | 0 | 0 | 0 | 0 | 0 | 0 | 0
Industrial Sector Energy Related Emissions before CCS[biomass if,other mining and quarrying 07T08,OC] | NoSettings | 0 | 0 | 0 | 0 | 0 | 0 | 0 | 0 | 0 | 0 | 0 | 0 | 0 | 0 | 0 | 0 | 0 | 0 | 0 | 0 | 0 | 0 | 0 | 0 | 0 | 0 | 0 | 0 | 0 | 0 | 0
Industrial Sector Energy Related Emissions before CCS[biomass if,other mining and quarrying 07T08,CH4] | NoSettings | 0 | 0 | 0 | 0 | 0 | 0 | 0 | 0 | 0 | 0 | 0 | 0 | 0 | 0 | 0 | 0 | 0 | 0 | 0 | 0 | 0 | 0 | 0 | 0 | 0 | 0 | 0 | 0 | 0 | 0 | 0
Industrial Sector Energy Related Emissions before CCS[biomass if,other mining and quarrying 07T08,N2O] | NoSettings | 0 | 0 | 0 | 0 | 0 | 0 | 0 | 0 | 0 | 0 | 0 | 0 | 0 | 0 | 0 | 0 | 0 | 0 | 0 | 0 | 0 | 0 | 0 | 0 | 0 | 0 | 0 | 0 | 0 | 0 | 0
Industrial Sector Energy Related Emissions before CCS[biomass if,other mining and quarrying 07T08,F gases] | NoSettings | 0 | 0 | 0 | 0 | 0 | 0 | 0 | 0 | 0 | 0 | 0 | 0 | 0 | 0 | 0 | 0 | 0 | 0 | 0 | 0 | 0 | 0 | 0 | 0 | 0 | 0 | 0 | 0 | 0 | 0 | 0
Industrial Sector Energy Related Emissions before CCS[biomass if,food beverage and tobacco 10T12,CO2] | NoSettings | 0 | 0 | 0 | 0 | 0 | 0 | 0 | 0 | 0 | 0 | 0 | 0 | 0 | 0 | 0 | 0 | 0 | 0 | 0 | 0 | 0 | 0 | 0 | 0 | 0 | 0 | 0 | 0 | 0 | 0 | 0
Industrial Sector Energy Related Emissions before CCS[biomass if,food beverage and tobacco 10T12,VOC] | NoSettings | 0 | 0 | 0 | 0 | 0 | 0 | 0 | 0 | 0 | 0 | 0 | 0 | 0 | 0 | 0 | 0 | 0 | 0 | 0 | 0 | 0 | 0 | 0 | 0 | 0 | 0 | 0 | 0 | 0 | 0 | 0
Industrial Sector Energy Related Emissions before CCS[biomass if,food beverage and tobacco 10T12,CO] | NoSettings | 0 | 0 | 0 | 0 | 0 | 0 | 0 | 0 | 0 | 0 | 0 | 0 | 0 | 0 | 0 | 0 | 0 | 0 | 0 | 0 | 0 | 0 | 0 | 0 | 0 | 0 | 0 | 0 | 0 | 0 | 0
Industrial Sector Energy Related Emissions before CCS[biomass if,food beverage and tobacco 10T12,NOx] | NoSettings | 0 | 0 | 0 | 0 | 0 | 0 | 0 | 0 | 0 | 0 | 0 | 0 | 0 | 0 | 0 | 0 | 0 | 0 | 0 | 0 | 0 | 0 | 0 | 0 | 0 | 0 | 0 | 0 | 0 | 0 | 0
Industrial Sector Energy Related Emissions before CCS[biomass if,food beverage and tobacco 10T12,PM10] | NoSettings | 0 | 0 | 0 | 0 | 0 | 0 | 0 | 0 | 0 | 0 | 0 | 0 | 0 | 0 | 0 | 0 | 0 | 0 | 0 | 0 | 0 | 0 | 0 | 0 | 0 | 0 | 0 | 0 | 0 | 0 | 0
Industrial Sector Energy Related Emissions before CCS[biomass if,food beverage and tobacco 10T12,PM25] | NoSettings | 0 | 0 | 0 | 0 | 0 | 0 | 0 | 0 | 0 | 0 | 0 | 0 | 0 | 0 | 0 | 0 | 0 | 0 | 0 | 0 | 0 | 0 | 0 | 0 | 0 | 0 | 0 | 0 | 0 | 0 | 0
Industrial Sector Energy Related Emissions before CCS[biomass if,food beverage and tobacco 10T12,SOx] | NoSettings | 0 | 0 | 0 | 0 | 0 | 0 | 0 | 0 | 0 | 0 | 0 | 0 | 0 | 0 | 0 | 0 | 0 | 0 | 0 | 0 | 0 | 0 | 0 | 0 | 0 | 0 | 0 | 0 | 0 | 0 | 0
Industrial Sector Energy Related Emissions before CCS[biomass if,food beverage and tobacco 10T12,BC] | NoSettings | 0 | 0 | 0 | 0 | 0 | 0 | 0 | 0 | 0 | 0 | 0 | 0 | 0 | 0 | 0 | 0 | 0 | 0 | 0 | 0 | 0 | 0 | 0 | 0 | 0 | 0 | 0 | 0 | 0 | 0 | 0
Industrial Sector Energy Related Emissions before CCS[biomass if,food beverage and tobacco 10T12,OC] | NoSettings | 0 | 0 | 0 | 0 | 0 | 0 | 0 | 0 | 0 | 0 | 0 | 0 | 0 | 0 | 0 | 0 | 0 | 0 | 0 | 0 | 0 | 0 | 0 | 0 | 0 | 0 | 0 | 0 | 0 | 0 | 0
Industrial Sector Energy Related Emissions before CCS[biomass if,food beverage and tobacco 10T12,CH4] | NoSettings | 0 | 0 | 0 | 0 | 0 | 0 | 0 | 0 | 0 | 0 | 0 | 0 | 0 | 0 | 0 | 0 | 0 | 0 | 0 | 0 | 0 | 0 | 0 | 0 | 0 | 0 | 0 | 0 | 0 | 0 | 0
Industrial Sector Energy Related Emissions before CCS[biomass if,food beverage and tobacco 10T12,N2O] | NoSettings | 0 | 0 | 0 | 0 | 0 | 0 | 0 | 0 | 0 | 0 | 0 | 0 | 0 | 0 | 0 | 0 | 0 | 0 | 0 | 0 | 0 | 0 | 0 | 0 | 0 | 0 | 0 | 0 | 0 | 0 | 0
Industrial Sector Energy Related Emissions before CCS[biomass if,food beverage and tobacco 10T12,F gases] | NoSettings | 0 | 0 | 0 | 0 | 0 | 0 | 0 | 0 | 0 | 0 | 0 | 0 | 0 | 0 | 0 | 0 | 0 | 0 | 0 | 0 | 0 | 0 | 0 | 0 | 0 | 0 | 0 | 0 | 0 | 0 | 0
Industrial Sector Energy Related Emissions before CCS[biomass if,textiles apparel and leather 13T15,CO2] | NoSettings | 0 | 0 | 0 | 0 | 0 | 0 | 0 | 0 | 0 | 0 | 0 | 0 | 0 | 0 | 0 | 0 | 0 | 0 | 0 | 0 | 0 | 0 | 0 | 0 | 0 | 0 | 0 | 0 | 0 | 0 | 0
Industrial Sector Energy Related Emissions before CCS[biomass if,textiles apparel and leather 13T15,VOC] | NoSettings | 0 | 0 | 0 | 0 | 0 | 0 | 0 | 0 | 0 | 0 | 0 | 0 | 0 | 0 | 0 | 0 | 0 | 0 | 0 | 0 | 0 | 0 | 0 | 0 | 0 | 0 | 0 | 0 | 0 | 0 | 0
Industrial Sector Energy Related Emissions before CCS[biomass if,textiles apparel and leather 13T15,CO] | NoSettings | 0 | 0 | 0 | 0 | 0 | 0 | 0 | 0 | 0 | 0 | 0 | 0 | 0 | 0 | 0 | 0 | 0 | 0 | 0 | 0 | 0 | 0 | 0 | 0 | 0 | 0 | 0 | 0 | 0 | 0 | 0
Industrial Sector Energy Related Emissions before CCS[biomass if,textiles apparel and leather 13T15,NOx] | NoSettings | 0 | 0 | 0 | 0 | 0 | 0 | 0 | 0 | 0 | 0 | 0 | 0 | 0 | 0 | 0 | 0 | 0 | 0 | 0 | 0 | 0 | 0 | 0 | 0 | 0 | 0 | 0 | 0 | 0 | 0 | 0
Industrial Sector Energy Related Emissions before CCS[biomass if,textiles apparel and leather 13T15,PM10] | NoSettings | 0 | 0 | 0 | 0 | 0 | 0 | 0 | 0 | 0 | 0 | 0 | 0 | 0 | 0 | 0 | 0 | 0 | 0 | 0 | 0 | 0 | 0 | 0 | 0 | 0 | 0 | 0 | 0 | 0 | 0 | 0
Industrial Sector Energy Related Emissions before CCS[biomass if,textiles apparel and leather 13T15,PM25] | NoSettings | 0 | 0 | 0 | 0 | 0 | 0 | 0 | 0 | 0 | 0 | 0 | 0 | 0 | 0 | 0 | 0 | 0 | 0 | 0 | 0 | 0 | 0 | 0 | 0 | 0 | 0 | 0 | 0 | 0 | 0 | 0
Industrial Sector Energy Related Emissions before CCS[biomass if,textiles apparel and leather 13T15,SOx] | NoSettings | 0 | 0 | 0 | 0 | 0 | 0 | 0 | 0 | 0 | 0 | 0 | 0 | 0 | 0 | 0 | 0 | 0 | 0 | 0 | 0 | 0 | 0 | 0 | 0 | 0 | 0 | 0 | 0 | 0 | 0 | 0
Industrial Sector Energy Related Emissions before CCS[biomass if,textiles apparel and leather 13T15,BC] | NoSettings | 0 | 0 | 0 | 0 | 0 | 0 | 0 | 0 | 0 | 0 | 0 | 0 | 0 | 0 | 0 | 0 | 0 | 0 | 0 | 0 | 0 | 0 | 0 | 0 | 0 | 0 | 0 | 0 | 0 | 0 | 0
Industrial Sector Energy Related Emissions before CCS[biomass if,textiles apparel and leather 13T15,OC] | NoSettings | 0 | 0 | 0 | 0 | 0 | 0 | 0 | 0 | 0 | 0 | 0 | 0 | 0 | 0 | 0 | 0 | 0 | 0 | 0 | 0 | 0 | 0 | 0 | 0 | 0 | 0 | 0 | 0 | 0 | 0 | 0
Industrial Sector Energy Related Emissions before CCS[biomass if,textiles apparel and leather 13T15,CH4] | NoSettings | 0 | 0 | 0 | 0 | 0 | 0 | 0 | 0 | 0 | 0 | 0 | 0 | 0 | 0 | 0 | 0 | 0 | 0 | 0 | 0 | 0 | 0 | 0 | 0 | 0 | 0 | 0 | 0 | 0 | 0 | 0
Industrial Sector Energy Related Emissions before CCS[biomass if,textiles apparel and leather 13T15,N2O] | NoSettings | 0 | 0 | 0 | 0 | 0 | 0 | 0 | 0 | 0 | 0 | 0 | 0 | 0 | 0 | 0 | 0 | 0 | 0 | 0 | 0 | 0 | 0 | 0 | 0 | 0 | 0 | 0 | 0 | 0 | 0 | 0
Industrial Sector Energy Related Emissions before CCS[biomass if,textiles apparel and leather 13T15,F gases] | NoSettings | 0 | 0 | 0 | 0 | 0 | 0 | 0 | 0 | 0 | 0 | 0 | 0 | 0 | 0 | 0 | 0 | 0 | 0 | 0 | 0 | 0 | 0 | 0 | 0 | 0 | 0 | 0 | 0 | 0 | 0 | 0
Industrial Sector Energy Related Emissions before CCS[biomass if,wood products 16,CO2] | NoSettings | 0 | 0 | 0 | 0 | 0 | 0 | 0 | 0 | 0 | 0 | 0 | 0 | 0 | 0 | 0 | 0 | 0 | 0 | 0 | 0 | 0 | 0 | 0 | 0 | 0 | 0 | 0 | 0 | 0 | 0 | 0
Industrial Sector Energy Related Emissions before CCS[biomass if,wood products 16,VOC] | NoSettings | 7648980 | 7648980 | 7648980 | 7648980 | 7648980 | 7648980 | 7648980 | 7648980 | 7648980 | 7648980 | 7648980 | 7648980 | 7648980 | 7648980 | 7648980 | 7648980 | 7648980 | 7648980 | 7648980 | 7648980 | 7648980 | 7648980 | 7648980 | 7648980 | 7648980 | 7648980 | 7648980 | 7648980 | 7648980 | 7648980 | 7648980
Industrial Sector Energy Related Emissions before CCS[biomass if,wood products 16,CO] | NoSettings | 121289000 | 121289000 | 121289000 | 121289000 | 121289000 | 121289000 | 121289000 | 121289000 | 121289000 | 121289000 | 121289000 | 121289000 | 121289000 | 121289000 | 121289000 | 121289000 | 121289000 | 121289000 | 121289000 | 121289000 | 121289000 | 121289000 | 121289000 | 121289000 | 121289000 | 121289000 | 121289000 | 121289000 | 121289000 | 121289000 | 121289000
Industrial Sector Energy Related Emissions before CCS[biomass if,wood products 16,NOx] | NoSettings | 798671000 | 798671000 | 798671000 | 798671000 | 798671000 | 798671000 | 798671000 | 798671000 | 798671000 | 798671000 | 798671000 | 798671000 | 798671000 | 798671000 | 798671000 | 798671000 | 798671000 | 798671000 | 798671000 | 798671000 | 798671000 | 798671000 | 798671000 | 798671000 | 798671000 | 798671000 | 798671000 | 798671000 | 798671000 | 798671000 | 798671000
Industrial Sector Energy Related Emissions before CCS[biomass if,wood products 16,PM10] | NoSettings | 17847600 | 17847600 | 17847600 | 17847600 | 17847600 | 17847600 | 17847600 | 17847600 | 17847600 | 17847600 | 17847600 | 17847600 | 17847600 | 17847600 | 17847600 | 17847600 | 17847600 | 17847600 | 17847600 | 17847600 | 17847600 | 17847600 | 17847600 | 17847600 | 17847600 | 17847600 | 17847600 | 17847600 | 17847600 | 17847600 | 17847600
Industrial Sector Energy Related Emissions before CCS[biomass if,wood products 16,PM25] | NoSettings | 15765200 | 15765200 | 15765200 | 15765200 | 15765200 | 15765200 | 15765200 | 15765200 | 15765200 | 15765200 | 15765200 | 15765200 | 15765200 | 15765200 | 15765200 | 15765200 | 15765200 | 15765200 | 15765200 | 15765200 | 15765200 | 15765200 | 15765200 | 15765200 | 15765200 | 15765200 | 15765200 | 15765200 | 15765200 | 15765200 | 15765200
Industrial Sector Energy Related Emissions before CCS[biomass if,wood products 16,SOx] | NoSettings | 541048000 | 541048000 | 541048000 | 541048000 | 541048000 | 541048000 | 541048000 | 541048000 | 541048000 | 541048000 | 541048000 | 541048000 | 541048000 | 541048000 | 541048000 | 541048000 | 541048000 | 541048000 | 541048000 | 541048000 | 541048000 | 541048000 | 541048000 | 541048000 | 541048000 | 541048000 | 541048000 | 541048000 | 541048000 | 541048000 | 541048000
Industrial Sector Energy Related Emissions before CCS[biomass if,wood products 16,BC] | NoSettings | 2175890 | 2175890 | 2175890 | 2175890 | 2175890 | 2175890 | 2175890 | 2175890 | 2175890 | 2175890 | 2175890 | 2175890 | 2175890 | 2175890 | 2175890 | 2175890 | 2175890 | 2175890 | 2175890 | 2175890 | 2175890 | 2175890 | 2175890 | 2175890 | 2175890 | 2175890 | 2175890 | 2175890 | 2175890 | 2175890 | 2175890
Industrial Sector Energy Related Emissions before CCS[biomass if,wood products 16,OC] | NoSettings | 5139370 | 5139370 | 5139370 | 5139370 | 5139370 | 5139370 | 5139370 | 5139370 | 5139370 | 5139370 | 5139370 | 5139370 | 5139370 | 5139370 | 5139370 | 5139370 | 5139370 | 5139370 | 5139370 | 5139370 | 5139370 | 5139370 | 5139370 | 5139370 | 5139370 | 5139370 | 5139370 | 5139370 | 5139370 | 5139370 | 5139370
Industrial Sector Energy Related Emissions before CCS[biomass if,wood products 16,CH4] | NoSettings | 0 | 0 | 0 | 0 | 0 | 0 | 0 | 0 | 0 | 0 | 0 | 0 | 0 | 0 | 0 | 0 | 0 | 0 | 0 | 0 | 0 | 0 | 0 | 0 | 0 | 0 | 0 | 0 | 0 | 0 | 0
Industrial Sector Energy Related Emissions before CCS[biomass if,wood products 16,N2O] | NoSettings | 0 | 0 | 0 | 0 | 0 | 0 | 0 | 0 | 0 | 0 | 0 | 0 | 0 | 0 | 0 | 0 | 0 | 0 | 0 | 0 | 0 | 0 | 0 | 0 | 0 | 0 | 0 | 0 | 0 | 0 | 0
Industrial Sector Energy Related Emissions before CCS[biomass if,wood products 16,F gases] | NoSettings | 0 | 0 | 0 | 0 | 0 | 0 | 0 | 0 | 0 | 0 | 0 | 0 | 0 | 0 | 0 | 0 | 0 | 0 | 0 | 0 | 0 | 0 | 0 | 0 | 0 | 0 | 0 | 0 | 0 | 0 | 0
Industrial Sector Energy Related Emissions before CCS[biomass if,pulp paper and printing 17T18,CO2] | NoSettings | 0 | 0 | 0 | 0 | 0 | 0 | 0 | 0 | 0 | 0 | 0 | 0 | 0 | 0 | 0 | 0 | 0 | 0 | 0 | 0 | 0 | 0 | 0 | 0 | 0 | 0 | 0 | 0 | 0 | 0 | 0
Industrial Sector Energy Related Emissions before CCS[biomass if,pulp paper and printing 17T18,VOC] | NoSettings | 6481370 | 6481370 | 6481370 | 6481370 | 6481370 | 6481370 | 6481370 | 6481370 | 6481370 | 6481370 | 6481370 | 6481370 | 6481370 | 6481370 | 6481370 | 6481370 | 6481370 | 6481370 | 6481370 | 6481370 | 6481370 | 6481370 | 6481370 | 6481370 | 6481370 | 6481370 | 6481370 | 6481370 | 6481370 | 6481370 | 6481370
Industrial Sector Energy Related Emissions before CCS[biomass if,pulp paper and printing 17T18,CO] | NoSettings | 102774000 | 102774000 | 102774000 | 102774000 | 102774000 | 102774000 | 102774000 | 102774000 | 102774000 | 102774000 | 102774000 | 102774000 | 102774000 | 102774000 | 102774000 | 102774000 | 102774000 | 102774000 | 102774000 | 102774000 | 102774000 | 102774000 | 102774000 | 102774000 | 102774000 | 102774000 | 102774000 | 102774000 | 102774000 | 102774000 | 102774000
Industrial Sector Energy Related Emissions before CCS[biomass if,pulp paper and printing 17T18,NOx] | NoSettings | 676755000 | 676755000 | 676755000 | 676755000 | 676755000 | 676755000 | 676755000 | 676755000 | 676755000 | 676755000 | 676755000 | 676755000 | 676755000 | 676755000 | 676755000 | 676755000 | 676755000 | 676755000 | 676755000 | 676755000 | 676755000 | 676755000 | 676755000 | 676755000 | 676755000 | 676755000 | 676755000 | 676755000 | 676755000 | 676755000 | 676755000
Industrial Sector Energy Related Emissions before CCS[biomass if,pulp paper and printing 17T18,PM10] | NoSettings | 15123200 | 15123200 | 15123200 | 15123200 | 15123200 | 15123200 | 15123200 | 15123200 | 15123200 | 15123200 | 15123200 | 15123200 | 15123200 | 15123200 | 15123200 | 15123200 | 15123200 | 15123200 | 15123200 | 15123200 | 15123200 | 15123200 | 15123200 | 15123200 | 15123200 | 15123200 | 15123200 | 15123200 | 15123200 | 15123200 | 15123200
Industrial Sector Energy Related Emissions before CCS[biomass if,pulp paper and printing 17T18,PM25] | NoSettings | 13358600 | 13358600 | 13358600 | 13358600 | 13358600 | 13358600 | 13358600 | 13358600 | 13358600 | 13358600 | 13358600 | 13358600 | 13358600 | 13358600 | 13358600 | 13358600 | 13358600 | 13358600 | 13358600 | 13358600 | 13358600 | 13358600 | 13358600 | 13358600 | 13358600 | 13358600 | 13358600 | 13358600 | 13358600 | 13358600 | 13358600
Industrial Sector Energy Related Emissions before CCS[biomass if,pulp paper and printing 17T18,SOx] | NoSettings | 458458000 | 458458000 | 458458000 | 458458000 | 458458000 | 458458000 | 458458000 | 458458000 | 458458000 | 458458000 | 458458000 | 458458000 | 458458000 | 458458000 | 458458000 | 458458000 | 458458000 | 458458000 | 458458000 | 458458000 | 458458000 | 458458000 | 458458000 | 458458000 | 458458000 | 458458000 | 458458000 | 458458000 | 458458000 | 458458000 | 458458000
Industrial Sector Energy Related Emissions before CCS[biomass if,pulp paper and printing 17T18,BC] | NoSettings | 1843740 | 1843740 | 1843740 | 1843740 | 1843740 | 1843740 | 1843740 | 1843740 | 1843740 | 1843740 | 1843740 | 1843740 | 1843740 | 1843740 | 1843740 | 1843740 | 1843740 | 1843740 | 1843740 | 1843740 | 1843740 | 1843740 | 1843740 | 1843740 | 1843740 | 1843740 | 1843740 | 1843740 | 1843740 | 1843740 | 1843740
Industrial Sector Energy Related Emissions before CCS[biomass if,pulp paper and printing 17T18,OC] | NoSettings | 4354850 | 4354850 | 4354850 | 4354850 | 4354850 | 4354850 | 4354850 | 4354850 | 4354850 | 4354850 | 4354850 | 4354850 | 4354850 | 4354850 | 4354850 | 4354850 | 4354850 | 4354850 | 4354850 | 4354850 | 4354850 | 4354850 | 4354850 | 4354850 | 4354850 | 4354850 | 4354850 | 4354850 | 4354850 | 4354850 | 4354850
Industrial Sector Energy Related Emissions before CCS[biomass if,pulp paper and printing 17T18,CH4] | NoSettings | 0 | 0 | 0 | 0 | 0 | 0 | 0 | 0 | 0 | 0 | 0 | 0 | 0 | 0 | 0 | 0 | 0 | 0 | 0 | 0 | 0 | 0 | 0 | 0 | 0 | 0 | 0 | 0 | 0 | 0 | 0
Industrial Sector Energy Related Emissions before CCS[biomass if,pulp paper and printing 17T18,N2O] | NoSettings | 0 | 0 | 0 | 0 | 0 | 0 | 0 | 0 | 0 | 0 | 0 | 0 | 0 | 0 | 0 | 0 | 0 | 0 | 0 | 0 | 0 | 0 | 0 | 0 | 0 | 0 | 0 | 0 | 0 | 0 | 0
Industrial Sector Energy Related Emissions before CCS[biomass if,pulp paper and printing 17T18,F gases] | NoSettings | 0 | 0 | 0 | 0 | 0 | 0 | 0 | 0 | 0 | 0 | 0 | 0 | 0 | 0 | 0 | 0 | 0 | 0 | 0 | 0 | 0 | 0 | 0 | 0 | 0 | 0 | 0 | 0 | 0 | 0 | 0
Industrial Sector Energy Related Emissions before CCS[biomass if,refined petroleum and coke 19,CO2] | NoSettings | 0 | 0 | 0 | 0 | 0 | 0 | 0 | 0 | 0 | 0 | 0 | 0 | 0 | 0 | 0 | 0 | 0 | 0 | 0 | 0 | 0 | 0 | 0 | 0 | 0 | 0 | 0 | 0 | 0 | 0 | 0
Industrial Sector Energy Related Emissions before CCS[biomass if,refined petroleum and coke 19,VOC] | NoSettings | 0 | 1872.88 | 2475.73 | 3284.47 | 3780.51 | 4184.37 | 4554.46 | 4964.35 | 4912.07 | 7480.29 | 9825.97 | 12127 | 14714.5 | 17064 | 19402.4 | 21550 | 23846.8 | 23514.4 | 23147.5 | 22975.2 | 22695.3 | 22668.9 | 22444.3 | 22210.2 | 21958.1 | 21908.3 | 21628.9 | 21712.9 | 21604.9 | 21497.4 | 21467.9
Industrial Sector Energy Related Emissions before CCS[biomass if,refined petroleum and coke 19,CO] | NoSettings | 0 | 29698.1 | 39257.4 | 52081.5 | 59947.2 | 66351.2 | 72219.5 | 78719.2 | 77890.1 | 118614 | 155809 | 192297 | 233327 | 270581 | 307662 | 341716 | 378137 | 372865 | 367048 | 364316 | 359877 | 359459 | 355898 | 352185 | 348187 | 347398 | 342967 | 344299 | 342586 | 340882 | 340414
Industrial Sector Energy Related Emissions before CCS[biomass if,refined petroleum and coke 19,NOx] | NoSettings | 0 | 195558 | 258504 | 342949 | 394744 | 436913 | 475555 | 518354 | 512895 | 781057 | 1025980 | 1266250 | 1536420 | 1781740 | 2025910 | 2250150 | 2489980 | 2455260 | 2416960 | 2398970 | 2369740 | 2366980 | 2343530 | 2319090 | 2292760 | 2287570 | 2258390 | 2267160 | 2255880 | 2244660 | 2241580
Industrial Sector Energy Related Emissions before CCS[biomass if,refined petroleum and coke 19,PM10] | NoSettings | 0 | 4370.06 | 5776.7 | 7663.77 | 8821.19 | 9763.54 | 10627.1 | 11583.5 | 11461.5 | 17454 | 22927.3 | 28296.4 | 34333.9 | 39815.9 | 45272.3 | 50283.4 | 55642.6 | 54866.8 | 54010.9 | 53608.9 | 52955.7 | 52894.2 | 52370.1 | 51823.8 | 51235.5 | 51119.5 | 50467.4 | 50663.4 | 50411.3 | 50160.5 | 50091.7
Industrial Sector Energy Related Emissions before CCS[biomass if,refined petroleum and coke 19,PM25] | NoSettings | 0 | 3860.17 | 5102.68 | 6769.57 | 7791.95 | 8624.34 | 9387.11 | 10231.9 | 10124.2 | 15417.5 | 20252.1 | 24994.8 | 30327.9 | 35170.2 | 39990 | 44416.4 | 49150.3 | 48465 | 47709 | 47353.9 | 46776.9 | 46722.5 | 46259.6 | 45777.1 | 45257.4 | 45154.9 | 44578.9 | 44752 | 44529.4 | 44307.8 | 44247.1
Industrial Sector Energy Related Emissions before CCS[biomass if,refined petroleum and coke 19,SOx] | NoSettings | 0 | 132478 | 175120 | 232326 | 267413 | 295981 | 322158 | 351152 | 347454 | 529116 | 695037 | 857803 | 1040830 | 1207010 | 1372430 | 1524330 | 1686800 | 1663280 | 1637340 | 1625150 | 1605350 | 1603480 | 1587590 | 1571030 | 1553200 | 1549680 | 1529910 | 1535850 | 1528210 | 1520610 | 1518520
Industrial Sector Energy Related Emissions before CCS[biomass if,refined petroleum and coke 19,BC] | NoSettings | 0 | 532.775 | 704.265 | 934.326 | 1075.43 | 1190.32 | 1295.6 | 1412.2 | 1397.32 | 2127.9 | 2795.17 | 3449.75 | 4185.81 | 4854.15 | 5519.37 | 6130.28 | 6783.66 | 6689.07 | 6584.73 | 6535.71 | 6456.08 | 6448.58 | 6384.69 | 6318.09 | 6246.36 | 6232.22 | 6152.72 | 6176.61 | 6145.88 | 6115.31 | 6106.92
Industrial Sector Energy Related Emissions before CCS[biomass if,refined petroleum and coke 19,OC] | NoSettings | 0 | 1258.39 | 1663.45 | 2206.84 | 2540.13 | 2811.49 | 3060.15 | 3335.56 | 3300.43 | 5026.02 | 6602.09 | 8148.19 | 9886.73 | 11465.3 | 13036.5 | 14479.5 | 16022.7 | 15799.3 | 15552.9 | 15437.1 | 15249 | 15231.3 | 15080.4 | 14923.1 | 14753.7 | 14720.3 | 14532.5 | 14588.9 | 14516.4 | 14444.1 | 14424.3
Industrial Sector Energy Related Emissions before CCS[biomass if,refined petroleum and coke 19,CH4] | NoSettings | 0 | 0 | 0 | 0 | 0 | 0 | 0 | 0 | 0 | 0 | 0 | 0 | 0 | 0 | 0 | 0 | 0 | 0 | 0 | 0 | 0 | 0 | 0 | 0 | 0 | 0 | 0 | 0 | 0 | 0 | 0
Industrial Sector Energy Related Emissions before CCS[biomass if,refined petroleum and coke 19,N2O] | NoSettings | 0 | 0 | 0 | 0 | 0 | 0 | 0 | 0 | 0 | 0 | 0 | 0 | 0 | 0 | 0 | 0 | 0 | 0 | 0 | 0 | 0 | 0 | 0 | 0 | 0 | 0 | 0 | 0 | 0 | 0 | 0
Industrial Sector Energy Related Emissions before CCS[biomass if,refined petroleum and coke 19,F gases] | NoSettings | 0 | 0 | 0 | 0 | 0 | 0 | 0 | 0 | 0 | 0 | 0 | 0 | 0 | 0 | 0 | 0 | 0 | 0 | 0 | 0 | 0 | 0 | 0 | 0 | 0 | 0 | 0 | 0 | 0 | 0 | 0
Industrial Sector Energy Related Emissions before CCS[biomass if,chemicals 20,CO2] | NoSettings | 0 | 0 | 0 | 0 | 0 | 0 | 0 | 0 | 0 | 0 | 0 | 0 | 0 | 0 | 0 | 0 | 0 | 0 | 0 | 0 | 0 | 0 | 0 | 0 | 0 | 0 | 0 | 0 | 0 | 0 | 0
Industrial Sector Energy Related Emissions before CCS[biomass if,chemicals 20,VOC] | NoSettings | 0 | 55.021 | 96.8619 | 126.554 | 141.749 | 146.262 | 143.848 | 149.748 | 236.775 | 228.883 | 220.16 | 207.343 | 214.049 | 219.523 | 224.507 | 227.657 | 230.338 | 222.247 | 216.815 | 211.23 | 206.65 | 202.244 | 195.307 | 188.219 | 180.566 | 175.31 | 167.228 | 164.442 | 161.989 | 159.286 | 155.903
Industrial Sector Energy Related Emissions before CCS[biomass if,chemicals 20,CO] | NoSettings | 0 | 872.462 | 1535.93 | 2006.75 | 2247.7 | 2319.26 | 2280.98 | 2374.54 | 3754.51 | 3629.37 | 3491.05 | 3287.82 | 3394.16 | 3480.95 | 3559.99 | 3609.93 | 3652.45 | 3524.14 | 3438.01 | 3349.45 | 3276.83 | 3206.96 | 3096.96 | 2984.57 | 2863.21 | 2779.87 | 2651.72 | 2607.53 | 2568.64 | 2525.78 | 2472.14
Industrial Sector Energy Related Emissions before CCS[biomass if,chemicals 20,NOx] | NoSettings | 0 | 5745.04 | 10113.9 | 13214.2 | 14800.8 | 15272 | 15019.9 | 15636 | 24722.9 | 23898.9 | 22988.1 | 21649.8 | 22350 | 22921.5 | 23442 | 23770.9 | 24050.8 | 23206 | 22638.8 | 22055.7 | 21577.5 | 21117.4 | 20393 | 19652.9 | 18853.8 | 18305.1 | 17461.2 | 17170.2 | 16914.1 | 16631.9 | 16278.7
Industrial Sector Energy Related Emissions before CCS[biomass if,chemicals 20,PM10] | NoSettings | 0 | 128.382 | 226.011 | 295.292 | 330.748 | 341.277 | 335.645 | 349.412 | 552.474 | 534.06 | 513.706 | 483.801 | 499.449 | 512.22 | 523.85 | 531.2 | 537.455 | 518.575 | 505.901 | 492.87 | 482.184 | 471.903 | 455.715 | 439.177 | 421.32 | 409.057 | 390.2 | 383.697 | 377.974 | 371.667 | 363.773
Industrial Sector Energy Related Emissions before CCS[biomass if,chemicals 20,PM25] | NoSettings | 0 | 113.403 | 199.64 | 260.838 | 292.156 | 301.457 | 296.482 | 308.643 | 488.012 | 471.746 | 453.768 | 427.352 | 441.173 | 452.454 | 462.728 | 469.22 | 474.746 | 458.068 | 446.873 | 435.363 | 425.924 | 416.842 | 402.543 | 387.935 | 372.161 | 361.328 | 344.671 | 338.928 | 333.873 | 328.301 | 321.329
Industrial Sector Energy Related Emissions before CCS[biomass if,chemicals 20,SOx] | NoSettings | 0 | 3891.9 | 6851.5 | 8951.76 | 10026.6 | 10345.8 | 10175 | 10592.4 | 16748.2 | 16190 | 15572.9 | 14666.4 | 15140.7 | 15527.9 | 15880.5 | 16103.3 | 16292.9 | 15720.6 | 15336.3 | 14941.3 | 14617.4 | 14305.7 | 13815 | 13313.6 | 12772.3 | 12400.5 | 11828.9 | 11631.7 | 11458.3 | 11267 | 11027.8
Industrial Sector Energy Related Emissions before CCS[biomass if,chemicals 20,BC] | NoSettings | 0 | 15.6517 | 27.5541 | 36.0005 | 40.323 | 41.6067 | 40.92 | 42.5985 | 67.3548 | 65.1098 | 62.6284 | 58.9825 | 60.8901 | 62.4471 | 63.8651 | 64.7611 | 65.5237 | 63.222 | 61.6768 | 60.0882 | 58.7854 | 57.5319 | 55.5584 | 53.5422 | 51.3651 | 49.87 | 47.5711 | 46.7783 | 46.0806 | 45.3117 | 44.3493
Industrial Sector Energy Related Emissions before CCS[biomass if,chemicals 20,OC] | NoSettings | 0 | 36.9687 | 65.0817 | 85.0319 | 95.2415 | 98.2736 | 96.6516 | 100.616 | 159.089 | 153.787 | 147.926 | 139.314 | 143.82 | 147.498 | 150.847 | 152.963 | 154.765 | 149.328 | 145.678 | 141.926 | 138.849 | 135.888 | 131.227 | 126.465 | 121.323 | 117.791 | 112.361 | 110.489 | 108.841 | 107.025 | 104.752
Industrial Sector Energy Related Emissions before CCS[biomass if,chemicals 20,CH4] | NoSettings | 0 | 0 | 0 | 0 | 0 | 0 | 0 | 0 | 0 | 0 | 0 | 0 | 0 | 0 | 0 | 0 | 0 | 0 | 0 | 0 | 0 | 0 | 0 | 0 | 0 | 0 | 0 | 0 | 0 | 0 | 0
Industrial Sector Energy Related Emissions before CCS[biomass if,chemicals 20,N2O] | NoSettings | 0 | 0 | 0 | 0 | 0 | 0 | 0 | 0 | 0 | 0 | 0 | 0 | 0 | 0 | 0 | 0 | 0 | 0 | 0 | 0 | 0 | 0 | 0 | 0 | 0 | 0 | 0 | 0 | 0 | 0 | 0
Industrial Sector Energy Related Emissions before CCS[biomass if,chemicals 20,F gases] | NoSettings | 0 | 0 | 0 | 0 | 0 | 0 | 0 | 0 | 0 | 0 | 0 | 0 | 0 | 0 | 0 | 0 | 0 | 0 | 0 | 0 | 0 | 0 | 0 | 0 | 0 | 0 | 0 | 0 | 0 | 0 | 0
Industrial Sector Energy Related Emissions before CCS[biomass if,rubber and plastic products 22,CO2] | NoSettings | 0 | 0 | 0 | 0 | 0 | 0 | 0 | 0 | 0 | 0 | 0 | 0 | 0 | 0 | 0 | 0 | 0 | 0 | 0 | 0 | 0 | 0 | 0 | 0 | 0 | 0 | 0 | 0 | 0 | 0 | 0
Industrial Sector Energy Related Emissions before CCS[biomass if,rubber and plastic products 22,VOC] | NoSettings | 0 | 0 | 0 | 0 | 0 | 0 | 0 | 0 | 0 | 0 | 0 | 0 | 0 | 0 | 0 | 0 | 0 | 0 | 0 | 0 | 0 | 0 | 0 | 0 | 0 | 0 | 0 | 0 | 0 | 0 | 0
Industrial Sector Energy Related Emissions before CCS[biomass if,rubber and plastic products 22,CO] | NoSettings | 0 | 0 | 0 | 0 | 0 | 0 | 0 | 0 | 0 | 0 | 0 | 0 | 0 | 0 | 0 | 0 | 0 | 0 | 0 | 0 | 0 | 0 | 0 | 0 | 0 | 0 | 0 | 0 | 0 | 0 | 0
Industrial Sector Energy Related Emissions before CCS[biomass if,rubber and plastic products 22,NOx] | NoSettings | 0 | 0 | 0 | 0 | 0 | 0 | 0 | 0 | 0 | 0 | 0 | 0 | 0 | 0 | 0 | 0 | 0 | 0 | 0 | 0 | 0 | 0 | 0 | 0 | 0 | 0 | 0 | 0 | 0 | 0 | 0
Industrial Sector Energy Related Emissions before CCS[biomass if,rubber and plastic products 22,PM10] | NoSettings | 0 | 0 | 0 | 0 | 0 | 0 | 0 | 0 | 0 | 0 | 0 | 0 | 0 | 0 | 0 | 0 | 0 | 0 | 0 | 0 | 0 | 0 | 0 | 0 | 0 | 0 | 0 | 0 | 0 | 0 | 0
Industrial Sector Energy Related Emissions before CCS[biomass if,rubber and plastic products 22,PM25] | NoSettings | 0 | 0 | 0 | 0 | 0 | 0 | 0 | 0 | 0 | 0 | 0 | 0 | 0 | 0 | 0 | 0 | 0 | 0 | 0 | 0 | 0 | 0 | 0 | 0 | 0 | 0 | 0 | 0 | 0 | 0 | 0
Industrial Sector Energy Related Emissions before CCS[biomass if,rubber and plastic products 22,SOx] | NoSettings | 0 | 0 | 0 | 0 | 0 | 0 | 0 | 0 | 0 | 0 | 0 | 0 | 0 | 0 | 0 | 0 | 0 | 0 | 0 | 0 | 0 | 0 | 0 | 0 | 0 | 0 | 0 | 0 | 0 | 0 | 0
Industrial Sector Energy Related Emissions before CCS[biomass if,rubber and plastic products 22,BC] | NoSettings | 0 | 0 | 0 | 0 | 0 | 0 | 0 | 0 | 0 | 0 | 0 | 0 | 0 | 0 | 0 | 0 | 0 | 0 | 0 | 0 | 0 | 0 | 0 | 0 | 0 | 0 | 0 | 0 | 0 | 0 | 0
Industrial Sector Energy Related Emissions before CCS[biomass if,rubber and plastic products 22,OC] | NoSettings | 0 | 0 | 0 | 0 | 0 | 0 | 0 | 0 | 0 | 0 | 0 | 0 | 0 | 0 | 0 | 0 | 0 | 0 | 0 | 0 | 0 | 0 | 0 | 0 | 0 | 0 | 0 | 0 | 0 | 0 | 0
Industrial Sector Energy Related Emissions before CCS[biomass if,rubber and plastic products 22,CH4] | NoSettings | 0 | 0 | 0 | 0 | 0 | 0 | 0 | 0 | 0 | 0 | 0 | 0 | 0 | 0 | 0 | 0 | 0 | 0 | 0 | 0 | 0 | 0 | 0 | 0 | 0 | 0 | 0 | 0 | 0 | 0 | 0
Industrial Sector Energy Related Emissions before CCS[biomass if,rubber and plastic products 22,N2O] | NoSettings | 0 | 0 | 0 | 0 | 0 | 0 | 0 | 0 | 0 | 0 | 0 | 0 | 0 | 0 | 0 | 0 | 0 | 0 | 0 | 0 | 0 | 0 | 0 | 0 | 0 | 0 | 0 | 0 | 0 | 0 | 0
Industrial Sector Energy Related Emissions before CCS[biomass if,rubber and plastic products 22,F gases] | NoSettings | 0 | 0 | 0 | 0 | 0 | 0 | 0 | 0 | 0 | 0 | 0 | 0 | 0 | 0 | 0 | 0 | 0 | 0 | 0 | 0 | 0 | 0 | 0 | 0 | 0 | 0 | 0 | 0 | 0 | 0 | 0
Industrial Sector Energy Related Emissions before CCS[biomass if,glass and glass products 231,CO2] | NoSettings | 0 | 0 | 0 | 0 | 0 | 0 | 0 | 0 | 0 | 0 | 0 | 0 | 0 | 0 | 0 | 0 | 0 | 0 | 0 | 0 | 0 | 0 | 0 | 0 | 0 | 0 | 0 | 0 | 0 | 0 | 0
Industrial Sector Energy Related Emissions before CCS[biomass if,glass and glass products 231,VOC] | NoSettings | 0 | 0 | 0 | 0 | 0 | 0 | 0 | 0 | 0 | 0 | 0 | 0 | 0 | 0 | 0 | 0 | 0 | 0 | 0 | 0 | 0 | 0 | 0 | 0 | 0 | 0 | 0 | 0 | 0 | 0 | 0
Industrial Sector Energy Related Emissions before CCS[biomass if,glass and glass products 231,CO] | NoSettings | 0 | 0 | 0 | 0 | 0 | 0 | 0 | 0 | 0 | 0 | 0 | 0 | 0 | 0 | 0 | 0 | 0 | 0 | 0 | 0 | 0 | 0 | 0 | 0 | 0 | 0 | 0 | 0 | 0 | 0 | 0
Industrial Sector Energy Related Emissions before CCS[biomass if,glass and glass products 231,NOx] | NoSettings | 0 | 0 | 0 | 0 | 0 | 0 | 0 | 0 | 0 | 0 | 0 | 0 | 0 | 0 | 0 | 0 | 0 | 0 | 0 | 0 | 0 | 0 | 0 | 0 | 0 | 0 | 0 | 0 | 0 | 0 | 0
Industrial Sector Energy Related Emissions before CCS[biomass if,glass and glass products 231,PM10] | NoSettings | 0 | 0 | 0 | 0 | 0 | 0 | 0 | 0 | 0 | 0 | 0 | 0 | 0 | 0 | 0 | 0 | 0 | 0 | 0 | 0 | 0 | 0 | 0 | 0 | 0 | 0 | 0 | 0 | 0 | 0 | 0
Industrial Sector Energy Related Emissions before CCS[biomass if,glass and glass products 231,PM25] | NoSettings | 0 | 0 | 0 | 0 | 0 | 0 | 0 | 0 | 0 | 0 | 0 | 0 | 0 | 0 | 0 | 0 | 0 | 0 | 0 | 0 | 0 | 0 | 0 | 0 | 0 | 0 | 0 | 0 | 0 | 0 | 0
Industrial Sector Energy Related Emissions before CCS[biomass if,glass and glass products 231,SOx] | NoSettings | 0 | 0 | 0 | 0 | 0 | 0 | 0 | 0 | 0 | 0 | 0 | 0 | 0 | 0 | 0 | 0 | 0 | 0 | 0 | 0 | 0 | 0 | 0 | 0 | 0 | 0 | 0 | 0 | 0 | 0 | 0
Industrial Sector Energy Related Emissions before CCS[biomass if,glass and glass products 231,BC] | NoSettings | 0 | 0 | 0 | 0 | 0 | 0 | 0 | 0 | 0 | 0 | 0 | 0 | 0 | 0 | 0 | 0 | 0 | 0 | 0 | 0 | 0 | 0 | 0 | 0 | 0 | 0 | 0 | 0 | 0 | 0 | 0
Industrial Sector Energy Related Emissions before CCS[biomass if,glass and glass products 231,OC] | NoSettings | 0 | 0 | 0 | 0 | 0 | 0 | 0 | 0 | 0 | 0 | 0 | 0 | 0 | 0 | 0 | 0 | 0 | 0 | 0 | 0 | 0 | 0 | 0 | 0 | 0 | 0 | 0 | 0 | 0 | 0 | 0
Industrial Sector Energy Related Emissions before CCS[biomass if,glass and glass products 231,CH4] | NoSettings | 0 | 0 | 0 | 0 | 0 | 0 | 0 | 0 | 0 | 0 | 0 | 0 | 0 | 0 | 0 | 0 | 0 | 0 | 0 | 0 | 0 | 0 | 0 | 0 | 0 | 0 | 0 | 0 | 0 | 0 | 0
Industrial Sector Energy Related Emissions before CCS[biomass if,glass and glass products 231,N2O] | NoSettings | 0 | 0 | 0 | 0 | 0 | 0 | 0 | 0 | 0 | 0 | 0 | 0 | 0 | 0 | 0 | 0 | 0 | 0 | 0 | 0 | 0 | 0 | 0 | 0 | 0 | 0 | 0 | 0 | 0 | 0 | 0
Industrial Sector Energy Related Emissions before CCS[biomass if,glass and glass products 231,F gases] | NoSettings | 0 | 0 | 0 | 0 | 0 | 0 | 0 | 0 | 0 | 0 | 0 | 0 | 0 | 0 | 0 | 0 | 0 | 0 | 0 | 0 | 0 | 0 | 0 | 0 | 0 | 0 | 0 | 0 | 0 | 0 | 0
Industrial Sector Energy Related Emissions before CCS[biomass if,cement and other nonmetallic minerals 239,CO2] | NoSettings | 0 | 0 | 0 | 0 | 0 | 0 | 0 | 0 | 0 | 0 | 0 | 0 | 0 | 0 | 0 | 0 | 0 | 0 | 0 | 0 | 0 | 0 | 0 | 0 | 0 | 0 | 0 | 0 | 0 | 0 | 0
Industrial Sector Energy Related Emissions before CCS[biomass if,cement and other nonmetallic minerals 239,VOC] | NoSettings | 862268 | 839273 | 816573 | 793871 | 771120 | 748332 | 725515 | 702726 | 680314 | 659445 | 638446 | 617290 | 596249 | 575113 | 553927 | 532717 | 534389 | 534133 | 533881 | 533624 | 533412 | 533203 | 532952 | 532668 | 532368 | 532258 | 531983 | 531820 | 531658 | 531497 | 531338
Industrial Sector Energy Related Emissions before CCS[biomass if,cement and other nonmetallic minerals 239,CO] | NoSettings | 13672900 | 13308300 | 12948300 | 12588300 | 12227600 | 11866200 | 11504400 | 11143100 | 10787700 | 10456800 | 10123800 | 9788300 | 9454650 | 9119510 | 8783560 | 8447240 | 8473740 | 8469700 | 8465700 | 8461610 | 8458250 | 8454940 | 8450960 | 8446460 | 8441710 | 8439960 | 8435600 | 8433010 | 8430450 | 8427890 | 8425360
Industrial Sector Energy Related Emissions before CCS[biomass if,cement and other nonmetallic minerals 239,NOx] | NoSettings | 90034000 | 87633000 | 85262700 | 82892400 | 80516700 | 78137400 | 75754900 | 73375400 | 71035200 | 68856200 | 66663600 | 64454500 | 62257500 | 60050700 | 57838500 | 55623900 | 55798400 | 55771700 | 55745400 | 55718500 | 55696400 | 55674500 | 55648300 | 55618700 | 55587400 | 55575900 | 55547200 | 55530200 | 55513300 | 55496400 | 55479800
Industrial Sector Energy Related Emissions before CCS[biomass if,cement and other nonmetallic minerals 239,PM10] | NoSettings | 2011960 | 1958300 | 1905340 | 1852370 | 1799280 | 1746110 | 1692870 | 1639690 | 1587400 | 1538710 | 1489710 | 1440340 | 1391250 | 1341930 | 1292500 | 1243010 | 1246910 | 1246310 | 1245720 | 1245120 | 1244630 | 1244140 | 1243550 | 1242890 | 1242190 | 1241940 | 1241290 | 1240910 | 1240540 | 1240160 | 1239790
Industrial Sector Energy Related Emissions before CCS[biomass if,cement and other nonmetallic minerals 239,PM25] | NoSettings | 1777200 | 1729810 | 1683020 | 1636230 | 1589340 | 1542370 | 1495350 | 1448380 | 1402180 | 1359170 | 1315890 | 1272280 | 1228920 | 1185360 | 1141690 | 1097970 | 1101420 | 1100890 | 1100370 | 1099840 | 1099410 | 1098970 | 1098460 | 1097870 | 1097250 | 1097030 | 1096460 | 1096120 | 1095790 | 1095460 | 1095130
Industrial Sector Energy Related Emissions before CCS[biomass if,cement and other nonmetallic minerals 239,SOx] | NoSettings | 60992300 | 59365800 | 57760100 | 56154300 | 54544900 | 52933100 | 51319100 | 49707100 | 48121800 | 46645700 | 45160300 | 43663800 | 42175500 | 40680500 | 39181900 | 37681600 | 37799800 | 37781800 | 37764000 | 37745700 | 37730700 | 37715900 | 37698200 | 37678100 | 37656900 | 37649100 | 37629700 | 37618200 | 37606700 | 37595300 | 37584000
Industrial Sector Energy Related Emissions before CCS[biomass if,cement and other nonmetallic minerals 239,BC] | NoSettings | 245287 | 238746 | 232289 | 225831 | 219359 | 212876 | 206386 | 199903 | 193527 | 187591 | 181617 | 175599 | 169614 | 163601 | 157574 | 151541 | 152016 | 151944 | 151872 | 151799 | 151738 | 151679 | 151608 | 151527 | 151442 | 151410 | 151332 | 151286 | 151240 | 151194 | 151148
Industrial Sector Energy Related Emissions before CCS[biomass if,cement and other nonmetallic minerals 239,OC] | NoSettings | 579360 | 563910 | 548657 | 533404 | 518117 | 502806 | 487475 | 472163 | 457104 | 443083 | 428973 | 414758 | 400621 | 386420 | 372185 | 357934 | 359057 | 358885 | 358716 | 358543 | 358401 | 358260 | 358091 | 357901 | 357699 | 357625 | 357441 | 357331 | 357222 | 357114 | 357007
Industrial Sector Energy Related Emissions before CCS[biomass if,cement and other nonmetallic minerals 239,CH4] | NoSettings | 0 | 0 | 0 | 0 | 0 | 0 | 0 | 0 | 0 | 0 | 0 | 0 | 0 | 0 | 0 | 0 | 0 | 0 | 0 | 0 | 0 | 0 | 0 | 0 | 0 | 0 | 0 | 0 | 0 | 0 | 0
Industrial Sector Energy Related Emissions before CCS[biomass if,cement and other nonmetallic minerals 239,N2O] | NoSettings | 0 | 0 | 0 | 0 | 0 | 0 | 0 | 0 | 0 | 0 | 0 | 0 | 0 | 0 | 0 | 0 | 0 | 0 | 0 | 0 | 0 | 0 | 0 | 0 | 0 | 0 | 0 | 0 | 0 | 0 | 0
Industrial Sector Energy Related Emissions before CCS[biomass if,cement and other nonmetallic minerals 239,F gases] | NoSettings | 0 | 0 | 0 | 0 | 0 | 0 | 0 | 0 | 0 | 0 | 0 | 0 | 0 | 0 | 0 | 0 | 0 | 0 | 0 | 0 | 0 | 0 | 0 | 0 | 0 | 0 | 0 | 0 | 0 | 0 | 0
Industrial Sector Energy Related Emissions before CCS[biomass if,iron and steel 241,CO2] | NoSettings | 0 | 0 | 0 | 0 | 0 | 0 | 0 | 0 | 0 | 0 | 0 | 0 | 0 | 0 | 0 | 0 | 0 | 0 | 0 | 0 | 0 | 0 | 0 | 0 | 0 | 0 | 0 | 0 | 0 | 0 | 0
Industrial Sector Energy Related Emissions before CCS[biomass if,iron and steel 241,VOC] | NoSettings | 0 | 0 | 0 | 0 | 0 | 0 | 0 | 0 | 0 | 0 | 0 | 0 | 0 | 0 | 0 | 0 | 0 | 0 | 0 | 0 | 0 | 0 | 0 | 0 | 0 | 0 | 0 | 0 | 0 | 0 | 0
Industrial Sector Energy Related Emissions before CCS[biomass if,iron and steel 241,CO] | NoSettings | 0 | 0 | 0 | 0 | 0 | 0 | 0 | 0 | 0 | 0 | 0 | 0 | 0 | 0 | 0 | 0 | 0 | 0 | 0 | 0 | 0 | 0 | 0 | 0 | 0 | 0 | 0 | 0 | 0 | 0 | 0
Industrial Sector Energy Related Emissions before CCS[biomass if,iron and steel 241,NOx] | NoSettings | 0 | 0 | 0 | 0 | 0 | 0 | 0 | 0 | 0 | 0 | 0 | 0 | 0 | 0 | 0 | 0 | 0 | 0 | 0 | 0 | 0 | 0 | 0 | 0 | 0 | 0 | 0 | 0 | 0 | 0 | 0
Industrial Sector Energy Related Emissions before CCS[biomass if,iron and steel 241,PM10] | NoSettings | 0 | 0 | 0 | 0 | 0 | 0 | 0 | 0 | 0 | 0 | 0 | 0 | 0 | 0 | 0 | 0 | 0 | 0 | 0 | 0 | 0 | 0 | 0 | 0 | 0 | 0 | 0 | 0 | 0 | 0 | 0
Industrial Sector Energy Related Emissions before CCS[biomass if,iron and steel 241,PM25] | NoSettings | 0 | 0 | 0 | 0 | 0 | 0 | 0 | 0 | 0 | 0 | 0 | 0 | 0 | 0 | 0 | 0 | 0 | 0 | 0 | 0 | 0 | 0 | 0 | 0 | 0 | 0 | 0 | 0 | 0 | 0 | 0
Industrial Sector Energy Related Emissions before CCS[biomass if,iron and steel 241,SOx] | NoSettings | 0 | 0 | 0 | 0 | 0 | 0 | 0 | 0 | 0 | 0 | 0 | 0 | 0 | 0 | 0 | 0 | 0 | 0 | 0 | 0 | 0 | 0 | 0 | 0 | 0 | 0 | 0 | 0 | 0 | 0 | 0
Industrial Sector Energy Related Emissions before CCS[biomass if,iron and steel 241,BC] | NoSettings | 0 | 0 | 0 | 0 | 0 | 0 | 0 | 0 | 0 | 0 | 0 | 0 | 0 | 0 | 0 | 0 | 0 | 0 | 0 | 0 | 0 | 0 | 0 | 0 | 0 | 0 | 0 | 0 | 0 | 0 | 0
Industrial Sector Energy Related Emissions before CCS[biomass if,iron and steel 241,OC] | NoSettings | 0 | 0 | 0 | 0 | 0 | 0 | 0 | 0 | 0 | 0 | 0 | 0 | 0 | 0 | 0 | 0 | 0 | 0 | 0 | 0 | 0 | 0 | 0 | 0 | 0 | 0 | 0 | 0 | 0 | 0 | 0
Industrial Sector Energy Related Emissions before CCS[biomass if,iron and steel 241,CH4] | NoSettings | 0 | 0 | 0 | 0 | 0 | 0 | 0 | 0 | 0 | 0 | 0 | 0 | 0 | 0 | 0 | 0 | 0 | 0 | 0 | 0 | 0 | 0 | 0 | 0 | 0 | 0 | 0 | 0 | 0 | 0 | 0
Industrial Sector Energy Related Emissions before CCS[biomass if,iron and steel 241,N2O] | NoSettings | 0 | 0 | 0 | 0 | 0 | 0 | 0 | 0 | 0 | 0 | 0 | 0 | 0 | 0 | 0 | 0 | 0 | 0 | 0 | 0 | 0 | 0 | 0 | 0 | 0 | 0 | 0 | 0 | 0 | 0 | 0
Industrial Sector Energy Related Emissions before CCS[biomass if,iron and steel 241,F gases] | NoSettings | 0 | 0 | 0 | 0 | 0 | 0 | 0 | 0 | 0 | 0 | 0 | 0 | 0 | 0 | 0 | 0 | 0 | 0 | 0 | 0 | 0 | 0 | 0 | 0 | 0 | 0 | 0 | 0 | 0 | 0 | 0
Industrial Sector Energy Related Emissions before CCS[biomass if,other metals 242,CO2] | NoSettings | 0 | 0 | 0 | 0 | 0 | 0 | 0 | 0 | 0 | 0 | 0 | 0 | 0 | 0 | 0 | 0 | 0 | 0 | 0 | 0 | 0 | 0 | 0 | 0 | 0 | 0 | 0 | 0 | 0 | 0 | 0
Industrial Sector Energy Related Emissions before CCS[biomass if,other metals 242,VOC] | NoSettings | 0 | 0 | 0 | 0 | 0 | 0 | 0 | 0 | 0 | 0 | 0 | 0 | 0 | 0 | 0 | 0 | 0 | 0 | 0 | 0 | 0 | 0 | 0 | 0 | 0 | 0 | 0 | 0 | 0 | 0 | 0
Industrial Sector Energy Related Emissions before CCS[biomass if,other metals 242,CO] | NoSettings | 0 | 0 | 0 | 0 | 0 | 0 | 0 | 0 | 0 | 0 | 0 | 0 | 0 | 0 | 0 | 0 | 0 | 0 | 0 | 0 | 0 | 0 | 0 | 0 | 0 | 0 | 0 | 0 | 0 | 0 | 0
Industrial Sector Energy Related Emissions before CCS[biomass if,other metals 242,NOx] | NoSettings | 0 | 0 | 0 | 0 | 0 | 0 | 0 | 0 | 0 | 0 | 0 | 0 | 0 | 0 | 0 | 0 | 0 | 0 | 0 | 0 | 0 | 0 | 0 | 0 | 0 | 0 | 0 | 0 | 0 | 0 | 0
Industrial Sector Energy Related Emissions before CCS[biomass if,other metals 242,PM10] | NoSettings | 0 | 0 | 0 | 0 | 0 | 0 | 0 | 0 | 0 | 0 | 0 | 0 | 0 | 0 | 0 | 0 | 0 | 0 | 0 | 0 | 0 | 0 | 0 | 0 | 0 | 0 | 0 | 0 | 0 | 0 | 0
Industrial Sector Energy Related Emissions before CCS[biomass if,other metals 242,PM25] | NoSettings | 0 | 0 | 0 | 0 | 0 | 0 | 0 | 0 | 0 | 0 | 0 | 0 | 0 | 0 | 0 | 0 | 0 | 0 | 0 | 0 | 0 | 0 | 0 | 0 | 0 | 0 | 0 | 0 | 0 | 0 | 0
Industrial Sector Energy Related Emissions before CCS[biomass if,other metals 242,SOx] | NoSettings | 0 | 0 | 0 | 0 | 0 | 0 | 0 | 0 | 0 | 0 | 0 | 0 | 0 | 0 | 0 | 0 | 0 | 0 | 0 | 0 | 0 | 0 | 0 | 0 | 0 | 0 | 0 | 0 | 0 | 0 | 0
Industrial Sector Energy Related Emissions before CCS[biomass if,other metals 242,BC] | NoSettings | 0 | 0 | 0 | 0 | 0 | 0 | 0 | 0 | 0 | 0 | 0 | 0 | 0 | 0 | 0 | 0 | 0 | 0 | 0 | 0 | 0 | 0 | 0 | 0 | 0 | 0 | 0 | 0 | 0 | 0 | 0
Industrial Sector Energy Related Emissions before CCS[biomass if,other metals 242,OC] | NoSettings | 0 | 0 | 0 | 0 | 0 | 0 | 0 | 0 | 0 | 0 | 0 | 0 | 0 | 0 | 0 | 0 | 0 | 0 | 0 | 0 | 0 | 0 | 0 | 0 | 0 | 0 | 0 | 0 | 0 | 0 | 0
Industrial Sector Energy Related Emissions before CCS[biomass if,other metals 242,CH4] | NoSettings | 0 | 0 | 0 | 0 | 0 | 0 | 0 | 0 | 0 | 0 | 0 | 0 | 0 | 0 | 0 | 0 | 0 | 0 | 0 | 0 | 0 | 0 | 0 | 0 | 0 | 0 | 0 | 0 | 0 | 0 | 0
Industrial Sector Energy Related Emissions before CCS[biomass if,other metals 242,N2O] | NoSettings | 0 | 0 | 0 | 0 | 0 | 0 | 0 | 0 | 0 | 0 | 0 | 0 | 0 | 0 | 0 | 0 | 0 | 0 | 0 | 0 | 0 | 0 | 0 | 0 | 0 | 0 | 0 | 0 | 0 | 0 | 0
Industrial Sector Energy Related Emissions before CCS[biomass if,other metals 242,F gases] | NoSettings | 0 | 0 | 0 | 0 | 0 | 0 | 0 | 0 | 0 | 0 | 0 | 0 | 0 | 0 | 0 | 0 | 0 | 0 | 0 | 0 | 0 | 0 | 0 | 0 | 0 | 0 | 0 | 0 | 0 | 0 | 0
Industrial Sector Energy Related Emissions before CCS[biomass if,metal products except machinery and vehicles 25,CO2] | NoSettings | 0 | 0 | 0 | 0 | 0 | 0 | 0 | 0 | 0 | 0 | 0 | 0 | 0 | 0 | 0 | 0 | 0 | 0 | 0 | 0 | 0 | 0 | 0 | 0 | 0 | 0 | 0 | 0 | 0 | 0 | 0
Industrial Sector Energy Related Emissions before CCS[biomass if,metal products except machinery and vehicles 25,VOC] | NoSettings | 0 | 0 | 0 | 0 | 0 | 0 | 0 | 0 | 0 | 0 | 0 | 0 | 0 | 0 | 0 | 0 | 0 | 0 | 0 | 0 | 0 | 0 | 0 | 0 | 0 | 0 | 0 | 0 | 0 | 0 | 0
Industrial Sector Energy Related Emissions before CCS[biomass if,metal products except machinery and vehicles 25,CO] | NoSettings | 0 | 0 | 0 | 0 | 0 | 0 | 0 | 0 | 0 | 0 | 0 | 0 | 0 | 0 | 0 | 0 | 0 | 0 | 0 | 0 | 0 | 0 | 0 | 0 | 0 | 0 | 0 | 0 | 0 | 0 | 0
Industrial Sector Energy Related Emissions before CCS[biomass if,metal products except machinery and vehicles 25,NOx] | NoSettings | 0 | 0 | 0 | 0 | 0 | 0 | 0 | 0 | 0 | 0 | 0 | 0 | 0 | 0 | 0 | 0 | 0 | 0 | 0 | 0 | 0 | 0 | 0 | 0 | 0 | 0 | 0 | 0 | 0 | 0 | 0
Industrial Sector Energy Related Emissions before CCS[biomass if,metal products except machinery and vehicles 25,PM10] | NoSettings | 0 | 0 | 0 | 0 | 0 | 0 | 0 | 0 | 0 | 0 | 0 | 0 | 0 | 0 | 0 | 0 | 0 | 0 | 0 | 0 | 0 | 0 | 0 | 0 | 0 | 0 | 0 | 0 | 0 | 0 | 0
Industrial Sector Energy Related Emissions before CCS[biomass if,metal products except machinery and vehicles 25,PM25] | NoSettings | 0 | 0 | 0 | 0 | 0 | 0 | 0 | 0 | 0 | 0 | 0 | 0 | 0 | 0 | 0 | 0 | 0 | 0 | 0 | 0 | 0 | 0 | 0 | 0 | 0 | 0 | 0 | 0 | 0 | 0 | 0
Industrial Sector Energy Related Emissions before CCS[biomass if,metal products except machinery and vehicles 25,SOx] | NoSettings | 0 | 0 | 0 | 0 | 0 | 0 | 0 | 0 | 0 | 0 | 0 | 0 | 0 | 0 | 0 | 0 | 0 | 0 | 0 | 0 | 0 | 0 | 0 | 0 | 0 | 0 | 0 | 0 | 0 | 0 | 0
Industrial Sector Energy Related Emissions before CCS[biomass if,metal products except machinery and vehicles 25,BC] | NoSettings | 0 | 0 | 0 | 0 | 0 | 0 | 0 | 0 | 0 | 0 | 0 | 0 | 0 | 0 | 0 | 0 | 0 | 0 | 0 | 0 | 0 | 0 | 0 | 0 | 0 | 0 | 0 | 0 | 0 | 0 | 0
Industrial Sector Energy Related Emissions before CCS[biomass if,metal products except machinery and vehicles 25,OC] | NoSettings | 0 | 0 | 0 | 0 | 0 | 0 | 0 | 0 | 0 | 0 | 0 | 0 | 0 | 0 | 0 | 0 | 0 | 0 | 0 | 0 | 0 | 0 | 0 | 0 | 0 | 0 | 0 | 0 | 0 | 0 | 0
Industrial Sector Energy Related Emissions before CCS[biomass if,metal products except machinery and vehicles 25,CH4] | NoSettings | 0 | 0 | 0 | 0 | 0 | 0 | 0 | 0 | 0 | 0 | 0 | 0 | 0 | 0 | 0 | 0 | 0 | 0 | 0 | 0 | 0 | 0 | 0 | 0 | 0 | 0 | 0 | 0 | 0 | 0 | 0
Industrial Sector Energy Related Emissions before CCS[biomass if,metal products except machinery and vehicles 25,N2O] | NoSettings | 0 | 0 | 0 | 0 | 0 | 0 | 0 | 0 | 0 | 0 | 0 | 0 | 0 | 0 | 0 | 0 | 0 | 0 | 0 | 0 | 0 | 0 | 0 | 0 | 0 | 0 | 0 | 0 | 0 | 0 | 0
Industrial Sector Energy Related Emissions before CCS[biomass if,metal products except machinery and vehicles 25,F gases] | NoSettings | 0 | 0 | 0 | 0 | 0 | 0 | 0 | 0 | 0 | 0 | 0 | 0 | 0 | 0 | 0 | 0 | 0 | 0 | 0 | 0 | 0 | 0 | 0 | 0 | 0 | 0 | 0 | 0 | 0 | 0 | 0
Industrial Sector Energy Related Emissions before CCS[biomass if,computers and electronics 26,CO2] | NoSettings | 0 | 0 | 0 | 0 | 0 | 0 | 0 | 0 | 0 | 0 | 0 | 0 | 0 | 0 | 0 | 0 | 0 | 0 | 0 | 0 | 0 | 0 | 0 | 0 | 0 | 0 | 0 | 0 | 0 | 0 | 0
Industrial Sector Energy Related Emissions before CCS[biomass if,computers and electronics 26,VOC] | NoSettings | 0 | 0 | 0 | 0 | 0 | 0 | 0 | 0 | 0 | 0 | 0 | 0 | 0 | 0 | 0 | 0 | 0 | 0 | 0 | 0 | 0 | 0 | 0 | 0 | 0 | 0 | 0 | 0 | 0 | 0 | 0
Industrial Sector Energy Related Emissions before CCS[biomass if,computers and electronics 26,CO] | NoSettings | 0 | 0 | 0 | 0 | 0 | 0 | 0 | 0 | 0 | 0 | 0 | 0 | 0 | 0 | 0 | 0 | 0 | 0 | 0 | 0 | 0 | 0 | 0 | 0 | 0 | 0 | 0 | 0 | 0 | 0 | 0
Industrial Sector Energy Related Emissions before CCS[biomass if,computers and electronics 26,NOx] | NoSettings | 0 | 0 | 0 | 0 | 0 | 0 | 0 | 0 | 0 | 0 | 0 | 0 | 0 | 0 | 0 | 0 | 0 | 0 | 0 | 0 | 0 | 0 | 0 | 0 | 0 | 0 | 0 | 0 | 0 | 0 | 0
Industrial Sector Energy Related Emissions before CCS[biomass if,computers and electronics 26,PM10] | NoSettings | 0 | 0 | 0 | 0 | 0 | 0 | 0 | 0 | 0 | 0 | 0 | 0 | 0 | 0 | 0 | 0 | 0 | 0 | 0 | 0 | 0 | 0 | 0 | 0 | 0 | 0 | 0 | 0 | 0 | 0 | 0
Industrial Sector Energy Related Emissions before CCS[biomass if,computers and electronics 26,PM25] | NoSettings | 0 | 0 | 0 | 0 | 0 | 0 | 0 | 0 | 0 | 0 | 0 | 0 | 0 | 0 | 0 | 0 | 0 | 0 | 0 | 0 | 0 | 0 | 0 | 0 | 0 | 0 | 0 | 0 | 0 | 0 | 0
Industrial Sector Energy Related Emissions before CCS[biomass if,computers and electronics 26,SOx] | NoSettings | 0 | 0 | 0 | 0 | 0 | 0 | 0 | 0 | 0 | 0 | 0 | 0 | 0 | 0 | 0 | 0 | 0 | 0 | 0 | 0 | 0 | 0 | 0 | 0 | 0 | 0 | 0 | 0 | 0 | 0 | 0
Industrial Sector Energy Related Emissions before CCS[biomass if,computers and electronics 26,BC] | NoSettings | 0 | 0 | 0 | 0 | 0 | 0 | 0 | 0 | 0 | 0 | 0 | 0 | 0 | 0 | 0 | 0 | 0 | 0 | 0 | 0 | 0 | 0 | 0 | 0 | 0 | 0 | 0 | 0 | 0 | 0 | 0
Industrial Sector Energy Related Emissions before CCS[biomass if,computers and electronics 26,OC] | NoSettings | 0 | 0 | 0 | 0 | 0 | 0 | 0 | 0 | 0 | 0 | 0 | 0 | 0 | 0 | 0 | 0 | 0 | 0 | 0 | 0 | 0 | 0 | 0 | 0 | 0 | 0 | 0 | 0 | 0 | 0 | 0
Industrial Sector Energy Related Emissions before CCS[biomass if,computers and electronics 26,CH4] | NoSettings | 0 | 0 | 0 | 0 | 0 | 0 | 0 | 0 | 0 | 0 | 0 | 0 | 0 | 0 | 0 | 0 | 0 | 0 | 0 | 0 | 0 | 0 | 0 | 0 | 0 | 0 | 0 | 0 | 0 | 0 | 0
Industrial Sector Energy Related Emissions before CCS[biomass if,computers and electronics 26,N2O] | NoSettings | 0 | 0 | 0 | 0 | 0 | 0 | 0 | 0 | 0 | 0 | 0 | 0 | 0 | 0 | 0 | 0 | 0 | 0 | 0 | 0 | 0 | 0 | 0 | 0 | 0 | 0 | 0 | 0 | 0 | 0 | 0
Industrial Sector Energy Related Emissions before CCS[biomass if,computers and electronics 26,F gases] | NoSettings | 0 | 0 | 0 | 0 | 0 | 0 | 0 | 0 | 0 | 0 | 0 | 0 | 0 | 0 | 0 | 0 | 0 | 0 | 0 | 0 | 0 | 0 | 0 | 0 | 0 | 0 | 0 | 0 | 0 | 0 | 0
Industrial Sector Energy Related Emissions before CCS[biomass if,appliances and electrical equipment 27,CO2] | NoSettings | 0 | 0 | 0 | 0 | 0 | 0 | 0 | 0 | 0 | 0 | 0 | 0 | 0 | 0 | 0 | 0 | 0 | 0 | 0 | 0 | 0 | 0 | 0 | 0 | 0 | 0 | 0 | 0 | 0 | 0 | 0
Industrial Sector Energy Related Emissions before CCS[biomass if,appliances and electrical equipment 27,VOC] | NoSettings | 0 | 0 | 0 | 0 | 0 | 0 | 0 | 0 | 0 | 0 | 0 | 0 | 0 | 0 | 0 | 0 | 0 | 0 | 0 | 0 | 0 | 0 | 0 | 0 | 0 | 0 | 0 | 0 | 0 | 0 | 0
Industrial Sector Energy Related Emissions before CCS[biomass if,appliances and electrical equipment 27,CO] | NoSettings | 0 | 0 | 0 | 0 | 0 | 0 | 0 | 0 | 0 | 0 | 0 | 0 | 0 | 0 | 0 | 0 | 0 | 0 | 0 | 0 | 0 | 0 | 0 | 0 | 0 | 0 | 0 | 0 | 0 | 0 | 0
Industrial Sector Energy Related Emissions before CCS[biomass if,appliances and electrical equipment 27,NOx] | NoSettings | 0 | 0 | 0 | 0 | 0 | 0 | 0 | 0 | 0 | 0 | 0 | 0 | 0 | 0 | 0 | 0 | 0 | 0 | 0 | 0 | 0 | 0 | 0 | 0 | 0 | 0 | 0 | 0 | 0 | 0 | 0
Industrial Sector Energy Related Emissions before CCS[biomass if,appliances and electrical equipment 27,PM10] | NoSettings | 0 | 0 | 0 | 0 | 0 | 0 | 0 | 0 | 0 | 0 | 0 | 0 | 0 | 0 | 0 | 0 | 0 | 0 | 0 | 0 | 0 | 0 | 0 | 0 | 0 | 0 | 0 | 0 | 0 | 0 | 0
Industrial Sector Energy Related Emissions before CCS[biomass if,appliances and electrical equipment 27,PM25] | NoSettings | 0 | 0 | 0 | 0 | 0 | 0 | 0 | 0 | 0 | 0 | 0 | 0 | 0 | 0 | 0 | 0 | 0 | 0 | 0 | 0 | 0 | 0 | 0 | 0 | 0 | 0 | 0 | 0 | 0 | 0 | 0
Industrial Sector Energy Related Emissions before CCS[biomass if,appliances and electrical equipment 27,SOx] | NoSettings | 0 | 0 | 0 | 0 | 0 | 0 | 0 | 0 | 0 | 0 | 0 | 0 | 0 | 0 | 0 | 0 | 0 | 0 | 0 | 0 | 0 | 0 | 0 | 0 | 0 | 0 | 0 | 0 | 0 | 0 | 0
Industrial Sector Energy Related Emissions before CCS[biomass if,appliances and electrical equipment 27,BC] | NoSettings | 0 | 0 | 0 | 0 | 0 | 0 | 0 | 0 | 0 | 0 | 0 | 0 | 0 | 0 | 0 | 0 | 0 | 0 | 0 | 0 | 0 | 0 | 0 | 0 | 0 | 0 | 0 | 0 | 0 | 0 | 0
Industrial Sector Energy Related Emissions before CCS[biomass if,appliances and electrical equipment 27,OC] | NoSettings | 0 | 0 | 0 | 0 | 0 | 0 | 0 | 0 | 0 | 0 | 0 | 0 | 0 | 0 | 0 | 0 | 0 | 0 | 0 | 0 | 0 | 0 | 0 | 0 | 0 | 0 | 0 | 0 | 0 | 0 | 0
Industrial Sector Energy Related Emissions before CCS[biomass if,appliances and electrical equipment 27,CH4] | NoSettings | 0 | 0 | 0 | 0 | 0 | 0 | 0 | 0 | 0 | 0 | 0 | 0 | 0 | 0 | 0 | 0 | 0 | 0 | 0 | 0 | 0 | 0 | 0 | 0 | 0 | 0 | 0 | 0 | 0 | 0 | 0
Industrial Sector Energy Related Emissions before CCS[biomass if,appliances and electrical equipment 27,N2O] | NoSettings | 0 | 0 | 0 | 0 | 0 | 0 | 0 | 0 | 0 | 0 | 0 | 0 | 0 | 0 | 0 | 0 | 0 | 0 | 0 | 0 | 0 | 0 | 0 | 0 | 0 | 0 | 0 | 0 | 0 | 0 | 0
Industrial Sector Energy Related Emissions before CCS[biomass if,appliances and electrical equipment 27,F gases] | NoSettings | 0 | 0 | 0 | 0 | 0 | 0 | 0 | 0 | 0 | 0 | 0 | 0 | 0 | 0 | 0 | 0 | 0 | 0 | 0 | 0 | 0 | 0 | 0 | 0 | 0 | 0 | 0 | 0 | 0 | 0 | 0
Industrial Sector Energy Related Emissions before CCS[biomass if,other machinery 28,CO2] | NoSettings | 0 | 0 | 0 | 0 | 0 | 0 | 0 | 0 | 0 | 0 | 0 | 0 | 0 | 0 | 0 | 0 | 0 | 0 | 0 | 0 | 0 | 0 | 0 | 0 | 0 | 0 | 0 | 0 | 0 | 0 | 0
Industrial Sector Energy Related Emissions before CCS[biomass if,other machinery 28,VOC] | NoSettings | 0 | 0 | 0 | 0 | 0 | 0 | 0 | 0 | 0 | 0 | 0 | 0 | 0 | 0 | 0 | 0 | 0 | 0 | 0 | 0 | 0 | 0 | 0 | 0 | 0 | 0 | 0 | 0 | 0 | 0 | 0
Industrial Sector Energy Related Emissions before CCS[biomass if,other machinery 28,CO] | NoSettings | 0 | 0 | 0 | 0 | 0 | 0 | 0 | 0 | 0 | 0 | 0 | 0 | 0 | 0 | 0 | 0 | 0 | 0 | 0 | 0 | 0 | 0 | 0 | 0 | 0 | 0 | 0 | 0 | 0 | 0 | 0
Industrial Sector Energy Related Emissions before CCS[biomass if,other machinery 28,NOx] | NoSettings | 0 | 0 | 0 | 0 | 0 | 0 | 0 | 0 | 0 | 0 | 0 | 0 | 0 | 0 | 0 | 0 | 0 | 0 | 0 | 0 | 0 | 0 | 0 | 0 | 0 | 0 | 0 | 0 | 0 | 0 | 0
Industrial Sector Energy Related Emissions before CCS[biomass if,other machinery 28,PM10] | NoSettings | 0 | 0 | 0 | 0 | 0 | 0 | 0 | 0 | 0 | 0 | 0 | 0 | 0 | 0 | 0 | 0 | 0 | 0 | 0 | 0 | 0 | 0 | 0 | 0 | 0 | 0 | 0 | 0 | 0 | 0 | 0
Industrial Sector Energy Related Emissions before CCS[biomass if,other machinery 28,PM25] | NoSettings | 0 | 0 | 0 | 0 | 0 | 0 | 0 | 0 | 0 | 0 | 0 | 0 | 0 | 0 | 0 | 0 | 0 | 0 | 0 | 0 | 0 | 0 | 0 | 0 | 0 | 0 | 0 | 0 | 0 | 0 | 0
Industrial Sector Energy Related Emissions before CCS[biomass if,other machinery 28,SOx] | NoSettings | 0 | 0 | 0 | 0 | 0 | 0 | 0 | 0 | 0 | 0 | 0 | 0 | 0 | 0 | 0 | 0 | 0 | 0 | 0 | 0 | 0 | 0 | 0 | 0 | 0 | 0 | 0 | 0 | 0 | 0 | 0
Industrial Sector Energy Related Emissions before CCS[biomass if,other machinery 28,BC] | NoSettings | 0 | 0 | 0 | 0 | 0 | 0 | 0 | 0 | 0 | 0 | 0 | 0 | 0 | 0 | 0 | 0 | 0 | 0 | 0 | 0 | 0 | 0 | 0 | 0 | 0 | 0 | 0 | 0 | 0 | 0 | 0
Industrial Sector Energy Related Emissions before CCS[biomass if,other machinery 28,OC] | NoSettings | 0 | 0 | 0 | 0 | 0 | 0 | 0 | 0 | 0 | 0 | 0 | 0 | 0 | 0 | 0 | 0 | 0 | 0 | 0 | 0 | 0 | 0 | 0 | 0 | 0 | 0 | 0 | 0 | 0 | 0 | 0
Industrial Sector Energy Related Emissions before CCS[biomass if,other machinery 28,CH4] | NoSettings | 0 | 0 | 0 | 0 | 0 | 0 | 0 | 0 | 0 | 0 | 0 | 0 | 0 | 0 | 0 | 0 | 0 | 0 | 0 | 0 | 0 | 0 | 0 | 0 | 0 | 0 | 0 | 0 | 0 | 0 | 0
Industrial Sector Energy Related Emissions before CCS[biomass if,other machinery 28,N2O] | NoSettings | 0 | 0 | 0 | 0 | 0 | 0 | 0 | 0 | 0 | 0 | 0 | 0 | 0 | 0 | 0 | 0 | 0 | 0 | 0 | 0 | 0 | 0 | 0 | 0 | 0 | 0 | 0 | 0 | 0 | 0 | 0
Industrial Sector Energy Related Emissions before CCS[biomass if,other machinery 28,F gases] | NoSettings | 0 | 0 | 0 | 0 | 0 | 0 | 0 | 0 | 0 | 0 | 0 | 0 | 0 | 0 | 0 | 0 | 0 | 0 | 0 | 0 | 0 | 0 | 0 | 0 | 0 | 0 | 0 | 0 | 0 | 0 | 0
Industrial Sector Energy Related Emissions before CCS[biomass if,road vehicles 29,CO2] | NoSettings | 0 | 0 | 0 | 0 | 0 | 0 | 0 | 0 | 0 | 0 | 0 | 0 | 0 | 0 | 0 | 0 | 0 | 0 | 0 | 0 | 0 | 0 | 0 | 0 | 0 | 0 | 0 | 0 | 0 | 0 | 0
Industrial Sector Energy Related Emissions before CCS[biomass if,road vehicles 29,VOC] | NoSettings | 0 | 0 | 0 | 0 | 0 | 0 | 0 | 0 | 0 | 0 | 0 | 0 | 0 | 0 | 0 | 0 | 0 | 0 | 0 | 0 | 0 | 0 | 0 | 0 | 0 | 0 | 0 | 0 | 0 | 0 | 0
Industrial Sector Energy Related Emissions before CCS[biomass if,road vehicles 29,CO] | NoSettings | 0 | 0 | 0 | 0 | 0 | 0 | 0 | 0 | 0 | 0 | 0 | 0 | 0 | 0 | 0 | 0 | 0 | 0 | 0 | 0 | 0 | 0 | 0 | 0 | 0 | 0 | 0 | 0 | 0 | 0 | 0
Industrial Sector Energy Related Emissions before CCS[biomass if,road vehicles 29,NOx] | NoSettings | 0 | 0 | 0 | 0 | 0 | 0 | 0 | 0 | 0 | 0 | 0 | 0 | 0 | 0 | 0 | 0 | 0 | 0 | 0 | 0 | 0 | 0 | 0 | 0 | 0 | 0 | 0 | 0 | 0 | 0 | 0
Industrial Sector Energy Related Emissions before CCS[biomass if,road vehicles 29,PM10] | NoSettings | 0 | 0 | 0 | 0 | 0 | 0 | 0 | 0 | 0 | 0 | 0 | 0 | 0 | 0 | 0 | 0 | 0 | 0 | 0 | 0 | 0 | 0 | 0 | 0 | 0 | 0 | 0 | 0 | 0 | 0 | 0
Industrial Sector Energy Related Emissions before CCS[biomass if,road vehicles 29,PM25] | NoSettings | 0 | 0 | 0 | 0 | 0 | 0 | 0 | 0 | 0 | 0 | 0 | 0 | 0 | 0 | 0 | 0 | 0 | 0 | 0 | 0 | 0 | 0 | 0 | 0 | 0 | 0 | 0 | 0 | 0 | 0 | 0
Industrial Sector Energy Related Emissions before CCS[biomass if,road vehicles 29,SOx] | NoSettings | 0 | 0 | 0 | 0 | 0 | 0 | 0 | 0 | 0 | 0 | 0 | 0 | 0 | 0 | 0 | 0 | 0 | 0 | 0 | 0 | 0 | 0 | 0 | 0 | 0 | 0 | 0 | 0 | 0 | 0 | 0
Industrial Sector Energy Related Emissions before CCS[biomass if,road vehicles 29,BC] | NoSettings | 0 | 0 | 0 | 0 | 0 | 0 | 0 | 0 | 0 | 0 | 0 | 0 | 0 | 0 | 0 | 0 | 0 | 0 | 0 | 0 | 0 | 0 | 0 | 0 | 0 | 0 | 0 | 0 | 0 | 0 | 0
Industrial Sector Energy Related Emissions before CCS[biomass if,road vehicles 29,OC] | NoSettings | 0 | 0 | 0 | 0 | 0 | 0 | 0 | 0 | 0 | 0 | 0 | 0 | 0 | 0 | 0 | 0 | 0 | 0 | 0 | 0 | 0 | 0 | 0 | 0 | 0 | 0 | 0 | 0 | 0 | 0 | 0
Industrial Sector Energy Related Emissions before CCS[biomass if,road vehicles 29,CH4] | NoSettings | 0 | 0 | 0 | 0 | 0 | 0 | 0 | 0 | 0 | 0 | 0 | 0 | 0 | 0 | 0 | 0 | 0 | 0 | 0 | 0 | 0 | 0 | 0 | 0 | 0 | 0 | 0 | 0 | 0 | 0 | 0
Industrial Sector Energy Related Emissions before CCS[biomass if,road vehicles 29,N2O] | NoSettings | 0 | 0 | 0 | 0 | 0 | 0 | 0 | 0 | 0 | 0 | 0 | 0 | 0 | 0 | 0 | 0 | 0 | 0 | 0 | 0 | 0 | 0 | 0 | 0 | 0 | 0 | 0 | 0 | 0 | 0 | 0
Industrial Sector Energy Related Emissions before CCS[biomass if,road vehicles 29,F gases] | NoSettings | 0 | 0 | 0 | 0 | 0 | 0 | 0 | 0 | 0 | 0 | 0 | 0 | 0 | 0 | 0 | 0 | 0 | 0 | 0 | 0 | 0 | 0 | 0 | 0 | 0 | 0 | 0 | 0 | 0 | 0 | 0
Industrial Sector Energy Related Emissions before CCS[biomass if,nonroad vehicles 30,CO2] | NoSettings | 0 | 0 | 0 | 0 | 0 | 0 | 0 | 0 | 0 | 0 | 0 | 0 | 0 | 0 | 0 | 0 | 0 | 0 | 0 | 0 | 0 | 0 | 0 | 0 | 0 | 0 | 0 | 0 | 0 | 0 | 0
Industrial Sector Energy Related Emissions before CCS[biomass if,nonroad vehicles 30,VOC] | NoSettings | 0 | 0 | 0 | 0 | 0 | 0 | 0 | 0 | 0 | 0 | 0 | 0 | 0 | 0 | 0 | 0 | 0 | 0 | 0 | 0 | 0 | 0 | 0 | 0 | 0 | 0 | 0 | 0 | 0 | 0 | 0
Industrial Sector Energy Related Emissions before CCS[biomass if,nonroad vehicles 30,CO] | NoSettings | 0 | 0 | 0 | 0 | 0 | 0 | 0 | 0 | 0 | 0 | 0 | 0 | 0 | 0 | 0 | 0 | 0 | 0 | 0 | 0 | 0 | 0 | 0 | 0 | 0 | 0 | 0 | 0 | 0 | 0 | 0
Industrial Sector Energy Related Emissions before CCS[biomass if,nonroad vehicles 30,NOx] | NoSettings | 0 | 0 | 0 | 0 | 0 | 0 | 0 | 0 | 0 | 0 | 0 | 0 | 0 | 0 | 0 | 0 | 0 | 0 | 0 | 0 | 0 | 0 | 0 | 0 | 0 | 0 | 0 | 0 | 0 | 0 | 0
Industrial Sector Energy Related Emissions before CCS[biomass if,nonroad vehicles 30,PM10] | NoSettings | 0 | 0 | 0 | 0 | 0 | 0 | 0 | 0 | 0 | 0 | 0 | 0 | 0 | 0 | 0 | 0 | 0 | 0 | 0 | 0 | 0 | 0 | 0 | 0 | 0 | 0 | 0 | 0 | 0 | 0 | 0
Industrial Sector Energy Related Emissions before CCS[biomass if,nonroad vehicles 30,PM25] | NoSettings | 0 | 0 | 0 | 0 | 0 | 0 | 0 | 0 | 0 | 0 | 0 | 0 | 0 | 0 | 0 | 0 | 0 | 0 | 0 | 0 | 0 | 0 | 0 | 0 | 0 | 0 | 0 | 0 | 0 | 0 | 0
Industrial Sector Energy Related Emissions before CCS[biomass if,nonroad vehicles 30,SOx] | NoSettings | 0 | 0 | 0 | 0 | 0 | 0 | 0 | 0 | 0 | 0 | 0 | 0 | 0 | 0 | 0 | 0 | 0 | 0 | 0 | 0 | 0 | 0 | 0 | 0 | 0 | 0 | 0 | 0 | 0 | 0 | 0
Industrial Sector Energy Related Emissions before CCS[biomass if,nonroad vehicles 30,BC] | NoSettings | 0 | 0 | 0 | 0 | 0 | 0 | 0 | 0 | 0 | 0 | 0 | 0 | 0 | 0 | 0 | 0 | 0 | 0 | 0 | 0 | 0 | 0 | 0 | 0 | 0 | 0 | 0 | 0 | 0 | 0 | 0
Industrial Sector Energy Related Emissions before CCS[biomass if,nonroad vehicles 30,OC] | NoSettings | 0 | 0 | 0 | 0 | 0 | 0 | 0 | 0 | 0 | 0 | 0 | 0 | 0 | 0 | 0 | 0 | 0 | 0 | 0 | 0 | 0 | 0 | 0 | 0 | 0 | 0 | 0 | 0 | 0 | 0 | 0
Industrial Sector Energy Related Emissions before CCS[biomass if,nonroad vehicles 30,CH4] | NoSettings | 0 | 0 | 0 | 0 | 0 | 0 | 0 | 0 | 0 | 0 | 0 | 0 | 0 | 0 | 0 | 0 | 0 | 0 | 0 | 0 | 0 | 0 | 0 | 0 | 0 | 0 | 0 | 0 | 0 | 0 | 0
Industrial Sector Energy Related Emissions before CCS[biomass if,nonroad vehicles 30,N2O] | NoSettings | 0 | 0 | 0 | 0 | 0 | 0 | 0 | 0 | 0 | 0 | 0 | 0 | 0 | 0 | 0 | 0 | 0 | 0 | 0 | 0 | 0 | 0 | 0 | 0 | 0 | 0 | 0 | 0 | 0 | 0 | 0
Industrial Sector Energy Related Emissions before CCS[biomass if,nonroad vehicles 30,F gases] | NoSettings | 0 | 0 | 0 | 0 | 0 | 0 | 0 | 0 | 0 | 0 | 0 | 0 | 0 | 0 | 0 | 0 | 0 | 0 | 0 | 0 | 0 | 0 | 0 | 0 | 0 | 0 | 0 | 0 | 0 | 0 | 0
Industrial Sector Energy Related Emissions before CCS[biomass if,other manufacturing 31T33,CO2] | NoSettings | 0 | 0 | 0 | 0 | 0 | 0 | 0 | 0 | 0 | 0 | 0 | 0 | 0 | 0 | 0 | 0 | 0 | 0 | 0 | 0 | 0 | 0 | 0 | 0 | 0 | 0 | 0 | 0 | 0 | 0 | 0
Industrial Sector Energy Related Emissions before CCS[biomass if,other manufacturing 31T33,VOC] | NoSettings | 0 | 0 | 0 | 0 | 0 | 0 | 0 | 0 | 0 | 0 | 0 | 0 | 0 | 0 | 0 | 0 | 0 | 0 | 0 | 0 | 0 | 0 | 0 | 0 | 0 | 0 | 0 | 0 | 0 | 0 | 0
Industrial Sector Energy Related Emissions before CCS[biomass if,other manufacturing 31T33,CO] | NoSettings | 0 | 0 | 0 | 0 | 0 | 0 | 0 | 0 | 0 | 0 | 0 | 0 | 0 | 0 | 0 | 0 | 0 | 0 | 0 | 0 | 0 | 0 | 0 | 0 | 0 | 0 | 0 | 0 | 0 | 0 | 0
Industrial Sector Energy Related Emissions before CCS[biomass if,other manufacturing 31T33,NOx] | NoSettings | 0 | 0 | 0 | 0 | 0 | 0 | 0 | 0 | 0 | 0 | 0 | 0 | 0 | 0 | 0 | 0 | 0 | 0 | 0 | 0 | 0 | 0 | 0 | 0 | 0 | 0 | 0 | 0 | 0 | 0 | 0
Industrial Sector Energy Related Emissions before CCS[biomass if,other manufacturing 31T33,PM10] | NoSettings | 0 | 0 | 0 | 0 | 0 | 0 | 0 | 0 | 0 | 0 | 0 | 0 | 0 | 0 | 0 | 0 | 0 | 0 | 0 | 0 | 0 | 0 | 0 | 0 | 0 | 0 | 0 | 0 | 0 | 0 | 0
Industrial Sector Energy Related Emissions before CCS[biomass if,other manufacturing 31T33,PM25] | NoSettings | 0 | 0 | 0 | 0 | 0 | 0 | 0 | 0 | 0 | 0 | 0 | 0 | 0 | 0 | 0 | 0 | 0 | 0 | 0 | 0 | 0 | 0 | 0 | 0 | 0 | 0 | 0 | 0 | 0 | 0 | 0
Industrial Sector Energy Related Emissions before CCS[biomass if,other manufacturing 31T33,SOx] | NoSettings | 0 | 0 | 0 | 0 | 0 | 0 | 0 | 0 | 0 | 0 | 0 | 0 | 0 | 0 | 0 | 0 | 0 | 0 | 0 | 0 | 0 | 0 | 0 | 0 | 0 | 0 | 0 | 0 | 0 | 0 | 0
Industrial Sector Energy Related Emissions before CCS[biomass if,other manufacturing 31T33,BC] | NoSettings | 0 | 0 | 0 | 0 | 0 | 0 | 0 | 0 | 0 | 0 | 0 | 0 | 0 | 0 | 0 | 0 | 0 | 0 | 0 | 0 | 0 | 0 | 0 | 0 | 0 | 0 | 0 | 0 | 0 | 0 | 0
Industrial Sector Energy Related Emissions before CCS[biomass if,other manufacturing 31T33,OC] | NoSettings | 0 | 0 | 0 | 0 | 0 | 0 | 0 | 0 | 0 | 0 | 0 | 0 | 0 | 0 | 0 | 0 | 0 | 0 | 0 | 0 | 0 | 0 | 0 | 0 | 0 | 0 | 0 | 0 | 0 | 0 | 0
Industrial Sector Energy Related Emissions before CCS[biomass if,other manufacturing 31T33,CH4] | NoSettings | 0 | 0 | 0 | 0 | 0 | 0 | 0 | 0 | 0 | 0 | 0 | 0 | 0 | 0 | 0 | 0 | 0 | 0 | 0 | 0 | 0 | 0 | 0 | 0 | 0 | 0 | 0 | 0 | 0 | 0 | 0
Industrial Sector Energy Related Emissions before CCS[biomass if,other manufacturing 31T33,N2O] | NoSettings | 0 | 0 | 0 | 0 | 0 | 0 | 0 | 0 | 0 | 0 | 0 | 0 | 0 | 0 | 0 | 0 | 0 | 0 | 0 | 0 | 0 | 0 | 0 | 0 | 0 | 0 | 0 | 0 | 0 | 0 | 0
Industrial Sector Energy Related Emissions before CCS[biomass if,other manufacturing 31T33,F gases] | NoSettings | 0 | 0 | 0 | 0 | 0 | 0 | 0 | 0 | 0 | 0 | 0 | 0 | 0 | 0 | 0 | 0 | 0 | 0 | 0 | 0 | 0 | 0 | 0 | 0 | 0 | 0 | 0 | 0 | 0 | 0 | 0
Industrial Sector Energy Related Emissions before CCS[biomass if,energy pipelines and gas processing 352T353,CO2] | NoSettings | 0 | 0 | 0 | 0 | 0 | 0 | 0 | 0 | 0 | 0 | 0 | 0 | 0 | 0 | 0 | 0 | 0 | 0 | 0 | 0 | 0 | 0 | 0 | 0 | 0 | 0 | 0 | 0 | 0 | 0 | 0
Industrial Sector Energy Related Emissions before CCS[biomass if,energy pipelines and gas processing 352T353,VOC] | NoSettings | 0 | 411.298 | 435.948 | 438.445 | 410.412 | 379.26 | 352.507 | 352.022 | 350.21 | 350.878 | 343.569 | 336.152 | 342.398 | 346.453 | 351.794 | 356.608 | 362.05 | 357.837 | 349.184 | 342.751 | 336.845 | 331.68 | 328.153 | 325.429 | 320.39 | 318.853 | 315.27 | 315.81 | 315.293 | 315.571 | 316.855
Industrial Sector Energy Related Emissions before CCS[biomass if,energy pipelines and gas processing 352T353,CO] | NoSettings | 0 | 6521.9 | 6912.79 | 6952.38 | 6507.85 | 6013.88 | 5589.66 | 5581.98 | 5553.25 | 5563.84 | 5447.93 | 5330.32 | 5429.37 | 5493.68 | 5578.35 | 5654.69 | 5740.99 | 5674.18 | 5536.97 | 5434.96 | 5341.32 | 5259.42 | 5203.48 | 5160.3 | 5080.39 | 5056.03 | 4999.2 | 5007.77 | 4999.56 | 5003.98 | 5024.33
Industrial Sector Energy Related Emissions before CCS[biomass if,energy pipelines and gas processing 352T353,NOx] | NoSettings | 0 | 42945.8 | 45519.7 | 45780.4 | 42853.3 | 39600.5 | 36807.1 | 36756.5 | 36567.4 | 36637.1 | 35873.9 | 35099.4 | 35751.6 | 36175.1 | 36732.7 | 37235.3 | 37803.6 | 37363.7 | 36460.1 | 35788.4 | 35171.8 | 34632.5 | 34264.2 | 33979.8 | 33453.7 | 33293.2 | 32919 | 32975.5 | 32921.4 | 32950.5 | 33084.5
Industrial Sector Energy Related Emissions before CCS[biomass if,energy pipelines and gas processing 352T353,PM10] | NoSettings | 0 | 959.694 | 1017.21 | 1023.04 | 957.627 | 884.939 | 822.515 | 821.385 | 817.158 | 818.716 | 801.66 | 784.354 | 798.93 | 808.391 | 820.852 | 832.084 | 844.784 | 834.953 | 814.762 | 799.751 | 785.972 | 773.92 | 765.689 | 759.335 | 747.577 | 743.991 | 735.629 | 736.891 | 735.683 | 736.333 | 739.328
Industrial Sector Energy Related Emissions before CCS[biomass if,energy pipelines and gas processing 352T353,PM25] | NoSettings | 0 | 847.718 | 898.525 | 903.672 | 845.892 | 781.685 | 726.545 | 725.547 | 721.813 | 723.189 | 708.123 | 692.836 | 705.711 | 714.069 | 725.075 | 734.998 | 746.215 | 737.531 | 719.696 | 706.437 | 694.265 | 683.62 | 676.349 | 670.737 | 660.35 | 657.183 | 649.797 | 650.911 | 649.844 | 650.418 | 653.064
Industrial Sector Energy Related Emissions before CCS[biomass if,energy pipelines and gas processing 352T353,SOx] | NoSettings | 0 | 29093 | 30836.7 | 31013.3 | 29030.4 | 26826.8 | 24934.5 | 24900.2 | 24772 | 24819.3 | 24302.2 | 23777.6 | 24219.5 | 24506.3 | 24884 | 25224.5 | 25609.5 | 25311.5 | 24699.4 | 24244.4 | 23826.6 | 23461.3 | 23211.8 | 23019.2 | 22662.7 | 22554 | 22300.5 | 22338.8 | 22302.1 | 22321.8 | 22412.6
Industrial Sector Energy Related Emissions before CCS[biomass if,energy pipelines and gas processing 352T353,BC] | NoSettings | 0 | 117.001 | 124.013 | 124.724 | 116.749 | 107.887 | 100.277 | 100.139 | 99.6236 | 99.8136 | 97.7342 | 95.6243 | 97.4013 | 98.5548 | 100.074 | 101.443 | 102.992 | 101.793 | 99.3315 | 97.5015 | 95.8216 | 94.3523 | 93.3488 | 92.5742 | 91.1407 | 90.7035 | 89.6841 | 89.8379 | 89.6906 | 89.7698 | 90.1349
Industrial Sector Energy Related Emissions before CCS[biomass if,energy pipelines and gas processing 352T353,OC] | NoSettings | 0 | 276.352 | 292.915 | 294.592 | 275.756 | 254.825 | 236.85 | 236.525 | 235.307 | 235.756 | 230.845 | 225.861 | 230.058 | 232.783 | 236.371 | 239.605 | 243.262 | 240.432 | 234.617 | 230.295 | 226.327 | 222.857 | 220.486 | 218.657 | 215.271 | 214.238 | 211.83 | 212.194 | 211.846 | 212.033 | 212.895
Industrial Sector Energy Related Emissions before CCS[biomass if,energy pipelines and gas processing 352T353,CH4] | NoSettings | 0 | 0 | 0 | 0 | 0 | 0 | 0 | 0 | 0 | 0 | 0 | 0 | 0 | 0 | 0 | 0 | 0 | 0 | 0 | 0 | 0 | 0 | 0 | 0 | 0 | 0 | 0 | 0 | 0 | 0 | 0
Industrial Sector Energy Related Emissions before CCS[biomass if,energy pipelines and gas processing 352T353,N2O] | NoSettings | 0 | 0 | 0 | 0 | 0 | 0 | 0 | 0 | 0 | 0 | 0 | 0 | 0 | 0 | 0 | 0 | 0 | 0 | 0 | 0 | 0 | 0 | 0 | 0 | 0 | 0 | 0 | 0 | 0 | 0 | 0
Industrial Sector Energy Related Emissions before CCS[biomass if,energy pipelines and gas processing 352T353,F gases] | NoSettings | 0 | 0 | 0 | 0 | 0 | 0 | 0 | 0 | 0 | 0 | 0 | 0 | 0 | 0 | 0 | 0 | 0 | 0 | 0 | 0 | 0 | 0 | 0 | 0 | 0 | 0 | 0 | 0 | 0 | 0 | 0
Industrial Sector Energy Related Emissions before CCS[biomass if,water and waste 36T39,CO2] | NoSettings | 0 | 0 | 0 | 0 | 0 | 0 | 0 | 0 | 0 | 0 | 0 | 0 | 0 | 0 | 0 | 0 | 0 | 0 | 0 | 0 | 0 | 0 | 0 | 0 | 0 | 0 | 0 | 0 | 0 | 0 | 0
Industrial Sector Energy Related Emissions before CCS[biomass if,water and waste 36T39,VOC] | NoSettings | 0 | 0 | 0 | 0 | 0 | 0 | 0 | 0 | 0 | 0 | 0 | 0 | 0 | 0 | 0 | 0 | 0 | 0 | 0 | 0 | 0 | 0 | 0 | 0 | 0 | 0 | 0 | 0 | 0 | 0 | 0
Industrial Sector Energy Related Emissions before CCS[biomass if,water and waste 36T39,CO] | NoSettings | 0 | 0 | 0 | 0 | 0 | 0 | 0 | 0 | 0 | 0 | 0 | 0 | 0 | 0 | 0 | 0 | 0 | 0 | 0 | 0 | 0 | 0 | 0 | 0 | 0 | 0 | 0 | 0 | 0 | 0 | 0
Industrial Sector Energy Related Emissions before CCS[biomass if,water and waste 36T39,NOx] | NoSettings | 0 | 0 | 0 | 0 | 0 | 0 | 0 | 0 | 0 | 0 | 0 | 0 | 0 | 0 | 0 | 0 | 0 | 0 | 0 | 0 | 0 | 0 | 0 | 0 | 0 | 0 | 0 | 0 | 0 | 0 | 0
Industrial Sector Energy Related Emissions before CCS[biomass if,water and waste 36T39,PM10] | NoSettings | 0 | 0 | 0 | 0 | 0 | 0 | 0 | 0 | 0 | 0 | 0 | 0 | 0 | 0 | 0 | 0 | 0 | 0 | 0 | 0 | 0 | 0 | 0 | 0 | 0 | 0 | 0 | 0 | 0 | 0 | 0
Industrial Sector Energy Related Emissions before CCS[biomass if,water and waste 36T39,PM25] | NoSettings | 0 | 0 | 0 | 0 | 0 | 0 | 0 | 0 | 0 | 0 | 0 | 0 | 0 | 0 | 0 | 0 | 0 | 0 | 0 | 0 | 0 | 0 | 0 | 0 | 0 | 0 | 0 | 0 | 0 | 0 | 0
Industrial Sector Energy Related Emissions before CCS[biomass if,water and waste 36T39,SOx] | NoSettings | 0 | 0 | 0 | 0 | 0 | 0 | 0 | 0 | 0 | 0 | 0 | 0 | 0 | 0 | 0 | 0 | 0 | 0 | 0 | 0 | 0 | 0 | 0 | 0 | 0 | 0 | 0 | 0 | 0 | 0 | 0
Industrial Sector Energy Related Emissions before CCS[biomass if,water and waste 36T39,BC] | NoSettings | 0 | 0 | 0 | 0 | 0 | 0 | 0 | 0 | 0 | 0 | 0 | 0 | 0 | 0 | 0 | 0 | 0 | 0 | 0 | 0 | 0 | 0 | 0 | 0 | 0 | 0 | 0 | 0 | 0 | 0 | 0
Industrial Sector Energy Related Emissions before CCS[biomass if,water and waste 36T39,OC] | NoSettings | 0 | 0 | 0 | 0 | 0 | 0 | 0 | 0 | 0 | 0 | 0 | 0 | 0 | 0 | 0 | 0 | 0 | 0 | 0 | 0 | 0 | 0 | 0 | 0 | 0 | 0 | 0 | 0 | 0 | 0 | 0
Industrial Sector Energy Related Emissions before CCS[biomass if,water and waste 36T39,CH4] | NoSettings | 0 | 0 | 0 | 0 | 0 | 0 | 0 | 0 | 0 | 0 | 0 | 0 | 0 | 0 | 0 | 0 | 0 | 0 | 0 | 0 | 0 | 0 | 0 | 0 | 0 | 0 | 0 | 0 | 0 | 0 | 0
Industrial Sector Energy Related Emissions before CCS[biomass if,water and waste 36T39,N2O] | NoSettings | 0 | 0 | 0 | 0 | 0 | 0 | 0 | 0 | 0 | 0 | 0 | 0 | 0 | 0 | 0 | 0 | 0 | 0 | 0 | 0 | 0 | 0 | 0 | 0 | 0 | 0 | 0 | 0 | 0 | 0 | 0
Industrial Sector Energy Related Emissions before CCS[biomass if,water and waste 36T39,F gases] | NoSettings | 0 | 0 | 0 | 0 | 0 | 0 | 0 | 0 | 0 | 0 | 0 | 0 | 0 | 0 | 0 | 0 | 0 | 0 | 0 | 0 | 0 | 0 | 0 | 0 | 0 | 0 | 0 | 0 | 0 | 0 | 0
Industrial Sector Energy Related Emissions before CCS[biomass if,construction 41T43,CO2] | NoSettings | 0 | 0 | 0 | 0 | 0 | 0 | 0 | 0 | 0 | 0 | 0 | 0 | 0 | 0 | 0 | 0 | 0 | 0 | 0 | 0 | 0 | 0 | 0 | 0 | 0 | 0 | 0 | 0 | 0 | 0 | 0
Industrial Sector Energy Related Emissions before CCS[biomass if,construction 41T43,VOC] | NoSettings | 0 | 0 | 0 | 0 | 0 | 0 | 0 | 0 | 0 | 0 | 0 | 0 | 0 | 0 | 0 | 0 | 0 | 0 | 0 | 0 | 0 | 0 | 0 | 0 | 0 | 0 | 0 | 0 | 0 | 0 | 0
Industrial Sector Energy Related Emissions before CCS[biomass if,construction 41T43,CO] | NoSettings | 0 | 0 | 0 | 0 | 0 | 0 | 0 | 0 | 0 | 0 | 0 | 0 | 0 | 0 | 0 | 0 | 0 | 0 | 0 | 0 | 0 | 0 | 0 | 0 | 0 | 0 | 0 | 0 | 0 | 0 | 0
Industrial Sector Energy Related Emissions before CCS[biomass if,construction 41T43,NOx] | NoSettings | 0 | 0 | 0 | 0 | 0 | 0 | 0 | 0 | 0 | 0 | 0 | 0 | 0 | 0 | 0 | 0 | 0 | 0 | 0 | 0 | 0 | 0 | 0 | 0 | 0 | 0 | 0 | 0 | 0 | 0 | 0
Industrial Sector Energy Related Emissions before CCS[biomass if,construction 41T43,PM10] | NoSettings | 0 | 0 | 0 | 0 | 0 | 0 | 0 | 0 | 0 | 0 | 0 | 0 | 0 | 0 | 0 | 0 | 0 | 0 | 0 | 0 | 0 | 0 | 0 | 0 | 0 | 0 | 0 | 0 | 0 | 0 | 0
Industrial Sector Energy Related Emissions before CCS[biomass if,construction 41T43,PM25] | NoSettings | 0 | 0 | 0 | 0 | 0 | 0 | 0 | 0 | 0 | 0 | 0 | 0 | 0 | 0 | 0 | 0 | 0 | 0 | 0 | 0 | 0 | 0 | 0 | 0 | 0 | 0 | 0 | 0 | 0 | 0 | 0
Industrial Sector Energy Related Emissions before CCS[biomass if,construction 41T43,SOx] | NoSettings | 0 | 0 | 0 | 0 | 0 | 0 | 0 | 0 | 0 | 0 | 0 | 0 | 0 | 0 | 0 | 0 | 0 | 0 | 0 | 0 | 0 | 0 | 0 | 0 | 0 | 0 | 0 | 0 | 0 | 0 | 0
Industrial Sector Energy Related Emissions before CCS[biomass if,construction 41T43,BC] | NoSettings | 0 | 0 | 0 | 0 | 0 | 0 | 0 | 0 | 0 | 0 | 0 | 0 | 0 | 0 | 0 | 0 | 0 | 0 | 0 | 0 | 0 | 0 | 0 | 0 | 0 | 0 | 0 | 0 | 0 | 0 | 0
Industrial Sector Energy Related Emissions before CCS[biomass if,construction 41T43,OC] | NoSettings | 0 | 0 | 0 | 0 | 0 | 0 | 0 | 0 | 0 | 0 | 0 | 0 | 0 | 0 | 0 | 0 | 0 | 0 | 0 | 0 | 0 | 0 | 0 | 0 | 0 | 0 | 0 | 0 | 0 | 0 | 0
Industrial Sector Energy Related Emissions before CCS[biomass if,construction 41T43,CH4] | NoSettings | 0 | 0 | 0 | 0 | 0 | 0 | 0 | 0 | 0 | 0 | 0 | 0 | 0 | 0 | 0 | 0 | 0 | 0 | 0 | 0 | 0 | 0 | 0 | 0 | 0 | 0 | 0 | 0 | 0 | 0 | 0
Industrial Sector Energy Related Emissions before CCS[biomass if,construction 41T43,N2O] | NoSettings | 0 | 0 | 0 | 0 | 0 | 0 | 0 | 0 | 0 | 0 | 0 | 0 | 0 | 0 | 0 | 0 | 0 | 0 | 0 | 0 | 0 | 0 | 0 | 0 | 0 | 0 | 0 | 0 | 0 | 0 | 0
Industrial Sector Energy Related Emissions before CCS[biomass if,construction 41T43,F gases] | NoSettings | 0 | 0 | 0 | 0 | 0 | 0 | 0 | 0 | 0 | 0 | 0 | 0 | 0 | 0 | 0 | 0 | 0 | 0 | 0 | 0 | 0 | 0 | 0 | 0 | 0 | 0 | 0 | 0 | 0 | 0 | 0
Industrial Sector Energy Related Emissions before CCS[petroleum diesel if,agriculture and forestry 01T03,CO2] | NoSettings | 1860510000000 | 1840340000000 | 1820170000000 | 1800000000000 | 1779830000000 | 1759670000000 | 1739490000000 | 1719320000000 | 1699150000000 | 1678990000000 | 1658820000000 | 1638650000000 | 1618480000000 | 1598310000000 | 1578140000000 | 1557970000000 | 1537800000000 | 1517630000000 | 1497470000000 | 1477300000000 | 1457130000000 | 1436960000000 | 1416790000000 | 1396620000000 | 1376450000000 | 1356280000000 | 1336110000000 | 1315940000000 | 1295780000000 | 1275600000000 | 1255430000000
Industrial Sector Energy Related Emissions before CCS[petroleum diesel if,agriculture and forestry 01T03,VOC] | NoSettings | 18545600 | 18344600 | 18143500 | 17942400 | 17741400 | 17540400 | 17339300 | 17138300 | 16937200 | 16736200 | 16535100 | 16334100 | 16133000 | 15932000 | 15731000 | 15529900 | 15328800 | 15127800 | 14926800 | 14725700 | 14524700 | 14323600 | 14122500 | 13921600 | 13720500 | 13519400 | 13318400 | 13117300 | 12916300 | 12715300 | 12514200
Industrial Sector Energy Related Emissions before CCS[petroleum diesel if,agriculture and forestry 01T03,CO] | NoSettings | 483748000 | 478503000 | 473259000 | 468014000 | 462770000 | 457527000 | 452283000 | 447038000 | 441793000 | 436551000 | 431306000 | 426062000 | 420817000 | 415573000 | 410330000 | 405085000 | 399841000 | 394596000 | 389354000 | 384109000 | 378865000 | 373620000 | 368375000 | 363133000 | 357888000 | 352644000 | 347399000 | 342155000 | 336912000 | 331667000 | 326423000
Industrial Sector Energy Related Emissions before CCS[petroleum diesel if,agriculture and forestry 01T03,NOx] | NoSettings | 1248580000 | 1235040000 | 1221510000 | 1207970000 | 1194430000 | 1180900000 | 1167370000 | 1153830000 | 1140290000 | 1126760000 | 1113230000 | 1099690000 | 1086150000 | 1072620000 | 1059090000 | 1045550000 | 1032010000 | 1018480000 | 1004940000 | 991408000 | 977871000 | 964335000 | 950798000 | 937267000 | 923730000 | 910194000 | 896657000 | 883121000 | 869589000 | 856053000 | 842516000
Industrial Sector Energy Related Emissions before CCS[petroleum diesel if,agriculture and forestry 01T03,PM10] | NoSettings | 188283000 | 186241000 | 184200000 | 182159000 | 180118000 | 178077000 | 176036000 | 173994000 | 171953000 | 169913000 | 167871000 | 165830000 | 163789000 | 161748000 | 159707000 | 157666000 | 155625000 | 153583000 | 151543000 | 149502000 | 147460000 | 145419000 | 143378000 | 141337000 | 139296000 | 137255000 | 135213000 | 133172000 | 131132000 | 129090000 | 127049000
Industrial Sector Energy Related Emissions before CCS[petroleum diesel if,agriculture and forestry 01T03,PM25] | NoSettings | 126869000 | 125493000 | 124118000 | 122743000 | 121367000 | 119992000 | 118617000 | 117241000 | 115866000 | 114491000 | 113115000 | 111740000 | 110364000 | 108989000 | 107614000 | 106239000 | 104863000 | 103488000 | 102113000 | 100737000 | 99361900 | 97986500 | 96611000 | 95236100 | 93860600 | 92485200 | 91109700 | 89734300 | 88359300 | 86983900 | 85608400
Industrial Sector Energy Related Emissions before CCS[petroleum diesel if,agriculture and forestry 01T03,SOx] | NoSettings | 12570400 | 12434100 | 12297800 | 12161500 | 12025200 | 11889000 | 11752700 | 11616400 | 11480200 | 11343900 | 11207600 | 11071400 | 10935100 | 10798800 | 10662600 | 10526300 | 10390000 | 10253700 | 10117500 | 9981210 | 9844930 | 9708640 | 9572360 | 9436130 | 9299850 | 9163570 | 9027290 | 8891010 | 8754770 | 8618490 | 8482210
Industrial Sector Energy Related Emissions before CCS[petroleum diesel if,agriculture and forestry 01T03,BC] | NoSettings | 12694300 | 12556700 | 12419100 | 12281400 | 12143800 | 12006200 | 11868600 | 11731000 | 11593400 | 11455800 | 11318200 | 11180500 | 11042900 | 10905300 | 10767700 | 10630100 | 10492500 | 10354800 | 10217300 | 10079600 | 9942020 | 9804390 | 9666760 | 9529190 | 9391560 | 9253940 | 9116310 | 8978690 | 8841110 | 8703490 | 8565860
Industrial Sector Energy Related Emissions before CCS[petroleum diesel if,agriculture and forestry 01T03,OC] | NoSettings | 31711000 | 31367200 | 31023400 | 30679600 | 30335800 | 29992200 | 29648400 | 29304600 | 28960800 | 28617100 | 28273300 | 27929500 | 27585700 | 27241900 | 26898300 | 26554500 | 26210700 | 25866900 | 25523200 | 25179400 | 24835600 | 24491800 | 24148000 | 23804400 | 23460600 | 23116800 | 22773000 | 22429200 | 22085500 | 21741700 | 21397900
Industrial Sector Energy Related Emissions before CCS[petroleum diesel if,agriculture and forestry 01T03,CH4] | NoSettings | 74380800 | 73574400 | 72768000 | 71961600 | 71155200 | 70349100 | 69542700 | 68736300 | 67929900 | 67123800 | 66317400 | 65511000 | 64704600 | 63898200 | 63092100 | 62285700 | 61479300 | 60672900 | 59866800 | 59060400 | 58254000 | 57447600 | 56641200 | 55835100 | 55028700 | 54222300 | 53415900 | 52609500 | 51803400 | 50997000 | 50190600
Industrial Sector Energy Related Emissions before CCS[petroleum diesel if,agriculture and forestry 01T03,N2O] | NoSettings | 14876200 | 14714900 | 14553600 | 14392300 | 14231000 | 14069800 | 13908500 | 13747300 | 13586000 | 13424800 | 13263500 | 13102200 | 12940900 | 12779600 | 12618400 | 12457100 | 12295900 | 12134600 | 11973400 | 11812100 | 11650800 | 11489500 | 11328200 | 11167000 | 11005700 | 10844500 | 10683200 | 10521900 | 10360700 | 10199400 | 10038100
Industrial Sector Energy Related Emissions before CCS[petroleum diesel if,agriculture and forestry 01T03,F gases] | NoSettings | 0 | 0 | 0 | 0 | 0 | 0 | 0 | 0 | 0 | 0 | 0 | 0 | 0 | 0 | 0 | 0 | 0 | 0 | 0 | 0 | 0 | 0 | 0 | 0 | 0 | 0 | 0 | 0 | 0 | 0 | 0
Industrial Sector Energy Related Emissions before CCS[petroleum diesel if,coal mining 05,CO2] | NoSettings | 0 | 0 | 0 | 0 | 0 | 0 | 0 | 0 | 0 | 0 | 0 | 0 | 0 | 0 | 0 | 0 | 0 | 0 | 0 | 0 | 0 | 0 | 0 | 0 | 0 | 0 | 0 | 0 | 0 | 0 | 0
Industrial Sector Energy Related Emissions before CCS[petroleum diesel if,coal mining 05,VOC] | NoSettings | 0 | 0 | 0 | 0 | 0 | 0 | 0 | 0 | 0 | 0 | 0 | 0 | 0 | 0 | 0 | 0 | 0 | 0 | 0 | 0 | 0 | 0 | 0 | 0 | 0 | 0 | 0 | 0 | 0 | 0 | 0
Industrial Sector Energy Related Emissions before CCS[petroleum diesel if,coal mining 05,CO] | NoSettings | 0 | 0 | 0 | 0 | 0 | 0 | 0 | 0 | 0 | 0 | 0 | 0 | 0 | 0 | 0 | 0 | 0 | 0 | 0 | 0 | 0 | 0 | 0 | 0 | 0 | 0 | 0 | 0 | 0 | 0 | 0
Industrial Sector Energy Related Emissions before CCS[petroleum diesel if,coal mining 05,NOx] | NoSettings | 0 | 0 | 0 | 0 | 0 | 0 | 0 | 0 | 0 | 0 | 0 | 0 | 0 | 0 | 0 | 0 | 0 | 0 | 0 | 0 | 0 | 0 | 0 | 0 | 0 | 0 | 0 | 0 | 0 | 0 | 0
Industrial Sector Energy Related Emissions before CCS[petroleum diesel if,coal mining 05,PM10] | NoSettings | 0 | 0 | 0 | 0 | 0 | 0 | 0 | 0 | 0 | 0 | 0 | 0 | 0 | 0 | 0 | 0 | 0 | 0 | 0 | 0 | 0 | 0 | 0 | 0 | 0 | 0 | 0 | 0 | 0 | 0 | 0
Industrial Sector Energy Related Emissions before CCS[petroleum diesel if,coal mining 05,PM25] | NoSettings | 0 | 0 | 0 | 0 | 0 | 0 | 0 | 0 | 0 | 0 | 0 | 0 | 0 | 0 | 0 | 0 | 0 | 0 | 0 | 0 | 0 | 0 | 0 | 0 | 0 | 0 | 0 | 0 | 0 | 0 | 0
Industrial Sector Energy Related Emissions before CCS[petroleum diesel if,coal mining 05,SOx] | NoSettings | 0 | 0 | 0 | 0 | 0 | 0 | 0 | 0 | 0 | 0 | 0 | 0 | 0 | 0 | 0 | 0 | 0 | 0 | 0 | 0 | 0 | 0 | 0 | 0 | 0 | 0 | 0 | 0 | 0 | 0 | 0
Industrial Sector Energy Related Emissions before CCS[petroleum diesel if,coal mining 05,BC] | NoSettings | 0 | 0 | 0 | 0 | 0 | 0 | 0 | 0 | 0 | 0 | 0 | 0 | 0 | 0 | 0 | 0 | 0 | 0 | 0 | 0 | 0 | 0 | 0 | 0 | 0 | 0 | 0 | 0 | 0 | 0 | 0
Industrial Sector Energy Related Emissions before CCS[petroleum diesel if,coal mining 05,OC] | NoSettings | 0 | 0 | 0 | 0 | 0 | 0 | 0 | 0 | 0 | 0 | 0 | 0 | 0 | 0 | 0 | 0 | 0 | 0 | 0 | 0 | 0 | 0 | 0 | 0 | 0 | 0 | 0 | 0 | 0 | 0 | 0
Industrial Sector Energy Related Emissions before CCS[petroleum diesel if,coal mining 05,CH4] | NoSettings | 0 | 0 | 0 | 0 | 0 | 0 | 0 | 0 | 0 | 0 | 0 | 0 | 0 | 0 | 0 | 0 | 0 | 0 | 0 | 0 | 0 | 0 | 0 | 0 | 0 | 0 | 0 | 0 | 0 | 0 | 0
Industrial Sector Energy Related Emissions before CCS[petroleum diesel if,coal mining 05,N2O] | NoSettings | 0 | 0 | 0 | 0 | 0 | 0 | 0 | 0 | 0 | 0 | 0 | 0 | 0 | 0 | 0 | 0 | 0 | 0 | 0 | 0 | 0 | 0 | 0 | 0 | 0 | 0 | 0 | 0 | 0 | 0 | 0
Industrial Sector Energy Related Emissions before CCS[petroleum diesel if,coal mining 05,F gases] | NoSettings | 0 | 0 | 0 | 0 | 0 | 0 | 0 | 0 | 0 | 0 | 0 | 0 | 0 | 0 | 0 | 0 | 0 | 0 | 0 | 0 | 0 | 0 | 0 | 0 | 0 | 0 | 0 | 0 | 0 | 0 | 0
Industrial Sector Energy Related Emissions before CCS[petroleum diesel if,oil and gas extraction 06,CO2] | NoSettings | 129455000000 | 118441000000 | 117730000000 | 121202000000 | 121893000000 | 124046000000 | 123219000000 | 121357000000 | 120693000000 | 117832000000 | 114552000000 | 112791000000 | 110370000000 | 109797000000 | 109324000000 | 107562000000 | 105478000000 | 104543000000 | 103894000000 | 102941000000 | 100791000000 | 98445000000 | 96709300000 | 95573200000 | 94941400000 | 94172900000 | 92874800000 | 91843700000 | 90812700000 | 89781600000 | 88750600000
Industrial Sector Energy Related Emissions before CCS[petroleum diesel if,oil and gas extraction 06,VOC] | NoSettings | 1290410 | 1180620 | 1173540 | 1208140 | 1215030 | 1236490 | 1228250 | 1209690 | 1203070 | 1174550 | 1141850 | 1124300 | 1100170 | 1094460 | 1089750 | 1072180 | 1051400 | 1042090 | 1035620 | 1026120 | 1004690 | 981301 | 964000 | 952675 | 946377 | 938718 | 925777 | 915500 | 905222 | 894945 | 884667
Industrial Sector Energy Related Emissions before CCS[petroleum diesel if,oil and gas extraction 06,CO] | NoSettings | 33659400 | 30795600 | 30610800 | 31513400 | 31693100 | 32252900 | 32037800 | 31553800 | 31381100 | 30637300 | 29784300 | 29326600 | 28697000 | 28548100 | 28425200 | 27967100 | 27425100 | 27182100 | 27013400 | 26765600 | 26206600 | 25596500 | 25145200 | 24849800 | 24685500 | 24485700 | 24148200 | 23880100 | 23612000 | 23343900 | 23075900
Industrial Sector Energy Related Emissions before CCS[petroleum diesel if,oil and gas extraction 06,NOx] | NoSettings | 86876800 | 79485100 | 79008200 | 81337800 | 81801600 | 83246400 | 82691500 | 81442100 | 80996400 | 79076700 | 76875000 | 75693600 | 74068500 | 73684300 | 73367000 | 72184600 | 70785600 | 70158600 | 69723000 | 69083500 | 67640700 | 66066000 | 64901200 | 64138700 | 63714700 | 63199000 | 62327800 | 61635900 | 60944000 | 60252000 | 59560100
Industrial Sector Energy Related Emissions before CCS[petroleum diesel if,oil and gas extraction 06,PM10] | NoSettings | 13100800 | 11986100 | 11914200 | 12265500 | 12335500 | 12553300 | 12469700 | 12281200 | 12214000 | 11924600 | 11592500 | 11414400 | 11169300 | 11111400 | 11063500 | 10885200 | 10674300 | 10579700 | 10514000 | 10417600 | 10200000 | 9962570 | 9786920 | 9671950 | 9608000 | 9530240 | 9398870 | 9294520 | 9190180 | 9085840 | 8981500
Industrial Sector Energy Related Emissions before CCS[petroleum diesel if,oil and gas extraction 06,PM25] | NoSettings | 8827590 | 8076520 | 8028060 | 8264770 | 8311900 | 8458710 | 8402320 | 8275370 | 8230080 | 8035020 | 7811310 | 7691260 | 7526130 | 7487090 | 7454850 | 7334710 | 7192560 | 7128850 | 7084590 | 7019600 | 6873000 | 6712990 | 6594640 | 6517160 | 6474080 | 6421680 | 6333160 | 6262850 | 6192540 | 6122230 | 6051930
Industrial Sector Energy Related Emissions before CCS[petroleum diesel if,oil and gas extraction 06,SOx] | NoSettings | 874651 | 800234 | 795432 | 818886 | 823556 | 838101 | 832514 | 819936 | 815449 | 796122 | 773956 | 762062 | 745701 | 741832 | 738638 | 726734 | 712649 | 706337 | 701952 | 695513 | 680987 | 665133 | 653406 | 645730 | 641461 | 636270 | 627499 | 620533 | 613566 | 606600 | 599634
Industrial Sector Energy Related Emissions before CCS[petroleum diesel if,oil and gas extraction 06,BC] | NoSettings | 883277 | 808125 | 803277 | 826962 | 831677 | 846367 | 840724 | 828022 | 823491 | 803973 | 781588 | 769577 | 753055 | 749148 | 745923 | 733901 | 719677 | 713303 | 708874 | 702372 | 687703 | 671693 | 659850 | 652099 | 647788 | 642545 | 633687 | 626652 | 619617 | 612582 | 605548
Industrial Sector Energy Related Emissions before CCS[petroleum diesel if,oil and gas extraction 06,OC] | NoSettings | 2206470 | 2018740 | 2006620 | 2065790 | 2077570 | 2114260 | 2100170 | 2068440 | 2057120 | 2008360 | 1952440 | 1922440 | 1881170 | 1871410 | 1863350 | 1833320 | 1797790 | 1781860 | 1770800 | 1754560 | 1717910 | 1677920 | 1648340 | 1628970 | 1618200 | 1605110 | 1582980 | 1565410 | 1547830 | 1530260 | 1512690
Industrial Sector Energy Related Emissions before CCS[petroleum diesel if,oil and gas extraction 06,CH4] | NoSettings | 5175450 | 4735110 | 4706700 | 4845480 | 4873110 | 4959180 | 4926120 | 4851690 | 4825140 | 4710780 | 4579620 | 4509240 | 4412430 | 4389540 | 4370640 | 4300200 | 4216860 | 4179510 | 4153560 | 4115460 | 4029510 | 3935700 | 3866310 | 3820890 | 3795630 | 3764910 | 3713010 | 3671790 | 3630570 | 3589350 | 3548130
Industrial Sector Energy Related Emissions before CCS[petroleum diesel if,oil and gas extraction 06,N2O] | NoSettings | 1035090 | 947022 | 941340 | 969096 | 974622 | 991836 | 985224 | 970338 | 965028 | 942156 | 915924 | 901848 | 882486 | 877908 | 874128 | 860040 | 843372 | 835902 | 830712 | 823092 | 805902 | 787140 | 773262 | 764178 | 759126 | 752982 | 742602 | 734358 | 726114 | 717870 | 709626
Industrial Sector Energy Related Emissions before CCS[petroleum diesel if,oil and gas extraction 06,F gases] | NoSettings | 0 | 0 | 0 | 0 | 0 | 0 | 0 | 0 | 0 | 0 | 0 | 0 | 0 | 0 | 0 | 0 | 0 | 0 | 0 | 0 | 0 | 0 | 0 | 0 | 0 | 0 | 0 | 0 | 0 | 0 | 0
Industrial Sector Energy Related Emissions before CCS[petroleum diesel if,other mining and quarrying 07T08,CO2] | NoSettings | 0 | 0 | 0 | 0 | 0 | 0 | 0 | 0 | 0 | 0 | 0 | 0 | 0 | 0 | 0 | 0 | 0 | 0 | 0 | 0 | 0 | 0 | 0 | 0 | 0 | 0 | 0 | 0 | 0 | 0 | 0
Industrial Sector Energy Related Emissions before CCS[petroleum diesel if,other mining and quarrying 07T08,VOC] | NoSettings | 0 | 0 | 0 | 0 | 0 | 0 | 0 | 0 | 0 | 0 | 0 | 0 | 0 | 0 | 0 | 0 | 0 | 0 | 0 | 0 | 0 | 0 | 0 | 0 | 0 | 0 | 0 | 0 | 0 | 0 | 0
Industrial Sector Energy Related Emissions before CCS[petroleum diesel if,other mining and quarrying 07T08,CO] | NoSettings | 0 | 0 | 0 | 0 | 0 | 0 | 0 | 0 | 0 | 0 | 0 | 0 | 0 | 0 | 0 | 0 | 0 | 0 | 0 | 0 | 0 | 0 | 0 | 0 | 0 | 0 | 0 | 0 | 0 | 0 | 0
Industrial Sector Energy Related Emissions before CCS[petroleum diesel if,other mining and quarrying 07T08,NOx] | NoSettings | 0 | 0 | 0 | 0 | 0 | 0 | 0 | 0 | 0 | 0 | 0 | 0 | 0 | 0 | 0 | 0 | 0 | 0 | 0 | 0 | 0 | 0 | 0 | 0 | 0 | 0 | 0 | 0 | 0 | 0 | 0
Industrial Sector Energy Related Emissions before CCS[petroleum diesel if,other mining and quarrying 07T08,PM10] | NoSettings | 0 | 0 | 0 | 0 | 0 | 0 | 0 | 0 | 0 | 0 | 0 | 0 | 0 | 0 | 0 | 0 | 0 | 0 | 0 | 0 | 0 | 0 | 0 | 0 | 0 | 0 | 0 | 0 | 0 | 0 | 0
Industrial Sector Energy Related Emissions before CCS[petroleum diesel if,other mining and quarrying 07T08,PM25] | NoSettings | 0 | 0 | 0 | 0 | 0 | 0 | 0 | 0 | 0 | 0 | 0 | 0 | 0 | 0 | 0 | 0 | 0 | 0 | 0 | 0 | 0 | 0 | 0 | 0 | 0 | 0 | 0 | 0 | 0 | 0 | 0
Industrial Sector Energy Related Emissions before CCS[petroleum diesel if,other mining and quarrying 07T08,SOx] | NoSettings | 0 | 0 | 0 | 0 | 0 | 0 | 0 | 0 | 0 | 0 | 0 | 0 | 0 | 0 | 0 | 0 | 0 | 0 | 0 | 0 | 0 | 0 | 0 | 0 | 0 | 0 | 0 | 0 | 0 | 0 | 0
Industrial Sector Energy Related Emissions before CCS[petroleum diesel if,other mining and quarrying 07T08,BC] | NoSettings | 0 | 0 | 0 | 0 | 0 | 0 | 0 | 0 | 0 | 0 | 0 | 0 | 0 | 0 | 0 | 0 | 0 | 0 | 0 | 0 | 0 | 0 | 0 | 0 | 0 | 0 | 0 | 0 | 0 | 0 | 0
Industrial Sector Energy Related Emissions before CCS[petroleum diesel if,other mining and quarrying 07T08,OC] | NoSettings | 0 | 0 | 0 | 0 | 0 | 0 | 0 | 0 | 0 | 0 | 0 | 0 | 0 | 0 | 0 | 0 | 0 | 0 | 0 | 0 | 0 | 0 | 0 | 0 | 0 | 0 | 0 | 0 | 0 | 0 | 0
Industrial Sector Energy Related Emissions before CCS[petroleum diesel if,other mining and quarrying 07T08,CH4] | NoSettings | 0 | 0 | 0 | 0 | 0 | 0 | 0 | 0 | 0 | 0 | 0 | 0 | 0 | 0 | 0 | 0 | 0 | 0 | 0 | 0 | 0 | 0 | 0 | 0 | 0 | 0 | 0 | 0 | 0 | 0 | 0
Industrial Sector Energy Related Emissions before CCS[petroleum diesel if,other mining and quarrying 07T08,N2O] | NoSettings | 0 | 0 | 0 | 0 | 0 | 0 | 0 | 0 | 0 | 0 | 0 | 0 | 0 | 0 | 0 | 0 | 0 | 0 | 0 | 0 | 0 | 0 | 0 | 0 | 0 | 0 | 0 | 0 | 0 | 0 | 0
Industrial Sector Energy Related Emissions before CCS[petroleum diesel if,other mining and quarrying 07T08,F gases] | NoSettings | 0 | 0 | 0 | 0 | 0 | 0 | 0 | 0 | 0 | 0 | 0 | 0 | 0 | 0 | 0 | 0 | 0 | 0 | 0 | 0 | 0 | 0 | 0 | 0 | 0 | 0 | 0 | 0 | 0 | 0 | 0
Industrial Sector Energy Related Emissions before CCS[petroleum diesel if,food beverage and tobacco 10T12,CO2] | NoSettings | 0 | 0 | 0 | 0 | 0 | 0 | 0 | 0 | 0 | 0 | 0 | 0 | 0 | 0 | 0 | 0 | 0 | 0 | 0 | 0 | 0 | 0 | 0 | 0 | 0 | 0 | 0 | 0 | 0 | 0 | 0
Industrial Sector Energy Related Emissions before CCS[petroleum diesel if,food beverage and tobacco 10T12,VOC] | NoSettings | 0 | 0 | 0 | 0 | 0 | 0 | 0 | 0 | 0 | 0 | 0 | 0 | 0 | 0 | 0 | 0 | 0 | 0 | 0 | 0 | 0 | 0 | 0 | 0 | 0 | 0 | 0 | 0 | 0 | 0 | 0
Industrial Sector Energy Related Emissions before CCS[petroleum diesel if,food beverage and tobacco 10T12,CO] | NoSettings | 0 | 0 | 0 | 0 | 0 | 0 | 0 | 0 | 0 | 0 | 0 | 0 | 0 | 0 | 0 | 0 | 0 | 0 | 0 | 0 | 0 | 0 | 0 | 0 | 0 | 0 | 0 | 0 | 0 | 0 | 0
Industrial Sector Energy Related Emissions before CCS[petroleum diesel if,food beverage and tobacco 10T12,NOx] | NoSettings | 0 | 0 | 0 | 0 | 0 | 0 | 0 | 0 | 0 | 0 | 0 | 0 | 0 | 0 | 0 | 0 | 0 | 0 | 0 | 0 | 0 | 0 | 0 | 0 | 0 | 0 | 0 | 0 | 0 | 0 | 0
Industrial Sector Energy Related Emissions before CCS[petroleum diesel if,food beverage and tobacco 10T12,PM10] | NoSettings | 0 | 0 | 0 | 0 | 0 | 0 | 0 | 0 | 0 | 0 | 0 | 0 | 0 | 0 | 0 | 0 | 0 | 0 | 0 | 0 | 0 | 0 | 0 | 0 | 0 | 0 | 0 | 0 | 0 | 0 | 0
Industrial Sector Energy Related Emissions before CCS[petroleum diesel if,food beverage and tobacco 10T12,PM25] | NoSettings | 0 | 0 | 0 | 0 | 0 | 0 | 0 | 0 | 0 | 0 | 0 | 0 | 0 | 0 | 0 | 0 | 0 | 0 | 0 | 0 | 0 | 0 | 0 | 0 | 0 | 0 | 0 | 0 | 0 | 0 | 0
Industrial Sector Energy Related Emissions before CCS[petroleum diesel if,food beverage and tobacco 10T12,SOx] | NoSettings | 0 | 0 | 0 | 0 | 0 | 0 | 0 | 0 | 0 | 0 | 0 | 0 | 0 | 0 | 0 | 0 | 0 | 0 | 0 | 0 | 0 | 0 | 0 | 0 | 0 | 0 | 0 | 0 | 0 | 0 | 0
Industrial Sector Energy Related Emissions before CCS[petroleum diesel if,food beverage and tobacco 10T12,BC] | NoSettings | 0 | 0 | 0 | 0 | 0 | 0 | 0 | 0 | 0 | 0 | 0 | 0 | 0 | 0 | 0 | 0 | 0 | 0 | 0 | 0 | 0 | 0 | 0 | 0 | 0 | 0 | 0 | 0 | 0 | 0 | 0
Industrial Sector Energy Related Emissions before CCS[petroleum diesel if,food beverage and tobacco 10T12,OC] | NoSettings | 0 | 0 | 0 | 0 | 0 | 0 | 0 | 0 | 0 | 0 | 0 | 0 | 0 | 0 | 0 | 0 | 0 | 0 | 0 | 0 | 0 | 0 | 0 | 0 | 0 | 0 | 0 | 0 | 0 | 0 | 0
Industrial Sector Energy Related Emissions before CCS[petroleum diesel if,food beverage and tobacco 10T12,CH4] | NoSettings | 0 | 0 | 0 | 0 | 0 | 0 | 0 | 0 | 0 | 0 | 0 | 0 | 0 | 0 | 0 | 0 | 0 | 0 | 0 | 0 | 0 | 0 | 0 | 0 | 0 | 0 | 0 | 0 | 0 | 0 | 0
Industrial Sector Energy Related Emissions before CCS[petroleum diesel if,food beverage and tobacco 10T12,N2O] | NoSettings | 0 | 0 | 0 | 0 | 0 | 0 | 0 | 0 | 0 | 0 | 0 | 0 | 0 | 0 | 0 | 0 | 0 | 0 | 0 | 0 | 0 | 0 | 0 | 0 | 0 | 0 | 0 | 0 | 0 | 0 | 0
Industrial Sector Energy Related Emissions before CCS[petroleum diesel if,food beverage and tobacco 10T12,F gases] | NoSettings | 0 | 0 | 0 | 0 | 0 | 0 | 0 | 0 | 0 | 0 | 0 | 0 | 0 | 0 | 0 | 0 | 0 | 0 | 0 | 0 | 0 | 0 | 0 | 0 | 0 | 0 | 0 | 0 | 0 | 0 | 0
Industrial Sector Energy Related Emissions before CCS[petroleum diesel if,textiles apparel and leather 13T15,CO2] | NoSettings | 0 | 0 | 0 | 0 | 0 | 0 | 0 | 0 | 0 | 0 | 0 | 0 | 0 | 0 | 0 | 0 | 0 | 0 | 0 | 0 | 0 | 0 | 0 | 0 | 0 | 0 | 0 | 0 | 0 | 0 | 0
Industrial Sector Energy Related Emissions before CCS[petroleum diesel if,textiles apparel and leather 13T15,VOC] | NoSettings | 0 | 0 | 0 | 0 | 0 | 0 | 0 | 0 | 0 | 0 | 0 | 0 | 0 | 0 | 0 | 0 | 0 | 0 | 0 | 0 | 0 | 0 | 0 | 0 | 0 | 0 | 0 | 0 | 0 | 0 | 0
Industrial Sector Energy Related Emissions before CCS[petroleum diesel if,textiles apparel and leather 13T15,CO] | NoSettings | 0 | 0 | 0 | 0 | 0 | 0 | 0 | 0 | 0 | 0 | 0 | 0 | 0 | 0 | 0 | 0 | 0 | 0 | 0 | 0 | 0 | 0 | 0 | 0 | 0 | 0 | 0 | 0 | 0 | 0 | 0
Industrial Sector Energy Related Emissions before CCS[petroleum diesel if,textiles apparel and leather 13T15,NOx] | NoSettings | 0 | 0 | 0 | 0 | 0 | 0 | 0 | 0 | 0 | 0 | 0 | 0 | 0 | 0 | 0 | 0 | 0 | 0 | 0 | 0 | 0 | 0 | 0 | 0 | 0 | 0 | 0 | 0 | 0 | 0 | 0
Industrial Sector Energy Related Emissions before CCS[petroleum diesel if,textiles apparel and leather 13T15,PM10] | NoSettings | 0 | 0 | 0 | 0 | 0 | 0 | 0 | 0 | 0 | 0 | 0 | 0 | 0 | 0 | 0 | 0 | 0 | 0 | 0 | 0 | 0 | 0 | 0 | 0 | 0 | 0 | 0 | 0 | 0 | 0 | 0
Industrial Sector Energy Related Emissions before CCS[petroleum diesel if,textiles apparel and leather 13T15,PM25] | NoSettings | 0 | 0 | 0 | 0 | 0 | 0 | 0 | 0 | 0 | 0 | 0 | 0 | 0 | 0 | 0 | 0 | 0 | 0 | 0 | 0 | 0 | 0 | 0 | 0 | 0 | 0 | 0 | 0 | 0 | 0 | 0
Industrial Sector Energy Related Emissions before CCS[petroleum diesel if,textiles apparel and leather 13T15,SOx] | NoSettings | 0 | 0 | 0 | 0 | 0 | 0 | 0 | 0 | 0 | 0 | 0 | 0 | 0 | 0 | 0 | 0 | 0 | 0 | 0 | 0 | 0 | 0 | 0 | 0 | 0 | 0 | 0 | 0 | 0 | 0 | 0
Industrial Sector Energy Related Emissions before CCS[petroleum diesel if,textiles apparel and leather 13T15,BC] | NoSettings | 0 | 0 | 0 | 0 | 0 | 0 | 0 | 0 | 0 | 0 | 0 | 0 | 0 | 0 | 0 | 0 | 0 | 0 | 0 | 0 | 0 | 0 | 0 | 0 | 0 | 0 | 0 | 0 | 0 | 0 | 0
Industrial Sector Energy Related Emissions before CCS[petroleum diesel if,textiles apparel and leather 13T15,OC] | NoSettings | 0 | 0 | 0 | 0 | 0 | 0 | 0 | 0 | 0 | 0 | 0 | 0 | 0 | 0 | 0 | 0 | 0 | 0 | 0 | 0 | 0 | 0 | 0 | 0 | 0 | 0 | 0 | 0 | 0 | 0 | 0
Industrial Sector Energy Related Emissions before CCS[petroleum diesel if,textiles apparel and leather 13T15,CH4] | NoSettings | 0 | 0 | 0 | 0 | 0 | 0 | 0 | 0 | 0 | 0 | 0 | 0 | 0 | 0 | 0 | 0 | 0 | 0 | 0 | 0 | 0 | 0 | 0 | 0 | 0 | 0 | 0 | 0 | 0 | 0 | 0
Industrial Sector Energy Related Emissions before CCS[petroleum diesel if,textiles apparel and leather 13T15,N2O] | NoSettings | 0 | 0 | 0 | 0 | 0 | 0 | 0 | 0 | 0 | 0 | 0 | 0 | 0 | 0 | 0 | 0 | 0 | 0 | 0 | 0 | 0 | 0 | 0 | 0 | 0 | 0 | 0 | 0 | 0 | 0 | 0
Industrial Sector Energy Related Emissions before CCS[petroleum diesel if,textiles apparel and leather 13T15,F gases] | NoSettings | 0 | 0 | 0 | 0 | 0 | 0 | 0 | 0 | 0 | 0 | 0 | 0 | 0 | 0 | 0 | 0 | 0 | 0 | 0 | 0 | 0 | 0 | 0 | 0 | 0 | 0 | 0 | 0 | 0 | 0 | 0
Industrial Sector Energy Related Emissions before CCS[petroleum diesel if,wood products 16,CO2] | NoSettings | 0 | 0 | 0 | 0 | 0 | 0 | 0 | 0 | 0 | 0 | 0 | 0 | 0 | 0 | 0 | 0 | 0 | 0 | 0 | 0 | 0 | 0 | 0 | 0 | 0 | 0 | 0 | 0 | 0 | 0 | 0
Industrial Sector Energy Related Emissions before CCS[petroleum diesel if,wood products 16,VOC] | NoSettings | 0 | 0 | 0 | 0 | 0 | 0 | 0 | 0 | 0 | 0 | 0 | 0 | 0 | 0 | 0 | 0 | 0 | 0 | 0 | 0 | 0 | 0 | 0 | 0 | 0 | 0 | 0 | 0 | 0 | 0 | 0
Industrial Sector Energy Related Emissions before CCS[petroleum diesel if,wood products 16,CO] | NoSettings | 0 | 0 | 0 | 0 | 0 | 0 | 0 | 0 | 0 | 0 | 0 | 0 | 0 | 0 | 0 | 0 | 0 | 0 | 0 | 0 | 0 | 0 | 0 | 0 | 0 | 0 | 0 | 0 | 0 | 0 | 0
Industrial Sector Energy Related Emissions before CCS[petroleum diesel if,wood products 16,NOx] | NoSettings | 0 | 0 | 0 | 0 | 0 | 0 | 0 | 0 | 0 | 0 | 0 | 0 | 0 | 0 | 0 | 0 | 0 | 0 | 0 | 0 | 0 | 0 | 0 | 0 | 0 | 0 | 0 | 0 | 0 | 0 | 0
Industrial Sector Energy Related Emissions before CCS[petroleum diesel if,wood products 16,PM10] | NoSettings | 0 | 0 | 0 | 0 | 0 | 0 | 0 | 0 | 0 | 0 | 0 | 0 | 0 | 0 | 0 | 0 | 0 | 0 | 0 | 0 | 0 | 0 | 0 | 0 | 0 | 0 | 0 | 0 | 0 | 0 | 0
Industrial Sector Energy Related Emissions before CCS[petroleum diesel if,wood products 16,PM25] | NoSettings | 0 | 0 | 0 | 0 | 0 | 0 | 0 | 0 | 0 | 0 | 0 | 0 | 0 | 0 | 0 | 0 | 0 | 0 | 0 | 0 | 0 | 0 | 0 | 0 | 0 | 0 | 0 | 0 | 0 | 0 | 0
Industrial Sector Energy Related Emissions before CCS[petroleum diesel if,wood products 16,SOx] | NoSettings | 0 | 0 | 0 | 0 | 0 | 0 | 0 | 0 | 0 | 0 | 0 | 0 | 0 | 0 | 0 | 0 | 0 | 0 | 0 | 0 | 0 | 0 | 0 | 0 | 0 | 0 | 0 | 0 | 0 | 0 | 0
Industrial Sector Energy Related Emissions before CCS[petroleum diesel if,wood products 16,BC] | NoSettings | 0 | 0 | 0 | 0 | 0 | 0 | 0 | 0 | 0 | 0 | 0 | 0 | 0 | 0 | 0 | 0 | 0 | 0 | 0 | 0 | 0 | 0 | 0 | 0 | 0 | 0 | 0 | 0 | 0 | 0 | 0
Industrial Sector Energy Related Emissions before CCS[petroleum diesel if,wood products 16,OC] | NoSettings | 0 | 0 | 0 | 0 | 0 | 0 | 0 | 0 | 0 | 0 | 0 | 0 | 0 | 0 | 0 | 0 | 0 | 0 | 0 | 0 | 0 | 0 | 0 | 0 | 0 | 0 | 0 | 0 | 0 | 0 | 0
Industrial Sector Energy Related Emissions before CCS[petroleum diesel if,wood products 16,CH4] | NoSettings | 0 | 0 | 0 | 0 | 0 | 0 | 0 | 0 | 0 | 0 | 0 | 0 | 0 | 0 | 0 | 0 | 0 | 0 | 0 | 0 | 0 | 0 | 0 | 0 | 0 | 0 | 0 | 0 | 0 | 0 | 0
Industrial Sector Energy Related Emissions before CCS[petroleum diesel if,wood products 16,N2O] | NoSettings | 0 | 0 | 0 | 0 | 0 | 0 | 0 | 0 | 0 | 0 | 0 | 0 | 0 | 0 | 0 | 0 | 0 | 0 | 0 | 0 | 0 | 0 | 0 | 0 | 0 | 0 | 0 | 0 | 0 | 0 | 0
Industrial Sector Energy Related Emissions before CCS[petroleum diesel if,wood products 16,F gases] | NoSettings | 0 | 0 | 0 | 0 | 0 | 0 | 0 | 0 | 0 | 0 | 0 | 0 | 0 | 0 | 0 | 0 | 0 | 0 | 0 | 0 | 0 | 0 | 0 | 0 | 0 | 0 | 0 | 0 | 0 | 0 | 0
Industrial Sector Energy Related Emissions before CCS[petroleum diesel if,pulp paper and printing 17T18,CO2] | NoSettings | 0 | 0 | 0 | 0 | 0 | 0 | 0 | 0 | 0 | 0 | 0 | 0 | 0 | 0 | 0 | 0 | 0 | 0 | 0 | 0 | 0 | 0 | 0 | 0 | 0 | 0 | 0 | 0 | 0 | 0 | 0
Industrial Sector Energy Related Emissions before CCS[petroleum diesel if,pulp paper and printing 17T18,VOC] | NoSettings | 0 | 0 | 0 | 0 | 0 | 0 | 0 | 0 | 0 | 0 | 0 | 0 | 0 | 0 | 0 | 0 | 0 | 0 | 0 | 0 | 0 | 0 | 0 | 0 | 0 | 0 | 0 | 0 | 0 | 0 | 0
Industrial Sector Energy Related Emissions before CCS[petroleum diesel if,pulp paper and printing 17T18,CO] | NoSettings | 0 | 0 | 0 | 0 | 0 | 0 | 0 | 0 | 0 | 0 | 0 | 0 | 0 | 0 | 0 | 0 | 0 | 0 | 0 | 0 | 0 | 0 | 0 | 0 | 0 | 0 | 0 | 0 | 0 | 0 | 0
Industrial Sector Energy Related Emissions before CCS[petroleum diesel if,pulp paper and printing 17T18,NOx] | NoSettings | 0 | 0 | 0 | 0 | 0 | 0 | 0 | 0 | 0 | 0 | 0 | 0 | 0 | 0 | 0 | 0 | 0 | 0 | 0 | 0 | 0 | 0 | 0 | 0 | 0 | 0 | 0 | 0 | 0 | 0 | 0
Industrial Sector Energy Related Emissions before CCS[petroleum diesel if,pulp paper and printing 17T18,PM10] | NoSettings | 0 | 0 | 0 | 0 | 0 | 0 | 0 | 0 | 0 | 0 | 0 | 0 | 0 | 0 | 0 | 0 | 0 | 0 | 0 | 0 | 0 | 0 | 0 | 0 | 0 | 0 | 0 | 0 | 0 | 0 | 0
Industrial Sector Energy Related Emissions before CCS[petroleum diesel if,pulp paper and printing 17T18,PM25] | NoSettings | 0 | 0 | 0 | 0 | 0 | 0 | 0 | 0 | 0 | 0 | 0 | 0 | 0 | 0 | 0 | 0 | 0 | 0 | 0 | 0 | 0 | 0 | 0 | 0 | 0 | 0 | 0 | 0 | 0 | 0 | 0
Industrial Sector Energy Related Emissions before CCS[petroleum diesel if,pulp paper and printing 17T18,SOx] | NoSettings | 0 | 0 | 0 | 0 | 0 | 0 | 0 | 0 | 0 | 0 | 0 | 0 | 0 | 0 | 0 | 0 | 0 | 0 | 0 | 0 | 0 | 0 | 0 | 0 | 0 | 0 | 0 | 0 | 0 | 0 | 0
Industrial Sector Energy Related Emissions before CCS[petroleum diesel if,pulp paper and printing 17T18,BC] | NoSettings | 0 | 0 | 0 | 0 | 0 | 0 | 0 | 0 | 0 | 0 | 0 | 0 | 0 | 0 | 0 | 0 | 0 | 0 | 0 | 0 | 0 | 0 | 0 | 0 | 0 | 0 | 0 | 0 | 0 | 0 | 0
Industrial Sector Energy Related Emissions before CCS[petroleum diesel if,pulp paper and printing 17T18,OC] | NoSettings | 0 | 0 | 0 | 0 | 0 | 0 | 0 | 0 | 0 | 0 | 0 | 0 | 0 | 0 | 0 | 0 | 0 | 0 | 0 | 0 | 0 | 0 | 0 | 0 | 0 | 0 | 0 | 0 | 0 | 0 | 0
Industrial Sector Energy Related Emissions before CCS[petroleum diesel if,pulp paper and printing 17T18,CH4] | NoSettings | 0 | 0 | 0 | 0 | 0 | 0 | 0 | 0 | 0 | 0 | 0 | 0 | 0 | 0 | 0 | 0 | 0 | 0 | 0 | 0 | 0 | 0 | 0 | 0 | 0 | 0 | 0 | 0 | 0 | 0 | 0
Industrial Sector Energy Related Emissions before CCS[petroleum diesel if,pulp paper and printing 17T18,N2O] | NoSettings | 0 | 0 | 0 | 0 | 0 | 0 | 0 | 0 | 0 | 0 | 0 | 0 | 0 | 0 | 0 | 0 | 0 | 0 | 0 | 0 | 0 | 0 | 0 | 0 | 0 | 0 | 0 | 0 | 0 | 0 | 0
Industrial Sector Energy Related Emissions before CCS[petroleum diesel if,pulp paper and printing 17T18,F gases] | NoSettings | 0 | 0 | 0 | 0 | 0 | 0 | 0 | 0 | 0 | 0 | 0 | 0 | 0 | 0 | 0 | 0 | 0 | 0 | 0 | 0 | 0 | 0 | 0 | 0 | 0 | 0 | 0 | 0 | 0 | 0 | 0
Industrial Sector Energy Related Emissions before CCS[petroleum diesel if,refined petroleum and coke 19,CO2] | NoSettings | 6164420000 | 7218640000 | 7019140000 | 7443230000 | 7580600000 | 7687070000 | 7700680000 | 7823050000 | 7576840000 | 8358900000 | 9078350000 | 9820480000 | 10613000000 | 11462800000 | 12164000000 | 12846500000 | 13682000000 | 13445100000 | 13275000000 | 13232300000 | 13129500000 | 13086200000 | 13038800000 | 13028000000 | 12995200000 | 12982600000 | 12944100000 | 13022200000 | 13027900000 | 13033200000 | 13067900000
Industrial Sector Energy Related Emissions before CCS[petroleum diesel if,refined petroleum and coke 19,VOC] | NoSettings | 61447 | 71955.5 | 69966.9 | 74194.2 | 75563.5 | 76624.8 | 76760.5 | 77980.3 | 75526 | 83321.7 | 90493.1 | 97890.7 | 105790 | 114261 | 121251 | 128054 | 136383 | 134021 | 132326 | 131900 | 130875 | 130443 | 129971 | 129863 | 129536 | 129411 | 129027 | 129805 | 129862 | 129915 | 130261
Industrial Sector Energy Related Emissions before CCS[petroleum diesel if,refined petroleum and coke 19,CO] | NoSettings | 1602800 | 1876900 | 1825030 | 1935300 | 1971020 | 1998700 | 2002240 | 2034060 | 1970040 | 2173380 | 2360440 | 2553400 | 2759460 | 2980420 | 3162740 | 3340190 | 3557430 | 3495830 | 3451620 | 3440510 | 3413770 | 3402510 | 3390190 | 3387380 | 3378840 | 3375590 | 3365560 | 3385870 | 3387350 | 3388730 | 3397760
Industrial Sector Energy Related Emissions before CCS[petroleum diesel if,refined petroleum and coke 19,NOx] | NoSettings | 4136910 | 4844400 | 4710510 | 4995110 | 5087300 | 5158760 | 5167890 | 5250010 | 5084780 | 5609620 | 6092440 | 6590480 | 7122320 | 7692630 | 8163210 | 8621230 | 9181940 | 9022940 | 8908820 | 8880150 | 8811130 | 8782070 | 8750270 | 8743030 | 8720990 | 8712580 | 8686690 | 8739110 | 8742950 | 8746510 | 8769820
Industrial Sector Energy Related Emissions before CCS[petroleum diesel if,refined petroleum and coke 19,PM10] | NoSettings | 623835 | 730522 | 710332 | 753250 | 767152 | 777926 | 779303 | 791688 | 766771 | 845916 | 918723 | 993826 | 1074030 | 1160030 | 1230990 | 1300060 | 1384610 | 1360630 | 1343430 | 1339100 | 1328690 | 1324310 | 1319520 | 1318420 | 1315100 | 1313830 | 1309930 | 1317830 | 1318410 | 1318950 | 1322470
Industrial Sector Energy Related Emissions before CCS[petroleum diesel if,refined petroleum and coke 19,PM25] | NoSettings | 420353 | 492241 | 478637 | 507556 | 516923 | 524184 | 525111 | 533456 | 516667 | 569996 | 619055 | 669661 | 723702 | 781652 | 829467 | 876007 | 932981 | 916825 | 905229 | 902316 | 895302 | 892350 | 889118 | 888383 | 886144 | 885289 | 882659 | 887985 | 888375 | 888736 | 891106
Industrial Sector Energy Related Emissions before CCS[petroleum diesel if,refined petroleum and coke 19,SOx] | NoSettings | 41649.3 | 48772 | 47424.1 | 50289.4 | 51217.5 | 51936.9 | 52028.8 | 52855.6 | 51192.1 | 56476.1 | 61336.9 | 66351 | 71705.5 | 77447.2 | 82184.9 | 86796 | 92441.1 | 90840.3 | 89691.4 | 89402.8 | 88707.9 | 88415.3 | 88095.2 | 88022.3 | 87800.4 | 87715.8 | 87455.2 | 87982.9 | 88021.5 | 88057.3 | 88292.1
Industrial Sector Energy Related Emissions before CCS[petroleum diesel if,refined petroleum and coke 19,BC] | NoSettings | 42060 | 49253 | 47891.8 | 50785.3 | 51722.6 | 52449.1 | 52541.9 | 53376.9 | 51697 | 57033 | 61941.8 | 67005.4 | 72412.7 | 78211 | 82995.4 | 87652 | 93352.8 | 91736.2 | 90576 | 90284.5 | 89582.7 | 89287.3 | 88964 | 88890.4 | 88666.3 | 88580.8 | 88317.6 | 88850.5 | 88889.5 | 88925.7 | 89162.8
Industrial Sector Energy Related Emissions before CCS[petroleum diesel if,refined petroleum and coke 19,OC] | NoSettings | 105068 | 123036 | 119636 | 126864 | 129206 | 131020 | 131252 | 133338 | 129141 | 142471 | 154734 | 167383 | 180890 | 195375 | 207326 | 218959 | 233200 | 229161 | 226263 | 225535 | 223782 | 223044 | 222236 | 222052 | 221493 | 221279 | 220622 | 221953 | 222050 | 222141 | 222733
Industrial Sector Energy Related Emissions before CCS[petroleum diesel if,refined petroleum and coke 19,CH4] | NoSettings | 246445 | 288592 | 280616 | 297570 | 303062 | 307319 | 307863 | 312755 | 302912 | 334178 | 362940 | 392610 | 424293 | 458268 | 486301 | 513586 | 546989 | 537517 | 530718 | 529011 | 524899 | 523168 | 521273 | 520842 | 519529 | 519028 | 517486 | 520609 | 520837 | 521049 | 522438
Industrial Sector Energy Related Emissions before CCS[petroleum diesel if,refined petroleum and coke 19,N2O] | NoSettings | 49289.1 | 57718.3 | 56123.2 | 59514.1 | 60612.5 | 61463.8 | 61572.6 | 62551.1 | 60582.4 | 66835.6 | 72588.1 | 78521.9 | 84858.6 | 91653.5 | 97260.2 | 102717 | 109398 | 107503 | 106144 | 105802 | 104980 | 104634 | 104255 | 104168 | 103906 | 103806 | 103497 | 104122 | 104167 | 104210 | 104488
Industrial Sector Energy Related Emissions before CCS[petroleum diesel if,refined petroleum and coke 19,F gases] | NoSettings | 0 | 0 | 0 | 0 | 0 | 0 | 0 | 0 | 0 | 0 | 0 | 0 | 0 | 0 | 0 | 0 | 0 | 0 | 0 | 0 | 0 | 0 | 0 | 0 | 0 | 0 | 0 | 0 | 0 | 0 | 0
Industrial Sector Energy Related Emissions before CCS[petroleum diesel if,chemicals 20,CO2] | NoSettings | 0 | 17914600 | 32052700 | 42727700 | 48233400 | 50395300 | 49861800 | 52030300 | 82405200 | 79826800 | 77159800 | 72980500 | 75573900 | 78020800 | 80143900 | 81331500 | 82140400 | 79351800 | 77556400 | 75751700 | 74131000 | 72777200 | 70759800 | 68914500 | 66637700 | 64942700 | 62533200 | 61950500 | 61479300 | 60898400 | 60040600
Industrial Sector Energy Related Emissions before CCS[petroleum diesel if,chemicals 20,VOC] | NoSettings | 0 | 178.574 | 319.502 | 425.91 | 480.791 | 502.341 | 497.023 | 518.639 | 821.417 | 795.715 | 769.13 | 727.471 | 753.322 | 777.713 | 798.876 | 810.714 | 818.777 | 790.98 | 773.084 | 755.094 | 738.939 | 725.444 | 705.334 | 686.941 | 664.245 | 647.35 | 623.332 | 617.524 | 612.826 | 607.036 | 598.486
Industrial Sector Energy Related Emissions before CCS[petroleum diesel if,chemicals 20,CO] | NoSettings | 0 | 4657.95 | 8333.95 | 11109.5 | 12541.1 | 13103.2 | 12964.5 | 13528.3 | 21426 | 20755.6 | 20062.2 | 18975.5 | 19649.8 | 20286 | 20838 | 21146.8 | 21357.2 | 20632.1 | 20165.3 | 19696 | 19274.7 | 18922.6 | 18398.1 | 17918.3 | 17326.3 | 16885.6 | 16259.1 | 16107.6 | 15985.1 | 15834.1 | 15611
Industrial Sector Energy Related Emissions before CCS[petroleum diesel if,chemicals 20,NOx] | NoSettings | 0 | 12022.4 | 21510.4 | 28674.3 | 32369.2 | 33820.1 | 33462 | 34917.3 | 55301.8 | 53571.4 | 51781.6 | 48976.9 | 50717.3 | 52359.4 | 53784.2 | 54581.2 | 55124.1 | 53252.6 | 52047.8 | 50836.6 | 49749 | 48840.4 | 47486.5 | 46248.2 | 44720.2 | 43582.7 | 41965.8 | 41574.7 | 41258.5 | 40868.6 | 40293
Industrial Sector Energy Related Emissions before CCS[petroleum diesel if,chemicals 20,PM10] | NoSettings | 0 | 1812.95 | 3243.71 | 4324.01 | 4881.19 | 5099.97 | 5045.98 | 5265.43 | 8339.36 | 8078.42 | 7808.52 | 7385.58 | 7648.03 | 7895.65 | 8110.51 | 8230.7 | 8312.56 | 8030.35 | 7848.66 | 7666.02 | 7502.01 | 7365 | 7160.84 | 6974.1 | 6743.69 | 6572.16 | 6328.32 | 6269.36 | 6221.66 | 6162.88 | 6076.07
Industrial Sector Energy Related Emissions before CCS[petroleum diesel if,chemicals 20,PM25] | NoSettings | 0 | 1221.61 | 2185.68 | 2913.61 | 3289.05 | 3436.47 | 3400.09 | 3547.96 | 5619.24 | 5443.41 | 5261.55 | 4976.56 | 5153.41 | 5320.26 | 5465.03 | 5546.02 | 5601.18 | 5411.02 | 5288.6 | 5165.53 | 5055.02 | 4962.7 | 4825.13 | 4699.3 | 4544.04 | 4428.46 | 4264.16 | 4224.43 | 4192.29 | 4152.68 | 4094.19
Industrial Sector Energy Related Emissions before CCS[petroleum diesel if,chemicals 20,SOx] | NoSettings | 0 | 121.038 | 216.561 | 288.685 | 325.884 | 340.491 | 336.886 | 351.537 | 556.763 | 539.342 | 521.322 | 493.085 | 510.608 | 527.139 | 541.484 | 549.508 | 554.973 | 536.132 | 524.002 | 511.808 | 500.858 | 491.712 | 478.081 | 465.614 | 450.23 | 438.778 | 422.499 | 418.562 | 415.378 | 411.454 | 405.658
Industrial Sector Energy Related Emissions before CCS[petroleum diesel if,chemicals 20,BC] | NoSettings | 0 | 122.232 | 218.696 | 291.532 | 329.098 | 343.849 | 340.208 | 355.004 | 562.253 | 544.661 | 526.464 | 497.948 | 515.643 | 532.338 | 546.824 | 554.927 | 560.446 | 541.419 | 529.17 | 516.856 | 505.798 | 496.561 | 482.796 | 470.205 | 454.671 | 443.106 | 426.666 | 422.69 | 419.475 | 415.511 | 409.659
Industrial Sector Energy Related Emissions before CCS[petroleum diesel if,chemicals 20,OC] | NoSettings | 0 | 305.342 | 546.314 | 728.261 | 822.102 | 858.95 | 849.857 | 886.817 | 1404.54 | 1360.59 | 1315.13 | 1243.9 | 1288.1 | 1329.81 | 1365.99 | 1386.23 | 1400.02 | 1352.49 | 1321.89 | 1291.13 | 1263.51 | 1240.43 | 1206.05 | 1174.6 | 1135.79 | 1106.9 | 1065.83 | 1055.9 | 1047.87 | 1037.97 | 1023.35
Industrial Sector Energy Related Emissions before CCS[petroleum diesel if,chemicals 20,CH4] | NoSettings | 0 | 716.204 | 1281.42 | 1708.2 | 1928.31 | 2014.74 | 1993.41 | 2080.1 | 3294.45 | 3191.37 | 3084.75 | 2917.66 | 3021.35 | 3119.17 | 3204.05 | 3251.53 | 3283.87 | 3172.38 | 3100.6 | 3028.45 | 2963.66 | 2909.54 | 2828.88 | 2755.11 | 2664.09 | 2596.32 | 2500 | 2476.7 | 2457.86 | 2434.64 | 2400.34
Industrial Sector Energy Related Emissions before CCS[petroleum diesel if,chemicals 20,N2O] | NoSettings | 0 | 143.241 | 256.285 | 341.639 | 385.662 | 402.948 | 398.682 | 416.02 | 658.891 | 638.274 | 616.949 | 583.533 | 604.269 | 623.834 | 640.809 | 650.305 | 656.773 | 634.476 | 620.121 | 605.691 | 592.732 | 581.907 | 565.776 | 551.022 | 532.817 | 519.264 | 499.999 | 495.34 | 491.572 | 486.927 | 480.069
Industrial Sector Energy Related Emissions before CCS[petroleum diesel if,chemicals 20,F gases] | NoSettings | 0 | 0 | 0 | 0 | 0 | 0 | 0 | 0 | 0 | 0 | 0 | 0 | 0 | 0 | 0 | 0 | 0 | 0 | 0 | 0 | 0 | 0 | 0 | 0 | 0 | 0 | 0 | 0 | 0 | 0 | 0
Industrial Sector Energy Related Emissions before CCS[petroleum diesel if,rubber and plastic products 22,CO2] | NoSettings | 0 | 0 | 0 | 0 | 0 | 0 | 0 | 0 | 0 | 0 | 0 | 0 | 0 | 0 | 0 | 0 | 0 | 0 | 0 | 0 | 0 | 0 | 0 | 0 | 0 | 0 | 0 | 0 | 0 | 0 | 0
Industrial Sector Energy Related Emissions before CCS[petroleum diesel if,rubber and plastic products 22,VOC] | NoSettings | 0 | 0 | 0 | 0 | 0 | 0 | 0 | 0 | 0 | 0 | 0 | 0 | 0 | 0 | 0 | 0 | 0 | 0 | 0 | 0 | 0 | 0 | 0 | 0 | 0 | 0 | 0 | 0 | 0 | 0 | 0
Industrial Sector Energy Related Emissions before CCS[petroleum diesel if,rubber and plastic products 22,CO] | NoSettings | 0 | 0 | 0 | 0 | 0 | 0 | 0 | 0 | 0 | 0 | 0 | 0 | 0 | 0 | 0 | 0 | 0 | 0 | 0 | 0 | 0 | 0 | 0 | 0 | 0 | 0 | 0 | 0 | 0 | 0 | 0
Industrial Sector Energy Related Emissions before CCS[petroleum diesel if,rubber and plastic products 22,NOx] | NoSettings | 0 | 0 | 0 | 0 | 0 | 0 | 0 | 0 | 0 | 0 | 0 | 0 | 0 | 0 | 0 | 0 | 0 | 0 | 0 | 0 | 0 | 0 | 0 | 0 | 0 | 0 | 0 | 0 | 0 | 0 | 0
Industrial Sector Energy Related Emissions before CCS[petroleum diesel if,rubber and plastic products 22,PM10] | NoSettings | 0 | 0 | 0 | 0 | 0 | 0 | 0 | 0 | 0 | 0 | 0 | 0 | 0 | 0 | 0 | 0 | 0 | 0 | 0 | 0 | 0 | 0 | 0 | 0 | 0 | 0 | 0 | 0 | 0 | 0 | 0
Industrial Sector Energy Related Emissions before CCS[petroleum diesel if,rubber and plastic products 22,PM25] | NoSettings | 0 | 0 | 0 | 0 | 0 | 0 | 0 | 0 | 0 | 0 | 0 | 0 | 0 | 0 | 0 | 0 | 0 | 0 | 0 | 0 | 0 | 0 | 0 | 0 | 0 | 0 | 0 | 0 | 0 | 0 | 0
Industrial Sector Energy Related Emissions before CCS[petroleum diesel if,rubber and plastic products 22,SOx] | NoSettings | 0 | 0 | 0 | 0 | 0 | 0 | 0 | 0 | 0 | 0 | 0 | 0 | 0 | 0 | 0 | 0 | 0 | 0 | 0 | 0 | 0 | 0 | 0 | 0 | 0 | 0 | 0 | 0 | 0 | 0 | 0
Industrial Sector Energy Related Emissions before CCS[petroleum diesel if,rubber and plastic products 22,BC] | NoSettings | 0 | 0 | 0 | 0 | 0 | 0 | 0 | 0 | 0 | 0 | 0 | 0 | 0 | 0 | 0 | 0 | 0 | 0 | 0 | 0 | 0 | 0 | 0 | 0 | 0 | 0 | 0 | 0 | 0 | 0 | 0
Industrial Sector Energy Related Emissions before CCS[petroleum diesel if,rubber and plastic products 22,OC] | NoSettings | 0 | 0 | 0 | 0 | 0 | 0 | 0 | 0 | 0 | 0 | 0 | 0 | 0 | 0 | 0 | 0 | 0 | 0 | 0 | 0 | 0 | 0 | 0 | 0 | 0 | 0 | 0 | 0 | 0 | 0 | 0
Industrial Sector Energy Related Emissions before CCS[petroleum diesel if,rubber and plastic products 22,CH4] | NoSettings | 0 | 0 | 0 | 0 | 0 | 0 | 0 | 0 | 0 | 0 | 0 | 0 | 0 | 0 | 0 | 0 | 0 | 0 | 0 | 0 | 0 | 0 | 0 | 0 | 0 | 0 | 0 | 0 | 0 | 0 | 0
Industrial Sector Energy Related Emissions before CCS[petroleum diesel if,rubber and plastic products 22,N2O] | NoSettings | 0 | 0 | 0 | 0 | 0 | 0 | 0 | 0 | 0 | 0 | 0 | 0 | 0 | 0 | 0 | 0 | 0 | 0 | 0 | 0 | 0 | 0 | 0 | 0 | 0 | 0 | 0 | 0 | 0 | 0 | 0
Industrial Sector Energy Related Emissions before CCS[petroleum diesel if,rubber and plastic products 22,F gases] | NoSettings | 0 | 0 | 0 | 0 | 0 | 0 | 0 | 0 | 0 | 0 | 0 | 0 | 0 | 0 | 0 | 0 | 0 | 0 | 0 | 0 | 0 | 0 | 0 | 0 | 0 | 0 | 0 | 0 | 0 | 0 | 0
Industrial Sector Energy Related Emissions before CCS[petroleum diesel if,glass and glass products 231,CO2] | NoSettings | 0 | 0 | 0 | 0 | 0 | 0 | 0 | 0 | 0 | 0 | 0 | 0 | 0 | 0 | 0 | 0 | 0 | 0 | 0 | 0 | 0 | 0 | 0 | 0 | 0 | 0 | 0 | 0 | 0 | 0 | 0
Industrial Sector Energy Related Emissions before CCS[petroleum diesel if,glass and glass products 231,VOC] | NoSettings | 0 | 0 | 0 | 0 | 0 | 0 | 0 | 0 | 0 | 0 | 0 | 0 | 0 | 0 | 0 | 0 | 0 | 0 | 0 | 0 | 0 | 0 | 0 | 0 | 0 | 0 | 0 | 0 | 0 | 0 | 0
Industrial Sector Energy Related Emissions before CCS[petroleum diesel if,glass and glass products 231,CO] | NoSettings | 0 | 0 | 0 | 0 | 0 | 0 | 0 | 0 | 0 | 0 | 0 | 0 | 0 | 0 | 0 | 0 | 0 | 0 | 0 | 0 | 0 | 0 | 0 | 0 | 0 | 0 | 0 | 0 | 0 | 0 | 0
Industrial Sector Energy Related Emissions before CCS[petroleum diesel if,glass and glass products 231,NOx] | NoSettings | 0 | 0 | 0 | 0 | 0 | 0 | 0 | 0 | 0 | 0 | 0 | 0 | 0 | 0 | 0 | 0 | 0 | 0 | 0 | 0 | 0 | 0 | 0 | 0 | 0 | 0 | 0 | 0 | 0 | 0 | 0
Industrial Sector Energy Related Emissions before CCS[petroleum diesel if,glass and glass products 231,PM10] | NoSettings | 0 | 0 | 0 | 0 | 0 | 0 | 0 | 0 | 0 | 0 | 0 | 0 | 0 | 0 | 0 | 0 | 0 | 0 | 0 | 0 | 0 | 0 | 0 | 0 | 0 | 0 | 0 | 0 | 0 | 0 | 0
Industrial Sector Energy Related Emissions before CCS[petroleum diesel if,glass and glass products 231,PM25] | NoSettings | 0 | 0 | 0 | 0 | 0 | 0 | 0 | 0 | 0 | 0 | 0 | 0 | 0 | 0 | 0 | 0 | 0 | 0 | 0 | 0 | 0 | 0 | 0 | 0 | 0 | 0 | 0 | 0 | 0 | 0 | 0
Industrial Sector Energy Related Emissions before CCS[petroleum diesel if,glass and glass products 231,SOx] | NoSettings | 0 | 0 | 0 | 0 | 0 | 0 | 0 | 0 | 0 | 0 | 0 | 0 | 0 | 0 | 0 | 0 | 0 | 0 | 0 | 0 | 0 | 0 | 0 | 0 | 0 | 0 | 0 | 0 | 0 | 0 | 0
Industrial Sector Energy Related Emissions before CCS[petroleum diesel if,glass and glass products 231,BC] | NoSettings | 0 | 0 | 0 | 0 | 0 | 0 | 0 | 0 | 0 | 0 | 0 | 0 | 0 | 0 | 0 | 0 | 0 | 0 | 0 | 0 | 0 | 0 | 0 | 0 | 0 | 0 | 0 | 0 | 0 | 0 | 0
Industrial Sector Energy Related Emissions before CCS[petroleum diesel if,glass and glass products 231,OC] | NoSettings | 0 | 0 | 0 | 0 | 0 | 0 | 0 | 0 | 0 | 0 | 0 | 0 | 0 | 0 | 0 | 0 | 0 | 0 | 0 | 0 | 0 | 0 | 0 | 0 | 0 | 0 | 0 | 0 | 0 | 0 | 0
Industrial Sector Energy Related Emissions before CCS[petroleum diesel if,glass and glass products 231,CH4] | NoSettings | 0 | 0 | 0 | 0 | 0 | 0 | 0 | 0 | 0 | 0 | 0 | 0 | 0 | 0 | 0 | 0 | 0 | 0 | 0 | 0 | 0 | 0 | 0 | 0 | 0 | 0 | 0 | 0 | 0 | 0 | 0
Industrial Sector Energy Related Emissions before CCS[petroleum diesel if,glass and glass products 231,N2O] | NoSettings | 0 | 0 | 0 | 0 | 0 | 0 | 0 | 0 | 0 | 0 | 0 | 0 | 0 | 0 | 0 | 0 | 0 | 0 | 0 | 0 | 0 | 0 | 0 | 0 | 0 | 0 | 0 | 0 | 0 | 0 | 0
Industrial Sector Energy Related Emissions before CCS[petroleum diesel if,glass and glass products 231,F gases] | NoSettings | 0 | 0 | 0 | 0 | 0 | 0 | 0 | 0 | 0 | 0 | 0 | 0 | 0 | 0 | 0 | 0 | 0 | 0 | 0 | 0 | 0 | 0 | 0 | 0 | 0 | 0 | 0 | 0 | 0 | 0 | 0
Industrial Sector Energy Related Emissions before CCS[petroleum diesel if,cement and other nonmetallic minerals 239,CO2] | NoSettings | 129990000000 | 127448000000 | 125004000000 | 122563000000 | 120106000000 | 117639000000 | 115161000000 | 112690000000 | 110351000000 | 108553000000 | 106718000000 | 104832000000 | 102989000000 | 101131000000 | 99252700000 | 97352200000 | 97938200000 | 97854500000 | 97775500000 | 97698200000 | 97623800000 | 97566600000 | 97514600000 | 97470600000 | 97404500000 | 97384600000 | 97333800000 | 97313300000 | 97292300000 | 97270500000 | 97248700000
Industrial Sector Energy Related Emissions before CCS[petroleum diesel if,cement and other nonmetallic minerals 239,VOC] | NoSettings | 1295740 | 1270400 | 1246040 | 1221710 | 1197210 | 1172630 | 1147930 | 1123290 | 1099980 | 1082060 | 1063760 | 1044970 | 1026600 | 1008070 | 989352 | 970409 | 976250 | 975416 | 974628 | 973857 | 973116 | 972546 | 972027 | 971589 | 970930 | 970731 | 970225 | 970021 | 969811 | 969594 | 969377
Industrial Sector Energy Related Emissions before CCS[petroleum diesel if,cement and other nonmetallic minerals 239,CO] | NoSettings | 33798300 | 33137500 | 32502000 | 31867400 | 31228400 | 30587000 | 29942800 | 29300200 | 28692200 | 28224600 | 27747400 | 27257200 | 26778000 | 26294800 | 25806500 | 25312400 | 25464700 | 25443000 | 25422400 | 25402300 | 25383000 | 25368100 | 25354600 | 25343100 | 25325900 | 25320800 | 25307600 | 25302200 | 25296800 | 25291100 | 25285400
Industrial Sector Energy Related Emissions before CCS[petroleum diesel if,cement and other nonmetallic minerals 239,NOx] | NoSettings | 87235400 | 85529700 | 83889400 | 82251500 | 80602300 | 78946900 | 77284000 | 75625500 | 74056300 | 72849300 | 71617700 | 70352400 | 69115400 | 67868400 | 66608000 | 65332600 | 65725900 | 65669700 | 65616700 | 65564800 | 65514900 | 65476500 | 65441600 | 65412100 | 65367700 | 65354400 | 65320300 | 65306500 | 65292400 | 65277800 | 65263200
Industrial Sector Energy Related Emissions before CCS[petroleum diesel if,cement and other nonmetallic minerals 239,PM10] | NoSettings | 13154900 | 12897600 | 12650300 | 12403300 | 12154600 | 11905000 | 11654200 | 11404100 | 11167500 | 10985500 | 10799700 | 10608900 | 10422400 | 10234400 | 10044300 | 9851980 | 9911280 | 9902820 | 9894820 | 9886990 | 9879470 | 9873680 | 9868410 | 9863970 | 9857270 | 9855260 | 9850120 | 9848040 | 9845920 | 9843720 | 9841510
Industrial Sector Energy Related Emissions before CCS[petroleum diesel if,cement and other nonmetallic minerals 239,PM25] | NoSettings | 8864030 | 8690710 | 8524040 | 8357610 | 8190040 | 8021830 | 7852860 | 7684340 | 7524900 | 7402250 | 7277100 | 7148530 | 7022850 | 6896130 | 6768070 | 6638480 | 6678430 | 6672730 | 6667340 | 6662070 | 6657000 | 6653100 | 6649550 | 6646550 | 6642040 | 6640680 | 6637220 | 6635820 | 6634390 | 6632910 | 6631420
Industrial Sector Energy Related Emissions before CCS[petroleum diesel if,cement and other nonmetallic minerals 239,SOx] | NoSettings | 878261 | 861089 | 844574 | 828084 | 811481 | 794814 | 778073 | 761376 | 745578 | 733426 | 721026 | 708288 | 695834 | 683279 | 670590 | 657750 | 661709 | 661144 | 660610 | 660088 | 659585 | 659199 | 658847 | 658550 | 658103 | 657969 | 657626 | 657487 | 657345 | 657198 | 657051
Industrial Sector Energy Related Emissions before CCS[petroleum diesel if,cement and other nonmetallic minerals 239,BC] | NoSettings | 886922 | 869581 | 852904 | 836251 | 819484 | 802653 | 785747 | 768885 | 752931 | 740659 | 728137 | 715273 | 702697 | 690018 | 677204 | 664237 | 668235 | 667664 | 667125 | 666597 | 666090 | 665700 | 665345 | 665045 | 664593 | 664458 | 664112 | 663971 | 663828 | 663680 | 663531
Industrial Sector Energy Related Emissions before CCS[petroleum diesel if,cement and other nonmetallic minerals 239,OC] | NoSettings | 2215570 | 2172250 | 2130590 | 2088990 | 2047110 | 2005060 | 1962830 | 1920710 | 1880860 | 1850200 | 1818920 | 1786780 | 1755370 | 1723700 | 1691690 | 1659290 | 1669280 | 1667860 | 1666510 | 1665190 | 1663920 | 1662950 | 1662060 | 1661310 | 1660190 | 1659850 | 1658980 | 1658630 | 1658270 | 1657900 | 1657530
Industrial Sector Energy Related Emissions before CCS[petroleum diesel if,cement and other nonmetallic minerals 239,CH4] | NoSettings | 5196810 | 5095200 | 4997480 | 4899910 | 4801660 | 4703040 | 4603980 | 4505180 | 4411700 | 4339800 | 4266430 | 4191050 | 4117360 | 4043070 | 3967990 | 3892010 | 3915440 | 3912100 | 3908940 | 3905840 | 3902870 | 3900580 | 3898500 | 3896750 | 3894100 | 3893310 | 3891280 | 3890460 | 3889620 | 3888750 | 3887870
Industrial Sector Energy Related Emissions before CCS[petroleum diesel if,cement and other nonmetallic minerals 239,N2O] | NoSettings | 1039360 | 1019040 | 999496 | 979982 | 960333 | 940609 | 920797 | 901037 | 882341 | 867960 | 853285 | 838210 | 823473 | 808614 | 793598 | 778403 | 783088 | 782419 | 781787 | 781169 | 780574 | 780117 | 779701 | 779349 | 778820 | 778662 | 778256 | 778091 | 777924 | 777750 | 777575
Industrial Sector Energy Related Emissions before CCS[petroleum diesel if,cement and other nonmetallic minerals 239,F gases] | NoSettings | 0 | 0 | 0 | 0 | 0 | 0 | 0 | 0 | 0 | 0 | 0 | 0 | 0 | 0 | 0 | 0 | 0 | 0 | 0 | 0 | 0 | 0 | 0 | 0 | 0 | 0 | 0 | 0 | 0 | 0 | 0
Industrial Sector Energy Related Emissions before CCS[petroleum diesel if,iron and steel 241,CO2] | NoSettings | 0 | 0 | 0 | 0 | 0 | 0 | 0 | 0 | 0 | 0 | 0 | 0 | 0 | 0 | 0 | 0 | 0 | 0 | 0 | 0 | 0 | 0 | 0 | 0 | 0 | 0 | 0 | 0 | 0 | 0 | 0
Industrial Sector Energy Related Emissions before CCS[petroleum diesel if,iron and steel 241,VOC] | NoSettings | 0 | 0 | 0 | 0 | 0 | 0 | 0 | 0 | 0 | 0 | 0 | 0 | 0 | 0 | 0 | 0 | 0 | 0 | 0 | 0 | 0 | 0 | 0 | 0 | 0 | 0 | 0 | 0 | 0 | 0 | 0
Industrial Sector Energy Related Emissions before CCS[petroleum diesel if,iron and steel 241,CO] | NoSettings | 0 | 0 | 0 | 0 | 0 | 0 | 0 | 0 | 0 | 0 | 0 | 0 | 0 | 0 | 0 | 0 | 0 | 0 | 0 | 0 | 0 | 0 | 0 | 0 | 0 | 0 | 0 | 0 | 0 | 0 | 0
Industrial Sector Energy Related Emissions before CCS[petroleum diesel if,iron and steel 241,NOx] | NoSettings | 0 | 0 | 0 | 0 | 0 | 0 | 0 | 0 | 0 | 0 | 0 | 0 | 0 | 0 | 0 | 0 | 0 | 0 | 0 | 0 | 0 | 0 | 0 | 0 | 0 | 0 | 0 | 0 | 0 | 0 | 0
Industrial Sector Energy Related Emissions before CCS[petroleum diesel if,iron and steel 241,PM10] | NoSettings | 0 | 0 | 0 | 0 | 0 | 0 | 0 | 0 | 0 | 0 | 0 | 0 | 0 | 0 | 0 | 0 | 0 | 0 | 0 | 0 | 0 | 0 | 0 | 0 | 0 | 0 | 0 | 0 | 0 | 0 | 0
Industrial Sector Energy Related Emissions before CCS[petroleum diesel if,iron and steel 241,PM25] | NoSettings | 0 | 0 | 0 | 0 | 0 | 0 | 0 | 0 | 0 | 0 | 0 | 0 | 0 | 0 | 0 | 0 | 0 | 0 | 0 | 0 | 0 | 0 | 0 | 0 | 0 | 0 | 0 | 0 | 0 | 0 | 0
Industrial Sector Energy Related Emissions before CCS[petroleum diesel if,iron and steel 241,SOx] | NoSettings | 0 | 0 | 0 | 0 | 0 | 0 | 0 | 0 | 0 | 0 | 0 | 0 | 0 | 0 | 0 | 0 | 0 | 0 | 0 | 0 | 0 | 0 | 0 | 0 | 0 | 0 | 0 | 0 | 0 | 0 | 0
Industrial Sector Energy Related Emissions before CCS[petroleum diesel if,iron and steel 241,BC] | NoSettings | 0 | 0 | 0 | 0 | 0 | 0 | 0 | 0 | 0 | 0 | 0 | 0 | 0 | 0 | 0 | 0 | 0 | 0 | 0 | 0 | 0 | 0 | 0 | 0 | 0 | 0 | 0 | 0 | 0 | 0 | 0
Industrial Sector Energy Related Emissions before CCS[petroleum diesel if,iron and steel 241,OC] | NoSettings | 0 | 0 | 0 | 0 | 0 | 0 | 0 | 0 | 0 | 0 | 0 | 0 | 0 | 0 | 0 | 0 | 0 | 0 | 0 | 0 | 0 | 0 | 0 | 0 | 0 | 0 | 0 | 0 | 0 | 0 | 0
Industrial Sector Energy Related Emissions before CCS[petroleum diesel if,iron and steel 241,CH4] | NoSettings | 0 | 0 | 0 | 0 | 0 | 0 | 0 | 0 | 0 | 0 | 0 | 0 | 0 | 0 | 0 | 0 | 0 | 0 | 0 | 0 | 0 | 0 | 0 | 0 | 0 | 0 | 0 | 0 | 0 | 0 | 0
Industrial Sector Energy Related Emissions before CCS[petroleum diesel if,iron and steel 241,N2O] | NoSettings | 0 | 0 | 0 | 0 | 0 | 0 | 0 | 0 | 0 | 0 | 0 | 0 | 0 | 0 | 0 | 0 | 0 | 0 | 0 | 0 | 0 | 0 | 0 | 0 | 0 | 0 | 0 | 0 | 0 | 0 | 0
Industrial Sector Energy Related Emissions before CCS[petroleum diesel if,iron and steel 241,F gases] | NoSettings | 0 | 0 | 0 | 0 | 0 | 0 | 0 | 0 | 0 | 0 | 0 | 0 | 0 | 0 | 0 | 0 | 0 | 0 | 0 | 0 | 0 | 0 | 0 | 0 | 0 | 0 | 0 | 0 | 0 | 0 | 0
Industrial Sector Energy Related Emissions before CCS[petroleum diesel if,other metals 242,CO2] | NoSettings | 0 | 0 | 0 | 0 | 0 | 0 | 0 | 0 | 0 | 0 | 0 | 0 | 0 | 0 | 0 | 0 | 0 | 0 | 0 | 0 | 0 | 0 | 0 | 0 | 0 | 0 | 0 | 0 | 0 | 0 | 0
Industrial Sector Energy Related Emissions before CCS[petroleum diesel if,other metals 242,VOC] | NoSettings | 0 | 0 | 0 | 0 | 0 | 0 | 0 | 0 | 0 | 0 | 0 | 0 | 0 | 0 | 0 | 0 | 0 | 0 | 0 | 0 | 0 | 0 | 0 | 0 | 0 | 0 | 0 | 0 | 0 | 0 | 0
Industrial Sector Energy Related Emissions before CCS[petroleum diesel if,other metals 242,CO] | NoSettings | 0 | 0 | 0 | 0 | 0 | 0 | 0 | 0 | 0 | 0 | 0 | 0 | 0 | 0 | 0 | 0 | 0 | 0 | 0 | 0 | 0 | 0 | 0 | 0 | 0 | 0 | 0 | 0 | 0 | 0 | 0
Industrial Sector Energy Related Emissions before CCS[petroleum diesel if,other metals 242,NOx] | NoSettings | 0 | 0 | 0 | 0 | 0 | 0 | 0 | 0 | 0 | 0 | 0 | 0 | 0 | 0 | 0 | 0 | 0 | 0 | 0 | 0 | 0 | 0 | 0 | 0 | 0 | 0 | 0 | 0 | 0 | 0 | 0
Industrial Sector Energy Related Emissions before CCS[petroleum diesel if,other metals 242,PM10] | NoSettings | 0 | 0 | 0 | 0 | 0 | 0 | 0 | 0 | 0 | 0 | 0 | 0 | 0 | 0 | 0 | 0 | 0 | 0 | 0 | 0 | 0 | 0 | 0 | 0 | 0 | 0 | 0 | 0 | 0 | 0 | 0
Industrial Sector Energy Related Emissions before CCS[petroleum diesel if,other metals 242,PM25] | NoSettings | 0 | 0 | 0 | 0 | 0 | 0 | 0 | 0 | 0 | 0 | 0 | 0 | 0 | 0 | 0 | 0 | 0 | 0 | 0 | 0 | 0 | 0 | 0 | 0 | 0 | 0 | 0 | 0 | 0 | 0 | 0
Industrial Sector Energy Related Emissions before CCS[petroleum diesel if,other metals 242,SOx] | NoSettings | 0 | 0 | 0 | 0 | 0 | 0 | 0 | 0 | 0 | 0 | 0 | 0 | 0 | 0 | 0 | 0 | 0 | 0 | 0 | 0 | 0 | 0 | 0 | 0 | 0 | 0 | 0 | 0 | 0 | 0 | 0
Industrial Sector Energy Related Emissions before CCS[petroleum diesel if,other metals 242,BC] | NoSettings | 0 | 0 | 0 | 0 | 0 | 0 | 0 | 0 | 0 | 0 | 0 | 0 | 0 | 0 | 0 | 0 | 0 | 0 | 0 | 0 | 0 | 0 | 0 | 0 | 0 | 0 | 0 | 0 | 0 | 0 | 0
Industrial Sector Energy Related Emissions before CCS[petroleum diesel if,other metals 242,OC] | NoSettings | 0 | 0 | 0 | 0 | 0 | 0 | 0 | 0 | 0 | 0 | 0 | 0 | 0 | 0 | 0 | 0 | 0 | 0 | 0 | 0 | 0 | 0 | 0 | 0 | 0 | 0 | 0 | 0 | 0 | 0 | 0
Industrial Sector Energy Related Emissions before CCS[petroleum diesel if,other metals 242,CH4] | NoSettings | 0 | 0 | 0 | 0 | 0 | 0 | 0 | 0 | 0 | 0 | 0 | 0 | 0 | 0 | 0 | 0 | 0 | 0 | 0 | 0 | 0 | 0 | 0 | 0 | 0 | 0 | 0 | 0 | 0 | 0 | 0
Industrial Sector Energy Related Emissions before CCS[petroleum diesel if,other metals 242,N2O] | NoSettings | 0 | 0 | 0 | 0 | 0 | 0 | 0 | 0 | 0 | 0 | 0 | 0 | 0 | 0 | 0 | 0 | 0 | 0 | 0 | 0 | 0 | 0 | 0 | 0 | 0 | 0 | 0 | 0 | 0 | 0 | 0
Industrial Sector Energy Related Emissions before CCS[petroleum diesel if,other metals 242,F gases] | NoSettings | 0 | 0 | 0 | 0 | 0 | 0 | 0 | 0 | 0 | 0 | 0 | 0 | 0 | 0 | 0 | 0 | 0 | 0 | 0 | 0 | 0 | 0 | 0 | 0 | 0 | 0 | 0 | 0 | 0 | 0 | 0
Industrial Sector Energy Related Emissions before CCS[petroleum diesel if,metal products except machinery and vehicles 25,CO2] | NoSettings | 0 | 0 | 0 | 0 | 0 | 0 | 0 | 0 | 0 | 0 | 0 | 0 | 0 | 0 | 0 | 0 | 0 | 0 | 0 | 0 | 0 | 0 | 0 | 0 | 0 | 0 | 0 | 0 | 0 | 0 | 0
Industrial Sector Energy Related Emissions before CCS[petroleum diesel if,metal products except machinery and vehicles 25,VOC] | NoSettings | 0 | 0 | 0 | 0 | 0 | 0 | 0 | 0 | 0 | 0 | 0 | 0 | 0 | 0 | 0 | 0 | 0 | 0 | 0 | 0 | 0 | 0 | 0 | 0 | 0 | 0 | 0 | 0 | 0 | 0 | 0
Industrial Sector Energy Related Emissions before CCS[petroleum diesel if,metal products except machinery and vehicles 25,CO] | NoSettings | 0 | 0 | 0 | 0 | 0 | 0 | 0 | 0 | 0 | 0 | 0 | 0 | 0 | 0 | 0 | 0 | 0 | 0 | 0 | 0 | 0 | 0 | 0 | 0 | 0 | 0 | 0 | 0 | 0 | 0 | 0
Industrial Sector Energy Related Emissions before CCS[petroleum diesel if,metal products except machinery and vehicles 25,NOx] | NoSettings | 0 | 0 | 0 | 0 | 0 | 0 | 0 | 0 | 0 | 0 | 0 | 0 | 0 | 0 | 0 | 0 | 0 | 0 | 0 | 0 | 0 | 0 | 0 | 0 | 0 | 0 | 0 | 0 | 0 | 0 | 0
Industrial Sector Energy Related Emissions before CCS[petroleum diesel if,metal products except machinery and vehicles 25,PM10] | NoSettings | 0 | 0 | 0 | 0 | 0 | 0 | 0 | 0 | 0 | 0 | 0 | 0 | 0 | 0 | 0 | 0 | 0 | 0 | 0 | 0 | 0 | 0 | 0 | 0 | 0 | 0 | 0 | 0 | 0 | 0 | 0
Industrial Sector Energy Related Emissions before CCS[petroleum diesel if,metal products except machinery and vehicles 25,PM25] | NoSettings | 0 | 0 | 0 | 0 | 0 | 0 | 0 | 0 | 0 | 0 | 0 | 0 | 0 | 0 | 0 | 0 | 0 | 0 | 0 | 0 | 0 | 0 | 0 | 0 | 0 | 0 | 0 | 0 | 0 | 0 | 0
Industrial Sector Energy Related Emissions before CCS[petroleum diesel if,metal products except machinery and vehicles 25,SOx] | NoSettings | 0 | 0 | 0 | 0 | 0 | 0 | 0 | 0 | 0 | 0 | 0 | 0 | 0 | 0 | 0 | 0 | 0 | 0 | 0 | 0 | 0 | 0 | 0 | 0 | 0 | 0 | 0 | 0 | 0 | 0 | 0
Industrial Sector Energy Related Emissions before CCS[petroleum diesel if,metal products except machinery and vehicles 25,BC] | NoSettings | 0 | 0 | 0 | 0 | 0 | 0 | 0 | 0 | 0 | 0 | 0 | 0 | 0 | 0 | 0 | 0 | 0 | 0 | 0 | 0 | 0 | 0 | 0 | 0 | 0 | 0 | 0 | 0 | 0 | 0 | 0
Industrial Sector Energy Related Emissions before CCS[petroleum diesel if,metal products except machinery and vehicles 25,OC] | NoSettings | 0 | 0 | 0 | 0 | 0 | 0 | 0 | 0 | 0 | 0 | 0 | 0 | 0 | 0 | 0 | 0 | 0 | 0 | 0 | 0 | 0 | 0 | 0 | 0 | 0 | 0 | 0 | 0 | 0 | 0 | 0
Industrial Sector Energy Related Emissions before CCS[petroleum diesel if,metal products except machinery and vehicles 25,CH4] | NoSettings | 0 | 0 | 0 | 0 | 0 | 0 | 0 | 0 | 0 | 0 | 0 | 0 | 0 | 0 | 0 | 0 | 0 | 0 | 0 | 0 | 0 | 0 | 0 | 0 | 0 | 0 | 0 | 0 | 0 | 0 | 0
Industrial Sector Energy Related Emissions before CCS[petroleum diesel if,metal products except machinery and vehicles 25,N2O] | NoSettings | 0 | 0 | 0 | 0 | 0 | 0 | 0 | 0 | 0 | 0 | 0 | 0 | 0 | 0 | 0 | 0 | 0 | 0 | 0 | 0 | 0 | 0 | 0 | 0 | 0 | 0 | 0 | 0 | 0 | 0 | 0
Industrial Sector Energy Related Emissions before CCS[petroleum diesel if,metal products except machinery and vehicles 25,F gases] | NoSettings | 0 | 0 | 0 | 0 | 0 | 0 | 0 | 0 | 0 | 0 | 0 | 0 | 0 | 0 | 0 | 0 | 0 | 0 | 0 | 0 | 0 | 0 | 0 | 0 | 0 | 0 | 0 | 0 | 0 | 0 | 0
Industrial Sector Energy Related Emissions before CCS[petroleum diesel if,computers and electronics 26,CO2] | NoSettings | 0 | 0 | 0 | 0 | 0 | 0 | 0 | 0 | 0 | 0 | 0 | 0 | 0 | 0 | 0 | 0 | 0 | 0 | 0 | 0 | 0 | 0 | 0 | 0 | 0 | 0 | 0 | 0 | 0 | 0 | 0
Industrial Sector Energy Related Emissions before CCS[petroleum diesel if,computers and electronics 26,VOC] | NoSettings | 0 | 0 | 0 | 0 | 0 | 0 | 0 | 0 | 0 | 0 | 0 | 0 | 0 | 0 | 0 | 0 | 0 | 0 | 0 | 0 | 0 | 0 | 0 | 0 | 0 | 0 | 0 | 0 | 0 | 0 | 0
Industrial Sector Energy Related Emissions before CCS[petroleum diesel if,computers and electronics 26,CO] | NoSettings | 0 | 0 | 0 | 0 | 0 | 0 | 0 | 0 | 0 | 0 | 0 | 0 | 0 | 0 | 0 | 0 | 0 | 0 | 0 | 0 | 0 | 0 | 0 | 0 | 0 | 0 | 0 | 0 | 0 | 0 | 0
Industrial Sector Energy Related Emissions before CCS[petroleum diesel if,computers and electronics 26,NOx] | NoSettings | 0 | 0 | 0 | 0 | 0 | 0 | 0 | 0 | 0 | 0 | 0 | 0 | 0 | 0 | 0 | 0 | 0 | 0 | 0 | 0 | 0 | 0 | 0 | 0 | 0 | 0 | 0 | 0 | 0 | 0 | 0
Industrial Sector Energy Related Emissions before CCS[petroleum diesel if,computers and electronics 26,PM10] | NoSettings | 0 | 0 | 0 | 0 | 0 | 0 | 0 | 0 | 0 | 0 | 0 | 0 | 0 | 0 | 0 | 0 | 0 | 0 | 0 | 0 | 0 | 0 | 0 | 0 | 0 | 0 | 0 | 0 | 0 | 0 | 0
Industrial Sector Energy Related Emissions before CCS[petroleum diesel if,computers and electronics 26,PM25] | NoSettings | 0 | 0 | 0 | 0 | 0 | 0 | 0 | 0 | 0 | 0 | 0 | 0 | 0 | 0 | 0 | 0 | 0 | 0 | 0 | 0 | 0 | 0 | 0 | 0 | 0 | 0 | 0 | 0 | 0 | 0 | 0
Industrial Sector Energy Related Emissions before CCS[petroleum diesel if,computers and electronics 26,SOx] | NoSettings | 0 | 0 | 0 | 0 | 0 | 0 | 0 | 0 | 0 | 0 | 0 | 0 | 0 | 0 | 0 | 0 | 0 | 0 | 0 | 0 | 0 | 0 | 0 | 0 | 0 | 0 | 0 | 0 | 0 | 0 | 0
Industrial Sector Energy Related Emissions before CCS[petroleum diesel if,computers and electronics 26,BC] | NoSettings | 0 | 0 | 0 | 0 | 0 | 0 | 0 | 0 | 0 | 0 | 0 | 0 | 0 | 0 | 0 | 0 | 0 | 0 | 0 | 0 | 0 | 0 | 0 | 0 | 0 | 0 | 0 | 0 | 0 | 0 | 0
Industrial Sector Energy Related Emissions before CCS[petroleum diesel if,computers and electronics 26,OC] | NoSettings | 0 | 0 | 0 | 0 | 0 | 0 | 0 | 0 | 0 | 0 | 0 | 0 | 0 | 0 | 0 | 0 | 0 | 0 | 0 | 0 | 0 | 0 | 0 | 0 | 0 | 0 | 0 | 0 | 0 | 0 | 0
Industrial Sector Energy Related Emissions before CCS[petroleum diesel if,computers and electronics 26,CH4] | NoSettings | 0 | 0 | 0 | 0 | 0 | 0 | 0 | 0 | 0 | 0 | 0 | 0 | 0 | 0 | 0 | 0 | 0 | 0 | 0 | 0 | 0 | 0 | 0 | 0 | 0 | 0 | 0 | 0 | 0 | 0 | 0
Industrial Sector Energy Related Emissions before CCS[petroleum diesel if,computers and electronics 26,N2O] | NoSettings | 0 | 0 | 0 | 0 | 0 | 0 | 0 | 0 | 0 | 0 | 0 | 0 | 0 | 0 | 0 | 0 | 0 | 0 | 0 | 0 | 0 | 0 | 0 | 0 | 0 | 0 | 0 | 0 | 0 | 0 | 0
Industrial Sector Energy Related Emissions before CCS[petroleum diesel if,computers and electronics 26,F gases] | NoSettings | 0 | 0 | 0 | 0 | 0 | 0 | 0 | 0 | 0 | 0 | 0 | 0 | 0 | 0 | 0 | 0 | 0 | 0 | 0 | 0 | 0 | 0 | 0 | 0 | 0 | 0 | 0 | 0 | 0 | 0 | 0
Industrial Sector Energy Related Emissions before CCS[petroleum diesel if,appliances and electrical equipment 27,CO2] | NoSettings | 0 | 0 | 0 | 0 | 0 | 0 | 0 | 0 | 0 | 0 | 0 | 0 | 0 | 0 | 0 | 0 | 0 | 0 | 0 | 0 | 0 | 0 | 0 | 0 | 0 | 0 | 0 | 0 | 0 | 0 | 0
Industrial Sector Energy Related Emissions before CCS[petroleum diesel if,appliances and electrical equipment 27,VOC] | NoSettings | 0 | 0 | 0 | 0 | 0 | 0 | 0 | 0 | 0 | 0 | 0 | 0 | 0 | 0 | 0 | 0 | 0 | 0 | 0 | 0 | 0 | 0 | 0 | 0 | 0 | 0 | 0 | 0 | 0 | 0 | 0
Industrial Sector Energy Related Emissions before CCS[petroleum diesel if,appliances and electrical equipment 27,CO] | NoSettings | 0 | 0 | 0 | 0 | 0 | 0 | 0 | 0 | 0 | 0 | 0 | 0 | 0 | 0 | 0 | 0 | 0 | 0 | 0 | 0 | 0 | 0 | 0 | 0 | 0 | 0 | 0 | 0 | 0 | 0 | 0
Industrial Sector Energy Related Emissions before CCS[petroleum diesel if,appliances and electrical equipment 27,NOx] | NoSettings | 0 | 0 | 0 | 0 | 0 | 0 | 0 | 0 | 0 | 0 | 0 | 0 | 0 | 0 | 0 | 0 | 0 | 0 | 0 | 0 | 0 | 0 | 0 | 0 | 0 | 0 | 0 | 0 | 0 | 0 | 0
Industrial Sector Energy Related Emissions before CCS[petroleum diesel if,appliances and electrical equipment 27,PM10] | NoSettings | 0 | 0 | 0 | 0 | 0 | 0 | 0 | 0 | 0 | 0 | 0 | 0 | 0 | 0 | 0 | 0 | 0 | 0 | 0 | 0 | 0 | 0 | 0 | 0 | 0 | 0 | 0 | 0 | 0 | 0 | 0
Industrial Sector Energy Related Emissions before CCS[petroleum diesel if,appliances and electrical equipment 27,PM25] | NoSettings | 0 | 0 | 0 | 0 | 0 | 0 | 0 | 0 | 0 | 0 | 0 | 0 | 0 | 0 | 0 | 0 | 0 | 0 | 0 | 0 | 0 | 0 | 0 | 0 | 0 | 0 | 0 | 0 | 0 | 0 | 0
Industrial Sector Energy Related Emissions before CCS[petroleum diesel if,appliances and electrical equipment 27,SOx] | NoSettings | 0 | 0 | 0 | 0 | 0 | 0 | 0 | 0 | 0 | 0 | 0 | 0 | 0 | 0 | 0 | 0 | 0 | 0 | 0 | 0 | 0 | 0 | 0 | 0 | 0 | 0 | 0 | 0 | 0 | 0 | 0
Industrial Sector Energy Related Emissions before CCS[petroleum diesel if,appliances and electrical equipment 27,BC] | NoSettings | 0 | 0 | 0 | 0 | 0 | 0 | 0 | 0 | 0 | 0 | 0 | 0 | 0 | 0 | 0 | 0 | 0 | 0 | 0 | 0 | 0 | 0 | 0 | 0 | 0 | 0 | 0 | 0 | 0 | 0 | 0
Industrial Sector Energy Related Emissions before CCS[petroleum diesel if,appliances and electrical equipment 27,OC] | NoSettings | 0 | 0 | 0 | 0 | 0 | 0 | 0 | 0 | 0 | 0 | 0 | 0 | 0 | 0 | 0 | 0 | 0 | 0 | 0 | 0 | 0 | 0 | 0 | 0 | 0 | 0 | 0 | 0 | 0 | 0 | 0
Industrial Sector Energy Related Emissions before CCS[petroleum diesel if,appliances and electrical equipment 27,CH4] | NoSettings | 0 | 0 | 0 | 0 | 0 | 0 | 0 | 0 | 0 | 0 | 0 | 0 | 0 | 0 | 0 | 0 | 0 | 0 | 0 | 0 | 0 | 0 | 0 | 0 | 0 | 0 | 0 | 0 | 0 | 0 | 0
Industrial Sector Energy Related Emissions before CCS[petroleum diesel if,appliances and electrical equipment 27,N2O] | NoSettings | 0 | 0 | 0 | 0 | 0 | 0 | 0 | 0 | 0 | 0 | 0 | 0 | 0 | 0 | 0 | 0 | 0 | 0 | 0 | 0 | 0 | 0 | 0 | 0 | 0 | 0 | 0 | 0 | 0 | 0 | 0
Industrial Sector Energy Related Emissions before CCS[petroleum diesel if,appliances and electrical equipment 27,F gases] | NoSettings | 0 | 0 | 0 | 0 | 0 | 0 | 0 | 0 | 0 | 0 | 0 | 0 | 0 | 0 | 0 | 0 | 0 | 0 | 0 | 0 | 0 | 0 | 0 | 0 | 0 | 0 | 0 | 0 | 0 | 0 | 0
Industrial Sector Energy Related Emissions before CCS[petroleum diesel if,other machinery 28,CO2] | NoSettings | 0 | 0 | 0 | 0 | 0 | 0 | 0 | 0 | 0 | 0 | 0 | 0 | 0 | 0 | 0 | 0 | 0 | 0 | 0 | 0 | 0 | 0 | 0 | 0 | 0 | 0 | 0 | 0 | 0 | 0 | 0
Industrial Sector Energy Related Emissions before CCS[petroleum diesel if,other machinery 28,VOC] | NoSettings | 0 | 0 | 0 | 0 | 0 | 0 | 0 | 0 | 0 | 0 | 0 | 0 | 0 | 0 | 0 | 0 | 0 | 0 | 0 | 0 | 0 | 0 | 0 | 0 | 0 | 0 | 0 | 0 | 0 | 0 | 0
Industrial Sector Energy Related Emissions before CCS[petroleum diesel if,other machinery 28,CO] | NoSettings | 0 | 0 | 0 | 0 | 0 | 0 | 0 | 0 | 0 | 0 | 0 | 0 | 0 | 0 | 0 | 0 | 0 | 0 | 0 | 0 | 0 | 0 | 0 | 0 | 0 | 0 | 0 | 0 | 0 | 0 | 0
Industrial Sector Energy Related Emissions before CCS[petroleum diesel if,other machinery 28,NOx] | NoSettings | 0 | 0 | 0 | 0 | 0 | 0 | 0 | 0 | 0 | 0 | 0 | 0 | 0 | 0 | 0 | 0 | 0 | 0 | 0 | 0 | 0 | 0 | 0 | 0 | 0 | 0 | 0 | 0 | 0 | 0 | 0
Industrial Sector Energy Related Emissions before CCS[petroleum diesel if,other machinery 28,PM10] | NoSettings | 0 | 0 | 0 | 0 | 0 | 0 | 0 | 0 | 0 | 0 | 0 | 0 | 0 | 0 | 0 | 0 | 0 | 0 | 0 | 0 | 0 | 0 | 0 | 0 | 0 | 0 | 0 | 0 | 0 | 0 | 0
Industrial Sector Energy Related Emissions before CCS[petroleum diesel if,other machinery 28,PM25] | NoSettings | 0 | 0 | 0 | 0 | 0 | 0 | 0 | 0 | 0 | 0 | 0 | 0 | 0 | 0 | 0 | 0 | 0 | 0 | 0 | 0 | 0 | 0 | 0 | 0 | 0 | 0 | 0 | 0 | 0 | 0 | 0
Industrial Sector Energy Related Emissions before CCS[petroleum diesel if,other machinery 28,SOx] | NoSettings | 0 | 0 | 0 | 0 | 0 | 0 | 0 | 0 | 0 | 0 | 0 | 0 | 0 | 0 | 0 | 0 | 0 | 0 | 0 | 0 | 0 | 0 | 0 | 0 | 0 | 0 | 0 | 0 | 0 | 0 | 0
Industrial Sector Energy Related Emissions before CCS[petroleum diesel if,other machinery 28,BC] | NoSettings | 0 | 0 | 0 | 0 | 0 | 0 | 0 | 0 | 0 | 0 | 0 | 0 | 0 | 0 | 0 | 0 | 0 | 0 | 0 | 0 | 0 | 0 | 0 | 0 | 0 | 0 | 0 | 0 | 0 | 0 | 0
Industrial Sector Energy Related Emissions before CCS[petroleum diesel if,other machinery 28,OC] | NoSettings | 0 | 0 | 0 | 0 | 0 | 0 | 0 | 0 | 0 | 0 | 0 | 0 | 0 | 0 | 0 | 0 | 0 | 0 | 0 | 0 | 0 | 0 | 0 | 0 | 0 | 0 | 0 | 0 | 0 | 0 | 0
Industrial Sector Energy Related Emissions before CCS[petroleum diesel if,other machinery 28,CH4] | NoSettings | 0 | 0 | 0 | 0 | 0 | 0 | 0 | 0 | 0 | 0 | 0 | 0 | 0 | 0 | 0 | 0 | 0 | 0 | 0 | 0 | 0 | 0 | 0 | 0 | 0 | 0 | 0 | 0 | 0 | 0 | 0
Industrial Sector Energy Related Emissions before CCS[petroleum diesel if,other machinery 28,N2O] | NoSettings | 0 | 0 | 0 | 0 | 0 | 0 | 0 | 0 | 0 | 0 | 0 | 0 | 0 | 0 | 0 | 0 | 0 | 0 | 0 | 0 | 0 | 0 | 0 | 0 | 0 | 0 | 0 | 0 | 0 | 0 | 0
Industrial Sector Energy Related Emissions before CCS[petroleum diesel if,other machinery 28,F gases] | NoSettings | 0 | 0 | 0 | 0 | 0 | 0 | 0 | 0 | 0 | 0 | 0 | 0 | 0 | 0 | 0 | 0 | 0 | 0 | 0 | 0 | 0 | 0 | 0 | 0 | 0 | 0 | 0 | 0 | 0 | 0 | 0
Industrial Sector Energy Related Emissions before CCS[petroleum diesel if,road vehicles 29,CO2] | NoSettings | 0 | 0 | 0 | 0 | 0 | 0 | 0 | 0 | 0 | 0 | 0 | 0 | 0 | 0 | 0 | 0 | 0 | 0 | 0 | 0 | 0 | 0 | 0 | 0 | 0 | 0 | 0 | 0 | 0 | 0 | 0
Industrial Sector Energy Related Emissions before CCS[petroleum diesel if,road vehicles 29,VOC] | NoSettings | 0 | 0 | 0 | 0 | 0 | 0 | 0 | 0 | 0 | 0 | 0 | 0 | 0 | 0 | 0 | 0 | 0 | 0 | 0 | 0 | 0 | 0 | 0 | 0 | 0 | 0 | 0 | 0 | 0 | 0 | 0
Industrial Sector Energy Related Emissions before CCS[petroleum diesel if,road vehicles 29,CO] | NoSettings | 0 | 0 | 0 | 0 | 0 | 0 | 0 | 0 | 0 | 0 | 0 | 0 | 0 | 0 | 0 | 0 | 0 | 0 | 0 | 0 | 0 | 0 | 0 | 0 | 0 | 0 | 0 | 0 | 0 | 0 | 0
Industrial Sector Energy Related Emissions before CCS[petroleum diesel if,road vehicles 29,NOx] | NoSettings | 0 | 0 | 0 | 0 | 0 | 0 | 0 | 0 | 0 | 0 | 0 | 0 | 0 | 0 | 0 | 0 | 0 | 0 | 0 | 0 | 0 | 0 | 0 | 0 | 0 | 0 | 0 | 0 | 0 | 0 | 0
Industrial Sector Energy Related Emissions before CCS[petroleum diesel if,road vehicles 29,PM10] | NoSettings | 0 | 0 | 0 | 0 | 0 | 0 | 0 | 0 | 0 | 0 | 0 | 0 | 0 | 0 | 0 | 0 | 0 | 0 | 0 | 0 | 0 | 0 | 0 | 0 | 0 | 0 | 0 | 0 | 0 | 0 | 0
Industrial Sector Energy Related Emissions before CCS[petroleum diesel if,road vehicles 29,PM25] | NoSettings | 0 | 0 | 0 | 0 | 0 | 0 | 0 | 0 | 0 | 0 | 0 | 0 | 0 | 0 | 0 | 0 | 0 | 0 | 0 | 0 | 0 | 0 | 0 | 0 | 0 | 0 | 0 | 0 | 0 | 0 | 0
Industrial Sector Energy Related Emissions before CCS[petroleum diesel if,road vehicles 29,SOx] | NoSettings | 0 | 0 | 0 | 0 | 0 | 0 | 0 | 0 | 0 | 0 | 0 | 0 | 0 | 0 | 0 | 0 | 0 | 0 | 0 | 0 | 0 | 0 | 0 | 0 | 0 | 0 | 0 | 0 | 0 | 0 | 0
Industrial Sector Energy Related Emissions before CCS[petroleum diesel if,road vehicles 29,BC] | NoSettings | 0 | 0 | 0 | 0 | 0 | 0 | 0 | 0 | 0 | 0 | 0 | 0 | 0 | 0 | 0 | 0 | 0 | 0 | 0 | 0 | 0 | 0 | 0 | 0 | 0 | 0 | 0 | 0 | 0 | 0 | 0
Industrial Sector Energy Related Emissions before CCS[petroleum diesel if,road vehicles 29,OC] | NoSettings | 0 | 0 | 0 | 0 | 0 | 0 | 0 | 0 | 0 | 0 | 0 | 0 | 0 | 0 | 0 | 0 | 0 | 0 | 0 | 0 | 0 | 0 | 0 | 0 | 0 | 0 | 0 | 0 | 0 | 0 | 0
Industrial Sector Energy Related Emissions before CCS[petroleum diesel if,road vehicles 29,CH4] | NoSettings | 0 | 0 | 0 | 0 | 0 | 0 | 0 | 0 | 0 | 0 | 0 | 0 | 0 | 0 | 0 | 0 | 0 | 0 | 0 | 0 | 0 | 0 | 0 | 0 | 0 | 0 | 0 | 0 | 0 | 0 | 0
Industrial Sector Energy Related Emissions before CCS[petroleum diesel if,road vehicles 29,N2O] | NoSettings | 0 | 0 | 0 | 0 | 0 | 0 | 0 | 0 | 0 | 0 | 0 | 0 | 0 | 0 | 0 | 0 | 0 | 0 | 0 | 0 | 0 | 0 | 0 | 0 | 0 | 0 | 0 | 0 | 0 | 0 | 0
Industrial Sector Energy Related Emissions before CCS[petroleum diesel if,road vehicles 29,F gases] | NoSettings | 0 | 0 | 0 | 0 | 0 | 0 | 0 | 0 | 0 | 0 | 0 | 0 | 0 | 0 | 0 | 0 | 0 | 0 | 0 | 0 | 0 | 0 | 0 | 0 | 0 | 0 | 0 | 0 | 0 | 0 | 0
Industrial Sector Energy Related Emissions before CCS[petroleum diesel if,nonroad vehicles 30,CO2] | NoSettings | 0 | 0 | 0 | 0 | 0 | 0 | 0 | 0 | 0 | 0 | 0 | 0 | 0 | 0 | 0 | 0 | 0 | 0 | 0 | 0 | 0 | 0 | 0 | 0 | 0 | 0 | 0 | 0 | 0 | 0 | 0
Industrial Sector Energy Related Emissions before CCS[petroleum diesel if,nonroad vehicles 30,VOC] | NoSettings | 0 | 0 | 0 | 0 | 0 | 0 | 0 | 0 | 0 | 0 | 0 | 0 | 0 | 0 | 0 | 0 | 0 | 0 | 0 | 0 | 0 | 0 | 0 | 0 | 0 | 0 | 0 | 0 | 0 | 0 | 0
Industrial Sector Energy Related Emissions before CCS[petroleum diesel if,nonroad vehicles 30,CO] | NoSettings | 0 | 0 | 0 | 0 | 0 | 0 | 0 | 0 | 0 | 0 | 0 | 0 | 0 | 0 | 0 | 0 | 0 | 0 | 0 | 0 | 0 | 0 | 0 | 0 | 0 | 0 | 0 | 0 | 0 | 0 | 0
Industrial Sector Energy Related Emissions before CCS[petroleum diesel if,nonroad vehicles 30,NOx] | NoSettings | 0 | 0 | 0 | 0 | 0 | 0 | 0 | 0 | 0 | 0 | 0 | 0 | 0 | 0 | 0 | 0 | 0 | 0 | 0 | 0 | 0 | 0 | 0 | 0 | 0 | 0 | 0 | 0 | 0 | 0 | 0
Industrial Sector Energy Related Emissions before CCS[petroleum diesel if,nonroad vehicles 30,PM10] | NoSettings | 0 | 0 | 0 | 0 | 0 | 0 | 0 | 0 | 0 | 0 | 0 | 0 | 0 | 0 | 0 | 0 | 0 | 0 | 0 | 0 | 0 | 0 | 0 | 0 | 0 | 0 | 0 | 0 | 0 | 0 | 0
Industrial Sector Energy Related Emissions before CCS[petroleum diesel if,nonroad vehicles 30,PM25] | NoSettings | 0 | 0 | 0 | 0 | 0 | 0 | 0 | 0 | 0 | 0 | 0 | 0 | 0 | 0 | 0 | 0 | 0 | 0 | 0 | 0 | 0 | 0 | 0 | 0 | 0 | 0 | 0 | 0 | 0 | 0 | 0
Industrial Sector Energy Related Emissions before CCS[petroleum diesel if,nonroad vehicles 30,SOx] | NoSettings | 0 | 0 | 0 | 0 | 0 | 0 | 0 | 0 | 0 | 0 | 0 | 0 | 0 | 0 | 0 | 0 | 0 | 0 | 0 | 0 | 0 | 0 | 0 | 0 | 0 | 0 | 0 | 0 | 0 | 0 | 0
Industrial Sector Energy Related Emissions before CCS[petroleum diesel if,nonroad vehicles 30,BC] | NoSettings | 0 | 0 | 0 | 0 | 0 | 0 | 0 | 0 | 0 | 0 | 0 | 0 | 0 | 0 | 0 | 0 | 0 | 0 | 0 | 0 | 0 | 0 | 0 | 0 | 0 | 0 | 0 | 0 | 0 | 0 | 0
Industrial Sector Energy Related Emissions before CCS[petroleum diesel if,nonroad vehicles 30,OC] | NoSettings | 0 | 0 | 0 | 0 | 0 | 0 | 0 | 0 | 0 | 0 | 0 | 0 | 0 | 0 | 0 | 0 | 0 | 0 | 0 | 0 | 0 | 0 | 0 | 0 | 0 | 0 | 0 | 0 | 0 | 0 | 0
Industrial Sector Energy Related Emissions before CCS[petroleum diesel if,nonroad vehicles 30,CH4] | NoSettings | 0 | 0 | 0 | 0 | 0 | 0 | 0 | 0 | 0 | 0 | 0 | 0 | 0 | 0 | 0 | 0 | 0 | 0 | 0 | 0 | 0 | 0 | 0 | 0 | 0 | 0 | 0 | 0 | 0 | 0 | 0
Industrial Sector Energy Related Emissions before CCS[petroleum diesel if,nonroad vehicles 30,N2O] | NoSettings | 0 | 0 | 0 | 0 | 0 | 0 | 0 | 0 | 0 | 0 | 0 | 0 | 0 | 0 | 0 | 0 | 0 | 0 | 0 | 0 | 0 | 0 | 0 | 0 | 0 | 0 | 0 | 0 | 0 | 0 | 0
Industrial Sector Energy Related Emissions before CCS[petroleum diesel if,nonroad vehicles 30,F gases] | NoSettings | 0 | 0 | 0 | 0 | 0 | 0 | 0 | 0 | 0 | 0 | 0 | 0 | 0 | 0 | 0 | 0 | 0 | 0 | 0 | 0 | 0 | 0 | 0 | 0 | 0 | 0 | 0 | 0 | 0 | 0 | 0
Industrial Sector Energy Related Emissions before CCS[petroleum diesel if,other manufacturing 31T33,CO2] | NoSettings | 732548000000 | 687881000000 | 711571000000 | 739193000000 | 752494000000 | 771411000000 | 782922000000 | 790051000000 | 796039000000 | 803101000000 | 813801000000 | 823376000000 | 831586000000 | 843855000000 | 853287000000 | 858338000000 | 861497000000 | 868325000000 | 875897000000 | 884429000000 | 890327000000 | 899977000000 | 914287000000 | 933468000000 | 949151000000 | 959394000000 | 977366000000 | 992734000000 | 1008100000000 | 1023470000000 | 1038840000000
Industrial Sector Energy Related Emissions before CCS[petroleum diesel if,other manufacturing 31T33,VOC] | NoSettings | 7302050 | 6856810 | 7092950 | 7368290 | 7500870 | 7689440 | 7804180 | 7875240 | 7934930 | 8005320 | 8111990 | 8207430 | 8289260 | 8411560 | 8505580 | 8555920 | 8587410 | 8655480 | 8730960 | 8816000 | 8874800 | 8970990 | 9113630 | 9304820 | 9461150 | 9563250 | 9742400 | 9895590 | 10048800 | 10202000 | 10355200
Industrial Sector Energy Related Emissions before CCS[petroleum diesel if,other manufacturing 31T33,CO] | NoSettings | 190468000 | 178855000 | 185014000 | 192196000 | 195654000 | 200573000 | 203566000 | 205420000 | 206977000 | 208813000 | 211595000 | 214084000 | 216219000 | 219409000 | 221862000 | 223175000 | 223996000 | 225772000 | 227740000 | 229959000 | 231492000 | 234001000 | 237722000 | 242709000 | 246787000 | 249450000 | 254123000 | 258119000 | 262115000 | 266111000 | 270106000
Industrial Sector Energy Related Emissions before CCS[petroleum diesel if,other manufacturing 31T33,NOx] | NoSettings | 491610000 | 461634000 | 477532000 | 496069000 | 504995000 | 517691000 | 525416000 | 530200000 | 534218000 | 538957000 | 546138000 | 552564000 | 558073000 | 566307000 | 572637000 | 576026000 | 578146000 | 582729000 | 587810000 | 593536000 | 597494000 | 603971000 | 613574000 | 626446000 | 636971000 | 643845000 | 655906000 | 666219000 | 676533000 | 686846000 | 697160000
Industrial Sector Energy Related Emissions before CCS[petroleum diesel if,other manufacturing 31T33,PM10] | NoSettings | 74133400 | 69613100 | 72010500 | 74805800 | 76151900 | 78066300 | 79231200 | 79952700 | 80558700 | 81273300 | 82356200 | 83325200 | 84155900 | 85397600 | 86352100 | 86863200 | 87182900 | 87874000 | 88640200 | 89503600 | 90100500 | 91077100 | 92525300 | 94466300 | 96053500 | 97090000 | 98908800 | 100464000 | 102019000 | 103575000 | 105130000
Industrial Sector Energy Related Emissions before CCS[petroleum diesel if,other manufacturing 31T33,PM25] | NoSettings | 49952700 | 46906800 | 48522200 | 50405800 | 51312800 | 52602800 | 53387700 | 53873800 | 54282200 | 54763700 | 55493400 | 56146300 | 56706100 | 57542700 | 58185900 | 58530300 | 58745700 | 59211400 | 59727700 | 60309500 | 60711700 | 61369700 | 62345500 | 63653400 | 64722900 | 65421400 | 66646900 | 67694800 | 68742800 | 69790800 | 70838700
Industrial Sector Energy Related Emissions before CCS[petroleum diesel if,other manufacturing 31T33,SOx] | NoSettings | 4949380 | 4647600 | 4807650 | 4994280 | 5084150 | 5211960 | 5289730 | 5337900 | 5378360 | 5426070 | 5498360 | 5563060 | 5618520 | 5701420 | 5765150 | 5799270 | 5820610 | 5866750 | 5917910 | 5975550 | 6015400 | 6080600 | 6177290 | 6306880 | 6412840 | 6482050 | 6603470 | 6707310 | 6811140 | 6914970 | 7018810
Industrial Sector Energy Related Emissions before CCS[petroleum diesel if,other manufacturing 31T33,BC] | NoSettings | 4998200 | 4693430 | 4855070 | 5043530 | 5134280 | 5263360 | 5341900 | 5390540 | 5431400 | 5479580 | 5552590 | 5617920 | 5673930 | 5757640 | 5822000 | 5856460 | 5878020 | 5924610 | 5976270 | 6034480 | 6074730 | 6140570 | 6238210 | 6369080 | 6476080 | 6545970 | 6668600 | 6773450 | 6878310 | 6983170 | 7088030
Industrial Sector Energy Related Emissions before CCS[petroleum diesel if,other manufacturing 31T33,OC] | NoSettings | 12485700 | 11724400 | 12128200 | 12599000 | 12825700 | 13148100 | 13344300 | 13465800 | 13567900 | 13688200 | 13870600 | 14033800 | 14173800 | 14382900 | 14543600 | 14629700 | 14683600 | 14799900 | 14929000 | 15074400 | 15175000 | 15339400 | 15583300 | 15910200 | 16177600 | 16352100 | 16658500 | 16920400 | 17182300 | 17444300 | 17706200
Industrial Sector Energy Related Emissions before CCS[petroleum diesel if,other manufacturing 31T33,CH4] | NoSettings | 29286300 | 27500600 | 28447700 | 29552000 | 30083700 | 30840000 | 31300200 | 31585200 | 31824600 | 32106900 | 32534700 | 32917500 | 33245700 | 33736200 | 34113300 | 34315200 | 34441500 | 34714500 | 35017200 | 35358300 | 35594100 | 35979900 | 36552000 | 37318800 | 37945800 | 38355300 | 39073800 | 39688200 | 40302600 | 40917000 | 41531400
Industrial Sector Energy Related Emissions before CCS[petroleum diesel if,other manufacturing 31T33,N2O] | NoSettings | 5857260 | 5500120 | 5689530 | 5910390 | 6016740 | 6168000 | 6260040 | 6317040 | 6364920 | 6421380 | 6506940 | 6583500 | 6649140 | 6747240 | 6822660 | 6863040 | 6888300 | 6942900 | 7003440 | 7071660 | 7118820 | 7195980 | 7310400 | 7463760 | 7589160 | 7671060 | 7814760 | 7937640 | 8060520 | 8183400 | 8306280
Industrial Sector Energy Related Emissions before CCS[petroleum diesel if,other manufacturing 31T33,F gases] | NoSettings | 0 | 0 | 0 | 0 | 0 | 0 | 0 | 0 | 0 | 0 | 0 | 0 | 0 | 0 | 0 | 0 | 0 | 0 | 0 | 0 | 0 | 0 | 0 | 0 | 0 | 0 | 0 | 0 | 0 | 0 | 0
Industrial Sector Energy Related Emissions before CCS[petroleum diesel if,energy pipelines and gas processing 352T353,CO2] | NoSettings | 0 | 133917000 | 144260000 | 148030000 | 139652000 | 130676000 | 122189000 | 122311000 | 121885000 | 122375000 | 120411000 | 118318000 | 120890000 | 123133000 | 125582000 | 127400000 | 129110000 | 127763000 | 124906000 | 122918000 | 120835000 | 119354000 | 118890000 | 119153000 | 118240000 | 118118000 | 117892000 | 118976000 | 119662000 | 120650000 | 122026000
Industrial Sector Energy Related Emissions before CCS[petroleum diesel if,energy pipelines and gas processing 352T353,VOC] | NoSettings | 0 | 1334.89 | 1437.99 | 1475.56 | 1392.05 | 1302.58 | 1217.98 | 1219.2 | 1214.95 | 1219.83 | 1200.26 | 1179.4 | 1205.03 | 1227.4 | 1251.8 | 1269.92 | 1286.97 | 1273.55 | 1245.06 | 1225.25 | 1204.49 | 1189.73 | 1185.1 | 1187.72 | 1178.62 | 1177.4 | 1175.15 | 1185.96 | 1192.79 | 1202.64 | 1216.35
Industrial Sector Energy Related Emissions before CCS[petroleum diesel if,energy pipelines and gas processing 352T353,CO] | NoSettings | 0 | 34819.5 | 37508.8 | 38488.9 | 36310.7 | 33976.8 | 31770.1 | 31801.8 | 31691 | 31818.4 | 31307.9 | 30763.7 | 31432.3 | 32015.7 | 32652.3 | 33124.9 | 33569.6 | 33219.5 | 32476.5 | 31959.6 | 31418.1 | 31033.1 | 30912.4 | 30980.7 | 30743.3 | 30711.5 | 30652.8 | 30934.8 | 31113.1 | 31369.9 | 31727.6
Industrial Sector Energy Related Emissions before CCS[petroleum diesel if,energy pipelines and gas processing 352T353,NOx] | NoSettings | 0 | 89871.1 | 96812.3 | 99342.1 | 93719.9 | 87696.1 | 82000.5 | 82082.3 | 81796.2 | 82125.2 | 80807.4 | 79402.9 | 81128.6 | 82634.2 | 84277.6 | 85497.3 | 86645.1 | 85741.5 | 83823.8 | 82489.6 | 81092 | 80098.2 | 79786.5 | 79962.9 | 79350.1 | 79268.2 | 79116.5 | 79844.4 | 80304.7 | 80967.4 | 81890.8
Industrial Sector Energy Related Emissions before CCS[petroleum diesel if,energy pipelines and gas processing 352T353,PM10] | NoSettings | 0 | 13552.3 | 14599 | 14980.5 | 14132.7 | 13224.3 | 12365.5 | 12377.8 | 12334.6 | 12384.3 | 12185.5 | 11973.7 | 12234 | 12461 | 12708.8 | 12892.8 | 13065.8 | 12929.6 | 12640.4 | 12439.2 | 12228.5 | 12078.6 | 12031.6 | 12058.2 | 11965.8 | 11953.4 | 11930.6 | 12040.3 | 12109.7 | 12209.7 | 12348.9
Industrial Sector Energy Related Emissions before CCS[petroleum diesel if,energy pipelines and gas processing 352T353,PM25] | NoSettings | 0 | 9131.84 | 9837.14 | 10094.2 | 9522.92 | 8910.84 | 8332.11 | 8340.42 | 8311.35 | 8344.78 | 8210.87 | 8068.17 | 8243.51 | 8396.5 | 8563.48 | 8687.42 | 8804.05 | 8712.23 | 8517.37 | 8381.8 | 8239.79 | 8138.82 | 8107.15 | 8125.07 | 8062.8 | 8054.47 | 8039.07 | 8113.02 | 8159.8 | 8227.13 | 8320.96
Industrial Sector Energy Related Emissions before CCS[petroleum diesel if,energy pipelines and gas processing 352T353,SOx] | NoSettings | 0 | 904.797 | 974.679 | 1000.15 | 943.545 | 882.9 | 825.558 | 826.381 | 823.5 | 826.813 | 813.545 | 799.406 | 816.78 | 831.938 | 848.482 | 860.763 | 872.318 | 863.221 | 843.914 | 830.481 | 816.411 | 806.406 | 803.268 | 805.044 | 798.874 | 798.049 | 796.523 | 803.85 | 808.485 | 815.156 | 824.453
Industrial Sector Energy Related Emissions before CCS[petroleum diesel if,energy pipelines and gas processing 352T353,BC] | NoSettings | 0 | 913.72 | 984.291 | 1010.01 | 952.85 | 891.607 | 833.699 | 834.531 | 831.622 | 834.967 | 821.569 | 807.29 | 824.835 | 840.142 | 856.85 | 869.252 | 880.921 | 871.734 | 852.237 | 838.671 | 824.463 | 814.359 | 811.19 | 812.983 | 806.753 | 805.92 | 804.378 | 811.778 | 816.458 | 823.195 | 832.584
Industrial Sector Energy Related Emissions before CCS[petroleum diesel if,energy pipelines and gas processing 352T353,OC] | NoSettings | 0 | 2282.51 | 2458.81 | 2523.06 | 2380.26 | 2227.28 | 2082.62 | 2084.7 | 2077.43 | 2085.79 | 2052.32 | 2016.65 | 2060.48 | 2098.72 | 2140.45 | 2171.43 | 2200.58 | 2177.63 | 2128.93 | 2095.04 | 2059.55 | 2034.31 | 2026.39 | 2030.87 | 2015.31 | 2013.23 | 2009.37 | 2027.86 | 2039.55 | 2056.38 | 2079.83
Industrial Sector Energy Related Emissions before CCS[petroleum diesel if,energy pipelines and gas processing 352T353,CH4] | NoSettings | 0 | 5353.83 | 5767.33 | 5918.04 | 5583.11 | 5224.26 | 4884.96 | 4889.83 | 4872.78 | 4892.39 | 4813.88 | 4730.21 | 4833.02 | 4922.71 | 5020.61 | 5093.27 | 5161.65 | 5107.81 | 4993.57 | 4914.09 | 4830.84 | 4771.63 | 4753.07 | 4763.57 | 4727.07 | 4722.19 | 4713.15 | 4756.51 | 4783.94 | 4823.41 | 4878.42
Industrial Sector Energy Related Emissions before CCS[petroleum diesel if,energy pipelines and gas processing 352T353,N2O] | NoSettings | 0 | 1070.77 | 1153.47 | 1183.61 | 1116.62 | 1044.85 | 976.991 | 977.966 | 974.557 | 978.477 | 962.776 | 946.043 | 966.603 | 984.542 | 1004.12 | 1018.65 | 1032.33 | 1021.56 | 998.715 | 982.818 | 966.167 | 954.327 | 950.613 | 952.714 | 945.414 | 944.437 | 942.63 | 951.302 | 956.787 | 964.682 | 975.684
Industrial Sector Energy Related Emissions before CCS[petroleum diesel if,energy pipelines and gas processing 352T353,F gases] | NoSettings | 0 | 0 | 0 | 0 | 0 | 0 | 0 | 0 | 0 | 0 | 0 | 0 | 0 | 0 | 0 | 0 | 0 | 0 | 0 | 0 | 0 | 0 | 0 | 0 | 0 | 0 | 0 | 0 | 0 | 0 | 0
Industrial Sector Energy Related Emissions before CCS[petroleum diesel if,water and waste 36T39,CO2] | NoSettings | 0 | 0 | 0 | 0 | 0 | 0 | 0 | 0 | 0 | 0 | 0 | 0 | 0 | 0 | 0 | 0 | 0 | 0 | 0 | 0 | 0 | 0 | 0 | 0 | 0 | 0 | 0 | 0 | 0 | 0 | 0
Industrial Sector Energy Related Emissions before CCS[petroleum diesel if,water and waste 36T39,VOC] | NoSettings | 0 | 0 | 0 | 0 | 0 | 0 | 0 | 0 | 0 | 0 | 0 | 0 | 0 | 0 | 0 | 0 | 0 | 0 | 0 | 0 | 0 | 0 | 0 | 0 | 0 | 0 | 0 | 0 | 0 | 0 | 0
Industrial Sector Energy Related Emissions before CCS[petroleum diesel if,water and waste 36T39,CO] | NoSettings | 0 | 0 | 0 | 0 | 0 | 0 | 0 | 0 | 0 | 0 | 0 | 0 | 0 | 0 | 0 | 0 | 0 | 0 | 0 | 0 | 0 | 0 | 0 | 0 | 0 | 0 | 0 | 0 | 0 | 0 | 0
Industrial Sector Energy Related Emissions before CCS[petroleum diesel if,water and waste 36T39,NOx] | NoSettings | 0 | 0 | 0 | 0 | 0 | 0 | 0 | 0 | 0 | 0 | 0 | 0 | 0 | 0 | 0 | 0 | 0 | 0 | 0 | 0 | 0 | 0 | 0 | 0 | 0 | 0 | 0 | 0 | 0 | 0 | 0
Industrial Sector Energy Related Emissions before CCS[petroleum diesel if,water and waste 36T39,PM10] | NoSettings | 0 | 0 | 0 | 0 | 0 | 0 | 0 | 0 | 0 | 0 | 0 | 0 | 0 | 0 | 0 | 0 | 0 | 0 | 0 | 0 | 0 | 0 | 0 | 0 | 0 | 0 | 0 | 0 | 0 | 0 | 0
Industrial Sector Energy Related Emissions before CCS[petroleum diesel if,water and waste 36T39,PM25] | NoSettings | 0 | 0 | 0 | 0 | 0 | 0 | 0 | 0 | 0 | 0 | 0 | 0 | 0 | 0 | 0 | 0 | 0 | 0 | 0 | 0 | 0 | 0 | 0 | 0 | 0 | 0 | 0 | 0 | 0 | 0 | 0
Industrial Sector Energy Related Emissions before CCS[petroleum diesel if,water and waste 36T39,SOx] | NoSettings | 0 | 0 | 0 | 0 | 0 | 0 | 0 | 0 | 0 | 0 | 0 | 0 | 0 | 0 | 0 | 0 | 0 | 0 | 0 | 0 | 0 | 0 | 0 | 0 | 0 | 0 | 0 | 0 | 0 | 0 | 0
Industrial Sector Energy Related Emissions before CCS[petroleum diesel if,water and waste 36T39,BC] | NoSettings | 0 | 0 | 0 | 0 | 0 | 0 | 0 | 0 | 0 | 0 | 0 | 0 | 0 | 0 | 0 | 0 | 0 | 0 | 0 | 0 | 0 | 0 | 0 | 0 | 0 | 0 | 0 | 0 | 0 | 0 | 0
Industrial Sector Energy Related Emissions before CCS[petroleum diesel if,water and waste 36T39,OC] | NoSettings | 0 | 0 | 0 | 0 | 0 | 0 | 0 | 0 | 0 | 0 | 0 | 0 | 0 | 0 | 0 | 0 | 0 | 0 | 0 | 0 | 0 | 0 | 0 | 0 | 0 | 0 | 0 | 0 | 0 | 0 | 0
Industrial Sector Energy Related Emissions before CCS[petroleum diesel if,water and waste 36T39,CH4] | NoSettings | 0 | 0 | 0 | 0 | 0 | 0 | 0 | 0 | 0 | 0 | 0 | 0 | 0 | 0 | 0 | 0 | 0 | 0 | 0 | 0 | 0 | 0 | 0 | 0 | 0 | 0 | 0 | 0 | 0 | 0 | 0
Industrial Sector Energy Related Emissions before CCS[petroleum diesel if,water and waste 36T39,N2O] | NoSettings | 0 | 0 | 0 | 0 | 0 | 0 | 0 | 0 | 0 | 0 | 0 | 0 | 0 | 0 | 0 | 0 | 0 | 0 | 0 | 0 | 0 | 0 | 0 | 0 | 0 | 0 | 0 | 0 | 0 | 0 | 0
Industrial Sector Energy Related Emissions before CCS[petroleum diesel if,water and waste 36T39,F gases] | NoSettings | 0 | 0 | 0 | 0 | 0 | 0 | 0 | 0 | 0 | 0 | 0 | 0 | 0 | 0 | 0 | 0 | 0 | 0 | 0 | 0 | 0 | 0 | 0 | 0 | 0 | 0 | 0 | 0 | 0 | 0 | 0
Industrial Sector Energy Related Emissions before CCS[petroleum diesel if,construction 41T43,CO2] | NoSettings | 2229270000000 | 2093340000000 | 2165430000000 | 2249490000000 | 2289960000000 | 2347530000000 | 2382560000000 | 2404270000000 | 2422490000000 | 2443970000000 | 2476520000000 | 2505660000000 | 2530650000000 | 2568000000000 | 2596700000000 | 2612070000000 | 2621670000000 | 2642460000000 | 2665490000000 | 2691460000000 | 2709420000000 | 2738780000000 | 2782330000000 | 2840690000000 | 2888420000000 | 2919590000000 | 2974280000000 | 3021050000000 | 3067820000000 | 3114600000000 | 3161370000000
Industrial Sector Energy Related Emissions before CCS[petroleum diesel if,construction 41T43,VOC] | NoSettings | 22221400 | 20866400 | 21585000 | 22422900 | 22826300 | 23400200 | 23749400 | 23965800 | 24147400 | 24361500 | 24686000 | 24976500 | 25225600 | 25597800 | 25883900 | 26037200 | 26132900 | 26340100 | 26569600 | 26828500 | 27007600 | 27300200 | 27734300 | 28316100 | 28791900 | 29102500 | 29647700 | 30113900 | 30580100 | 31046300 | 31512600
Industrial Sector Energy Related Emissions before CCS[petroleum diesel if,construction 41T43,CO] | NoSettings | 579627000 | 544285000 | 563029000 | 584885000 | 595407000 | 610376000 | 619484000 | 625129000 | 629866000 | 635452000 | 643916000 | 651492000 | 657989000 | 667700000 | 675163000 | 679160000 | 681656000 | 687060000 | 693048000 | 699801000 | 704472000 | 712105000 | 723427000 | 738603000 | 751014000 | 759116000 | 773336000 | 785497000 | 797658000 | 809820000 | 821981000
Industrial Sector Energy Related Emissions before CCS[petroleum diesel if,construction 41T43,NOx] | NoSettings | 1496050000 | 1404830000 | 1453210000 | 1509620000 | 1536780000 | 1575420000 | 1598920000 | 1613490000 | 1625720000 | 1640140000 | 1661980000 | 1681540000 | 1698310000 | 1723370000 | 1742630000 | 1752950000 | 1759390000 | 1773340000 | 1788800000 | 1806230000 | 1818280000 | 1837980000 | 1867210000 | 1906380000 | 1938410000 | 1959320000 | 1996020000 | 2027410000 | 2058800000 | 2090190000 | 2121580000
Industrial Sector Energy Related Emissions before CCS[petroleum diesel if,construction 41T43,PM10] | NoSettings | 225600000 | 211845000 | 219140000 | 227647000 | 231742000 | 237568000 | 241113000 | 243310000 | 245154000 | 247328000 | 250623000 | 253571000 | 256100000 | 259880000 | 262784000 | 264340000 | 265312000 | 267415000 | 269746000 | 272374000 | 274192000 | 277163000 | 281570000 | 287476000 | 292307000 | 295461000 | 300995000 | 305728000 | 310462000 | 315195000 | 319928000
Industrial Sector Energy Related Emissions before CCS[petroleum diesel if,construction 41T43,PM25] | NoSettings | 152014000 | 142745000 | 147661000 | 153393000 | 156153000 | 160079000 | 162467000 | 163948000 | 165190000 | 166655000 | 168875000 | 170862000 | 172566000 | 175112000 | 177070000 | 178118000 | 178773000 | 180190000 | 181760000 | 183531000 | 184756000 | 186758000 | 189728000 | 193708000 | 196963000 | 199088000 | 202817000 | 206006000 | 209196000 | 212385000 | 215575000
Industrial Sector Energy Related Emissions before CCS[petroleum diesel if,construction 41T43,SOx] | NoSettings | 15061800 | 14143400 | 14630500 | 15198400 | 15471900 | 15860800 | 16097500 | 16244200 | 16367300 | 16512400 | 16732400 | 16929200 | 17098100 | 17350400 | 17544300 | 17648200 | 17713100 | 17853500 | 18009100 | 18184600 | 18305900 | 18504300 | 18798500 | 19192800 | 19515300 | 19725900 | 20095400 | 20411400 | 20727400 | 21043400 | 21359500
Industrial Sector Energy Related Emissions before CCS[petroleum diesel if,construction 41T43,BC] | NoSettings | 15210300 | 14282900 | 14774800 | 15348300 | 15624400 | 16017300 | 16256300 | 16404400 | 16528700 | 16675300 | 16897400 | 17096200 | 17266700 | 17521500 | 17717400 | 17822300 | 17887700 | 18029600 | 18186700 | 18363900 | 18486500 | 18686800 | 18983900 | 19382100 | 19707800 | 19920400 | 20293600 | 20612700 | 20931800 | 21251000 | 21570100
Industrial Sector Energy Related Emissions before CCS[petroleum diesel if,construction 41T43,OC] | NoSettings | 37996100 | 35679400 | 36908100 | 38340800 | 39030600 | 40011900 | 40608900 | 40978900 | 41289400 | 41655600 | 42210500 | 42707100 | 43133000 | 43769600 | 44258800 | 44520800 | 44684400 | 45038700 | 45431200 | 45873900 | 46180100 | 46680400 | 47422600 | 48417400 | 49231000 | 49762200 | 50694300 | 51491500 | 52288700 | 53085900 | 53883100
Industrial Sector Energy Related Emissions before CCS[petroleum diesel if,construction 41T43,CH4] | NoSettings | 89123100 | 83688900 | 86571000 | 89931600 | 91549500 | 93851100 | 95251500 | 96119400 | 96847800 | 97706700 | 99008100 | 100173000 | 101172000 | 102665000 | 103813000 | 104427000 | 104811000 | 105642000 | 106563000 | 107601000 | 108319000 | 109493000 | 111234000 | 113567000 | 115475000 | 116721000 | 118908000 | 120778000 | 122648000 | 124517000 | 126387000
Industrial Sector Energy Related Emissions before CCS[petroleum diesel if,construction 41T43,N2O] | NoSettings | 17824600 | 16737800 | 17314200 | 17986300 | 18309900 | 18770200 | 19050300 | 19223900 | 19369600 | 19541300 | 19801600 | 20034600 | 20234400 | 20533000 | 20762500 | 20885500 | 20962200 | 21128400 | 21312500 | 21520200 | 21663800 | 21898600 | 22246700 | 22713400 | 23095100 | 23344300 | 23781500 | 24155500 | 24529500 | 24903500 | 25277500
Industrial Sector Energy Related Emissions before CCS[petroleum diesel if,construction 41T43,F gases] | NoSettings | 0 | 0 | 0 | 0 | 0 | 0 | 0 | 0 | 0 | 0 | 0 | 0 | 0 | 0 | 0 | 0 | 0 | 0 | 0 | 0 | 0 | 0 | 0 | 0 | 0 | 0 | 0 | 0 | 0 | 0 | 0
Industrial Sector Energy Related Emissions before CCS[heat if,agriculture and forestry 01T03,CO2] | NoSettings | 0 | 0 | 0 | 0 | 0 | 0 | 0 | 0 | 0 | 0 | 0 | 0 | 0 | 0 | 0 | 0 | 0 | 0 | 0 | 0 | 0 | 0 | 0 | 0 | 0 | 0 | 0 | 0 | 0 | 0 | 0
Industrial Sector Energy Related Emissions before CCS[heat if,agriculture and forestry 01T03,VOC] | NoSettings | 0 | 0 | 0 | 0 | 0 | 0 | 0 | 0 | 0 | 0 | 0 | 0 | 0 | 0 | 0 | 0 | 0 | 0 | 0 | 0 | 0 | 0 | 0 | 0 | 0 | 0 | 0 | 0 | 0 | 0 | 0
Industrial Sector Energy Related Emissions before CCS[heat if,agriculture and forestry 01T03,CO] | NoSettings | 0 | 0 | 0 | 0 | 0 | 0 | 0 | 0 | 0 | 0 | 0 | 0 | 0 | 0 | 0 | 0 | 0 | 0 | 0 | 0 | 0 | 0 | 0 | 0 | 0 | 0 | 0 | 0 | 0 | 0 | 0
Industrial Sector Energy Related Emissions before CCS[heat if,agriculture and forestry 01T03,NOx] | NoSettings | 0 | 0 | 0 | 0 | 0 | 0 | 0 | 0 | 0 | 0 | 0 | 0 | 0 | 0 | 0 | 0 | 0 | 0 | 0 | 0 | 0 | 0 | 0 | 0 | 0 | 0 | 0 | 0 | 0 | 0 | 0
Industrial Sector Energy Related Emissions before CCS[heat if,agriculture and forestry 01T03,PM10] | NoSettings | 0 | 0 | 0 | 0 | 0 | 0 | 0 | 0 | 0 | 0 | 0 | 0 | 0 | 0 | 0 | 0 | 0 | 0 | 0 | 0 | 0 | 0 | 0 | 0 | 0 | 0 | 0 | 0 | 0 | 0 | 0
Industrial Sector Energy Related Emissions before CCS[heat if,agriculture and forestry 01T03,PM25] | NoSettings | 0 | 0 | 0 | 0 | 0 | 0 | 0 | 0 | 0 | 0 | 0 | 0 | 0 | 0 | 0 | 0 | 0 | 0 | 0 | 0 | 0 | 0 | 0 | 0 | 0 | 0 | 0 | 0 | 0 | 0 | 0
Industrial Sector Energy Related Emissions before CCS[heat if,agriculture and forestry 01T03,SOx] | NoSettings | 0 | 0 | 0 | 0 | 0 | 0 | 0 | 0 | 0 | 0 | 0 | 0 | 0 | 0 | 0 | 0 | 0 | 0 | 0 | 0 | 0 | 0 | 0 | 0 | 0 | 0 | 0 | 0 | 0 | 0 | 0
Industrial Sector Energy Related Emissions before CCS[heat if,agriculture and forestry 01T03,BC] | NoSettings | 0 | 0 | 0 | 0 | 0 | 0 | 0 | 0 | 0 | 0 | 0 | 0 | 0 | 0 | 0 | 0 | 0 | 0 | 0 | 0 | 0 | 0 | 0 | 0 | 0 | 0 | 0 | 0 | 0 | 0 | 0
Industrial Sector Energy Related Emissions before CCS[heat if,agriculture and forestry 01T03,OC] | NoSettings | 0 | 0 | 0 | 0 | 0 | 0 | 0 | 0 | 0 | 0 | 0 | 0 | 0 | 0 | 0 | 0 | 0 | 0 | 0 | 0 | 0 | 0 | 0 | 0 | 0 | 0 | 0 | 0 | 0 | 0 | 0
Industrial Sector Energy Related Emissions before CCS[heat if,agriculture and forestry 01T03,CH4] | NoSettings | 0 | 0 | 0 | 0 | 0 | 0 | 0 | 0 | 0 | 0 | 0 | 0 | 0 | 0 | 0 | 0 | 0 | 0 | 0 | 0 | 0 | 0 | 0 | 0 | 0 | 0 | 0 | 0 | 0 | 0 | 0
Industrial Sector Energy Related Emissions before CCS[heat if,agriculture and forestry 01T03,N2O] | NoSettings | 0 | 0 | 0 | 0 | 0 | 0 | 0 | 0 | 0 | 0 | 0 | 0 | 0 | 0 | 0 | 0 | 0 | 0 | 0 | 0 | 0 | 0 | 0 | 0 | 0 | 0 | 0 | 0 | 0 | 0 | 0
Industrial Sector Energy Related Emissions before CCS[heat if,agriculture and forestry 01T03,F gases] | NoSettings | 0 | 0 | 0 | 0 | 0 | 0 | 0 | 0 | 0 | 0 | 0 | 0 | 0 | 0 | 0 | 0 | 0 | 0 | 0 | 0 | 0 | 0 | 0 | 0 | 0 | 0 | 0 | 0 | 0 | 0 | 0
Industrial Sector Energy Related Emissions before CCS[heat if,coal mining 05,CO2] | NoSettings | 0 | 0 | 0 | 0 | 0 | 0 | 0 | 0 | 0 | 0 | 0 | 0 | 0 | 0 | 0 | 0 | 0 | 0 | 0 | 0 | 0 | 0 | 0 | 0 | 0 | 0 | 0 | 0 | 0 | 0 | 0
Industrial Sector Energy Related Emissions before CCS[heat if,coal mining 05,VOC] | NoSettings | 0 | 0 | 0 | 0 | 0 | 0 | 0 | 0 | 0 | 0 | 0 | 0 | 0 | 0 | 0 | 0 | 0 | 0 | 0 | 0 | 0 | 0 | 0 | 0 | 0 | 0 | 0 | 0 | 0 | 0 | 0
Industrial Sector Energy Related Emissions before CCS[heat if,coal mining 05,CO] | NoSettings | 0 | 0 | 0 | 0 | 0 | 0 | 0 | 0 | 0 | 0 | 0 | 0 | 0 | 0 | 0 | 0 | 0 | 0 | 0 | 0 | 0 | 0 | 0 | 0 | 0 | 0 | 0 | 0 | 0 | 0 | 0
Industrial Sector Energy Related Emissions before CCS[heat if,coal mining 05,NOx] | NoSettings | 0 | 0 | 0 | 0 | 0 | 0 | 0 | 0 | 0 | 0 | 0 | 0 | 0 | 0 | 0 | 0 | 0 | 0 | 0 | 0 | 0 | 0 | 0 | 0 | 0 | 0 | 0 | 0 | 0 | 0 | 0
Industrial Sector Energy Related Emissions before CCS[heat if,coal mining 05,PM10] | NoSettings | 0 | 0 | 0 | 0 | 0 | 0 | 0 | 0 | 0 | 0 | 0 | 0 | 0 | 0 | 0 | 0 | 0 | 0 | 0 | 0 | 0 | 0 | 0 | 0 | 0 | 0 | 0 | 0 | 0 | 0 | 0
Industrial Sector Energy Related Emissions before CCS[heat if,coal mining 05,PM25] | NoSettings | 0 | 0 | 0 | 0 | 0 | 0 | 0 | 0 | 0 | 0 | 0 | 0 | 0 | 0 | 0 | 0 | 0 | 0 | 0 | 0 | 0 | 0 | 0 | 0 | 0 | 0 | 0 | 0 | 0 | 0 | 0
Industrial Sector Energy Related Emissions before CCS[heat if,coal mining 05,SOx] | NoSettings | 0 | 0 | 0 | 0 | 0 | 0 | 0 | 0 | 0 | 0 | 0 | 0 | 0 | 0 | 0 | 0 | 0 | 0 | 0 | 0 | 0 | 0 | 0 | 0 | 0 | 0 | 0 | 0 | 0 | 0 | 0
Industrial Sector Energy Related Emissions before CCS[heat if,coal mining 05,BC] | NoSettings | 0 | 0 | 0 | 0 | 0 | 0 | 0 | 0 | 0 | 0 | 0 | 0 | 0 | 0 | 0 | 0 | 0 | 0 | 0 | 0 | 0 | 0 | 0 | 0 | 0 | 0 | 0 | 0 | 0 | 0 | 0
Industrial Sector Energy Related Emissions before CCS[heat if,coal mining 05,OC] | NoSettings | 0 | 0 | 0 | 0 | 0 | 0 | 0 | 0 | 0 | 0 | 0 | 0 | 0 | 0 | 0 | 0 | 0 | 0 | 0 | 0 | 0 | 0 | 0 | 0 | 0 | 0 | 0 | 0 | 0 | 0 | 0
Industrial Sector Energy Related Emissions before CCS[heat if,coal mining 05,CH4] | NoSettings | 0 | 0 | 0 | 0 | 0 | 0 | 0 | 0 | 0 | 0 | 0 | 0 | 0 | 0 | 0 | 0 | 0 | 0 | 0 | 0 | 0 | 0 | 0 | 0 | 0 | 0 | 0 | 0 | 0 | 0 | 0
Industrial Sector Energy Related Emissions before CCS[heat if,coal mining 05,N2O] | NoSettings | 0 | 0 | 0 | 0 | 0 | 0 | 0 | 0 | 0 | 0 | 0 | 0 | 0 | 0 | 0 | 0 | 0 | 0 | 0 | 0 | 0 | 0 | 0 | 0 | 0 | 0 | 0 | 0 | 0 | 0 | 0
Industrial Sector Energy Related Emissions before CCS[heat if,coal mining 05,F gases] | NoSettings | 0 | 0 | 0 | 0 | 0 | 0 | 0 | 0 | 0 | 0 | 0 | 0 | 0 | 0 | 0 | 0 | 0 | 0 | 0 | 0 | 0 | 0 | 0 | 0 | 0 | 0 | 0 | 0 | 0 | 0 | 0
Industrial Sector Energy Related Emissions before CCS[heat if,oil and gas extraction 06,CO2] | NoSettings | 0 | 0 | 0 | 0 | 0 | 0 | 0 | 0 | 0 | 0 | 0 | 0 | 0 | 0 | 0 | 0 | 0 | 0 | 0 | 0 | 0 | 0 | 0 | 0 | 0 | 0 | 0 | 0 | 0 | 0 | 0
Industrial Sector Energy Related Emissions before CCS[heat if,oil and gas extraction 06,VOC] | NoSettings | 0 | 0 | 0 | 0 | 0 | 0 | 0 | 0 | 0 | 0 | 0 | 0 | 0 | 0 | 0 | 0 | 0 | 0 | 0 | 0 | 0 | 0 | 0 | 0 | 0 | 0 | 0 | 0 | 0 | 0 | 0
Industrial Sector Energy Related Emissions before CCS[heat if,oil and gas extraction 06,CO] | NoSettings | 0 | 0 | 0 | 0 | 0 | 0 | 0 | 0 | 0 | 0 | 0 | 0 | 0 | 0 | 0 | 0 | 0 | 0 | 0 | 0 | 0 | 0 | 0 | 0 | 0 | 0 | 0 | 0 | 0 | 0 | 0
Industrial Sector Energy Related Emissions before CCS[heat if,oil and gas extraction 06,NOx] | NoSettings | 0 | 0 | 0 | 0 | 0 | 0 | 0 | 0 | 0 | 0 | 0 | 0 | 0 | 0 | 0 | 0 | 0 | 0 | 0 | 0 | 0 | 0 | 0 | 0 | 0 | 0 | 0 | 0 | 0 | 0 | 0
Industrial Sector Energy Related Emissions before CCS[heat if,oil and gas extraction 06,PM10] | NoSettings | 0 | 0 | 0 | 0 | 0 | 0 | 0 | 0 | 0 | 0 | 0 | 0 | 0 | 0 | 0 | 0 | 0 | 0 | 0 | 0 | 0 | 0 | 0 | 0 | 0 | 0 | 0 | 0 | 0 | 0 | 0
Industrial Sector Energy Related Emissions before CCS[heat if,oil and gas extraction 06,PM25] | NoSettings | 0 | 0 | 0 | 0 | 0 | 0 | 0 | 0 | 0 | 0 | 0 | 0 | 0 | 0 | 0 | 0 | 0 | 0 | 0 | 0 | 0 | 0 | 0 | 0 | 0 | 0 | 0 | 0 | 0 | 0 | 0
Industrial Sector Energy Related Emissions before CCS[heat if,oil and gas extraction 06,SOx] | NoSettings | 0 | 0 | 0 | 0 | 0 | 0 | 0 | 0 | 0 | 0 | 0 | 0 | 0 | 0 | 0 | 0 | 0 | 0 | 0 | 0 | 0 | 0 | 0 | 0 | 0 | 0 | 0 | 0 | 0 | 0 | 0
Industrial Sector Energy Related Emissions before CCS[heat if,oil and gas extraction 06,BC] | NoSettings | 0 | 0 | 0 | 0 | 0 | 0 | 0 | 0 | 0 | 0 | 0 | 0 | 0 | 0 | 0 | 0 | 0 | 0 | 0 | 0 | 0 | 0 | 0 | 0 | 0 | 0 | 0 | 0 | 0 | 0 | 0
Industrial Sector Energy Related Emissions before CCS[heat if,oil and gas extraction 06,OC] | NoSettings | 0 | 0 | 0 | 0 | 0 | 0 | 0 | 0 | 0 | 0 | 0 | 0 | 0 | 0 | 0 | 0 | 0 | 0 | 0 | 0 | 0 | 0 | 0 | 0 | 0 | 0 | 0 | 0 | 0 | 0 | 0
Industrial Sector Energy Related Emissions before CCS[heat if,oil and gas extraction 06,CH4] | NoSettings | 0 | 0 | 0 | 0 | 0 | 0 | 0 | 0 | 0 | 0 | 0 | 0 | 0 | 0 | 0 | 0 | 0 | 0 | 0 | 0 | 0 | 0 | 0 | 0 | 0 | 0 | 0 | 0 | 0 | 0 | 0
Industrial Sector Energy Related Emissions before CCS[heat if,oil and gas extraction 06,N2O] | NoSettings | 0 | 0 | 0 | 0 | 0 | 0 | 0 | 0 | 0 | 0 | 0 | 0 | 0 | 0 | 0 | 0 | 0 | 0 | 0 | 0 | 0 | 0 | 0 | 0 | 0 | 0 | 0 | 0 | 0 | 0 | 0
Industrial Sector Energy Related Emissions before CCS[heat if,oil and gas extraction 06,F gases] | NoSettings | 0 | 0 | 0 | 0 | 0 | 0 | 0 | 0 | 0 | 0 | 0 | 0 | 0 | 0 | 0 | 0 | 0 | 0 | 0 | 0 | 0 | 0 | 0 | 0 | 0 | 0 | 0 | 0 | 0 | 0 | 0
Industrial Sector Energy Related Emissions before CCS[heat if,other mining and quarrying 07T08,CO2] | NoSettings | 0 | 0 | 0 | 0 | 0 | 0 | 0 | 0 | 0 | 0 | 0 | 0 | 0 | 0 | 0 | 0 | 0 | 0 | 0 | 0 | 0 | 0 | 0 | 0 | 0 | 0 | 0 | 0 | 0 | 0 | 0
Industrial Sector Energy Related Emissions before CCS[heat if,other mining and quarrying 07T08,VOC] | NoSettings | 0 | 0 | 0 | 0 | 0 | 0 | 0 | 0 | 0 | 0 | 0 | 0 | 0 | 0 | 0 | 0 | 0 | 0 | 0 | 0 | 0 | 0 | 0 | 0 | 0 | 0 | 0 | 0 | 0 | 0 | 0
Industrial Sector Energy Related Emissions before CCS[heat if,other mining and quarrying 07T08,CO] | NoSettings | 0 | 0 | 0 | 0 | 0 | 0 | 0 | 0 | 0 | 0 | 0 | 0 | 0 | 0 | 0 | 0 | 0 | 0 | 0 | 0 | 0 | 0 | 0 | 0 | 0 | 0 | 0 | 0 | 0 | 0 | 0
Industrial Sector Energy Related Emissions before CCS[heat if,other mining and quarrying 07T08,NOx] | NoSettings | 0 | 0 | 0 | 0 | 0 | 0 | 0 | 0 | 0 | 0 | 0 | 0 | 0 | 0 | 0 | 0 | 0 | 0 | 0 | 0 | 0 | 0 | 0 | 0 | 0 | 0 | 0 | 0 | 0 | 0 | 0
Industrial Sector Energy Related Emissions before CCS[heat if,other mining and quarrying 07T08,PM10] | NoSettings | 0 | 0 | 0 | 0 | 0 | 0 | 0 | 0 | 0 | 0 | 0 | 0 | 0 | 0 | 0 | 0 | 0 | 0 | 0 | 0 | 0 | 0 | 0 | 0 | 0 | 0 | 0 | 0 | 0 | 0 | 0
Industrial Sector Energy Related Emissions before CCS[heat if,other mining and quarrying 07T08,PM25] | NoSettings | 0 | 0 | 0 | 0 | 0 | 0 | 0 | 0 | 0 | 0 | 0 | 0 | 0 | 0 | 0 | 0 | 0 | 0 | 0 | 0 | 0 | 0 | 0 | 0 | 0 | 0 | 0 | 0 | 0 | 0 | 0
Industrial Sector Energy Related Emissions before CCS[heat if,other mining and quarrying 07T08,SOx] | NoSettings | 0 | 0 | 0 | 0 | 0 | 0 | 0 | 0 | 0 | 0 | 0 | 0 | 0 | 0 | 0 | 0 | 0 | 0 | 0 | 0 | 0 | 0 | 0 | 0 | 0 | 0 | 0 | 0 | 0 | 0 | 0
Industrial Sector Energy Related Emissions before CCS[heat if,other mining and quarrying 07T08,BC] | NoSettings | 0 | 0 | 0 | 0 | 0 | 0 | 0 | 0 | 0 | 0 | 0 | 0 | 0 | 0 | 0 | 0 | 0 | 0 | 0 | 0 | 0 | 0 | 0 | 0 | 0 | 0 | 0 | 0 | 0 | 0 | 0
Industrial Sector Energy Related Emissions before CCS[heat if,other mining and quarrying 07T08,OC] | NoSettings | 0 | 0 | 0 | 0 | 0 | 0 | 0 | 0 | 0 | 0 | 0 | 0 | 0 | 0 | 0 | 0 | 0 | 0 | 0 | 0 | 0 | 0 | 0 | 0 | 0 | 0 | 0 | 0 | 0 | 0 | 0
Industrial Sector Energy Related Emissions before CCS[heat if,other mining and quarrying 07T08,CH4] | NoSettings | 0 | 0 | 0 | 0 | 0 | 0 | 0 | 0 | 0 | 0 | 0 | 0 | 0 | 0 | 0 | 0 | 0 | 0 | 0 | 0 | 0 | 0 | 0 | 0 | 0 | 0 | 0 | 0 | 0 | 0 | 0
Industrial Sector Energy Related Emissions before CCS[heat if,other mining and quarrying 07T08,N2O] | NoSettings | 0 | 0 | 0 | 0 | 0 | 0 | 0 | 0 | 0 | 0 | 0 | 0 | 0 | 0 | 0 | 0 | 0 | 0 | 0 | 0 | 0 | 0 | 0 | 0 | 0 | 0 | 0 | 0 | 0 | 0 | 0
Industrial Sector Energy Related Emissions before CCS[heat if,other mining and quarrying 07T08,F gases] | NoSettings | 0 | 0 | 0 | 0 | 0 | 0 | 0 | 0 | 0 | 0 | 0 | 0 | 0 | 0 | 0 | 0 | 0 | 0 | 0 | 0 | 0 | 0 | 0 | 0 | 0 | 0 | 0 | 0 | 0 | 0 | 0
Industrial Sector Energy Related Emissions before CCS[heat if,food beverage and tobacco 10T12,CO2] | NoSettings | 0 | 0 | 0 | 0 | 0 | 0 | 0 | 0 | 0 | 0 | 0 | 0 | 0 | 0 | 0 | 0 | 0 | 0 | 0 | 0 | 0 | 0 | 0 | 0 | 0 | 0 | 0 | 0 | 0 | 0 | 0
Industrial Sector Energy Related Emissions before CCS[heat if,food beverage and tobacco 10T12,VOC] | NoSettings | 0 | 0 | 0 | 0 | 0 | 0 | 0 | 0 | 0 | 0 | 0 | 0 | 0 | 0 | 0 | 0 | 0 | 0 | 0 | 0 | 0 | 0 | 0 | 0 | 0 | 0 | 0 | 0 | 0 | 0 | 0
Industrial Sector Energy Related Emissions before CCS[heat if,food beverage and tobacco 10T12,CO] | NoSettings | 0 | 0 | 0 | 0 | 0 | 0 | 0 | 0 | 0 | 0 | 0 | 0 | 0 | 0 | 0 | 0 | 0 | 0 | 0 | 0 | 0 | 0 | 0 | 0 | 0 | 0 | 0 | 0 | 0 | 0 | 0
Industrial Sector Energy Related Emissions before CCS[heat if,food beverage and tobacco 10T12,NOx] | NoSettings | 0 | 0 | 0 | 0 | 0 | 0 | 0 | 0 | 0 | 0 | 0 | 0 | 0 | 0 | 0 | 0 | 0 | 0 | 0 | 0 | 0 | 0 | 0 | 0 | 0 | 0 | 0 | 0 | 0 | 0 | 0
Industrial Sector Energy Related Emissions before CCS[heat if,food beverage and tobacco 10T12,PM10] | NoSettings | 0 | 0 | 0 | 0 | 0 | 0 | 0 | 0 | 0 | 0 | 0 | 0 | 0 | 0 | 0 | 0 | 0 | 0 | 0 | 0 | 0 | 0 | 0 | 0 | 0 | 0 | 0 | 0 | 0 | 0 | 0
Industrial Sector Energy Related Emissions before CCS[heat if,food beverage and tobacco 10T12,PM25] | NoSettings | 0 | 0 | 0 | 0 | 0 | 0 | 0 | 0 | 0 | 0 | 0 | 0 | 0 | 0 | 0 | 0 | 0 | 0 | 0 | 0 | 0 | 0 | 0 | 0 | 0 | 0 | 0 | 0 | 0 | 0 | 0
Industrial Sector Energy Related Emissions before CCS[heat if,food beverage and tobacco 10T12,SOx] | NoSettings | 0 | 0 | 0 | 0 | 0 | 0 | 0 | 0 | 0 | 0 | 0 | 0 | 0 | 0 | 0 | 0 | 0 | 0 | 0 | 0 | 0 | 0 | 0 | 0 | 0 | 0 | 0 | 0 | 0 | 0 | 0
Industrial Sector Energy Related Emissions before CCS[heat if,food beverage and tobacco 10T12,BC] | NoSettings | 0 | 0 | 0 | 0 | 0 | 0 | 0 | 0 | 0 | 0 | 0 | 0 | 0 | 0 | 0 | 0 | 0 | 0 | 0 | 0 | 0 | 0 | 0 | 0 | 0 | 0 | 0 | 0 | 0 | 0 | 0
Industrial Sector Energy Related Emissions before CCS[heat if,food beverage and tobacco 10T12,OC] | NoSettings | 0 | 0 | 0 | 0 | 0 | 0 | 0 | 0 | 0 | 0 | 0 | 0 | 0 | 0 | 0 | 0 | 0 | 0 | 0 | 0 | 0 | 0 | 0 | 0 | 0 | 0 | 0 | 0 | 0 | 0 | 0
Industrial Sector Energy Related Emissions before CCS[heat if,food beverage and tobacco 10T12,CH4] | NoSettings | 0 | 0 | 0 | 0 | 0 | 0 | 0 | 0 | 0 | 0 | 0 | 0 | 0 | 0 | 0 | 0 | 0 | 0 | 0 | 0 | 0 | 0 | 0 | 0 | 0 | 0 | 0 | 0 | 0 | 0 | 0
Industrial Sector Energy Related Emissions before CCS[heat if,food beverage and tobacco 10T12,N2O] | NoSettings | 0 | 0 | 0 | 0 | 0 | 0 | 0 | 0 | 0 | 0 | 0 | 0 | 0 | 0 | 0 | 0 | 0 | 0 | 0 | 0 | 0 | 0 | 0 | 0 | 0 | 0 | 0 | 0 | 0 | 0 | 0
Industrial Sector Energy Related Emissions before CCS[heat if,food beverage and tobacco 10T12,F gases] | NoSettings | 0 | 0 | 0 | 0 | 0 | 0 | 0 | 0 | 0 | 0 | 0 | 0 | 0 | 0 | 0 | 0 | 0 | 0 | 0 | 0 | 0 | 0 | 0 | 0 | 0 | 0 | 0 | 0 | 0 | 0 | 0
Industrial Sector Energy Related Emissions before CCS[heat if,textiles apparel and leather 13T15,CO2] | NoSettings | 0 | 0 | 0 | 0 | 0 | 0 | 0 | 0 | 0 | 0 | 0 | 0 | 0 | 0 | 0 | 0 | 0 | 0 | 0 | 0 | 0 | 0 | 0 | 0 | 0 | 0 | 0 | 0 | 0 | 0 | 0
Industrial Sector Energy Related Emissions before CCS[heat if,textiles apparel and leather 13T15,VOC] | NoSettings | 0 | 0 | 0 | 0 | 0 | 0 | 0 | 0 | 0 | 0 | 0 | 0 | 0 | 0 | 0 | 0 | 0 | 0 | 0 | 0 | 0 | 0 | 0 | 0 | 0 | 0 | 0 | 0 | 0 | 0 | 0
Industrial Sector Energy Related Emissions before CCS[heat if,textiles apparel and leather 13T15,CO] | NoSettings | 0 | 0 | 0 | 0 | 0 | 0 | 0 | 0 | 0 | 0 | 0 | 0 | 0 | 0 | 0 | 0 | 0 | 0 | 0 | 0 | 0 | 0 | 0 | 0 | 0 | 0 | 0 | 0 | 0 | 0 | 0
Industrial Sector Energy Related Emissions before CCS[heat if,textiles apparel and leather 13T15,NOx] | NoSettings | 0 | 0 | 0 | 0 | 0 | 0 | 0 | 0 | 0 | 0 | 0 | 0 | 0 | 0 | 0 | 0 | 0 | 0 | 0 | 0 | 0 | 0 | 0 | 0 | 0 | 0 | 0 | 0 | 0 | 0 | 0
Industrial Sector Energy Related Emissions before CCS[heat if,textiles apparel and leather 13T15,PM10] | NoSettings | 0 | 0 | 0 | 0 | 0 | 0 | 0 | 0 | 0 | 0 | 0 | 0 | 0 | 0 | 0 | 0 | 0 | 0 | 0 | 0 | 0 | 0 | 0 | 0 | 0 | 0 | 0 | 0 | 0 | 0 | 0
Industrial Sector Energy Related Emissions before CCS[heat if,textiles apparel and leather 13T15,PM25] | NoSettings | 0 | 0 | 0 | 0 | 0 | 0 | 0 | 0 | 0 | 0 | 0 | 0 | 0 | 0 | 0 | 0 | 0 | 0 | 0 | 0 | 0 | 0 | 0 | 0 | 0 | 0 | 0 | 0 | 0 | 0 | 0
Industrial Sector Energy Related Emissions before CCS[heat if,textiles apparel and leather 13T15,SOx] | NoSettings | 0 | 0 | 0 | 0 | 0 | 0 | 0 | 0 | 0 | 0 | 0 | 0 | 0 | 0 | 0 | 0 | 0 | 0 | 0 | 0 | 0 | 0 | 0 | 0 | 0 | 0 | 0 | 0 | 0 | 0 | 0
Industrial Sector Energy Related Emissions before CCS[heat if,textiles apparel and leather 13T15,BC] | NoSettings | 0 | 0 | 0 | 0 | 0 | 0 | 0 | 0 | 0 | 0 | 0 | 0 | 0 | 0 | 0 | 0 | 0 | 0 | 0 | 0 | 0 | 0 | 0 | 0 | 0 | 0 | 0 | 0 | 0 | 0 | 0
Industrial Sector Energy Related Emissions before CCS[heat if,textiles apparel and leather 13T15,OC] | NoSettings | 0 | 0 | 0 | 0 | 0 | 0 | 0 | 0 | 0 | 0 | 0 | 0 | 0 | 0 | 0 | 0 | 0 | 0 | 0 | 0 | 0 | 0 | 0 | 0 | 0 | 0 | 0 | 0 | 0 | 0 | 0
Industrial Sector Energy Related Emissions before CCS[heat if,textiles apparel and leather 13T15,CH4] | NoSettings | 0 | 0 | 0 | 0 | 0 | 0 | 0 | 0 | 0 | 0 | 0 | 0 | 0 | 0 | 0 | 0 | 0 | 0 | 0 | 0 | 0 | 0 | 0 | 0 | 0 | 0 | 0 | 0 | 0 | 0 | 0
Industrial Sector Energy Related Emissions before CCS[heat if,textiles apparel and leather 13T15,N2O] | NoSettings | 0 | 0 | 0 | 0 | 0 | 0 | 0 | 0 | 0 | 0 | 0 | 0 | 0 | 0 | 0 | 0 | 0 | 0 | 0 | 0 | 0 | 0 | 0 | 0 | 0 | 0 | 0 | 0 | 0 | 0 | 0
Industrial Sector Energy Related Emissions before CCS[heat if,textiles apparel and leather 13T15,F gases] | NoSettings | 0 | 0 | 0 | 0 | 0 | 0 | 0 | 0 | 0 | 0 | 0 | 0 | 0 | 0 | 0 | 0 | 0 | 0 | 0 | 0 | 0 | 0 | 0 | 0 | 0 | 0 | 0 | 0 | 0 | 0 | 0
Industrial Sector Energy Related Emissions before CCS[heat if,wood products 16,CO2] | NoSettings | 0 | 0 | 0 | 0 | 0 | 0 | 0 | 0 | 0 | 0 | 0 | 0 | 0 | 0 | 0 | 0 | 0 | 0 | 0 | 0 | 0 | 0 | 0 | 0 | 0 | 0 | 0 | 0 | 0 | 0 | 0
Industrial Sector Energy Related Emissions before CCS[heat if,wood products 16,VOC] | NoSettings | 0 | 0 | 0 | 0 | 0 | 0 | 0 | 0 | 0 | 0 | 0 | 0 | 0 | 0 | 0 | 0 | 0 | 0 | 0 | 0 | 0 | 0 | 0 | 0 | 0 | 0 | 0 | 0 | 0 | 0 | 0
Industrial Sector Energy Related Emissions before CCS[heat if,wood products 16,CO] | NoSettings | 0 | 0 | 0 | 0 | 0 | 0 | 0 | 0 | 0 | 0 | 0 | 0 | 0 | 0 | 0 | 0 | 0 | 0 | 0 | 0 | 0 | 0 | 0 | 0 | 0 | 0 | 0 | 0 | 0 | 0 | 0
Industrial Sector Energy Related Emissions before CCS[heat if,wood products 16,NOx] | NoSettings | 0 | 0 | 0 | 0 | 0 | 0 | 0 | 0 | 0 | 0 | 0 | 0 | 0 | 0 | 0 | 0 | 0 | 0 | 0 | 0 | 0 | 0 | 0 | 0 | 0 | 0 | 0 | 0 | 0 | 0 | 0
Industrial Sector Energy Related Emissions before CCS[heat if,wood products 16,PM10] | NoSettings | 0 | 0 | 0 | 0 | 0 | 0 | 0 | 0 | 0 | 0 | 0 | 0 | 0 | 0 | 0 | 0 | 0 | 0 | 0 | 0 | 0 | 0 | 0 | 0 | 0 | 0 | 0 | 0 | 0 | 0 | 0
Industrial Sector Energy Related Emissions before CCS[heat if,wood products 16,PM25] | NoSettings | 0 | 0 | 0 | 0 | 0 | 0 | 0 | 0 | 0 | 0 | 0 | 0 | 0 | 0 | 0 | 0 | 0 | 0 | 0 | 0 | 0 | 0 | 0 | 0 | 0 | 0 | 0 | 0 | 0 | 0 | 0
Industrial Sector Energy Related Emissions before CCS[heat if,wood products 16,SOx] | NoSettings | 0 | 0 | 0 | 0 | 0 | 0 | 0 | 0 | 0 | 0 | 0 | 0 | 0 | 0 | 0 | 0 | 0 | 0 | 0 | 0 | 0 | 0 | 0 | 0 | 0 | 0 | 0 | 0 | 0 | 0 | 0
Industrial Sector Energy Related Emissions before CCS[heat if,wood products 16,BC] | NoSettings | 0 | 0 | 0 | 0 | 0 | 0 | 0 | 0 | 0 | 0 | 0 | 0 | 0 | 0 | 0 | 0 | 0 | 0 | 0 | 0 | 0 | 0 | 0 | 0 | 0 | 0 | 0 | 0 | 0 | 0 | 0
Industrial Sector Energy Related Emissions before CCS[heat if,wood products 16,OC] | NoSettings | 0 | 0 | 0 | 0 | 0 | 0 | 0 | 0 | 0 | 0 | 0 | 0 | 0 | 0 | 0 | 0 | 0 | 0 | 0 | 0 | 0 | 0 | 0 | 0 | 0 | 0 | 0 | 0 | 0 | 0 | 0
Industrial Sector Energy Related Emissions before CCS[heat if,wood products 16,CH4] | NoSettings | 0 | 0 | 0 | 0 | 0 | 0 | 0 | 0 | 0 | 0 | 0 | 0 | 0 | 0 | 0 | 0 | 0 | 0 | 0 | 0 | 0 | 0 | 0 | 0 | 0 | 0 | 0 | 0 | 0 | 0 | 0
Industrial Sector Energy Related Emissions before CCS[heat if,wood products 16,N2O] | NoSettings | 0 | 0 | 0 | 0 | 0 | 0 | 0 | 0 | 0 | 0 | 0 | 0 | 0 | 0 | 0 | 0 | 0 | 0 | 0 | 0 | 0 | 0 | 0 | 0 | 0 | 0 | 0 | 0 | 0 | 0 | 0
Industrial Sector Energy Related Emissions before CCS[heat if,wood products 16,F gases] | NoSettings | 0 | 0 | 0 | 0 | 0 | 0 | 0 | 0 | 0 | 0 | 0 | 0 | 0 | 0 | 0 | 0 | 0 | 0 | 0 | 0 | 0 | 0 | 0 | 0 | 0 | 0 | 0 | 0 | 0 | 0 | 0
Industrial Sector Energy Related Emissions before CCS[heat if,pulp paper and printing 17T18,CO2] | NoSettings | 0 | 0 | 0 | 0 | 0 | 0 | 0 | 0 | 0 | 0 | 0 | 0 | 0 | 0 | 0 | 0 | 0 | 0 | 0 | 0 | 0 | 0 | 0 | 0 | 0 | 0 | 0 | 0 | 0 | 0 | 0
Industrial Sector Energy Related Emissions before CCS[heat if,pulp paper and printing 17T18,VOC] | NoSettings | 0 | 0 | 0 | 0 | 0 | 0 | 0 | 0 | 0 | 0 | 0 | 0 | 0 | 0 | 0 | 0 | 0 | 0 | 0 | 0 | 0 | 0 | 0 | 0 | 0 | 0 | 0 | 0 | 0 | 0 | 0
Industrial Sector Energy Related Emissions before CCS[heat if,pulp paper and printing 17T18,CO] | NoSettings | 0 | 0 | 0 | 0 | 0 | 0 | 0 | 0 | 0 | 0 | 0 | 0 | 0 | 0 | 0 | 0 | 0 | 0 | 0 | 0 | 0 | 0 | 0 | 0 | 0 | 0 | 0 | 0 | 0 | 0 | 0
Industrial Sector Energy Related Emissions before CCS[heat if,pulp paper and printing 17T18,NOx] | NoSettings | 0 | 0 | 0 | 0 | 0 | 0 | 0 | 0 | 0 | 0 | 0 | 0 | 0 | 0 | 0 | 0 | 0 | 0 | 0 | 0 | 0 | 0 | 0 | 0 | 0 | 0 | 0 | 0 | 0 | 0 | 0
Industrial Sector Energy Related Emissions before CCS[heat if,pulp paper and printing 17T18,PM10] | NoSettings | 0 | 0 | 0 | 0 | 0 | 0 | 0 | 0 | 0 | 0 | 0 | 0 | 0 | 0 | 0 | 0 | 0 | 0 | 0 | 0 | 0 | 0 | 0 | 0 | 0 | 0 | 0 | 0 | 0 | 0 | 0
Industrial Sector Energy Related Emissions before CCS[heat if,pulp paper and printing 17T18,PM25] | NoSettings | 0 | 0 | 0 | 0 | 0 | 0 | 0 | 0 | 0 | 0 | 0 | 0 | 0 | 0 | 0 | 0 | 0 | 0 | 0 | 0 | 0 | 0 | 0 | 0 | 0 | 0 | 0 | 0 | 0 | 0 | 0
Industrial Sector Energy Related Emissions before CCS[heat if,pulp paper and printing 17T18,SOx] | NoSettings | 0 | 0 | 0 | 0 | 0 | 0 | 0 | 0 | 0 | 0 | 0 | 0 | 0 | 0 | 0 | 0 | 0 | 0 | 0 | 0 | 0 | 0 | 0 | 0 | 0 | 0 | 0 | 0 | 0 | 0 | 0
Industrial Sector Energy Related Emissions before CCS[heat if,pulp paper and printing 17T18,BC] | NoSettings | 0 | 0 | 0 | 0 | 0 | 0 | 0 | 0 | 0 | 0 | 0 | 0 | 0 | 0 | 0 | 0 | 0 | 0 | 0 | 0 | 0 | 0 | 0 | 0 | 0 | 0 | 0 | 0 | 0 | 0 | 0
Industrial Sector Energy Related Emissions before CCS[heat if,pulp paper and printing 17T18,OC] | NoSettings | 0 | 0 | 0 | 0 | 0 | 0 | 0 | 0 | 0 | 0 | 0 | 0 | 0 | 0 | 0 | 0 | 0 | 0 | 0 | 0 | 0 | 0 | 0 | 0 | 0 | 0 | 0 | 0 | 0 | 0 | 0
Industrial Sector Energy Related Emissions before CCS[heat if,pulp paper and printing 17T18,CH4] | NoSettings | 0 | 0 | 0 | 0 | 0 | 0 | 0 | 0 | 0 | 0 | 0 | 0 | 0 | 0 | 0 | 0 | 0 | 0 | 0 | 0 | 0 | 0 | 0 | 0 | 0 | 0 | 0 | 0 | 0 | 0 | 0
Industrial Sector Energy Related Emissions before CCS[heat if,pulp paper and printing 17T18,N2O] | NoSettings | 0 | 0 | 0 | 0 | 0 | 0 | 0 | 0 | 0 | 0 | 0 | 0 | 0 | 0 | 0 | 0 | 0 | 0 | 0 | 0 | 0 | 0 | 0 | 0 | 0 | 0 | 0 | 0 | 0 | 0 | 0
Industrial Sector Energy Related Emissions before CCS[heat if,pulp paper and printing 17T18,F gases] | NoSettings | 0 | 0 | 0 | 0 | 0 | 0 | 0 | 0 | 0 | 0 | 0 | 0 | 0 | 0 | 0 | 0 | 0 | 0 | 0 | 0 | 0 | 0 | 0 | 0 | 0 | 0 | 0 | 0 | 0 | 0 | 0
Industrial Sector Energy Related Emissions before CCS[heat if,refined petroleum and coke 19,CO2] | NoSettings | 0 | 0 | 0 | 0 | 0 | 0 | 0 | 0 | 0 | 0 | 0 | 0 | 0 | 0 | 0 | 0 | 0 | 0 | 0 | 0 | 0 | 0 | 0 | 0 | 0 | 0 | 0 | 0 | 0 | 0 | 0
Industrial Sector Energy Related Emissions before CCS[heat if,refined petroleum and coke 19,VOC] | NoSettings | 0 | 0 | 0 | 0 | 0 | 0 | 0 | 0 | 0 | 0 | 0 | 0 | 0 | 0 | 0 | 0 | 0 | 0 | 0 | 0 | 0 | 0 | 0 | 0 | 0 | 0 | 0 | 0 | 0 | 0 | 0
Industrial Sector Energy Related Emissions before CCS[heat if,refined petroleum and coke 19,CO] | NoSettings | 0 | 0 | 0 | 0 | 0 | 0 | 0 | 0 | 0 | 0 | 0 | 0 | 0 | 0 | 0 | 0 | 0 | 0 | 0 | 0 | 0 | 0 | 0 | 0 | 0 | 0 | 0 | 0 | 0 | 0 | 0
Industrial Sector Energy Related Emissions before CCS[heat if,refined petroleum and coke 19,NOx] | NoSettings | 0 | 0 | 0 | 0 | 0 | 0 | 0 | 0 | 0 | 0 | 0 | 0 | 0 | 0 | 0 | 0 | 0 | 0 | 0 | 0 | 0 | 0 | 0 | 0 | 0 | 0 | 0 | 0 | 0 | 0 | 0
Industrial Sector Energy Related Emissions before CCS[heat if,refined petroleum and coke 19,PM10] | NoSettings | 0 | 0 | 0 | 0 | 0 | 0 | 0 | 0 | 0 | 0 | 0 | 0 | 0 | 0 | 0 | 0 | 0 | 0 | 0 | 0 | 0 | 0 | 0 | 0 | 0 | 0 | 0 | 0 | 0 | 0 | 0
Industrial Sector Energy Related Emissions before CCS[heat if,refined petroleum and coke 19,PM25] | NoSettings | 0 | 0 | 0 | 0 | 0 | 0 | 0 | 0 | 0 | 0 | 0 | 0 | 0 | 0 | 0 | 0 | 0 | 0 | 0 | 0 | 0 | 0 | 0 | 0 | 0 | 0 | 0 | 0 | 0 | 0 | 0
Industrial Sector Energy Related Emissions before CCS[heat if,refined petroleum and coke 19,SOx] | NoSettings | 0 | 0 | 0 | 0 | 0 | 0 | 0 | 0 | 0 | 0 | 0 | 0 | 0 | 0 | 0 | 0 | 0 | 0 | 0 | 0 | 0 | 0 | 0 | 0 | 0 | 0 | 0 | 0 | 0 | 0 | 0
Industrial Sector Energy Related Emissions before CCS[heat if,refined petroleum and coke 19,BC] | NoSettings | 0 | 0 | 0 | 0 | 0 | 0 | 0 | 0 | 0 | 0 | 0 | 0 | 0 | 0 | 0 | 0 | 0 | 0 | 0 | 0 | 0 | 0 | 0 | 0 | 0 | 0 | 0 | 0 | 0 | 0 | 0
Industrial Sector Energy Related Emissions before CCS[heat if,refined petroleum and coke 19,OC] | NoSettings | 0 | 0 | 0 | 0 | 0 | 0 | 0 | 0 | 0 | 0 | 0 | 0 | 0 | 0 | 0 | 0 | 0 | 0 | 0 | 0 | 0 | 0 | 0 | 0 | 0 | 0 | 0 | 0 | 0 | 0 | 0
Industrial Sector Energy Related Emissions before CCS[heat if,refined petroleum and coke 19,CH4] | NoSettings | 0 | 0 | 0 | 0 | 0 | 0 | 0 | 0 | 0 | 0 | 0 | 0 | 0 | 0 | 0 | 0 | 0 | 0 | 0 | 0 | 0 | 0 | 0 | 0 | 0 | 0 | 0 | 0 | 0 | 0 | 0
Industrial Sector Energy Related Emissions before CCS[heat if,refined petroleum and coke 19,N2O] | NoSettings | 0 | 0 | 0 | 0 | 0 | 0 | 0 | 0 | 0 | 0 | 0 | 0 | 0 | 0 | 0 | 0 | 0 | 0 | 0 | 0 | 0 | 0 | 0 | 0 | 0 | 0 | 0 | 0 | 0 | 0 | 0
Industrial Sector Energy Related Emissions before CCS[heat if,refined petroleum and coke 19,F gases] | NoSettings | 0 | 0 | 0 | 0 | 0 | 0 | 0 | 0 | 0 | 0 | 0 | 0 | 0 | 0 | 0 | 0 | 0 | 0 | 0 | 0 | 0 | 0 | 0 | 0 | 0 | 0 | 0 | 0 | 0 | 0 | 0
Industrial Sector Energy Related Emissions before CCS[heat if,chemicals 20,CO2] | NoSettings | 0 | 0 | 0 | 0 | 0 | 0 | 0 | 0 | 0 | 0 | 0 | 0 | 0 | 0 | 0 | 0 | 0 | 0 | 0 | 0 | 0 | 0 | 0 | 0 | 0 | 0 | 0 | 0 | 0 | 0 | 0
Industrial Sector Energy Related Emissions before CCS[heat if,chemicals 20,VOC] | NoSettings | 0 | 0 | 0 | 0 | 0 | 0 | 0 | 0 | 0 | 0 | 0 | 0 | 0 | 0 | 0 | 0 | 0 | 0 | 0 | 0 | 0 | 0 | 0 | 0 | 0 | 0 | 0 | 0 | 0 | 0 | 0
Industrial Sector Energy Related Emissions before CCS[heat if,chemicals 20,CO] | NoSettings | 0 | 0 | 0 | 0 | 0 | 0 | 0 | 0 | 0 | 0 | 0 | 0 | 0 | 0 | 0 | 0 | 0 | 0 | 0 | 0 | 0 | 0 | 0 | 0 | 0 | 0 | 0 | 0 | 0 | 0 | 0
Industrial Sector Energy Related Emissions before CCS[heat if,chemicals 20,NOx] | NoSettings | 0 | 0 | 0 | 0 | 0 | 0 | 0 | 0 | 0 | 0 | 0 | 0 | 0 | 0 | 0 | 0 | 0 | 0 | 0 | 0 | 0 | 0 | 0 | 0 | 0 | 0 | 0 | 0 | 0 | 0 | 0
Industrial Sector Energy Related Emissions before CCS[heat if,chemicals 20,PM10] | NoSettings | 0 | 0 | 0 | 0 | 0 | 0 | 0 | 0 | 0 | 0 | 0 | 0 | 0 | 0 | 0 | 0 | 0 | 0 | 0 | 0 | 0 | 0 | 0 | 0 | 0 | 0 | 0 | 0 | 0 | 0 | 0
Industrial Sector Energy Related Emissions before CCS[heat if,chemicals 20,PM25] | NoSettings | 0 | 0 | 0 | 0 | 0 | 0 | 0 | 0 | 0 | 0 | 0 | 0 | 0 | 0 | 0 | 0 | 0 | 0 | 0 | 0 | 0 | 0 | 0 | 0 | 0 | 0 | 0 | 0 | 0 | 0 | 0
Industrial Sector Energy Related Emissions before CCS[heat if,chemicals 20,SOx] | NoSettings | 0 | 0 | 0 | 0 | 0 | 0 | 0 | 0 | 0 | 0 | 0 | 0 | 0 | 0 | 0 | 0 | 0 | 0 | 0 | 0 | 0 | 0 | 0 | 0 | 0 | 0 | 0 | 0 | 0 | 0 | 0
Industrial Sector Energy Related Emissions before CCS[heat if,chemicals 20,BC] | NoSettings | 0 | 0 | 0 | 0 | 0 | 0 | 0 | 0 | 0 | 0 | 0 | 0 | 0 | 0 | 0 | 0 | 0 | 0 | 0 | 0 | 0 | 0 | 0 | 0 | 0 | 0 | 0 | 0 | 0 | 0 | 0
Industrial Sector Energy Related Emissions before CCS[heat if,chemicals 20,OC] | NoSettings | 0 | 0 | 0 | 0 | 0 | 0 | 0 | 0 | 0 | 0 | 0 | 0 | 0 | 0 | 0 | 0 | 0 | 0 | 0 | 0 | 0 | 0 | 0 | 0 | 0 | 0 | 0 | 0 | 0 | 0 | 0
Industrial Sector Energy Related Emissions before CCS[heat if,chemicals 20,CH4] | NoSettings | 0 | 0 | 0 | 0 | 0 | 0 | 0 | 0 | 0 | 0 | 0 | 0 | 0 | 0 | 0 | 0 | 0 | 0 | 0 | 0 | 0 | 0 | 0 | 0 | 0 | 0 | 0 | 0 | 0 | 0 | 0
Industrial Sector Energy Related Emissions before CCS[heat if,chemicals 20,N2O] | NoSettings | 0 | 0 | 0 | 0 | 0 | 0 | 0 | 0 | 0 | 0 | 0 | 0 | 0 | 0 | 0 | 0 | 0 | 0 | 0 | 0 | 0 | 0 | 0 | 0 | 0 | 0 | 0 | 0 | 0 | 0 | 0
Industrial Sector Energy Related Emissions before CCS[heat if,chemicals 20,F gases] | NoSettings | 0 | 0 | 0 | 0 | 0 | 0 | 0 | 0 | 0 | 0 | 0 | 0 | 0 | 0 | 0 | 0 | 0 | 0 | 0 | 0 | 0 | 0 | 0 | 0 | 0 | 0 | 0 | 0 | 0 | 0 | 0
Industrial Sector Energy Related Emissions before CCS[heat if,rubber and plastic products 22,CO2] | NoSettings | 0 | 0 | 0 | 0 | 0 | 0 | 0 | 0 | 0 | 0 | 0 | 0 | 0 | 0 | 0 | 0 | 0 | 0 | 0 | 0 | 0 | 0 | 0 | 0 | 0 | 0 | 0 | 0 | 0 | 0 | 0
Industrial Sector Energy Related Emissions before CCS[heat if,rubber and plastic products 22,VOC] | NoSettings | 0 | 0 | 0 | 0 | 0 | 0 | 0 | 0 | 0 | 0 | 0 | 0 | 0 | 0 | 0 | 0 | 0 | 0 | 0 | 0 | 0 | 0 | 0 | 0 | 0 | 0 | 0 | 0 | 0 | 0 | 0
Industrial Sector Energy Related Emissions before CCS[heat if,rubber and plastic products 22,CO] | NoSettings | 0 | 0 | 0 | 0 | 0 | 0 | 0 | 0 | 0 | 0 | 0 | 0 | 0 | 0 | 0 | 0 | 0 | 0 | 0 | 0 | 0 | 0 | 0 | 0 | 0 | 0 | 0 | 0 | 0 | 0 | 0
Industrial Sector Energy Related Emissions before CCS[heat if,rubber and plastic products 22,NOx] | NoSettings | 0 | 0 | 0 | 0 | 0 | 0 | 0 | 0 | 0 | 0 | 0 | 0 | 0 | 0 | 0 | 0 | 0 | 0 | 0 | 0 | 0 | 0 | 0 | 0 | 0 | 0 | 0 | 0 | 0 | 0 | 0
Industrial Sector Energy Related Emissions before CCS[heat if,rubber and plastic products 22,PM10] | NoSettings | 0 | 0 | 0 | 0 | 0 | 0 | 0 | 0 | 0 | 0 | 0 | 0 | 0 | 0 | 0 | 0 | 0 | 0 | 0 | 0 | 0 | 0 | 0 | 0 | 0 | 0 | 0 | 0 | 0 | 0 | 0
Industrial Sector Energy Related Emissions before CCS[heat if,rubber and plastic products 22,PM25] | NoSettings | 0 | 0 | 0 | 0 | 0 | 0 | 0 | 0 | 0 | 0 | 0 | 0 | 0 | 0 | 0 | 0 | 0 | 0 | 0 | 0 | 0 | 0 | 0 | 0 | 0 | 0 | 0 | 0 | 0 | 0 | 0
Industrial Sector Energy Related Emissions before CCS[heat if,rubber and plastic products 22,SOx] | NoSettings | 0 | 0 | 0 | 0 | 0 | 0 | 0 | 0 | 0 | 0 | 0 | 0 | 0 | 0 | 0 | 0 | 0 | 0 | 0 | 0 | 0 | 0 | 0 | 0 | 0 | 0 | 0 | 0 | 0 | 0 | 0
Industrial Sector Energy Related Emissions before CCS[heat if,rubber and plastic products 22,BC] | NoSettings | 0 | 0 | 0 | 0 | 0 | 0 | 0 | 0 | 0 | 0 | 0 | 0 | 0 | 0 | 0 | 0 | 0 | 0 | 0 | 0 | 0 | 0 | 0 | 0 | 0 | 0 | 0 | 0 | 0 | 0 | 0
Industrial Sector Energy Related Emissions before CCS[heat if,rubber and plastic products 22,OC] | NoSettings | 0 | 0 | 0 | 0 | 0 | 0 | 0 | 0 | 0 | 0 | 0 | 0 | 0 | 0 | 0 | 0 | 0 | 0 | 0 | 0 | 0 | 0 | 0 | 0 | 0 | 0 | 0 | 0 | 0 | 0 | 0
Industrial Sector Energy Related Emissions before CCS[heat if,rubber and plastic products 22,CH4] | NoSettings | 0 | 0 | 0 | 0 | 0 | 0 | 0 | 0 | 0 | 0 | 0 | 0 | 0 | 0 | 0 | 0 | 0 | 0 | 0 | 0 | 0 | 0 | 0 | 0 | 0 | 0 | 0 | 0 | 0 | 0 | 0
Industrial Sector Energy Related Emissions before CCS[heat if,rubber and plastic products 22,N2O] | NoSettings | 0 | 0 | 0 | 0 | 0 | 0 | 0 | 0 | 0 | 0 | 0 | 0 | 0 | 0 | 0 | 0 | 0 | 0 | 0 | 0 | 0 | 0 | 0 | 0 | 0 | 0 | 0 | 0 | 0 | 0 | 0
Industrial Sector Energy Related Emissions before CCS[heat if,rubber and plastic products 22,F gases] | NoSettings | 0 | 0 | 0 | 0 | 0 | 0 | 0 | 0 | 0 | 0 | 0 | 0 | 0 | 0 | 0 | 0 | 0 | 0 | 0 | 0 | 0 | 0 | 0 | 0 | 0 | 0 | 0 | 0 | 0 | 0 | 0
Industrial Sector Energy Related Emissions before CCS[heat if,glass and glass products 231,CO2] | NoSettings | 0 | 0 | 0 | 0 | 0 | 0 | 0 | 0 | 0 | 0 | 0 | 0 | 0 | 0 | 0 | 0 | 0 | 0 | 0 | 0 | 0 | 0 | 0 | 0 | 0 | 0 | 0 | 0 | 0 | 0 | 0
Industrial Sector Energy Related Emissions before CCS[heat if,glass and glass products 231,VOC] | NoSettings | 0 | 0 | 0 | 0 | 0 | 0 | 0 | 0 | 0 | 0 | 0 | 0 | 0 | 0 | 0 | 0 | 0 | 0 | 0 | 0 | 0 | 0 | 0 | 0 | 0 | 0 | 0 | 0 | 0 | 0 | 0
Industrial Sector Energy Related Emissions before CCS[heat if,glass and glass products 231,CO] | NoSettings | 0 | 0 | 0 | 0 | 0 | 0 | 0 | 0 | 0 | 0 | 0 | 0 | 0 | 0 | 0 | 0 | 0 | 0 | 0 | 0 | 0 | 0 | 0 | 0 | 0 | 0 | 0 | 0 | 0 | 0 | 0
Industrial Sector Energy Related Emissions before CCS[heat if,glass and glass products 231,NOx] | NoSettings | 0 | 0 | 0 | 0 | 0 | 0 | 0 | 0 | 0 | 0 | 0 | 0 | 0 | 0 | 0 | 0 | 0 | 0 | 0 | 0 | 0 | 0 | 0 | 0 | 0 | 0 | 0 | 0 | 0 | 0 | 0
Industrial Sector Energy Related Emissions before CCS[heat if,glass and glass products 231,PM10] | NoSettings | 0 | 0 | 0 | 0 | 0 | 0 | 0 | 0 | 0 | 0 | 0 | 0 | 0 | 0 | 0 | 0 | 0 | 0 | 0 | 0 | 0 | 0 | 0 | 0 | 0 | 0 | 0 | 0 | 0 | 0 | 0
Industrial Sector Energy Related Emissions before CCS[heat if,glass and glass products 231,PM25] | NoSettings | 0 | 0 | 0 | 0 | 0 | 0 | 0 | 0 | 0 | 0 | 0 | 0 | 0 | 0 | 0 | 0 | 0 | 0 | 0 | 0 | 0 | 0 | 0 | 0 | 0 | 0 | 0 | 0 | 0 | 0 | 0
Industrial Sector Energy Related Emissions before CCS[heat if,glass and glass products 231,SOx] | NoSettings | 0 | 0 | 0 | 0 | 0 | 0 | 0 | 0 | 0 | 0 | 0 | 0 | 0 | 0 | 0 | 0 | 0 | 0 | 0 | 0 | 0 | 0 | 0 | 0 | 0 | 0 | 0 | 0 | 0 | 0 | 0
Industrial Sector Energy Related Emissions before CCS[heat if,glass and glass products 231,BC] | NoSettings | 0 | 0 | 0 | 0 | 0 | 0 | 0 | 0 | 0 | 0 | 0 | 0 | 0 | 0 | 0 | 0 | 0 | 0 | 0 | 0 | 0 | 0 | 0 | 0 | 0 | 0 | 0 | 0 | 0 | 0 | 0
Industrial Sector Energy Related Emissions before CCS[heat if,glass and glass products 231,OC] | NoSettings | 0 | 0 | 0 | 0 | 0 | 0 | 0 | 0 | 0 | 0 | 0 | 0 | 0 | 0 | 0 | 0 | 0 | 0 | 0 | 0 | 0 | 0 | 0 | 0 | 0 | 0 | 0 | 0 | 0 | 0 | 0
Industrial Sector Energy Related Emissions before CCS[heat if,glass and glass products 231,CH4] | NoSettings | 0 | 0 | 0 | 0 | 0 | 0 | 0 | 0 | 0 | 0 | 0 | 0 | 0 | 0 | 0 | 0 | 0 | 0 | 0 | 0 | 0 | 0 | 0 | 0 | 0 | 0 | 0 | 0 | 0 | 0 | 0
Industrial Sector Energy Related Emissions before CCS[heat if,glass and glass products 231,N2O] | NoSettings | 0 | 0 | 0 | 0 | 0 | 0 | 0 | 0 | 0 | 0 | 0 | 0 | 0 | 0 | 0 | 0 | 0 | 0 | 0 | 0 | 0 | 0 | 0 | 0 | 0 | 0 | 0 | 0 | 0 | 0 | 0
Industrial Sector Energy Related Emissions before CCS[heat if,glass and glass products 231,F gases] | NoSettings | 0 | 0 | 0 | 0 | 0 | 0 | 0 | 0 | 0 | 0 | 0 | 0 | 0 | 0 | 0 | 0 | 0 | 0 | 0 | 0 | 0 | 0 | 0 | 0 | 0 | 0 | 0 | 0 | 0 | 0 | 0
Industrial Sector Energy Related Emissions before CCS[heat if,cement and other nonmetallic minerals 239,CO2] | NoSettings | 0 | 0 | 0 | 0 | 0 | 0 | 0 | 0 | 0 | 0 | 0 | 0 | 0 | 0 | 0 | 0 | 0 | 0 | 0 | 0 | 0 | 0 | 0 | 0 | 0 | 0 | 0 | 0 | 0 | 0 | 0
Industrial Sector Energy Related Emissions before CCS[heat if,cement and other nonmetallic minerals 239,VOC] | NoSettings | 0 | 0 | 0 | 0 | 0 | 0 | 0 | 0 | 0 | 0 | 0 | 0 | 0 | 0 | 0 | 0 | 0 | 0 | 0 | 0 | 0 | 0 | 0 | 0 | 0 | 0 | 0 | 0 | 0 | 0 | 0
Industrial Sector Energy Related Emissions before CCS[heat if,cement and other nonmetallic minerals 239,CO] | NoSettings | 0 | 0 | 0 | 0 | 0 | 0 | 0 | 0 | 0 | 0 | 0 | 0 | 0 | 0 | 0 | 0 | 0 | 0 | 0 | 0 | 0 | 0 | 0 | 0 | 0 | 0 | 0 | 0 | 0 | 0 | 0
Industrial Sector Energy Related Emissions before CCS[heat if,cement and other nonmetallic minerals 239,NOx] | NoSettings | 0 | 0 | 0 | 0 | 0 | 0 | 0 | 0 | 0 | 0 | 0 | 0 | 0 | 0 | 0 | 0 | 0 | 0 | 0 | 0 | 0 | 0 | 0 | 0 | 0 | 0 | 0 | 0 | 0 | 0 | 0
Industrial Sector Energy Related Emissions before CCS[heat if,cement and other nonmetallic minerals 239,PM10] | NoSettings | 0 | 0 | 0 | 0 | 0 | 0 | 0 | 0 | 0 | 0 | 0 | 0 | 0 | 0 | 0 | 0 | 0 | 0 | 0 | 0 | 0 | 0 | 0 | 0 | 0 | 0 | 0 | 0 | 0 | 0 | 0
Industrial Sector Energy Related Emissions before CCS[heat if,cement and other nonmetallic minerals 239,PM25] | NoSettings | 0 | 0 | 0 | 0 | 0 | 0 | 0 | 0 | 0 | 0 | 0 | 0 | 0 | 0 | 0 | 0 | 0 | 0 | 0 | 0 | 0 | 0 | 0 | 0 | 0 | 0 | 0 | 0 | 0 | 0 | 0
Industrial Sector Energy Related Emissions before CCS[heat if,cement and other nonmetallic minerals 239,SOx] | NoSettings | 0 | 0 | 0 | 0 | 0 | 0 | 0 | 0 | 0 | 0 | 0 | 0 | 0 | 0 | 0 | 0 | 0 | 0 | 0 | 0 | 0 | 0 | 0 | 0 | 0 | 0 | 0 | 0 | 0 | 0 | 0
Industrial Sector Energy Related Emissions before CCS[heat if,cement and other nonmetallic minerals 239,BC] | NoSettings | 0 | 0 | 0 | 0 | 0 | 0 | 0 | 0 | 0 | 0 | 0 | 0 | 0 | 0 | 0 | 0 | 0 | 0 | 0 | 0 | 0 | 0 | 0 | 0 | 0 | 0 | 0 | 0 | 0 | 0 | 0
Industrial Sector Energy Related Emissions before CCS[heat if,cement and other nonmetallic minerals 239,OC] | NoSettings | 0 | 0 | 0 | 0 | 0 | 0 | 0 | 0 | 0 | 0 | 0 | 0 | 0 | 0 | 0 | 0 | 0 | 0 | 0 | 0 | 0 | 0 | 0 | 0 | 0 | 0 | 0 | 0 | 0 | 0 | 0
Industrial Sector Energy Related Emissions before CCS[heat if,cement and other nonmetallic minerals 239,CH4] | NoSettings | 0 | 0 | 0 | 0 | 0 | 0 | 0 | 0 | 0 | 0 | 0 | 0 | 0 | 0 | 0 | 0 | 0 | 0 | 0 | 0 | 0 | 0 | 0 | 0 | 0 | 0 | 0 | 0 | 0 | 0 | 0
Industrial Sector Energy Related Emissions before CCS[heat if,cement and other nonmetallic minerals 239,N2O] | NoSettings | 0 | 0 | 0 | 0 | 0 | 0 | 0 | 0 | 0 | 0 | 0 | 0 | 0 | 0 | 0 | 0 | 0 | 0 | 0 | 0 | 0 | 0 | 0 | 0 | 0 | 0 | 0 | 0 | 0 | 0 | 0
Industrial Sector Energy Related Emissions before CCS[heat if,cement and other nonmetallic minerals 239,F gases] | NoSettings | 0 | 0 | 0 | 0 | 0 | 0 | 0 | 0 | 0 | 0 | 0 | 0 | 0 | 0 | 0 | 0 | 0 | 0 | 0 | 0 | 0 | 0 | 0 | 0 | 0 | 0 | 0 | 0 | 0 | 0 | 0
Industrial Sector Energy Related Emissions before CCS[heat if,iron and steel 241,CO2] | NoSettings | 0 | 0 | 0 | 0 | 0 | 0 | 0 | 0 | 0 | 0 | 0 | 0 | 0 | 0 | 0 | 0 | 0 | 0 | 0 | 0 | 0 | 0 | 0 | 0 | 0 | 0 | 0 | 0 | 0 | 0 | 0
Industrial Sector Energy Related Emissions before CCS[heat if,iron and steel 241,VOC] | NoSettings | 0 | 0 | 0 | 0 | 0 | 0 | 0 | 0 | 0 | 0 | 0 | 0 | 0 | 0 | 0 | 0 | 0 | 0 | 0 | 0 | 0 | 0 | 0 | 0 | 0 | 0 | 0 | 0 | 0 | 0 | 0
Industrial Sector Energy Related Emissions before CCS[heat if,iron and steel 241,CO] | NoSettings | 0 | 0 | 0 | 0 | 0 | 0 | 0 | 0 | 0 | 0 | 0 | 0 | 0 | 0 | 0 | 0 | 0 | 0 | 0 | 0 | 0 | 0 | 0 | 0 | 0 | 0 | 0 | 0 | 0 | 0 | 0
Industrial Sector Energy Related Emissions before CCS[heat if,iron and steel 241,NOx] | NoSettings | 0 | 0 | 0 | 0 | 0 | 0 | 0 | 0 | 0 | 0 | 0 | 0 | 0 | 0 | 0 | 0 | 0 | 0 | 0 | 0 | 0 | 0 | 0 | 0 | 0 | 0 | 0 | 0 | 0 | 0 | 0
Industrial Sector Energy Related Emissions before CCS[heat if,iron and steel 241,PM10] | NoSettings | 0 | 0 | 0 | 0 | 0 | 0 | 0 | 0 | 0 | 0 | 0 | 0 | 0 | 0 | 0 | 0 | 0 | 0 | 0 | 0 | 0 | 0 | 0 | 0 | 0 | 0 | 0 | 0 | 0 | 0 | 0
Industrial Sector Energy Related Emissions before CCS[heat if,iron and steel 241,PM25] | NoSettings | 0 | 0 | 0 | 0 | 0 | 0 | 0 | 0 | 0 | 0 | 0 | 0 | 0 | 0 | 0 | 0 | 0 | 0 | 0 | 0 | 0 | 0 | 0 | 0 | 0 | 0 | 0 | 0 | 0 | 0 | 0
Industrial Sector Energy Related Emissions before CCS[heat if,iron and steel 241,SOx] | NoSettings | 0 | 0 | 0 | 0 | 0 | 0 | 0 | 0 | 0 | 0 | 0 | 0 | 0 | 0 | 0 | 0 | 0 | 0 | 0 | 0 | 0 | 0 | 0 | 0 | 0 | 0 | 0 | 0 | 0 | 0 | 0
Industrial Sector Energy Related Emissions before CCS[heat if,iron and steel 241,BC] | NoSettings | 0 | 0 | 0 | 0 | 0 | 0 | 0 | 0 | 0 | 0 | 0 | 0 | 0 | 0 | 0 | 0 | 0 | 0 | 0 | 0 | 0 | 0 | 0 | 0 | 0 | 0 | 0 | 0 | 0 | 0 | 0
Industrial Sector Energy Related Emissions before CCS[heat if,iron and steel 241,OC] | NoSettings | 0 | 0 | 0 | 0 | 0 | 0 | 0 | 0 | 0 | 0 | 0 | 0 | 0 | 0 | 0 | 0 | 0 | 0 | 0 | 0 | 0 | 0 | 0 | 0 | 0 | 0 | 0 | 0 | 0 | 0 | 0
Industrial Sector Energy Related Emissions before CCS[heat if,iron and steel 241,CH4] | NoSettings | 0 | 0 | 0 | 0 | 0 | 0 | 0 | 0 | 0 | 0 | 0 | 0 | 0 | 0 | 0 | 0 | 0 | 0 | 0 | 0 | 0 | 0 | 0 | 0 | 0 | 0 | 0 | 0 | 0 | 0 | 0
Industrial Sector Energy Related Emissions before CCS[heat if,iron and steel 241,N2O] | NoSettings | 0 | 0 | 0 | 0 | 0 | 0 | 0 | 0 | 0 | 0 | 0 | 0 | 0 | 0 | 0 | 0 | 0 | 0 | 0 | 0 | 0 | 0 | 0 | 0 | 0 | 0 | 0 | 0 | 0 | 0 | 0
Industrial Sector Energy Related Emissions before CCS[heat if,iron and steel 241,F gases] | NoSettings | 0 | 0 | 0 | 0 | 0 | 0 | 0 | 0 | 0 | 0 | 0 | 0 | 0 | 0 | 0 | 0 | 0 | 0 | 0 | 0 | 0 | 0 | 0 | 0 | 0 | 0 | 0 | 0 | 0 | 0 | 0
Industrial Sector Energy Related Emissions before CCS[heat if,other metals 242,CO2] | NoSettings | 0 | 0 | 0 | 0 | 0 | 0 | 0 | 0 | 0 | 0 | 0 | 0 | 0 | 0 | 0 | 0 | 0 | 0 | 0 | 0 | 0 | 0 | 0 | 0 | 0 | 0 | 0 | 0 | 0 | 0 | 0
Industrial Sector Energy Related Emissions before CCS[heat if,other metals 242,VOC] | NoSettings | 0 | 0 | 0 | 0 | 0 | 0 | 0 | 0 | 0 | 0 | 0 | 0 | 0 | 0 | 0 | 0 | 0 | 0 | 0 | 0 | 0 | 0 | 0 | 0 | 0 | 0 | 0 | 0 | 0 | 0 | 0
Industrial Sector Energy Related Emissions before CCS[heat if,other metals 242,CO] | NoSettings | 0 | 0 | 0 | 0 | 0 | 0 | 0 | 0 | 0 | 0 | 0 | 0 | 0 | 0 | 0 | 0 | 0 | 0 | 0 | 0 | 0 | 0 | 0 | 0 | 0 | 0 | 0 | 0 | 0 | 0 | 0
Industrial Sector Energy Related Emissions before CCS[heat if,other metals 242,NOx] | NoSettings | 0 | 0 | 0 | 0 | 0 | 0 | 0 | 0 | 0 | 0 | 0 | 0 | 0 | 0 | 0 | 0 | 0 | 0 | 0 | 0 | 0 | 0 | 0 | 0 | 0 | 0 | 0 | 0 | 0 | 0 | 0
Industrial Sector Energy Related Emissions before CCS[heat if,other metals 242,PM10] | NoSettings | 0 | 0 | 0 | 0 | 0 | 0 | 0 | 0 | 0 | 0 | 0 | 0 | 0 | 0 | 0 | 0 | 0 | 0 | 0 | 0 | 0 | 0 | 0 | 0 | 0 | 0 | 0 | 0 | 0 | 0 | 0
Industrial Sector Energy Related Emissions before CCS[heat if,other metals 242,PM25] | NoSettings | 0 | 0 | 0 | 0 | 0 | 0 | 0 | 0 | 0 | 0 | 0 | 0 | 0 | 0 | 0 | 0 | 0 | 0 | 0 | 0 | 0 | 0 | 0 | 0 | 0 | 0 | 0 | 0 | 0 | 0 | 0
Industrial Sector Energy Related Emissions before CCS[heat if,other metals 242,SOx] | NoSettings | 0 | 0 | 0 | 0 | 0 | 0 | 0 | 0 | 0 | 0 | 0 | 0 | 0 | 0 | 0 | 0 | 0 | 0 | 0 | 0 | 0 | 0 | 0 | 0 | 0 | 0 | 0 | 0 | 0 | 0 | 0
Industrial Sector Energy Related Emissions before CCS[heat if,other metals 242,BC] | NoSettings | 0 | 0 | 0 | 0 | 0 | 0 | 0 | 0 | 0 | 0 | 0 | 0 | 0 | 0 | 0 | 0 | 0 | 0 | 0 | 0 | 0 | 0 | 0 | 0 | 0 | 0 | 0 | 0 | 0 | 0 | 0
Industrial Sector Energy Related Emissions before CCS[heat if,other metals 242,OC] | NoSettings | 0 | 0 | 0 | 0 | 0 | 0 | 0 | 0 | 0 | 0 | 0 | 0 | 0 | 0 | 0 | 0 | 0 | 0 | 0 | 0 | 0 | 0 | 0 | 0 | 0 | 0 | 0 | 0 | 0 | 0 | 0
Industrial Sector Energy Related Emissions before CCS[heat if,other metals 242,CH4] | NoSettings | 0 | 0 | 0 | 0 | 0 | 0 | 0 | 0 | 0 | 0 | 0 | 0 | 0 | 0 | 0 | 0 | 0 | 0 | 0 | 0 | 0 | 0 | 0 | 0 | 0 | 0 | 0 | 0 | 0 | 0 | 0
Industrial Sector Energy Related Emissions before CCS[heat if,other metals 242,N2O] | NoSettings | 0 | 0 | 0 | 0 | 0 | 0 | 0 | 0 | 0 | 0 | 0 | 0 | 0 | 0 | 0 | 0 | 0 | 0 | 0 | 0 | 0 | 0 | 0 | 0 | 0 | 0 | 0 | 0 | 0 | 0 | 0
Industrial Sector Energy Related Emissions before CCS[heat if,other metals 242,F gases] | NoSettings | 0 | 0 | 0 | 0 | 0 | 0 | 0 | 0 | 0 | 0 | 0 | 0 | 0 | 0 | 0 | 0 | 0 | 0 | 0 | 0 | 0 | 0 | 0 | 0 | 0 | 0 | 0 | 0 | 0 | 0 | 0
Industrial Sector Energy Related Emissions before CCS[heat if,metal products except machinery and vehicles 25,CO2] | NoSettings | 0 | 0 | 0 | 0 | 0 | 0 | 0 | 0 | 0 | 0 | 0 | 0 | 0 | 0 | 0 | 0 | 0 | 0 | 0 | 0 | 0 | 0 | 0 | 0 | 0 | 0 | 0 | 0 | 0 | 0 | 0
Industrial Sector Energy Related Emissions before CCS[heat if,metal products except machinery and vehicles 25,VOC] | NoSettings | 0 | 0 | 0 | 0 | 0 | 0 | 0 | 0 | 0 | 0 | 0 | 0 | 0 | 0 | 0 | 0 | 0 | 0 | 0 | 0 | 0 | 0 | 0 | 0 | 0 | 0 | 0 | 0 | 0 | 0 | 0
Industrial Sector Energy Related Emissions before CCS[heat if,metal products except machinery and vehicles 25,CO] | NoSettings | 0 | 0 | 0 | 0 | 0 | 0 | 0 | 0 | 0 | 0 | 0 | 0 | 0 | 0 | 0 | 0 | 0 | 0 | 0 | 0 | 0 | 0 | 0 | 0 | 0 | 0 | 0 | 0 | 0 | 0 | 0
Industrial Sector Energy Related Emissions before CCS[heat if,metal products except machinery and vehicles 25,NOx] | NoSettings | 0 | 0 | 0 | 0 | 0 | 0 | 0 | 0 | 0 | 0 | 0 | 0 | 0 | 0 | 0 | 0 | 0 | 0 | 0 | 0 | 0 | 0 | 0 | 0 | 0 | 0 | 0 | 0 | 0 | 0 | 0
Industrial Sector Energy Related Emissions before CCS[heat if,metal products except machinery and vehicles 25,PM10] | NoSettings | 0 | 0 | 0 | 0 | 0 | 0 | 0 | 0 | 0 | 0 | 0 | 0 | 0 | 0 | 0 | 0 | 0 | 0 | 0 | 0 | 0 | 0 | 0 | 0 | 0 | 0 | 0 | 0 | 0 | 0 | 0
Industrial Sector Energy Related Emissions before CCS[heat if,metal products except machinery and vehicles 25,PM25] | NoSettings | 0 | 0 | 0 | 0 | 0 | 0 | 0 | 0 | 0 | 0 | 0 | 0 | 0 | 0 | 0 | 0 | 0 | 0 | 0 | 0 | 0 | 0 | 0 | 0 | 0 | 0 | 0 | 0 | 0 | 0 | 0
Industrial Sector Energy Related Emissions before CCS[heat if,metal products except machinery and vehicles 25,SOx] | NoSettings | 0 | 0 | 0 | 0 | 0 | 0 | 0 | 0 | 0 | 0 | 0 | 0 | 0 | 0 | 0 | 0 | 0 | 0 | 0 | 0 | 0 | 0 | 0 | 0 | 0 | 0 | 0 | 0 | 0 | 0 | 0
Industrial Sector Energy Related Emissions before CCS[heat if,metal products except machinery and vehicles 25,BC] | NoSettings | 0 | 0 | 0 | 0 | 0 | 0 | 0 | 0 | 0 | 0 | 0 | 0 | 0 | 0 | 0 | 0 | 0 | 0 | 0 | 0 | 0 | 0 | 0 | 0 | 0 | 0 | 0 | 0 | 0 | 0 | 0
Industrial Sector Energy Related Emissions before CCS[heat if,metal products except machinery and vehicles 25,OC] | NoSettings | 0 | 0 | 0 | 0 | 0 | 0 | 0 | 0 | 0 | 0 | 0 | 0 | 0 | 0 | 0 | 0 | 0 | 0 | 0 | 0 | 0 | 0 | 0 | 0 | 0 | 0 | 0 | 0 | 0 | 0 | 0
Industrial Sector Energy Related Emissions before CCS[heat if,metal products except machinery and vehicles 25,CH4] | NoSettings | 0 | 0 | 0 | 0 | 0 | 0 | 0 | 0 | 0 | 0 | 0 | 0 | 0 | 0 | 0 | 0 | 0 | 0 | 0 | 0 | 0 | 0 | 0 | 0 | 0 | 0 | 0 | 0 | 0 | 0 | 0
Industrial Sector Energy Related Emissions before CCS[heat if,metal products except machinery and vehicles 25,N2O] | NoSettings | 0 | 0 | 0 | 0 | 0 | 0 | 0 | 0 | 0 | 0 | 0 | 0 | 0 | 0 | 0 | 0 | 0 | 0 | 0 | 0 | 0 | 0 | 0 | 0 | 0 | 0 | 0 | 0 | 0 | 0 | 0
Industrial Sector Energy Related Emissions before CCS[heat if,metal products except machinery and vehicles 25,F gases] | NoSettings | 0 | 0 | 0 | 0 | 0 | 0 | 0 | 0 | 0 | 0 | 0 | 0 | 0 | 0 | 0 | 0 | 0 | 0 | 0 | 0 | 0 | 0 | 0 | 0 | 0 | 0 | 0 | 0 | 0 | 0 | 0
Industrial Sector Energy Related Emissions before CCS[heat if,computers and electronics 26,CO2] | NoSettings | 0 | 0 | 0 | 0 | 0 | 0 | 0 | 0 | 0 | 0 | 0 | 0 | 0 | 0 | 0 | 0 | 0 | 0 | 0 | 0 | 0 | 0 | 0 | 0 | 0 | 0 | 0 | 0 | 0 | 0 | 0
Industrial Sector Energy Related Emissions before CCS[heat if,computers and electronics 26,VOC] | NoSettings | 0 | 0 | 0 | 0 | 0 | 0 | 0 | 0 | 0 | 0 | 0 | 0 | 0 | 0 | 0 | 0 | 0 | 0 | 0 | 0 | 0 | 0 | 0 | 0 | 0 | 0 | 0 | 0 | 0 | 0 | 0
Industrial Sector Energy Related Emissions before CCS[heat if,computers and electronics 26,CO] | NoSettings | 0 | 0 | 0 | 0 | 0 | 0 | 0 | 0 | 0 | 0 | 0 | 0 | 0 | 0 | 0 | 0 | 0 | 0 | 0 | 0 | 0 | 0 | 0 | 0 | 0 | 0 | 0 | 0 | 0 | 0 | 0
Industrial Sector Energy Related Emissions before CCS[heat if,computers and electronics 26,NOx] | NoSettings | 0 | 0 | 0 | 0 | 0 | 0 | 0 | 0 | 0 | 0 | 0 | 0 | 0 | 0 | 0 | 0 | 0 | 0 | 0 | 0 | 0 | 0 | 0 | 0 | 0 | 0 | 0 | 0 | 0 | 0 | 0
Industrial Sector Energy Related Emissions before CCS[heat if,computers and electronics 26,PM10] | NoSettings | 0 | 0 | 0 | 0 | 0 | 0 | 0 | 0 | 0 | 0 | 0 | 0 | 0 | 0 | 0 | 0 | 0 | 0 | 0 | 0 | 0 | 0 | 0 | 0 | 0 | 0 | 0 | 0 | 0 | 0 | 0
Industrial Sector Energy Related Emissions before CCS[heat if,computers and electronics 26,PM25] | NoSettings | 0 | 0 | 0 | 0 | 0 | 0 | 0 | 0 | 0 | 0 | 0 | 0 | 0 | 0 | 0 | 0 | 0 | 0 | 0 | 0 | 0 | 0 | 0 | 0 | 0 | 0 | 0 | 0 | 0 | 0 | 0
Industrial Sector Energy Related Emissions before CCS[heat if,computers and electronics 26,SOx] | NoSettings | 0 | 0 | 0 | 0 | 0 | 0 | 0 | 0 | 0 | 0 | 0 | 0 | 0 | 0 | 0 | 0 | 0 | 0 | 0 | 0 | 0 | 0 | 0 | 0 | 0 | 0 | 0 | 0 | 0 | 0 | 0
Industrial Sector Energy Related Emissions before CCS[heat if,computers and electronics 26,BC] | NoSettings | 0 | 0 | 0 | 0 | 0 | 0 | 0 | 0 | 0 | 0 | 0 | 0 | 0 | 0 | 0 | 0 | 0 | 0 | 0 | 0 | 0 | 0 | 0 | 0 | 0 | 0 | 0 | 0 | 0 | 0 | 0
Industrial Sector Energy Related Emissions before CCS[heat if,computers and electronics 26,OC] | NoSettings | 0 | 0 | 0 | 0 | 0 | 0 | 0 | 0 | 0 | 0 | 0 | 0 | 0 | 0 | 0 | 0 | 0 | 0 | 0 | 0 | 0 | 0 | 0 | 0 | 0 | 0 | 0 | 0 | 0 | 0 | 0
Industrial Sector Energy Related Emissions before CCS[heat if,computers and electronics 26,CH4] | NoSettings | 0 | 0 | 0 | 0 | 0 | 0 | 0 | 0 | 0 | 0 | 0 | 0 | 0 | 0 | 0 | 0 | 0 | 0 | 0 | 0 | 0 | 0 | 0 | 0 | 0 | 0 | 0 | 0 | 0 | 0 | 0
Industrial Sector Energy Related Emissions before CCS[heat if,computers and electronics 26,N2O] | NoSettings | 0 | 0 | 0 | 0 | 0 | 0 | 0 | 0 | 0 | 0 | 0 | 0 | 0 | 0 | 0 | 0 | 0 | 0 | 0 | 0 | 0 | 0 | 0 | 0 | 0 | 0 | 0 | 0 | 0 | 0 | 0
Industrial Sector Energy Related Emissions before CCS[heat if,computers and electronics 26,F gases] | NoSettings | 0 | 0 | 0 | 0 | 0 | 0 | 0 | 0 | 0 | 0 | 0 | 0 | 0 | 0 | 0 | 0 | 0 | 0 | 0 | 0 | 0 | 0 | 0 | 0 | 0 | 0 | 0 | 0 | 0 | 0 | 0
Industrial Sector Energy Related Emissions before CCS[heat if,appliances and electrical equipment 27,CO2] | NoSettings | 0 | 0 | 0 | 0 | 0 | 0 | 0 | 0 | 0 | 0 | 0 | 0 | 0 | 0 | 0 | 0 | 0 | 0 | 0 | 0 | 0 | 0 | 0 | 0 | 0 | 0 | 0 | 0 | 0 | 0 | 0
Industrial Sector Energy Related Emissions before CCS[heat if,appliances and electrical equipment 27,VOC] | NoSettings | 0 | 0 | 0 | 0 | 0 | 0 | 0 | 0 | 0 | 0 | 0 | 0 | 0 | 0 | 0 | 0 | 0 | 0 | 0 | 0 | 0 | 0 | 0 | 0 | 0 | 0 | 0 | 0 | 0 | 0 | 0
Industrial Sector Energy Related Emissions before CCS[heat if,appliances and electrical equipment 27,CO] | NoSettings | 0 | 0 | 0 | 0 | 0 | 0 | 0 | 0 | 0 | 0 | 0 | 0 | 0 | 0 | 0 | 0 | 0 | 0 | 0 | 0 | 0 | 0 | 0 | 0 | 0 | 0 | 0 | 0 | 0 | 0 | 0
Industrial Sector Energy Related Emissions before CCS[heat if,appliances and electrical equipment 27,NOx] | NoSettings | 0 | 0 | 0 | 0 | 0 | 0 | 0 | 0 | 0 | 0 | 0 | 0 | 0 | 0 | 0 | 0 | 0 | 0 | 0 | 0 | 0 | 0 | 0 | 0 | 0 | 0 | 0 | 0 | 0 | 0 | 0
Industrial Sector Energy Related Emissions before CCS[heat if,appliances and electrical equipment 27,PM10] | NoSettings | 0 | 0 | 0 | 0 | 0 | 0 | 0 | 0 | 0 | 0 | 0 | 0 | 0 | 0 | 0 | 0 | 0 | 0 | 0 | 0 | 0 | 0 | 0 | 0 | 0 | 0 | 0 | 0 | 0 | 0 | 0
Industrial Sector Energy Related Emissions before CCS[heat if,appliances and electrical equipment 27,PM25] | NoSettings | 0 | 0 | 0 | 0 | 0 | 0 | 0 | 0 | 0 | 0 | 0 | 0 | 0 | 0 | 0 | 0 | 0 | 0 | 0 | 0 | 0 | 0 | 0 | 0 | 0 | 0 | 0 | 0 | 0 | 0 | 0
Industrial Sector Energy Related Emissions before CCS[heat if,appliances and electrical equipment 27,SOx] | NoSettings | 0 | 0 | 0 | 0 | 0 | 0 | 0 | 0 | 0 | 0 | 0 | 0 | 0 | 0 | 0 | 0 | 0 | 0 | 0 | 0 | 0 | 0 | 0 | 0 | 0 | 0 | 0 | 0 | 0 | 0 | 0
Industrial Sector Energy Related Emissions before CCS[heat if,appliances and electrical equipment 27,BC] | NoSettings | 0 | 0 | 0 | 0 | 0 | 0 | 0 | 0 | 0 | 0 | 0 | 0 | 0 | 0 | 0 | 0 | 0 | 0 | 0 | 0 | 0 | 0 | 0 | 0 | 0 | 0 | 0 | 0 | 0 | 0 | 0
Industrial Sector Energy Related Emissions before CCS[heat if,appliances and electrical equipment 27,OC] | NoSettings | 0 | 0 | 0 | 0 | 0 | 0 | 0 | 0 | 0 | 0 | 0 | 0 | 0 | 0 | 0 | 0 | 0 | 0 | 0 | 0 | 0 | 0 | 0 | 0 | 0 | 0 | 0 | 0 | 0 | 0 | 0
Industrial Sector Energy Related Emissions before CCS[heat if,appliances and electrical equipment 27,CH4] | NoSettings | 0 | 0 | 0 | 0 | 0 | 0 | 0 | 0 | 0 | 0 | 0 | 0 | 0 | 0 | 0 | 0 | 0 | 0 | 0 | 0 | 0 | 0 | 0 | 0 | 0 | 0 | 0 | 0 | 0 | 0 | 0
Industrial Sector Energy Related Emissions before CCS[heat if,appliances and electrical equipment 27,N2O] | NoSettings | 0 | 0 | 0 | 0 | 0 | 0 | 0 | 0 | 0 | 0 | 0 | 0 | 0 | 0 | 0 | 0 | 0 | 0 | 0 | 0 | 0 | 0 | 0 | 0 | 0 | 0 | 0 | 0 | 0 | 0 | 0
Industrial Sector Energy Related Emissions before CCS[heat if,appliances and electrical equipment 27,F gases] | NoSettings | 0 | 0 | 0 | 0 | 0 | 0 | 0 | 0 | 0 | 0 | 0 | 0 | 0 | 0 | 0 | 0 | 0 | 0 | 0 | 0 | 0 | 0 | 0 | 0 | 0 | 0 | 0 | 0 | 0 | 0 | 0
Industrial Sector Energy Related Emissions before CCS[heat if,other machinery 28,CO2] | NoSettings | 0 | 0 | 0 | 0 | 0 | 0 | 0 | 0 | 0 | 0 | 0 | 0 | 0 | 0 | 0 | 0 | 0 | 0 | 0 | 0 | 0 | 0 | 0 | 0 | 0 | 0 | 0 | 0 | 0 | 0 | 0
Industrial Sector Energy Related Emissions before CCS[heat if,other machinery 28,VOC] | NoSettings | 0 | 0 | 0 | 0 | 0 | 0 | 0 | 0 | 0 | 0 | 0 | 0 | 0 | 0 | 0 | 0 | 0 | 0 | 0 | 0 | 0 | 0 | 0 | 0 | 0 | 0 | 0 | 0 | 0 | 0 | 0
Industrial Sector Energy Related Emissions before CCS[heat if,other machinery 28,CO] | NoSettings | 0 | 0 | 0 | 0 | 0 | 0 | 0 | 0 | 0 | 0 | 0 | 0 | 0 | 0 | 0 | 0 | 0 | 0 | 0 | 0 | 0 | 0 | 0 | 0 | 0 | 0 | 0 | 0 | 0 | 0 | 0
Industrial Sector Energy Related Emissions before CCS[heat if,other machinery 28,NOx] | NoSettings | 0 | 0 | 0 | 0 | 0 | 0 | 0 | 0 | 0 | 0 | 0 | 0 | 0 | 0 | 0 | 0 | 0 | 0 | 0 | 0 | 0 | 0 | 0 | 0 | 0 | 0 | 0 | 0 | 0 | 0 | 0
Industrial Sector Energy Related Emissions before CCS[heat if,other machinery 28,PM10] | NoSettings | 0 | 0 | 0 | 0 | 0 | 0 | 0 | 0 | 0 | 0 | 0 | 0 | 0 | 0 | 0 | 0 | 0 | 0 | 0 | 0 | 0 | 0 | 0 | 0 | 0 | 0 | 0 | 0 | 0 | 0 | 0
Industrial Sector Energy Related Emissions before CCS[heat if,other machinery 28,PM25] | NoSettings | 0 | 0 | 0 | 0 | 0 | 0 | 0 | 0 | 0 | 0 | 0 | 0 | 0 | 0 | 0 | 0 | 0 | 0 | 0 | 0 | 0 | 0 | 0 | 0 | 0 | 0 | 0 | 0 | 0 | 0 | 0
Industrial Sector Energy Related Emissions before CCS[heat if,other machinery 28,SOx] | NoSettings | 0 | 0 | 0 | 0 | 0 | 0 | 0 | 0 | 0 | 0 | 0 | 0 | 0 | 0 | 0 | 0 | 0 | 0 | 0 | 0 | 0 | 0 | 0 | 0 | 0 | 0 | 0 | 0 | 0 | 0 | 0
Industrial Sector Energy Related Emissions before CCS[heat if,other machinery 28,BC] | NoSettings | 0 | 0 | 0 | 0 | 0 | 0 | 0 | 0 | 0 | 0 | 0 | 0 | 0 | 0 | 0 | 0 | 0 | 0 | 0 | 0 | 0 | 0 | 0 | 0 | 0 | 0 | 0 | 0 | 0 | 0 | 0
Industrial Sector Energy Related Emissions before CCS[heat if,other machinery 28,OC] | NoSettings | 0 | 0 | 0 | 0 | 0 | 0 | 0 | 0 | 0 | 0 | 0 | 0 | 0 | 0 | 0 | 0 | 0 | 0 | 0 | 0 | 0 | 0 | 0 | 0 | 0 | 0 | 0 | 0 | 0 | 0 | 0
Industrial Sector Energy Related Emissions before CCS[heat if,other machinery 28,CH4] | NoSettings | 0 | 0 | 0 | 0 | 0 | 0 | 0 | 0 | 0 | 0 | 0 | 0 | 0 | 0 | 0 | 0 | 0 | 0 | 0 | 0 | 0 | 0 | 0 | 0 | 0 | 0 | 0 | 0 | 0 | 0 | 0
Industrial Sector Energy Related Emissions before CCS[heat if,other machinery 28,N2O] | NoSettings | 0 | 0 | 0 | 0 | 0 | 0 | 0 | 0 | 0 | 0 | 0 | 0 | 0 | 0 | 0 | 0 | 0 | 0 | 0 | 0 | 0 | 0 | 0 | 0 | 0 | 0 | 0 | 0 | 0 | 0 | 0
Industrial Sector Energy Related Emissions before CCS[heat if,other machinery 28,F gases] | NoSettings | 0 | 0 | 0 | 0 | 0 | 0 | 0 | 0 | 0 | 0 | 0 | 0 | 0 | 0 | 0 | 0 | 0 | 0 | 0 | 0 | 0 | 0 | 0 | 0 | 0 | 0 | 0 | 0 | 0 | 0 | 0
Industrial Sector Energy Related Emissions before CCS[heat if,road vehicles 29,CO2] | NoSettings | 0 | 0 | 0 | 0 | 0 | 0 | 0 | 0 | 0 | 0 | 0 | 0 | 0 | 0 | 0 | 0 | 0 | 0 | 0 | 0 | 0 | 0 | 0 | 0 | 0 | 0 | 0 | 0 | 0 | 0 | 0
Industrial Sector Energy Related Emissions before CCS[heat if,road vehicles 29,VOC] | NoSettings | 0 | 0 | 0 | 0 | 0 | 0 | 0 | 0 | 0 | 0 | 0 | 0 | 0 | 0 | 0 | 0 | 0 | 0 | 0 | 0 | 0 | 0 | 0 | 0 | 0 | 0 | 0 | 0 | 0 | 0 | 0
Industrial Sector Energy Related Emissions before CCS[heat if,road vehicles 29,CO] | NoSettings | 0 | 0 | 0 | 0 | 0 | 0 | 0 | 0 | 0 | 0 | 0 | 0 | 0 | 0 | 0 | 0 | 0 | 0 | 0 | 0 | 0 | 0 | 0 | 0 | 0 | 0 | 0 | 0 | 0 | 0 | 0
Industrial Sector Energy Related Emissions before CCS[heat if,road vehicles 29,NOx] | NoSettings | 0 | 0 | 0 | 0 | 0 | 0 | 0 | 0 | 0 | 0 | 0 | 0 | 0 | 0 | 0 | 0 | 0 | 0 | 0 | 0 | 0 | 0 | 0 | 0 | 0 | 0 | 0 | 0 | 0 | 0 | 0
Industrial Sector Energy Related Emissions before CCS[heat if,road vehicles 29,PM10] | NoSettings | 0 | 0 | 0 | 0 | 0 | 0 | 0 | 0 | 0 | 0 | 0 | 0 | 0 | 0 | 0 | 0 | 0 | 0 | 0 | 0 | 0 | 0 | 0 | 0 | 0 | 0 | 0 | 0 | 0 | 0 | 0
Industrial Sector Energy Related Emissions before CCS[heat if,road vehicles 29,PM25] | NoSettings | 0 | 0 | 0 | 0 | 0 | 0 | 0 | 0 | 0 | 0 | 0 | 0 | 0 | 0 | 0 | 0 | 0 | 0 | 0 | 0 | 0 | 0 | 0 | 0 | 0 | 0 | 0 | 0 | 0 | 0 | 0
Industrial Sector Energy Related Emissions before CCS[heat if,road vehicles 29,SOx] | NoSettings | 0 | 0 | 0 | 0 | 0 | 0 | 0 | 0 | 0 | 0 | 0 | 0 | 0 | 0 | 0 | 0 | 0 | 0 | 0 | 0 | 0 | 0 | 0 | 0 | 0 | 0 | 0 | 0 | 0 | 0 | 0
Industrial Sector Energy Related Emissions before CCS[heat if,road vehicles 29,BC] | NoSettings | 0 | 0 | 0 | 0 | 0 | 0 | 0 | 0 | 0 | 0 | 0 | 0 | 0 | 0 | 0 | 0 | 0 | 0 | 0 | 0 | 0 | 0 | 0 | 0 | 0 | 0 | 0 | 0 | 0 | 0 | 0
Industrial Sector Energy Related Emissions before CCS[heat if,road vehicles 29,OC] | NoSettings | 0 | 0 | 0 | 0 | 0 | 0 | 0 | 0 | 0 | 0 | 0 | 0 | 0 | 0 | 0 | 0 | 0 | 0 | 0 | 0 | 0 | 0 | 0 | 0 | 0 | 0 | 0 | 0 | 0 | 0 | 0
Industrial Sector Energy Related Emissions before CCS[heat if,road vehicles 29,CH4] | NoSettings | 0 | 0 | 0 | 0 | 0 | 0 | 0 | 0 | 0 | 0 | 0 | 0 | 0 | 0 | 0 | 0 | 0 | 0 | 0 | 0 | 0 | 0 | 0 | 0 | 0 | 0 | 0 | 0 | 0 | 0 | 0
Industrial Sector Energy Related Emissions before CCS[heat if,road vehicles 29,N2O] | NoSettings | 0 | 0 | 0 | 0 | 0 | 0 | 0 | 0 | 0 | 0 | 0 | 0 | 0 | 0 | 0 | 0 | 0 | 0 | 0 | 0 | 0 | 0 | 0 | 0 | 0 | 0 | 0 | 0 | 0 | 0 | 0
Industrial Sector Energy Related Emissions before CCS[heat if,road vehicles 29,F gases] | NoSettings | 0 | 0 | 0 | 0 | 0 | 0 | 0 | 0 | 0 | 0 | 0 | 0 | 0 | 0 | 0 | 0 | 0 | 0 | 0 | 0 | 0 | 0 | 0 | 0 | 0 | 0 | 0 | 0 | 0 | 0 | 0
Industrial Sector Energy Related Emissions before CCS[heat if,nonroad vehicles 30,CO2] | NoSettings | 0 | 0 | 0 | 0 | 0 | 0 | 0 | 0 | 0 | 0 | 0 | 0 | 0 | 0 | 0 | 0 | 0 | 0 | 0 | 0 | 0 | 0 | 0 | 0 | 0 | 0 | 0 | 0 | 0 | 0 | 0
Industrial Sector Energy Related Emissions before CCS[heat if,nonroad vehicles 30,VOC] | NoSettings | 0 | 0 | 0 | 0 | 0 | 0 | 0 | 0 | 0 | 0 | 0 | 0 | 0 | 0 | 0 | 0 | 0 | 0 | 0 | 0 | 0 | 0 | 0 | 0 | 0 | 0 | 0 | 0 | 0 | 0 | 0
Industrial Sector Energy Related Emissions before CCS[heat if,nonroad vehicles 30,CO] | NoSettings | 0 | 0 | 0 | 0 | 0 | 0 | 0 | 0 | 0 | 0 | 0 | 0 | 0 | 0 | 0 | 0 | 0 | 0 | 0 | 0 | 0 | 0 | 0 | 0 | 0 | 0 | 0 | 0 | 0 | 0 | 0
Industrial Sector Energy Related Emissions before CCS[heat if,nonroad vehicles 30,NOx] | NoSettings | 0 | 0 | 0 | 0 | 0 | 0 | 0 | 0 | 0 | 0 | 0 | 0 | 0 | 0 | 0 | 0 | 0 | 0 | 0 | 0 | 0 | 0 | 0 | 0 | 0 | 0 | 0 | 0 | 0 | 0 | 0
Industrial Sector Energy Related Emissions before CCS[heat if,nonroad vehicles 30,PM10] | NoSettings | 0 | 0 | 0 | 0 | 0 | 0 | 0 | 0 | 0 | 0 | 0 | 0 | 0 | 0 | 0 | 0 | 0 | 0 | 0 | 0 | 0 | 0 | 0 | 0 | 0 | 0 | 0 | 0 | 0 | 0 | 0
Industrial Sector Energy Related Emissions before CCS[heat if,nonroad vehicles 30,PM25] | NoSettings | 0 | 0 | 0 | 0 | 0 | 0 | 0 | 0 | 0 | 0 | 0 | 0 | 0 | 0 | 0 | 0 | 0 | 0 | 0 | 0 | 0 | 0 | 0 | 0 | 0 | 0 | 0 | 0 | 0 | 0 | 0
Industrial Sector Energy Related Emissions before CCS[heat if,nonroad vehicles 30,SOx] | NoSettings | 0 | 0 | 0 | 0 | 0 | 0 | 0 | 0 | 0 | 0 | 0 | 0 | 0 | 0 | 0 | 0 | 0 | 0 | 0 | 0 | 0 | 0 | 0 | 0 | 0 | 0 | 0 | 0 | 0 | 0 | 0
Industrial Sector Energy Related Emissions before CCS[heat if,nonroad vehicles 30,BC] | NoSettings | 0 | 0 | 0 | 0 | 0 | 0 | 0 | 0 | 0 | 0 | 0 | 0 | 0 | 0 | 0 | 0 | 0 | 0 | 0 | 0 | 0 | 0 | 0 | 0 | 0 | 0 | 0 | 0 | 0 | 0 | 0
Industrial Sector Energy Related Emissions before CCS[heat if,nonroad vehicles 30,OC] | NoSettings | 0 | 0 | 0 | 0 | 0 | 0 | 0 | 0 | 0 | 0 | 0 | 0 | 0 | 0 | 0 | 0 | 0 | 0 | 0 | 0 | 0 | 0 | 0 | 0 | 0 | 0 | 0 | 0 | 0 | 0 | 0
Industrial Sector Energy Related Emissions before CCS[heat if,nonroad vehicles 30,CH4] | NoSettings | 0 | 0 | 0 | 0 | 0 | 0 | 0 | 0 | 0 | 0 | 0 | 0 | 0 | 0 | 0 | 0 | 0 | 0 | 0 | 0 | 0 | 0 | 0 | 0 | 0 | 0 | 0 | 0 | 0 | 0 | 0
Industrial Sector Energy Related Emissions before CCS[heat if,nonroad vehicles 30,N2O] | NoSettings | 0 | 0 | 0 | 0 | 0 | 0 | 0 | 0 | 0 | 0 | 0 | 0 | 0 | 0 | 0 | 0 | 0 | 0 | 0 | 0 | 0 | 0 | 0 | 0 | 0 | 0 | 0 | 0 | 0 | 0 | 0
Industrial Sector Energy Related Emissions before CCS[heat if,nonroad vehicles 30,F gases] | NoSettings | 0 | 0 | 0 | 0 | 0 | 0 | 0 | 0 | 0 | 0 | 0 | 0 | 0 | 0 | 0 | 0 | 0 | 0 | 0 | 0 | 0 | 0 | 0 | 0 | 0 | 0 | 0 | 0 | 0 | 0 | 0
Industrial Sector Energy Related Emissions before CCS[heat if,other manufacturing 31T33,CO2] | NoSettings | 0 | 0 | 0 | 0 | 0 | 0 | 0 | 0 | 0 | 0 | 0 | 0 | 0 | 0 | 0 | 0 | 0 | 0 | 0 | 0 | 0 | 0 | 0 | 0 | 0 | 0 | 0 | 0 | 0 | 0 | 0
Industrial Sector Energy Related Emissions before CCS[heat if,other manufacturing 31T33,VOC] | NoSettings | 0 | 0 | 0 | 0 | 0 | 0 | 0 | 0 | 0 | 0 | 0 | 0 | 0 | 0 | 0 | 0 | 0 | 0 | 0 | 0 | 0 | 0 | 0 | 0 | 0 | 0 | 0 | 0 | 0 | 0 | 0
Industrial Sector Energy Related Emissions before CCS[heat if,other manufacturing 31T33,CO] | NoSettings | 0 | 0 | 0 | 0 | 0 | 0 | 0 | 0 | 0 | 0 | 0 | 0 | 0 | 0 | 0 | 0 | 0 | 0 | 0 | 0 | 0 | 0 | 0 | 0 | 0 | 0 | 0 | 0 | 0 | 0 | 0
Industrial Sector Energy Related Emissions before CCS[heat if,other manufacturing 31T33,NOx] | NoSettings | 0 | 0 | 0 | 0 | 0 | 0 | 0 | 0 | 0 | 0 | 0 | 0 | 0 | 0 | 0 | 0 | 0 | 0 | 0 | 0 | 0 | 0 | 0 | 0 | 0 | 0 | 0 | 0 | 0 | 0 | 0
Industrial Sector Energy Related Emissions before CCS[heat if,other manufacturing 31T33,PM10] | NoSettings | 0 | 0 | 0 | 0 | 0 | 0 | 0 | 0 | 0 | 0 | 0 | 0 | 0 | 0 | 0 | 0 | 0 | 0 | 0 | 0 | 0 | 0 | 0 | 0 | 0 | 0 | 0 | 0 | 0 | 0 | 0
Industrial Sector Energy Related Emissions before CCS[heat if,other manufacturing 31T33,PM25] | NoSettings | 0 | 0 | 0 | 0 | 0 | 0 | 0 | 0 | 0 | 0 | 0 | 0 | 0 | 0 | 0 | 0 | 0 | 0 | 0 | 0 | 0 | 0 | 0 | 0 | 0 | 0 | 0 | 0 | 0 | 0 | 0
Industrial Sector Energy Related Emissions before CCS[heat if,other manufacturing 31T33,SOx] | NoSettings | 0 | 0 | 0 | 0 | 0 | 0 | 0 | 0 | 0 | 0 | 0 | 0 | 0 | 0 | 0 | 0 | 0 | 0 | 0 | 0 | 0 | 0 | 0 | 0 | 0 | 0 | 0 | 0 | 0 | 0 | 0
Industrial Sector Energy Related Emissions before CCS[heat if,other manufacturing 31T33,BC] | NoSettings | 0 | 0 | 0 | 0 | 0 | 0 | 0 | 0 | 0 | 0 | 0 | 0 | 0 | 0 | 0 | 0 | 0 | 0 | 0 | 0 | 0 | 0 | 0 | 0 | 0 | 0 | 0 | 0 | 0 | 0 | 0
Industrial Sector Energy Related Emissions before CCS[heat if,other manufacturing 31T33,OC] | NoSettings | 0 | 0 | 0 | 0 | 0 | 0 | 0 | 0 | 0 | 0 | 0 | 0 | 0 | 0 | 0 | 0 | 0 | 0 | 0 | 0 | 0 | 0 | 0 | 0 | 0 | 0 | 0 | 0 | 0 | 0 | 0
Industrial Sector Energy Related Emissions before CCS[heat if,other manufacturing 31T33,CH4] | NoSettings | 0 | 0 | 0 | 0 | 0 | 0 | 0 | 0 | 0 | 0 | 0 | 0 | 0 | 0 | 0 | 0 | 0 | 0 | 0 | 0 | 0 | 0 | 0 | 0 | 0 | 0 | 0 | 0 | 0 | 0 | 0
Industrial Sector Energy Related Emissions before CCS[heat if,other manufacturing 31T33,N2O] | NoSettings | 0 | 0 | 0 | 0 | 0 | 0 | 0 | 0 | 0 | 0 | 0 | 0 | 0 | 0 | 0 | 0 | 0 | 0 | 0 | 0 | 0 | 0 | 0 | 0 | 0 | 0 | 0 | 0 | 0 | 0 | 0
Industrial Sector Energy Related Emissions before CCS[heat if,other manufacturing 31T33,F gases] | NoSettings | 0 | 0 | 0 | 0 | 0 | 0 | 0 | 0 | 0 | 0 | 0 | 0 | 0 | 0 | 0 | 0 | 0 | 0 | 0 | 0 | 0 | 0 | 0 | 0 | 0 | 0 | 0 | 0 | 0 | 0 | 0
Industrial Sector Energy Related Emissions before CCS[heat if,energy pipelines and gas processing 352T353,CO2] | NoSettings | 0 | 0 | 0 | 0 | 0 | 0 | 0 | 0 | 0 | 0 | 0 | 0 | 0 | 0 | 0 | 0 | 0 | 0 | 0 | 0 | 0 | 0 | 0 | 0 | 0 | 0 | 0 | 0 | 0 | 0 | 0
Industrial Sector Energy Related Emissions before CCS[heat if,energy pipelines and gas processing 352T353,VOC] | NoSettings | 0 | 0 | 0 | 0 | 0 | 0 | 0 | 0 | 0 | 0 | 0 | 0 | 0 | 0 | 0 | 0 | 0 | 0 | 0 | 0 | 0 | 0 | 0 | 0 | 0 | 0 | 0 | 0 | 0 | 0 | 0
Industrial Sector Energy Related Emissions before CCS[heat if,energy pipelines and gas processing 352T353,CO] | NoSettings | 0 | 0 | 0 | 0 | 0 | 0 | 0 | 0 | 0 | 0 | 0 | 0 | 0 | 0 | 0 | 0 | 0 | 0 | 0 | 0 | 0 | 0 | 0 | 0 | 0 | 0 | 0 | 0 | 0 | 0 | 0
Industrial Sector Energy Related Emissions before CCS[heat if,energy pipelines and gas processing 352T353,NOx] | NoSettings | 0 | 0 | 0 | 0 | 0 | 0 | 0 | 0 | 0 | 0 | 0 | 0 | 0 | 0 | 0 | 0 | 0 | 0 | 0 | 0 | 0 | 0 | 0 | 0 | 0 | 0 | 0 | 0 | 0 | 0 | 0
Industrial Sector Energy Related Emissions before CCS[heat if,energy pipelines and gas processing 352T353,PM10] | NoSettings | 0 | 0 | 0 | 0 | 0 | 0 | 0 | 0 | 0 | 0 | 0 | 0 | 0 | 0 | 0 | 0 | 0 | 0 | 0 | 0 | 0 | 0 | 0 | 0 | 0 | 0 | 0 | 0 | 0 | 0 | 0
Industrial Sector Energy Related Emissions before CCS[heat if,energy pipelines and gas processing 352T353,PM25] | NoSettings | 0 | 0 | 0 | 0 | 0 | 0 | 0 | 0 | 0 | 0 | 0 | 0 | 0 | 0 | 0 | 0 | 0 | 0 | 0 | 0 | 0 | 0 | 0 | 0 | 0 | 0 | 0 | 0 | 0 | 0 | 0
Industrial Sector Energy Related Emissions before CCS[heat if,energy pipelines and gas processing 352T353,SOx] | NoSettings | 0 | 0 | 0 | 0 | 0 | 0 | 0 | 0 | 0 | 0 | 0 | 0 | 0 | 0 | 0 | 0 | 0 | 0 | 0 | 0 | 0 | 0 | 0 | 0 | 0 | 0 | 0 | 0 | 0 | 0 | 0
Industrial Sector Energy Related Emissions before CCS[heat if,energy pipelines and gas processing 352T353,BC] | NoSettings | 0 | 0 | 0 | 0 | 0 | 0 | 0 | 0 | 0 | 0 | 0 | 0 | 0 | 0 | 0 | 0 | 0 | 0 | 0 | 0 | 0 | 0 | 0 | 0 | 0 | 0 | 0 | 0 | 0 | 0 | 0
Industrial Sector Energy Related Emissions before CCS[heat if,energy pipelines and gas processing 352T353,OC] | NoSettings | 0 | 0 | 0 | 0 | 0 | 0 | 0 | 0 | 0 | 0 | 0 | 0 | 0 | 0 | 0 | 0 | 0 | 0 | 0 | 0 | 0 | 0 | 0 | 0 | 0 | 0 | 0 | 0 | 0 | 0 | 0
Industrial Sector Energy Related Emissions before CCS[heat if,energy pipelines and gas processing 352T353,CH4] | NoSettings | 0 | 0 | 0 | 0 | 0 | 0 | 0 | 0 | 0 | 0 | 0 | 0 | 0 | 0 | 0 | 0 | 0 | 0 | 0 | 0 | 0 | 0 | 0 | 0 | 0 | 0 | 0 | 0 | 0 | 0 | 0
Industrial Sector Energy Related Emissions before CCS[heat if,energy pipelines and gas processing 352T353,N2O] | NoSettings | 0 | 0 | 0 | 0 | 0 | 0 | 0 | 0 | 0 | 0 | 0 | 0 | 0 | 0 | 0 | 0 | 0 | 0 | 0 | 0 | 0 | 0 | 0 | 0 | 0 | 0 | 0 | 0 | 0 | 0 | 0
Industrial Sector Energy Related Emissions before CCS[heat if,energy pipelines and gas processing 352T353,F gases] | NoSettings | 0 | 0 | 0 | 0 | 0 | 0 | 0 | 0 | 0 | 0 | 0 | 0 | 0 | 0 | 0 | 0 | 0 | 0 | 0 | 0 | 0 | 0 | 0 | 0 | 0 | 0 | 0 | 0 | 0 | 0 | 0
Industrial Sector Energy Related Emissions before CCS[heat if,water and waste 36T39,CO2] | NoSettings | 0 | 0 | 0 | 0 | 0 | 0 | 0 | 0 | 0 | 0 | 0 | 0 | 0 | 0 | 0 | 0 | 0 | 0 | 0 | 0 | 0 | 0 | 0 | 0 | 0 | 0 | 0 | 0 | 0 | 0 | 0
Industrial Sector Energy Related Emissions before CCS[heat if,water and waste 36T39,VOC] | NoSettings | 0 | 0 | 0 | 0 | 0 | 0 | 0 | 0 | 0 | 0 | 0 | 0 | 0 | 0 | 0 | 0 | 0 | 0 | 0 | 0 | 0 | 0 | 0 | 0 | 0 | 0 | 0 | 0 | 0 | 0 | 0
Industrial Sector Energy Related Emissions before CCS[heat if,water and waste 36T39,CO] | NoSettings | 0 | 0 | 0 | 0 | 0 | 0 | 0 | 0 | 0 | 0 | 0 | 0 | 0 | 0 | 0 | 0 | 0 | 0 | 0 | 0 | 0 | 0 | 0 | 0 | 0 | 0 | 0 | 0 | 0 | 0 | 0
Industrial Sector Energy Related Emissions before CCS[heat if,water and waste 36T39,NOx] | NoSettings | 0 | 0 | 0 | 0 | 0 | 0 | 0 | 0 | 0 | 0 | 0 | 0 | 0 | 0 | 0 | 0 | 0 | 0 | 0 | 0 | 0 | 0 | 0 | 0 | 0 | 0 | 0 | 0 | 0 | 0 | 0
Industrial Sector Energy Related Emissions before CCS[heat if,water and waste 36T39,PM10] | NoSettings | 0 | 0 | 0 | 0 | 0 | 0 | 0 | 0 | 0 | 0 | 0 | 0 | 0 | 0 | 0 | 0 | 0 | 0 | 0 | 0 | 0 | 0 | 0 | 0 | 0 | 0 | 0 | 0 | 0 | 0 | 0
Industrial Sector Energy Related Emissions before CCS[heat if,water and waste 36T39,PM25] | NoSettings | 0 | 0 | 0 | 0 | 0 | 0 | 0 | 0 | 0 | 0 | 0 | 0 | 0 | 0 | 0 | 0 | 0 | 0 | 0 | 0 | 0 | 0 | 0 | 0 | 0 | 0 | 0 | 0 | 0 | 0 | 0
Industrial Sector Energy Related Emissions before CCS[heat if,water and waste 36T39,SOx] | NoSettings | 0 | 0 | 0 | 0 | 0 | 0 | 0 | 0 | 0 | 0 | 0 | 0 | 0 | 0 | 0 | 0 | 0 | 0 | 0 | 0 | 0 | 0 | 0 | 0 | 0 | 0 | 0 | 0 | 0 | 0 | 0
Industrial Sector Energy Related Emissions before CCS[heat if,water and waste 36T39,BC] | NoSettings | 0 | 0 | 0 | 0 | 0 | 0 | 0 | 0 | 0 | 0 | 0 | 0 | 0 | 0 | 0 | 0 | 0 | 0 | 0 | 0 | 0 | 0 | 0 | 0 | 0 | 0 | 0 | 0 | 0 | 0 | 0
Industrial Sector Energy Related Emissions before CCS[heat if,water and waste 36T39,OC] | NoSettings | 0 | 0 | 0 | 0 | 0 | 0 | 0 | 0 | 0 | 0 | 0 | 0 | 0 | 0 | 0 | 0 | 0 | 0 | 0 | 0 | 0 | 0 | 0 | 0 | 0 | 0 | 0 | 0 | 0 | 0 | 0
Industrial Sector Energy Related Emissions before CCS[heat if,water and waste 36T39,CH4] | NoSettings | 0 | 0 | 0 | 0 | 0 | 0 | 0 | 0 | 0 | 0 | 0 | 0 | 0 | 0 | 0 | 0 | 0 | 0 | 0 | 0 | 0 | 0 | 0 | 0 | 0 | 0 | 0 | 0 | 0 | 0 | 0
Industrial Sector Energy Related Emissions before CCS[heat if,water and waste 36T39,N2O] | NoSettings | 0 | 0 | 0 | 0 | 0 | 0 | 0 | 0 | 0 | 0 | 0 | 0 | 0 | 0 | 0 | 0 | 0 | 0 | 0 | 0 | 0 | 0 | 0 | 0 | 0 | 0 | 0 | 0 | 0 | 0 | 0
Industrial Sector Energy Related Emissions before CCS[heat if,water and waste 36T39,F gases] | NoSettings | 0 | 0 | 0 | 0 | 0 | 0 | 0 | 0 | 0 | 0 | 0 | 0 | 0 | 0 | 0 | 0 | 0 | 0 | 0 | 0 | 0 | 0 | 0 | 0 | 0 | 0 | 0 | 0 | 0 | 0 | 0
Industrial Sector Energy Related Emissions before CCS[heat if,construction 41T43,CO2] | NoSettings | 0 | 0 | 0 | 0 | 0 | 0 | 0 | 0 | 0 | 0 | 0 | 0 | 0 | 0 | 0 | 0 | 0 | 0 | 0 | 0 | 0 | 0 | 0 | 0 | 0 | 0 | 0 | 0 | 0 | 0 | 0
Industrial Sector Energy Related Emissions before CCS[heat if,construction 41T43,VOC] | NoSettings | 0 | 0 | 0 | 0 | 0 | 0 | 0 | 0 | 0 | 0 | 0 | 0 | 0 | 0 | 0 | 0 | 0 | 0 | 0 | 0 | 0 | 0 | 0 | 0 | 0 | 0 | 0 | 0 | 0 | 0 | 0
Industrial Sector Energy Related Emissions before CCS[heat if,construction 41T43,CO] | NoSettings | 0 | 0 | 0 | 0 | 0 | 0 | 0 | 0 | 0 | 0 | 0 | 0 | 0 | 0 | 0 | 0 | 0 | 0 | 0 | 0 | 0 | 0 | 0 | 0 | 0 | 0 | 0 | 0 | 0 | 0 | 0
Industrial Sector Energy Related Emissions before CCS[heat if,construction 41T43,NOx] | NoSettings | 0 | 0 | 0 | 0 | 0 | 0 | 0 | 0 | 0 | 0 | 0 | 0 | 0 | 0 | 0 | 0 | 0 | 0 | 0 | 0 | 0 | 0 | 0 | 0 | 0 | 0 | 0 | 0 | 0 | 0 | 0
Industrial Sector Energy Related Emissions before CCS[heat if,construction 41T43,PM10] | NoSettings | 0 | 0 | 0 | 0 | 0 | 0 | 0 | 0 | 0 | 0 | 0 | 0 | 0 | 0 | 0 | 0 | 0 | 0 | 0 | 0 | 0 | 0 | 0 | 0 | 0 | 0 | 0 | 0 | 0 | 0 | 0
Industrial Sector Energy Related Emissions before CCS[heat if,construction 41T43,PM25] | NoSettings | 0 | 0 | 0 | 0 | 0 | 0 | 0 | 0 | 0 | 0 | 0 | 0 | 0 | 0 | 0 | 0 | 0 | 0 | 0 | 0 | 0 | 0 | 0 | 0 | 0 | 0 | 0 | 0 | 0 | 0 | 0
Industrial Sector Energy Related Emissions before CCS[heat if,construction 41T43,SOx] | NoSettings | 0 | 0 | 0 | 0 | 0 | 0 | 0 | 0 | 0 | 0 | 0 | 0 | 0 | 0 | 0 | 0 | 0 | 0 | 0 | 0 | 0 | 0 | 0 | 0 | 0 | 0 | 0 | 0 | 0 | 0 | 0
Industrial Sector Energy Related Emissions before CCS[heat if,construction 41T43,BC] | NoSettings | 0 | 0 | 0 | 0 | 0 | 0 | 0 | 0 | 0 | 0 | 0 | 0 | 0 | 0 | 0 | 0 | 0 | 0 | 0 | 0 | 0 | 0 | 0 | 0 | 0 | 0 | 0 | 0 | 0 | 0 | 0
Industrial Sector Energy Related Emissions before CCS[heat if,construction 41T43,OC] | NoSettings | 0 | 0 | 0 | 0 | 0 | 0 | 0 | 0 | 0 | 0 | 0 | 0 | 0 | 0 | 0 | 0 | 0 | 0 | 0 | 0 | 0 | 0 | 0 | 0 | 0 | 0 | 0 | 0 | 0 | 0 | 0
Industrial Sector Energy Related Emissions before CCS[heat if,construction 41T43,CH4] | NoSettings | 0 | 0 | 0 | 0 | 0 | 0 | 0 | 0 | 0 | 0 | 0 | 0 | 0 | 0 | 0 | 0 | 0 | 0 | 0 | 0 | 0 | 0 | 0 | 0 | 0 | 0 | 0 | 0 | 0 | 0 | 0
Industrial Sector Energy Related Emissions before CCS[heat if,construction 41T43,N2O] | NoSettings | 0 | 0 | 0 | 0 | 0 | 0 | 0 | 0 | 0 | 0 | 0 | 0 | 0 | 0 | 0 | 0 | 0 | 0 | 0 | 0 | 0 | 0 | 0 | 0 | 0 | 0 | 0 | 0 | 0 | 0 | 0
Industrial Sector Energy Related Emissions before CCS[heat if,construction 41T43,F gases] | NoSettings | 0 | 0 | 0 | 0 | 0 | 0 | 0 | 0 | 0 | 0 | 0 | 0 | 0 | 0 | 0 | 0 | 0 | 0 | 0 | 0 | 0 | 0 | 0 | 0 | 0 | 0 | 0 | 0 | 0 | 0 | 0
Industrial Sector Energy Related Emissions before CCS[crude oil if,agriculture and forestry 01T03,CO2] | NoSettings | 0 | 0 | 0 | 0 | 0 | 0 | 0 | 0 | 0 | 0 | 0 | 0 | 0 | 0 | 0 | 0 | 0 | 0 | 0 | 0 | 0 | 0 | 0 | 0 | 0 | 0 | 0 | 0 | 0 | 0 | 0
Industrial Sector Energy Related Emissions before CCS[crude oil if,agriculture and forestry 01T03,VOC] | NoSettings | 0 | 0 | 0 | 0 | 0 | 0 | 0 | 0 | 0 | 0 | 0 | 0 | 0 | 0 | 0 | 0 | 0 | 0 | 0 | 0 | 0 | 0 | 0 | 0 | 0 | 0 | 0 | 0 | 0 | 0 | 0
Industrial Sector Energy Related Emissions before CCS[crude oil if,agriculture and forestry 01T03,CO] | NoSettings | 0 | 0 | 0 | 0 | 0 | 0 | 0 | 0 | 0 | 0 | 0 | 0 | 0 | 0 | 0 | 0 | 0 | 0 | 0 | 0 | 0 | 0 | 0 | 0 | 0 | 0 | 0 | 0 | 0 | 0 | 0
Industrial Sector Energy Related Emissions before CCS[crude oil if,agriculture and forestry 01T03,NOx] | NoSettings | 0 | 0 | 0 | 0 | 0 | 0 | 0 | 0 | 0 | 0 | 0 | 0 | 0 | 0 | 0 | 0 | 0 | 0 | 0 | 0 | 0 | 0 | 0 | 0 | 0 | 0 | 0 | 0 | 0 | 0 | 0
Industrial Sector Energy Related Emissions before CCS[crude oil if,agriculture and forestry 01T03,PM10] | NoSettings | 0 | 0 | 0 | 0 | 0 | 0 | 0 | 0 | 0 | 0 | 0 | 0 | 0 | 0 | 0 | 0 | 0 | 0 | 0 | 0 | 0 | 0 | 0 | 0 | 0 | 0 | 0 | 0 | 0 | 0 | 0
Industrial Sector Energy Related Emissions before CCS[crude oil if,agriculture and forestry 01T03,PM25] | NoSettings | 0 | 0 | 0 | 0 | 0 | 0 | 0 | 0 | 0 | 0 | 0 | 0 | 0 | 0 | 0 | 0 | 0 | 0 | 0 | 0 | 0 | 0 | 0 | 0 | 0 | 0 | 0 | 0 | 0 | 0 | 0
Industrial Sector Energy Related Emissions before CCS[crude oil if,agriculture and forestry 01T03,SOx] | NoSettings | 0 | 0 | 0 | 0 | 0 | 0 | 0 | 0 | 0 | 0 | 0 | 0 | 0 | 0 | 0 | 0 | 0 | 0 | 0 | 0 | 0 | 0 | 0 | 0 | 0 | 0 | 0 | 0 | 0 | 0 | 0
Industrial Sector Energy Related Emissions before CCS[crude oil if,agriculture and forestry 01T03,BC] | NoSettings | 0 | 0 | 0 | 0 | 0 | 0 | 0 | 0 | 0 | 0 | 0 | 0 | 0 | 0 | 0 | 0 | 0 | 0 | 0 | 0 | 0 | 0 | 0 | 0 | 0 | 0 | 0 | 0 | 0 | 0 | 0
Industrial Sector Energy Related Emissions before CCS[crude oil if,agriculture and forestry 01T03,OC] | NoSettings | 0 | 0 | 0 | 0 | 0 | 0 | 0 | 0 | 0 | 0 | 0 | 0 | 0 | 0 | 0 | 0 | 0 | 0 | 0 | 0 | 0 | 0 | 0 | 0 | 0 | 0 | 0 | 0 | 0 | 0 | 0
Industrial Sector Energy Related Emissions before CCS[crude oil if,agriculture and forestry 01T03,CH4] | NoSettings | 0 | 0 | 0 | 0 | 0 | 0 | 0 | 0 | 0 | 0 | 0 | 0 | 0 | 0 | 0 | 0 | 0 | 0 | 0 | 0 | 0 | 0 | 0 | 0 | 0 | 0 | 0 | 0 | 0 | 0 | 0
Industrial Sector Energy Related Emissions before CCS[crude oil if,agriculture and forestry 01T03,N2O] | NoSettings | 0 | 0 | 0 | 0 | 0 | 0 | 0 | 0 | 0 | 0 | 0 | 0 | 0 | 0 | 0 | 0 | 0 | 0 | 0 | 0 | 0 | 0 | 0 | 0 | 0 | 0 | 0 | 0 | 0 | 0 | 0
Industrial Sector Energy Related Emissions before CCS[crude oil if,agriculture and forestry 01T03,F gases] | NoSettings | 0 | 0 | 0 | 0 | 0 | 0 | 0 | 0 | 0 | 0 | 0 | 0 | 0 | 0 | 0 | 0 | 0 | 0 | 0 | 0 | 0 | 0 | 0 | 0 | 0 | 0 | 0 | 0 | 0 | 0 | 0
Industrial Sector Energy Related Emissions before CCS[crude oil if,coal mining 05,CO2] | NoSettings | 0 | 0 | 0 | 0 | 0 | 0 | 0 | 0 | 0 | 0 | 0 | 0 | 0 | 0 | 0 | 0 | 0 | 0 | 0 | 0 | 0 | 0 | 0 | 0 | 0 | 0 | 0 | 0 | 0 | 0 | 0
Industrial Sector Energy Related Emissions before CCS[crude oil if,coal mining 05,VOC] | NoSettings | 0 | 0 | 0 | 0 | 0 | 0 | 0 | 0 | 0 | 0 | 0 | 0 | 0 | 0 | 0 | 0 | 0 | 0 | 0 | 0 | 0 | 0 | 0 | 0 | 0 | 0 | 0 | 0 | 0 | 0 | 0
Industrial Sector Energy Related Emissions before CCS[crude oil if,coal mining 05,CO] | NoSettings | 0 | 0 | 0 | 0 | 0 | 0 | 0 | 0 | 0 | 0 | 0 | 0 | 0 | 0 | 0 | 0 | 0 | 0 | 0 | 0 | 0 | 0 | 0 | 0 | 0 | 0 | 0 | 0 | 0 | 0 | 0
Industrial Sector Energy Related Emissions before CCS[crude oil if,coal mining 05,NOx] | NoSettings | 0 | 0 | 0 | 0 | 0 | 0 | 0 | 0 | 0 | 0 | 0 | 0 | 0 | 0 | 0 | 0 | 0 | 0 | 0 | 0 | 0 | 0 | 0 | 0 | 0 | 0 | 0 | 0 | 0 | 0 | 0
Industrial Sector Energy Related Emissions before CCS[crude oil if,coal mining 05,PM10] | NoSettings | 0 | 0 | 0 | 0 | 0 | 0 | 0 | 0 | 0 | 0 | 0 | 0 | 0 | 0 | 0 | 0 | 0 | 0 | 0 | 0 | 0 | 0 | 0 | 0 | 0 | 0 | 0 | 0 | 0 | 0 | 0
Industrial Sector Energy Related Emissions before CCS[crude oil if,coal mining 05,PM25] | NoSettings | 0 | 0 | 0 | 0 | 0 | 0 | 0 | 0 | 0 | 0 | 0 | 0 | 0 | 0 | 0 | 0 | 0 | 0 | 0 | 0 | 0 | 0 | 0 | 0 | 0 | 0 | 0 | 0 | 0 | 0 | 0
Industrial Sector Energy Related Emissions before CCS[crude oil if,coal mining 05,SOx] | NoSettings | 0 | 0 | 0 | 0 | 0 | 0 | 0 | 0 | 0 | 0 | 0 | 0 | 0 | 0 | 0 | 0 | 0 | 0 | 0 | 0 | 0 | 0 | 0 | 0 | 0 | 0 | 0 | 0 | 0 | 0 | 0
Industrial Sector Energy Related Emissions before CCS[crude oil if,coal mining 05,BC] | NoSettings | 0 | 0 | 0 | 0 | 0 | 0 | 0 | 0 | 0 | 0 | 0 | 0 | 0 | 0 | 0 | 0 | 0 | 0 | 0 | 0 | 0 | 0 | 0 | 0 | 0 | 0 | 0 | 0 | 0 | 0 | 0
Industrial Sector Energy Related Emissions before CCS[crude oil if,coal mining 05,OC] | NoSettings | 0 | 0 | 0 | 0 | 0 | 0 | 0 | 0 | 0 | 0 | 0 | 0 | 0 | 0 | 0 | 0 | 0 | 0 | 0 | 0 | 0 | 0 | 0 | 0 | 0 | 0 | 0 | 0 | 0 | 0 | 0
Industrial Sector Energy Related Emissions before CCS[crude oil if,coal mining 05,CH4] | NoSettings | 0 | 0 | 0 | 0 | 0 | 0 | 0 | 0 | 0 | 0 | 0 | 0 | 0 | 0 | 0 | 0 | 0 | 0 | 0 | 0 | 0 | 0 | 0 | 0 | 0 | 0 | 0 | 0 | 0 | 0 | 0
Industrial Sector Energy Related Emissions before CCS[crude oil if,coal mining 05,N2O] | NoSettings | 0 | 0 | 0 | 0 | 0 | 0 | 0 | 0 | 0 | 0 | 0 | 0 | 0 | 0 | 0 | 0 | 0 | 0 | 0 | 0 | 0 | 0 | 0 | 0 | 0 | 0 | 0 | 0 | 0 | 0 | 0
Industrial Sector Energy Related Emissions before CCS[crude oil if,coal mining 05,F gases] | NoSettings | 0 | 0 | 0 | 0 | 0 | 0 | 0 | 0 | 0 | 0 | 0 | 0 | 0 | 0 | 0 | 0 | 0 | 0 | 0 | 0 | 0 | 0 | 0 | 0 | 0 | 0 | 0 | 0 | 0 | 0 | 0
Industrial Sector Energy Related Emissions before CCS[crude oil if,oil and gas extraction 06,CO2] | NoSettings | 0 | 0 | 0 | 0 | 0 | 0 | 0 | 0 | 0 | 0 | 0 | 0 | 0 | 0 | 0 | 0 | 0 | 0 | 0 | 0 | 0 | 0 | 0 | 0 | 0 | 0 | 0 | 0 | 0 | 0 | 0
Industrial Sector Energy Related Emissions before CCS[crude oil if,oil and gas extraction 06,VOC] | NoSettings | 0 | 0 | 0 | 0 | 0 | 0 | 0 | 0 | 0 | 0 | 0 | 0 | 0 | 0 | 0 | 0 | 0 | 0 | 0 | 0 | 0 | 0 | 0 | 0 | 0 | 0 | 0 | 0 | 0 | 0 | 0
Industrial Sector Energy Related Emissions before CCS[crude oil if,oil and gas extraction 06,CO] | NoSettings | 0 | 0 | 0 | 0 | 0 | 0 | 0 | 0 | 0 | 0 | 0 | 0 | 0 | 0 | 0 | 0 | 0 | 0 | 0 | 0 | 0 | 0 | 0 | 0 | 0 | 0 | 0 | 0 | 0 | 0 | 0
Industrial Sector Energy Related Emissions before CCS[crude oil if,oil and gas extraction 06,NOx] | NoSettings | 0 | 0 | 0 | 0 | 0 | 0 | 0 | 0 | 0 | 0 | 0 | 0 | 0 | 0 | 0 | 0 | 0 | 0 | 0 | 0 | 0 | 0 | 0 | 0 | 0 | 0 | 0 | 0 | 0 | 0 | 0
Industrial Sector Energy Related Emissions before CCS[crude oil if,oil and gas extraction 06,PM10] | NoSettings | 0 | 0 | 0 | 0 | 0 | 0 | 0 | 0 | 0 | 0 | 0 | 0 | 0 | 0 | 0 | 0 | 0 | 0 | 0 | 0 | 0 | 0 | 0 | 0 | 0 | 0 | 0 | 0 | 0 | 0 | 0
Industrial Sector Energy Related Emissions before CCS[crude oil if,oil and gas extraction 06,PM25] | NoSettings | 0 | 0 | 0 | 0 | 0 | 0 | 0 | 0 | 0 | 0 | 0 | 0 | 0 | 0 | 0 | 0 | 0 | 0 | 0 | 0 | 0 | 0 | 0 | 0 | 0 | 0 | 0 | 0 | 0 | 0 | 0
Industrial Sector Energy Related Emissions before CCS[crude oil if,oil and gas extraction 06,SOx] | NoSettings | 0 | 0 | 0 | 0 | 0 | 0 | 0 | 0 | 0 | 0 | 0 | 0 | 0 | 0 | 0 | 0 | 0 | 0 | 0 | 0 | 0 | 0 | 0 | 0 | 0 | 0 | 0 | 0 | 0 | 0 | 0
Industrial Sector Energy Related Emissions before CCS[crude oil if,oil and gas extraction 06,BC] | NoSettings | 0 | 0 | 0 | 0 | 0 | 0 | 0 | 0 | 0 | 0 | 0 | 0 | 0 | 0 | 0 | 0 | 0 | 0 | 0 | 0 | 0 | 0 | 0 | 0 | 0 | 0 | 0 | 0 | 0 | 0 | 0
Industrial Sector Energy Related Emissions before CCS[crude oil if,oil and gas extraction 06,OC] | NoSettings | 0 | 0 | 0 | 0 | 0 | 0 | 0 | 0 | 0 | 0 | 0 | 0 | 0 | 0 | 0 | 0 | 0 | 0 | 0 | 0 | 0 | 0 | 0 | 0 | 0 | 0 | 0 | 0 | 0 | 0 | 0
Industrial Sector Energy Related Emissions before CCS[crude oil if,oil and gas extraction 06,CH4] | NoSettings | 0 | 0 | 0 | 0 | 0 | 0 | 0 | 0 | 0 | 0 | 0 | 0 | 0 | 0 | 0 | 0 | 0 | 0 | 0 | 0 | 0 | 0 | 0 | 0 | 0 | 0 | 0 | 0 | 0 | 0 | 0
Industrial Sector Energy Related Emissions before CCS[crude oil if,oil and gas extraction 06,N2O] | NoSettings | 0 | 0 | 0 | 0 | 0 | 0 | 0 | 0 | 0 | 0 | 0 | 0 | 0 | 0 | 0 | 0 | 0 | 0 | 0 | 0 | 0 | 0 | 0 | 0 | 0 | 0 | 0 | 0 | 0 | 0 | 0
Industrial Sector Energy Related Emissions before CCS[crude oil if,oil and gas extraction 06,F gases] | NoSettings | 0 | 0 | 0 | 0 | 0 | 0 | 0 | 0 | 0 | 0 | 0 | 0 | 0 | 0 | 0 | 0 | 0 | 0 | 0 | 0 | 0 | 0 | 0 | 0 | 0 | 0 | 0 | 0 | 0 | 0 | 0
Industrial Sector Energy Related Emissions before CCS[crude oil if,other mining and quarrying 07T08,CO2] | NoSettings | 0 | 0 | 0 | 0 | 0 | 0 | 0 | 0 | 0 | 0 | 0 | 0 | 0 | 0 | 0 | 0 | 0 | 0 | 0 | 0 | 0 | 0 | 0 | 0 | 0 | 0 | 0 | 0 | 0 | 0 | 0
Industrial Sector Energy Related Emissions before CCS[crude oil if,other mining and quarrying 07T08,VOC] | NoSettings | 0 | 0 | 0 | 0 | 0 | 0 | 0 | 0 | 0 | 0 | 0 | 0 | 0 | 0 | 0 | 0 | 0 | 0 | 0 | 0 | 0 | 0 | 0 | 0 | 0 | 0 | 0 | 0 | 0 | 0 | 0
Industrial Sector Energy Related Emissions before CCS[crude oil if,other mining and quarrying 07T08,CO] | NoSettings | 0 | 0 | 0 | 0 | 0 | 0 | 0 | 0 | 0 | 0 | 0 | 0 | 0 | 0 | 0 | 0 | 0 | 0 | 0 | 0 | 0 | 0 | 0 | 0 | 0 | 0 | 0 | 0 | 0 | 0 | 0
Industrial Sector Energy Related Emissions before CCS[crude oil if,other mining and quarrying 07T08,NOx] | NoSettings | 0 | 0 | 0 | 0 | 0 | 0 | 0 | 0 | 0 | 0 | 0 | 0 | 0 | 0 | 0 | 0 | 0 | 0 | 0 | 0 | 0 | 0 | 0 | 0 | 0 | 0 | 0 | 0 | 0 | 0 | 0
Industrial Sector Energy Related Emissions before CCS[crude oil if,other mining and quarrying 07T08,PM10] | NoSettings | 0 | 0 | 0 | 0 | 0 | 0 | 0 | 0 | 0 | 0 | 0 | 0 | 0 | 0 | 0 | 0 | 0 | 0 | 0 | 0 | 0 | 0 | 0 | 0 | 0 | 0 | 0 | 0 | 0 | 0 | 0
Industrial Sector Energy Related Emissions before CCS[crude oil if,other mining and quarrying 07T08,PM25] | NoSettings | 0 | 0 | 0 | 0 | 0 | 0 | 0 | 0 | 0 | 0 | 0 | 0 | 0 | 0 | 0 | 0 | 0 | 0 | 0 | 0 | 0 | 0 | 0 | 0 | 0 | 0 | 0 | 0 | 0 | 0 | 0
Industrial Sector Energy Related Emissions before CCS[crude oil if,other mining and quarrying 07T08,SOx] | NoSettings | 0 | 0 | 0 | 0 | 0 | 0 | 0 | 0 | 0 | 0 | 0 | 0 | 0 | 0 | 0 | 0 | 0 | 0 | 0 | 0 | 0 | 0 | 0 | 0 | 0 | 0 | 0 | 0 | 0 | 0 | 0
Industrial Sector Energy Related Emissions before CCS[crude oil if,other mining and quarrying 07T08,BC] | NoSettings | 0 | 0 | 0 | 0 | 0 | 0 | 0 | 0 | 0 | 0 | 0 | 0 | 0 | 0 | 0 | 0 | 0 | 0 | 0 | 0 | 0 | 0 | 0 | 0 | 0 | 0 | 0 | 0 | 0 | 0 | 0
Industrial Sector Energy Related Emissions before CCS[crude oil if,other mining and quarrying 07T08,OC] | NoSettings | 0 | 0 | 0 | 0 | 0 | 0 | 0 | 0 | 0 | 0 | 0 | 0 | 0 | 0 | 0 | 0 | 0 | 0 | 0 | 0 | 0 | 0 | 0 | 0 | 0 | 0 | 0 | 0 | 0 | 0 | 0
Industrial Sector Energy Related Emissions before CCS[crude oil if,other mining and quarrying 07T08,CH4] | NoSettings | 0 | 0 | 0 | 0 | 0 | 0 | 0 | 0 | 0 | 0 | 0 | 0 | 0 | 0 | 0 | 0 | 0 | 0 | 0 | 0 | 0 | 0 | 0 | 0 | 0 | 0 | 0 | 0 | 0 | 0 | 0
Industrial Sector Energy Related Emissions before CCS[crude oil if,other mining and quarrying 07T08,N2O] | NoSettings | 0 | 0 | 0 | 0 | 0 | 0 | 0 | 0 | 0 | 0 | 0 | 0 | 0 | 0 | 0 | 0 | 0 | 0 | 0 | 0 | 0 | 0 | 0 | 0 | 0 | 0 | 0 | 0 | 0 | 0 | 0
Industrial Sector Energy Related Emissions before CCS[crude oil if,other mining and quarrying 07T08,F gases] | NoSettings | 0 | 0 | 0 | 0 | 0 | 0 | 0 | 0 | 0 | 0 | 0 | 0 | 0 | 0 | 0 | 0 | 0 | 0 | 0 | 0 | 0 | 0 | 0 | 0 | 0 | 0 | 0 | 0 | 0 | 0 | 0
Industrial Sector Energy Related Emissions before CCS[crude oil if,food beverage and tobacco 10T12,CO2] | NoSettings | 0 | 0 | 0 | 0 | 0 | 0 | 0 | 0 | 0 | 0 | 0 | 0 | 0 | 0 | 0 | 0 | 0 | 0 | 0 | 0 | 0 | 0 | 0 | 0 | 0 | 0 | 0 | 0 | 0 | 0 | 0
Industrial Sector Energy Related Emissions before CCS[crude oil if,food beverage and tobacco 10T12,VOC] | NoSettings | 0 | 0 | 0 | 0 | 0 | 0 | 0 | 0 | 0 | 0 | 0 | 0 | 0 | 0 | 0 | 0 | 0 | 0 | 0 | 0 | 0 | 0 | 0 | 0 | 0 | 0 | 0 | 0 | 0 | 0 | 0
Industrial Sector Energy Related Emissions before CCS[crude oil if,food beverage and tobacco 10T12,CO] | NoSettings | 0 | 0 | 0 | 0 | 0 | 0 | 0 | 0 | 0 | 0 | 0 | 0 | 0 | 0 | 0 | 0 | 0 | 0 | 0 | 0 | 0 | 0 | 0 | 0 | 0 | 0 | 0 | 0 | 0 | 0 | 0
Industrial Sector Energy Related Emissions before CCS[crude oil if,food beverage and tobacco 10T12,NOx] | NoSettings | 0 | 0 | 0 | 0 | 0 | 0 | 0 | 0 | 0 | 0 | 0 | 0 | 0 | 0 | 0 | 0 | 0 | 0 | 0 | 0 | 0 | 0 | 0 | 0 | 0 | 0 | 0 | 0 | 0 | 0 | 0
Industrial Sector Energy Related Emissions before CCS[crude oil if,food beverage and tobacco 10T12,PM10] | NoSettings | 0 | 0 | 0 | 0 | 0 | 0 | 0 | 0 | 0 | 0 | 0 | 0 | 0 | 0 | 0 | 0 | 0 | 0 | 0 | 0 | 0 | 0 | 0 | 0 | 0 | 0 | 0 | 0 | 0 | 0 | 0
Industrial Sector Energy Related Emissions before CCS[crude oil if,food beverage and tobacco 10T12,PM25] | NoSettings | 0 | 0 | 0 | 0 | 0 | 0 | 0 | 0 | 0 | 0 | 0 | 0 | 0 | 0 | 0 | 0 | 0 | 0 | 0 | 0 | 0 | 0 | 0 | 0 | 0 | 0 | 0 | 0 | 0 | 0 | 0
Industrial Sector Energy Related Emissions before CCS[crude oil if,food beverage and tobacco 10T12,SOx] | NoSettings | 0 | 0 | 0 | 0 | 0 | 0 | 0 | 0 | 0 | 0 | 0 | 0 | 0 | 0 | 0 | 0 | 0 | 0 | 0 | 0 | 0 | 0 | 0 | 0 | 0 | 0 | 0 | 0 | 0 | 0 | 0
Industrial Sector Energy Related Emissions before CCS[crude oil if,food beverage and tobacco 10T12,BC] | NoSettings | 0 | 0 | 0 | 0 | 0 | 0 | 0 | 0 | 0 | 0 | 0 | 0 | 0 | 0 | 0 | 0 | 0 | 0 | 0 | 0 | 0 | 0 | 0 | 0 | 0 | 0 | 0 | 0 | 0 | 0 | 0
Industrial Sector Energy Related Emissions before CCS[crude oil if,food beverage and tobacco 10T12,OC] | NoSettings | 0 | 0 | 0 | 0 | 0 | 0 | 0 | 0 | 0 | 0 | 0 | 0 | 0 | 0 | 0 | 0 | 0 | 0 | 0 | 0 | 0 | 0 | 0 | 0 | 0 | 0 | 0 | 0 | 0 | 0 | 0
Industrial Sector Energy Related Emissions before CCS[crude oil if,food beverage and tobacco 10T12,CH4] | NoSettings | 0 | 0 | 0 | 0 | 0 | 0 | 0 | 0 | 0 | 0 | 0 | 0 | 0 | 0 | 0 | 0 | 0 | 0 | 0 | 0 | 0 | 0 | 0 | 0 | 0 | 0 | 0 | 0 | 0 | 0 | 0
Industrial Sector Energy Related Emissions before CCS[crude oil if,food beverage and tobacco 10T12,N2O] | NoSettings | 0 | 0 | 0 | 0 | 0 | 0 | 0 | 0 | 0 | 0 | 0 | 0 | 0 | 0 | 0 | 0 | 0 | 0 | 0 | 0 | 0 | 0 | 0 | 0 | 0 | 0 | 0 | 0 | 0 | 0 | 0
Industrial Sector Energy Related Emissions before CCS[crude oil if,food beverage and tobacco 10T12,F gases] | NoSettings | 0 | 0 | 0 | 0 | 0 | 0 | 0 | 0 | 0 | 0 | 0 | 0 | 0 | 0 | 0 | 0 | 0 | 0 | 0 | 0 | 0 | 0 | 0 | 0 | 0 | 0 | 0 | 0 | 0 | 0 | 0
Industrial Sector Energy Related Emissions before CCS[crude oil if,textiles apparel and leather 13T15,CO2] | NoSettings | 0 | 0 | 0 | 0 | 0 | 0 | 0 | 0 | 0 | 0 | 0 | 0 | 0 | 0 | 0 | 0 | 0 | 0 | 0 | 0 | 0 | 0 | 0 | 0 | 0 | 0 | 0 | 0 | 0 | 0 | 0
Industrial Sector Energy Related Emissions before CCS[crude oil if,textiles apparel and leather 13T15,VOC] | NoSettings | 0 | 0 | 0 | 0 | 0 | 0 | 0 | 0 | 0 | 0 | 0 | 0 | 0 | 0 | 0 | 0 | 0 | 0 | 0 | 0 | 0 | 0 | 0 | 0 | 0 | 0 | 0 | 0 | 0 | 0 | 0
Industrial Sector Energy Related Emissions before CCS[crude oil if,textiles apparel and leather 13T15,CO] | NoSettings | 0 | 0 | 0 | 0 | 0 | 0 | 0 | 0 | 0 | 0 | 0 | 0 | 0 | 0 | 0 | 0 | 0 | 0 | 0 | 0 | 0 | 0 | 0 | 0 | 0 | 0 | 0 | 0 | 0 | 0 | 0
Industrial Sector Energy Related Emissions before CCS[crude oil if,textiles apparel and leather 13T15,NOx] | NoSettings | 0 | 0 | 0 | 0 | 0 | 0 | 0 | 0 | 0 | 0 | 0 | 0 | 0 | 0 | 0 | 0 | 0 | 0 | 0 | 0 | 0 | 0 | 0 | 0 | 0 | 0 | 0 | 0 | 0 | 0 | 0
Industrial Sector Energy Related Emissions before CCS[crude oil if,textiles apparel and leather 13T15,PM10] | NoSettings | 0 | 0 | 0 | 0 | 0 | 0 | 0 | 0 | 0 | 0 | 0 | 0 | 0 | 0 | 0 | 0 | 0 | 0 | 0 | 0 | 0 | 0 | 0 | 0 | 0 | 0 | 0 | 0 | 0 | 0 | 0
Industrial Sector Energy Related Emissions before CCS[crude oil if,textiles apparel and leather 13T15,PM25] | NoSettings | 0 | 0 | 0 | 0 | 0 | 0 | 0 | 0 | 0 | 0 | 0 | 0 | 0 | 0 | 0 | 0 | 0 | 0 | 0 | 0 | 0 | 0 | 0 | 0 | 0 | 0 | 0 | 0 | 0 | 0 | 0
Industrial Sector Energy Related Emissions before CCS[crude oil if,textiles apparel and leather 13T15,SOx] | NoSettings | 0 | 0 | 0 | 0 | 0 | 0 | 0 | 0 | 0 | 0 | 0 | 0 | 0 | 0 | 0 | 0 | 0 | 0 | 0 | 0 | 0 | 0 | 0 | 0 | 0 | 0 | 0 | 0 | 0 | 0 | 0
Industrial Sector Energy Related Emissions before CCS[crude oil if,textiles apparel and leather 13T15,BC] | NoSettings | 0 | 0 | 0 | 0 | 0 | 0 | 0 | 0 | 0 | 0 | 0 | 0 | 0 | 0 | 0 | 0 | 0 | 0 | 0 | 0 | 0 | 0 | 0 | 0 | 0 | 0 | 0 | 0 | 0 | 0 | 0
Industrial Sector Energy Related Emissions before CCS[crude oil if,textiles apparel and leather 13T15,OC] | NoSettings | 0 | 0 | 0 | 0 | 0 | 0 | 0 | 0 | 0 | 0 | 0 | 0 | 0 | 0 | 0 | 0 | 0 | 0 | 0 | 0 | 0 | 0 | 0 | 0 | 0 | 0 | 0 | 0 | 0 | 0 | 0
Industrial Sector Energy Related Emissions before CCS[crude oil if,textiles apparel and leather 13T15,CH4] | NoSettings | 0 | 0 | 0 | 0 | 0 | 0 | 0 | 0 | 0 | 0 | 0 | 0 | 0 | 0 | 0 | 0 | 0 | 0 | 0 | 0 | 0 | 0 | 0 | 0 | 0 | 0 | 0 | 0 | 0 | 0 | 0
Industrial Sector Energy Related Emissions before CCS[crude oil if,textiles apparel and leather 13T15,N2O] | NoSettings | 0 | 0 | 0 | 0 | 0 | 0 | 0 | 0 | 0 | 0 | 0 | 0 | 0 | 0 | 0 | 0 | 0 | 0 | 0 | 0 | 0 | 0 | 0 | 0 | 0 | 0 | 0 | 0 | 0 | 0 | 0
Industrial Sector Energy Related Emissions before CCS[crude oil if,textiles apparel and leather 13T15,F gases] | NoSettings | 0 | 0 | 0 | 0 | 0 | 0 | 0 | 0 | 0 | 0 | 0 | 0 | 0 | 0 | 0 | 0 | 0 | 0 | 0 | 0 | 0 | 0 | 0 | 0 | 0 | 0 | 0 | 0 | 0 | 0 | 0
Industrial Sector Energy Related Emissions before CCS[crude oil if,wood products 16,CO2] | NoSettings | 0 | 0 | 0 | 0 | 0 | 0 | 0 | 0 | 0 | 0 | 0 | 0 | 0 | 0 | 0 | 0 | 0 | 0 | 0 | 0 | 0 | 0 | 0 | 0 | 0 | 0 | 0 | 0 | 0 | 0 | 0
Industrial Sector Energy Related Emissions before CCS[crude oil if,wood products 16,VOC] | NoSettings | 0 | 0 | 0 | 0 | 0 | 0 | 0 | 0 | 0 | 0 | 0 | 0 | 0 | 0 | 0 | 0 | 0 | 0 | 0 | 0 | 0 | 0 | 0 | 0 | 0 | 0 | 0 | 0 | 0 | 0 | 0
Industrial Sector Energy Related Emissions before CCS[crude oil if,wood products 16,CO] | NoSettings | 0 | 0 | 0 | 0 | 0 | 0 | 0 | 0 | 0 | 0 | 0 | 0 | 0 | 0 | 0 | 0 | 0 | 0 | 0 | 0 | 0 | 0 | 0 | 0 | 0 | 0 | 0 | 0 | 0 | 0 | 0
Industrial Sector Energy Related Emissions before CCS[crude oil if,wood products 16,NOx] | NoSettings | 0 | 0 | 0 | 0 | 0 | 0 | 0 | 0 | 0 | 0 | 0 | 0 | 0 | 0 | 0 | 0 | 0 | 0 | 0 | 0 | 0 | 0 | 0 | 0 | 0 | 0 | 0 | 0 | 0 | 0 | 0
Industrial Sector Energy Related Emissions before CCS[crude oil if,wood products 16,PM10] | NoSettings | 0 | 0 | 0 | 0 | 0 | 0 | 0 | 0 | 0 | 0 | 0 | 0 | 0 | 0 | 0 | 0 | 0 | 0 | 0 | 0 | 0 | 0 | 0 | 0 | 0 | 0 | 0 | 0 | 0 | 0 | 0
Industrial Sector Energy Related Emissions before CCS[crude oil if,wood products 16,PM25] | NoSettings | 0 | 0 | 0 | 0 | 0 | 0 | 0 | 0 | 0 | 0 | 0 | 0 | 0 | 0 | 0 | 0 | 0 | 0 | 0 | 0 | 0 | 0 | 0 | 0 | 0 | 0 | 0 | 0 | 0 | 0 | 0
Industrial Sector Energy Related Emissions before CCS[crude oil if,wood products 16,SOx] | NoSettings | 0 | 0 | 0 | 0 | 0 | 0 | 0 | 0 | 0 | 0 | 0 | 0 | 0 | 0 | 0 | 0 | 0 | 0 | 0 | 0 | 0 | 0 | 0 | 0 | 0 | 0 | 0 | 0 | 0 | 0 | 0
Industrial Sector Energy Related Emissions before CCS[crude oil if,wood products 16,BC] | NoSettings | 0 | 0 | 0 | 0 | 0 | 0 | 0 | 0 | 0 | 0 | 0 | 0 | 0 | 0 | 0 | 0 | 0 | 0 | 0 | 0 | 0 | 0 | 0 | 0 | 0 | 0 | 0 | 0 | 0 | 0 | 0
Industrial Sector Energy Related Emissions before CCS[crude oil if,wood products 16,OC] | NoSettings | 0 | 0 | 0 | 0 | 0 | 0 | 0 | 0 | 0 | 0 | 0 | 0 | 0 | 0 | 0 | 0 | 0 | 0 | 0 | 0 | 0 | 0 | 0 | 0 | 0 | 0 | 0 | 0 | 0 | 0 | 0
Industrial Sector Energy Related Emissions before CCS[crude oil if,wood products 16,CH4] | NoSettings | 0 | 0 | 0 | 0 | 0 | 0 | 0 | 0 | 0 | 0 | 0 | 0 | 0 | 0 | 0 | 0 | 0 | 0 | 0 | 0 | 0 | 0 | 0 | 0 | 0 | 0 | 0 | 0 | 0 | 0 | 0
Industrial Sector Energy Related Emissions before CCS[crude oil if,wood products 16,N2O] | NoSettings | 0 | 0 | 0 | 0 | 0 | 0 | 0 | 0 | 0 | 0 | 0 | 0 | 0 | 0 | 0 | 0 | 0 | 0 | 0 | 0 | 0 | 0 | 0 | 0 | 0 | 0 | 0 | 0 | 0 | 0 | 0
Industrial Sector Energy Related Emissions before CCS[crude oil if,wood products 16,F gases] | NoSettings | 0 | 0 | 0 | 0 | 0 | 0 | 0 | 0 | 0 | 0 | 0 | 0 | 0 | 0 | 0 | 0 | 0 | 0 | 0 | 0 | 0 | 0 | 0 | 0 | 0 | 0 | 0 | 0 | 0 | 0 | 0
Industrial Sector Energy Related Emissions before CCS[crude oil if,pulp paper and printing 17T18,CO2] | NoSettings | 0 | 0 | 0 | 0 | 0 | 0 | 0 | 0 | 0 | 0 | 0 | 0 | 0 | 0 | 0 | 0 | 0 | 0 | 0 | 0 | 0 | 0 | 0 | 0 | 0 | 0 | 0 | 0 | 0 | 0 | 0
Industrial Sector Energy Related Emissions before CCS[crude oil if,pulp paper and printing 17T18,VOC] | NoSettings | 0 | 0 | 0 | 0 | 0 | 0 | 0 | 0 | 0 | 0 | 0 | 0 | 0 | 0 | 0 | 0 | 0 | 0 | 0 | 0 | 0 | 0 | 0 | 0 | 0 | 0 | 0 | 0 | 0 | 0 | 0
Industrial Sector Energy Related Emissions before CCS[crude oil if,pulp paper and printing 17T18,CO] | NoSettings | 0 | 0 | 0 | 0 | 0 | 0 | 0 | 0 | 0 | 0 | 0 | 0 | 0 | 0 | 0 | 0 | 0 | 0 | 0 | 0 | 0 | 0 | 0 | 0 | 0 | 0 | 0 | 0 | 0 | 0 | 0
Industrial Sector Energy Related Emissions before CCS[crude oil if,pulp paper and printing 17T18,NOx] | NoSettings | 0 | 0 | 0 | 0 | 0 | 0 | 0 | 0 | 0 | 0 | 0 | 0 | 0 | 0 | 0 | 0 | 0 | 0 | 0 | 0 | 0 | 0 | 0 | 0 | 0 | 0 | 0 | 0 | 0 | 0 | 0
Industrial Sector Energy Related Emissions before CCS[crude oil if,pulp paper and printing 17T18,PM10] | NoSettings | 0 | 0 | 0 | 0 | 0 | 0 | 0 | 0 | 0 | 0 | 0 | 0 | 0 | 0 | 0 | 0 | 0 | 0 | 0 | 0 | 0 | 0 | 0 | 0 | 0 | 0 | 0 | 0 | 0 | 0 | 0
Industrial Sector Energy Related Emissions before CCS[crude oil if,pulp paper and printing 17T18,PM25] | NoSettings | 0 | 0 | 0 | 0 | 0 | 0 | 0 | 0 | 0 | 0 | 0 | 0 | 0 | 0 | 0 | 0 | 0 | 0 | 0 | 0 | 0 | 0 | 0 | 0 | 0 | 0 | 0 | 0 | 0 | 0 | 0
Industrial Sector Energy Related Emissions before CCS[crude oil if,pulp paper and printing 17T18,SOx] | NoSettings | 0 | 0 | 0 | 0 | 0 | 0 | 0 | 0 | 0 | 0 | 0 | 0 | 0 | 0 | 0 | 0 | 0 | 0 | 0 | 0 | 0 | 0 | 0 | 0 | 0 | 0 | 0 | 0 | 0 | 0 | 0
Industrial Sector Energy Related Emissions before CCS[crude oil if,pulp paper and printing 17T18,BC] | NoSettings | 0 | 0 | 0 | 0 | 0 | 0 | 0 | 0 | 0 | 0 | 0 | 0 | 0 | 0 | 0 | 0 | 0 | 0 | 0 | 0 | 0 | 0 | 0 | 0 | 0 | 0 | 0 | 0 | 0 | 0 | 0
Industrial Sector Energy Related Emissions before CCS[crude oil if,pulp paper and printing 17T18,OC] | NoSettings | 0 | 0 | 0 | 0 | 0 | 0 | 0 | 0 | 0 | 0 | 0 | 0 | 0 | 0 | 0 | 0 | 0 | 0 | 0 | 0 | 0 | 0 | 0 | 0 | 0 | 0 | 0 | 0 | 0 | 0 | 0
Industrial Sector Energy Related Emissions before CCS[crude oil if,pulp paper and printing 17T18,CH4] | NoSettings | 0 | 0 | 0 | 0 | 0 | 0 | 0 | 0 | 0 | 0 | 0 | 0 | 0 | 0 | 0 | 0 | 0 | 0 | 0 | 0 | 0 | 0 | 0 | 0 | 0 | 0 | 0 | 0 | 0 | 0 | 0
Industrial Sector Energy Related Emissions before CCS[crude oil if,pulp paper and printing 17T18,N2O] | NoSettings | 0 | 0 | 0 | 0 | 0 | 0 | 0 | 0 | 0 | 0 | 0 | 0 | 0 | 0 | 0 | 0 | 0 | 0 | 0 | 0 | 0 | 0 | 0 | 0 | 0 | 0 | 0 | 0 | 0 | 0 | 0
Industrial Sector Energy Related Emissions before CCS[crude oil if,pulp paper and printing 17T18,F gases] | NoSettings | 0 | 0 | 0 | 0 | 0 | 0 | 0 | 0 | 0 | 0 | 0 | 0 | 0 | 0 | 0 | 0 | 0 | 0 | 0 | 0 | 0 | 0 | 0 | 0 | 0 | 0 | 0 | 0 | 0 | 0 | 0
Industrial Sector Energy Related Emissions before CCS[crude oil if,refined petroleum and coke 19,CO2] | NoSettings | 17504900000000 | 22275800000000 | 22276700000000 | 22278000000000 | 22278700000000 | 22279300000000 | 22279900000000 | 22280500000000 | 22280400000000 | 22284300000000 | 22287900000000 | 22291400000000 | 22295300000000 | 22298900000000 | 22302500000000 | 22305800000000 | 22309300000000 | 22308800000000 | 22308200000000 | 22308000000000 | 22307600000000 | 22307500000000 | 22307200000000 | 22306800000000 | 22306400000000 | 22306400000000 | 22305900000000 | 22306100000000 | 22305900000000 | 22305700000000 | 22305700000000
Industrial Sector Energy Related Emissions before CCS[crude oil if,refined petroleum and coke 19,VOC] | NoSettings | 756479000 | 962655000 | 962694000 | 962747000 | 962779000 | 962806000 | 962830000 | 962857000 | 962854000 | 963022000 | 963176000 | 963327000 | 963497000 | 963653000 | 963808000 | 963951000 | 964102000 | 964080000 | 964056000 | 964045000 | 964026000 | 964025000 | 964010000 | 963994000 | 963978000 | 963975000 | 963956000 | 963962000 | 963955000 | 963948000 | 963946000
Industrial Sector Energy Related Emissions before CCS[crude oil if,refined petroleum and coke 19,CO] | NoSettings | 6614000000 | 8416620000 | 8416960000 | 8417420000 | 8417700000 | 8417940000 | 8418150000 | 8418390000 | 8418360000 | 8419830000 | 8421170000 | 8422490000 | 8423980000 | 8425340000 | 8426700000 | 8427950000 | 8429270000 | 8429080000 | 8428870000 | 8428770000 | 8428610000 | 8428590000 | 8428460000 | 8428330000 | 8428180000 | 8428160000 | 8428000000 | 8428040000 | 8427980000 | 8427920000 | 8427900000
Industrial Sector Energy Related Emissions before CCS[crude oil if,refined petroleum and coke 19,NOx] | NoSettings | 10839800000 | 13794100000 | 13794700000 | 13795500000 | 13795900000 | 13796300000 | 13796600000 | 13797000000 | 13797000000 | 13799400000 | 13801600000 | 13803800000 | 13806200000 | 13808400000 | 13810700000 | 13812700000 | 13814900000 | 13814600000 | 13814200000 | 13814000000 | 13813800000 | 13813800000 | 13813500000 | 13813300000 | 13813100000 | 13813000000 | 13812800000 | 13812900000 | 13812800000 | 13812700000 | 13812600000
Industrial Sector Energy Related Emissions before CCS[crude oil if,refined petroleum and coke 19,PM10] | NoSettings | 1044490000 | 1329160000 | 1329220000 | 1329290000 | 1329330000 | 1329370000 | 1329400000 | 1329440000 | 1329440000 | 1329670000 | 1329880000 | 1330090000 | 1330320000 | 1330540000 | 1330750000 | 1330950000 | 1331160000 | 1331130000 | 1331100000 | 1331080000 | 1331050000 | 1331050000 | 1331030000 | 1331010000 | 1330990000 | 1330980000 | 1330960000 | 1330970000 | 1330960000 | 1330950000 | 1330940000
Industrial Sector Energy Related Emissions before CCS[crude oil if,refined petroleum and coke 19,PM25] | NoSettings | 1044490000 | 1329160000 | 1329220000 | 1329290000 | 1329330000 | 1329370000 | 1329400000 | 1329440000 | 1329440000 | 1329670000 | 1329880000 | 1330090000 | 1330320000 | 1330540000 | 1330750000 | 1330950000 | 1331160000 | 1331130000 | 1331100000 | 1331080000 | 1331050000 | 1331050000 | 1331030000 | 1331010000 | 1330990000 | 1330980000 | 1330960000 | 1330970000 | 1330960000 | 1330950000 | 1330940000
Industrial Sector Energy Related Emissions before CCS[crude oil if,refined petroleum and coke 19,SOx] | NoSettings | 79837700 | 101597000 | 101601000 | 101607000 | 101610000 | 101613000 | 101616000 | 101619000 | 101618000 | 101636000 | 101652000 | 101668000 | 101686000 | 101703000 | 101719000 | 101734000 | 101750000 | 101748000 | 101745000 | 101744000 | 101742000 | 101742000 | 101740000 | 101739000 | 101737000 | 101737000 | 101735000 | 101735000 | 101734000 | 101734000 | 101733000
Industrial Sector Energy Related Emissions before CCS[crude oil if,refined petroleum and coke 19,BC] | NoSettings | 172212000 | 219148000 | 219157000 | 219169000 | 219176000 | 219182000 | 219188000 | 219194000 | 219193000 | 219231000 | 219266000 | 219301000 | 219340000 | 219375000 | 219410000 | 219443000 | 219477000 | 219472000 | 219467000 | 219464000 | 219460000 | 219460000 | 219456000 | 219453000 | 219449000 | 219448000 | 219444000 | 219445000 | 219444000 | 219442000 | 219442000
Industrial Sector Energy Related Emissions before CCS[crude oil if,refined petroleum and coke 19,OC] | NoSettings | 447025000 | 568861000 | 568884000 | 568915000 | 568934000 | 568950000 | 568964000 | 568980000 | 568978000 | 569077000 | 569168000 | 569258000 | 569358000 | 569450000 | 569542000 | 569627000 | 569716000 | 569703000 | 569689000 | 569682000 | 569671000 | 569670000 | 569661000 | 569652000 | 569642000 | 569640000 | 569630000 | 569633000 | 569629000 | 569624000 | 569623000
Industrial Sector Energy Related Emissions before CCS[crude oil if,refined petroleum and coke 19,CH4] | NoSettings | 329908000 | 419824000 | 419841000 | 419863000 | 419878000 | 419889000 | 419900000 | 419912000 | 419910000 | 419983000 | 420050000 | 420116000 | 420191000 | 420258000 | 420326000 | 420389000 | 420454000 | 420445000 | 420434000 | 420429000 | 420421000 | 420421000 | 420414000 | 420407000 | 420400000 | 420399000 | 420391000 | 420393000 | 420390000 | 420387000 | 420386000
Industrial Sector Energy Related Emissions before CCS[crude oil if,refined petroleum and coke 19,N2O] | NoSettings | 32990800 | 41982400 | 41984100 | 41986300 | 41987800 | 41988900 | 41990000 | 41991200 | 41991000 | 41998300 | 42005000 | 42011600 | 42019100 | 42025800 | 42032600 | 42038900 | 42045400 | 42044500 | 42043400 | 42042900 | 42042100 | 42042100 | 42041400 | 42040700 | 42040000 | 42039900 | 42039100 | 42039300 | 42039000 | 42038700 | 42038600
Industrial Sector Energy Related Emissions before CCS[crude oil if,refined petroleum and coke 19,F gases] | NoSettings | 0 | 0 | 0 | 0 | 0 | 0 | 0 | 0 | 0 | 0 | 0 | 0 | 0 | 0 | 0 | 0 | 0 | 0 | 0 | 0 | 0 | 0 | 0 | 0 | 0 | 0 | 0 | 0 | 0 | 0 | 0
Industrial Sector Energy Related Emissions before CCS[crude oil if,chemicals 20,CO2] | NoSettings | 0 | 81864800 | 144341000 | 188878000 | 211882000 | 218966000 | 215685000 | 224880000 | 356122000 | 344788000 | 332164000 | 313315000 | 323954000 | 332758000 | 340847000 | 346171000 | 350248000 | 337944000 | 329685000 | 321193000 | 314229000 | 307529000 | 296980000 | 286202000 | 274565000 | 266573000 | 254285000 | 250047000 | 246318000 | 242207000 | 237063000
Industrial Sector Energy Related Emissions before CCS[crude oil if,chemicals 20,VOC] | NoSettings | 0 | 3537.81 | 6237.72 | 8162.39 | 9156.54 | 9462.65 | 9320.88 | 9718.24 | 15389.9 | 14900.1 | 14354.5 | 13540 | 13999.7 | 14380.2 | 14729.8 | 14959.9 | 15136 | 14604.3 | 14247.4 | 13880.4 | 13579.5 | 13289.9 | 12834 | 12368.3 | 11865.4 | 11520 | 10989 | 10805.8 | 10644.7 | 10467 | 10244.7
Industrial Sector Energy Related Emissions before CCS[crude oil if,chemicals 20,CO] | NoSettings | 0 | 30931.5 | 54537.2 | 71364.9 | 80056.9 | 82733.2 | 81493.7 | 84967.9 | 134556 | 130273 | 125504 | 118382 | 122402 | 125728 | 128784 | 130796 | 132336 | 127688 | 124567 | 121358 | 118727 | 116196 | 112210 | 108138 | 103741 | 100721 | 96077.9 | 94476.8 | 93067.8 | 91514.7 | 89571.1
Industrial Sector Energy Related Emissions before CCS[crude oil if,chemicals 20,NOx] | NoSettings | 0 | 50694.2 | 89382 | 116961 | 131207 | 135593 | 133561 | 139255 | 220526 | 213507 | 205690 | 194018 | 200606 | 206058 | 211067 | 214364 | 216888 | 209269 | 204155 | 198896 | 194584 | 190435 | 183902 | 177229 | 170022 | 165073 | 157464 | 154840 | 152530 | 149985 | 146800
Industrial Sector Energy Related Emissions before CCS[crude oil if,chemicals 20,PM10] | NoSettings | 0 | 4884.73 | 8612.57 | 11270 | 12642.7 | 13065.3 | 12869.6 | 13418.2 | 21249.2 | 20572.9 | 19819.7 | 18695 | 19329.8 | 19855.1 | 20337.7 | 20655.5 | 20898.7 | 20164.6 | 19671.7 | 19165 | 18749.5 | 18349.7 | 17720.3 | 17077.2 | 16382.8 | 15906 | 15172.7 | 14919.9 | 14697.4 | 14452.1 | 14145.2
Industrial Sector Energy Related Emissions before CCS[crude oil if,chemicals 20,PM25] | NoSettings | 0 | 4884.73 | 8612.57 | 11270 | 12642.7 | 13065.3 | 12869.6 | 13418.2 | 21249.2 | 20572.9 | 19819.7 | 18695 | 19329.8 | 19855.1 | 20337.7 | 20655.5 | 20898.7 | 20164.6 | 19671.7 | 19165 | 18749.5 | 18349.7 | 17720.3 | 17077.2 | 16382.8 | 15906 | 15172.7 | 14919.9 | 14697.4 | 14452.1 | 14145.2
Industrial Sector Energy Related Emissions before CCS[crude oil if,chemicals 20,SOx] | NoSettings | 0 | 373.375 | 658.321 | 861.447 | 966.369 | 998.675 | 983.712 | 1025.65 | 1624.23 | 1572.53 | 1514.96 | 1428.99 | 1477.51 | 1517.67 | 1554.56 | 1578.84 | 1597.44 | 1541.32 | 1503.65 | 1464.92 | 1433.16 | 1402.6 | 1354.49 | 1305.33 | 1252.26 | 1215.81 | 1159.76 | 1140.43 | 1123.42 | 1104.68 | 1081.22
Industrial Sector Energy Related Emissions before CCS[crude oil if,chemicals 20,BC] | NoSettings | 0 | 805.379 | 1420.01 | 1858.16 | 2084.48 | 2154.17 | 2121.89 | 2212.35 | 3503.5 | 3391.99 | 3267.8 | 3082.37 | 3187.03 | 3273.64 | 3353.22 | 3405.61 | 3445.71 | 3324.67 | 3243.41 | 3159.87 | 3091.36 | 3025.44 | 2921.66 | 2815.63 | 2701.15 | 2622.53 | 2501.63 | 2459.94 | 2423.25 | 2382.81 | 2332.21
Industrial Sector Energy Related Emissions before CCS[crude oil if,chemicals 20,OC] | NoSettings | 0 | 2090.59 | 3686.05 | 4823.39 | 5410.87 | 5591.76 | 5507.98 | 5742.79 | 9094.34 | 8804.89 | 8482.52 | 8001.17 | 8272.86 | 8497.67 | 8704.25 | 8840.22 | 8944.33 | 8630.13 | 8419.2 | 8202.34 | 8024.51 | 7853.4 | 7584.01 | 7308.78 | 7011.61 | 6807.51 | 6493.7 | 6385.48 | 6290.25 | 6185.28 | 6053.91
Industrial Sector Energy Related Emissions before CCS[crude oil if,chemicals 20,CH4] | NoSettings | 0 | 1542.87 | 2720.33 | 3559.7 | 3993.26 | 4126.76 | 4064.93 | 4238.22 | 6711.69 | 6498.07 | 6260.16 | 5904.92 | 6105.43 | 6271.35 | 6423.8 | 6524.15 | 6600.98 | 6369.1 | 6213.43 | 6053.39 | 5922.14 | 5795.87 | 5597.05 | 5393.94 | 5174.62 | 5024 | 4792.4 | 4712.53 | 4642.25 | 4564.78 | 4467.83
Industrial Sector Energy Related Emissions before CCS[crude oil if,chemicals 20,N2O] | NoSettings | 0 | 154.287 | 272.033 | 355.97 | 399.326 | 412.676 | 406.493 | 423.822 | 671.169 | 649.807 | 626.016 | 590.492 | 610.543 | 627.135 | 642.38 | 652.415 | 660.098 | 636.91 | 621.343 | 605.339 | 592.214 | 579.587 | 559.705 | 539.394 | 517.462 | 502.4 | 479.24 | 471.253 | 464.225 | 456.478 | 446.783
Industrial Sector Energy Related Emissions before CCS[crude oil if,chemicals 20,F gases] | NoSettings | 0 | 0 | 0 | 0 | 0 | 0 | 0 | 0 | 0 | 0 | 0 | 0 | 0 | 0 | 0 | 0 | 0 | 0 | 0 | 0 | 0 | 0 | 0 | 0 | 0 | 0 | 0 | 0 | 0 | 0 | 0
Industrial Sector Energy Related Emissions before CCS[crude oil if,rubber and plastic products 22,CO2] | NoSettings | 0 | 0 | 0 | 0 | 0 | 0 | 0 | 0 | 0 | 0 | 0 | 0 | 0 | 0 | 0 | 0 | 0 | 0 | 0 | 0 | 0 | 0 | 0 | 0 | 0 | 0 | 0 | 0 | 0 | 0 | 0
Industrial Sector Energy Related Emissions before CCS[crude oil if,rubber and plastic products 22,VOC] | NoSettings | 0 | 0 | 0 | 0 | 0 | 0 | 0 | 0 | 0 | 0 | 0 | 0 | 0 | 0 | 0 | 0 | 0 | 0 | 0 | 0 | 0 | 0 | 0 | 0 | 0 | 0 | 0 | 0 | 0 | 0 | 0
Industrial Sector Energy Related Emissions before CCS[crude oil if,rubber and plastic products 22,CO] | NoSettings | 0 | 0 | 0 | 0 | 0 | 0 | 0 | 0 | 0 | 0 | 0 | 0 | 0 | 0 | 0 | 0 | 0 | 0 | 0 | 0 | 0 | 0 | 0 | 0 | 0 | 0 | 0 | 0 | 0 | 0 | 0
Industrial Sector Energy Related Emissions before CCS[crude oil if,rubber and plastic products 22,NOx] | NoSettings | 0 | 0 | 0 | 0 | 0 | 0 | 0 | 0 | 0 | 0 | 0 | 0 | 0 | 0 | 0 | 0 | 0 | 0 | 0 | 0 | 0 | 0 | 0 | 0 | 0 | 0 | 0 | 0 | 0 | 0 | 0
Industrial Sector Energy Related Emissions before CCS[crude oil if,rubber and plastic products 22,PM10] | NoSettings | 0 | 0 | 0 | 0 | 0 | 0 | 0 | 0 | 0 | 0 | 0 | 0 | 0 | 0 | 0 | 0 | 0 | 0 | 0 | 0 | 0 | 0 | 0 | 0 | 0 | 0 | 0 | 0 | 0 | 0 | 0
Industrial Sector Energy Related Emissions before CCS[crude oil if,rubber and plastic products 22,PM25] | NoSettings | 0 | 0 | 0 | 0 | 0 | 0 | 0 | 0 | 0 | 0 | 0 | 0 | 0 | 0 | 0 | 0 | 0 | 0 | 0 | 0 | 0 | 0 | 0 | 0 | 0 | 0 | 0 | 0 | 0 | 0 | 0
Industrial Sector Energy Related Emissions before CCS[crude oil if,rubber and plastic products 22,SOx] | NoSettings | 0 | 0 | 0 | 0 | 0 | 0 | 0 | 0 | 0 | 0 | 0 | 0 | 0 | 0 | 0 | 0 | 0 | 0 | 0 | 0 | 0 | 0 | 0 | 0 | 0 | 0 | 0 | 0 | 0 | 0 | 0
Industrial Sector Energy Related Emissions before CCS[crude oil if,rubber and plastic products 22,BC] | NoSettings | 0 | 0 | 0 | 0 | 0 | 0 | 0 | 0 | 0 | 0 | 0 | 0 | 0 | 0 | 0 | 0 | 0 | 0 | 0 | 0 | 0 | 0 | 0 | 0 | 0 | 0 | 0 | 0 | 0 | 0 | 0
Industrial Sector Energy Related Emissions before CCS[crude oil if,rubber and plastic products 22,OC] | NoSettings | 0 | 0 | 0 | 0 | 0 | 0 | 0 | 0 | 0 | 0 | 0 | 0 | 0 | 0 | 0 | 0 | 0 | 0 | 0 | 0 | 0 | 0 | 0 | 0 | 0 | 0 | 0 | 0 | 0 | 0 | 0
Industrial Sector Energy Related Emissions before CCS[crude oil if,rubber and plastic products 22,CH4] | NoSettings | 0 | 0 | 0 | 0 | 0 | 0 | 0 | 0 | 0 | 0 | 0 | 0 | 0 | 0 | 0 | 0 | 0 | 0 | 0 | 0 | 0 | 0 | 0 | 0 | 0 | 0 | 0 | 0 | 0 | 0 | 0
Industrial Sector Energy Related Emissions before CCS[crude oil if,rubber and plastic products 22,N2O] | NoSettings | 0 | 0 | 0 | 0 | 0 | 0 | 0 | 0 | 0 | 0 | 0 | 0 | 0 | 0 | 0 | 0 | 0 | 0 | 0 | 0 | 0 | 0 | 0 | 0 | 0 | 0 | 0 | 0 | 0 | 0 | 0
Industrial Sector Energy Related Emissions before CCS[crude oil if,rubber and plastic products 22,F gases] | NoSettings | 0 | 0 | 0 | 0 | 0 | 0 | 0 | 0 | 0 | 0 | 0 | 0 | 0 | 0 | 0 | 0 | 0 | 0 | 0 | 0 | 0 | 0 | 0 | 0 | 0 | 0 | 0 | 0 | 0 | 0 | 0
Industrial Sector Energy Related Emissions before CCS[crude oil if,glass and glass products 231,CO2] | NoSettings | 0 | 0 | 0 | 0 | 0 | 0 | 0 | 0 | 0 | 0 | 0 | 0 | 0 | 0 | 0 | 0 | 0 | 0 | 0 | 0 | 0 | 0 | 0 | 0 | 0 | 0 | 0 | 0 | 0 | 0 | 0
Industrial Sector Energy Related Emissions before CCS[crude oil if,glass and glass products 231,VOC] | NoSettings | 0 | 0 | 0 | 0 | 0 | 0 | 0 | 0 | 0 | 0 | 0 | 0 | 0 | 0 | 0 | 0 | 0 | 0 | 0 | 0 | 0 | 0 | 0 | 0 | 0 | 0 | 0 | 0 | 0 | 0 | 0
Industrial Sector Energy Related Emissions before CCS[crude oil if,glass and glass products 231,CO] | NoSettings | 0 | 0 | 0 | 0 | 0 | 0 | 0 | 0 | 0 | 0 | 0 | 0 | 0 | 0 | 0 | 0 | 0 | 0 | 0 | 0 | 0 | 0 | 0 | 0 | 0 | 0 | 0 | 0 | 0 | 0 | 0
Industrial Sector Energy Related Emissions before CCS[crude oil if,glass and glass products 231,NOx] | NoSettings | 0 | 0 | 0 | 0 | 0 | 0 | 0 | 0 | 0 | 0 | 0 | 0 | 0 | 0 | 0 | 0 | 0 | 0 | 0 | 0 | 0 | 0 | 0 | 0 | 0 | 0 | 0 | 0 | 0 | 0 | 0
Industrial Sector Energy Related Emissions before CCS[crude oil if,glass and glass products 231,PM10] | NoSettings | 0 | 0 | 0 | 0 | 0 | 0 | 0 | 0 | 0 | 0 | 0 | 0 | 0 | 0 | 0 | 0 | 0 | 0 | 0 | 0 | 0 | 0 | 0 | 0 | 0 | 0 | 0 | 0 | 0 | 0 | 0
Industrial Sector Energy Related Emissions before CCS[crude oil if,glass and glass products 231,PM25] | NoSettings | 0 | 0 | 0 | 0 | 0 | 0 | 0 | 0 | 0 | 0 | 0 | 0 | 0 | 0 | 0 | 0 | 0 | 0 | 0 | 0 | 0 | 0 | 0 | 0 | 0 | 0 | 0 | 0 | 0 | 0 | 0
Industrial Sector Energy Related Emissions before CCS[crude oil if,glass and glass products 231,SOx] | NoSettings | 0 | 0 | 0 | 0 | 0 | 0 | 0 | 0 | 0 | 0 | 0 | 0 | 0 | 0 | 0 | 0 | 0 | 0 | 0 | 0 | 0 | 0 | 0 | 0 | 0 | 0 | 0 | 0 | 0 | 0 | 0
Industrial Sector Energy Related Emissions before CCS[crude oil if,glass and glass products 231,BC] | NoSettings | 0 | 0 | 0 | 0 | 0 | 0 | 0 | 0 | 0 | 0 | 0 | 0 | 0 | 0 | 0 | 0 | 0 | 0 | 0 | 0 | 0 | 0 | 0 | 0 | 0 | 0 | 0 | 0 | 0 | 0 | 0
Industrial Sector Energy Related Emissions before CCS[crude oil if,glass and glass products 231,OC] | NoSettings | 0 | 0 | 0 | 0 | 0 | 0 | 0 | 0 | 0 | 0 | 0 | 0 | 0 | 0 | 0 | 0 | 0 | 0 | 0 | 0 | 0 | 0 | 0 | 0 | 0 | 0 | 0 | 0 | 0 | 0 | 0
Industrial Sector Energy Related Emissions before CCS[crude oil if,glass and glass products 231,CH4] | NoSettings | 0 | 0 | 0 | 0 | 0 | 0 | 0 | 0 | 0 | 0 | 0 | 0 | 0 | 0 | 0 | 0 | 0 | 0 | 0 | 0 | 0 | 0 | 0 | 0 | 0 | 0 | 0 | 0 | 0 | 0 | 0
Industrial Sector Energy Related Emissions before CCS[crude oil if,glass and glass products 231,N2O] | NoSettings | 0 | 0 | 0 | 0 | 0 | 0 | 0 | 0 | 0 | 0 | 0 | 0 | 0 | 0 | 0 | 0 | 0 | 0 | 0 | 0 | 0 | 0 | 0 | 0 | 0 | 0 | 0 | 0 | 0 | 0 | 0
Industrial Sector Energy Related Emissions before CCS[crude oil if,glass and glass products 231,F gases] | NoSettings | 0 | 0 | 0 | 0 | 0 | 0 | 0 | 0 | 0 | 0 | 0 | 0 | 0 | 0 | 0 | 0 | 0 | 0 | 0 | 0 | 0 | 0 | 0 | 0 | 0 | 0 | 0 | 0 | 0 | 0 | 0
Industrial Sector Energy Related Emissions before CCS[crude oil if,cement and other nonmetallic minerals 239,CO2] | NoSettings | 0 | 0 | 438368000 | 876626000 | 1240870000 | 1552420000 | 1821380000 | 2123670000 | 3002250000 | 6210050000 | 9229890000 | 12021900000 | 14997500000 | 17836300000 | 20608000000 | 23353200000 | 25894200000 | 25506300000 | 25123000000 | 24731100000 | 24408800000 | 24090800000 | 23709300000 | 23278300000 | 22822200000 | 22654600000 | 22236600000 | 21988700000 | 21742700000 | 21497200000 | 21255100000
Industrial Sector Energy Related Emissions before CCS[crude oil if,cement and other nonmetallic minerals 239,VOC] | NoSettings | 0 | 0 | 18944.2 | 37883.6 | 53624.4 | 67088.2 | 78711.2 | 91775 | 129743 | 268369 | 398872 | 519527 | 648119 | 770801 | 890577 | 1009210 | 1119020 | 1102260 | 1085700 | 1068760 | 1054830 | 1041090 | 1024600 | 1005980 | 986268 | 979025 | 960958 | 950246 | 939617 | 929008 | 918543
Industrial Sector Energy Related Emissions before CCS[crude oil if,cement and other nonmetallic minerals 239,CO] | NoSettings | 0 | 0 | 165631 | 331221 | 468845 | 586561 | 688182 | 802401 | 1134360 | 2346380 | 3487390 | 4542300 | 5666590 | 6739220 | 7786430 | 8823700 | 9783770 | 9637220 | 9492380 | 9344320 | 9222530 | 9102400 | 8958230 | 8795370 | 8623070 | 8559750 | 8401780 | 8308120 | 8215190 | 8122440 | 8030940
Industrial Sector Energy Related Emissions before CCS[crude oil if,cement and other nonmetallic minerals 239,NOx] | NoSettings | 0 | 0 | 271456 | 542844 | 768397 | 961325 | 1127870 | 1315070 | 1859120 | 3845520 | 5715540 | 7444450 | 9287070 | 11045000 | 12761300 | 14461300 | 16034800 | 15794600 | 15557200 | 15314600 | 15115000 | 14918100 | 14681800 | 14414900 | 14132500 | 14028700 | 13769800 | 13616300 | 13464000 | 13312000 | 13162000
Industrial Sector Energy Related Emissions before CCS[crude oil if,cement and other nonmetallic minerals 239,PM10] | NoSettings | 0 | 0 | 26156.7 | 52306.8 | 74040.4 | 92630.3 | 108678 | 126716 | 179139 | 370543 | 550732 | 717324 | 894874 | 1064260 | 1229640 | 1393450 | 1545060 | 1521920 | 1499050 | 1475660 | 1456430 | 1437460 | 1414690 | 1388970 | 1361760 | 1351760 | 1326820 | 1312030 | 1297350 | 1282700 | 1268250
Industrial Sector Energy Related Emissions before CCS[crude oil if,cement and other nonmetallic minerals 239,PM25] | NoSettings | 0 | 0 | 26156.7 | 52306.8 | 74040.4 | 92630.3 | 108678 | 126716 | 179139 | 370543 | 550732 | 717324 | 894874 | 1064260 | 1229640 | 1393450 | 1545060 | 1521920 | 1499050 | 1475660 | 1456430 | 1437460 | 1414690 | 1388970 | 1361760 | 1351760 | 1326820 | 1312030 | 1297350 | 1282700 | 1268250
Industrial Sector Energy Related Emissions before CCS[crude oil if,cement and other nonmetallic minerals 239,SOx] | NoSettings | 0 | 0 | 1999.34 | 3998.18 | 5659.44 | 7080.39 | 8307.07 | 9685.81 | 13692.9 | 28323.2 | 42096.4 | 54830.2 | 68401.6 | 81349.3 | 93990.3 | 106511 | 118100 | 116331 | 114583 | 112796 | 111325 | 109875 | 108135 | 106169 | 104089 | 103325 | 101418 | 100288 | 99165.8 | 98046.2 | 96941.7
Industrial Sector Energy Related Emissions before CCS[crude oil if,cement and other nonmetallic minerals 239,BC] | NoSettings | 0 | 0 | 4312.63 | 8624.18 | 12207.6 | 15272.6 | 17918.6 | 20892.5 | 29535.9 | 61093.9 | 90802.9 | 118270 | 147544 | 175472 | 202739 | 229747 | 254745 | 250929 | 247158 | 243303 | 240132 | 237004 | 233250 | 229010 | 224523 | 222874 | 218762 | 216323 | 213903 | 211488 | 209106
Industrial Sector Energy Related Emissions before CCS[crude oil if,cement and other nonmetallic minerals 239,OC] | NoSettings | 0 | 0 | 11194.7 | 22386.5 | 31688.2 | 39644.4 | 46512.7 | 54232.5 | 76668.9 | 158587 | 235705 | 307004 | 382992 | 455489 | 526268 | 596374 | 661264 | 651359 | 641569 | 631562 | 623331 | 615211 | 605467 | 594460 | 582814 | 578534 | 567858 | 561528 | 555247 | 548978 | 542794
Industrial Sector Energy Related Emissions before CCS[crude oil if,cement and other nonmetallic minerals 239,CH4] | NoSettings | 0 | 0 | 8261.74 | 16521.4 | 23386.1 | 29257.8 | 34326.7 | 40024 | 56582.2 | 117038 | 173952 | 226571 | 282651 | 336154 | 388390 | 440129 | 488017 | 480708 | 473483 | 466097 | 460023 | 454030 | 446839 | 438716 | 430121 | 426963 | 419083 | 414411 | 409776 | 405150 | 400586
Industrial Sector Energy Related Emissions before CCS[crude oil if,cement and other nonmetallic minerals 239,N2O] | NoSettings | 0 | 0 | 826.174 | 1652.14 | 2338.61 | 2925.78 | 3432.67 | 4002.4 | 5658.22 | 11703.8 | 17395.2 | 22657.1 | 28265.1 | 33615.4 | 38839 | 44012.9 | 48801.7 | 48070.8 | 47348.3 | 46609.7 | 46002.3 | 45403 | 44683.9 | 43871.6 | 43012.1 | 42696.3 | 41908.3 | 41441.1 | 40977.6 | 40515 | 40058.6
Industrial Sector Energy Related Emissions before CCS[crude oil if,cement and other nonmetallic minerals 239,F gases] | NoSettings | 0 | 0 | 0 | 0 | 0 | 0 | 0 | 0 | 0 | 0 | 0 | 0 | 0 | 0 | 0 | 0 | 0 | 0 | 0 | 0 | 0 | 0 | 0 | 0 | 0 | 0 | 0 | 0 | 0 | 0 | 0
Industrial Sector Energy Related Emissions before CCS[crude oil if,iron and steel 241,CO2] | NoSettings | 0 | 0 | 0 | 0 | 0 | 0 | 0 | 0 | 0 | 0 | 0 | 0 | 0 | 0 | 0 | 0 | 0 | 0 | 0 | 0 | 0 | 0 | 0 | 0 | 0 | 0 | 0 | 0 | 0 | 0 | 0
Industrial Sector Energy Related Emissions before CCS[crude oil if,iron and steel 241,VOC] | NoSettings | 0 | 0 | 0 | 0 | 0 | 0 | 0 | 0 | 0 | 0 | 0 | 0 | 0 | 0 | 0 | 0 | 0 | 0 | 0 | 0 | 0 | 0 | 0 | 0 | 0 | 0 | 0 | 0 | 0 | 0 | 0
Industrial Sector Energy Related Emissions before CCS[crude oil if,iron and steel 241,CO] | NoSettings | 0 | 0 | 0 | 0 | 0 | 0 | 0 | 0 | 0 | 0 | 0 | 0 | 0 | 0 | 0 | 0 | 0 | 0 | 0 | 0 | 0 | 0 | 0 | 0 | 0 | 0 | 0 | 0 | 0 | 0 | 0
Industrial Sector Energy Related Emissions before CCS[crude oil if,iron and steel 241,NOx] | NoSettings | 0 | 0 | 0 | 0 | 0 | 0 | 0 | 0 | 0 | 0 | 0 | 0 | 0 | 0 | 0 | 0 | 0 | 0 | 0 | 0 | 0 | 0 | 0 | 0 | 0 | 0 | 0 | 0 | 0 | 0 | 0
Industrial Sector Energy Related Emissions before CCS[crude oil if,iron and steel 241,PM10] | NoSettings | 0 | 0 | 0 | 0 | 0 | 0 | 0 | 0 | 0 | 0 | 0 | 0 | 0 | 0 | 0 | 0 | 0 | 0 | 0 | 0 | 0 | 0 | 0 | 0 | 0 | 0 | 0 | 0 | 0 | 0 | 0
Industrial Sector Energy Related Emissions before CCS[crude oil if,iron and steel 241,PM25] | NoSettings | 0 | 0 | 0 | 0 | 0 | 0 | 0 | 0 | 0 | 0 | 0 | 0 | 0 | 0 | 0 | 0 | 0 | 0 | 0 | 0 | 0 | 0 | 0 | 0 | 0 | 0 | 0 | 0 | 0 | 0 | 0
Industrial Sector Energy Related Emissions before CCS[crude oil if,iron and steel 241,SOx] | NoSettings | 0 | 0 | 0 | 0 | 0 | 0 | 0 | 0 | 0 | 0 | 0 | 0 | 0 | 0 | 0 | 0 | 0 | 0 | 0 | 0 | 0 | 0 | 0 | 0 | 0 | 0 | 0 | 0 | 0 | 0 | 0
Industrial Sector Energy Related Emissions before CCS[crude oil if,iron and steel 241,BC] | NoSettings | 0 | 0 | 0 | 0 | 0 | 0 | 0 | 0 | 0 | 0 | 0 | 0 | 0 | 0 | 0 | 0 | 0 | 0 | 0 | 0 | 0 | 0 | 0 | 0 | 0 | 0 | 0 | 0 | 0 | 0 | 0
Industrial Sector Energy Related Emissions before CCS[crude oil if,iron and steel 241,OC] | NoSettings | 0 | 0 | 0 | 0 | 0 | 0 | 0 | 0 | 0 | 0 | 0 | 0 | 0 | 0 | 0 | 0 | 0 | 0 | 0 | 0 | 0 | 0 | 0 | 0 | 0 | 0 | 0 | 0 | 0 | 0 | 0
Industrial Sector Energy Related Emissions before CCS[crude oil if,iron and steel 241,CH4] | NoSettings | 0 | 0 | 0 | 0 | 0 | 0 | 0 | 0 | 0 | 0 | 0 | 0 | 0 | 0 | 0 | 0 | 0 | 0 | 0 | 0 | 0 | 0 | 0 | 0 | 0 | 0 | 0 | 0 | 0 | 0 | 0
Industrial Sector Energy Related Emissions before CCS[crude oil if,iron and steel 241,N2O] | NoSettings | 0 | 0 | 0 | 0 | 0 | 0 | 0 | 0 | 0 | 0 | 0 | 0 | 0 | 0 | 0 | 0 | 0 | 0 | 0 | 0 | 0 | 0 | 0 | 0 | 0 | 0 | 0 | 0 | 0 | 0 | 0
Industrial Sector Energy Related Emissions before CCS[crude oil if,iron and steel 241,F gases] | NoSettings | 0 | 0 | 0 | 0 | 0 | 0 | 0 | 0 | 0 | 0 | 0 | 0 | 0 | 0 | 0 | 0 | 0 | 0 | 0 | 0 | 0 | 0 | 0 | 0 | 0 | 0 | 0 | 0 | 0 | 0 | 0
Industrial Sector Energy Related Emissions before CCS[crude oil if,other metals 242,CO2] | NoSettings | 0 | 0 | 0 | 0 | 0 | 0 | 0 | 0 | 0 | 0 | 0 | 0 | 0 | 0 | 0 | 0 | 0 | 0 | 0 | 0 | 0 | 0 | 0 | 0 | 0 | 0 | 0 | 0 | 0 | 0 | 0
Industrial Sector Energy Related Emissions before CCS[crude oil if,other metals 242,VOC] | NoSettings | 0 | 0 | 0 | 0 | 0 | 0 | 0 | 0 | 0 | 0 | 0 | 0 | 0 | 0 | 0 | 0 | 0 | 0 | 0 | 0 | 0 | 0 | 0 | 0 | 0 | 0 | 0 | 0 | 0 | 0 | 0
Industrial Sector Energy Related Emissions before CCS[crude oil if,other metals 242,CO] | NoSettings | 0 | 0 | 0 | 0 | 0 | 0 | 0 | 0 | 0 | 0 | 0 | 0 | 0 | 0 | 0 | 0 | 0 | 0 | 0 | 0 | 0 | 0 | 0 | 0 | 0 | 0 | 0 | 0 | 0 | 0 | 0
Industrial Sector Energy Related Emissions before CCS[crude oil if,other metals 242,NOx] | NoSettings | 0 | 0 | 0 | 0 | 0 | 0 | 0 | 0 | 0 | 0 | 0 | 0 | 0 | 0 | 0 | 0 | 0 | 0 | 0 | 0 | 0 | 0 | 0 | 0 | 0 | 0 | 0 | 0 | 0 | 0 | 0
Industrial Sector Energy Related Emissions before CCS[crude oil if,other metals 242,PM10] | NoSettings | 0 | 0 | 0 | 0 | 0 | 0 | 0 | 0 | 0 | 0 | 0 | 0 | 0 | 0 | 0 | 0 | 0 | 0 | 0 | 0 | 0 | 0 | 0 | 0 | 0 | 0 | 0 | 0 | 0 | 0 | 0
Industrial Sector Energy Related Emissions before CCS[crude oil if,other metals 242,PM25] | NoSettings | 0 | 0 | 0 | 0 | 0 | 0 | 0 | 0 | 0 | 0 | 0 | 0 | 0 | 0 | 0 | 0 | 0 | 0 | 0 | 0 | 0 | 0 | 0 | 0 | 0 | 0 | 0 | 0 | 0 | 0 | 0
Industrial Sector Energy Related Emissions before CCS[crude oil if,other metals 242,SOx] | NoSettings | 0 | 0 | 0 | 0 | 0 | 0 | 0 | 0 | 0 | 0 | 0 | 0 | 0 | 0 | 0 | 0 | 0 | 0 | 0 | 0 | 0 | 0 | 0 | 0 | 0 | 0 | 0 | 0 | 0 | 0 | 0
Industrial Sector Energy Related Emissions before CCS[crude oil if,other metals 242,BC] | NoSettings | 0 | 0 | 0 | 0 | 0 | 0 | 0 | 0 | 0 | 0 | 0 | 0 | 0 | 0 | 0 | 0 | 0 | 0 | 0 | 0 | 0 | 0 | 0 | 0 | 0 | 0 | 0 | 0 | 0 | 0 | 0
Industrial Sector Energy Related Emissions before CCS[crude oil if,other metals 242,OC] | NoSettings | 0 | 0 | 0 | 0 | 0 | 0 | 0 | 0 | 0 | 0 | 0 | 0 | 0 | 0 | 0 | 0 | 0 | 0 | 0 | 0 | 0 | 0 | 0 | 0 | 0 | 0 | 0 | 0 | 0 | 0 | 0
Industrial Sector Energy Related Emissions before CCS[crude oil if,other metals 242,CH4] | NoSettings | 0 | 0 | 0 | 0 | 0 | 0 | 0 | 0 | 0 | 0 | 0 | 0 | 0 | 0 | 0 | 0 | 0 | 0 | 0 | 0 | 0 | 0 | 0 | 0 | 0 | 0 | 0 | 0 | 0 | 0 | 0
Industrial Sector Energy Related Emissions before CCS[crude oil if,other metals 242,N2O] | NoSettings | 0 | 0 | 0 | 0 | 0 | 0 | 0 | 0 | 0 | 0 | 0 | 0 | 0 | 0 | 0 | 0 | 0 | 0 | 0 | 0 | 0 | 0 | 0 | 0 | 0 | 0 | 0 | 0 | 0 | 0 | 0
Industrial Sector Energy Related Emissions before CCS[crude oil if,other metals 242,F gases] | NoSettings | 0 | 0 | 0 | 0 | 0 | 0 | 0 | 0 | 0 | 0 | 0 | 0 | 0 | 0 | 0 | 0 | 0 | 0 | 0 | 0 | 0 | 0 | 0 | 0 | 0 | 0 | 0 | 0 | 0 | 0 | 0
Industrial Sector Energy Related Emissions before CCS[crude oil if,metal products except machinery and vehicles 25,CO2] | NoSettings | 0 | 0 | 0 | 0 | 0 | 0 | 0 | 0 | 0 | 0 | 0 | 0 | 0 | 0 | 0 | 0 | 0 | 0 | 0 | 0 | 0 | 0 | 0 | 0 | 0 | 0 | 0 | 0 | 0 | 0 | 0
Industrial Sector Energy Related Emissions before CCS[crude oil if,metal products except machinery and vehicles 25,VOC] | NoSettings | 0 | 0 | 0 | 0 | 0 | 0 | 0 | 0 | 0 | 0 | 0 | 0 | 0 | 0 | 0 | 0 | 0 | 0 | 0 | 0 | 0 | 0 | 0 | 0 | 0 | 0 | 0 | 0 | 0 | 0 | 0
Industrial Sector Energy Related Emissions before CCS[crude oil if,metal products except machinery and vehicles 25,CO] | NoSettings | 0 | 0 | 0 | 0 | 0 | 0 | 0 | 0 | 0 | 0 | 0 | 0 | 0 | 0 | 0 | 0 | 0 | 0 | 0 | 0 | 0 | 0 | 0 | 0 | 0 | 0 | 0 | 0 | 0 | 0 | 0
Industrial Sector Energy Related Emissions before CCS[crude oil if,metal products except machinery and vehicles 25,NOx] | NoSettings | 0 | 0 | 0 | 0 | 0 | 0 | 0 | 0 | 0 | 0 | 0 | 0 | 0 | 0 | 0 | 0 | 0 | 0 | 0 | 0 | 0 | 0 | 0 | 0 | 0 | 0 | 0 | 0 | 0 | 0 | 0
Industrial Sector Energy Related Emissions before CCS[crude oil if,metal products except machinery and vehicles 25,PM10] | NoSettings | 0 | 0 | 0 | 0 | 0 | 0 | 0 | 0 | 0 | 0 | 0 | 0 | 0 | 0 | 0 | 0 | 0 | 0 | 0 | 0 | 0 | 0 | 0 | 0 | 0 | 0 | 0 | 0 | 0 | 0 | 0
Industrial Sector Energy Related Emissions before CCS[crude oil if,metal products except machinery and vehicles 25,PM25] | NoSettings | 0 | 0 | 0 | 0 | 0 | 0 | 0 | 0 | 0 | 0 | 0 | 0 | 0 | 0 | 0 | 0 | 0 | 0 | 0 | 0 | 0 | 0 | 0 | 0 | 0 | 0 | 0 | 0 | 0 | 0 | 0
Industrial Sector Energy Related Emissions before CCS[crude oil if,metal products except machinery and vehicles 25,SOx] | NoSettings | 0 | 0 | 0 | 0 | 0 | 0 | 0 | 0 | 0 | 0 | 0 | 0 | 0 | 0 | 0 | 0 | 0 | 0 | 0 | 0 | 0 | 0 | 0 | 0 | 0 | 0 | 0 | 0 | 0 | 0 | 0
Industrial Sector Energy Related Emissions before CCS[crude oil if,metal products except machinery and vehicles 25,BC] | NoSettings | 0 | 0 | 0 | 0 | 0 | 0 | 0 | 0 | 0 | 0 | 0 | 0 | 0 | 0 | 0 | 0 | 0 | 0 | 0 | 0 | 0 | 0 | 0 | 0 | 0 | 0 | 0 | 0 | 0 | 0 | 0
Industrial Sector Energy Related Emissions before CCS[crude oil if,metal products except machinery and vehicles 25,OC] | NoSettings | 0 | 0 | 0 | 0 | 0 | 0 | 0 | 0 | 0 | 0 | 0 | 0 | 0 | 0 | 0 | 0 | 0 | 0 | 0 | 0 | 0 | 0 | 0 | 0 | 0 | 0 | 0 | 0 | 0 | 0 | 0
Industrial Sector Energy Related Emissions before CCS[crude oil if,metal products except machinery and vehicles 25,CH4] | NoSettings | 0 | 0 | 0 | 0 | 0 | 0 | 0 | 0 | 0 | 0 | 0 | 0 | 0 | 0 | 0 | 0 | 0 | 0 | 0 | 0 | 0 | 0 | 0 | 0 | 0 | 0 | 0 | 0 | 0 | 0 | 0
Industrial Sector Energy Related Emissions before CCS[crude oil if,metal products except machinery and vehicles 25,N2O] | NoSettings | 0 | 0 | 0 | 0 | 0 | 0 | 0 | 0 | 0 | 0 | 0 | 0 | 0 | 0 | 0 | 0 | 0 | 0 | 0 | 0 | 0 | 0 | 0 | 0 | 0 | 0 | 0 | 0 | 0 | 0 | 0
Industrial Sector Energy Related Emissions before CCS[crude oil if,metal products except machinery and vehicles 25,F gases] | NoSettings | 0 | 0 | 0 | 0 | 0 | 0 | 0 | 0 | 0 | 0 | 0 | 0 | 0 | 0 | 0 | 0 | 0 | 0 | 0 | 0 | 0 | 0 | 0 | 0 | 0 | 0 | 0 | 0 | 0 | 0 | 0
Industrial Sector Energy Related Emissions before CCS[crude oil if,computers and electronics 26,CO2] | NoSettings | 0 | 0 | 0 | 0 | 0 | 0 | 0 | 0 | 0 | 0 | 0 | 0 | 0 | 0 | 0 | 0 | 0 | 0 | 0 | 0 | 0 | 0 | 0 | 0 | 0 | 0 | 0 | 0 | 0 | 0 | 0
Industrial Sector Energy Related Emissions before CCS[crude oil if,computers and electronics 26,VOC] | NoSettings | 0 | 0 | 0 | 0 | 0 | 0 | 0 | 0 | 0 | 0 | 0 | 0 | 0 | 0 | 0 | 0 | 0 | 0 | 0 | 0 | 0 | 0 | 0 | 0 | 0 | 0 | 0 | 0 | 0 | 0 | 0
Industrial Sector Energy Related Emissions before CCS[crude oil if,computers and electronics 26,CO] | NoSettings | 0 | 0 | 0 | 0 | 0 | 0 | 0 | 0 | 0 | 0 | 0 | 0 | 0 | 0 | 0 | 0 | 0 | 0 | 0 | 0 | 0 | 0 | 0 | 0 | 0 | 0 | 0 | 0 | 0 | 0 | 0
Industrial Sector Energy Related Emissions before CCS[crude oil if,computers and electronics 26,NOx] | NoSettings | 0 | 0 | 0 | 0 | 0 | 0 | 0 | 0 | 0 | 0 | 0 | 0 | 0 | 0 | 0 | 0 | 0 | 0 | 0 | 0 | 0 | 0 | 0 | 0 | 0 | 0 | 0 | 0 | 0 | 0 | 0
Industrial Sector Energy Related Emissions before CCS[crude oil if,computers and electronics 26,PM10] | NoSettings | 0 | 0 | 0 | 0 | 0 | 0 | 0 | 0 | 0 | 0 | 0 | 0 | 0 | 0 | 0 | 0 | 0 | 0 | 0 | 0 | 0 | 0 | 0 | 0 | 0 | 0 | 0 | 0 | 0 | 0 | 0
Industrial Sector Energy Related Emissions before CCS[crude oil if,computers and electronics 26,PM25] | NoSettings | 0 | 0 | 0 | 0 | 0 | 0 | 0 | 0 | 0 | 0 | 0 | 0 | 0 | 0 | 0 | 0 | 0 | 0 | 0 | 0 | 0 | 0 | 0 | 0 | 0 | 0 | 0 | 0 | 0 | 0 | 0
Industrial Sector Energy Related Emissions before CCS[crude oil if,computers and electronics 26,SOx] | NoSettings | 0 | 0 | 0 | 0 | 0 | 0 | 0 | 0 | 0 | 0 | 0 | 0 | 0 | 0 | 0 | 0 | 0 | 0 | 0 | 0 | 0 | 0 | 0 | 0 | 0 | 0 | 0 | 0 | 0 | 0 | 0
Industrial Sector Energy Related Emissions before CCS[crude oil if,computers and electronics 26,BC] | NoSettings | 0 | 0 | 0 | 0 | 0 | 0 | 0 | 0 | 0 | 0 | 0 | 0 | 0 | 0 | 0 | 0 | 0 | 0 | 0 | 0 | 0 | 0 | 0 | 0 | 0 | 0 | 0 | 0 | 0 | 0 | 0
Industrial Sector Energy Related Emissions before CCS[crude oil if,computers and electronics 26,OC] | NoSettings | 0 | 0 | 0 | 0 | 0 | 0 | 0 | 0 | 0 | 0 | 0 | 0 | 0 | 0 | 0 | 0 | 0 | 0 | 0 | 0 | 0 | 0 | 0 | 0 | 0 | 0 | 0 | 0 | 0 | 0 | 0
Industrial Sector Energy Related Emissions before CCS[crude oil if,computers and electronics 26,CH4] | NoSettings | 0 | 0 | 0 | 0 | 0 | 0 | 0 | 0 | 0 | 0 | 0 | 0 | 0 | 0 | 0 | 0 | 0 | 0 | 0 | 0 | 0 | 0 | 0 | 0 | 0 | 0 | 0 | 0 | 0 | 0 | 0
Industrial Sector Energy Related Emissions before CCS[crude oil if,computers and electronics 26,N2O] | NoSettings | 0 | 0 | 0 | 0 | 0 | 0 | 0 | 0 | 0 | 0 | 0 | 0 | 0 | 0 | 0 | 0 | 0 | 0 | 0 | 0 | 0 | 0 | 0 | 0 | 0 | 0 | 0 | 0 | 0 | 0 | 0
Industrial Sector Energy Related Emissions before CCS[crude oil if,computers and electronics 26,F gases] | NoSettings | 0 | 0 | 0 | 0 | 0 | 0 | 0 | 0 | 0 | 0 | 0 | 0 | 0 | 0 | 0 | 0 | 0 | 0 | 0 | 0 | 0 | 0 | 0 | 0 | 0 | 0 | 0 | 0 | 0 | 0 | 0
Industrial Sector Energy Related Emissions before CCS[crude oil if,appliances and electrical equipment 27,CO2] | NoSettings | 0 | 0 | 0 | 0 | 0 | 0 | 0 | 0 | 0 | 0 | 0 | 0 | 0 | 0 | 0 | 0 | 0 | 0 | 0 | 0 | 0 | 0 | 0 | 0 | 0 | 0 | 0 | 0 | 0 | 0 | 0
Industrial Sector Energy Related Emissions before CCS[crude oil if,appliances and electrical equipment 27,VOC] | NoSettings | 0 | 0 | 0 | 0 | 0 | 0 | 0 | 0 | 0 | 0 | 0 | 0 | 0 | 0 | 0 | 0 | 0 | 0 | 0 | 0 | 0 | 0 | 0 | 0 | 0 | 0 | 0 | 0 | 0 | 0 | 0
Industrial Sector Energy Related Emissions before CCS[crude oil if,appliances and electrical equipment 27,CO] | NoSettings | 0 | 0 | 0 | 0 | 0 | 0 | 0 | 0 | 0 | 0 | 0 | 0 | 0 | 0 | 0 | 0 | 0 | 0 | 0 | 0 | 0 | 0 | 0 | 0 | 0 | 0 | 0 | 0 | 0 | 0 | 0
Industrial Sector Energy Related Emissions before CCS[crude oil if,appliances and electrical equipment 27,NOx] | NoSettings | 0 | 0 | 0 | 0 | 0 | 0 | 0 | 0 | 0 | 0 | 0 | 0 | 0 | 0 | 0 | 0 | 0 | 0 | 0 | 0 | 0 | 0 | 0 | 0 | 0 | 0 | 0 | 0 | 0 | 0 | 0
Industrial Sector Energy Related Emissions before CCS[crude oil if,appliances and electrical equipment 27,PM10] | NoSettings | 0 | 0 | 0 | 0 | 0 | 0 | 0 | 0 | 0 | 0 | 0 | 0 | 0 | 0 | 0 | 0 | 0 | 0 | 0 | 0 | 0 | 0 | 0 | 0 | 0 | 0 | 0 | 0 | 0 | 0 | 0
Industrial Sector Energy Related Emissions before CCS[crude oil if,appliances and electrical equipment 27,PM25] | NoSettings | 0 | 0 | 0 | 0 | 0 | 0 | 0 | 0 | 0 | 0 | 0 | 0 | 0 | 0 | 0 | 0 | 0 | 0 | 0 | 0 | 0 | 0 | 0 | 0 | 0 | 0 | 0 | 0 | 0 | 0 | 0
Industrial Sector Energy Related Emissions before CCS[crude oil if,appliances and electrical equipment 27,SOx] | NoSettings | 0 | 0 | 0 | 0 | 0 | 0 | 0 | 0 | 0 | 0 | 0 | 0 | 0 | 0 | 0 | 0 | 0 | 0 | 0 | 0 | 0 | 0 | 0 | 0 | 0 | 0 | 0 | 0 | 0 | 0 | 0
Industrial Sector Energy Related Emissions before CCS[crude oil if,appliances and electrical equipment 27,BC] | NoSettings | 0 | 0 | 0 | 0 | 0 | 0 | 0 | 0 | 0 | 0 | 0 | 0 | 0 | 0 | 0 | 0 | 0 | 0 | 0 | 0 | 0 | 0 | 0 | 0 | 0 | 0 | 0 | 0 | 0 | 0 | 0
Industrial Sector Energy Related Emissions before CCS[crude oil if,appliances and electrical equipment 27,OC] | NoSettings | 0 | 0 | 0 | 0 | 0 | 0 | 0 | 0 | 0 | 0 | 0 | 0 | 0 | 0 | 0 | 0 | 0 | 0 | 0 | 0 | 0 | 0 | 0 | 0 | 0 | 0 | 0 | 0 | 0 | 0 | 0
Industrial Sector Energy Related Emissions before CCS[crude oil if,appliances and electrical equipment 27,CH4] | NoSettings | 0 | 0 | 0 | 0 | 0 | 0 | 0 | 0 | 0 | 0 | 0 | 0 | 0 | 0 | 0 | 0 | 0 | 0 | 0 | 0 | 0 | 0 | 0 | 0 | 0 | 0 | 0 | 0 | 0 | 0 | 0
Industrial Sector Energy Related Emissions before CCS[crude oil if,appliances and electrical equipment 27,N2O] | NoSettings | 0 | 0 | 0 | 0 | 0 | 0 | 0 | 0 | 0 | 0 | 0 | 0 | 0 | 0 | 0 | 0 | 0 | 0 | 0 | 0 | 0 | 0 | 0 | 0 | 0 | 0 | 0 | 0 | 0 | 0 | 0
Industrial Sector Energy Related Emissions before CCS[crude oil if,appliances and electrical equipment 27,F gases] | NoSettings | 0 | 0 | 0 | 0 | 0 | 0 | 0 | 0 | 0 | 0 | 0 | 0 | 0 | 0 | 0 | 0 | 0 | 0 | 0 | 0 | 0 | 0 | 0 | 0 | 0 | 0 | 0 | 0 | 0 | 0 | 0
Industrial Sector Energy Related Emissions before CCS[crude oil if,other machinery 28,CO2] | NoSettings | 0 | 0 | 0 | 0 | 0 | 0 | 0 | 0 | 0 | 0 | 0 | 0 | 0 | 0 | 0 | 0 | 0 | 0 | 0 | 0 | 0 | 0 | 0 | 0 | 0 | 0 | 0 | 0 | 0 | 0 | 0
Industrial Sector Energy Related Emissions before CCS[crude oil if,other machinery 28,VOC] | NoSettings | 0 | 0 | 0 | 0 | 0 | 0 | 0 | 0 | 0 | 0 | 0 | 0 | 0 | 0 | 0 | 0 | 0 | 0 | 0 | 0 | 0 | 0 | 0 | 0 | 0 | 0 | 0 | 0 | 0 | 0 | 0
Industrial Sector Energy Related Emissions before CCS[crude oil if,other machinery 28,CO] | NoSettings | 0 | 0 | 0 | 0 | 0 | 0 | 0 | 0 | 0 | 0 | 0 | 0 | 0 | 0 | 0 | 0 | 0 | 0 | 0 | 0 | 0 | 0 | 0 | 0 | 0 | 0 | 0 | 0 | 0 | 0 | 0
Industrial Sector Energy Related Emissions before CCS[crude oil if,other machinery 28,NOx] | NoSettings | 0 | 0 | 0 | 0 | 0 | 0 | 0 | 0 | 0 | 0 | 0 | 0 | 0 | 0 | 0 | 0 | 0 | 0 | 0 | 0 | 0 | 0 | 0 | 0 | 0 | 0 | 0 | 0 | 0 | 0 | 0
Industrial Sector Energy Related Emissions before CCS[crude oil if,other machinery 28,PM10] | NoSettings | 0 | 0 | 0 | 0 | 0 | 0 | 0 | 0 | 0 | 0 | 0 | 0 | 0 | 0 | 0 | 0 | 0 | 0 | 0 | 0 | 0 | 0 | 0 | 0 | 0 | 0 | 0 | 0 | 0 | 0 | 0
Industrial Sector Energy Related Emissions before CCS[crude oil if,other machinery 28,PM25] | NoSettings | 0 | 0 | 0 | 0 | 0 | 0 | 0 | 0 | 0 | 0 | 0 | 0 | 0 | 0 | 0 | 0 | 0 | 0 | 0 | 0 | 0 | 0 | 0 | 0 | 0 | 0 | 0 | 0 | 0 | 0 | 0
Industrial Sector Energy Related Emissions before CCS[crude oil if,other machinery 28,SOx] | NoSettings | 0 | 0 | 0 | 0 | 0 | 0 | 0 | 0 | 0 | 0 | 0 | 0 | 0 | 0 | 0 | 0 | 0 | 0 | 0 | 0 | 0 | 0 | 0 | 0 | 0 | 0 | 0 | 0 | 0 | 0 | 0
Industrial Sector Energy Related Emissions before CCS[crude oil if,other machinery 28,BC] | NoSettings | 0 | 0 | 0 | 0 | 0 | 0 | 0 | 0 | 0 | 0 | 0 | 0 | 0 | 0 | 0 | 0 | 0 | 0 | 0 | 0 | 0 | 0 | 0 | 0 | 0 | 0 | 0 | 0 | 0 | 0 | 0
Industrial Sector Energy Related Emissions before CCS[crude oil if,other machinery 28,OC] | NoSettings | 0 | 0 | 0 | 0 | 0 | 0 | 0 | 0 | 0 | 0 | 0 | 0 | 0 | 0 | 0 | 0 | 0 | 0 | 0 | 0 | 0 | 0 | 0 | 0 | 0 | 0 | 0 | 0 | 0 | 0 | 0
Industrial Sector Energy Related Emissions before CCS[crude oil if,other machinery 28,CH4] | NoSettings | 0 | 0 | 0 | 0 | 0 | 0 | 0 | 0 | 0 | 0 | 0 | 0 | 0 | 0 | 0 | 0 | 0 | 0 | 0 | 0 | 0 | 0 | 0 | 0 | 0 | 0 | 0 | 0 | 0 | 0 | 0
Industrial Sector Energy Related Emissions before CCS[crude oil if,other machinery 28,N2O] | NoSettings | 0 | 0 | 0 | 0 | 0 | 0 | 0 | 0 | 0 | 0 | 0 | 0 | 0 | 0 | 0 | 0 | 0 | 0 | 0 | 0 | 0 | 0 | 0 | 0 | 0 | 0 | 0 | 0 | 0 | 0 | 0
Industrial Sector Energy Related Emissions before CCS[crude oil if,other machinery 28,F gases] | NoSettings | 0 | 0 | 0 | 0 | 0 | 0 | 0 | 0 | 0 | 0 | 0 | 0 | 0 | 0 | 0 | 0 | 0 | 0 | 0 | 0 | 0 | 0 | 0 | 0 | 0 | 0 | 0 | 0 | 0 | 0 | 0
Industrial Sector Energy Related Emissions before CCS[crude oil if,road vehicles 29,CO2] | NoSettings | 0 | 0 | 0 | 0 | 0 | 0 | 0 | 0 | 0 | 0 | 0 | 0 | 0 | 0 | 0 | 0 | 0 | 0 | 0 | 0 | 0 | 0 | 0 | 0 | 0 | 0 | 0 | 0 | 0 | 0 | 0
Industrial Sector Energy Related Emissions before CCS[crude oil if,road vehicles 29,VOC] | NoSettings | 0 | 0 | 0 | 0 | 0 | 0 | 0 | 0 | 0 | 0 | 0 | 0 | 0 | 0 | 0 | 0 | 0 | 0 | 0 | 0 | 0 | 0 | 0 | 0 | 0 | 0 | 0 | 0 | 0 | 0 | 0
Industrial Sector Energy Related Emissions before CCS[crude oil if,road vehicles 29,CO] | NoSettings | 0 | 0 | 0 | 0 | 0 | 0 | 0 | 0 | 0 | 0 | 0 | 0 | 0 | 0 | 0 | 0 | 0 | 0 | 0 | 0 | 0 | 0 | 0 | 0 | 0 | 0 | 0 | 0 | 0 | 0 | 0
Industrial Sector Energy Related Emissions before CCS[crude oil if,road vehicles 29,NOx] | NoSettings | 0 | 0 | 0 | 0 | 0 | 0 | 0 | 0 | 0 | 0 | 0 | 0 | 0 | 0 | 0 | 0 | 0 | 0 | 0 | 0 | 0 | 0 | 0 | 0 | 0 | 0 | 0 | 0 | 0 | 0 | 0
Industrial Sector Energy Related Emissions before CCS[crude oil if,road vehicles 29,PM10] | NoSettings | 0 | 0 | 0 | 0 | 0 | 0 | 0 | 0 | 0 | 0 | 0 | 0 | 0 | 0 | 0 | 0 | 0 | 0 | 0 | 0 | 0 | 0 | 0 | 0 | 0 | 0 | 0 | 0 | 0 | 0 | 0
Industrial Sector Energy Related Emissions before CCS[crude oil if,road vehicles 29,PM25] | NoSettings | 0 | 0 | 0 | 0 | 0 | 0 | 0 | 0 | 0 | 0 | 0 | 0 | 0 | 0 | 0 | 0 | 0 | 0 | 0 | 0 | 0 | 0 | 0 | 0 | 0 | 0 | 0 | 0 | 0 | 0 | 0
Industrial Sector Energy Related Emissions before CCS[crude oil if,road vehicles 29,SOx] | NoSettings | 0 | 0 | 0 | 0 | 0 | 0 | 0 | 0 | 0 | 0 | 0 | 0 | 0 | 0 | 0 | 0 | 0 | 0 | 0 | 0 | 0 | 0 | 0 | 0 | 0 | 0 | 0 | 0 | 0 | 0 | 0
Industrial Sector Energy Related Emissions before CCS[crude oil if,road vehicles 29,BC] | NoSettings | 0 | 0 | 0 | 0 | 0 | 0 | 0 | 0 | 0 | 0 | 0 | 0 | 0 | 0 | 0 | 0 | 0 | 0 | 0 | 0 | 0 | 0 | 0 | 0 | 0 | 0 | 0 | 0 | 0 | 0 | 0
Industrial Sector Energy Related Emissions before CCS[crude oil if,road vehicles 29,OC] | NoSettings | 0 | 0 | 0 | 0 | 0 | 0 | 0 | 0 | 0 | 0 | 0 | 0 | 0 | 0 | 0 | 0 | 0 | 0 | 0 | 0 | 0 | 0 | 0 | 0 | 0 | 0 | 0 | 0 | 0 | 0 | 0
Industrial Sector Energy Related Emissions before CCS[crude oil if,road vehicles 29,CH4] | NoSettings | 0 | 0 | 0 | 0 | 0 | 0 | 0 | 0 | 0 | 0 | 0 | 0 | 0 | 0 | 0 | 0 | 0 | 0 | 0 | 0 | 0 | 0 | 0 | 0 | 0 | 0 | 0 | 0 | 0 | 0 | 0
Industrial Sector Energy Related Emissions before CCS[crude oil if,road vehicles 29,N2O] | NoSettings | 0 | 0 | 0 | 0 | 0 | 0 | 0 | 0 | 0 | 0 | 0 | 0 | 0 | 0 | 0 | 0 | 0 | 0 | 0 | 0 | 0 | 0 | 0 | 0 | 0 | 0 | 0 | 0 | 0 | 0 | 0
Industrial Sector Energy Related Emissions before CCS[crude oil if,road vehicles 29,F gases] | NoSettings | 0 | 0 | 0 | 0 | 0 | 0 | 0 | 0 | 0 | 0 | 0 | 0 | 0 | 0 | 0 | 0 | 0 | 0 | 0 | 0 | 0 | 0 | 0 | 0 | 0 | 0 | 0 | 0 | 0 | 0 | 0
Industrial Sector Energy Related Emissions before CCS[crude oil if,nonroad vehicles 30,CO2] | NoSettings | 0 | 0 | 0 | 0 | 0 | 0 | 0 | 0 | 0 | 0 | 0 | 0 | 0 | 0 | 0 | 0 | 0 | 0 | 0 | 0 | 0 | 0 | 0 | 0 | 0 | 0 | 0 | 0 | 0 | 0 | 0
Industrial Sector Energy Related Emissions before CCS[crude oil if,nonroad vehicles 30,VOC] | NoSettings | 0 | 0 | 0 | 0 | 0 | 0 | 0 | 0 | 0 | 0 | 0 | 0 | 0 | 0 | 0 | 0 | 0 | 0 | 0 | 0 | 0 | 0 | 0 | 0 | 0 | 0 | 0 | 0 | 0 | 0 | 0
Industrial Sector Energy Related Emissions before CCS[crude oil if,nonroad vehicles 30,CO] | NoSettings | 0 | 0 | 0 | 0 | 0 | 0 | 0 | 0 | 0 | 0 | 0 | 0 | 0 | 0 | 0 | 0 | 0 | 0 | 0 | 0 | 0 | 0 | 0 | 0 | 0 | 0 | 0 | 0 | 0 | 0 | 0
Industrial Sector Energy Related Emissions before CCS[crude oil if,nonroad vehicles 30,NOx] | NoSettings | 0 | 0 | 0 | 0 | 0 | 0 | 0 | 0 | 0 | 0 | 0 | 0 | 0 | 0 | 0 | 0 | 0 | 0 | 0 | 0 | 0 | 0 | 0 | 0 | 0 | 0 | 0 | 0 | 0 | 0 | 0
Industrial Sector Energy Related Emissions before CCS[crude oil if,nonroad vehicles 30,PM10] | NoSettings | 0 | 0 | 0 | 0 | 0 | 0 | 0 | 0 | 0 | 0 | 0 | 0 | 0 | 0 | 0 | 0 | 0 | 0 | 0 | 0 | 0 | 0 | 0 | 0 | 0 | 0 | 0 | 0 | 0 | 0 | 0
Industrial Sector Energy Related Emissions before CCS[crude oil if,nonroad vehicles 30,PM25] | NoSettings | 0 | 0 | 0 | 0 | 0 | 0 | 0 | 0 | 0 | 0 | 0 | 0 | 0 | 0 | 0 | 0 | 0 | 0 | 0 | 0 | 0 | 0 | 0 | 0 | 0 | 0 | 0 | 0 | 0 | 0 | 0
Industrial Sector Energy Related Emissions before CCS[crude oil if,nonroad vehicles 30,SOx] | NoSettings | 0 | 0 | 0 | 0 | 0 | 0 | 0 | 0 | 0 | 0 | 0 | 0 | 0 | 0 | 0 | 0 | 0 | 0 | 0 | 0 | 0 | 0 | 0 | 0 | 0 | 0 | 0 | 0 | 0 | 0 | 0
Industrial Sector Energy Related Emissions before CCS[crude oil if,nonroad vehicles 30,BC] | NoSettings | 0 | 0 | 0 | 0 | 0 | 0 | 0 | 0 | 0 | 0 | 0 | 0 | 0 | 0 | 0 | 0 | 0 | 0 | 0 | 0 | 0 | 0 | 0 | 0 | 0 | 0 | 0 | 0 | 0 | 0 | 0
Industrial Sector Energy Related Emissions before CCS[crude oil if,nonroad vehicles 30,OC] | NoSettings | 0 | 0 | 0 | 0 | 0 | 0 | 0 | 0 | 0 | 0 | 0 | 0 | 0 | 0 | 0 | 0 | 0 | 0 | 0 | 0 | 0 | 0 | 0 | 0 | 0 | 0 | 0 | 0 | 0 | 0 | 0
Industrial Sector Energy Related Emissions before CCS[crude oil if,nonroad vehicles 30,CH4] | NoSettings | 0 | 0 | 0 | 0 | 0 | 0 | 0 | 0 | 0 | 0 | 0 | 0 | 0 | 0 | 0 | 0 | 0 | 0 | 0 | 0 | 0 | 0 | 0 | 0 | 0 | 0 | 0 | 0 | 0 | 0 | 0
Industrial Sector Energy Related Emissions before CCS[crude oil if,nonroad vehicles 30,N2O] | NoSettings | 0 | 0 | 0 | 0 | 0 | 0 | 0 | 0 | 0 | 0 | 0 | 0 | 0 | 0 | 0 | 0 | 0 | 0 | 0 | 0 | 0 | 0 | 0 | 0 | 0 | 0 | 0 | 0 | 0 | 0 | 0
Industrial Sector Energy Related Emissions before CCS[crude oil if,nonroad vehicles 30,F gases] | NoSettings | 0 | 0 | 0 | 0 | 0 | 0 | 0 | 0 | 0 | 0 | 0 | 0 | 0 | 0 | 0 | 0 | 0 | 0 | 0 | 0 | 0 | 0 | 0 | 0 | 0 | 0 | 0 | 0 | 0 | 0 | 0
Industrial Sector Energy Related Emissions before CCS[crude oil if,other manufacturing 31T33,CO2] | NoSettings | 0 | 0 | 0 | 0 | 0 | 0 | 0 | 0 | 0 | 0 | 0 | 0 | 0 | 0 | 0 | 0 | 0 | 0 | 0 | 0 | 0 | 0 | 0 | 0 | 0 | 0 | 0 | 0 | 0 | 0 | 0
Industrial Sector Energy Related Emissions before CCS[crude oil if,other manufacturing 31T33,VOC] | NoSettings | 0 | 0 | 0 | 0 | 0 | 0 | 0 | 0 | 0 | 0 | 0 | 0 | 0 | 0 | 0 | 0 | 0 | 0 | 0 | 0 | 0 | 0 | 0 | 0 | 0 | 0 | 0 | 0 | 0 | 0 | 0
Industrial Sector Energy Related Emissions before CCS[crude oil if,other manufacturing 31T33,CO] | NoSettings | 0 | 0 | 0 | 0 | 0 | 0 | 0 | 0 | 0 | 0 | 0 | 0 | 0 | 0 | 0 | 0 | 0 | 0 | 0 | 0 | 0 | 0 | 0 | 0 | 0 | 0 | 0 | 0 | 0 | 0 | 0
Industrial Sector Energy Related Emissions before CCS[crude oil if,other manufacturing 31T33,NOx] | NoSettings | 0 | 0 | 0 | 0 | 0 | 0 | 0 | 0 | 0 | 0 | 0 | 0 | 0 | 0 | 0 | 0 | 0 | 0 | 0 | 0 | 0 | 0 | 0 | 0 | 0 | 0 | 0 | 0 | 0 | 0 | 0
Industrial Sector Energy Related Emissions before CCS[crude oil if,other manufacturing 31T33,PM10] | NoSettings | 0 | 0 | 0 | 0 | 0 | 0 | 0 | 0 | 0 | 0 | 0 | 0 | 0 | 0 | 0 | 0 | 0 | 0 | 0 | 0 | 0 | 0 | 0 | 0 | 0 | 0 | 0 | 0 | 0 | 0 | 0
Industrial Sector Energy Related Emissions before CCS[crude oil if,other manufacturing 31T33,PM25] | NoSettings | 0 | 0 | 0 | 0 | 0 | 0 | 0 | 0 | 0 | 0 | 0 | 0 | 0 | 0 | 0 | 0 | 0 | 0 | 0 | 0 | 0 | 0 | 0 | 0 | 0 | 0 | 0 | 0 | 0 | 0 | 0
Industrial Sector Energy Related Emissions before CCS[crude oil if,other manufacturing 31T33,SOx] | NoSettings | 0 | 0 | 0 | 0 | 0 | 0 | 0 | 0 | 0 | 0 | 0 | 0 | 0 | 0 | 0 | 0 | 0 | 0 | 0 | 0 | 0 | 0 | 0 | 0 | 0 | 0 | 0 | 0 | 0 | 0 | 0
Industrial Sector Energy Related Emissions before CCS[crude oil if,other manufacturing 31T33,BC] | NoSettings | 0 | 0 | 0 | 0 | 0 | 0 | 0 | 0 | 0 | 0 | 0 | 0 | 0 | 0 | 0 | 0 | 0 | 0 | 0 | 0 | 0 | 0 | 0 | 0 | 0 | 0 | 0 | 0 | 0 | 0 | 0
Industrial Sector Energy Related Emissions before CCS[crude oil if,other manufacturing 31T33,OC] | NoSettings | 0 | 0 | 0 | 0 | 0 | 0 | 0 | 0 | 0 | 0 | 0 | 0 | 0 | 0 | 0 | 0 | 0 | 0 | 0 | 0 | 0 | 0 | 0 | 0 | 0 | 0 | 0 | 0 | 0 | 0 | 0
Industrial Sector Energy Related Emissions before CCS[crude oil if,other manufacturing 31T33,CH4] | NoSettings | 0 | 0 | 0 | 0 | 0 | 0 | 0 | 0 | 0 | 0 | 0 | 0 | 0 | 0 | 0 | 0 | 0 | 0 | 0 | 0 | 0 | 0 | 0 | 0 | 0 | 0 | 0 | 0 | 0 | 0 | 0
Industrial Sector Energy Related Emissions before CCS[crude oil if,other manufacturing 31T33,N2O] | NoSettings | 0 | 0 | 0 | 0 | 0 | 0 | 0 | 0 | 0 | 0 | 0 | 0 | 0 | 0 | 0 | 0 | 0 | 0 | 0 | 0 | 0 | 0 | 0 | 0 | 0 | 0 | 0 | 0 | 0 | 0 | 0
Industrial Sector Energy Related Emissions before CCS[crude oil if,other manufacturing 31T33,F gases] | NoSettings | 0 | 0 | 0 | 0 | 0 | 0 | 0 | 0 | 0 | 0 | 0 | 0 | 0 | 0 | 0 | 0 | 0 | 0 | 0 | 0 | 0 | 0 | 0 | 0 | 0 | 0 | 0 | 0 | 0 | 0 | 0
Industrial Sector Energy Related Emissions before CCS[crude oil if,energy pipelines and gas processing 352T353,CO2] | NoSettings | 0 | 611963000 | 649638000 | 654366000 | 613471000 | 567783000 | 528548000 | 528640000 | 526736000 | 528561000 | 518356000 | 507957000 | 518204000 | 525162000 | 534093000 | 542251000 | 550527000 | 544121000 | 530963000 | 521180000 | 512201000 | 504347000 | 498983000 | 494842000 | 487180000 | 484843000 | 479394000 | 480216000 | 479428000 | 479852000 | 481804000
Industrial Sector Energy Related Emissions before CCS[crude oil if,energy pipelines and gas processing 352T353,VOC] | NoSettings | 0 | 26446.1 | 28074.3 | 28278.6 | 26511.3 | 24536.9 | 22841.3 | 22845.3 | 22763 | 22841.9 | 22400.9 | 21951.5 | 22394.3 | 22695 | 23080.9 | 23433.5 | 23791.1 | 23514.3 | 22945.7 | 22522.9 | 22134.9 | 21795.5 | 21563.7 | 21384.7 | 21053.6 | 20952.6 | 20717.1 | 20752.6 | 20718.6 | 20736.9 | 20821.3
Industrial Sector Energy Related Emissions before CCS[crude oil if,energy pipelines and gas processing 352T353,CO] | NoSettings | 0 | 231222 | 245457 | 247243 | 231792 | 214529 | 199705 | 199739 | 199020 | 199710 | 195854 | 191925 | 195797 | 198425 | 201800 | 204882 | 208009 | 205589 | 200617 | 196921 | 193528 | 190561 | 188534 | 186969 | 184074 | 183191 | 181132 | 181443 | 181145 | 181306 | 182043
Industrial Sector Energy Related Emissions before CCS[crude oil if,energy pipelines and gas processing 352T353,NOx] | NoSettings | 0 | 378953 | 402283 | 405211 | 379888 | 351595 | 327299 | 327356 | 326177 | 327307 | 320988 | 314548 | 320894 | 325203 | 330733 | 335785 | 340910 | 336943 | 328795 | 322737 | 317176 | 312313 | 308991 | 306427 | 301682 | 300235 | 296861 | 297370 | 296882 | 297145 | 298353
Industrial Sector Energy Related Emissions before CCS[crude oil if,energy pipelines and gas processing 352T353,PM10] | NoSettings | 0 | 36514.8 | 38762.8 | 39044.9 | 36604.8 | 33878.6 | 31537.6 | 31543 | 31429.4 | 31538.3 | 30929.4 | 30308.9 | 30920.4 | 31335.5 | 31868.4 | 32355.2 | 32849 | 32466.8 | 31681.6 | 31098 | 30562.1 | 30093.5 | 29773.5 | 29526.4 | 29069.2 | 28929.7 | 28604.6 | 28653.6 | 28606.7 | 28631.9 | 28748.4
Industrial Sector Energy Related Emissions before CCS[crude oil if,energy pipelines and gas processing 352T353,PM25] | NoSettings | 0 | 36514.8 | 38762.8 | 39044.9 | 36604.8 | 33878.6 | 31537.6 | 31543 | 31429.4 | 31538.3 | 30929.4 | 30308.9 | 30920.4 | 31335.5 | 31868.4 | 32355.2 | 32849 | 32466.8 | 31681.6 | 31098 | 30562.1 | 30093.5 | 29773.5 | 29526.4 | 29069.2 | 28929.7 | 28604.6 | 28653.6 | 28606.7 | 28631.9 | 28748.4
Industrial Sector Energy Related Emissions before CCS[crude oil if,energy pipelines and gas processing 352T353,SOx] | NoSettings | 0 | 2791.08 | 2962.92 | 2984.48 | 2797.97 | 2589.59 | 2410.64 | 2411.06 | 2402.38 | 2410.7 | 2364.16 | 2316.73 | 2363.47 | 2395.2 | 2435.93 | 2473.14 | 2510.88 | 2481.67 | 2421.65 | 2377.04 | 2336.08 | 2300.26 | 2275.8 | 2256.91 | 2221.97 | 2211.31 | 2186.45 | 2190.2 | 2186.61 | 2188.54 | 2197.45
Industrial Sector Energy Related Emissions before CCS[crude oil if,energy pipelines and gas processing 352T353,BC] | NoSettings | 0 | 6020.44 | 6391.09 | 6437.6 | 6035.28 | 5585.8 | 5199.81 | 5200.72 | 5181.98 | 5199.94 | 5099.54 | 4997.24 | 5098.05 | 5166.5 | 5254.36 | 5334.62 | 5416.04 | 5353.01 | 5223.57 | 5127.33 | 5038.99 | 4961.72 | 4908.95 | 4868.22 | 4792.83 | 4769.85 | 4716.24 | 4724.32 | 4716.58 | 4720.74 | 4739.95
Industrial Sector Energy Related Emissions before CCS[crude oil if,energy pipelines and gas processing 352T353,OC] | NoSettings | 0 | 15627.8 | 16589.9 | 16710.6 | 15666.3 | 14499.5 | 13497.6 | 13499.9 | 13451.3 | 13497.9 | 13237.3 | 12971.8 | 13233.5 | 13411.1 | 13639.2 | 13847.5 | 14058.9 | 13895.3 | 13559.3 | 13309.5 | 13080.1 | 12879.6 | 12742.6 | 12636.8 | 12441.2 | 12381.5 | 12242.3 | 12263.3 | 12243.2 | 12254 | 12303.9
Industrial Sector Energy Related Emissions before CCS[crude oil if,energy pipelines and gas processing 352T353,CH4] | NoSettings | 0 | 11533.4 | 12243.5 | 12332.6 | 11561.8 | 10700.8 | 9961.32 | 9963.06 | 9927.17 | 9961.57 | 9769.24 | 9573.26 | 9766.39 | 9897.52 | 10065.8 | 10219.6 | 10375.6 | 10254.8 | 10006.8 | 9822.47 | 9653.24 | 9505.22 | 9404.13 | 9326.09 | 9181.67 | 9137.63 | 9034.93 | 9050.43 | 9035.59 | 9043.57 | 9080.36
Industrial Sector Energy Related Emissions before CCS[crude oil if,energy pipelines and gas processing 352T353,N2O] | NoSettings | 0 | 1153.34 | 1224.35 | 1233.26 | 1156.18 | 1070.08 | 996.132 | 996.306 | 992.717 | 996.157 | 976.924 | 957.326 | 976.639 | 989.752 | 1006.58 | 1021.96 | 1037.56 | 1025.48 | 1000.68 | 982.247 | 965.324 | 950.522 | 940.413 | 932.609 | 918.167 | 913.763 | 903.493 | 905.043 | 903.559 | 904.357 | 908.036
Industrial Sector Energy Related Emissions before CCS[crude oil if,energy pipelines and gas processing 352T353,F gases] | NoSettings | 0 | 0 | 0 | 0 | 0 | 0 | 0 | 0 | 0 | 0 | 0 | 0 | 0 | 0 | 0 | 0 | 0 | 0 | 0 | 0 | 0 | 0 | 0 | 0 | 0 | 0 | 0 | 0 | 0 | 0 | 0
Industrial Sector Energy Related Emissions before CCS[crude oil if,water and waste 36T39,CO2] | NoSettings | 0 | 0 | 0 | 0 | 0 | 0 | 0 | 0 | 0 | 0 | 0 | 0 | 0 | 0 | 0 | 0 | 0 | 0 | 0 | 0 | 0 | 0 | 0 | 0 | 0 | 0 | 0 | 0 | 0 | 0 | 0
Industrial Sector Energy Related Emissions before CCS[crude oil if,water and waste 36T39,VOC] | NoSettings | 0 | 0 | 0 | 0 | 0 | 0 | 0 | 0 | 0 | 0 | 0 | 0 | 0 | 0 | 0 | 0 | 0 | 0 | 0 | 0 | 0 | 0 | 0 | 0 | 0 | 0 | 0 | 0 | 0 | 0 | 0
Industrial Sector Energy Related Emissions before CCS[crude oil if,water and waste 36T39,CO] | NoSettings | 0 | 0 | 0 | 0 | 0 | 0 | 0 | 0 | 0 | 0 | 0 | 0 | 0 | 0 | 0 | 0 | 0 | 0 | 0 | 0 | 0 | 0 | 0 | 0 | 0 | 0 | 0 | 0 | 0 | 0 | 0
Industrial Sector Energy Related Emissions before CCS[crude oil if,water and waste 36T39,NOx] | NoSettings | 0 | 0 | 0 | 0 | 0 | 0 | 0 | 0 | 0 | 0 | 0 | 0 | 0 | 0 | 0 | 0 | 0 | 0 | 0 | 0 | 0 | 0 | 0 | 0 | 0 | 0 | 0 | 0 | 0 | 0 | 0
Industrial Sector Energy Related Emissions before CCS[crude oil if,water and waste 36T39,PM10] | NoSettings | 0 | 0 | 0 | 0 | 0 | 0 | 0 | 0 | 0 | 0 | 0 | 0 | 0 | 0 | 0 | 0 | 0 | 0 | 0 | 0 | 0 | 0 | 0 | 0 | 0 | 0 | 0 | 0 | 0 | 0 | 0
Industrial Sector Energy Related Emissions before CCS[crude oil if,water and waste 36T39,PM25] | NoSettings | 0 | 0 | 0 | 0 | 0 | 0 | 0 | 0 | 0 | 0 | 0 | 0 | 0 | 0 | 0 | 0 | 0 | 0 | 0 | 0 | 0 | 0 | 0 | 0 | 0 | 0 | 0 | 0 | 0 | 0 | 0
Industrial Sector Energy Related Emissions before CCS[crude oil if,water and waste 36T39,SOx] | NoSettings | 0 | 0 | 0 | 0 | 0 | 0 | 0 | 0 | 0 | 0 | 0 | 0 | 0 | 0 | 0 | 0 | 0 | 0 | 0 | 0 | 0 | 0 | 0 | 0 | 0 | 0 | 0 | 0 | 0 | 0 | 0
Industrial Sector Energy Related Emissions before CCS[crude oil if,water and waste 36T39,BC] | NoSettings | 0 | 0 | 0 | 0 | 0 | 0 | 0 | 0 | 0 | 0 | 0 | 0 | 0 | 0 | 0 | 0 | 0 | 0 | 0 | 0 | 0 | 0 | 0 | 0 | 0 | 0 | 0 | 0 | 0 | 0 | 0
Industrial Sector Energy Related Emissions before CCS[crude oil if,water and waste 36T39,OC] | NoSettings | 0 | 0 | 0 | 0 | 0 | 0 | 0 | 0 | 0 | 0 | 0 | 0 | 0 | 0 | 0 | 0 | 0 | 0 | 0 | 0 | 0 | 0 | 0 | 0 | 0 | 0 | 0 | 0 | 0 | 0 | 0
Industrial Sector Energy Related Emissions before CCS[crude oil if,water and waste 36T39,CH4] | NoSettings | 0 | 0 | 0 | 0 | 0 | 0 | 0 | 0 | 0 | 0 | 0 | 0 | 0 | 0 | 0 | 0 | 0 | 0 | 0 | 0 | 0 | 0 | 0 | 0 | 0 | 0 | 0 | 0 | 0 | 0 | 0
Industrial Sector Energy Related Emissions before CCS[crude oil if,water and waste 36T39,N2O] | NoSettings | 0 | 0 | 0 | 0 | 0 | 0 | 0 | 0 | 0 | 0 | 0 | 0 | 0 | 0 | 0 | 0 | 0 | 0 | 0 | 0 | 0 | 0 | 0 | 0 | 0 | 0 | 0 | 0 | 0 | 0 | 0
Industrial Sector Energy Related Emissions before CCS[crude oil if,water and waste 36T39,F gases] | NoSettings | 0 | 0 | 0 | 0 | 0 | 0 | 0 | 0 | 0 | 0 | 0 | 0 | 0 | 0 | 0 | 0 | 0 | 0 | 0 | 0 | 0 | 0 | 0 | 0 | 0 | 0 | 0 | 0 | 0 | 0 | 0
Industrial Sector Energy Related Emissions before CCS[crude oil if,construction 41T43,CO2] | NoSettings | 0 | 0 | 0 | 0 | 0 | 0 | 0 | 0 | 0 | 0 | 0 | 0 | 0 | 0 | 0 | 0 | 0 | 0 | 0 | 0 | 0 | 0 | 0 | 0 | 0 | 0 | 0 | 0 | 0 | 0 | 0
Industrial Sector Energy Related Emissions before CCS[crude oil if,construction 41T43,VOC] | NoSettings | 0 | 0 | 0 | 0 | 0 | 0 | 0 | 0 | 0 | 0 | 0 | 0 | 0 | 0 | 0 | 0 | 0 | 0 | 0 | 0 | 0 | 0 | 0 | 0 | 0 | 0 | 0 | 0 | 0 | 0 | 0
Industrial Sector Energy Related Emissions before CCS[crude oil if,construction 41T43,CO] | NoSettings | 0 | 0 | 0 | 0 | 0 | 0 | 0 | 0 | 0 | 0 | 0 | 0 | 0 | 0 | 0 | 0 | 0 | 0 | 0 | 0 | 0 | 0 | 0 | 0 | 0 | 0 | 0 | 0 | 0 | 0 | 0
Industrial Sector Energy Related Emissions before CCS[crude oil if,construction 41T43,NOx] | NoSettings | 0 | 0 | 0 | 0 | 0 | 0 | 0 | 0 | 0 | 0 | 0 | 0 | 0 | 0 | 0 | 0 | 0 | 0 | 0 | 0 | 0 | 0 | 0 | 0 | 0 | 0 | 0 | 0 | 0 | 0 | 0
Industrial Sector Energy Related Emissions before CCS[crude oil if,construction 41T43,PM10] | NoSettings | 0 | 0 | 0 | 0 | 0 | 0 | 0 | 0 | 0 | 0 | 0 | 0 | 0 | 0 | 0 | 0 | 0 | 0 | 0 | 0 | 0 | 0 | 0 | 0 | 0 | 0 | 0 | 0 | 0 | 0 | 0
Industrial Sector Energy Related Emissions before CCS[crude oil if,construction 41T43,PM25] | NoSettings | 0 | 0 | 0 | 0 | 0 | 0 | 0 | 0 | 0 | 0 | 0 | 0 | 0 | 0 | 0 | 0 | 0 | 0 | 0 | 0 | 0 | 0 | 0 | 0 | 0 | 0 | 0 | 0 | 0 | 0 | 0
Industrial Sector Energy Related Emissions before CCS[crude oil if,construction 41T43,SOx] | NoSettings | 0 | 0 | 0 | 0 | 0 | 0 | 0 | 0 | 0 | 0 | 0 | 0 | 0 | 0 | 0 | 0 | 0 | 0 | 0 | 0 | 0 | 0 | 0 | 0 | 0 | 0 | 0 | 0 | 0 | 0 | 0
Industrial Sector Energy Related Emissions before CCS[crude oil if,construction 41T43,BC] | NoSettings | 0 | 0 | 0 | 0 | 0 | 0 | 0 | 0 | 0 | 0 | 0 | 0 | 0 | 0 | 0 | 0 | 0 | 0 | 0 | 0 | 0 | 0 | 0 | 0 | 0 | 0 | 0 | 0 | 0 | 0 | 0
Industrial Sector Energy Related Emissions before CCS[crude oil if,construction 41T43,OC] | NoSettings | 0 | 0 | 0 | 0 | 0 | 0 | 0 | 0 | 0 | 0 | 0 | 0 | 0 | 0 | 0 | 0 | 0 | 0 | 0 | 0 | 0 | 0 | 0 | 0 | 0 | 0 | 0 | 0 | 0 | 0 | 0
Industrial Sector Energy Related Emissions before CCS[crude oil if,construction 41T43,CH4] | NoSettings | 0 | 0 | 0 | 0 | 0 | 0 | 0 | 0 | 0 | 0 | 0 | 0 | 0 | 0 | 0 | 0 | 0 | 0 | 0 | 0 | 0 | 0 | 0 | 0 | 0 | 0 | 0 | 0 | 0 | 0 | 0
Industrial Sector Energy Related Emissions before CCS[crude oil if,construction 41T43,N2O] | NoSettings | 0 | 0 | 0 | 0 | 0 | 0 | 0 | 0 | 0 | 0 | 0 | 0 | 0 | 0 | 0 | 0 | 0 | 0 | 0 | 0 | 0 | 0 | 0 | 0 | 0 | 0 | 0 | 0 | 0 | 0 | 0
Industrial Sector Energy Related Emissions before CCS[crude oil if,construction 41T43,F gases] | NoSettings | 0 | 0 | 0 | 0 | 0 | 0 | 0 | 0 | 0 | 0 | 0 | 0 | 0 | 0 | 0 | 0 | 0 | 0 | 0 | 0 | 0 | 0 | 0 | 0 | 0 | 0 | 0 | 0 | 0 | 0 | 0
Industrial Sector Energy Related Emissions before CCS[heavy or residual fuel oil if,agriculture and forestry 01T03,CO2] | NoSettings | 0 | 0 | 0 | 0 | 0 | 0 | 0 | 0 | 0 | 0 | 0 | 0 | 0 | 0 | 0 | 0 | 0 | 0 | 0 | 0 | 0 | 0 | 0 | 0 | 0 | 0 | 0 | 0 | 0 | 0 | 0
Industrial Sector Energy Related Emissions before CCS[heavy or residual fuel oil if,agriculture and forestry 01T03,VOC] | NoSettings | 0 | 0 | 0 | 0 | 0 | 0 | 0 | 0 | 0 | 0 | 0 | 0 | 0 | 0 | 0 | 0 | 0 | 0 | 0 | 0 | 0 | 0 | 0 | 0 | 0 | 0 | 0 | 0 | 0 | 0 | 0
Industrial Sector Energy Related Emissions before CCS[heavy or residual fuel oil if,agriculture and forestry 01T03,CO] | NoSettings | 0 | 0 | 0 | 0 | 0 | 0 | 0 | 0 | 0 | 0 | 0 | 0 | 0 | 0 | 0 | 0 | 0 | 0 | 0 | 0 | 0 | 0 | 0 | 0 | 0 | 0 | 0 | 0 | 0 | 0 | 0
Industrial Sector Energy Related Emissions before CCS[heavy or residual fuel oil if,agriculture and forestry 01T03,NOx] | NoSettings | 0 | 0 | 0 | 0 | 0 | 0 | 0 | 0 | 0 | 0 | 0 | 0 | 0 | 0 | 0 | 0 | 0 | 0 | 0 | 0 | 0 | 0 | 0 | 0 | 0 | 0 | 0 | 0 | 0 | 0 | 0
Industrial Sector Energy Related Emissions before CCS[heavy or residual fuel oil if,agriculture and forestry 01T03,PM10] | NoSettings | 0 | 0 | 0 | 0 | 0 | 0 | 0 | 0 | 0 | 0 | 0 | 0 | 0 | 0 | 0 | 0 | 0 | 0 | 0 | 0 | 0 | 0 | 0 | 0 | 0 | 0 | 0 | 0 | 0 | 0 | 0
Industrial Sector Energy Related Emissions before CCS[heavy or residual fuel oil if,agriculture and forestry 01T03,PM25] | NoSettings | 0 | 0 | 0 | 0 | 0 | 0 | 0 | 0 | 0 | 0 | 0 | 0 | 0 | 0 | 0 | 0 | 0 | 0 | 0 | 0 | 0 | 0 | 0 | 0 | 0 | 0 | 0 | 0 | 0 | 0 | 0
Industrial Sector Energy Related Emissions before CCS[heavy or residual fuel oil if,agriculture and forestry 01T03,SOx] | NoSettings | 0 | 0 | 0 | 0 | 0 | 0 | 0 | 0 | 0 | 0 | 0 | 0 | 0 | 0 | 0 | 0 | 0 | 0 | 0 | 0 | 0 | 0 | 0 | 0 | 0 | 0 | 0 | 0 | 0 | 0 | 0
Industrial Sector Energy Related Emissions before CCS[heavy or residual fuel oil if,agriculture and forestry 01T03,BC] | NoSettings | 0 | 0 | 0 | 0 | 0 | 0 | 0 | 0 | 0 | 0 | 0 | 0 | 0 | 0 | 0 | 0 | 0 | 0 | 0 | 0 | 0 | 0 | 0 | 0 | 0 | 0 | 0 | 0 | 0 | 0 | 0
Industrial Sector Energy Related Emissions before CCS[heavy or residual fuel oil if,agriculture and forestry 01T03,OC] | NoSettings | 0 | 0 | 0 | 0 | 0 | 0 | 0 | 0 | 0 | 0 | 0 | 0 | 0 | 0 | 0 | 0 | 0 | 0 | 0 | 0 | 0 | 0 | 0 | 0 | 0 | 0 | 0 | 0 | 0 | 0 | 0
Industrial Sector Energy Related Emissions before CCS[heavy or residual fuel oil if,agriculture and forestry 01T03,CH4] | NoSettings | 0 | 0 | 0 | 0 | 0 | 0 | 0 | 0 | 0 | 0 | 0 | 0 | 0 | 0 | 0 | 0 | 0 | 0 | 0 | 0 | 0 | 0 | 0 | 0 | 0 | 0 | 0 | 0 | 0 | 0 | 0
Industrial Sector Energy Related Emissions before CCS[heavy or residual fuel oil if,agriculture and forestry 01T03,N2O] | NoSettings | 0 | 0 | 0 | 0 | 0 | 0 | 0 | 0 | 0 | 0 | 0 | 0 | 0 | 0 | 0 | 0 | 0 | 0 | 0 | 0 | 0 | 0 | 0 | 0 | 0 | 0 | 0 | 0 | 0 | 0 | 0
Industrial Sector Energy Related Emissions before CCS[heavy or residual fuel oil if,agriculture and forestry 01T03,F gases] | NoSettings | 0 | 0 | 0 | 0 | 0 | 0 | 0 | 0 | 0 | 0 | 0 | 0 | 0 | 0 | 0 | 0 | 0 | 0 | 0 | 0 | 0 | 0 | 0 | 0 | 0 | 0 | 0 | 0 | 0 | 0 | 0
Industrial Sector Energy Related Emissions before CCS[heavy or residual fuel oil if,coal mining 05,CO2] | NoSettings | 0 | 0 | 0 | 0 | 0 | 0 | 0 | 0 | 0 | 0 | 0 | 0 | 0 | 0 | 0 | 0 | 0 | 0 | 0 | 0 | 0 | 0 | 0 | 0 | 0 | 0 | 0 | 0 | 0 | 0 | 0
Industrial Sector Energy Related Emissions before CCS[heavy or residual fuel oil if,coal mining 05,VOC] | NoSettings | 0 | 0 | 0 | 0 | 0 | 0 | 0 | 0 | 0 | 0 | 0 | 0 | 0 | 0 | 0 | 0 | 0 | 0 | 0 | 0 | 0 | 0 | 0 | 0 | 0 | 0 | 0 | 0 | 0 | 0 | 0
Industrial Sector Energy Related Emissions before CCS[heavy or residual fuel oil if,coal mining 05,CO] | NoSettings | 0 | 0 | 0 | 0 | 0 | 0 | 0 | 0 | 0 | 0 | 0 | 0 | 0 | 0 | 0 | 0 | 0 | 0 | 0 | 0 | 0 | 0 | 0 | 0 | 0 | 0 | 0 | 0 | 0 | 0 | 0
Industrial Sector Energy Related Emissions before CCS[heavy or residual fuel oil if,coal mining 05,NOx] | NoSettings | 0 | 0 | 0 | 0 | 0 | 0 | 0 | 0 | 0 | 0 | 0 | 0 | 0 | 0 | 0 | 0 | 0 | 0 | 0 | 0 | 0 | 0 | 0 | 0 | 0 | 0 | 0 | 0 | 0 | 0 | 0
Industrial Sector Energy Related Emissions before CCS[heavy or residual fuel oil if,coal mining 05,PM10] | NoSettings | 0 | 0 | 0 | 0 | 0 | 0 | 0 | 0 | 0 | 0 | 0 | 0 | 0 | 0 | 0 | 0 | 0 | 0 | 0 | 0 | 0 | 0 | 0 | 0 | 0 | 0 | 0 | 0 | 0 | 0 | 0
Industrial Sector Energy Related Emissions before CCS[heavy or residual fuel oil if,coal mining 05,PM25] | NoSettings | 0 | 0 | 0 | 0 | 0 | 0 | 0 | 0 | 0 | 0 | 0 | 0 | 0 | 0 | 0 | 0 | 0 | 0 | 0 | 0 | 0 | 0 | 0 | 0 | 0 | 0 | 0 | 0 | 0 | 0 | 0
Industrial Sector Energy Related Emissions before CCS[heavy or residual fuel oil if,coal mining 05,SOx] | NoSettings | 0 | 0 | 0 | 0 | 0 | 0 | 0 | 0 | 0 | 0 | 0 | 0 | 0 | 0 | 0 | 0 | 0 | 0 | 0 | 0 | 0 | 0 | 0 | 0 | 0 | 0 | 0 | 0 | 0 | 0 | 0
Industrial Sector Energy Related Emissions before CCS[heavy or residual fuel oil if,coal mining 05,BC] | NoSettings | 0 | 0 | 0 | 0 | 0 | 0 | 0 | 0 | 0 | 0 | 0 | 0 | 0 | 0 | 0 | 0 | 0 | 0 | 0 | 0 | 0 | 0 | 0 | 0 | 0 | 0 | 0 | 0 | 0 | 0 | 0
Industrial Sector Energy Related Emissions before CCS[heavy or residual fuel oil if,coal mining 05,OC] | NoSettings | 0 | 0 | 0 | 0 | 0 | 0 | 0 | 0 | 0 | 0 | 0 | 0 | 0 | 0 | 0 | 0 | 0 | 0 | 0 | 0 | 0 | 0 | 0 | 0 | 0 | 0 | 0 | 0 | 0 | 0 | 0
Industrial Sector Energy Related Emissions before CCS[heavy or residual fuel oil if,coal mining 05,CH4] | NoSettings | 0 | 0 | 0 | 0 | 0 | 0 | 0 | 0 | 0 | 0 | 0 | 0 | 0 | 0 | 0 | 0 | 0 | 0 | 0 | 0 | 0 | 0 | 0 | 0 | 0 | 0 | 0 | 0 | 0 | 0 | 0
Industrial Sector Energy Related Emissions before CCS[heavy or residual fuel oil if,coal mining 05,N2O] | NoSettings | 0 | 0 | 0 | 0 | 0 | 0 | 0 | 0 | 0 | 0 | 0 | 0 | 0 | 0 | 0 | 0 | 0 | 0 | 0 | 0 | 0 | 0 | 0 | 0 | 0 | 0 | 0 | 0 | 0 | 0 | 0
Industrial Sector Energy Related Emissions before CCS[heavy or residual fuel oil if,coal mining 05,F gases] | NoSettings | 0 | 0 | 0 | 0 | 0 | 0 | 0 | 0 | 0 | 0 | 0 | 0 | 0 | 0 | 0 | 0 | 0 | 0 | 0 | 0 | 0 | 0 | 0 | 0 | 0 | 0 | 0 | 0 | 0 | 0 | 0
Industrial Sector Energy Related Emissions before CCS[heavy or residual fuel oil if,oil and gas extraction 06,CO2] | NoSettings | 0 | 0 | 0 | 0 | 0 | 0 | 0 | 0 | 0 | 0 | 0 | 0 | 0 | 0 | 0 | 0 | 0 | 0 | 0 | 0 | 0 | 0 | 0 | 0 | 0 | 0 | 0 | 0 | 0 | 0 | 0
Industrial Sector Energy Related Emissions before CCS[heavy or residual fuel oil if,oil and gas extraction 06,VOC] | NoSettings | 0 | 0 | 0 | 0 | 0 | 0 | 0 | 0 | 0 | 0 | 0 | 0 | 0 | 0 | 0 | 0 | 0 | 0 | 0 | 0 | 0 | 0 | 0 | 0 | 0 | 0 | 0 | 0 | 0 | 0 | 0
Industrial Sector Energy Related Emissions before CCS[heavy or residual fuel oil if,oil and gas extraction 06,CO] | NoSettings | 0 | 0 | 0 | 0 | 0 | 0 | 0 | 0 | 0 | 0 | 0 | 0 | 0 | 0 | 0 | 0 | 0 | 0 | 0 | 0 | 0 | 0 | 0 | 0 | 0 | 0 | 0 | 0 | 0 | 0 | 0
Industrial Sector Energy Related Emissions before CCS[heavy or residual fuel oil if,oil and gas extraction 06,NOx] | NoSettings | 0 | 0 | 0 | 0 | 0 | 0 | 0 | 0 | 0 | 0 | 0 | 0 | 0 | 0 | 0 | 0 | 0 | 0 | 0 | 0 | 0 | 0 | 0 | 0 | 0 | 0 | 0 | 0 | 0 | 0 | 0
Industrial Sector Energy Related Emissions before CCS[heavy or residual fuel oil if,oil and gas extraction 06,PM10] | NoSettings | 0 | 0 | 0 | 0 | 0 | 0 | 0 | 0 | 0 | 0 | 0 | 0 | 0 | 0 | 0 | 0 | 0 | 0 | 0 | 0 | 0 | 0 | 0 | 0 | 0 | 0 | 0 | 0 | 0 | 0 | 0
Industrial Sector Energy Related Emissions before CCS[heavy or residual fuel oil if,oil and gas extraction 06,PM25] | NoSettings | 0 | 0 | 0 | 0 | 0 | 0 | 0 | 0 | 0 | 0 | 0 | 0 | 0 | 0 | 0 | 0 | 0 | 0 | 0 | 0 | 0 | 0 | 0 | 0 | 0 | 0 | 0 | 0 | 0 | 0 | 0
Industrial Sector Energy Related Emissions before CCS[heavy or residual fuel oil if,oil and gas extraction 06,SOx] | NoSettings | 0 | 0 | 0 | 0 | 0 | 0 | 0 | 0 | 0 | 0 | 0 | 0 | 0 | 0 | 0 | 0 | 0 | 0 | 0 | 0 | 0 | 0 | 0 | 0 | 0 | 0 | 0 | 0 | 0 | 0 | 0
Industrial Sector Energy Related Emissions before CCS[heavy or residual fuel oil if,oil and gas extraction 06,BC] | NoSettings | 0 | 0 | 0 | 0 | 0 | 0 | 0 | 0 | 0 | 0 | 0 | 0 | 0 | 0 | 0 | 0 | 0 | 0 | 0 | 0 | 0 | 0 | 0 | 0 | 0 | 0 | 0 | 0 | 0 | 0 | 0
Industrial Sector Energy Related Emissions before CCS[heavy or residual fuel oil if,oil and gas extraction 06,OC] | NoSettings | 0 | 0 | 0 | 0 | 0 | 0 | 0 | 0 | 0 | 0 | 0 | 0 | 0 | 0 | 0 | 0 | 0 | 0 | 0 | 0 | 0 | 0 | 0 | 0 | 0 | 0 | 0 | 0 | 0 | 0 | 0
Industrial Sector Energy Related Emissions before CCS[heavy or residual fuel oil if,oil and gas extraction 06,CH4] | NoSettings | 0 | 0 | 0 | 0 | 0 | 0 | 0 | 0 | 0 | 0 | 0 | 0 | 0 | 0 | 0 | 0 | 0 | 0 | 0 | 0 | 0 | 0 | 0 | 0 | 0 | 0 | 0 | 0 | 0 | 0 | 0
Industrial Sector Energy Related Emissions before CCS[heavy or residual fuel oil if,oil and gas extraction 06,N2O] | NoSettings | 0 | 0 | 0 | 0 | 0 | 0 | 0 | 0 | 0 | 0 | 0 | 0 | 0 | 0 | 0 | 0 | 0 | 0 | 0 | 0 | 0 | 0 | 0 | 0 | 0 | 0 | 0 | 0 | 0 | 0 | 0
Industrial Sector Energy Related Emissions before CCS[heavy or residual fuel oil if,oil and gas extraction 06,F gases] | NoSettings | 0 | 0 | 0 | 0 | 0 | 0 | 0 | 0 | 0 | 0 | 0 | 0 | 0 | 0 | 0 | 0 | 0 | 0 | 0 | 0 | 0 | 0 | 0 | 0 | 0 | 0 | 0 | 0 | 0 | 0 | 0
Industrial Sector Energy Related Emissions before CCS[heavy or residual fuel oil if,other mining and quarrying 07T08,CO2] | NoSettings | 0 | 0 | 0 | 0 | 0 | 0 | 0 | 0 | 0 | 0 | 0 | 0 | 0 | 0 | 0 | 0 | 0 | 0 | 0 | 0 | 0 | 0 | 0 | 0 | 0 | 0 | 0 | 0 | 0 | 0 | 0
Industrial Sector Energy Related Emissions before CCS[heavy or residual fuel oil if,other mining and quarrying 07T08,VOC] | NoSettings | 0 | 0 | 0 | 0 | 0 | 0 | 0 | 0 | 0 | 0 | 0 | 0 | 0 | 0 | 0 | 0 | 0 | 0 | 0 | 0 | 0 | 0 | 0 | 0 | 0 | 0 | 0 | 0 | 0 | 0 | 0
Industrial Sector Energy Related Emissions before CCS[heavy or residual fuel oil if,other mining and quarrying 07T08,CO] | NoSettings | 0 | 0 | 0 | 0 | 0 | 0 | 0 | 0 | 0 | 0 | 0 | 0 | 0 | 0 | 0 | 0 | 0 | 0 | 0 | 0 | 0 | 0 | 0 | 0 | 0 | 0 | 0 | 0 | 0 | 0 | 0
Industrial Sector Energy Related Emissions before CCS[heavy or residual fuel oil if,other mining and quarrying 07T08,NOx] | NoSettings | 0 | 0 | 0 | 0 | 0 | 0 | 0 | 0 | 0 | 0 | 0 | 0 | 0 | 0 | 0 | 0 | 0 | 0 | 0 | 0 | 0 | 0 | 0 | 0 | 0 | 0 | 0 | 0 | 0 | 0 | 0
Industrial Sector Energy Related Emissions before CCS[heavy or residual fuel oil if,other mining and quarrying 07T08,PM10] | NoSettings | 0 | 0 | 0 | 0 | 0 | 0 | 0 | 0 | 0 | 0 | 0 | 0 | 0 | 0 | 0 | 0 | 0 | 0 | 0 | 0 | 0 | 0 | 0 | 0 | 0 | 0 | 0 | 0 | 0 | 0 | 0
Industrial Sector Energy Related Emissions before CCS[heavy or residual fuel oil if,other mining and quarrying 07T08,PM25] | NoSettings | 0 | 0 | 0 | 0 | 0 | 0 | 0 | 0 | 0 | 0 | 0 | 0 | 0 | 0 | 0 | 0 | 0 | 0 | 0 | 0 | 0 | 0 | 0 | 0 | 0 | 0 | 0 | 0 | 0 | 0 | 0
Industrial Sector Energy Related Emissions before CCS[heavy or residual fuel oil if,other mining and quarrying 07T08,SOx] | NoSettings | 0 | 0 | 0 | 0 | 0 | 0 | 0 | 0 | 0 | 0 | 0 | 0 | 0 | 0 | 0 | 0 | 0 | 0 | 0 | 0 | 0 | 0 | 0 | 0 | 0 | 0 | 0 | 0 | 0 | 0 | 0
Industrial Sector Energy Related Emissions before CCS[heavy or residual fuel oil if,other mining and quarrying 07T08,BC] | NoSettings | 0 | 0 | 0 | 0 | 0 | 0 | 0 | 0 | 0 | 0 | 0 | 0 | 0 | 0 | 0 | 0 | 0 | 0 | 0 | 0 | 0 | 0 | 0 | 0 | 0 | 0 | 0 | 0 | 0 | 0 | 0
Industrial Sector Energy Related Emissions before CCS[heavy or residual fuel oil if,other mining and quarrying 07T08,OC] | NoSettings | 0 | 0 | 0 | 0 | 0 | 0 | 0 | 0 | 0 | 0 | 0 | 0 | 0 | 0 | 0 | 0 | 0 | 0 | 0 | 0 | 0 | 0 | 0 | 0 | 0 | 0 | 0 | 0 | 0 | 0 | 0
Industrial Sector Energy Related Emissions before CCS[heavy or residual fuel oil if,other mining and quarrying 07T08,CH4] | NoSettings | 0 | 0 | 0 | 0 | 0 | 0 | 0 | 0 | 0 | 0 | 0 | 0 | 0 | 0 | 0 | 0 | 0 | 0 | 0 | 0 | 0 | 0 | 0 | 0 | 0 | 0 | 0 | 0 | 0 | 0 | 0
Industrial Sector Energy Related Emissions before CCS[heavy or residual fuel oil if,other mining and quarrying 07T08,N2O] | NoSettings | 0 | 0 | 0 | 0 | 0 | 0 | 0 | 0 | 0 | 0 | 0 | 0 | 0 | 0 | 0 | 0 | 0 | 0 | 0 | 0 | 0 | 0 | 0 | 0 | 0 | 0 | 0 | 0 | 0 | 0 | 0
Industrial Sector Energy Related Emissions before CCS[heavy or residual fuel oil if,other mining and quarrying 07T08,F gases] | NoSettings | 0 | 0 | 0 | 0 | 0 | 0 | 0 | 0 | 0 | 0 | 0 | 0 | 0 | 0 | 0 | 0 | 0 | 0 | 0 | 0 | 0 | 0 | 0 | 0 | 0 | 0 | 0 | 0 | 0 | 0 | 0
Industrial Sector Energy Related Emissions before CCS[heavy or residual fuel oil if,food beverage and tobacco 10T12,CO2] | NoSettings | 0 | 0 | 0 | 0 | 0 | 0 | 0 | 0 | 0 | 0 | 0 | 0 | 0 | 0 | 0 | 0 | 0 | 0 | 0 | 0 | 0 | 0 | 0 | 0 | 0 | 0 | 0 | 0 | 0 | 0 | 0
Industrial Sector Energy Related Emissions before CCS[heavy or residual fuel oil if,food beverage and tobacco 10T12,VOC] | NoSettings | 0 | 0 | 0 | 0 | 0 | 0 | 0 | 0 | 0 | 0 | 0 | 0 | 0 | 0 | 0 | 0 | 0 | 0 | 0 | 0 | 0 | 0 | 0 | 0 | 0 | 0 | 0 | 0 | 0 | 0 | 0
Industrial Sector Energy Related Emissions before CCS[heavy or residual fuel oil if,food beverage and tobacco 10T12,CO] | NoSettings | 0 | 0 | 0 | 0 | 0 | 0 | 0 | 0 | 0 | 0 | 0 | 0 | 0 | 0 | 0 | 0 | 0 | 0 | 0 | 0 | 0 | 0 | 0 | 0 | 0 | 0 | 0 | 0 | 0 | 0 | 0
Industrial Sector Energy Related Emissions before CCS[heavy or residual fuel oil if,food beverage and tobacco 10T12,NOx] | NoSettings | 0 | 0 | 0 | 0 | 0 | 0 | 0 | 0 | 0 | 0 | 0 | 0 | 0 | 0 | 0 | 0 | 0 | 0 | 0 | 0 | 0 | 0 | 0 | 0 | 0 | 0 | 0 | 0 | 0 | 0 | 0
Industrial Sector Energy Related Emissions before CCS[heavy or residual fuel oil if,food beverage and tobacco 10T12,PM10] | NoSettings | 0 | 0 | 0 | 0 | 0 | 0 | 0 | 0 | 0 | 0 | 0 | 0 | 0 | 0 | 0 | 0 | 0 | 0 | 0 | 0 | 0 | 0 | 0 | 0 | 0 | 0 | 0 | 0 | 0 | 0 | 0
Industrial Sector Energy Related Emissions before CCS[heavy or residual fuel oil if,food beverage and tobacco 10T12,PM25] | NoSettings | 0 | 0 | 0 | 0 | 0 | 0 | 0 | 0 | 0 | 0 | 0 | 0 | 0 | 0 | 0 | 0 | 0 | 0 | 0 | 0 | 0 | 0 | 0 | 0 | 0 | 0 | 0 | 0 | 0 | 0 | 0
Industrial Sector Energy Related Emissions before CCS[heavy or residual fuel oil if,food beverage and tobacco 10T12,SOx] | NoSettings | 0 | 0 | 0 | 0 | 0 | 0 | 0 | 0 | 0 | 0 | 0 | 0 | 0 | 0 | 0 | 0 | 0 | 0 | 0 | 0 | 0 | 0 | 0 | 0 | 0 | 0 | 0 | 0 | 0 | 0 | 0
Industrial Sector Energy Related Emissions before CCS[heavy or residual fuel oil if,food beverage and tobacco 10T12,BC] | NoSettings | 0 | 0 | 0 | 0 | 0 | 0 | 0 | 0 | 0 | 0 | 0 | 0 | 0 | 0 | 0 | 0 | 0 | 0 | 0 | 0 | 0 | 0 | 0 | 0 | 0 | 0 | 0 | 0 | 0 | 0 | 0
Industrial Sector Energy Related Emissions before CCS[heavy or residual fuel oil if,food beverage and tobacco 10T12,OC] | NoSettings | 0 | 0 | 0 | 0 | 0 | 0 | 0 | 0 | 0 | 0 | 0 | 0 | 0 | 0 | 0 | 0 | 0 | 0 | 0 | 0 | 0 | 0 | 0 | 0 | 0 | 0 | 0 | 0 | 0 | 0 | 0
Industrial Sector Energy Related Emissions before CCS[heavy or residual fuel oil if,food beverage and tobacco 10T12,CH4] | NoSettings | 0 | 0 | 0 | 0 | 0 | 0 | 0 | 0 | 0 | 0 | 0 | 0 | 0 | 0 | 0 | 0 | 0 | 0 | 0 | 0 | 0 | 0 | 0 | 0 | 0 | 0 | 0 | 0 | 0 | 0 | 0
Industrial Sector Energy Related Emissions before CCS[heavy or residual fuel oil if,food beverage and tobacco 10T12,N2O] | NoSettings | 0 | 0 | 0 | 0 | 0 | 0 | 0 | 0 | 0 | 0 | 0 | 0 | 0 | 0 | 0 | 0 | 0 | 0 | 0 | 0 | 0 | 0 | 0 | 0 | 0 | 0 | 0 | 0 | 0 | 0 | 0
Industrial Sector Energy Related Emissions before CCS[heavy or residual fuel oil if,food beverage and tobacco 10T12,F gases] | NoSettings | 0 | 0 | 0 | 0 | 0 | 0 | 0 | 0 | 0 | 0 | 0 | 0 | 0 | 0 | 0 | 0 | 0 | 0 | 0 | 0 | 0 | 0 | 0 | 0 | 0 | 0 | 0 | 0 | 0 | 0 | 0
Industrial Sector Energy Related Emissions before CCS[heavy or residual fuel oil if,textiles apparel and leather 13T15,CO2] | NoSettings | 0 | 0 | 0 | 0 | 0 | 0 | 0 | 0 | 0 | 0 | 0 | 0 | 0 | 0 | 0 | 0 | 0 | 0 | 0 | 0 | 0 | 0 | 0 | 0 | 0 | 0 | 0 | 0 | 0 | 0 | 0
Industrial Sector Energy Related Emissions before CCS[heavy or residual fuel oil if,textiles apparel and leather 13T15,VOC] | NoSettings | 0 | 0 | 0 | 0 | 0 | 0 | 0 | 0 | 0 | 0 | 0 | 0 | 0 | 0 | 0 | 0 | 0 | 0 | 0 | 0 | 0 | 0 | 0 | 0 | 0 | 0 | 0 | 0 | 0 | 0 | 0
Industrial Sector Energy Related Emissions before CCS[heavy or residual fuel oil if,textiles apparel and leather 13T15,CO] | NoSettings | 0 | 0 | 0 | 0 | 0 | 0 | 0 | 0 | 0 | 0 | 0 | 0 | 0 | 0 | 0 | 0 | 0 | 0 | 0 | 0 | 0 | 0 | 0 | 0 | 0 | 0 | 0 | 0 | 0 | 0 | 0
Industrial Sector Energy Related Emissions before CCS[heavy or residual fuel oil if,textiles apparel and leather 13T15,NOx] | NoSettings | 0 | 0 | 0 | 0 | 0 | 0 | 0 | 0 | 0 | 0 | 0 | 0 | 0 | 0 | 0 | 0 | 0 | 0 | 0 | 0 | 0 | 0 | 0 | 0 | 0 | 0 | 0 | 0 | 0 | 0 | 0
Industrial Sector Energy Related Emissions before CCS[heavy or residual fuel oil if,textiles apparel and leather 13T15,PM10] | NoSettings | 0 | 0 | 0 | 0 | 0 | 0 | 0 | 0 | 0 | 0 | 0 | 0 | 0 | 0 | 0 | 0 | 0 | 0 | 0 | 0 | 0 | 0 | 0 | 0 | 0 | 0 | 0 | 0 | 0 | 0 | 0
Industrial Sector Energy Related Emissions before CCS[heavy or residual fuel oil if,textiles apparel and leather 13T15,PM25] | NoSettings | 0 | 0 | 0 | 0 | 0 | 0 | 0 | 0 | 0 | 0 | 0 | 0 | 0 | 0 | 0 | 0 | 0 | 0 | 0 | 0 | 0 | 0 | 0 | 0 | 0 | 0 | 0 | 0 | 0 | 0 | 0
Industrial Sector Energy Related Emissions before CCS[heavy or residual fuel oil if,textiles apparel and leather 13T15,SOx] | NoSettings | 0 | 0 | 0 | 0 | 0 | 0 | 0 | 0 | 0 | 0 | 0 | 0 | 0 | 0 | 0 | 0 | 0 | 0 | 0 | 0 | 0 | 0 | 0 | 0 | 0 | 0 | 0 | 0 | 0 | 0 | 0
Industrial Sector Energy Related Emissions before CCS[heavy or residual fuel oil if,textiles apparel and leather 13T15,BC] | NoSettings | 0 | 0 | 0 | 0 | 0 | 0 | 0 | 0 | 0 | 0 | 0 | 0 | 0 | 0 | 0 | 0 | 0 | 0 | 0 | 0 | 0 | 0 | 0 | 0 | 0 | 0 | 0 | 0 | 0 | 0 | 0
Industrial Sector Energy Related Emissions before CCS[heavy or residual fuel oil if,textiles apparel and leather 13T15,OC] | NoSettings | 0 | 0 | 0 | 0 | 0 | 0 | 0 | 0 | 0 | 0 | 0 | 0 | 0 | 0 | 0 | 0 | 0 | 0 | 0 | 0 | 0 | 0 | 0 | 0 | 0 | 0 | 0 | 0 | 0 | 0 | 0
Industrial Sector Energy Related Emissions before CCS[heavy or residual fuel oil if,textiles apparel and leather 13T15,CH4] | NoSettings | 0 | 0 | 0 | 0 | 0 | 0 | 0 | 0 | 0 | 0 | 0 | 0 | 0 | 0 | 0 | 0 | 0 | 0 | 0 | 0 | 0 | 0 | 0 | 0 | 0 | 0 | 0 | 0 | 0 | 0 | 0
Industrial Sector Energy Related Emissions before CCS[heavy or residual fuel oil if,textiles apparel and leather 13T15,N2O] | NoSettings | 0 | 0 | 0 | 0 | 0 | 0 | 0 | 0 | 0 | 0 | 0 | 0 | 0 | 0 | 0 | 0 | 0 | 0 | 0 | 0 | 0 | 0 | 0 | 0 | 0 | 0 | 0 | 0 | 0 | 0 | 0
Industrial Sector Energy Related Emissions before CCS[heavy or residual fuel oil if,textiles apparel and leather 13T15,F gases] | NoSettings | 0 | 0 | 0 | 0 | 0 | 0 | 0 | 0 | 0 | 0 | 0 | 0 | 0 | 0 | 0 | 0 | 0 | 0 | 0 | 0 | 0 | 0 | 0 | 0 | 0 | 0 | 0 | 0 | 0 | 0 | 0
Industrial Sector Energy Related Emissions before CCS[heavy or residual fuel oil if,wood products 16,CO2] | NoSettings | 0 | 0 | 0 | 0 | 0 | 0 | 0 | 0 | 0 | 0 | 0 | 0 | 0 | 0 | 0 | 0 | 0 | 0 | 0 | 0 | 0 | 0 | 0 | 0 | 0 | 0 | 0 | 0 | 0 | 0 | 0
Industrial Sector Energy Related Emissions before CCS[heavy or residual fuel oil if,wood products 16,VOC] | NoSettings | 0 | 0 | 0 | 0 | 0 | 0 | 0 | 0 | 0 | 0 | 0 | 0 | 0 | 0 | 0 | 0 | 0 | 0 | 0 | 0 | 0 | 0 | 0 | 0 | 0 | 0 | 0 | 0 | 0 | 0 | 0
Industrial Sector Energy Related Emissions before CCS[heavy or residual fuel oil if,wood products 16,CO] | NoSettings | 0 | 0 | 0 | 0 | 0 | 0 | 0 | 0 | 0 | 0 | 0 | 0 | 0 | 0 | 0 | 0 | 0 | 0 | 0 | 0 | 0 | 0 | 0 | 0 | 0 | 0 | 0 | 0 | 0 | 0 | 0
Industrial Sector Energy Related Emissions before CCS[heavy or residual fuel oil if,wood products 16,NOx] | NoSettings | 0 | 0 | 0 | 0 | 0 | 0 | 0 | 0 | 0 | 0 | 0 | 0 | 0 | 0 | 0 | 0 | 0 | 0 | 0 | 0 | 0 | 0 | 0 | 0 | 0 | 0 | 0 | 0 | 0 | 0 | 0
Industrial Sector Energy Related Emissions before CCS[heavy or residual fuel oil if,wood products 16,PM10] | NoSettings | 0 | 0 | 0 | 0 | 0 | 0 | 0 | 0 | 0 | 0 | 0 | 0 | 0 | 0 | 0 | 0 | 0 | 0 | 0 | 0 | 0 | 0 | 0 | 0 | 0 | 0 | 0 | 0 | 0 | 0 | 0
Industrial Sector Energy Related Emissions before CCS[heavy or residual fuel oil if,wood products 16,PM25] | NoSettings | 0 | 0 | 0 | 0 | 0 | 0 | 0 | 0 | 0 | 0 | 0 | 0 | 0 | 0 | 0 | 0 | 0 | 0 | 0 | 0 | 0 | 0 | 0 | 0 | 0 | 0 | 0 | 0 | 0 | 0 | 0
Industrial Sector Energy Related Emissions before CCS[heavy or residual fuel oil if,wood products 16,SOx] | NoSettings | 0 | 0 | 0 | 0 | 0 | 0 | 0 | 0 | 0 | 0 | 0 | 0 | 0 | 0 | 0 | 0 | 0 | 0 | 0 | 0 | 0 | 0 | 0 | 0 | 0 | 0 | 0 | 0 | 0 | 0 | 0
Industrial Sector Energy Related Emissions before CCS[heavy or residual fuel oil if,wood products 16,BC] | NoSettings | 0 | 0 | 0 | 0 | 0 | 0 | 0 | 0 | 0 | 0 | 0 | 0 | 0 | 0 | 0 | 0 | 0 | 0 | 0 | 0 | 0 | 0 | 0 | 0 | 0 | 0 | 0 | 0 | 0 | 0 | 0
Industrial Sector Energy Related Emissions before CCS[heavy or residual fuel oil if,wood products 16,OC] | NoSettings | 0 | 0 | 0 | 0 | 0 | 0 | 0 | 0 | 0 | 0 | 0 | 0 | 0 | 0 | 0 | 0 | 0 | 0 | 0 | 0 | 0 | 0 | 0 | 0 | 0 | 0 | 0 | 0 | 0 | 0 | 0
Industrial Sector Energy Related Emissions before CCS[heavy or residual fuel oil if,wood products 16,CH4] | NoSettings | 0 | 0 | 0 | 0 | 0 | 0 | 0 | 0 | 0 | 0 | 0 | 0 | 0 | 0 | 0 | 0 | 0 | 0 | 0 | 0 | 0 | 0 | 0 | 0 | 0 | 0 | 0 | 0 | 0 | 0 | 0
Industrial Sector Energy Related Emissions before CCS[heavy or residual fuel oil if,wood products 16,N2O] | NoSettings | 0 | 0 | 0 | 0 | 0 | 0 | 0 | 0 | 0 | 0 | 0 | 0 | 0 | 0 | 0 | 0 | 0 | 0 | 0 | 0 | 0 | 0 | 0 | 0 | 0 | 0 | 0 | 0 | 0 | 0 | 0
Industrial Sector Energy Related Emissions before CCS[heavy or residual fuel oil if,wood products 16,F gases] | NoSettings | 0 | 0 | 0 | 0 | 0 | 0 | 0 | 0 | 0 | 0 | 0 | 0 | 0 | 0 | 0 | 0 | 0 | 0 | 0 | 0 | 0 | 0 | 0 | 0 | 0 | 0 | 0 | 0 | 0 | 0 | 0
Industrial Sector Energy Related Emissions before CCS[heavy or residual fuel oil if,pulp paper and printing 17T18,CO2] | NoSettings | 0 | 0 | 0 | 0 | 0 | 0 | 0 | 0 | 0 | 0 | 0 | 0 | 0 | 0 | 0 | 0 | 0 | 0 | 0 | 0 | 0 | 0 | 0 | 0 | 0 | 0 | 0 | 0 | 0 | 0 | 0
Industrial Sector Energy Related Emissions before CCS[heavy or residual fuel oil if,pulp paper and printing 17T18,VOC] | NoSettings | 0 | 0 | 0 | 0 | 0 | 0 | 0 | 0 | 0 | 0 | 0 | 0 | 0 | 0 | 0 | 0 | 0 | 0 | 0 | 0 | 0 | 0 | 0 | 0 | 0 | 0 | 0 | 0 | 0 | 0 | 0
Industrial Sector Energy Related Emissions before CCS[heavy or residual fuel oil if,pulp paper and printing 17T18,CO] | NoSettings | 0 | 0 | 0 | 0 | 0 | 0 | 0 | 0 | 0 | 0 | 0 | 0 | 0 | 0 | 0 | 0 | 0 | 0 | 0 | 0 | 0 | 0 | 0 | 0 | 0 | 0 | 0 | 0 | 0 | 0 | 0
Industrial Sector Energy Related Emissions before CCS[heavy or residual fuel oil if,pulp paper and printing 17T18,NOx] | NoSettings | 0 | 0 | 0 | 0 | 0 | 0 | 0 | 0 | 0 | 0 | 0 | 0 | 0 | 0 | 0 | 0 | 0 | 0 | 0 | 0 | 0 | 0 | 0 | 0 | 0 | 0 | 0 | 0 | 0 | 0 | 0
Industrial Sector Energy Related Emissions before CCS[heavy or residual fuel oil if,pulp paper and printing 17T18,PM10] | NoSettings | 0 | 0 | 0 | 0 | 0 | 0 | 0 | 0 | 0 | 0 | 0 | 0 | 0 | 0 | 0 | 0 | 0 | 0 | 0 | 0 | 0 | 0 | 0 | 0 | 0 | 0 | 0 | 0 | 0 | 0 | 0
Industrial Sector Energy Related Emissions before CCS[heavy or residual fuel oil if,pulp paper and printing 17T18,PM25] | NoSettings | 0 | 0 | 0 | 0 | 0 | 0 | 0 | 0 | 0 | 0 | 0 | 0 | 0 | 0 | 0 | 0 | 0 | 0 | 0 | 0 | 0 | 0 | 0 | 0 | 0 | 0 | 0 | 0 | 0 | 0 | 0
Industrial Sector Energy Related Emissions before CCS[heavy or residual fuel oil if,pulp paper and printing 17T18,SOx] | NoSettings | 0 | 0 | 0 | 0 | 0 | 0 | 0 | 0 | 0 | 0 | 0 | 0 | 0 | 0 | 0 | 0 | 0 | 0 | 0 | 0 | 0 | 0 | 0 | 0 | 0 | 0 | 0 | 0 | 0 | 0 | 0
Industrial Sector Energy Related Emissions before CCS[heavy or residual fuel oil if,pulp paper and printing 17T18,BC] | NoSettings | 0 | 0 | 0 | 0 | 0 | 0 | 0 | 0 | 0 | 0 | 0 | 0 | 0 | 0 | 0 | 0 | 0 | 0 | 0 | 0 | 0 | 0 | 0 | 0 | 0 | 0 | 0 | 0 | 0 | 0 | 0
Industrial Sector Energy Related Emissions before CCS[heavy or residual fuel oil if,pulp paper and printing 17T18,OC] | NoSettings | 0 | 0 | 0 | 0 | 0 | 0 | 0 | 0 | 0 | 0 | 0 | 0 | 0 | 0 | 0 | 0 | 0 | 0 | 0 | 0 | 0 | 0 | 0 | 0 | 0 | 0 | 0 | 0 | 0 | 0 | 0
Industrial Sector Energy Related Emissions before CCS[heavy or residual fuel oil if,pulp paper and printing 17T18,CH4] | NoSettings | 0 | 0 | 0 | 0 | 0 | 0 | 0 | 0 | 0 | 0 | 0 | 0 | 0 | 0 | 0 | 0 | 0 | 0 | 0 | 0 | 0 | 0 | 0 | 0 | 0 | 0 | 0 | 0 | 0 | 0 | 0
Industrial Sector Energy Related Emissions before CCS[heavy or residual fuel oil if,pulp paper and printing 17T18,N2O] | NoSettings | 0 | 0 | 0 | 0 | 0 | 0 | 0 | 0 | 0 | 0 | 0 | 0 | 0 | 0 | 0 | 0 | 0 | 0 | 0 | 0 | 0 | 0 | 0 | 0 | 0 | 0 | 0 | 0 | 0 | 0 | 0
Industrial Sector Energy Related Emissions before CCS[heavy or residual fuel oil if,pulp paper and printing 17T18,F gases] | NoSettings | 0 | 0 | 0 | 0 | 0 | 0 | 0 | 0 | 0 | 0 | 0 | 0 | 0 | 0 | 0 | 0 | 0 | 0 | 0 | 0 | 0 | 0 | 0 | 0 | 0 | 0 | 0 | 0 | 0 | 0 | 0
Industrial Sector Energy Related Emissions before CCS[heavy or residual fuel oil if,refined petroleum and coke 19,CO2] | NoSettings | 214643000000 | 230147000000 | 215915000000 | 220608000000 | 219219000000 | 217523000000 | 213232000000 | 212410000000 | 204366000000 | 200318000000 | 196330000000 | 193482000000 | 188838000000 | 188184000000 | 182627000000 | 179511000000 | 180600000000 | 176110000000 | 174206000000 | 174133000000 | 173960000000 | 171893000000 | 171136000000 | 170742000000 | 170586000000 | 169722000000 | 169349000000 | 168863000000 | 168375000000 | 167886000000 | 167400000000
Industrial Sector Energy Related Emissions before CCS[heavy or residual fuel oil if,refined petroleum and coke 19,VOC] | NoSettings | 2417950 | 2592600 | 2432280 | 2485150 | 2469500 | 2450390 | 2402060 | 2392790 | 2302180 | 2256580 | 2211650 | 2179580 | 2127260 | 2119880 | 2057290 | 2022190 | 2034450 | 1983880 | 1962430 | 1961600 | 1959660 | 1936370 | 1927850 | 1923410 | 1921650 | 1911920 | 1907710 | 1902230 | 1896740 | 1891240 | 1885750
Industrial Sector Energy Related Emissions before CCS[heavy or residual fuel oil if,refined petroleum and coke 19,CO] | NoSettings | 96249400 | 103201000 | 96819700 | 98924200 | 98301100 | 97540600 | 95616600 | 95247800 | 91640900 | 89825700 | 88037200 | 86760500 | 84677900 | 84384400 | 81892700 | 80495400 | 80983700 | 78970500 | 78116800 | 78083900 | 78006500 | 77079500 | 76740100 | 76563500 | 76493400 | 76106000 | 75938700 | 75720600 | 75501900 | 75282900 | 75064600
Industrial Sector Energy Related Emissions before CCS[heavy or residual fuel oil if,refined petroleum and coke 19,NOx] | NoSettings | 366323000 | 392782000 | 368493000 | 376503000 | 374131000 | 371237000 | 363914000 | 362511000 | 348783000 | 341874000 | 335067000 | 330208000 | 322282000 | 321165000 | 311681000 | 306364000 | 308222000 | 300560000 | 297311000 | 297185000 | 296891000 | 293363000 | 292071000 | 291399000 | 291132000 | 289658000 | 289021000 | 288191000 | 287358000 | 286525000 | 285694000
Industrial Sector Energy Related Emissions before CCS[heavy or residual fuel oil if,refined petroleum and coke 19,PM10] | NoSettings | 94451600 | 101274000 | 95011300 | 97076500 | 96465000 | 95718700 | 93830700 | 93468700 | 89929300 | 88147900 | 86392800 | 85140000 | 83096300 | 82808300 | 80363100 | 78992000 | 79471100 | 77495500 | 76657800 | 76625400 | 76549500 | 75639900 | 75306700 | 75133500 | 75064700 | 74684500 | 74520300 | 74306300 | 74091700 | 73876700 | 73662500
Industrial Sector Energy Related Emissions before CCS[heavy or residual fuel oil if,refined petroleum and coke 19,PM25] | NoSettings | 43220200 | 46342000 | 43476300 | 44421300 | 44141500 | 43800000 | 42936000 | 42770400 | 41150800 | 40335700 | 39532600 | 38959300 | 38024100 | 37892300 | 36773400 | 36146000 | 36365200 | 35461200 | 35077900 | 35063100 | 35028300 | 34612100 | 34459700 | 34380400 | 34348900 | 34174900 | 34099800 | 34001900 | 33903700 | 33805300 | 33707300
Industrial Sector Energy Related Emissions before CCS[heavy or residual fuel oil if,refined petroleum and coke 19,SOx] | NoSettings | 1826060000 | 1957960000 | 1836880000 | 1876810000 | 1864990000 | 1850560000 | 1814050000 | 1807060000 | 1738630000 | 1704190000 | 1670260000 | 1646040000 | 1606520000 | 1600960000 | 1553680000 | 1527170000 | 1536440000 | 1498240000 | 1482050000 | 1481420000 | 1479950000 | 1462370000 | 1455930000 | 1452580000 | 1451250000 | 1443900000 | 1440720000 | 1436590000 | 1432440000 | 1428280000 | 1424140000
Industrial Sector Energy Related Emissions before CCS[heavy or residual fuel oil if,refined petroleum and coke 19,BC] | NoSettings | 2740920 | 2938890 | 2757160 | 2817090 | 2799350 | 2777690 | 2722900 | 2712390 | 2609680 | 2557990 | 2507060 | 2470700 | 2411390 | 2403040 | 2332080 | 2292290 | 2306190 | 2248860 | 2224550 | 2223610 | 2221410 | 2195010 | 2185350 | 2180320 | 2178320 | 2167290 | 2162520 | 2156320 | 2150090 | 2143850 | 2137630
Industrial Sector Energy Related Emissions before CCS[heavy or residual fuel oil if,refined petroleum and coke 19,OC] | NoSettings | 1900640 | 2037920 | 1911900 | 1953460 | 1941150 | 1926130 | 1888140 | 1880860 | 1809630 | 1773790 | 1738470 | 1713260 | 1672130 | 1666340 | 1617130 | 1589540 | 1599180 | 1559430 | 1542570 | 1541920 | 1540390 | 1522090 | 1515390 | 1511900 | 1510520 | 1502870 | 1499560 | 1495260 | 1490940 | 1486610 | 1482300
Industrial Sector Energy Related Emissions before CCS[heavy or residual fuel oil if,refined petroleum and coke 19,CH4] | NoSettings | 8574300 | 9193620 | 8625110 | 8812590 | 8757080 | 8689320 | 8517930 | 8485070 | 8163760 | 8002050 | 7842730 | 7728990 | 7543460 | 7517320 | 7295340 | 7170870 | 7214370 | 7035030 | 6958980 | 6956040 | 6949150 | 6866570 | 6836330 | 6820600 | 6814360 | 6779850 | 6764940 | 6745510 | 6726030 | 6706510 | 6687070
Industrial Sector Energy Related Emissions before CCS[heavy or residual fuel oil if,refined petroleum and coke 19,N2O] | NoSettings | 1714860 | 1838720 | 1725020 | 1762520 | 1751420 | 1737860 | 1703590 | 1697010 | 1632750 | 1600410 | 1568550 | 1545800 | 1508690 | 1503460 | 1459070 | 1434170 | 1442870 | 1407010 | 1391800 | 1391210 | 1389830 | 1373310 | 1367270 | 1364120 | 1362870 | 1355970 | 1352990 | 1349100 | 1345210 | 1341300 | 1337410
Industrial Sector Energy Related Emissions before CCS[heavy or residual fuel oil if,refined petroleum and coke 19,F gases] | NoSettings | 0 | 0 | 0 | 0 | 0 | 0 | 0 | 0 | 0 | 0 | 0 | 0 | 0 | 0 | 0 | 0 | 0 | 0 | 0 | 0 | 0 | 0 | 0 | 0 | 0 | 0 | 0 | 0 | 0 | 0 | 0
Industrial Sector Energy Related Emissions before CCS[heavy or residual fuel oil if,chemicals 20,CO2] | NoSettings | 0 | 860819 | 1426400 | 1907600 | 2127400 | 2182900 | 2109260 | 2191250 | 3342090 | 3173180 | 2998010 | 2788230 | 2815620 | 2882990 | 2868530 | 2865020 | 2915690 | 2745940 | 2651420 | 2582830 | 2524940 | 2443400 | 2350670 | 2261810 | 2169110 | 2096380 | 1996740 | 1959030 | 1925440 | 1889010 | 1844700
Industrial Sector Energy Related Emissions before CCS[heavy or residual fuel oil if,chemicals 20,VOC] | NoSettings | 0 | 9.6971 | 16.0684 | 21.4891 | 23.9651 | 24.5903 | 23.7608 | 24.6844 | 37.6486 | 35.7458 | 33.7726 | 31.4093 | 31.7179 | 32.4768 | 32.314 | 32.2744 | 32.8452 | 30.9329 | 29.8682 | 29.0955 | 28.4434 | 27.5249 | 26.4803 | 25.4793 | 24.435 | 23.6157 | 22.4932 | 22.0684 | 21.6901 | 21.2797 | 20.7805
Industrial Sector Energy Related Emissions before CCS[heavy or residual fuel oil if,chemicals 20,CO] | NoSettings | 0 | 386.004 | 639.619 | 855.397 | 953.959 | 978.844 | 945.826 | 982.589 | 1498.65 | 1422.9 | 1344.36 | 1250.29 | 1262.57 | 1292.78 | 1286.29 | 1284.72 | 1307.44 | 1231.32 | 1188.94 | 1158.18 | 1132.22 | 1095.66 | 1054.08 | 1014.23 | 972.662 | 940.049 | 895.369 | 878.457 | 863.399 | 847.063 | 827.19
Industrial Sector Energy Related Emissions before CCS[heavy or residual fuel oil if,chemicals 20,NOx] | NoSettings | 0 | 1469.12 | 2434.37 | 3255.62 | 3630.75 | 3725.46 | 3599.79 | 3739.71 | 5703.81 | 5415.53 | 5116.59 | 4758.55 | 4805.3 | 4920.28 | 4895.6 | 4889.61 | 4976.09 | 4686.38 | 4525.07 | 4408.01 | 4309.21 | 4170.05 | 4011.8 | 3860.14 | 3701.93 | 3577.8 | 3407.75 | 3343.39 | 3286.08 | 3223.9 | 3148.26
Industrial Sector Energy Related Emissions before CCS[heavy or residual fuel oil if,chemicals 20,PM10] | NoSettings | 0 | 378.795 | 627.672 | 839.419 | 936.141 | 960.562 | 928.159 | 964.236 | 1470.65 | 1396.32 | 1319.25 | 1226.93 | 1238.99 | 1268.63 | 1262.27 | 1260.72 | 1283.02 | 1208.32 | 1166.73 | 1136.55 | 1111.08 | 1075.19 | 1034.39 | 995.289 | 954.494 | 922.491 | 878.645 | 862.05 | 847.273 | 831.242 | 811.74
Industrial Sector Energy Related Emissions before CCS[heavy or residual fuel oil if,chemicals 20,PM25] | NoSettings | 0 | 173.333 | 287.217 | 384.111 | 428.37 | 439.544 | 424.717 | 441.226 | 672.958 | 638.945 | 603.675 | 561.433 | 566.948 | 580.514 | 577.602 | 576.895 | 587.099 | 552.917 | 533.885 | 520.074 | 508.418 | 491.999 | 473.328 | 455.435 | 436.768 | 422.123 | 402.06 | 394.466 | 387.704 | 380.369 | 371.445
Industrial Sector Energy Related Emissions before CCS[heavy or residual fuel oil if,chemicals 20,SOx] | NoSettings | 0 | 7323.34 | 12135 | 16228.7 | 18098.7 | 18570.8 | 17944.4 | 18641.9 | 28432.6 | 26995.5 | 25505.4 | 23720.6 | 23953.7 | 24526.8 | 24403.8 | 24373.9 | 24805 | 23360.8 | 22556.7 | 21973.2 | 21480.7 | 20787 | 19998.2 | 19242.2 | 18453.5 | 17834.8 | 16987.1 | 16666.2 | 16380.6 | 16070.6 | 15693.6
Industrial Sector Energy Related Emissions before CCS[heavy or residual fuel oil if,chemicals 20,BC] | NoSettings | 0 | 10.9923 | 18.2146 | 24.3593 | 27.1661 | 27.8748 | 26.9345 | 27.9814 | 42.6773 | 40.5203 | 38.2836 | 35.6047 | 35.9545 | 36.8148 | 36.6301 | 36.5853 | 37.2323 | 35.0646 | 33.8577 | 32.9818 | 32.2426 | 31.2013 | 30.0173 | 28.8826 | 27.6987 | 26.77 | 25.4976 | 25.0161 | 24.5872 | 24.122 | 23.5561
Industrial Sector Energy Related Emissions before CCS[heavy or residual fuel oil if,chemicals 20,OC] | NoSettings | 0 | 7.6224 | 12.6306 | 16.8915 | 18.8378 | 19.3292 | 18.6772 | 19.4032 | 29.5938 | 28.098 | 26.547 | 24.6894 | 24.9319 | 25.5285 | 25.4004 | 25.3693 | 25.818 | 24.3149 | 23.478 | 22.8706 | 22.358 | 21.636 | 20.8149 | 20.028 | 19.2071 | 18.5632 | 17.6809 | 17.3469 | 17.0495 | 16.727 | 16.3345
Industrial Sector Energy Related Emissions before CCS[heavy or residual fuel oil if,chemicals 20,CH4] | NoSettings | 0 | 34.3869 | 56.98 | 76.2023 | 84.9827 | 87.1996 | 84.2581 | 87.5332 | 133.506 | 126.758 | 119.761 | 111.381 | 112.475 | 115.166 | 114.588 | 114.448 | 116.472 | 109.691 | 105.916 | 103.176 | 100.863 | 97.6059 | 93.9018 | 90.3521 | 86.6488 | 83.7435 | 79.7632 | 78.2567 | 76.9152 | 75.46 | 73.6896
Industrial Sector Energy Related Emissions before CCS[heavy or residual fuel oil if,chemicals 20,N2O] | NoSettings | 0 | 6.8774 | 11.396 | 15.2405 | 16.9965 | 17.4399 | 16.8516 | 17.5066 | 26.7011 | 25.3516 | 23.9522 | 22.2761 | 22.495 | 23.0332 | 22.9177 | 22.8896 | 23.2945 | 21.9382 | 21.1831 | 20.6351 | 20.1726 | 19.5212 | 18.7804 | 18.0704 | 17.3298 | 16.7487 | 15.9526 | 15.6513 | 15.383 | 15.092 | 14.7379
Industrial Sector Energy Related Emissions before CCS[heavy or residual fuel oil if,chemicals 20,F gases] | NoSettings | 0 | 0 | 0 | 0 | 0 | 0 | 0 | 0 | 0 | 0 | 0 | 0 | 0 | 0 | 0 | 0 | 0 | 0 | 0 | 0 | 0 | 0 | 0 | 0 | 0 | 0 | 0 | 0 | 0 | 0 | 0
Industrial Sector Energy Related Emissions before CCS[heavy or residual fuel oil if,rubber and plastic products 22,CO2] | NoSettings | 0 | 0 | 0 | 0 | 0 | 0 | 0 | 0 | 0 | 0 | 0 | 0 | 0 | 0 | 0 | 0 | 0 | 0 | 0 | 0 | 0 | 0 | 0 | 0 | 0 | 0 | 0 | 0 | 0 | 0 | 0
Industrial Sector Energy Related Emissions before CCS[heavy or residual fuel oil if,rubber and plastic products 22,VOC] | NoSettings | 0 | 0 | 0 | 0 | 0 | 0 | 0 | 0 | 0 | 0 | 0 | 0 | 0 | 0 | 0 | 0 | 0 | 0 | 0 | 0 | 0 | 0 | 0 | 0 | 0 | 0 | 0 | 0 | 0 | 0 | 0
Industrial Sector Energy Related Emissions before CCS[heavy or residual fuel oil if,rubber and plastic products 22,CO] | NoSettings | 0 | 0 | 0 | 0 | 0 | 0 | 0 | 0 | 0 | 0 | 0 | 0 | 0 | 0 | 0 | 0 | 0 | 0 | 0 | 0 | 0 | 0 | 0 | 0 | 0 | 0 | 0 | 0 | 0 | 0 | 0
Industrial Sector Energy Related Emissions before CCS[heavy or residual fuel oil if,rubber and plastic products 22,NOx] | NoSettings | 0 | 0 | 0 | 0 | 0 | 0 | 0 | 0 | 0 | 0 | 0 | 0 | 0 | 0 | 0 | 0 | 0 | 0 | 0 | 0 | 0 | 0 | 0 | 0 | 0 | 0 | 0 | 0 | 0 | 0 | 0
Industrial Sector Energy Related Emissions before CCS[heavy or residual fuel oil if,rubber and plastic products 22,PM10] | NoSettings | 0 | 0 | 0 | 0 | 0 | 0 | 0 | 0 | 0 | 0 | 0 | 0 | 0 | 0 | 0 | 0 | 0 | 0 | 0 | 0 | 0 | 0 | 0 | 0 | 0 | 0 | 0 | 0 | 0 | 0 | 0
Industrial Sector Energy Related Emissions before CCS[heavy or residual fuel oil if,rubber and plastic products 22,PM25] | NoSettings | 0 | 0 | 0 | 0 | 0 | 0 | 0 | 0 | 0 | 0 | 0 | 0 | 0 | 0 | 0 | 0 | 0 | 0 | 0 | 0 | 0 | 0 | 0 | 0 | 0 | 0 | 0 | 0 | 0 | 0 | 0
Industrial Sector Energy Related Emissions before CCS[heavy or residual fuel oil if,rubber and plastic products 22,SOx] | NoSettings | 0 | 0 | 0 | 0 | 0 | 0 | 0 | 0 | 0 | 0 | 0 | 0 | 0 | 0 | 0 | 0 | 0 | 0 | 0 | 0 | 0 | 0 | 0 | 0 | 0 | 0 | 0 | 0 | 0 | 0 | 0
Industrial Sector Energy Related Emissions before CCS[heavy or residual fuel oil if,rubber and plastic products 22,BC] | NoSettings | 0 | 0 | 0 | 0 | 0 | 0 | 0 | 0 | 0 | 0 | 0 | 0 | 0 | 0 | 0 | 0 | 0 | 0 | 0 | 0 | 0 | 0 | 0 | 0 | 0 | 0 | 0 | 0 | 0 | 0 | 0
Industrial Sector Energy Related Emissions before CCS[heavy or residual fuel oil if,rubber and plastic products 22,OC] | NoSettings | 0 | 0 | 0 | 0 | 0 | 0 | 0 | 0 | 0 | 0 | 0 | 0 | 0 | 0 | 0 | 0 | 0 | 0 | 0 | 0 | 0 | 0 | 0 | 0 | 0 | 0 | 0 | 0 | 0 | 0 | 0
Industrial Sector Energy Related Emissions before CCS[heavy or residual fuel oil if,rubber and plastic products 22,CH4] | NoSettings | 0 | 0 | 0 | 0 | 0 | 0 | 0 | 0 | 0 | 0 | 0 | 0 | 0 | 0 | 0 | 0 | 0 | 0 | 0 | 0 | 0 | 0 | 0 | 0 | 0 | 0 | 0 | 0 | 0 | 0 | 0
Industrial Sector Energy Related Emissions before CCS[heavy or residual fuel oil if,rubber and plastic products 22,N2O] | NoSettings | 0 | 0 | 0 | 0 | 0 | 0 | 0 | 0 | 0 | 0 | 0 | 0 | 0 | 0 | 0 | 0 | 0 | 0 | 0 | 0 | 0 | 0 | 0 | 0 | 0 | 0 | 0 | 0 | 0 | 0 | 0
Industrial Sector Energy Related Emissions before CCS[heavy or residual fuel oil if,rubber and plastic products 22,F gases] | NoSettings | 0 | 0 | 0 | 0 | 0 | 0 | 0 | 0 | 0 | 0 | 0 | 0 | 0 | 0 | 0 | 0 | 0 | 0 | 0 | 0 | 0 | 0 | 0 | 0 | 0 | 0 | 0 | 0 | 0 | 0 | 0
Industrial Sector Energy Related Emissions before CCS[heavy or residual fuel oil if,glass and glass products 231,CO2] | NoSettings | 0 | 0 | 0 | 0 | 0 | 0 | 0 | 0 | 0 | 0 | 0 | 0 | 0 | 0 | 0 | 0 | 0 | 0 | 0 | 0 | 0 | 0 | 0 | 0 | 0 | 0 | 0 | 0 | 0 | 0 | 0
Industrial Sector Energy Related Emissions before CCS[heavy or residual fuel oil if,glass and glass products 231,VOC] | NoSettings | 0 | 0 | 0 | 0 | 0 | 0 | 0 | 0 | 0 | 0 | 0 | 0 | 0 | 0 | 0 | 0 | 0 | 0 | 0 | 0 | 0 | 0 | 0 | 0 | 0 | 0 | 0 | 0 | 0 | 0 | 0
Industrial Sector Energy Related Emissions before CCS[heavy or residual fuel oil if,glass and glass products 231,CO] | NoSettings | 0 | 0 | 0 | 0 | 0 | 0 | 0 | 0 | 0 | 0 | 0 | 0 | 0 | 0 | 0 | 0 | 0 | 0 | 0 | 0 | 0 | 0 | 0 | 0 | 0 | 0 | 0 | 0 | 0 | 0 | 0
Industrial Sector Energy Related Emissions before CCS[heavy or residual fuel oil if,glass and glass products 231,NOx] | NoSettings | 0 | 0 | 0 | 0 | 0 | 0 | 0 | 0 | 0 | 0 | 0 | 0 | 0 | 0 | 0 | 0 | 0 | 0 | 0 | 0 | 0 | 0 | 0 | 0 | 0 | 0 | 0 | 0 | 0 | 0 | 0
Industrial Sector Energy Related Emissions before CCS[heavy or residual fuel oil if,glass and glass products 231,PM10] | NoSettings | 0 | 0 | 0 | 0 | 0 | 0 | 0 | 0 | 0 | 0 | 0 | 0 | 0 | 0 | 0 | 0 | 0 | 0 | 0 | 0 | 0 | 0 | 0 | 0 | 0 | 0 | 0 | 0 | 0 | 0 | 0
Industrial Sector Energy Related Emissions before CCS[heavy or residual fuel oil if,glass and glass products 231,PM25] | NoSettings | 0 | 0 | 0 | 0 | 0 | 0 | 0 | 0 | 0 | 0 | 0 | 0 | 0 | 0 | 0 | 0 | 0 | 0 | 0 | 0 | 0 | 0 | 0 | 0 | 0 | 0 | 0 | 0 | 0 | 0 | 0
Industrial Sector Energy Related Emissions before CCS[heavy or residual fuel oil if,glass and glass products 231,SOx] | NoSettings | 0 | 0 | 0 | 0 | 0 | 0 | 0 | 0 | 0 | 0 | 0 | 0 | 0 | 0 | 0 | 0 | 0 | 0 | 0 | 0 | 0 | 0 | 0 | 0 | 0 | 0 | 0 | 0 | 0 | 0 | 0
Industrial Sector Energy Related Emissions before CCS[heavy or residual fuel oil if,glass and glass products 231,BC] | NoSettings | 0 | 0 | 0 | 0 | 0 | 0 | 0 | 0 | 0 | 0 | 0 | 0 | 0 | 0 | 0 | 0 | 0 | 0 | 0 | 0 | 0 | 0 | 0 | 0 | 0 | 0 | 0 | 0 | 0 | 0 | 0
Industrial Sector Energy Related Emissions before CCS[heavy or residual fuel oil if,glass and glass products 231,OC] | NoSettings | 0 | 0 | 0 | 0 | 0 | 0 | 0 | 0 | 0 | 0 | 0 | 0 | 0 | 0 | 0 | 0 | 0 | 0 | 0 | 0 | 0 | 0 | 0 | 0 | 0 | 0 | 0 | 0 | 0 | 0 | 0
Industrial Sector Energy Related Emissions before CCS[heavy or residual fuel oil if,glass and glass products 231,CH4] | NoSettings | 0 | 0 | 0 | 0 | 0 | 0 | 0 | 0 | 0 | 0 | 0 | 0 | 0 | 0 | 0 | 0 | 0 | 0 | 0 | 0 | 0 | 0 | 0 | 0 | 0 | 0 | 0 | 0 | 0 | 0 | 0
Industrial Sector Energy Related Emissions before CCS[heavy or residual fuel oil if,glass and glass products 231,N2O] | NoSettings | 0 | 0 | 0 | 0 | 0 | 0 | 0 | 0 | 0 | 0 | 0 | 0 | 0 | 0 | 0 | 0 | 0 | 0 | 0 | 0 | 0 | 0 | 0 | 0 | 0 | 0 | 0 | 0 | 0 | 0 | 0
Industrial Sector Energy Related Emissions before CCS[heavy or residual fuel oil if,glass and glass products 231,F gases] | NoSettings | 0 | 0 | 0 | 0 | 0 | 0 | 0 | 0 | 0 | 0 | 0 | 0 | 0 | 0 | 0 | 0 | 0 | 0 | 0 | 0 | 0 | 0 | 0 | 0 | 0 | 0 | 0 | 0 | 0 | 0 | 0
Industrial Sector Energy Related Emissions before CCS[heavy or residual fuel oil if,cement and other nonmetallic minerals 239,CO2] | NoSettings | 0 | 0 | 4332020 | 8853620 | 12458900 | 15476300 | 17811900 | 20693200 | 28175200 | 57152800 | 83306300 | 106984000 | 130349000 | 154533000 | 173434000 | 193278000 | 215560000 | 207250000 | 202046000 | 198872000 | 196133000 | 191408000 | 187665000 | 183965000 | 180299000 | 178160000 | 174610000 | 172273000 | 169961000 | 167661000 | 165395000
Industrial Sector Energy Related Emissions before CCS[heavy or residual fuel oil if,cement and other nonmetallic minerals 239,VOC] | NoSettings | 0 | 0 | 48.8001 | 99.7358 | 140.349 | 174.34 | 200.651 | 233.109 | 317.393 | 643.825 | 938.443 | 1205.17 | 1468.38 | 1740.81 | 1953.73 | 2177.28 | 2428.28 | 2334.66 | 2276.05 | 2240.29 | 2209.44 | 2156.21 | 2114.05 | 2072.36 | 2031.07 | 2006.97 | 1966.98 | 1940.65 | 1914.61 | 1888.69 | 1863.18
Industrial Sector Energy Related Emissions before CCS[heavy or residual fuel oil if,cement and other nonmetallic minerals 239,CO] | NoSettings | 0 | 0 | 1942.54 | 3970.1 | 5586.76 | 6939.8 | 7987.13 | 9279.16 | 12634.2 | 25628.2 | 37355.8 | 47973.3 | 58450.6 | 69295 | 77770.7 | 86669 | 96660.6 | 92933.9 | 90600.8 | 89177.3 | 87949.2 | 85830.4 | 84152.1 | 82492.6 | 80849 | 79889.8 | 78297.8 | 77250 | 76213.2 | 75181.6 | 74165.8
Industrial Sector Energy Related Emissions before CCS[heavy or residual fuel oil if,cement and other nonmetallic minerals 239,NOx] | NoSettings | 0 | 0 | 7393.27 | 15110.1 | 21263.1 | 26412.7 | 30398.8 | 35316.3 | 48085.4 | 97540.2 | 142175 | 182585 | 222462 | 263735 | 295993 | 329860 | 367888 | 353704 | 344824 | 339406 | 334733 | 326668 | 320281 | 313965 | 307709 | 304058 | 298000 | 294011 | 290065 | 286139 | 282273
Industrial Sector Energy Related Emissions before CCS[heavy or residual fuel oil if,cement and other nonmetallic minerals 239,PM10] | NoSettings | 0 | 0 | 1906.26 | 3895.95 | 5482.42 | 6810.18 | 7837.95 | 9105.85 | 12398.2 | 25149.5 | 36658.1 | 47077.2 | 57358.9 | 68000.7 | 76318.1 | 85050.2 | 94855.1 | 91198.1 | 88908.5 | 87511.6 | 86306.5 | 84227.3 | 82580.3 | 80951.8 | 79338.9 | 78397.6 | 76835.4 | 75807.1 | 74789.7 | 73777.3 | 72780.6
Industrial Sector Energy Related Emissions before CCS[heavy or residual fuel oil if,cement and other nonmetallic minerals 239,PM25] | NoSettings | 0 | 0 | 872.288 | 1782.75 | 2508.7 | 3116.27 | 3586.57 | 4166.75 | 5673.31 | 11508.2 | 16774.4 | 21542.1 | 26246.9 | 31116.5 | 34922.4 | 38918.2 | 43404.8 | 41731.4 | 40683.7 | 40044.5 | 39493.1 | 38541.6 | 37788 | 37042.8 | 36304.7 | 35874 | 35159.2 | 34688.6 | 34223.1 | 33759.8 | 33303.7
Industrial Sector Energy Related Emissions before CCS[heavy or residual fuel oil if,cement and other nonmetallic minerals 239,SOx] | NoSettings | 0 | 0 | 36854.3 | 75321.4 | 105993 | 131663 | 151533 | 176046 | 239698 | 486222 | 708721 | 910157 | 1108940 | 1314680 | 1475480 | 1644300 | 1833860 | 1763160 | 1718890 | 1691890 | 1668590 | 1628390 | 1596550 | 1565060 | 1533880 | 1515680 | 1485480 | 1465600 | 1445930 | 1426360 | 1407090
Industrial Sector Energy Related Emissions before CCS[heavy or residual fuel oil if,cement and other nonmetallic minerals 239,BC] | NoSettings | 0 | 0 | 55.3183 | 113.058 | 159.096 | 197.626 | 227.452 | 264.245 | 359.787 | 729.82 | 1063.79 | 1366.15 | 1664.51 | 1973.33 | 2214.69 | 2468.1 | 2752.63 | 2646.5 | 2580.06 | 2539.52 | 2504.55 | 2444.22 | 2396.42 | 2349.16 | 2302.36 | 2275.04 | 2229.71 | 2199.87 | 2170.34 | 2140.97 | 2112.04
Industrial Sector Energy Related Emissions before CCS[heavy or residual fuel oil if,cement and other nonmetallic minerals 239,OC] | NoSettings | 0 | 0 | 38.3594 | 78.3976 | 110.322 | 137.04 | 157.722 | 183.236 | 249.487 | 506.08 | 737.665 | 947.328 | 1154.22 | 1368.37 | 1535.74 | 1711.45 | 1908.76 | 1835.17 | 1789.09 | 1760.98 | 1736.73 | 1694.89 | 1661.75 | 1628.98 | 1596.52 | 1577.58 | 1546.15 | 1525.46 | 1504.98 | 1484.61 | 1464.55
Industrial Sector Energy Related Emissions before CCS[heavy or residual fuel oil if,cement and other nonmetallic minerals 239,CH4] | NoSettings | 0 | 0 | 173.05 | 353.673 | 497.693 | 618.227 | 711.527 | 826.627 | 1125.51 | 2283.07 | 3327.81 | 4273.66 | 5207.03 | 6173.09 | 6928.14 | 7720.84 | 8610.93 | 8278.95 | 8071.1 | 7944.29 | 7834.89 | 7646.14 | 7496.62 | 7348.79 | 7202.37 | 7116.92 | 6975.1 | 6881.75 | 6789.39 | 6697.49 | 6607.01
Industrial Sector Energy Related Emissions before CCS[heavy or residual fuel oil if,cement and other nonmetallic minerals 239,N2O] | NoSettings | 0 | 0 | 34.61 | 70.7346 | 99.5385 | 123.645 | 142.305 | 165.325 | 225.101 | 456.613 | 665.563 | 854.732 | 1041.41 | 1234.62 | 1385.63 | 1544.17 | 1722.19 | 1655.79 | 1614.22 | 1588.86 | 1566.98 | 1529.23 | 1499.32 | 1469.76 | 1440.47 | 1423.38 | 1395.02 | 1376.35 | 1357.88 | 1339.5 | 1321.4
Industrial Sector Energy Related Emissions before CCS[heavy or residual fuel oil if,cement and other nonmetallic minerals 239,F gases] | NoSettings | 0 | 0 | 0 | 0 | 0 | 0 | 0 | 0 | 0 | 0 | 0 | 0 | 0 | 0 | 0 | 0 | 0 | 0 | 0 | 0 | 0 | 0 | 0 | 0 | 0 | 0 | 0 | 0 | 0 | 0 | 0
Industrial Sector Energy Related Emissions before CCS[heavy or residual fuel oil if,iron and steel 241,CO2] | NoSettings | 0 | 0 | 0 | 0 | 0 | 0 | 0 | 0 | 0 | 0 | 0 | 0 | 0 | 0 | 0 | 0 | 0 | 0 | 0 | 0 | 0 | 0 | 0 | 0 | 0 | 0 | 0 | 0 | 0 | 0 | 0
Industrial Sector Energy Related Emissions before CCS[heavy or residual fuel oil if,iron and steel 241,VOC] | NoSettings | 0 | 0 | 0 | 0 | 0 | 0 | 0 | 0 | 0 | 0 | 0 | 0 | 0 | 0 | 0 | 0 | 0 | 0 | 0 | 0 | 0 | 0 | 0 | 0 | 0 | 0 | 0 | 0 | 0 | 0 | 0
Industrial Sector Energy Related Emissions before CCS[heavy or residual fuel oil if,iron and steel 241,CO] | NoSettings | 0 | 0 | 0 | 0 | 0 | 0 | 0 | 0 | 0 | 0 | 0 | 0 | 0 | 0 | 0 | 0 | 0 | 0 | 0 | 0 | 0 | 0 | 0 | 0 | 0 | 0 | 0 | 0 | 0 | 0 | 0
Industrial Sector Energy Related Emissions before CCS[heavy or residual fuel oil if,iron and steel 241,NOx] | NoSettings | 0 | 0 | 0 | 0 | 0 | 0 | 0 | 0 | 0 | 0 | 0 | 0 | 0 | 0 | 0 | 0 | 0 | 0 | 0 | 0 | 0 | 0 | 0 | 0 | 0 | 0 | 0 | 0 | 0 | 0 | 0
Industrial Sector Energy Related Emissions before CCS[heavy or residual fuel oil if,iron and steel 241,PM10] | NoSettings | 0 | 0 | 0 | 0 | 0 | 0 | 0 | 0 | 0 | 0 | 0 | 0 | 0 | 0 | 0 | 0 | 0 | 0 | 0 | 0 | 0 | 0 | 0 | 0 | 0 | 0 | 0 | 0 | 0 | 0 | 0
Industrial Sector Energy Related Emissions before CCS[heavy or residual fuel oil if,iron and steel 241,PM25] | NoSettings | 0 | 0 | 0 | 0 | 0 | 0 | 0 | 0 | 0 | 0 | 0 | 0 | 0 | 0 | 0 | 0 | 0 | 0 | 0 | 0 | 0 | 0 | 0 | 0 | 0 | 0 | 0 | 0 | 0 | 0 | 0
Industrial Sector Energy Related Emissions before CCS[heavy or residual fuel oil if,iron and steel 241,SOx] | NoSettings | 0 | 0 | 0 | 0 | 0 | 0 | 0 | 0 | 0 | 0 | 0 | 0 | 0 | 0 | 0 | 0 | 0 | 0 | 0 | 0 | 0 | 0 | 0 | 0 | 0 | 0 | 0 | 0 | 0 | 0 | 0
Industrial Sector Energy Related Emissions before CCS[heavy or residual fuel oil if,iron and steel 241,BC] | NoSettings | 0 | 0 | 0 | 0 | 0 | 0 | 0 | 0 | 0 | 0 | 0 | 0 | 0 | 0 | 0 | 0 | 0 | 0 | 0 | 0 | 0 | 0 | 0 | 0 | 0 | 0 | 0 | 0 | 0 | 0 | 0
Industrial Sector Energy Related Emissions before CCS[heavy or residual fuel oil if,iron and steel 241,OC] | NoSettings | 0 | 0 | 0 | 0 | 0 | 0 | 0 | 0 | 0 | 0 | 0 | 0 | 0 | 0 | 0 | 0 | 0 | 0 | 0 | 0 | 0 | 0 | 0 | 0 | 0 | 0 | 0 | 0 | 0 | 0 | 0
Industrial Sector Energy Related Emissions before CCS[heavy or residual fuel oil if,iron and steel 241,CH4] | NoSettings | 0 | 0 | 0 | 0 | 0 | 0 | 0 | 0 | 0 | 0 | 0 | 0 | 0 | 0 | 0 | 0 | 0 | 0 | 0 | 0 | 0 | 0 | 0 | 0 | 0 | 0 | 0 | 0 | 0 | 0 | 0
Industrial Sector Energy Related Emissions before CCS[heavy or residual fuel oil if,iron and steel 241,N2O] | NoSettings | 0 | 0 | 0 | 0 | 0 | 0 | 0 | 0 | 0 | 0 | 0 | 0 | 0 | 0 | 0 | 0 | 0 | 0 | 0 | 0 | 0 | 0 | 0 | 0 | 0 | 0 | 0 | 0 | 0 | 0 | 0
Industrial Sector Energy Related Emissions before CCS[heavy or residual fuel oil if,iron and steel 241,F gases] | NoSettings | 0 | 0 | 0 | 0 | 0 | 0 | 0 | 0 | 0 | 0 | 0 | 0 | 0 | 0 | 0 | 0 | 0 | 0 | 0 | 0 | 0 | 0 | 0 | 0 | 0 | 0 | 0 | 0 | 0 | 0 | 0
Industrial Sector Energy Related Emissions before CCS[heavy or residual fuel oil if,other metals 242,CO2] | NoSettings | 0 | 0 | 0 | 0 | 0 | 0 | 0 | 0 | 0 | 0 | 0 | 0 | 0 | 0 | 0 | 0 | 0 | 0 | 0 | 0 | 0 | 0 | 0 | 0 | 0 | 0 | 0 | 0 | 0 | 0 | 0
Industrial Sector Energy Related Emissions before CCS[heavy or residual fuel oil if,other metals 242,VOC] | NoSettings | 0 | 0 | 0 | 0 | 0 | 0 | 0 | 0 | 0 | 0 | 0 | 0 | 0 | 0 | 0 | 0 | 0 | 0 | 0 | 0 | 0 | 0 | 0 | 0 | 0 | 0 | 0 | 0 | 0 | 0 | 0
Industrial Sector Energy Related Emissions before CCS[heavy or residual fuel oil if,other metals 242,CO] | NoSettings | 0 | 0 | 0 | 0 | 0 | 0 | 0 | 0 | 0 | 0 | 0 | 0 | 0 | 0 | 0 | 0 | 0 | 0 | 0 | 0 | 0 | 0 | 0 | 0 | 0 | 0 | 0 | 0 | 0 | 0 | 0
Industrial Sector Energy Related Emissions before CCS[heavy or residual fuel oil if,other metals 242,NOx] | NoSettings | 0 | 0 | 0 | 0 | 0 | 0 | 0 | 0 | 0 | 0 | 0 | 0 | 0 | 0 | 0 | 0 | 0 | 0 | 0 | 0 | 0 | 0 | 0 | 0 | 0 | 0 | 0 | 0 | 0 | 0 | 0
Industrial Sector Energy Related Emissions before CCS[heavy or residual fuel oil if,other metals 242,PM10] | NoSettings | 0 | 0 | 0 | 0 | 0 | 0 | 0 | 0 | 0 | 0 | 0 | 0 | 0 | 0 | 0 | 0 | 0 | 0 | 0 | 0 | 0 | 0 | 0 | 0 | 0 | 0 | 0 | 0 | 0 | 0 | 0
Industrial Sector Energy Related Emissions before CCS[heavy or residual fuel oil if,other metals 242,PM25] | NoSettings | 0 | 0 | 0 | 0 | 0 | 0 | 0 | 0 | 0 | 0 | 0 | 0 | 0 | 0 | 0 | 0 | 0 | 0 | 0 | 0 | 0 | 0 | 0 | 0 | 0 | 0 | 0 | 0 | 0 | 0 | 0
Industrial Sector Energy Related Emissions before CCS[heavy or residual fuel oil if,other metals 242,SOx] | NoSettings | 0 | 0 | 0 | 0 | 0 | 0 | 0 | 0 | 0 | 0 | 0 | 0 | 0 | 0 | 0 | 0 | 0 | 0 | 0 | 0 | 0 | 0 | 0 | 0 | 0 | 0 | 0 | 0 | 0 | 0 | 0
Industrial Sector Energy Related Emissions before CCS[heavy or residual fuel oil if,other metals 242,BC] | NoSettings | 0 | 0 | 0 | 0 | 0 | 0 | 0 | 0 | 0 | 0 | 0 | 0 | 0 | 0 | 0 | 0 | 0 | 0 | 0 | 0 | 0 | 0 | 0 | 0 | 0 | 0 | 0 | 0 | 0 | 0 | 0
Industrial Sector Energy Related Emissions before CCS[heavy or residual fuel oil if,other metals 242,OC] | NoSettings | 0 | 0 | 0 | 0 | 0 | 0 | 0 | 0 | 0 | 0 | 0 | 0 | 0 | 0 | 0 | 0 | 0 | 0 | 0 | 0 | 0 | 0 | 0 | 0 | 0 | 0 | 0 | 0 | 0 | 0 | 0
Industrial Sector Energy Related Emissions before CCS[heavy or residual fuel oil if,other metals 242,CH4] | NoSettings | 0 | 0 | 0 | 0 | 0 | 0 | 0 | 0 | 0 | 0 | 0 | 0 | 0 | 0 | 0 | 0 | 0 | 0 | 0 | 0 | 0 | 0 | 0 | 0 | 0 | 0 | 0 | 0 | 0 | 0 | 0
Industrial Sector Energy Related Emissions before CCS[heavy or residual fuel oil if,other metals 242,N2O] | NoSettings | 0 | 0 | 0 | 0 | 0 | 0 | 0 | 0 | 0 | 0 | 0 | 0 | 0 | 0 | 0 | 0 | 0 | 0 | 0 | 0 | 0 | 0 | 0 | 0 | 0 | 0 | 0 | 0 | 0 | 0 | 0
Industrial Sector Energy Related Emissions before CCS[heavy or residual fuel oil if,other metals 242,F gases] | NoSettings | 0 | 0 | 0 | 0 | 0 | 0 | 0 | 0 | 0 | 0 | 0 | 0 | 0 | 0 | 0 | 0 | 0 | 0 | 0 | 0 | 0 | 0 | 0 | 0 | 0 | 0 | 0 | 0 | 0 | 0 | 0
Industrial Sector Energy Related Emissions before CCS[heavy or residual fuel oil if,metal products except machinery and vehicles 25,CO2] | NoSettings | 0 | 0 | 0 | 0 | 0 | 0 | 0 | 0 | 0 | 0 | 0 | 0 | 0 | 0 | 0 | 0 | 0 | 0 | 0 | 0 | 0 | 0 | 0 | 0 | 0 | 0 | 0 | 0 | 0 | 0 | 0
Industrial Sector Energy Related Emissions before CCS[heavy or residual fuel oil if,metal products except machinery and vehicles 25,VOC] | NoSettings | 0 | 0 | 0 | 0 | 0 | 0 | 0 | 0 | 0 | 0 | 0 | 0 | 0 | 0 | 0 | 0 | 0 | 0 | 0 | 0 | 0 | 0 | 0 | 0 | 0 | 0 | 0 | 0 | 0 | 0 | 0
Industrial Sector Energy Related Emissions before CCS[heavy or residual fuel oil if,metal products except machinery and vehicles 25,CO] | NoSettings | 0 | 0 | 0 | 0 | 0 | 0 | 0 | 0 | 0 | 0 | 0 | 0 | 0 | 0 | 0 | 0 | 0 | 0 | 0 | 0 | 0 | 0 | 0 | 0 | 0 | 0 | 0 | 0 | 0 | 0 | 0
Industrial Sector Energy Related Emissions before CCS[heavy or residual fuel oil if,metal products except machinery and vehicles 25,NOx] | NoSettings | 0 | 0 | 0 | 0 | 0 | 0 | 0 | 0 | 0 | 0 | 0 | 0 | 0 | 0 | 0 | 0 | 0 | 0 | 0 | 0 | 0 | 0 | 0 | 0 | 0 | 0 | 0 | 0 | 0 | 0 | 0
Industrial Sector Energy Related Emissions before CCS[heavy or residual fuel oil if,metal products except machinery and vehicles 25,PM10] | NoSettings | 0 | 0 | 0 | 0 | 0 | 0 | 0 | 0 | 0 | 0 | 0 | 0 | 0 | 0 | 0 | 0 | 0 | 0 | 0 | 0 | 0 | 0 | 0 | 0 | 0 | 0 | 0 | 0 | 0 | 0 | 0
Industrial Sector Energy Related Emissions before CCS[heavy or residual fuel oil if,metal products except machinery and vehicles 25,PM25] | NoSettings | 0 | 0 | 0 | 0 | 0 | 0 | 0 | 0 | 0 | 0 | 0 | 0 | 0 | 0 | 0 | 0 | 0 | 0 | 0 | 0 | 0 | 0 | 0 | 0 | 0 | 0 | 0 | 0 | 0 | 0 | 0
Industrial Sector Energy Related Emissions before CCS[heavy or residual fuel oil if,metal products except machinery and vehicles 25,SOx] | NoSettings | 0 | 0 | 0 | 0 | 0 | 0 | 0 | 0 | 0 | 0 | 0 | 0 | 0 | 0 | 0 | 0 | 0 | 0 | 0 | 0 | 0 | 0 | 0 | 0 | 0 | 0 | 0 | 0 | 0 | 0 | 0
Industrial Sector Energy Related Emissions before CCS[heavy or residual fuel oil if,metal products except machinery and vehicles 25,BC] | NoSettings | 0 | 0 | 0 | 0 | 0 | 0 | 0 | 0 | 0 | 0 | 0 | 0 | 0 | 0 | 0 | 0 | 0 | 0 | 0 | 0 | 0 | 0 | 0 | 0 | 0 | 0 | 0 | 0 | 0 | 0 | 0
Industrial Sector Energy Related Emissions before CCS[heavy or residual fuel oil if,metal products except machinery and vehicles 25,OC] | NoSettings | 0 | 0 | 0 | 0 | 0 | 0 | 0 | 0 | 0 | 0 | 0 | 0 | 0 | 0 | 0 | 0 | 0 | 0 | 0 | 0 | 0 | 0 | 0 | 0 | 0 | 0 | 0 | 0 | 0 | 0 | 0
Industrial Sector Energy Related Emissions before CCS[heavy or residual fuel oil if,metal products except machinery and vehicles 25,CH4] | NoSettings | 0 | 0 | 0 | 0 | 0 | 0 | 0 | 0 | 0 | 0 | 0 | 0 | 0 | 0 | 0 | 0 | 0 | 0 | 0 | 0 | 0 | 0 | 0 | 0 | 0 | 0 | 0 | 0 | 0 | 0 | 0
Industrial Sector Energy Related Emissions before CCS[heavy or residual fuel oil if,metal products except machinery and vehicles 25,N2O] | NoSettings | 0 | 0 | 0 | 0 | 0 | 0 | 0 | 0 | 0 | 0 | 0 | 0 | 0 | 0 | 0 | 0 | 0 | 0 | 0 | 0 | 0 | 0 | 0 | 0 | 0 | 0 | 0 | 0 | 0 | 0 | 0
Industrial Sector Energy Related Emissions before CCS[heavy or residual fuel oil if,metal products except machinery and vehicles 25,F gases] | NoSettings | 0 | 0 | 0 | 0 | 0 | 0 | 0 | 0 | 0 | 0 | 0 | 0 | 0 | 0 | 0 | 0 | 0 | 0 | 0 | 0 | 0 | 0 | 0 | 0 | 0 | 0 | 0 | 0 | 0 | 0 | 0
Industrial Sector Energy Related Emissions before CCS[heavy or residual fuel oil if,computers and electronics 26,CO2] | NoSettings | 0 | 0 | 0 | 0 | 0 | 0 | 0 | 0 | 0 | 0 | 0 | 0 | 0 | 0 | 0 | 0 | 0 | 0 | 0 | 0 | 0 | 0 | 0 | 0 | 0 | 0 | 0 | 0 | 0 | 0 | 0
Industrial Sector Energy Related Emissions before CCS[heavy or residual fuel oil if,computers and electronics 26,VOC] | NoSettings | 0 | 0 | 0 | 0 | 0 | 0 | 0 | 0 | 0 | 0 | 0 | 0 | 0 | 0 | 0 | 0 | 0 | 0 | 0 | 0 | 0 | 0 | 0 | 0 | 0 | 0 | 0 | 0 | 0 | 0 | 0
Industrial Sector Energy Related Emissions before CCS[heavy or residual fuel oil if,computers and electronics 26,CO] | NoSettings | 0 | 0 | 0 | 0 | 0 | 0 | 0 | 0 | 0 | 0 | 0 | 0 | 0 | 0 | 0 | 0 | 0 | 0 | 0 | 0 | 0 | 0 | 0 | 0 | 0 | 0 | 0 | 0 | 0 | 0 | 0
Industrial Sector Energy Related Emissions before CCS[heavy or residual fuel oil if,computers and electronics 26,NOx] | NoSettings | 0 | 0 | 0 | 0 | 0 | 0 | 0 | 0 | 0 | 0 | 0 | 0 | 0 | 0 | 0 | 0 | 0 | 0 | 0 | 0 | 0 | 0 | 0 | 0 | 0 | 0 | 0 | 0 | 0 | 0 | 0
Industrial Sector Energy Related Emissions before CCS[heavy or residual fuel oil if,computers and electronics 26,PM10] | NoSettings | 0 | 0 | 0 | 0 | 0 | 0 | 0 | 0 | 0 | 0 | 0 | 0 | 0 | 0 | 0 | 0 | 0 | 0 | 0 | 0 | 0 | 0 | 0 | 0 | 0 | 0 | 0 | 0 | 0 | 0 | 0
Industrial Sector Energy Related Emissions before CCS[heavy or residual fuel oil if,computers and electronics 26,PM25] | NoSettings | 0 | 0 | 0 | 0 | 0 | 0 | 0 | 0 | 0 | 0 | 0 | 0 | 0 | 0 | 0 | 0 | 0 | 0 | 0 | 0 | 0 | 0 | 0 | 0 | 0 | 0 | 0 | 0 | 0 | 0 | 0
Industrial Sector Energy Related Emissions before CCS[heavy or residual fuel oil if,computers and electronics 26,SOx] | NoSettings | 0 | 0 | 0 | 0 | 0 | 0 | 0 | 0 | 0 | 0 | 0 | 0 | 0 | 0 | 0 | 0 | 0 | 0 | 0 | 0 | 0 | 0 | 0 | 0 | 0 | 0 | 0 | 0 | 0 | 0 | 0
Industrial Sector Energy Related Emissions before CCS[heavy or residual fuel oil if,computers and electronics 26,BC] | NoSettings | 0 | 0 | 0 | 0 | 0 | 0 | 0 | 0 | 0 | 0 | 0 | 0 | 0 | 0 | 0 | 0 | 0 | 0 | 0 | 0 | 0 | 0 | 0 | 0 | 0 | 0 | 0 | 0 | 0 | 0 | 0
Industrial Sector Energy Related Emissions before CCS[heavy or residual fuel oil if,computers and electronics 26,OC] | NoSettings | 0 | 0 | 0 | 0 | 0 | 0 | 0 | 0 | 0 | 0 | 0 | 0 | 0 | 0 | 0 | 0 | 0 | 0 | 0 | 0 | 0 | 0 | 0 | 0 | 0 | 0 | 0 | 0 | 0 | 0 | 0
Industrial Sector Energy Related Emissions before CCS[heavy or residual fuel oil if,computers and electronics 26,CH4] | NoSettings | 0 | 0 | 0 | 0 | 0 | 0 | 0 | 0 | 0 | 0 | 0 | 0 | 0 | 0 | 0 | 0 | 0 | 0 | 0 | 0 | 0 | 0 | 0 | 0 | 0 | 0 | 0 | 0 | 0 | 0 | 0
Industrial Sector Energy Related Emissions before CCS[heavy or residual fuel oil if,computers and electronics 26,N2O] | NoSettings | 0 | 0 | 0 | 0 | 0 | 0 | 0 | 0 | 0 | 0 | 0 | 0 | 0 | 0 | 0 | 0 | 0 | 0 | 0 | 0 | 0 | 0 | 0 | 0 | 0 | 0 | 0 | 0 | 0 | 0 | 0
Industrial Sector Energy Related Emissions before CCS[heavy or residual fuel oil if,computers and electronics 26,F gases] | NoSettings | 0 | 0 | 0 | 0 | 0 | 0 | 0 | 0 | 0 | 0 | 0 | 0 | 0 | 0 | 0 | 0 | 0 | 0 | 0 | 0 | 0 | 0 | 0 | 0 | 0 | 0 | 0 | 0 | 0 | 0 | 0
Industrial Sector Energy Related Emissions before CCS[heavy or residual fuel oil if,appliances and electrical equipment 27,CO2] | NoSettings | 0 | 0 | 0 | 0 | 0 | 0 | 0 | 0 | 0 | 0 | 0 | 0 | 0 | 0 | 0 | 0 | 0 | 0 | 0 | 0 | 0 | 0 | 0 | 0 | 0 | 0 | 0 | 0 | 0 | 0 | 0
Industrial Sector Energy Related Emissions before CCS[heavy or residual fuel oil if,appliances and electrical equipment 27,VOC] | NoSettings | 0 | 0 | 0 | 0 | 0 | 0 | 0 | 0 | 0 | 0 | 0 | 0 | 0 | 0 | 0 | 0 | 0 | 0 | 0 | 0 | 0 | 0 | 0 | 0 | 0 | 0 | 0 | 0 | 0 | 0 | 0
Industrial Sector Energy Related Emissions before CCS[heavy or residual fuel oil if,appliances and electrical equipment 27,CO] | NoSettings | 0 | 0 | 0 | 0 | 0 | 0 | 0 | 0 | 0 | 0 | 0 | 0 | 0 | 0 | 0 | 0 | 0 | 0 | 0 | 0 | 0 | 0 | 0 | 0 | 0 | 0 | 0 | 0 | 0 | 0 | 0
Industrial Sector Energy Related Emissions before CCS[heavy or residual fuel oil if,appliances and electrical equipment 27,NOx] | NoSettings | 0 | 0 | 0 | 0 | 0 | 0 | 0 | 0 | 0 | 0 | 0 | 0 | 0 | 0 | 0 | 0 | 0 | 0 | 0 | 0 | 0 | 0 | 0 | 0 | 0 | 0 | 0 | 0 | 0 | 0 | 0
Industrial Sector Energy Related Emissions before CCS[heavy or residual fuel oil if,appliances and electrical equipment 27,PM10] | NoSettings | 0 | 0 | 0 | 0 | 0 | 0 | 0 | 0 | 0 | 0 | 0 | 0 | 0 | 0 | 0 | 0 | 0 | 0 | 0 | 0 | 0 | 0 | 0 | 0 | 0 | 0 | 0 | 0 | 0 | 0 | 0
Industrial Sector Energy Related Emissions before CCS[heavy or residual fuel oil if,appliances and electrical equipment 27,PM25] | NoSettings | 0 | 0 | 0 | 0 | 0 | 0 | 0 | 0 | 0 | 0 | 0 | 0 | 0 | 0 | 0 | 0 | 0 | 0 | 0 | 0 | 0 | 0 | 0 | 0 | 0 | 0 | 0 | 0 | 0 | 0 | 0
Industrial Sector Energy Related Emissions before CCS[heavy or residual fuel oil if,appliances and electrical equipment 27,SOx] | NoSettings | 0 | 0 | 0 | 0 | 0 | 0 | 0 | 0 | 0 | 0 | 0 | 0 | 0 | 0 | 0 | 0 | 0 | 0 | 0 | 0 | 0 | 0 | 0 | 0 | 0 | 0 | 0 | 0 | 0 | 0 | 0
Industrial Sector Energy Related Emissions before CCS[heavy or residual fuel oil if,appliances and electrical equipment 27,BC] | NoSettings | 0 | 0 | 0 | 0 | 0 | 0 | 0 | 0 | 0 | 0 | 0 | 0 | 0 | 0 | 0 | 0 | 0 | 0 | 0 | 0 | 0 | 0 | 0 | 0 | 0 | 0 | 0 | 0 | 0 | 0 | 0
Industrial Sector Energy Related Emissions before CCS[heavy or residual fuel oil if,appliances and electrical equipment 27,OC] | NoSettings | 0 | 0 | 0 | 0 | 0 | 0 | 0 | 0 | 0 | 0 | 0 | 0 | 0 | 0 | 0 | 0 | 0 | 0 | 0 | 0 | 0 | 0 | 0 | 0 | 0 | 0 | 0 | 0 | 0 | 0 | 0
Industrial Sector Energy Related Emissions before CCS[heavy or residual fuel oil if,appliances and electrical equipment 27,CH4] | NoSettings | 0 | 0 | 0 | 0 | 0 | 0 | 0 | 0 | 0 | 0 | 0 | 0 | 0 | 0 | 0 | 0 | 0 | 0 | 0 | 0 | 0 | 0 | 0 | 0 | 0 | 0 | 0 | 0 | 0 | 0 | 0
Industrial Sector Energy Related Emissions before CCS[heavy or residual fuel oil if,appliances and electrical equipment 27,N2O] | NoSettings | 0 | 0 | 0 | 0 | 0 | 0 | 0 | 0 | 0 | 0 | 0 | 0 | 0 | 0 | 0 | 0 | 0 | 0 | 0 | 0 | 0 | 0 | 0 | 0 | 0 | 0 | 0 | 0 | 0 | 0 | 0
Industrial Sector Energy Related Emissions before CCS[heavy or residual fuel oil if,appliances and electrical equipment 27,F gases] | NoSettings | 0 | 0 | 0 | 0 | 0 | 0 | 0 | 0 | 0 | 0 | 0 | 0 | 0 | 0 | 0 | 0 | 0 | 0 | 0 | 0 | 0 | 0 | 0 | 0 | 0 | 0 | 0 | 0 | 0 | 0 | 0
Industrial Sector Energy Related Emissions before CCS[heavy or residual fuel oil if,other machinery 28,CO2] | NoSettings | 0 | 0 | 0 | 0 | 0 | 0 | 0 | 0 | 0 | 0 | 0 | 0 | 0 | 0 | 0 | 0 | 0 | 0 | 0 | 0 | 0 | 0 | 0 | 0 | 0 | 0 | 0 | 0 | 0 | 0 | 0
Industrial Sector Energy Related Emissions before CCS[heavy or residual fuel oil if,other machinery 28,VOC] | NoSettings | 0 | 0 | 0 | 0 | 0 | 0 | 0 | 0 | 0 | 0 | 0 | 0 | 0 | 0 | 0 | 0 | 0 | 0 | 0 | 0 | 0 | 0 | 0 | 0 | 0 | 0 | 0 | 0 | 0 | 0 | 0
Industrial Sector Energy Related Emissions before CCS[heavy or residual fuel oil if,other machinery 28,CO] | NoSettings | 0 | 0 | 0 | 0 | 0 | 0 | 0 | 0 | 0 | 0 | 0 | 0 | 0 | 0 | 0 | 0 | 0 | 0 | 0 | 0 | 0 | 0 | 0 | 0 | 0 | 0 | 0 | 0 | 0 | 0 | 0
Industrial Sector Energy Related Emissions before CCS[heavy or residual fuel oil if,other machinery 28,NOx] | NoSettings | 0 | 0 | 0 | 0 | 0 | 0 | 0 | 0 | 0 | 0 | 0 | 0 | 0 | 0 | 0 | 0 | 0 | 0 | 0 | 0 | 0 | 0 | 0 | 0 | 0 | 0 | 0 | 0 | 0 | 0 | 0
Industrial Sector Energy Related Emissions before CCS[heavy or residual fuel oil if,other machinery 28,PM10] | NoSettings | 0 | 0 | 0 | 0 | 0 | 0 | 0 | 0 | 0 | 0 | 0 | 0 | 0 | 0 | 0 | 0 | 0 | 0 | 0 | 0 | 0 | 0 | 0 | 0 | 0 | 0 | 0 | 0 | 0 | 0 | 0
Industrial Sector Energy Related Emissions before CCS[heavy or residual fuel oil if,other machinery 28,PM25] | NoSettings | 0 | 0 | 0 | 0 | 0 | 0 | 0 | 0 | 0 | 0 | 0 | 0 | 0 | 0 | 0 | 0 | 0 | 0 | 0 | 0 | 0 | 0 | 0 | 0 | 0 | 0 | 0 | 0 | 0 | 0 | 0
Industrial Sector Energy Related Emissions before CCS[heavy or residual fuel oil if,other machinery 28,SOx] | NoSettings | 0 | 0 | 0 | 0 | 0 | 0 | 0 | 0 | 0 | 0 | 0 | 0 | 0 | 0 | 0 | 0 | 0 | 0 | 0 | 0 | 0 | 0 | 0 | 0 | 0 | 0 | 0 | 0 | 0 | 0 | 0
Industrial Sector Energy Related Emissions before CCS[heavy or residual fuel oil if,other machinery 28,BC] | NoSettings | 0 | 0 | 0 | 0 | 0 | 0 | 0 | 0 | 0 | 0 | 0 | 0 | 0 | 0 | 0 | 0 | 0 | 0 | 0 | 0 | 0 | 0 | 0 | 0 | 0 | 0 | 0 | 0 | 0 | 0 | 0
Industrial Sector Energy Related Emissions before CCS[heavy or residual fuel oil if,other machinery 28,OC] | NoSettings | 0 | 0 | 0 | 0 | 0 | 0 | 0 | 0 | 0 | 0 | 0 | 0 | 0 | 0 | 0 | 0 | 0 | 0 | 0 | 0 | 0 | 0 | 0 | 0 | 0 | 0 | 0 | 0 | 0 | 0 | 0
Industrial Sector Energy Related Emissions before CCS[heavy or residual fuel oil if,other machinery 28,CH4] | NoSettings | 0 | 0 | 0 | 0 | 0 | 0 | 0 | 0 | 0 | 0 | 0 | 0 | 0 | 0 | 0 | 0 | 0 | 0 | 0 | 0 | 0 | 0 | 0 | 0 | 0 | 0 | 0 | 0 | 0 | 0 | 0
Industrial Sector Energy Related Emissions before CCS[heavy or residual fuel oil if,other machinery 28,N2O] | NoSettings | 0 | 0 | 0 | 0 | 0 | 0 | 0 | 0 | 0 | 0 | 0 | 0 | 0 | 0 | 0 | 0 | 0 | 0 | 0 | 0 | 0 | 0 | 0 | 0 | 0 | 0 | 0 | 0 | 0 | 0 | 0
Industrial Sector Energy Related Emissions before CCS[heavy or residual fuel oil if,other machinery 28,F gases] | NoSettings | 0 | 0 | 0 | 0 | 0 | 0 | 0 | 0 | 0 | 0 | 0 | 0 | 0 | 0 | 0 | 0 | 0 | 0 | 0 | 0 | 0 | 0 | 0 | 0 | 0 | 0 | 0 | 0 | 0 | 0 | 0
Industrial Sector Energy Related Emissions before CCS[heavy or residual fuel oil if,road vehicles 29,CO2] | NoSettings | 0 | 0 | 0 | 0 | 0 | 0 | 0 | 0 | 0 | 0 | 0 | 0 | 0 | 0 | 0 | 0 | 0 | 0 | 0 | 0 | 0 | 0 | 0 | 0 | 0 | 0 | 0 | 0 | 0 | 0 | 0
Industrial Sector Energy Related Emissions before CCS[heavy or residual fuel oil if,road vehicles 29,VOC] | NoSettings | 0 | 0 | 0 | 0 | 0 | 0 | 0 | 0 | 0 | 0 | 0 | 0 | 0 | 0 | 0 | 0 | 0 | 0 | 0 | 0 | 0 | 0 | 0 | 0 | 0 | 0 | 0 | 0 | 0 | 0 | 0
Industrial Sector Energy Related Emissions before CCS[heavy or residual fuel oil if,road vehicles 29,CO] | NoSettings | 0 | 0 | 0 | 0 | 0 | 0 | 0 | 0 | 0 | 0 | 0 | 0 | 0 | 0 | 0 | 0 | 0 | 0 | 0 | 0 | 0 | 0 | 0 | 0 | 0 | 0 | 0 | 0 | 0 | 0 | 0
Industrial Sector Energy Related Emissions before CCS[heavy or residual fuel oil if,road vehicles 29,NOx] | NoSettings | 0 | 0 | 0 | 0 | 0 | 0 | 0 | 0 | 0 | 0 | 0 | 0 | 0 | 0 | 0 | 0 | 0 | 0 | 0 | 0 | 0 | 0 | 0 | 0 | 0 | 0 | 0 | 0 | 0 | 0 | 0
Industrial Sector Energy Related Emissions before CCS[heavy or residual fuel oil if,road vehicles 29,PM10] | NoSettings | 0 | 0 | 0 | 0 | 0 | 0 | 0 | 0 | 0 | 0 | 0 | 0 | 0 | 0 | 0 | 0 | 0 | 0 | 0 | 0 | 0 | 0 | 0 | 0 | 0 | 0 | 0 | 0 | 0 | 0 | 0
Industrial Sector Energy Related Emissions before CCS[heavy or residual fuel oil if,road vehicles 29,PM25] | NoSettings | 0 | 0 | 0 | 0 | 0 | 0 | 0 | 0 | 0 | 0 | 0 | 0 | 0 | 0 | 0 | 0 | 0 | 0 | 0 | 0 | 0 | 0 | 0 | 0 | 0 | 0 | 0 | 0 | 0 | 0 | 0
Industrial Sector Energy Related Emissions before CCS[heavy or residual fuel oil if,road vehicles 29,SOx] | NoSettings | 0 | 0 | 0 | 0 | 0 | 0 | 0 | 0 | 0 | 0 | 0 | 0 | 0 | 0 | 0 | 0 | 0 | 0 | 0 | 0 | 0 | 0 | 0 | 0 | 0 | 0 | 0 | 0 | 0 | 0 | 0
Industrial Sector Energy Related Emissions before CCS[heavy or residual fuel oil if,road vehicles 29,BC] | NoSettings | 0 | 0 | 0 | 0 | 0 | 0 | 0 | 0 | 0 | 0 | 0 | 0 | 0 | 0 | 0 | 0 | 0 | 0 | 0 | 0 | 0 | 0 | 0 | 0 | 0 | 0 | 0 | 0 | 0 | 0 | 0
Industrial Sector Energy Related Emissions before CCS[heavy or residual fuel oil if,road vehicles 29,OC] | NoSettings | 0 | 0 | 0 | 0 | 0 | 0 | 0 | 0 | 0 | 0 | 0 | 0 | 0 | 0 | 0 | 0 | 0 | 0 | 0 | 0 | 0 | 0 | 0 | 0 | 0 | 0 | 0 | 0 | 0 | 0 | 0
Industrial Sector Energy Related Emissions before CCS[heavy or residual fuel oil if,road vehicles 29,CH4] | NoSettings | 0 | 0 | 0 | 0 | 0 | 0 | 0 | 0 | 0 | 0 | 0 | 0 | 0 | 0 | 0 | 0 | 0 | 0 | 0 | 0 | 0 | 0 | 0 | 0 | 0 | 0 | 0 | 0 | 0 | 0 | 0
Industrial Sector Energy Related Emissions before CCS[heavy or residual fuel oil if,road vehicles 29,N2O] | NoSettings | 0 | 0 | 0 | 0 | 0 | 0 | 0 | 0 | 0 | 0 | 0 | 0 | 0 | 0 | 0 | 0 | 0 | 0 | 0 | 0 | 0 | 0 | 0 | 0 | 0 | 0 | 0 | 0 | 0 | 0 | 0
Industrial Sector Energy Related Emissions before CCS[heavy or residual fuel oil if,road vehicles 29,F gases] | NoSettings | 0 | 0 | 0 | 0 | 0 | 0 | 0 | 0 | 0 | 0 | 0 | 0 | 0 | 0 | 0 | 0 | 0 | 0 | 0 | 0 | 0 | 0 | 0 | 0 | 0 | 0 | 0 | 0 | 0 | 0 | 0
Industrial Sector Energy Related Emissions before CCS[heavy or residual fuel oil if,nonroad vehicles 30,CO2] | NoSettings | 0 | 0 | 0 | 0 | 0 | 0 | 0 | 0 | 0 | 0 | 0 | 0 | 0 | 0 | 0 | 0 | 0 | 0 | 0 | 0 | 0 | 0 | 0 | 0 | 0 | 0 | 0 | 0 | 0 | 0 | 0
Industrial Sector Energy Related Emissions before CCS[heavy or residual fuel oil if,nonroad vehicles 30,VOC] | NoSettings | 0 | 0 | 0 | 0 | 0 | 0 | 0 | 0 | 0 | 0 | 0 | 0 | 0 | 0 | 0 | 0 | 0 | 0 | 0 | 0 | 0 | 0 | 0 | 0 | 0 | 0 | 0 | 0 | 0 | 0 | 0
Industrial Sector Energy Related Emissions before CCS[heavy or residual fuel oil if,nonroad vehicles 30,CO] | NoSettings | 0 | 0 | 0 | 0 | 0 | 0 | 0 | 0 | 0 | 0 | 0 | 0 | 0 | 0 | 0 | 0 | 0 | 0 | 0 | 0 | 0 | 0 | 0 | 0 | 0 | 0 | 0 | 0 | 0 | 0 | 0
Industrial Sector Energy Related Emissions before CCS[heavy or residual fuel oil if,nonroad vehicles 30,NOx] | NoSettings | 0 | 0 | 0 | 0 | 0 | 0 | 0 | 0 | 0 | 0 | 0 | 0 | 0 | 0 | 0 | 0 | 0 | 0 | 0 | 0 | 0 | 0 | 0 | 0 | 0 | 0 | 0 | 0 | 0 | 0 | 0
Industrial Sector Energy Related Emissions before CCS[heavy or residual fuel oil if,nonroad vehicles 30,PM10] | NoSettings | 0 | 0 | 0 | 0 | 0 | 0 | 0 | 0 | 0 | 0 | 0 | 0 | 0 | 0 | 0 | 0 | 0 | 0 | 0 | 0 | 0 | 0 | 0 | 0 | 0 | 0 | 0 | 0 | 0 | 0 | 0
Industrial Sector Energy Related Emissions before CCS[heavy or residual fuel oil if,nonroad vehicles 30,PM25] | NoSettings | 0 | 0 | 0 | 0 | 0 | 0 | 0 | 0 | 0 | 0 | 0 | 0 | 0 | 0 | 0 | 0 | 0 | 0 | 0 | 0 | 0 | 0 | 0 | 0 | 0 | 0 | 0 | 0 | 0 | 0 | 0
Industrial Sector Energy Related Emissions before CCS[heavy or residual fuel oil if,nonroad vehicles 30,SOx] | NoSettings | 0 | 0 | 0 | 0 | 0 | 0 | 0 | 0 | 0 | 0 | 0 | 0 | 0 | 0 | 0 | 0 | 0 | 0 | 0 | 0 | 0 | 0 | 0 | 0 | 0 | 0 | 0 | 0 | 0 | 0 | 0
Industrial Sector Energy Related Emissions before CCS[heavy or residual fuel oil if,nonroad vehicles 30,BC] | NoSettings | 0 | 0 | 0 | 0 | 0 | 0 | 0 | 0 | 0 | 0 | 0 | 0 | 0 | 0 | 0 | 0 | 0 | 0 | 0 | 0 | 0 | 0 | 0 | 0 | 0 | 0 | 0 | 0 | 0 | 0 | 0
Industrial Sector Energy Related Emissions before CCS[heavy or residual fuel oil if,nonroad vehicles 30,OC] | NoSettings | 0 | 0 | 0 | 0 | 0 | 0 | 0 | 0 | 0 | 0 | 0 | 0 | 0 | 0 | 0 | 0 | 0 | 0 | 0 | 0 | 0 | 0 | 0 | 0 | 0 | 0 | 0 | 0 | 0 | 0 | 0
Industrial Sector Energy Related Emissions before CCS[heavy or residual fuel oil if,nonroad vehicles 30,CH4] | NoSettings | 0 | 0 | 0 | 0 | 0 | 0 | 0 | 0 | 0 | 0 | 0 | 0 | 0 | 0 | 0 | 0 | 0 | 0 | 0 | 0 | 0 | 0 | 0 | 0 | 0 | 0 | 0 | 0 | 0 | 0 | 0
Industrial Sector Energy Related Emissions before CCS[heavy or residual fuel oil if,nonroad vehicles 30,N2O] | NoSettings | 0 | 0 | 0 | 0 | 0 | 0 | 0 | 0 | 0 | 0 | 0 | 0 | 0 | 0 | 0 | 0 | 0 | 0 | 0 | 0 | 0 | 0 | 0 | 0 | 0 | 0 | 0 | 0 | 0 | 0 | 0
Industrial Sector Energy Related Emissions before CCS[heavy or residual fuel oil if,nonroad vehicles 30,F gases] | NoSettings | 0 | 0 | 0 | 0 | 0 | 0 | 0 | 0 | 0 | 0 | 0 | 0 | 0 | 0 | 0 | 0 | 0 | 0 | 0 | 0 | 0 | 0 | 0 | 0 | 0 | 0 | 0 | 0 | 0 | 0 | 0
Industrial Sector Energy Related Emissions before CCS[heavy or residual fuel oil if,other manufacturing 31T33,CO2] | NoSettings | 4351590000 | 4086250000 | 4226980000 | 4391070000 | 4470070000 | 4582450000 | 4650820000 | 4693200000 | 4728770000 | 4770700000 | 4834250000 | 4891130000 | 4939900000 | 5012810000 | 5068840000 | 5098840000 | 5117580000 | 5158160000 | 5203120000 | 5253810000 | 5288880000 | 5346180000 | 5431190000 | 5545120000 | 5638290000 | 5699130000 | 5805880000 | 5897180000 | 5988490000 | 6079790000 | 6171090000
Industrial Sector Energy Related Emissions before CCS[heavy or residual fuel oil if,other manufacturing 31T33,VOC] | NoSettings | 49020.6 | 46031.6 | 47616.8 | 49465.3 | 50355.2 | 51621.2 | 52391.4 | 52868.8 | 53269.4 | 53741.9 | 54457.7 | 55098.5 | 55647.9 | 56469.2 | 57100.4 | 57438.4 | 57649.4 | 58106.6 | 58613 | 59184.1 | 59579.1 | 60224.6 | 61182.2 | 62465.6 | 63515.2 | 64200.6 | 65403.2 | 66431.7 | 67460.2 | 68488.7 | 69517.2
Industrial Sector Energy Related Emissions before CCS[heavy or residual fuel oil if,other manufacturing 31T33,CO] | NoSettings | 1951320 | 1832340 | 1895440 | 1969020 | 2004450 | 2054840 | 2085500 | 2104500 | 2120450 | 2139260 | 2167750 | 2193260 | 2215130 | 2247820 | 2272950 | 2286400 | 2294800 | 2313000 | 2333160 | 2355890 | 2371610 | 2397310 | 2435430 | 2486520 | 2528300 | 2555580 | 2603450 | 2644390 | 2685330 | 2726270 | 2767210
Industrial Sector Energy Related Emissions before CCS[heavy or residual fuel oil if,other manufacturing 31T33,NOx] | NoSettings | 7426680 | 6973840 | 7214010 | 7494050 | 7628880 | 7820680 | 7937370 | 8009690 | 8070380 | 8141960 | 8250410 | 8347480 | 8430720 | 8555140 | 8650780 | 8701980 | 8733960 | 8803220 | 8879940 | 8966460 | 9026300 | 9124090 | 9269180 | 9463620 | 9622630 | 9726460 | 9908660 | 10064500 | 10220300 | 10376100 | 10531900
Industrial Sector Energy Related Emissions before CCS[heavy or residual fuel oil if,other manufacturing 31T33,PM10] | NoSettings | 1914870 | 1798120 | 1860040 | 1932240 | 1967010 | 2016460 | 2046550 | 2065200 | 2080850 | 2099300 | 2127260 | 2152290 | 2173750 | 2205830 | 2230490 | 2243690 | 2251940 | 2269800 | 2289580 | 2311890 | 2327320 | 2352530 | 2389940 | 2440070 | 2481070 | 2507840 | 2554820 | 2595000 | 2635170 | 2675350 | 2715520
Industrial Sector Energy Related Emissions before CCS[heavy or residual fuel oil if,other manufacturing 31T33,PM25] | NoSettings | 876229 | 822801 | 851137 | 884177 | 900085 | 922714 | 936482 | 945014 | 952176 | 960620 | 973416 | 984869 | 994689 | 1009370 | 1020650 | 1026690 | 1030470 | 1038640 | 1047690 | 1057900 | 1064960 | 1076500 | 1093610 | 1116550 | 1135320 | 1147570 | 1169060 | 1187450 | 1205830 | 1224210 | 1242600
Industrial Sector Energy Related Emissions before CCS[heavy or residual fuel oil if,other manufacturing 31T33,SOx] | NoSettings | 37020800 | 34763500 | 35960700 | 37356600 | 38028700 | 38984800 | 39566500 | 39927000 | 40229600 | 40586400 | 41127000 | 41610900 | 42025800 | 42646000 | 43122700 | 43378000 | 43537400 | 43882600 | 44265100 | 44696400 | 44994700 | 45482200 | 46205400 | 47174600 | 47967300 | 48484900 | 49393100 | 50169800 | 50946500 | 51723300 | 52500000
Industrial Sector Energy Related Emissions before CCS[heavy or residual fuel oil if,other manufacturing 31T33,BC] | NoSettings | 55568.3 | 52180 | 53977 | 56072.3 | 57081.2 | 58516.3 | 59389.4 | 59930.5 | 60384.6 | 60920.2 | 61731.6 | 62457.9 | 63080.7 | 64011.7 | 64727.3 | 65110.4 | 65349.7 | 65867.9 | 66442 | 67089.3 | 67537 | 68268.8 | 69354.3 | 70809.1 | 71999 | 72775.8 | 74139 | 75304.9 | 76470.8 | 77636.7 | 78802.6
Industrial Sector Energy Related Emissions before CCS[heavy or residual fuel oil if,other manufacturing 31T33,OC] | NoSettings | 38532.7 | 36183.2 | 37429.3 | 38882.3 | 39581.8 | 40577 | 41182.4 | 41557.6 | 41872.6 | 42243.9 | 42806.6 | 43310.3 | 43742.1 | 44387.7 | 44883.9 | 45149.5 | 45315.5 | 45674.8 | 46072.9 | 46521.8 | 46832.3 | 47339.6 | 48092.4 | 49101.2 | 49926.3 | 50465 | 51410.3 | 52218.7 | 53027.2 | 53835.7 | 54644.1
Industrial Sector Energy Related Emissions before CCS[heavy or residual fuel oil if,other manufacturing 31T33,CH4] | NoSettings | 173832 | 163233 | 168854 | 175409 | 178565 | 183054 | 185785 | 187478 | 188899 | 190574 | 193112 | 195385 | 197333 | 200245 | 202484 | 203682 | 204431 | 206052 | 207848 | 209873 | 211273 | 213562 | 216958 | 221509 | 225231 | 227662 | 231926 | 235573 | 239220 | 242868 | 246515
Industrial Sector Energy Related Emissions before CCS[heavy or residual fuel oil if,other manufacturing 31T33,N2O] | NoSettings | 34766.4 | 32646.5 | 33770.8 | 35081.8 | 35712.9 | 36610.8 | 37157.1 | 37495.6 | 37779.7 | 38114.8 | 38622.5 | 39076.9 | 39466.6 | 40049 | 40496.7 | 40736.4 | 40886.1 | 41210.3 | 41569.5 | 41974.5 | 42254.7 | 42712.5 | 43391.7 | 44301.9 | 45046.3 | 45532.3 | 46385.2 | 47114.7 | 47844.1 | 48573.5 | 49303
Industrial Sector Energy Related Emissions before CCS[heavy or residual fuel oil if,other manufacturing 31T33,F gases] | NoSettings | 0 | 0 | 0 | 0 | 0 | 0 | 0 | 0 | 0 | 0 | 0 | 0 | 0 | 0 | 0 | 0 | 0 | 0 | 0 | 0 | 0 | 0 | 0 | 0 | 0 | 0 | 0 | 0 | 0 | 0 | 0
Industrial Sector Energy Related Emissions before CCS[heavy or residual fuel oil if,energy pipelines and gas processing 352T353,CO2] | NoSettings | 0 | 6434860 | 6419820 | 6608860 | 6159550 | 5660300 | 5168860 | 5151110 | 4943250 | 4864490 | 4678530 | 4520370 | 4503930 | 4549970 | 4494870 | 4487840 | 4582950 | 4421210 | 4270160 | 4191000 | 4115720 | 4007170 | 3949590 | 3910660 | 3848800 | 3812890 | 3764380 | 3762310 | 3747650 | 3742450 | 3749130
Industrial Sector Energy Related Emissions before CCS[heavy or residual fuel oil if,energy pipelines and gas processing 352T353,VOC] | NoSettings | 0 | 72.4886 | 72.3192 | 74.4487 | 69.3872 | 63.7631 | 58.2271 | 58.0271 | 55.6856 | 54.7984 | 52.7035 | 50.9219 | 50.7367 | 51.2554 | 50.6346 | 50.5554 | 51.6268 | 49.8048 | 48.1032 | 47.2116 | 46.3635 | 45.1407 | 44.492 | 44.0536 | 43.3566 | 42.9521 | 42.4057 | 42.3824 | 42.2172 | 42.1586 | 42.2339
Industrial Sector Energy Related Emissions before CCS[heavy or residual fuel oil if,energy pipelines and gas processing 352T353,CO] | NoSettings | 0 | 2885.49 | 2878.75 | 2963.52 | 2762.04 | 2538.16 | 2317.8 | 2309.84 | 2216.63 | 2181.31 | 2097.92 | 2027 | 2019.63 | 2040.28 | 2015.57 | 2012.41 | 2055.06 | 1982.54 | 1914.8 | 1879.31 | 1845.55 | 1796.88 | 1771.06 | 1753.6 | 1725.86 | 1709.76 | 1688.01 | 1687.08 | 1680.51 | 1678.17 | 1681.17
Industrial Sector Energy Related Emissions before CCS[heavy or residual fuel oil if,energy pipelines and gas processing 352T353,NOx] | NoSettings | 0 | 10982.1 | 10956.4 | 11279.1 | 10512.2 | 9660.19 | 8821.48 | 8791.17 | 8436.43 | 8302.03 | 7984.65 | 7714.72 | 7686.67 | 7765.25 | 7671.2 | 7659.2 | 7821.52 | 7545.49 | 7287.7 | 7152.61 | 7024.12 | 6838.87 | 6740.59 | 6674.17 | 6568.58 | 6507.3 | 6424.51 | 6420.98 | 6395.96 | 6387.07 | 6398.48
Industrial Sector Energy Related Emissions before CCS[heavy or residual fuel oil if,energy pipelines and gas processing 352T353,PM10] | NoSettings | 0 | 2831.6 | 2824.98 | 2908.16 | 2710.45 | 2490.76 | 2274.5 | 2266.69 | 2175.23 | 2140.57 | 2058.74 | 1989.14 | 1981.91 | 2002.17 | 1977.92 | 1974.83 | 2016.68 | 1945.51 | 1879.04 | 1844.21 | 1811.08 | 1763.32 | 1737.98 | 1720.85 | 1693.62 | 1677.82 | 1656.48 | 1655.57 | 1649.12 | 1646.83 | 1649.77
Industrial Sector Energy Related Emissions before CCS[heavy or residual fuel oil if,energy pipelines and gas processing 352T353,PM25] | NoSettings | 0 | 1295.71 | 1292.68 | 1330.75 | 1240.28 | 1139.75 | 1040.79 | 1037.22 | 995.364 | 979.506 | 942.06 | 910.213 | 906.903 | 916.174 | 905.079 | 903.662 | 922.814 | 890.246 | 859.831 | 843.893 | 828.733 | 806.877 | 795.281 | 787.444 | 774.987 | 767.757 | 757.989 | 757.573 | 754.62 | 753.572 | 754.918
Industrial Sector Energy Related Emissions before CCS[heavy or residual fuel oil if,energy pipelines and gas processing 352T353,SOx] | NoSettings | 0 | 54744.1 | 54616.1 | 56224.4 | 52401.9 | 48154.5 | 43973.6 | 43822.6 | 42054.3 | 41384.3 | 39802.2 | 38456.7 | 38316.8 | 38708.5 | 38239.7 | 38179.9 | 38989 | 37613 | 36328 | 35654.6 | 35014.1 | 34090.7 | 33600.8 | 33269.7 | 32743.3 | 32437.9 | 32025.2 | 32007.6 | 31882.8 | 31838.5 | 31895.4
Industrial Sector Energy Related Emissions before CCS[heavy or residual fuel oil if,energy pipelines and gas processing 352T353,BC] | NoSettings | 0 | 82.1709 | 81.9788 | 84.3928 | 78.6552 | 72.2799 | 66.0045 | 65.7778 | 63.1235 | 62.1178 | 59.7431 | 57.7235 | 57.5136 | 58.1015 | 57.3979 | 57.308 | 58.5226 | 56.4572 | 54.5284 | 53.5176 | 52.5562 | 51.1702 | 50.4348 | 49.9378 | 49.1477 | 48.6893 | 48.0698 | 48.0434 | 47.8562 | 47.7897 | 47.8751
Industrial Sector Energy Related Emissions before CCS[heavy or residual fuel oil if,energy pipelines and gas processing 352T353,OC] | NoSettings | 0 | 56.9798 | 56.8466 | 58.5206 | 54.5419 | 50.1211 | 45.7695 | 45.6123 | 43.7718 | 43.0744 | 41.4277 | 40.0272 | 39.8817 | 40.2894 | 39.8014 | 39.7392 | 40.5813 | 39.1492 | 37.8117 | 37.1108 | 36.4441 | 35.483 | 34.973 | 34.6284 | 34.0805 | 33.7626 | 33.3331 | 33.3148 | 33.1849 | 33.1388 | 33.198
Industrial Sector Energy Related Emissions before CCS[heavy or residual fuel oil if,energy pipelines and gas processing 352T353,CH4] | NoSettings | 0 | 257.052 | 256.451 | 264.003 | 246.054 | 226.11 | 206.479 | 205.77 | 197.467 | 194.321 | 186.892 | 180.574 | 179.917 | 181.757 | 179.555 | 179.274 | 183.074 | 176.613 | 170.579 | 167.417 | 164.409 | 160.073 | 157.773 | 156.218 | 153.747 | 152.313 | 150.375 | 150.292 | 149.706 | 149.498 | 149.766
Industrial Sector Energy Related Emissions before CCS[heavy or residual fuel oil if,energy pipelines and gas processing 352T353,N2O] | NoSettings | 0 | 51.4104 | 51.2902 | 52.8005 | 49.2108 | 45.2221 | 41.2958 | 41.154 | 39.4933 | 38.8641 | 37.3784 | 36.1148 | 35.9835 | 36.3513 | 35.9111 | 35.8549 | 36.6147 | 35.3226 | 34.1158 | 33.4834 | 32.8819 | 32.0147 | 31.5546 | 31.2437 | 30.7494 | 30.4625 | 30.075 | 30.0584 | 29.9413 | 29.8997 | 29.9531
Industrial Sector Energy Related Emissions before CCS[heavy or residual fuel oil if,energy pipelines and gas processing 352T353,F gases] | NoSettings | 0 | 0 | 0 | 0 | 0 | 0 | 0 | 0 | 0 | 0 | 0 | 0 | 0 | 0 | 0 | 0 | 0 | 0 | 0 | 0 | 0 | 0 | 0 | 0 | 0 | 0 | 0 | 0 | 0 | 0 | 0
Industrial Sector Energy Related Emissions before CCS[heavy or residual fuel oil if,water and waste 36T39,CO2] | NoSettings | 0 | 0 | 0 | 0 | 0 | 0 | 0 | 0 | 0 | 0 | 0 | 0 | 0 | 0 | 0 | 0 | 0 | 0 | 0 | 0 | 0 | 0 | 0 | 0 | 0 | 0 | 0 | 0 | 0 | 0 | 0
Industrial Sector Energy Related Emissions before CCS[heavy or residual fuel oil if,water and waste 36T39,VOC] | NoSettings | 0 | 0 | 0 | 0 | 0 | 0 | 0 | 0 | 0 | 0 | 0 | 0 | 0 | 0 | 0 | 0 | 0 | 0 | 0 | 0 | 0 | 0 | 0 | 0 | 0 | 0 | 0 | 0 | 0 | 0 | 0
Industrial Sector Energy Related Emissions before CCS[heavy or residual fuel oil if,water and waste 36T39,CO] | NoSettings | 0 | 0 | 0 | 0 | 0 | 0 | 0 | 0 | 0 | 0 | 0 | 0 | 0 | 0 | 0 | 0 | 0 | 0 | 0 | 0 | 0 | 0 | 0 | 0 | 0 | 0 | 0 | 0 | 0 | 0 | 0
Industrial Sector Energy Related Emissions before CCS[heavy or residual fuel oil if,water and waste 36T39,NOx] | NoSettings | 0 | 0 | 0 | 0 | 0 | 0 | 0 | 0 | 0 | 0 | 0 | 0 | 0 | 0 | 0 | 0 | 0 | 0 | 0 | 0 | 0 | 0 | 0 | 0 | 0 | 0 | 0 | 0 | 0 | 0 | 0
Industrial Sector Energy Related Emissions before CCS[heavy or residual fuel oil if,water and waste 36T39,PM10] | NoSettings | 0 | 0 | 0 | 0 | 0 | 0 | 0 | 0 | 0 | 0 | 0 | 0 | 0 | 0 | 0 | 0 | 0 | 0 | 0 | 0 | 0 | 0 | 0 | 0 | 0 | 0 | 0 | 0 | 0 | 0 | 0
Industrial Sector Energy Related Emissions before CCS[heavy or residual fuel oil if,water and waste 36T39,PM25] | NoSettings | 0 | 0 | 0 | 0 | 0 | 0 | 0 | 0 | 0 | 0 | 0 | 0 | 0 | 0 | 0 | 0 | 0 | 0 | 0 | 0 | 0 | 0 | 0 | 0 | 0 | 0 | 0 | 0 | 0 | 0 | 0
Industrial Sector Energy Related Emissions before CCS[heavy or residual fuel oil if,water and waste 36T39,SOx] | NoSettings | 0 | 0 | 0 | 0 | 0 | 0 | 0 | 0 | 0 | 0 | 0 | 0 | 0 | 0 | 0 | 0 | 0 | 0 | 0 | 0 | 0 | 0 | 0 | 0 | 0 | 0 | 0 | 0 | 0 | 0 | 0
Industrial Sector Energy Related Emissions before CCS[heavy or residual fuel oil if,water and waste 36T39,BC] | NoSettings | 0 | 0 | 0 | 0 | 0 | 0 | 0 | 0 | 0 | 0 | 0 | 0 | 0 | 0 | 0 | 0 | 0 | 0 | 0 | 0 | 0 | 0 | 0 | 0 | 0 | 0 | 0 | 0 | 0 | 0 | 0
Industrial Sector Energy Related Emissions before CCS[heavy or residual fuel oil if,water and waste 36T39,OC] | NoSettings | 0 | 0 | 0 | 0 | 0 | 0 | 0 | 0 | 0 | 0 | 0 | 0 | 0 | 0 | 0 | 0 | 0 | 0 | 0 | 0 | 0 | 0 | 0 | 0 | 0 | 0 | 0 | 0 | 0 | 0 | 0
Industrial Sector Energy Related Emissions before CCS[heavy or residual fuel oil if,water and waste 36T39,CH4] | NoSettings | 0 | 0 | 0 | 0 | 0 | 0 | 0 | 0 | 0 | 0 | 0 | 0 | 0 | 0 | 0 | 0 | 0 | 0 | 0 | 0 | 0 | 0 | 0 | 0 | 0 | 0 | 0 | 0 | 0 | 0 | 0
Industrial Sector Energy Related Emissions before CCS[heavy or residual fuel oil if,water and waste 36T39,N2O] | NoSettings | 0 | 0 | 0 | 0 | 0 | 0 | 0 | 0 | 0 | 0 | 0 | 0 | 0 | 0 | 0 | 0 | 0 | 0 | 0 | 0 | 0 | 0 | 0 | 0 | 0 | 0 | 0 | 0 | 0 | 0 | 0
Industrial Sector Energy Related Emissions before CCS[heavy or residual fuel oil if,water and waste 36T39,F gases] | NoSettings | 0 | 0 | 0 | 0 | 0 | 0 | 0 | 0 | 0 | 0 | 0 | 0 | 0 | 0 | 0 | 0 | 0 | 0 | 0 | 0 | 0 | 0 | 0 | 0 | 0 | 0 | 0 | 0 | 0 | 0 | 0
Industrial Sector Energy Related Emissions before CCS[heavy or residual fuel oil if,construction 41T43,CO2] | NoSettings | 0 | 0 | 0 | 0 | 0 | 0 | 0 | 0 | 0 | 0 | 0 | 0 | 0 | 0 | 0 | 0 | 0 | 0 | 0 | 0 | 0 | 0 | 0 | 0 | 0 | 0 | 0 | 0 | 0 | 0 | 0
Industrial Sector Energy Related Emissions before CCS[heavy or residual fuel oil if,construction 41T43,VOC] | NoSettings | 0 | 0 | 0 | 0 | 0 | 0 | 0 | 0 | 0 | 0 | 0 | 0 | 0 | 0 | 0 | 0 | 0 | 0 | 0 | 0 | 0 | 0 | 0 | 0 | 0 | 0 | 0 | 0 | 0 | 0 | 0
Industrial Sector Energy Related Emissions before CCS[heavy or residual fuel oil if,construction 41T43,CO] | NoSettings | 0 | 0 | 0 | 0 | 0 | 0 | 0 | 0 | 0 | 0 | 0 | 0 | 0 | 0 | 0 | 0 | 0 | 0 | 0 | 0 | 0 | 0 | 0 | 0 | 0 | 0 | 0 | 0 | 0 | 0 | 0
Industrial Sector Energy Related Emissions before CCS[heavy or residual fuel oil if,construction 41T43,NOx] | NoSettings | 0 | 0 | 0 | 0 | 0 | 0 | 0 | 0 | 0 | 0 | 0 | 0 | 0 | 0 | 0 | 0 | 0 | 0 | 0 | 0 | 0 | 0 | 0 | 0 | 0 | 0 | 0 | 0 | 0 | 0 | 0
Industrial Sector Energy Related Emissions before CCS[heavy or residual fuel oil if,construction 41T43,PM10] | NoSettings | 0 | 0 | 0 | 0 | 0 | 0 | 0 | 0 | 0 | 0 | 0 | 0 | 0 | 0 | 0 | 0 | 0 | 0 | 0 | 0 | 0 | 0 | 0 | 0 | 0 | 0 | 0 | 0 | 0 | 0 | 0
Industrial Sector Energy Related Emissions before CCS[heavy or residual fuel oil if,construction 41T43,PM25] | NoSettings | 0 | 0 | 0 | 0 | 0 | 0 | 0 | 0 | 0 | 0 | 0 | 0 | 0 | 0 | 0 | 0 | 0 | 0 | 0 | 0 | 0 | 0 | 0 | 0 | 0 | 0 | 0 | 0 | 0 | 0 | 0
Industrial Sector Energy Related Emissions before CCS[heavy or residual fuel oil if,construction 41T43,SOx] | NoSettings | 0 | 0 | 0 | 0 | 0 | 0 | 0 | 0 | 0 | 0 | 0 | 0 | 0 | 0 | 0 | 0 | 0 | 0 | 0 | 0 | 0 | 0 | 0 | 0 | 0 | 0 | 0 | 0 | 0 | 0 | 0
Industrial Sector Energy Related Emissions before CCS[heavy or residual fuel oil if,construction 41T43,BC] | NoSettings | 0 | 0 | 0 | 0 | 0 | 0 | 0 | 0 | 0 | 0 | 0 | 0 | 0 | 0 | 0 | 0 | 0 | 0 | 0 | 0 | 0 | 0 | 0 | 0 | 0 | 0 | 0 | 0 | 0 | 0 | 0
Industrial Sector Energy Related Emissions before CCS[heavy or residual fuel oil if,construction 41T43,OC] | NoSettings | 0 | 0 | 0 | 0 | 0 | 0 | 0 | 0 | 0 | 0 | 0 | 0 | 0 | 0 | 0 | 0 | 0 | 0 | 0 | 0 | 0 | 0 | 0 | 0 | 0 | 0 | 0 | 0 | 0 | 0 | 0
Industrial Sector Energy Related Emissions before CCS[heavy or residual fuel oil if,construction 41T43,CH4] | NoSettings | 0 | 0 | 0 | 0 | 0 | 0 | 0 | 0 | 0 | 0 | 0 | 0 | 0 | 0 | 0 | 0 | 0 | 0 | 0 | 0 | 0 | 0 | 0 | 0 | 0 | 0 | 0 | 0 | 0 | 0 | 0
Industrial Sector Energy Related Emissions before CCS[heavy or residual fuel oil if,construction 41T43,N2O] | NoSettings | 0 | 0 | 0 | 0 | 0 | 0 | 0 | 0 | 0 | 0 | 0 | 0 | 0 | 0 | 0 | 0 | 0 | 0 | 0 | 0 | 0 | 0 | 0 | 0 | 0 | 0 | 0 | 0 | 0 | 0 | 0
Industrial Sector Energy Related Emissions before CCS[heavy or residual fuel oil if,construction 41T43,F gases] | NoSettings | 0 | 0 | 0 | 0 | 0 | 0 | 0 | 0 | 0 | 0 | 0 | 0 | 0 | 0 | 0 | 0 | 0 | 0 | 0 | 0 | 0 | 0 | 0 | 0 | 0 | 0 | 0 | 0 | 0 | 0 | 0
Industrial Sector Energy Related Emissions before CCS[LPG propane or butane if,agriculture and forestry 01T03,CO2] | NoSettings | 0 | 0 | 0 | 0 | 0 | 0 | 0 | 0 | 0 | 0 | 0 | 0 | 0 | 0 | 0 | 0 | 0 | 0 | 0 | 0 | 0 | 0 | 0 | 0 | 0 | 0 | 0 | 0 | 0 | 0 | 0
Industrial Sector Energy Related Emissions before CCS[LPG propane or butane if,agriculture and forestry 01T03,VOC] | NoSettings | 0 | 0 | 0 | 0 | 0 | 0 | 0 | 0 | 0 | 0 | 0 | 0 | 0 | 0 | 0 | 0 | 0 | 0 | 0 | 0 | 0 | 0 | 0 | 0 | 0 | 0 | 0 | 0 | 0 | 0 | 0
Industrial Sector Energy Related Emissions before CCS[LPG propane or butane if,agriculture and forestry 01T03,CO] | NoSettings | 0 | 0 | 0 | 0 | 0 | 0 | 0 | 0 | 0 | 0 | 0 | 0 | 0 | 0 | 0 | 0 | 0 | 0 | 0 | 0 | 0 | 0 | 0 | 0 | 0 | 0 | 0 | 0 | 0 | 0 | 0
Industrial Sector Energy Related Emissions before CCS[LPG propane or butane if,agriculture and forestry 01T03,NOx] | NoSettings | 0 | 0 | 0 | 0 | 0 | 0 | 0 | 0 | 0 | 0 | 0 | 0 | 0 | 0 | 0 | 0 | 0 | 0 | 0 | 0 | 0 | 0 | 0 | 0 | 0 | 0 | 0 | 0 | 0 | 0 | 0
Industrial Sector Energy Related Emissions before CCS[LPG propane or butane if,agriculture and forestry 01T03,PM10] | NoSettings | 0 | 0 | 0 | 0 | 0 | 0 | 0 | 0 | 0 | 0 | 0 | 0 | 0 | 0 | 0 | 0 | 0 | 0 | 0 | 0 | 0 | 0 | 0 | 0 | 0 | 0 | 0 | 0 | 0 | 0 | 0
Industrial Sector Energy Related Emissions before CCS[LPG propane or butane if,agriculture and forestry 01T03,PM25] | NoSettings | 0 | 0 | 0 | 0 | 0 | 0 | 0 | 0 | 0 | 0 | 0 | 0 | 0 | 0 | 0 | 0 | 0 | 0 | 0 | 0 | 0 | 0 | 0 | 0 | 0 | 0 | 0 | 0 | 0 | 0 | 0
Industrial Sector Energy Related Emissions before CCS[LPG propane or butane if,agriculture and forestry 01T03,SOx] | NoSettings | 0 | 0 | 0 | 0 | 0 | 0 | 0 | 0 | 0 | 0 | 0 | 0 | 0 | 0 | 0 | 0 | 0 | 0 | 0 | 0 | 0 | 0 | 0 | 0 | 0 | 0 | 0 | 0 | 0 | 0 | 0
Industrial Sector Energy Related Emissions before CCS[LPG propane or butane if,agriculture and forestry 01T03,BC] | NoSettings | 0 | 0 | 0 | 0 | 0 | 0 | 0 | 0 | 0 | 0 | 0 | 0 | 0 | 0 | 0 | 0 | 0 | 0 | 0 | 0 | 0 | 0 | 0 | 0 | 0 | 0 | 0 | 0 | 0 | 0 | 0
Industrial Sector Energy Related Emissions before CCS[LPG propane or butane if,agriculture and forestry 01T03,OC] | NoSettings | 0 | 0 | 0 | 0 | 0 | 0 | 0 | 0 | 0 | 0 | 0 | 0 | 0 | 0 | 0 | 0 | 0 | 0 | 0 | 0 | 0 | 0 | 0 | 0 | 0 | 0 | 0 | 0 | 0 | 0 | 0
Industrial Sector Energy Related Emissions before CCS[LPG propane or butane if,agriculture and forestry 01T03,CH4] | NoSettings | 0 | 0 | 0 | 0 | 0 | 0 | 0 | 0 | 0 | 0 | 0 | 0 | 0 | 0 | 0 | 0 | 0 | 0 | 0 | 0 | 0 | 0 | 0 | 0 | 0 | 0 | 0 | 0 | 0 | 0 | 0
Industrial Sector Energy Related Emissions before CCS[LPG propane or butane if,agriculture and forestry 01T03,N2O] | NoSettings | 0 | 0 | 0 | 0 | 0 | 0 | 0 | 0 | 0 | 0 | 0 | 0 | 0 | 0 | 0 | 0 | 0 | 0 | 0 | 0 | 0 | 0 | 0 | 0 | 0 | 0 | 0 | 0 | 0 | 0 | 0
Industrial Sector Energy Related Emissions before CCS[LPG propane or butane if,agriculture and forestry 01T03,F gases] | NoSettings | 0 | 0 | 0 | 0 | 0 | 0 | 0 | 0 | 0 | 0 | 0 | 0 | 0 | 0 | 0 | 0 | 0 | 0 | 0 | 0 | 0 | 0 | 0 | 0 | 0 | 0 | 0 | 0 | 0 | 0 | 0
Industrial Sector Energy Related Emissions before CCS[LPG propane or butane if,coal mining 05,CO2] | NoSettings | 0 | 0 | 0 | 0 | 0 | 0 | 0 | 0 | 0 | 0 | 0 | 0 | 0 | 0 | 0 | 0 | 0 | 0 | 0 | 0 | 0 | 0 | 0 | 0 | 0 | 0 | 0 | 0 | 0 | 0 | 0
Industrial Sector Energy Related Emissions before CCS[LPG propane or butane if,coal mining 05,VOC] | NoSettings | 0 | 0 | 0 | 0 | 0 | 0 | 0 | 0 | 0 | 0 | 0 | 0 | 0 | 0 | 0 | 0 | 0 | 0 | 0 | 0 | 0 | 0 | 0 | 0 | 0 | 0 | 0 | 0 | 0 | 0 | 0
Industrial Sector Energy Related Emissions before CCS[LPG propane or butane if,coal mining 05,CO] | NoSettings | 0 | 0 | 0 | 0 | 0 | 0 | 0 | 0 | 0 | 0 | 0 | 0 | 0 | 0 | 0 | 0 | 0 | 0 | 0 | 0 | 0 | 0 | 0 | 0 | 0 | 0 | 0 | 0 | 0 | 0 | 0
Industrial Sector Energy Related Emissions before CCS[LPG propane or butane if,coal mining 05,NOx] | NoSettings | 0 | 0 | 0 | 0 | 0 | 0 | 0 | 0 | 0 | 0 | 0 | 0 | 0 | 0 | 0 | 0 | 0 | 0 | 0 | 0 | 0 | 0 | 0 | 0 | 0 | 0 | 0 | 0 | 0 | 0 | 0
Industrial Sector Energy Related Emissions before CCS[LPG propane or butane if,coal mining 05,PM10] | NoSettings | 0 | 0 | 0 | 0 | 0 | 0 | 0 | 0 | 0 | 0 | 0 | 0 | 0 | 0 | 0 | 0 | 0 | 0 | 0 | 0 | 0 | 0 | 0 | 0 | 0 | 0 | 0 | 0 | 0 | 0 | 0
Industrial Sector Energy Related Emissions before CCS[LPG propane or butane if,coal mining 05,PM25] | NoSettings | 0 | 0 | 0 | 0 | 0 | 0 | 0 | 0 | 0 | 0 | 0 | 0 | 0 | 0 | 0 | 0 | 0 | 0 | 0 | 0 | 0 | 0 | 0 | 0 | 0 | 0 | 0 | 0 | 0 | 0 | 0
Industrial Sector Energy Related Emissions before CCS[LPG propane or butane if,coal mining 05,SOx] | NoSettings | 0 | 0 | 0 | 0 | 0 | 0 | 0 | 0 | 0 | 0 | 0 | 0 | 0 | 0 | 0 | 0 | 0 | 0 | 0 | 0 | 0 | 0 | 0 | 0 | 0 | 0 | 0 | 0 | 0 | 0 | 0
Industrial Sector Energy Related Emissions before CCS[LPG propane or butane if,coal mining 05,BC] | NoSettings | 0 | 0 | 0 | 0 | 0 | 0 | 0 | 0 | 0 | 0 | 0 | 0 | 0 | 0 | 0 | 0 | 0 | 0 | 0 | 0 | 0 | 0 | 0 | 0 | 0 | 0 | 0 | 0 | 0 | 0 | 0
Industrial Sector Energy Related Emissions before CCS[LPG propane or butane if,coal mining 05,OC] | NoSettings | 0 | 0 | 0 | 0 | 0 | 0 | 0 | 0 | 0 | 0 | 0 | 0 | 0 | 0 | 0 | 0 | 0 | 0 | 0 | 0 | 0 | 0 | 0 | 0 | 0 | 0 | 0 | 0 | 0 | 0 | 0
Industrial Sector Energy Related Emissions before CCS[LPG propane or butane if,coal mining 05,CH4] | NoSettings | 0 | 0 | 0 | 0 | 0 | 0 | 0 | 0 | 0 | 0 | 0 | 0 | 0 | 0 | 0 | 0 | 0 | 0 | 0 | 0 | 0 | 0 | 0 | 0 | 0 | 0 | 0 | 0 | 0 | 0 | 0
Industrial Sector Energy Related Emissions before CCS[LPG propane or butane if,coal mining 05,N2O] | NoSettings | 0 | 0 | 0 | 0 | 0 | 0 | 0 | 0 | 0 | 0 | 0 | 0 | 0 | 0 | 0 | 0 | 0 | 0 | 0 | 0 | 0 | 0 | 0 | 0 | 0 | 0 | 0 | 0 | 0 | 0 | 0
Industrial Sector Energy Related Emissions before CCS[LPG propane or butane if,coal mining 05,F gases] | NoSettings | 0 | 0 | 0 | 0 | 0 | 0 | 0 | 0 | 0 | 0 | 0 | 0 | 0 | 0 | 0 | 0 | 0 | 0 | 0 | 0 | 0 | 0 | 0 | 0 | 0 | 0 | 0 | 0 | 0 | 0 | 0
Industrial Sector Energy Related Emissions before CCS[LPG propane or butane if,oil and gas extraction 06,CO2] | NoSettings | 0 | 0 | 0 | 0 | 0 | 0 | 0 | 0 | 0 | 0 | 0 | 0 | 0 | 0 | 0 | 0 | 0 | 0 | 0 | 0 | 0 | 0 | 0 | 0 | 0 | 0 | 0 | 0 | 0 | 0 | 0
Industrial Sector Energy Related Emissions before CCS[LPG propane or butane if,oil and gas extraction 06,VOC] | NoSettings | 0 | 0 | 0 | 0 | 0 | 0 | 0 | 0 | 0 | 0 | 0 | 0 | 0 | 0 | 0 | 0 | 0 | 0 | 0 | 0 | 0 | 0 | 0 | 0 | 0 | 0 | 0 | 0 | 0 | 0 | 0
Industrial Sector Energy Related Emissions before CCS[LPG propane or butane if,oil and gas extraction 06,CO] | NoSettings | 0 | 0 | 0 | 0 | 0 | 0 | 0 | 0 | 0 | 0 | 0 | 0 | 0 | 0 | 0 | 0 | 0 | 0 | 0 | 0 | 0 | 0 | 0 | 0 | 0 | 0 | 0 | 0 | 0 | 0 | 0
Industrial Sector Energy Related Emissions before CCS[LPG propane or butane if,oil and gas extraction 06,NOx] | NoSettings | 0 | 0 | 0 | 0 | 0 | 0 | 0 | 0 | 0 | 0 | 0 | 0 | 0 | 0 | 0 | 0 | 0 | 0 | 0 | 0 | 0 | 0 | 0 | 0 | 0 | 0 | 0 | 0 | 0 | 0 | 0
Industrial Sector Energy Related Emissions before CCS[LPG propane or butane if,oil and gas extraction 06,PM10] | NoSettings | 0 | 0 | 0 | 0 | 0 | 0 | 0 | 0 | 0 | 0 | 0 | 0 | 0 | 0 | 0 | 0 | 0 | 0 | 0 | 0 | 0 | 0 | 0 | 0 | 0 | 0 | 0 | 0 | 0 | 0 | 0
Industrial Sector Energy Related Emissions before CCS[LPG propane or butane if,oil and gas extraction 06,PM25] | NoSettings | 0 | 0 | 0 | 0 | 0 | 0 | 0 | 0 | 0 | 0 | 0 | 0 | 0 | 0 | 0 | 0 | 0 | 0 | 0 | 0 | 0 | 0 | 0 | 0 | 0 | 0 | 0 | 0 | 0 | 0 | 0
Industrial Sector Energy Related Emissions before CCS[LPG propane or butane if,oil and gas extraction 06,SOx] | NoSettings | 0 | 0 | 0 | 0 | 0 | 0 | 0 | 0 | 0 | 0 | 0 | 0 | 0 | 0 | 0 | 0 | 0 | 0 | 0 | 0 | 0 | 0 | 0 | 0 | 0 | 0 | 0 | 0 | 0 | 0 | 0
Industrial Sector Energy Related Emissions before CCS[LPG propane or butane if,oil and gas extraction 06,BC] | NoSettings | 0 | 0 | 0 | 0 | 0 | 0 | 0 | 0 | 0 | 0 | 0 | 0 | 0 | 0 | 0 | 0 | 0 | 0 | 0 | 0 | 0 | 0 | 0 | 0 | 0 | 0 | 0 | 0 | 0 | 0 | 0
Industrial Sector Energy Related Emissions before CCS[LPG propane or butane if,oil and gas extraction 06,OC] | NoSettings | 0 | 0 | 0 | 0 | 0 | 0 | 0 | 0 | 0 | 0 | 0 | 0 | 0 | 0 | 0 | 0 | 0 | 0 | 0 | 0 | 0 | 0 | 0 | 0 | 0 | 0 | 0 | 0 | 0 | 0 | 0
Industrial Sector Energy Related Emissions before CCS[LPG propane or butane if,oil and gas extraction 06,CH4] | NoSettings | 0 | 0 | 0 | 0 | 0 | 0 | 0 | 0 | 0 | 0 | 0 | 0 | 0 | 0 | 0 | 0 | 0 | 0 | 0 | 0 | 0 | 0 | 0 | 0 | 0 | 0 | 0 | 0 | 0 | 0 | 0
Industrial Sector Energy Related Emissions before CCS[LPG propane or butane if,oil and gas extraction 06,N2O] | NoSettings | 0 | 0 | 0 | 0 | 0 | 0 | 0 | 0 | 0 | 0 | 0 | 0 | 0 | 0 | 0 | 0 | 0 | 0 | 0 | 0 | 0 | 0 | 0 | 0 | 0 | 0 | 0 | 0 | 0 | 0 | 0
Industrial Sector Energy Related Emissions before CCS[LPG propane or butane if,oil and gas extraction 06,F gases] | NoSettings | 0 | 0 | 0 | 0 | 0 | 0 | 0 | 0 | 0 | 0 | 0 | 0 | 0 | 0 | 0 | 0 | 0 | 0 | 0 | 0 | 0 | 0 | 0 | 0 | 0 | 0 | 0 | 0 | 0 | 0 | 0
Industrial Sector Energy Related Emissions before CCS[LPG propane or butane if,other mining and quarrying 07T08,CO2] | NoSettings | 0 | 0 | 0 | 0 | 0 | 0 | 0 | 0 | 0 | 0 | 0 | 0 | 0 | 0 | 0 | 0 | 0 | 0 | 0 | 0 | 0 | 0 | 0 | 0 | 0 | 0 | 0 | 0 | 0 | 0 | 0
Industrial Sector Energy Related Emissions before CCS[LPG propane or butane if,other mining and quarrying 07T08,VOC] | NoSettings | 0 | 0 | 0 | 0 | 0 | 0 | 0 | 0 | 0 | 0 | 0 | 0 | 0 | 0 | 0 | 0 | 0 | 0 | 0 | 0 | 0 | 0 | 0 | 0 | 0 | 0 | 0 | 0 | 0 | 0 | 0
Industrial Sector Energy Related Emissions before CCS[LPG propane or butane if,other mining and quarrying 07T08,CO] | NoSettings | 0 | 0 | 0 | 0 | 0 | 0 | 0 | 0 | 0 | 0 | 0 | 0 | 0 | 0 | 0 | 0 | 0 | 0 | 0 | 0 | 0 | 0 | 0 | 0 | 0 | 0 | 0 | 0 | 0 | 0 | 0
Industrial Sector Energy Related Emissions before CCS[LPG propane or butane if,other mining and quarrying 07T08,NOx] | NoSettings | 0 | 0 | 0 | 0 | 0 | 0 | 0 | 0 | 0 | 0 | 0 | 0 | 0 | 0 | 0 | 0 | 0 | 0 | 0 | 0 | 0 | 0 | 0 | 0 | 0 | 0 | 0 | 0 | 0 | 0 | 0
Industrial Sector Energy Related Emissions before CCS[LPG propane or butane if,other mining and quarrying 07T08,PM10] | NoSettings | 0 | 0 | 0 | 0 | 0 | 0 | 0 | 0 | 0 | 0 | 0 | 0 | 0 | 0 | 0 | 0 | 0 | 0 | 0 | 0 | 0 | 0 | 0 | 0 | 0 | 0 | 0 | 0 | 0 | 0 | 0
Industrial Sector Energy Related Emissions before CCS[LPG propane or butane if,other mining and quarrying 07T08,PM25] | NoSettings | 0 | 0 | 0 | 0 | 0 | 0 | 0 | 0 | 0 | 0 | 0 | 0 | 0 | 0 | 0 | 0 | 0 | 0 | 0 | 0 | 0 | 0 | 0 | 0 | 0 | 0 | 0 | 0 | 0 | 0 | 0
Industrial Sector Energy Related Emissions before CCS[LPG propane or butane if,other mining and quarrying 07T08,SOx] | NoSettings | 0 | 0 | 0 | 0 | 0 | 0 | 0 | 0 | 0 | 0 | 0 | 0 | 0 | 0 | 0 | 0 | 0 | 0 | 0 | 0 | 0 | 0 | 0 | 0 | 0 | 0 | 0 | 0 | 0 | 0 | 0
Industrial Sector Energy Related Emissions before CCS[LPG propane or butane if,other mining and quarrying 07T08,BC] | NoSettings | 0 | 0 | 0 | 0 | 0 | 0 | 0 | 0 | 0 | 0 | 0 | 0 | 0 | 0 | 0 | 0 | 0 | 0 | 0 | 0 | 0 | 0 | 0 | 0 | 0 | 0 | 0 | 0 | 0 | 0 | 0
Industrial Sector Energy Related Emissions before CCS[LPG propane or butane if,other mining and quarrying 07T08,OC] | NoSettings | 0 | 0 | 0 | 0 | 0 | 0 | 0 | 0 | 0 | 0 | 0 | 0 | 0 | 0 | 0 | 0 | 0 | 0 | 0 | 0 | 0 | 0 | 0 | 0 | 0 | 0 | 0 | 0 | 0 | 0 | 0
Industrial Sector Energy Related Emissions before CCS[LPG propane or butane if,other mining and quarrying 07T08,CH4] | NoSettings | 0 | 0 | 0 | 0 | 0 | 0 | 0 | 0 | 0 | 0 | 0 | 0 | 0 | 0 | 0 | 0 | 0 | 0 | 0 | 0 | 0 | 0 | 0 | 0 | 0 | 0 | 0 | 0 | 0 | 0 | 0
Industrial Sector Energy Related Emissions before CCS[LPG propane or butane if,other mining and quarrying 07T08,N2O] | NoSettings | 0 | 0 | 0 | 0 | 0 | 0 | 0 | 0 | 0 | 0 | 0 | 0 | 0 | 0 | 0 | 0 | 0 | 0 | 0 | 0 | 0 | 0 | 0 | 0 | 0 | 0 | 0 | 0 | 0 | 0 | 0
Industrial Sector Energy Related Emissions before CCS[LPG propane or butane if,other mining and quarrying 07T08,F gases] | NoSettings | 0 | 0 | 0 | 0 | 0 | 0 | 0 | 0 | 0 | 0 | 0 | 0 | 0 | 0 | 0 | 0 | 0 | 0 | 0 | 0 | 0 | 0 | 0 | 0 | 0 | 0 | 0 | 0 | 0 | 0 | 0
Industrial Sector Energy Related Emissions before CCS[LPG propane or butane if,food beverage and tobacco 10T12,CO2] | NoSettings | 0 | 0 | 0 | 0 | 0 | 0 | 0 | 0 | 0 | 0 | 0 | 0 | 0 | 0 | 0 | 0 | 0 | 0 | 0 | 0 | 0 | 0 | 0 | 0 | 0 | 0 | 0 | 0 | 0 | 0 | 0
Industrial Sector Energy Related Emissions before CCS[LPG propane or butane if,food beverage and tobacco 10T12,VOC] | NoSettings | 0 | 0 | 0 | 0 | 0 | 0 | 0 | 0 | 0 | 0 | 0 | 0 | 0 | 0 | 0 | 0 | 0 | 0 | 0 | 0 | 0 | 0 | 0 | 0 | 0 | 0 | 0 | 0 | 0 | 0 | 0
Industrial Sector Energy Related Emissions before CCS[LPG propane or butane if,food beverage and tobacco 10T12,CO] | NoSettings | 0 | 0 | 0 | 0 | 0 | 0 | 0 | 0 | 0 | 0 | 0 | 0 | 0 | 0 | 0 | 0 | 0 | 0 | 0 | 0 | 0 | 0 | 0 | 0 | 0 | 0 | 0 | 0 | 0 | 0 | 0
Industrial Sector Energy Related Emissions before CCS[LPG propane or butane if,food beverage and tobacco 10T12,NOx] | NoSettings | 0 | 0 | 0 | 0 | 0 | 0 | 0 | 0 | 0 | 0 | 0 | 0 | 0 | 0 | 0 | 0 | 0 | 0 | 0 | 0 | 0 | 0 | 0 | 0 | 0 | 0 | 0 | 0 | 0 | 0 | 0
Industrial Sector Energy Related Emissions before CCS[LPG propane or butane if,food beverage and tobacco 10T12,PM10] | NoSettings | 0 | 0 | 0 | 0 | 0 | 0 | 0 | 0 | 0 | 0 | 0 | 0 | 0 | 0 | 0 | 0 | 0 | 0 | 0 | 0 | 0 | 0 | 0 | 0 | 0 | 0 | 0 | 0 | 0 | 0 | 0
Industrial Sector Energy Related Emissions before CCS[LPG propane or butane if,food beverage and tobacco 10T12,PM25] | NoSettings | 0 | 0 | 0 | 0 | 0 | 0 | 0 | 0 | 0 | 0 | 0 | 0 | 0 | 0 | 0 | 0 | 0 | 0 | 0 | 0 | 0 | 0 | 0 | 0 | 0 | 0 | 0 | 0 | 0 | 0 | 0
Industrial Sector Energy Related Emissions before CCS[LPG propane or butane if,food beverage and tobacco 10T12,SOx] | NoSettings | 0 | 0 | 0 | 0 | 0 | 0 | 0 | 0 | 0 | 0 | 0 | 0 | 0 | 0 | 0 | 0 | 0 | 0 | 0 | 0 | 0 | 0 | 0 | 0 | 0 | 0 | 0 | 0 | 0 | 0 | 0
Industrial Sector Energy Related Emissions before CCS[LPG propane or butane if,food beverage and tobacco 10T12,BC] | NoSettings | 0 | 0 | 0 | 0 | 0 | 0 | 0 | 0 | 0 | 0 | 0 | 0 | 0 | 0 | 0 | 0 | 0 | 0 | 0 | 0 | 0 | 0 | 0 | 0 | 0 | 0 | 0 | 0 | 0 | 0 | 0
Industrial Sector Energy Related Emissions before CCS[LPG propane or butane if,food beverage and tobacco 10T12,OC] | NoSettings | 0 | 0 | 0 | 0 | 0 | 0 | 0 | 0 | 0 | 0 | 0 | 0 | 0 | 0 | 0 | 0 | 0 | 0 | 0 | 0 | 0 | 0 | 0 | 0 | 0 | 0 | 0 | 0 | 0 | 0 | 0
Industrial Sector Energy Related Emissions before CCS[LPG propane or butane if,food beverage and tobacco 10T12,CH4] | NoSettings | 0 | 0 | 0 | 0 | 0 | 0 | 0 | 0 | 0 | 0 | 0 | 0 | 0 | 0 | 0 | 0 | 0 | 0 | 0 | 0 | 0 | 0 | 0 | 0 | 0 | 0 | 0 | 0 | 0 | 0 | 0
Industrial Sector Energy Related Emissions before CCS[LPG propane or butane if,food beverage and tobacco 10T12,N2O] | NoSettings | 0 | 0 | 0 | 0 | 0 | 0 | 0 | 0 | 0 | 0 | 0 | 0 | 0 | 0 | 0 | 0 | 0 | 0 | 0 | 0 | 0 | 0 | 0 | 0 | 0 | 0 | 0 | 0 | 0 | 0 | 0
Industrial Sector Energy Related Emissions before CCS[LPG propane or butane if,food beverage and tobacco 10T12,F gases] | NoSettings | 0 | 0 | 0 | 0 | 0 | 0 | 0 | 0 | 0 | 0 | 0 | 0 | 0 | 0 | 0 | 0 | 0 | 0 | 0 | 0 | 0 | 0 | 0 | 0 | 0 | 0 | 0 | 0 | 0 | 0 | 0
Industrial Sector Energy Related Emissions before CCS[LPG propane or butane if,textiles apparel and leather 13T15,CO2] | NoSettings | 0 | 0 | 0 | 0 | 0 | 0 | 0 | 0 | 0 | 0 | 0 | 0 | 0 | 0 | 0 | 0 | 0 | 0 | 0 | 0 | 0 | 0 | 0 | 0 | 0 | 0 | 0 | 0 | 0 | 0 | 0
Industrial Sector Energy Related Emissions before CCS[LPG propane or butane if,textiles apparel and leather 13T15,VOC] | NoSettings | 0 | 0 | 0 | 0 | 0 | 0 | 0 | 0 | 0 | 0 | 0 | 0 | 0 | 0 | 0 | 0 | 0 | 0 | 0 | 0 | 0 | 0 | 0 | 0 | 0 | 0 | 0 | 0 | 0 | 0 | 0
Industrial Sector Energy Related Emissions before CCS[LPG propane or butane if,textiles apparel and leather 13T15,CO] | NoSettings | 0 | 0 | 0 | 0 | 0 | 0 | 0 | 0 | 0 | 0 | 0 | 0 | 0 | 0 | 0 | 0 | 0 | 0 | 0 | 0 | 0 | 0 | 0 | 0 | 0 | 0 | 0 | 0 | 0 | 0 | 0
Industrial Sector Energy Related Emissions before CCS[LPG propane or butane if,textiles apparel and leather 13T15,NOx] | NoSettings | 0 | 0 | 0 | 0 | 0 | 0 | 0 | 0 | 0 | 0 | 0 | 0 | 0 | 0 | 0 | 0 | 0 | 0 | 0 | 0 | 0 | 0 | 0 | 0 | 0 | 0 | 0 | 0 | 0 | 0 | 0
Industrial Sector Energy Related Emissions before CCS[LPG propane or butane if,textiles apparel and leather 13T15,PM10] | NoSettings | 0 | 0 | 0 | 0 | 0 | 0 | 0 | 0 | 0 | 0 | 0 | 0 | 0 | 0 | 0 | 0 | 0 | 0 | 0 | 0 | 0 | 0 | 0 | 0 | 0 | 0 | 0 | 0 | 0 | 0 | 0
Industrial Sector Energy Related Emissions before CCS[LPG propane or butane if,textiles apparel and leather 13T15,PM25] | NoSettings | 0 | 0 | 0 | 0 | 0 | 0 | 0 | 0 | 0 | 0 | 0 | 0 | 0 | 0 | 0 | 0 | 0 | 0 | 0 | 0 | 0 | 0 | 0 | 0 | 0 | 0 | 0 | 0 | 0 | 0 | 0
Industrial Sector Energy Related Emissions before CCS[LPG propane or butane if,textiles apparel and leather 13T15,SOx] | NoSettings | 0 | 0 | 0 | 0 | 0 | 0 | 0 | 0 | 0 | 0 | 0 | 0 | 0 | 0 | 0 | 0 | 0 | 0 | 0 | 0 | 0 | 0 | 0 | 0 | 0 | 0 | 0 | 0 | 0 | 0 | 0
Industrial Sector Energy Related Emissions before CCS[LPG propane or butane if,textiles apparel and leather 13T15,BC] | NoSettings | 0 | 0 | 0 | 0 | 0 | 0 | 0 | 0 | 0 | 0 | 0 | 0 | 0 | 0 | 0 | 0 | 0 | 0 | 0 | 0 | 0 | 0 | 0 | 0 | 0 | 0 | 0 | 0 | 0 | 0 | 0
Industrial Sector Energy Related Emissions before CCS[LPG propane or butane if,textiles apparel and leather 13T15,OC] | NoSettings | 0 | 0 | 0 | 0 | 0 | 0 | 0 | 0 | 0 | 0 | 0 | 0 | 0 | 0 | 0 | 0 | 0 | 0 | 0 | 0 | 0 | 0 | 0 | 0 | 0 | 0 | 0 | 0 | 0 | 0 | 0
Industrial Sector Energy Related Emissions before CCS[LPG propane or butane if,textiles apparel and leather 13T15,CH4] | NoSettings | 0 | 0 | 0 | 0 | 0 | 0 | 0 | 0 | 0 | 0 | 0 | 0 | 0 | 0 | 0 | 0 | 0 | 0 | 0 | 0 | 0 | 0 | 0 | 0 | 0 | 0 | 0 | 0 | 0 | 0 | 0
Industrial Sector Energy Related Emissions before CCS[LPG propane or butane if,textiles apparel and leather 13T15,N2O] | NoSettings | 0 | 0 | 0 | 0 | 0 | 0 | 0 | 0 | 0 | 0 | 0 | 0 | 0 | 0 | 0 | 0 | 0 | 0 | 0 | 0 | 0 | 0 | 0 | 0 | 0 | 0 | 0 | 0 | 0 | 0 | 0
Industrial Sector Energy Related Emissions before CCS[LPG propane or butane if,textiles apparel and leather 13T15,F gases] | NoSettings | 0 | 0 | 0 | 0 | 0 | 0 | 0 | 0 | 0 | 0 | 0 | 0 | 0 | 0 | 0 | 0 | 0 | 0 | 0 | 0 | 0 | 0 | 0 | 0 | 0 | 0 | 0 | 0 | 0 | 0 | 0
Industrial Sector Energy Related Emissions before CCS[LPG propane or butane if,wood products 16,CO2] | NoSettings | 0 | 0 | 0 | 0 | 0 | 0 | 0 | 0 | 0 | 0 | 0 | 0 | 0 | 0 | 0 | 0 | 0 | 0 | 0 | 0 | 0 | 0 | 0 | 0 | 0 | 0 | 0 | 0 | 0 | 0 | 0
Industrial Sector Energy Related Emissions before CCS[LPG propane or butane if,wood products 16,VOC] | NoSettings | 0 | 0 | 0 | 0 | 0 | 0 | 0 | 0 | 0 | 0 | 0 | 0 | 0 | 0 | 0 | 0 | 0 | 0 | 0 | 0 | 0 | 0 | 0 | 0 | 0 | 0 | 0 | 0 | 0 | 0 | 0
Industrial Sector Energy Related Emissions before CCS[LPG propane or butane if,wood products 16,CO] | NoSettings | 0 | 0 | 0 | 0 | 0 | 0 | 0 | 0 | 0 | 0 | 0 | 0 | 0 | 0 | 0 | 0 | 0 | 0 | 0 | 0 | 0 | 0 | 0 | 0 | 0 | 0 | 0 | 0 | 0 | 0 | 0
Industrial Sector Energy Related Emissions before CCS[LPG propane or butane if,wood products 16,NOx] | NoSettings | 0 | 0 | 0 | 0 | 0 | 0 | 0 | 0 | 0 | 0 | 0 | 0 | 0 | 0 | 0 | 0 | 0 | 0 | 0 | 0 | 0 | 0 | 0 | 0 | 0 | 0 | 0 | 0 | 0 | 0 | 0
Industrial Sector Energy Related Emissions before CCS[LPG propane or butane if,wood products 16,PM10] | NoSettings | 0 | 0 | 0 | 0 | 0 | 0 | 0 | 0 | 0 | 0 | 0 | 0 | 0 | 0 | 0 | 0 | 0 | 0 | 0 | 0 | 0 | 0 | 0 | 0 | 0 | 0 | 0 | 0 | 0 | 0 | 0
Industrial Sector Energy Related Emissions before CCS[LPG propane or butane if,wood products 16,PM25] | NoSettings | 0 | 0 | 0 | 0 | 0 | 0 | 0 | 0 | 0 | 0 | 0 | 0 | 0 | 0 | 0 | 0 | 0 | 0 | 0 | 0 | 0 | 0 | 0 | 0 | 0 | 0 | 0 | 0 | 0 | 0 | 0
Industrial Sector Energy Related Emissions before CCS[LPG propane or butane if,wood products 16,SOx] | NoSettings | 0 | 0 | 0 | 0 | 0 | 0 | 0 | 0 | 0 | 0 | 0 | 0 | 0 | 0 | 0 | 0 | 0 | 0 | 0 | 0 | 0 | 0 | 0 | 0 | 0 | 0 | 0 | 0 | 0 | 0 | 0
Industrial Sector Energy Related Emissions before CCS[LPG propane or butane if,wood products 16,BC] | NoSettings | 0 | 0 | 0 | 0 | 0 | 0 | 0 | 0 | 0 | 0 | 0 | 0 | 0 | 0 | 0 | 0 | 0 | 0 | 0 | 0 | 0 | 0 | 0 | 0 | 0 | 0 | 0 | 0 | 0 | 0 | 0
Industrial Sector Energy Related Emissions before CCS[LPG propane or butane if,wood products 16,OC] | NoSettings | 0 | 0 | 0 | 0 | 0 | 0 | 0 | 0 | 0 | 0 | 0 | 0 | 0 | 0 | 0 | 0 | 0 | 0 | 0 | 0 | 0 | 0 | 0 | 0 | 0 | 0 | 0 | 0 | 0 | 0 | 0
Industrial Sector Energy Related Emissions before CCS[LPG propane or butane if,wood products 16,CH4] | NoSettings | 0 | 0 | 0 | 0 | 0 | 0 | 0 | 0 | 0 | 0 | 0 | 0 | 0 | 0 | 0 | 0 | 0 | 0 | 0 | 0 | 0 | 0 | 0 | 0 | 0 | 0 | 0 | 0 | 0 | 0 | 0
Industrial Sector Energy Related Emissions before CCS[LPG propane or butane if,wood products 16,N2O] | NoSettings | 0 | 0 | 0 | 0 | 0 | 0 | 0 | 0 | 0 | 0 | 0 | 0 | 0 | 0 | 0 | 0 | 0 | 0 | 0 | 0 | 0 | 0 | 0 | 0 | 0 | 0 | 0 | 0 | 0 | 0 | 0
Industrial Sector Energy Related Emissions before CCS[LPG propane or butane if,wood products 16,F gases] | NoSettings | 0 | 0 | 0 | 0 | 0 | 0 | 0 | 0 | 0 | 0 | 0 | 0 | 0 | 0 | 0 | 0 | 0 | 0 | 0 | 0 | 0 | 0 | 0 | 0 | 0 | 0 | 0 | 0 | 0 | 0 | 0
Industrial Sector Energy Related Emissions before CCS[LPG propane or butane if,pulp paper and printing 17T18,CO2] | NoSettings | 0 | 0 | 0 | 0 | 0 | 0 | 0 | 0 | 0 | 0 | 0 | 0 | 0 | 0 | 0 | 0 | 0 | 0 | 0 | 0 | 0 | 0 | 0 | 0 | 0 | 0 | 0 | 0 | 0 | 0 | 0
Industrial Sector Energy Related Emissions before CCS[LPG propane or butane if,pulp paper and printing 17T18,VOC] | NoSettings | 0 | 0 | 0 | 0 | 0 | 0 | 0 | 0 | 0 | 0 | 0 | 0 | 0 | 0 | 0 | 0 | 0 | 0 | 0 | 0 | 0 | 0 | 0 | 0 | 0 | 0 | 0 | 0 | 0 | 0 | 0
Industrial Sector Energy Related Emissions before CCS[LPG propane or butane if,pulp paper and printing 17T18,CO] | NoSettings | 0 | 0 | 0 | 0 | 0 | 0 | 0 | 0 | 0 | 0 | 0 | 0 | 0 | 0 | 0 | 0 | 0 | 0 | 0 | 0 | 0 | 0 | 0 | 0 | 0 | 0 | 0 | 0 | 0 | 0 | 0
Industrial Sector Energy Related Emissions before CCS[LPG propane or butane if,pulp paper and printing 17T18,NOx] | NoSettings | 0 | 0 | 0 | 0 | 0 | 0 | 0 | 0 | 0 | 0 | 0 | 0 | 0 | 0 | 0 | 0 | 0 | 0 | 0 | 0 | 0 | 0 | 0 | 0 | 0 | 0 | 0 | 0 | 0 | 0 | 0
Industrial Sector Energy Related Emissions before CCS[LPG propane or butane if,pulp paper and printing 17T18,PM10] | NoSettings | 0 | 0 | 0 | 0 | 0 | 0 | 0 | 0 | 0 | 0 | 0 | 0 | 0 | 0 | 0 | 0 | 0 | 0 | 0 | 0 | 0 | 0 | 0 | 0 | 0 | 0 | 0 | 0 | 0 | 0 | 0
Industrial Sector Energy Related Emissions before CCS[LPG propane or butane if,pulp paper and printing 17T18,PM25] | NoSettings | 0 | 0 | 0 | 0 | 0 | 0 | 0 | 0 | 0 | 0 | 0 | 0 | 0 | 0 | 0 | 0 | 0 | 0 | 0 | 0 | 0 | 0 | 0 | 0 | 0 | 0 | 0 | 0 | 0 | 0 | 0
Industrial Sector Energy Related Emissions before CCS[LPG propane or butane if,pulp paper and printing 17T18,SOx] | NoSettings | 0 | 0 | 0 | 0 | 0 | 0 | 0 | 0 | 0 | 0 | 0 | 0 | 0 | 0 | 0 | 0 | 0 | 0 | 0 | 0 | 0 | 0 | 0 | 0 | 0 | 0 | 0 | 0 | 0 | 0 | 0
Industrial Sector Energy Related Emissions before CCS[LPG propane or butane if,pulp paper and printing 17T18,BC] | NoSettings | 0 | 0 | 0 | 0 | 0 | 0 | 0 | 0 | 0 | 0 | 0 | 0 | 0 | 0 | 0 | 0 | 0 | 0 | 0 | 0 | 0 | 0 | 0 | 0 | 0 | 0 | 0 | 0 | 0 | 0 | 0
Industrial Sector Energy Related Emissions before CCS[LPG propane or butane if,pulp paper and printing 17T18,OC] | NoSettings | 0 | 0 | 0 | 0 | 0 | 0 | 0 | 0 | 0 | 0 | 0 | 0 | 0 | 0 | 0 | 0 | 0 | 0 | 0 | 0 | 0 | 0 | 0 | 0 | 0 | 0 | 0 | 0 | 0 | 0 | 0
Industrial Sector Energy Related Emissions before CCS[LPG propane or butane if,pulp paper and printing 17T18,CH4] | NoSettings | 0 | 0 | 0 | 0 | 0 | 0 | 0 | 0 | 0 | 0 | 0 | 0 | 0 | 0 | 0 | 0 | 0 | 0 | 0 | 0 | 0 | 0 | 0 | 0 | 0 | 0 | 0 | 0 | 0 | 0 | 0
Industrial Sector Energy Related Emissions before CCS[LPG propane or butane if,pulp paper and printing 17T18,N2O] | NoSettings | 0 | 0 | 0 | 0 | 0 | 0 | 0 | 0 | 0 | 0 | 0 | 0 | 0 | 0 | 0 | 0 | 0 | 0 | 0 | 0 | 0 | 0 | 0 | 0 | 0 | 0 | 0 | 0 | 0 | 0 | 0
Industrial Sector Energy Related Emissions before CCS[LPG propane or butane if,pulp paper and printing 17T18,F gases] | NoSettings | 0 | 0 | 0 | 0 | 0 | 0 | 0 | 0 | 0 | 0 | 0 | 0 | 0 | 0 | 0 | 0 | 0 | 0 | 0 | 0 | 0 | 0 | 0 | 0 | 0 | 0 | 0 | 0 | 0 | 0 | 0
Industrial Sector Energy Related Emissions before CCS[LPG propane or butane if,refined petroleum and coke 19,CO2] | NoSettings | 2191200000 | 2496060000 | 2389310000 | 2507620000 | 2537780000 | 2561370000 | 2553830000 | 2583750000 | 2501020000 | 2683120000 | 2855010000 | 3039190000 | 3233710000 | 3460300000 | 3636840000 | 3815990000 | 4046560000 | 3987240000 | 3952440000 | 3956520000 | 3942580000 | 3942410000 | 3947450000 | 3966140000 | 3976250000 | 3986420000 | 3995540000 | 4035170000 | 4054290000 | 4073120000 | 4100290000
Industrial Sector Energy Related Emissions before CCS[LPG propane or butane if,refined petroleum and coke 19,VOC] | NoSettings | 141540 | 161233 | 154337 | 161979 | 163928 | 165451 | 164964 | 166897 | 161553 | 173316 | 184419 | 196316 | 208881 | 223518 | 234921 | 246493 | 261387 | 257555 | 255307 | 255571 | 254671 | 254659 | 254985 | 256193 | 256845 | 257503 | 258091 | 260651 | 261887 | 263103 | 264858
Industrial Sector Energy Related Emissions before CCS[LPG propane or butane if,refined petroleum and coke 19,CO] | NoSettings | 116976 | 133250 | 127552 | 133868 | 135478 | 136737 | 136334 | 137932 | 133515 | 143237 | 152413 | 162245 | 172629 | 184726 | 194150 | 203714 | 216023 | 212856 | 210998 | 211216 | 210472 | 210463 | 210732 | 211730 | 212269 | 212813 | 213299 | 215415 | 216436 | 217441 | 218891
Industrial Sector Energy Related Emissions before CCS[LPG propane or butane if,refined petroleum and coke 19,NOx] | NoSettings | 2299870 | 2619850 | 2507800 | 2631980 | 2663640 | 2688400 | 2680480 | 2711880 | 2625050 | 2816190 | 2996600 | 3189910 | 3394080 | 3631910 | 3817200 | 4005230 | 4247240 | 4184980 | 4148450 | 4152740 | 4138110 | 4137930 | 4143220 | 4162840 | 4173440 | 4184120 | 4193690 | 4235290 | 4255360 | 4275120 | 4303640
Industrial Sector Energy Related Emissions before CCS[LPG propane or butane if,refined petroleum and coke 19,PM10] | NoSettings | 123857 | 141089 | 135055 | 141742 | 143447 | 144780 | 144354 | 146045 | 141369 | 151662 | 161378 | 171789 | 182784 | 195592 | 205571 | 215697 | 228730 | 225377 | 223410 | 223641 | 222853 | 222843 | 223128 | 224185 | 224756 | 225331 | 225846 | 228086 | 229167 | 230231 | 231767
Industrial Sector Energy Related Emissions before CCS[LPG propane or butane if,refined petroleum and coke 19,PM25] | NoSettings | 123857 | 141089 | 135055 | 141742 | 143447 | 144780 | 144354 | 146045 | 141369 | 151662 | 161378 | 171789 | 182784 | 195592 | 205571 | 215697 | 228730 | 225377 | 223410 | 223641 | 222853 | 222843 | 223128 | 224185 | 224756 | 225331 | 225846 | 228086 | 229167 | 230231 | 231767
Industrial Sector Energy Related Emissions before CCS[LPG propane or butane if,refined petroleum and coke 19,SOx] | NoSettings | 0 | 0 | 0 | 0 | 0 | 0 | 0 | 0 | 0 | 0 | 0 | 0 | 0 | 0 | 0 | 0 | 0 | 0 | 0 | 0 | 0 | 0 | 0 | 0 | 0 | 0 | 0 | 0 | 0 | 0 | 0
Industrial Sector Energy Related Emissions before CCS[LPG propane or butane if,refined petroleum and coke 19,BC] | NoSettings | 20428.9 | 23271.1 | 22275.9 | 23378.9 | 23660.1 | 23880 | 23809.7 | 24088.6 | 23317.4 | 25015.1 | 26617.7 | 28334.8 | 30148.3 | 32260.9 | 33906.7 | 35577 | 37726.6 | 37173.6 | 36849.1 | 36887.2 | 36757.3 | 36755.6 | 36802.6 | 36976.9 | 37071.1 | 37166 | 37251 | 37620.4 | 37798.7 | 37974.3 | 38227.6
Industrial Sector Energy Related Emissions before CCS[LPG propane or butane if,refined petroleum and coke 19,OC] | NoSettings | 53015.3 | 60391.2 | 57808.4 | 60670.9 | 61400.6 | 61971.3 | 61788.8 | 62512.7 | 60511.2 | 64917.1 | 69075.9 | 73532 | 78238.3 | 83720.6 | 87991.8 | 92326.3 | 97904.9 | 96469.8 | 95627.6 | 95726.5 | 95389.2 | 95385 | 95507 | 95959.3 | 96203.7 | 96449.9 | 96670.5 | 97629.3 | 98092 | 98547.5 | 99205
Industrial Sector Energy Related Emissions before CCS[LPG propane or butane if,refined petroleum and coke 19,CH4] | NoSettings | 106958 | 121838 | 116628 | 122403 | 123875 | 125026 | 124658 | 126118 | 122080 | 130969 | 139360 | 148350 | 157845 | 168905 | 177522 | 186267 | 197522 | 194626 | 192927 | 193127 | 192446 | 192438 | 192684 | 193596 | 194090 | 194586 | 195031 | 196966 | 197899 | 198818 | 200145
Industrial Sector Energy Related Emissions before CCS[LPG propane or butane if,refined petroleum and coke 19,N2O] | NoSettings | 21391.5 | 24367.7 | 23325.5 | 24480.5 | 24774.9 | 25005.2 | 24931.6 | 25223.7 | 24416.1 | 26193.8 | 27871.9 | 29669.9 | 31568.9 | 33781 | 35504.4 | 37253.4 | 39504.3 | 38925.3 | 38585.5 | 38625.4 | 38489.3 | 38487.6 | 38536.8 | 38719.3 | 38817.9 | 38917.3 | 39006.3 | 39393.1 | 39579.8 | 39763.6 | 40028.9
Industrial Sector Energy Related Emissions before CCS[LPG propane or butane if,refined petroleum and coke 19,F gases] | NoSettings | 0 | 0 | 0 | 0 | 0 | 0 | 0 | 0 | 0 | 0 | 0 | 0 | 0 | 0 | 0 | 0 | 0 | 0 | 0 | 0 | 0 | 0 | 0 | 0 | 0 | 0 | 0 | 0 | 0 | 0 | 0
Industrial Sector Energy Related Emissions before CCS[LPG propane or butane if,chemicals 20,CO2] | NoSettings | 0 | 4315100 | 7257460 | 9865070 | 11265200 | 11933800 | 11929600 | 12551200 | 20025300 | 19558900 | 19092800 | 18220500 | 19026000 | 19831000 | 20538800 | 20982500 | 21307700 | 20721300 | 20390500 | 20058600 | 19754500 | 19542200 | 19171400 | 18862700 | 18399400 | 18056300 | 17546100 | 17524700 | 17530200 | 17500200 | 17385400
Industrial Sector Energy Related Emissions before CCS[LPG propane or butane if,chemicals 20,VOC] | NoSettings | 0 | 278.734 | 468.795 | 637.233 | 727.674 | 770.859 | 770.592 | 810.745 | 1293.53 | 1263.4 | 1233.29 | 1176.95 | 1228.98 | 1280.98 | 1326.7 | 1355.36 | 1376.37 | 1338.49 | 1317.12 | 1295.68 | 1276.04 | 1262.32 | 1238.37 | 1218.43 | 1188.51 | 1166.34 | 1133.39 | 1132 | 1132.36 | 1130.42 | 1123.01
Industrial Sector Energy Related Emissions before CCS[LPG propane or butane if,chemicals 20,CO] | NoSettings | 0 | 230.359 | 387.435 | 526.64 | 601.385 | 637.076 | 636.855 | 670.039 | 1069.04 | 1044.14 | 1019.25 | 972.687 | 1015.69 | 1058.66 | 1096.45 | 1120.14 | 1137.49 | 1106.19 | 1088.53 | 1070.81 | 1054.58 | 1043.25 | 1023.45 | 1006.97 | 982.24 | 963.921 | 936.687 | 935.543 | 935.84 | 934.235 | 928.108
Industrial Sector Energy Related Emissions before CCS[LPG propane or butane if,chemicals 20,NOx] | NoSettings | 0 | 4529.1 | 7617.38 | 10354.3 | 11823.9 | 12525.6 | 12521.3 | 13173.7 | 21018.4 | 20528.9 | 20039.6 | 19124.1 | 19969.6 | 20814.5 | 21557.4 | 22023.1 | 22364.4 | 21748.9 | 21401.7 | 21053.3 | 20734.2 | 20511.3 | 20122.2 | 19798.1 | 19311.9 | 18951.7 | 18416.3 | 18393.8 | 18399.6 | 18368.1 | 18247.6
Industrial Sector Energy Related Emissions before CCS[LPG propane or butane if,chemicals 20,PM10] | NoSettings | 0 | 243.909 | 410.225 | 557.619 | 636.76 | 674.551 | 674.317 | 709.453 | 1131.92 | 1105.56 | 1079.21 | 1029.9 | 1075.44 | 1120.94 | 1160.95 | 1186.03 | 1204.41 | 1171.26 | 1152.56 | 1133.8 | 1116.61 | 1104.61 | 1083.65 | 1066.2 | 1040.02 | 1020.62 | 991.786 | 990.575 | 990.889 | 989.19 | 982.702
Industrial Sector Energy Related Emissions before CCS[LPG propane or butane if,chemicals 20,PM25] | NoSettings | 0 | 243.909 | 410.225 | 557.619 | 636.76 | 674.551 | 674.317 | 709.453 | 1131.92 | 1105.56 | 1079.21 | 1029.9 | 1075.44 | 1120.94 | 1160.95 | 1186.03 | 1204.41 | 1171.26 | 1152.56 | 1133.8 | 1116.61 | 1104.61 | 1083.65 | 1066.2 | 1040.02 | 1020.62 | 991.786 | 990.575 | 990.889 | 989.19 | 982.702
Industrial Sector Energy Related Emissions before CCS[LPG propane or butane if,chemicals 20,SOx] | NoSettings | 0 | 0 | 0 | 0 | 0 | 0 | 0 | 0 | 0 | 0 | 0 | 0 | 0 | 0 | 0 | 0 | 0 | 0 | 0 | 0 | 0 | 0 | 0 | 0 | 0 | 0 | 0 | 0 | 0 | 0 | 0
Industrial Sector Energy Related Emissions before CCS[LPG propane or butane if,chemicals 20,BC] | NoSettings | 0 | 40.2303 | 67.6623 | 91.9734 | 105.027 | 111.26 | 111.222 | 117.017 | 186.698 | 182.35 | 178.004 | 169.872 | 177.382 | 184.887 | 191.486 | 195.623 | 198.654 | 193.187 | 190.103 | 187.009 | 184.174 | 182.194 | 178.738 | 175.859 | 171.54 | 168.341 | 163.585 | 163.385 | 163.437 | 163.156 | 162.086
Industrial Sector Energy Related Emissions before CCS[LPG propane or butane if,chemicals 20,OC] | NoSettings | 0 | 104.402 | 175.591 | 238.682 | 272.557 | 288.732 | 288.632 | 303.672 | 484.504 | 473.22 | 461.942 | 440.837 | 460.327 | 479.802 | 496.929 | 507.663 | 515.53 | 501.343 | 493.34 | 485.309 | 477.952 | 472.815 | 463.844 | 456.375 | 445.167 | 436.864 | 424.521 | 424.002 | 424.137 | 423.41 | 420.633
Industrial Sector Energy Related Emissions before CCS[LPG propane or butane if,chemicals 20,CH4] | NoSettings | 0 | 210.63 | 354.253 | 481.536 | 549.879 | 582.513 | 582.312 | 612.654 | 977.479 | 954.714 | 931.961 | 889.382 | 928.702 | 967.994 | 1002.55 | 1024.2 | 1040.07 | 1011.45 | 995.305 | 979.104 | 964.261 | 953.897 | 935.799 | 920.729 | 898.117 | 881.366 | 856.465 | 855.419 | 855.69 | 854.222 | 848.62
Industrial Sector Energy Related Emissions before CCS[LPG propane or butane if,chemicals 20,N2O] | NoSettings | 0 | 42.126 | 70.8506 | 96.3073 | 109.976 | 116.503 | 116.462 | 122.531 | 195.496 | 190.943 | 186.392 | 177.876 | 185.74 | 193.599 | 200.509 | 204.84 | 208.015 | 202.29 | 199.061 | 195.821 | 192.852 | 190.779 | 187.16 | 184.146 | 179.623 | 176.273 | 171.293 | 171.084 | 171.138 | 170.844 | 169.724
Industrial Sector Energy Related Emissions before CCS[LPG propane or butane if,chemicals 20,F gases] | NoSettings | 0 | 0 | 0 | 0 | 0 | 0 | 0 | 0 | 0 | 0 | 0 | 0 | 0 | 0 | 0 | 0 | 0 | 0 | 0 | 0 | 0 | 0 | 0 | 0 | 0 | 0 | 0 | 0 | 0 | 0 | 0
Industrial Sector Energy Related Emissions before CCS[LPG propane or butane if,rubber and plastic products 22,CO2] | NoSettings | 0 | 0 | 0 | 0 | 0 | 0 | 0 | 0 | 0 | 0 | 0 | 0 | 0 | 0 | 0 | 0 | 0 | 0 | 0 | 0 | 0 | 0 | 0 | 0 | 0 | 0 | 0 | 0 | 0 | 0 | 0
Industrial Sector Energy Related Emissions before CCS[LPG propane or butane if,rubber and plastic products 22,VOC] | NoSettings | 0 | 0 | 0 | 0 | 0 | 0 | 0 | 0 | 0 | 0 | 0 | 0 | 0 | 0 | 0 | 0 | 0 | 0 | 0 | 0 | 0 | 0 | 0 | 0 | 0 | 0 | 0 | 0 | 0 | 0 | 0
Industrial Sector Energy Related Emissions before CCS[LPG propane or butane if,rubber and plastic products 22,CO] | NoSettings | 0 | 0 | 0 | 0 | 0 | 0 | 0 | 0 | 0 | 0 | 0 | 0 | 0 | 0 | 0 | 0 | 0 | 0 | 0 | 0 | 0 | 0 | 0 | 0 | 0 | 0 | 0 | 0 | 0 | 0 | 0
Industrial Sector Energy Related Emissions before CCS[LPG propane or butane if,rubber and plastic products 22,NOx] | NoSettings | 0 | 0 | 0 | 0 | 0 | 0 | 0 | 0 | 0 | 0 | 0 | 0 | 0 | 0 | 0 | 0 | 0 | 0 | 0 | 0 | 0 | 0 | 0 | 0 | 0 | 0 | 0 | 0 | 0 | 0 | 0
Industrial Sector Energy Related Emissions before CCS[LPG propane or butane if,rubber and plastic products 22,PM10] | NoSettings | 0 | 0 | 0 | 0 | 0 | 0 | 0 | 0 | 0 | 0 | 0 | 0 | 0 | 0 | 0 | 0 | 0 | 0 | 0 | 0 | 0 | 0 | 0 | 0 | 0 | 0 | 0 | 0 | 0 | 0 | 0
Industrial Sector Energy Related Emissions before CCS[LPG propane or butane if,rubber and plastic products 22,PM25] | NoSettings | 0 | 0 | 0 | 0 | 0 | 0 | 0 | 0 | 0 | 0 | 0 | 0 | 0 | 0 | 0 | 0 | 0 | 0 | 0 | 0 | 0 | 0 | 0 | 0 | 0 | 0 | 0 | 0 | 0 | 0 | 0
Industrial Sector Energy Related Emissions before CCS[LPG propane or butane if,rubber and plastic products 22,SOx] | NoSettings | 0 | 0 | 0 | 0 | 0 | 0 | 0 | 0 | 0 | 0 | 0 | 0 | 0 | 0 | 0 | 0 | 0 | 0 | 0 | 0 | 0 | 0 | 0 | 0 | 0 | 0 | 0 | 0 | 0 | 0 | 0
Industrial Sector Energy Related Emissions before CCS[LPG propane or butane if,rubber and plastic products 22,BC] | NoSettings | 0 | 0 | 0 | 0 | 0 | 0 | 0 | 0 | 0 | 0 | 0 | 0 | 0 | 0 | 0 | 0 | 0 | 0 | 0 | 0 | 0 | 0 | 0 | 0 | 0 | 0 | 0 | 0 | 0 | 0 | 0
Industrial Sector Energy Related Emissions before CCS[LPG propane or butane if,rubber and plastic products 22,OC] | NoSettings | 0 | 0 | 0 | 0 | 0 | 0 | 0 | 0 | 0 | 0 | 0 | 0 | 0 | 0 | 0 | 0 | 0 | 0 | 0 | 0 | 0 | 0 | 0 | 0 | 0 | 0 | 0 | 0 | 0 | 0 | 0
Industrial Sector Energy Related Emissions before CCS[LPG propane or butane if,rubber and plastic products 22,CH4] | NoSettings | 0 | 0 | 0 | 0 | 0 | 0 | 0 | 0 | 0 | 0 | 0 | 0 | 0 | 0 | 0 | 0 | 0 | 0 | 0 | 0 | 0 | 0 | 0 | 0 | 0 | 0 | 0 | 0 | 0 | 0 | 0
Industrial Sector Energy Related Emissions before CCS[LPG propane or butane if,rubber and plastic products 22,N2O] | NoSettings | 0 | 0 | 0 | 0 | 0 | 0 | 0 | 0 | 0 | 0 | 0 | 0 | 0 | 0 | 0 | 0 | 0 | 0 | 0 | 0 | 0 | 0 | 0 | 0 | 0 | 0 | 0 | 0 | 0 | 0 | 0
Industrial Sector Energy Related Emissions before CCS[LPG propane or butane if,rubber and plastic products 22,F gases] | NoSettings | 0 | 0 | 0 | 0 | 0 | 0 | 0 | 0 | 0 | 0 | 0 | 0 | 0 | 0 | 0 | 0 | 0 | 0 | 0 | 0 | 0 | 0 | 0 | 0 | 0 | 0 | 0 | 0 | 0 | 0 | 0
Industrial Sector Energy Related Emissions before CCS[LPG propane or butane if,glass and glass products 231,CO2] | NoSettings | 0 | 0 | 0 | 0 | 0 | 0 | 0 | 0 | 0 | 0 | 0 | 0 | 0 | 0 | 0 | 0 | 0 | 0 | 0 | 0 | 0 | 0 | 0 | 0 | 0 | 0 | 0 | 0 | 0 | 0 | 0
Industrial Sector Energy Related Emissions before CCS[LPG propane or butane if,glass and glass products 231,VOC] | NoSettings | 0 | 0 | 0 | 0 | 0 | 0 | 0 | 0 | 0 | 0 | 0 | 0 | 0 | 0 | 0 | 0 | 0 | 0 | 0 | 0 | 0 | 0 | 0 | 0 | 0 | 0 | 0 | 0 | 0 | 0 | 0
Industrial Sector Energy Related Emissions before CCS[LPG propane or butane if,glass and glass products 231,CO] | NoSettings | 0 | 0 | 0 | 0 | 0 | 0 | 0 | 0 | 0 | 0 | 0 | 0 | 0 | 0 | 0 | 0 | 0 | 0 | 0 | 0 | 0 | 0 | 0 | 0 | 0 | 0 | 0 | 0 | 0 | 0 | 0
Industrial Sector Energy Related Emissions before CCS[LPG propane or butane if,glass and glass products 231,NOx] | NoSettings | 0 | 0 | 0 | 0 | 0 | 0 | 0 | 0 | 0 | 0 | 0 | 0 | 0 | 0 | 0 | 0 | 0 | 0 | 0 | 0 | 0 | 0 | 0 | 0 | 0 | 0 | 0 | 0 | 0 | 0 | 0
Industrial Sector Energy Related Emissions before CCS[LPG propane or butane if,glass and glass products 231,PM10] | NoSettings | 0 | 0 | 0 | 0 | 0 | 0 | 0 | 0 | 0 | 0 | 0 | 0 | 0 | 0 | 0 | 0 | 0 | 0 | 0 | 0 | 0 | 0 | 0 | 0 | 0 | 0 | 0 | 0 | 0 | 0 | 0
Industrial Sector Energy Related Emissions before CCS[LPG propane or butane if,glass and glass products 231,PM25] | NoSettings | 0 | 0 | 0 | 0 | 0 | 0 | 0 | 0 | 0 | 0 | 0 | 0 | 0 | 0 | 0 | 0 | 0 | 0 | 0 | 0 | 0 | 0 | 0 | 0 | 0 | 0 | 0 | 0 | 0 | 0 | 0
Industrial Sector Energy Related Emissions before CCS[LPG propane or butane if,glass and glass products 231,SOx] | NoSettings | 0 | 0 | 0 | 0 | 0 | 0 | 0 | 0 | 0 | 0 | 0 | 0 | 0 | 0 | 0 | 0 | 0 | 0 | 0 | 0 | 0 | 0 | 0 | 0 | 0 | 0 | 0 | 0 | 0 | 0 | 0
Industrial Sector Energy Related Emissions before CCS[LPG propane or butane if,glass and glass products 231,BC] | NoSettings | 0 | 0 | 0 | 0 | 0 | 0 | 0 | 0 | 0 | 0 | 0 | 0 | 0 | 0 | 0 | 0 | 0 | 0 | 0 | 0 | 0 | 0 | 0 | 0 | 0 | 0 | 0 | 0 | 0 | 0 | 0
Industrial Sector Energy Related Emissions before CCS[LPG propane or butane if,glass and glass products 231,OC] | NoSettings | 0 | 0 | 0 | 0 | 0 | 0 | 0 | 0 | 0 | 0 | 0 | 0 | 0 | 0 | 0 | 0 | 0 | 0 | 0 | 0 | 0 | 0 | 0 | 0 | 0 | 0 | 0 | 0 | 0 | 0 | 0
Industrial Sector Energy Related Emissions before CCS[LPG propane or butane if,glass and glass products 231,CH4] | NoSettings | 0 | 0 | 0 | 0 | 0 | 0 | 0 | 0 | 0 | 0 | 0 | 0 | 0 | 0 | 0 | 0 | 0 | 0 | 0 | 0 | 0 | 0 | 0 | 0 | 0 | 0 | 0 | 0 | 0 | 0 | 0
Industrial Sector Energy Related Emissions before CCS[LPG propane or butane if,glass and glass products 231,N2O] | NoSettings | 0 | 0 | 0 | 0 | 0 | 0 | 0 | 0 | 0 | 0 | 0 | 0 | 0 | 0 | 0 | 0 | 0 | 0 | 0 | 0 | 0 | 0 | 0 | 0 | 0 | 0 | 0 | 0 | 0 | 0 | 0
Industrial Sector Energy Related Emissions before CCS[LPG propane or butane if,glass and glass products 231,F gases] | NoSettings | 0 | 0 | 0 | 0 | 0 | 0 | 0 | 0 | 0 | 0 | 0 | 0 | 0 | 0 | 0 | 0 | 0 | 0 | 0 | 0 | 0 | 0 | 0 | 0 | 0 | 0 | 0 | 0 | 0 | 0 | 0
Industrial Sector Energy Related Emissions before CCS[LPG propane or butane if,cement and other nonmetallic minerals 239,CO2] | NoSettings | 30205000 | 29575400 | 50987000 | 74102400 | 93660000 | 111665000 | 127168000 | 144326000 | 193989000 | 376818000 | 554442000 | 722396000 | 903459000 | 1084990000 | 1263190000 | 1436270000 | 1596060000 | 1584700000 | 1574580000 | 1565220000 | 1555260000 | 1551630000 | 1551300000 | 1554960000 | 1550150000 | 1555260000 | 1555130000 | 1561850000 | 1568170000 | 1574000000 | 1579530000
Industrial Sector Energy Related Emissions before CCS[LPG propane or butane if,cement and other nonmetallic minerals 239,VOC] | NoSettings | 1951.09 | 1910.42 | 3293.49 | 4786.63 | 6049.96 | 7212.97 | 8214.42 | 9322.74 | 12530.7 | 24340.5 | 35814.1 | 46663.1 | 58358.8 | 70084.9 | 81595.6 | 92775.7 | 103097 | 102363 | 101710 | 101105 | 100462 | 100227 | 100206 | 100442 | 100131 | 100462 | 100453 | 100887 | 101296 | 101672 | 102030
Industrial Sector Energy Related Emissions before CCS[LPG propane or butane if,cement and other nonmetallic minerals 239,CO] | NoSettings | 1612.48 | 1578.86 | 2721.9 | 3955.9 | 4999.98 | 5961.15 | 6788.8 | 7704.76 | 10356 | 20116.2 | 29598.5 | 38564.6 | 48230.6 | 57921.5 | 67434.5 | 76674.3 | 85204.5 | 84598.1 | 84057.8 | 83558.5 | 83026.4 | 82832.8 | 82815.3 | 83010.2 | 82753.5 | 83026.8 | 83019.3 | 83378.2 | 83715.9 | 84026.8 | 84322.4
Industrial Sector Energy Related Emissions before CCS[LPG propane or butane if,cement and other nonmetallic minerals 239,NOx] | NoSettings | 31703 | 31042.2 | 53515.6 | 77777.3 | 98304.9 | 117203 | 133475 | 151484 | 203610 | 395506 | 581939 | 758222 | 948265 | 1138800 | 1325840 | 1507500 | 1675210 | 1663290 | 1652670 | 1642850 | 1632390 | 1628580 | 1628240 | 1632070 | 1627020 | 1632400 | 1632250 | 1639310 | 1645940 | 1652060 | 1657870
Industrial Sector Energy Related Emissions before CCS[LPG propane or butane if,cement and other nonmetallic minerals 239,PM10] | NoSettings | 1707.33 | 1671.74 | 2882.02 | 4188.6 | 5294.09 | 6311.8 | 7188.14 | 8157.99 | 10965.2 | 21299.5 | 31339.6 | 40833.1 | 51067.7 | 61328.7 | 71401.3 | 81184.6 | 90216.5 | 89574.4 | 89002.4 | 88473.7 | 87910.3 | 87705.4 | 87686.8 | 87893.2 | 87621.3 | 87910.7 | 87902.8 | 88282.8 | 88640.3 | 88969.6 | 89282.5
Industrial Sector Energy Related Emissions before CCS[LPG propane or butane if,cement and other nonmetallic minerals 239,PM25] | NoSettings | 1707.33 | 1671.74 | 2882.02 | 4188.6 | 5294.09 | 6311.8 | 7188.14 | 8157.99 | 10965.2 | 21299.5 | 31339.6 | 40833.1 | 51067.7 | 61328.7 | 71401.3 | 81184.6 | 90216.5 | 89574.4 | 89002.4 | 88473.7 | 87910.3 | 87705.4 | 87686.8 | 87893.2 | 87621.3 | 87910.7 | 87902.8 | 88282.8 | 88640.3 | 88969.6 | 89282.5
Industrial Sector Energy Related Emissions before CCS[LPG propane or butane if,cement and other nonmetallic minerals 239,SOx] | NoSettings | 0 | 0 | 0 | 0 | 0 | 0 | 0 | 0 | 0 | 0 | 0 | 0 | 0 | 0 | 0 | 0 | 0 | 0 | 0 | 0 | 0 | 0 | 0 | 0 | 0 | 0 | 0 | 0 | 0 | 0 | 0
Industrial Sector Energy Related Emissions before CCS[LPG propane or butane if,cement and other nonmetallic minerals 239,BC] | NoSettings | 281.606 | 275.736 | 475.358 | 690.866 | 873.205 | 1041.07 | 1185.61 | 1345.57 | 1808.59 | 3513.13 | 5169.14 | 6735 | 8423.08 | 10115.5 | 11776.9 | 13390.5 | 14880.3 | 14774.4 | 14680 | 14592.8 | 14499.9 | 14466.1 | 14463 | 14497.1 | 14452.2 | 14499.9 | 14498.6 | 14561.3 | 14620.3 | 14674.6 | 14726.2
Industrial Sector Energy Related Emissions before CCS[LPG propane or butane if,cement and other nonmetallic minerals 239,OC] | NoSettings | 730.799 | 715.566 | 1233.61 | 1792.88 | 2266.07 | 2701.68 | 3076.79 | 3491.92 | 4693.49 | 9116.96 | 13414.5 | 17478.1 | 21858.8 | 26250.9 | 30562.4 | 34750 | 38616 | 38341.2 | 38096.3 | 37870 | 37628.8 | 37541.1 | 37533.2 | 37621.5 | 37505.2 | 37629 | 37625.6 | 37788.3 | 37941.3 | 38082.3 | 38216.2
Industrial Sector Energy Related Emissions before CCS[LPG propane or butane if,cement and other nonmetallic minerals 239,CH4] | NoSettings | 1474.38 | 1443.64 | 2488.79 | 3617.1 | 4571.76 | 5450.61 | 6207.37 | 7044.89 | 9469.05 | 18393.3 | 27063.6 | 35261.8 | 44099.9 | 52960.9 | 61659.1 | 70107.6 | 77907.2 | 77352.7 | 76858.7 | 76402.1 | 75915.6 | 75738.7 | 75722.6 | 75900.8 | 75666.1 | 75916 | 75909.2 | 76237.3 | 76546.1 | 76830.4 | 77100.6
Industrial Sector Energy Related Emissions before CCS[LPG propane or butane if,cement and other nonmetallic minerals 239,N2O] | NoSettings | 294.875 | 288.729 | 497.757 | 723.42 | 914.351 | 1090.12 | 1241.47 | 1408.98 | 1893.81 | 3678.67 | 5412.71 | 7052.36 | 8819.98 | 10592.2 | 12331.8 | 14021.5 | 15581.4 | 15470.5 | 15371.7 | 15280.4 | 15183.1 | 15147.7 | 15144.5 | 15180.2 | 15133.2 | 15183.2 | 15181.8 | 15247.5 | 15309.2 | 15366.1 | 15420.1
Industrial Sector Energy Related Emissions before CCS[LPG propane or butane if,cement and other nonmetallic minerals 239,F gases] | NoSettings | 0 | 0 | 0 | 0 | 0 | 0 | 0 | 0 | 0 | 0 | 0 | 0 | 0 | 0 | 0 | 0 | 0 | 0 | 0 | 0 | 0 | 0 | 0 | 0 | 0 | 0 | 0 | 0 | 0 | 0 | 0
Industrial Sector Energy Related Emissions before CCS[LPG propane or butane if,iron and steel 241,CO2] | NoSettings | 0 | 0 | 0 | 0 | 0 | 0 | 0 | 0 | 0 | 0 | 0 | 0 | 0 | 0 | 0 | 0 | 0 | 0 | 0 | 0 | 0 | 0 | 0 | 0 | 0 | 0 | 0 | 0 | 0 | 0 | 0
Industrial Sector Energy Related Emissions before CCS[LPG propane or butane if,iron and steel 241,VOC] | NoSettings | 0 | 0 | 0 | 0 | 0 | 0 | 0 | 0 | 0 | 0 | 0 | 0 | 0 | 0 | 0 | 0 | 0 | 0 | 0 | 0 | 0 | 0 | 0 | 0 | 0 | 0 | 0 | 0 | 0 | 0 | 0
Industrial Sector Energy Related Emissions before CCS[LPG propane or butane if,iron and steel 241,CO] | NoSettings | 0 | 0 | 0 | 0 | 0 | 0 | 0 | 0 | 0 | 0 | 0 | 0 | 0 | 0 | 0 | 0 | 0 | 0 | 0 | 0 | 0 | 0 | 0 | 0 | 0 | 0 | 0 | 0 | 0 | 0 | 0
Industrial Sector Energy Related Emissions before CCS[LPG propane or butane if,iron and steel 241,NOx] | NoSettings | 0 | 0 | 0 | 0 | 0 | 0 | 0 | 0 | 0 | 0 | 0 | 0 | 0 | 0 | 0 | 0 | 0 | 0 | 0 | 0 | 0 | 0 | 0 | 0 | 0 | 0 | 0 | 0 | 0 | 0 | 0
Industrial Sector Energy Related Emissions before CCS[LPG propane or butane if,iron and steel 241,PM10] | NoSettings | 0 | 0 | 0 | 0 | 0 | 0 | 0 | 0 | 0 | 0 | 0 | 0 | 0 | 0 | 0 | 0 | 0 | 0 | 0 | 0 | 0 | 0 | 0 | 0 | 0 | 0 | 0 | 0 | 0 | 0 | 0
Industrial Sector Energy Related Emissions before CCS[LPG propane or butane if,iron and steel 241,PM25] | NoSettings | 0 | 0 | 0 | 0 | 0 | 0 | 0 | 0 | 0 | 0 | 0 | 0 | 0 | 0 | 0 | 0 | 0 | 0 | 0 | 0 | 0 | 0 | 0 | 0 | 0 | 0 | 0 | 0 | 0 | 0 | 0
Industrial Sector Energy Related Emissions before CCS[LPG propane or butane if,iron and steel 241,SOx] | NoSettings | 0 | 0 | 0 | 0 | 0 | 0 | 0 | 0 | 0 | 0 | 0 | 0 | 0 | 0 | 0 | 0 | 0 | 0 | 0 | 0 | 0 | 0 | 0 | 0 | 0 | 0 | 0 | 0 | 0 | 0 | 0
Industrial Sector Energy Related Emissions before CCS[LPG propane or butane if,iron and steel 241,BC] | NoSettings | 0 | 0 | 0 | 0 | 0 | 0 | 0 | 0 | 0 | 0 | 0 | 0 | 0 | 0 | 0 | 0 | 0 | 0 | 0 | 0 | 0 | 0 | 0 | 0 | 0 | 0 | 0 | 0 | 0 | 0 | 0
Industrial Sector Energy Related Emissions before CCS[LPG propane or butane if,iron and steel 241,OC] | NoSettings | 0 | 0 | 0 | 0 | 0 | 0 | 0 | 0 | 0 | 0 | 0 | 0 | 0 | 0 | 0 | 0 | 0 | 0 | 0 | 0 | 0 | 0 | 0 | 0 | 0 | 0 | 0 | 0 | 0 | 0 | 0
Industrial Sector Energy Related Emissions before CCS[LPG propane or butane if,iron and steel 241,CH4] | NoSettings | 0 | 0 | 0 | 0 | 0 | 0 | 0 | 0 | 0 | 0 | 0 | 0 | 0 | 0 | 0 | 0 | 0 | 0 | 0 | 0 | 0 | 0 | 0 | 0 | 0 | 0 | 0 | 0 | 0 | 0 | 0
Industrial Sector Energy Related Emissions before CCS[LPG propane or butane if,iron and steel 241,N2O] | NoSettings | 0 | 0 | 0 | 0 | 0 | 0 | 0 | 0 | 0 | 0 | 0 | 0 | 0 | 0 | 0 | 0 | 0 | 0 | 0 | 0 | 0 | 0 | 0 | 0 | 0 | 0 | 0 | 0 | 0 | 0 | 0
Industrial Sector Energy Related Emissions before CCS[LPG propane or butane if,iron and steel 241,F gases] | NoSettings | 0 | 0 | 0 | 0 | 0 | 0 | 0 | 0 | 0 | 0 | 0 | 0 | 0 | 0 | 0 | 0 | 0 | 0 | 0 | 0 | 0 | 0 | 0 | 0 | 0 | 0 | 0 | 0 | 0 | 0 | 0
Industrial Sector Energy Related Emissions before CCS[LPG propane or butane if,other metals 242,CO2] | NoSettings | 0 | 0 | 0 | 0 | 0 | 0 | 0 | 0 | 0 | 0 | 0 | 0 | 0 | 0 | 0 | 0 | 0 | 0 | 0 | 0 | 0 | 0 | 0 | 0 | 0 | 0 | 0 | 0 | 0 | 0 | 0
Industrial Sector Energy Related Emissions before CCS[LPG propane or butane if,other metals 242,VOC] | NoSettings | 0 | 0 | 0 | 0 | 0 | 0 | 0 | 0 | 0 | 0 | 0 | 0 | 0 | 0 | 0 | 0 | 0 | 0 | 0 | 0 | 0 | 0 | 0 | 0 | 0 | 0 | 0 | 0 | 0 | 0 | 0
Industrial Sector Energy Related Emissions before CCS[LPG propane or butane if,other metals 242,CO] | NoSettings | 0 | 0 | 0 | 0 | 0 | 0 | 0 | 0 | 0 | 0 | 0 | 0 | 0 | 0 | 0 | 0 | 0 | 0 | 0 | 0 | 0 | 0 | 0 | 0 | 0 | 0 | 0 | 0 | 0 | 0 | 0
Industrial Sector Energy Related Emissions before CCS[LPG propane or butane if,other metals 242,NOx] | NoSettings | 0 | 0 | 0 | 0 | 0 | 0 | 0 | 0 | 0 | 0 | 0 | 0 | 0 | 0 | 0 | 0 | 0 | 0 | 0 | 0 | 0 | 0 | 0 | 0 | 0 | 0 | 0 | 0 | 0 | 0 | 0
Industrial Sector Energy Related Emissions before CCS[LPG propane or butane if,other metals 242,PM10] | NoSettings | 0 | 0 | 0 | 0 | 0 | 0 | 0 | 0 | 0 | 0 | 0 | 0 | 0 | 0 | 0 | 0 | 0 | 0 | 0 | 0 | 0 | 0 | 0 | 0 | 0 | 0 | 0 | 0 | 0 | 0 | 0
Industrial Sector Energy Related Emissions before CCS[LPG propane or butane if,other metals 242,PM25] | NoSettings | 0 | 0 | 0 | 0 | 0 | 0 | 0 | 0 | 0 | 0 | 0 | 0 | 0 | 0 | 0 | 0 | 0 | 0 | 0 | 0 | 0 | 0 | 0 | 0 | 0 | 0 | 0 | 0 | 0 | 0 | 0
Industrial Sector Energy Related Emissions before CCS[LPG propane or butane if,other metals 242,SOx] | NoSettings | 0 | 0 | 0 | 0 | 0 | 0 | 0 | 0 | 0 | 0 | 0 | 0 | 0 | 0 | 0 | 0 | 0 | 0 | 0 | 0 | 0 | 0 | 0 | 0 | 0 | 0 | 0 | 0 | 0 | 0 | 0
Industrial Sector Energy Related Emissions before CCS[LPG propane or butane if,other metals 242,BC] | NoSettings | 0 | 0 | 0 | 0 | 0 | 0 | 0 | 0 | 0 | 0 | 0 | 0 | 0 | 0 | 0 | 0 | 0 | 0 | 0 | 0 | 0 | 0 | 0 | 0 | 0 | 0 | 0 | 0 | 0 | 0 | 0
Industrial Sector Energy Related Emissions before CCS[LPG propane or butane if,other metals 242,OC] | NoSettings | 0 | 0 | 0 | 0 | 0 | 0 | 0 | 0 | 0 | 0 | 0 | 0 | 0 | 0 | 0 | 0 | 0 | 0 | 0 | 0 | 0 | 0 | 0 | 0 | 0 | 0 | 0 | 0 | 0 | 0 | 0
Industrial Sector Energy Related Emissions before CCS[LPG propane or butane if,other metals 242,CH4] | NoSettings | 0 | 0 | 0 | 0 | 0 | 0 | 0 | 0 | 0 | 0 | 0 | 0 | 0 | 0 | 0 | 0 | 0 | 0 | 0 | 0 | 0 | 0 | 0 | 0 | 0 | 0 | 0 | 0 | 0 | 0 | 0
Industrial Sector Energy Related Emissions before CCS[LPG propane or butane if,other metals 242,N2O] | NoSettings | 0 | 0 | 0 | 0 | 0 | 0 | 0 | 0 | 0 | 0 | 0 | 0 | 0 | 0 | 0 | 0 | 0 | 0 | 0 | 0 | 0 | 0 | 0 | 0 | 0 | 0 | 0 | 0 | 0 | 0 | 0
Industrial Sector Energy Related Emissions before CCS[LPG propane or butane if,other metals 242,F gases] | NoSettings | 0 | 0 | 0 | 0 | 0 | 0 | 0 | 0 | 0 | 0 | 0 | 0 | 0 | 0 | 0 | 0 | 0 | 0 | 0 | 0 | 0 | 0 | 0 | 0 | 0 | 0 | 0 | 0 | 0 | 0 | 0
Industrial Sector Energy Related Emissions before CCS[LPG propane or butane if,metal products except machinery and vehicles 25,CO2] | NoSettings | 0 | 0 | 0 | 0 | 0 | 0 | 0 | 0 | 0 | 0 | 0 | 0 | 0 | 0 | 0 | 0 | 0 | 0 | 0 | 0 | 0 | 0 | 0 | 0 | 0 | 0 | 0 | 0 | 0 | 0 | 0
Industrial Sector Energy Related Emissions before CCS[LPG propane or butane if,metal products except machinery and vehicles 25,VOC] | NoSettings | 0 | 0 | 0 | 0 | 0 | 0 | 0 | 0 | 0 | 0 | 0 | 0 | 0 | 0 | 0 | 0 | 0 | 0 | 0 | 0 | 0 | 0 | 0 | 0 | 0 | 0 | 0 | 0 | 0 | 0 | 0
Industrial Sector Energy Related Emissions before CCS[LPG propane or butane if,metal products except machinery and vehicles 25,CO] | NoSettings | 0 | 0 | 0 | 0 | 0 | 0 | 0 | 0 | 0 | 0 | 0 | 0 | 0 | 0 | 0 | 0 | 0 | 0 | 0 | 0 | 0 | 0 | 0 | 0 | 0 | 0 | 0 | 0 | 0 | 0 | 0
Industrial Sector Energy Related Emissions before CCS[LPG propane or butane if,metal products except machinery and vehicles 25,NOx] | NoSettings | 0 | 0 | 0 | 0 | 0 | 0 | 0 | 0 | 0 | 0 | 0 | 0 | 0 | 0 | 0 | 0 | 0 | 0 | 0 | 0 | 0 | 0 | 0 | 0 | 0 | 0 | 0 | 0 | 0 | 0 | 0
Industrial Sector Energy Related Emissions before CCS[LPG propane or butane if,metal products except machinery and vehicles 25,PM10] | NoSettings | 0 | 0 | 0 | 0 | 0 | 0 | 0 | 0 | 0 | 0 | 0 | 0 | 0 | 0 | 0 | 0 | 0 | 0 | 0 | 0 | 0 | 0 | 0 | 0 | 0 | 0 | 0 | 0 | 0 | 0 | 0
Industrial Sector Energy Related Emissions before CCS[LPG propane or butane if,metal products except machinery and vehicles 25,PM25] | NoSettings | 0 | 0 | 0 | 0 | 0 | 0 | 0 | 0 | 0 | 0 | 0 | 0 | 0 | 0 | 0 | 0 | 0 | 0 | 0 | 0 | 0 | 0 | 0 | 0 | 0 | 0 | 0 | 0 | 0 | 0 | 0
Industrial Sector Energy Related Emissions before CCS[LPG propane or butane if,metal products except machinery and vehicles 25,SOx] | NoSettings | 0 | 0 | 0 | 0 | 0 | 0 | 0 | 0 | 0 | 0 | 0 | 0 | 0 | 0 | 0 | 0 | 0 | 0 | 0 | 0 | 0 | 0 | 0 | 0 | 0 | 0 | 0 | 0 | 0 | 0 | 0
Industrial Sector Energy Related Emissions before CCS[LPG propane or butane if,metal products except machinery and vehicles 25,BC] | NoSettings | 0 | 0 | 0 | 0 | 0 | 0 | 0 | 0 | 0 | 0 | 0 | 0 | 0 | 0 | 0 | 0 | 0 | 0 | 0 | 0 | 0 | 0 | 0 | 0 | 0 | 0 | 0 | 0 | 0 | 0 | 0
Industrial Sector Energy Related Emissions before CCS[LPG propane or butane if,metal products except machinery and vehicles 25,OC] | NoSettings | 0 | 0 | 0 | 0 | 0 | 0 | 0 | 0 | 0 | 0 | 0 | 0 | 0 | 0 | 0 | 0 | 0 | 0 | 0 | 0 | 0 | 0 | 0 | 0 | 0 | 0 | 0 | 0 | 0 | 0 | 0
Industrial Sector Energy Related Emissions before CCS[LPG propane or butane if,metal products except machinery and vehicles 25,CH4] | NoSettings | 0 | 0 | 0 | 0 | 0 | 0 | 0 | 0 | 0 | 0 | 0 | 0 | 0 | 0 | 0 | 0 | 0 | 0 | 0 | 0 | 0 | 0 | 0 | 0 | 0 | 0 | 0 | 0 | 0 | 0 | 0
Industrial Sector Energy Related Emissions before CCS[LPG propane or butane if,metal products except machinery and vehicles 25,N2O] | NoSettings | 0 | 0 | 0 | 0 | 0 | 0 | 0 | 0 | 0 | 0 | 0 | 0 | 0 | 0 | 0 | 0 | 0 | 0 | 0 | 0 | 0 | 0 | 0 | 0 | 0 | 0 | 0 | 0 | 0 | 0 | 0
Industrial Sector Energy Related Emissions before CCS[LPG propane or butane if,metal products except machinery and vehicles 25,F gases] | NoSettings | 0 | 0 | 0 | 0 | 0 | 0 | 0 | 0 | 0 | 0 | 0 | 0 | 0 | 0 | 0 | 0 | 0 | 0 | 0 | 0 | 0 | 0 | 0 | 0 | 0 | 0 | 0 | 0 | 0 | 0 | 0
Industrial Sector Energy Related Emissions before CCS[LPG propane or butane if,computers and electronics 26,CO2] | NoSettings | 0 | 0 | 0 | 0 | 0 | 0 | 0 | 0 | 0 | 0 | 0 | 0 | 0 | 0 | 0 | 0 | 0 | 0 | 0 | 0 | 0 | 0 | 0 | 0 | 0 | 0 | 0 | 0 | 0 | 0 | 0
Industrial Sector Energy Related Emissions before CCS[LPG propane or butane if,computers and electronics 26,VOC] | NoSettings | 0 | 0 | 0 | 0 | 0 | 0 | 0 | 0 | 0 | 0 | 0 | 0 | 0 | 0 | 0 | 0 | 0 | 0 | 0 | 0 | 0 | 0 | 0 | 0 | 0 | 0 | 0 | 0 | 0 | 0 | 0
Industrial Sector Energy Related Emissions before CCS[LPG propane or butane if,computers and electronics 26,CO] | NoSettings | 0 | 0 | 0 | 0 | 0 | 0 | 0 | 0 | 0 | 0 | 0 | 0 | 0 | 0 | 0 | 0 | 0 | 0 | 0 | 0 | 0 | 0 | 0 | 0 | 0 | 0 | 0 | 0 | 0 | 0 | 0
Industrial Sector Energy Related Emissions before CCS[LPG propane or butane if,computers and electronics 26,NOx] | NoSettings | 0 | 0 | 0 | 0 | 0 | 0 | 0 | 0 | 0 | 0 | 0 | 0 | 0 | 0 | 0 | 0 | 0 | 0 | 0 | 0 | 0 | 0 | 0 | 0 | 0 | 0 | 0 | 0 | 0 | 0 | 0
Industrial Sector Energy Related Emissions before CCS[LPG propane or butane if,computers and electronics 26,PM10] | NoSettings | 0 | 0 | 0 | 0 | 0 | 0 | 0 | 0 | 0 | 0 | 0 | 0 | 0 | 0 | 0 | 0 | 0 | 0 | 0 | 0 | 0 | 0 | 0 | 0 | 0 | 0 | 0 | 0 | 0 | 0 | 0
Industrial Sector Energy Related Emissions before CCS[LPG propane or butane if,computers and electronics 26,PM25] | NoSettings | 0 | 0 | 0 | 0 | 0 | 0 | 0 | 0 | 0 | 0 | 0 | 0 | 0 | 0 | 0 | 0 | 0 | 0 | 0 | 0 | 0 | 0 | 0 | 0 | 0 | 0 | 0 | 0 | 0 | 0 | 0
Industrial Sector Energy Related Emissions before CCS[LPG propane or butane if,computers and electronics 26,SOx] | NoSettings | 0 | 0 | 0 | 0 | 0 | 0 | 0 | 0 | 0 | 0 | 0 | 0 | 0 | 0 | 0 | 0 | 0 | 0 | 0 | 0 | 0 | 0 | 0 | 0 | 0 | 0 | 0 | 0 | 0 | 0 | 0
Industrial Sector Energy Related Emissions before CCS[LPG propane or butane if,computers and electronics 26,BC] | NoSettings | 0 | 0 | 0 | 0 | 0 | 0 | 0 | 0 | 0 | 0 | 0 | 0 | 0 | 0 | 0 | 0 | 0 | 0 | 0 | 0 | 0 | 0 | 0 | 0 | 0 | 0 | 0 | 0 | 0 | 0 | 0
Industrial Sector Energy Related Emissions before CCS[LPG propane or butane if,computers and electronics 26,OC] | NoSettings | 0 | 0 | 0 | 0 | 0 | 0 | 0 | 0 | 0 | 0 | 0 | 0 | 0 | 0 | 0 | 0 | 0 | 0 | 0 | 0 | 0 | 0 | 0 | 0 | 0 | 0 | 0 | 0 | 0 | 0 | 0
Industrial Sector Energy Related Emissions before CCS[LPG propane or butane if,computers and electronics 26,CH4] | NoSettings | 0 | 0 | 0 | 0 | 0 | 0 | 0 | 0 | 0 | 0 | 0 | 0 | 0 | 0 | 0 | 0 | 0 | 0 | 0 | 0 | 0 | 0 | 0 | 0 | 0 | 0 | 0 | 0 | 0 | 0 | 0
Industrial Sector Energy Related Emissions before CCS[LPG propane or butane if,computers and electronics 26,N2O] | NoSettings | 0 | 0 | 0 | 0 | 0 | 0 | 0 | 0 | 0 | 0 | 0 | 0 | 0 | 0 | 0 | 0 | 0 | 0 | 0 | 0 | 0 | 0 | 0 | 0 | 0 | 0 | 0 | 0 | 0 | 0 | 0
Industrial Sector Energy Related Emissions before CCS[LPG propane or butane if,computers and electronics 26,F gases] | NoSettings | 0 | 0 | 0 | 0 | 0 | 0 | 0 | 0 | 0 | 0 | 0 | 0 | 0 | 0 | 0 | 0 | 0 | 0 | 0 | 0 | 0 | 0 | 0 | 0 | 0 | 0 | 0 | 0 | 0 | 0 | 0
Industrial Sector Energy Related Emissions before CCS[LPG propane or butane if,appliances and electrical equipment 27,CO2] | NoSettings | 0 | 0 | 0 | 0 | 0 | 0 | 0 | 0 | 0 | 0 | 0 | 0 | 0 | 0 | 0 | 0 | 0 | 0 | 0 | 0 | 0 | 0 | 0 | 0 | 0 | 0 | 0 | 0 | 0 | 0 | 0
Industrial Sector Energy Related Emissions before CCS[LPG propane or butane if,appliances and electrical equipment 27,VOC] | NoSettings | 0 | 0 | 0 | 0 | 0 | 0 | 0 | 0 | 0 | 0 | 0 | 0 | 0 | 0 | 0 | 0 | 0 | 0 | 0 | 0 | 0 | 0 | 0 | 0 | 0 | 0 | 0 | 0 | 0 | 0 | 0
Industrial Sector Energy Related Emissions before CCS[LPG propane or butane if,appliances and electrical equipment 27,CO] | NoSettings | 0 | 0 | 0 | 0 | 0 | 0 | 0 | 0 | 0 | 0 | 0 | 0 | 0 | 0 | 0 | 0 | 0 | 0 | 0 | 0 | 0 | 0 | 0 | 0 | 0 | 0 | 0 | 0 | 0 | 0 | 0
Industrial Sector Energy Related Emissions before CCS[LPG propane or butane if,appliances and electrical equipment 27,NOx] | NoSettings | 0 | 0 | 0 | 0 | 0 | 0 | 0 | 0 | 0 | 0 | 0 | 0 | 0 | 0 | 0 | 0 | 0 | 0 | 0 | 0 | 0 | 0 | 0 | 0 | 0 | 0 | 0 | 0 | 0 | 0 | 0
Industrial Sector Energy Related Emissions before CCS[LPG propane or butane if,appliances and electrical equipment 27,PM10] | NoSettings | 0 | 0 | 0 | 0 | 0 | 0 | 0 | 0 | 0 | 0 | 0 | 0 | 0 | 0 | 0 | 0 | 0 | 0 | 0 | 0 | 0 | 0 | 0 | 0 | 0 | 0 | 0 | 0 | 0 | 0 | 0
Industrial Sector Energy Related Emissions before CCS[LPG propane or butane if,appliances and electrical equipment 27,PM25] | NoSettings | 0 | 0 | 0 | 0 | 0 | 0 | 0 | 0 | 0 | 0 | 0 | 0 | 0 | 0 | 0 | 0 | 0 | 0 | 0 | 0 | 0 | 0 | 0 | 0 | 0 | 0 | 0 | 0 | 0 | 0 | 0
Industrial Sector Energy Related Emissions before CCS[LPG propane or butane if,appliances and electrical equipment 27,SOx] | NoSettings | 0 | 0 | 0 | 0 | 0 | 0 | 0 | 0 | 0 | 0 | 0 | 0 | 0 | 0 | 0 | 0 | 0 | 0 | 0 | 0 | 0 | 0 | 0 | 0 | 0 | 0 | 0 | 0 | 0 | 0 | 0
Industrial Sector Energy Related Emissions before CCS[LPG propane or butane if,appliances and electrical equipment 27,BC] | NoSettings | 0 | 0 | 0 | 0 | 0 | 0 | 0 | 0 | 0 | 0 | 0 | 0 | 0 | 0 | 0 | 0 | 0 | 0 | 0 | 0 | 0 | 0 | 0 | 0 | 0 | 0 | 0 | 0 | 0 | 0 | 0
Industrial Sector Energy Related Emissions before CCS[LPG propane or butane if,appliances and electrical equipment 27,OC] | NoSettings | 0 | 0 | 0 | 0 | 0 | 0 | 0 | 0 | 0 | 0 | 0 | 0 | 0 | 0 | 0 | 0 | 0 | 0 | 0 | 0 | 0 | 0 | 0 | 0 | 0 | 0 | 0 | 0 | 0 | 0 | 0
Industrial Sector Energy Related Emissions before CCS[LPG propane or butane if,appliances and electrical equipment 27,CH4] | NoSettings | 0 | 0 | 0 | 0 | 0 | 0 | 0 | 0 | 0 | 0 | 0 | 0 | 0 | 0 | 0 | 0 | 0 | 0 | 0 | 0 | 0 | 0 | 0 | 0 | 0 | 0 | 0 | 0 | 0 | 0 | 0
Industrial Sector Energy Related Emissions before CCS[LPG propane or butane if,appliances and electrical equipment 27,N2O] | NoSettings | 0 | 0 | 0 | 0 | 0 | 0 | 0 | 0 | 0 | 0 | 0 | 0 | 0 | 0 | 0 | 0 | 0 | 0 | 0 | 0 | 0 | 0 | 0 | 0 | 0 | 0 | 0 | 0 | 0 | 0 | 0
Industrial Sector Energy Related Emissions before CCS[LPG propane or butane if,appliances and electrical equipment 27,F gases] | NoSettings | 0 | 0 | 0 | 0 | 0 | 0 | 0 | 0 | 0 | 0 | 0 | 0 | 0 | 0 | 0 | 0 | 0 | 0 | 0 | 0 | 0 | 0 | 0 | 0 | 0 | 0 | 0 | 0 | 0 | 0 | 0
Industrial Sector Energy Related Emissions before CCS[LPG propane or butane if,other machinery 28,CO2] | NoSettings | 0 | 0 | 0 | 0 | 0 | 0 | 0 | 0 | 0 | 0 | 0 | 0 | 0 | 0 | 0 | 0 | 0 | 0 | 0 | 0 | 0 | 0 | 0 | 0 | 0 | 0 | 0 | 0 | 0 | 0 | 0
Industrial Sector Energy Related Emissions before CCS[LPG propane or butane if,other machinery 28,VOC] | NoSettings | 0 | 0 | 0 | 0 | 0 | 0 | 0 | 0 | 0 | 0 | 0 | 0 | 0 | 0 | 0 | 0 | 0 | 0 | 0 | 0 | 0 | 0 | 0 | 0 | 0 | 0 | 0 | 0 | 0 | 0 | 0
Industrial Sector Energy Related Emissions before CCS[LPG propane or butane if,other machinery 28,CO] | NoSettings | 0 | 0 | 0 | 0 | 0 | 0 | 0 | 0 | 0 | 0 | 0 | 0 | 0 | 0 | 0 | 0 | 0 | 0 | 0 | 0 | 0 | 0 | 0 | 0 | 0 | 0 | 0 | 0 | 0 | 0 | 0
Industrial Sector Energy Related Emissions before CCS[LPG propane or butane if,other machinery 28,NOx] | NoSettings | 0 | 0 | 0 | 0 | 0 | 0 | 0 | 0 | 0 | 0 | 0 | 0 | 0 | 0 | 0 | 0 | 0 | 0 | 0 | 0 | 0 | 0 | 0 | 0 | 0 | 0 | 0 | 0 | 0 | 0 | 0
Industrial Sector Energy Related Emissions before CCS[LPG propane or butane if,other machinery 28,PM10] | NoSettings | 0 | 0 | 0 | 0 | 0 | 0 | 0 | 0 | 0 | 0 | 0 | 0 | 0 | 0 | 0 | 0 | 0 | 0 | 0 | 0 | 0 | 0 | 0 | 0 | 0 | 0 | 0 | 0 | 0 | 0 | 0
Industrial Sector Energy Related Emissions before CCS[LPG propane or butane if,other machinery 28,PM25] | NoSettings | 0 | 0 | 0 | 0 | 0 | 0 | 0 | 0 | 0 | 0 | 0 | 0 | 0 | 0 | 0 | 0 | 0 | 0 | 0 | 0 | 0 | 0 | 0 | 0 | 0 | 0 | 0 | 0 | 0 | 0 | 0
Industrial Sector Energy Related Emissions before CCS[LPG propane or butane if,other machinery 28,SOx] | NoSettings | 0 | 0 | 0 | 0 | 0 | 0 | 0 | 0 | 0 | 0 | 0 | 0 | 0 | 0 | 0 | 0 | 0 | 0 | 0 | 0 | 0 | 0 | 0 | 0 | 0 | 0 | 0 | 0 | 0 | 0 | 0
Industrial Sector Energy Related Emissions before CCS[LPG propane or butane if,other machinery 28,BC] | NoSettings | 0 | 0 | 0 | 0 | 0 | 0 | 0 | 0 | 0 | 0 | 0 | 0 | 0 | 0 | 0 | 0 | 0 | 0 | 0 | 0 | 0 | 0 | 0 | 0 | 0 | 0 | 0 | 0 | 0 | 0 | 0
Industrial Sector Energy Related Emissions before CCS[LPG propane or butane if,other machinery 28,OC] | NoSettings | 0 | 0 | 0 | 0 | 0 | 0 | 0 | 0 | 0 | 0 | 0 | 0 | 0 | 0 | 0 | 0 | 0 | 0 | 0 | 0 | 0 | 0 | 0 | 0 | 0 | 0 | 0 | 0 | 0 | 0 | 0
Industrial Sector Energy Related Emissions before CCS[LPG propane or butane if,other machinery 28,CH4] | NoSettings | 0 | 0 | 0 | 0 | 0 | 0 | 0 | 0 | 0 | 0 | 0 | 0 | 0 | 0 | 0 | 0 | 0 | 0 | 0 | 0 | 0 | 0 | 0 | 0 | 0 | 0 | 0 | 0 | 0 | 0 | 0
Industrial Sector Energy Related Emissions before CCS[LPG propane or butane if,other machinery 28,N2O] | NoSettings | 0 | 0 | 0 | 0 | 0 | 0 | 0 | 0 | 0 | 0 | 0 | 0 | 0 | 0 | 0 | 0 | 0 | 0 | 0 | 0 | 0 | 0 | 0 | 0 | 0 | 0 | 0 | 0 | 0 | 0 | 0
Industrial Sector Energy Related Emissions before CCS[LPG propane or butane if,other machinery 28,F gases] | NoSettings | 0 | 0 | 0 | 0 | 0 | 0 | 0 | 0 | 0 | 0 | 0 | 0 | 0 | 0 | 0 | 0 | 0 | 0 | 0 | 0 | 0 | 0 | 0 | 0 | 0 | 0 | 0 | 0 | 0 | 0 | 0
Industrial Sector Energy Related Emissions before CCS[LPG propane or butane if,road vehicles 29,CO2] | NoSettings | 0 | 0 | 0 | 0 | 0 | 0 | 0 | 0 | 0 | 0 | 0 | 0 | 0 | 0 | 0 | 0 | 0 | 0 | 0 | 0 | 0 | 0 | 0 | 0 | 0 | 0 | 0 | 0 | 0 | 0 | 0
Industrial Sector Energy Related Emissions before CCS[LPG propane or butane if,road vehicles 29,VOC] | NoSettings | 0 | 0 | 0 | 0 | 0 | 0 | 0 | 0 | 0 | 0 | 0 | 0 | 0 | 0 | 0 | 0 | 0 | 0 | 0 | 0 | 0 | 0 | 0 | 0 | 0 | 0 | 0 | 0 | 0 | 0 | 0
Industrial Sector Energy Related Emissions before CCS[LPG propane or butane if,road vehicles 29,CO] | NoSettings | 0 | 0 | 0 | 0 | 0 | 0 | 0 | 0 | 0 | 0 | 0 | 0 | 0 | 0 | 0 | 0 | 0 | 0 | 0 | 0 | 0 | 0 | 0 | 0 | 0 | 0 | 0 | 0 | 0 | 0 | 0
Industrial Sector Energy Related Emissions before CCS[LPG propane or butane if,road vehicles 29,NOx] | NoSettings | 0 | 0 | 0 | 0 | 0 | 0 | 0 | 0 | 0 | 0 | 0 | 0 | 0 | 0 | 0 | 0 | 0 | 0 | 0 | 0 | 0 | 0 | 0 | 0 | 0 | 0 | 0 | 0 | 0 | 0 | 0
Industrial Sector Energy Related Emissions before CCS[LPG propane or butane if,road vehicles 29,PM10] | NoSettings | 0 | 0 | 0 | 0 | 0 | 0 | 0 | 0 | 0 | 0 | 0 | 0 | 0 | 0 | 0 | 0 | 0 | 0 | 0 | 0 | 0 | 0 | 0 | 0 | 0 | 0 | 0 | 0 | 0 | 0 | 0
Industrial Sector Energy Related Emissions before CCS[LPG propane or butane if,road vehicles 29,PM25] | NoSettings | 0 | 0 | 0 | 0 | 0 | 0 | 0 | 0 | 0 | 0 | 0 | 0 | 0 | 0 | 0 | 0 | 0 | 0 | 0 | 0 | 0 | 0 | 0 | 0 | 0 | 0 | 0 | 0 | 0 | 0 | 0
Industrial Sector Energy Related Emissions before CCS[LPG propane or butane if,road vehicles 29,SOx] | NoSettings | 0 | 0 | 0 | 0 | 0 | 0 | 0 | 0 | 0 | 0 | 0 | 0 | 0 | 0 | 0 | 0 | 0 | 0 | 0 | 0 | 0 | 0 | 0 | 0 | 0 | 0 | 0 | 0 | 0 | 0 | 0
Industrial Sector Energy Related Emissions before CCS[LPG propane or butane if,road vehicles 29,BC] | NoSettings | 0 | 0 | 0 | 0 | 0 | 0 | 0 | 0 | 0 | 0 | 0 | 0 | 0 | 0 | 0 | 0 | 0 | 0 | 0 | 0 | 0 | 0 | 0 | 0 | 0 | 0 | 0 | 0 | 0 | 0 | 0
Industrial Sector Energy Related Emissions before CCS[LPG propane or butane if,road vehicles 29,OC] | NoSettings | 0 | 0 | 0 | 0 | 0 | 0 | 0 | 0 | 0 | 0 | 0 | 0 | 0 | 0 | 0 | 0 | 0 | 0 | 0 | 0 | 0 | 0 | 0 | 0 | 0 | 0 | 0 | 0 | 0 | 0 | 0
Industrial Sector Energy Related Emissions before CCS[LPG propane or butane if,road vehicles 29,CH4] | NoSettings | 0 | 0 | 0 | 0 | 0 | 0 | 0 | 0 | 0 | 0 | 0 | 0 | 0 | 0 | 0 | 0 | 0 | 0 | 0 | 0 | 0 | 0 | 0 | 0 | 0 | 0 | 0 | 0 | 0 | 0 | 0
Industrial Sector Energy Related Emissions before CCS[LPG propane or butane if,road vehicles 29,N2O] | NoSettings | 0 | 0 | 0 | 0 | 0 | 0 | 0 | 0 | 0 | 0 | 0 | 0 | 0 | 0 | 0 | 0 | 0 | 0 | 0 | 0 | 0 | 0 | 0 | 0 | 0 | 0 | 0 | 0 | 0 | 0 | 0
Industrial Sector Energy Related Emissions before CCS[LPG propane or butane if,road vehicles 29,F gases] | NoSettings | 0 | 0 | 0 | 0 | 0 | 0 | 0 | 0 | 0 | 0 | 0 | 0 | 0 | 0 | 0 | 0 | 0 | 0 | 0 | 0 | 0 | 0 | 0 | 0 | 0 | 0 | 0 | 0 | 0 | 0 | 0
Industrial Sector Energy Related Emissions before CCS[LPG propane or butane if,nonroad vehicles 30,CO2] | NoSettings | 0 | 0 | 0 | 0 | 0 | 0 | 0 | 0 | 0 | 0 | 0 | 0 | 0 | 0 | 0 | 0 | 0 | 0 | 0 | 0 | 0 | 0 | 0 | 0 | 0 | 0 | 0 | 0 | 0 | 0 | 0
Industrial Sector Energy Related Emissions before CCS[LPG propane or butane if,nonroad vehicles 30,VOC] | NoSettings | 0 | 0 | 0 | 0 | 0 | 0 | 0 | 0 | 0 | 0 | 0 | 0 | 0 | 0 | 0 | 0 | 0 | 0 | 0 | 0 | 0 | 0 | 0 | 0 | 0 | 0 | 0 | 0 | 0 | 0 | 0
Industrial Sector Energy Related Emissions before CCS[LPG propane or butane if,nonroad vehicles 30,CO] | NoSettings | 0 | 0 | 0 | 0 | 0 | 0 | 0 | 0 | 0 | 0 | 0 | 0 | 0 | 0 | 0 | 0 | 0 | 0 | 0 | 0 | 0 | 0 | 0 | 0 | 0 | 0 | 0 | 0 | 0 | 0 | 0
Industrial Sector Energy Related Emissions before CCS[LPG propane or butane if,nonroad vehicles 30,NOx] | NoSettings | 0 | 0 | 0 | 0 | 0 | 0 | 0 | 0 | 0 | 0 | 0 | 0 | 0 | 0 | 0 | 0 | 0 | 0 | 0 | 0 | 0 | 0 | 0 | 0 | 0 | 0 | 0 | 0 | 0 | 0 | 0
Industrial Sector Energy Related Emissions before CCS[LPG propane or butane if,nonroad vehicles 30,PM10] | NoSettings | 0 | 0 | 0 | 0 | 0 | 0 | 0 | 0 | 0 | 0 | 0 | 0 | 0 | 0 | 0 | 0 | 0 | 0 | 0 | 0 | 0 | 0 | 0 | 0 | 0 | 0 | 0 | 0 | 0 | 0 | 0
Industrial Sector Energy Related Emissions before CCS[LPG propane or butane if,nonroad vehicles 30,PM25] | NoSettings | 0 | 0 | 0 | 0 | 0 | 0 | 0 | 0 | 0 | 0 | 0 | 0 | 0 | 0 | 0 | 0 | 0 | 0 | 0 | 0 | 0 | 0 | 0 | 0 | 0 | 0 | 0 | 0 | 0 | 0 | 0
Industrial Sector Energy Related Emissions before CCS[LPG propane or butane if,nonroad vehicles 30,SOx] | NoSettings | 0 | 0 | 0 | 0 | 0 | 0 | 0 | 0 | 0 | 0 | 0 | 0 | 0 | 0 | 0 | 0 | 0 | 0 | 0 | 0 | 0 | 0 | 0 | 0 | 0 | 0 | 0 | 0 | 0 | 0 | 0
Industrial Sector Energy Related Emissions before CCS[LPG propane or butane if,nonroad vehicles 30,BC] | NoSettings | 0 | 0 | 0 | 0 | 0 | 0 | 0 | 0 | 0 | 0 | 0 | 0 | 0 | 0 | 0 | 0 | 0 | 0 | 0 | 0 | 0 | 0 | 0 | 0 | 0 | 0 | 0 | 0 | 0 | 0 | 0
Industrial Sector Energy Related Emissions before CCS[LPG propane or butane if,nonroad vehicles 30,OC] | NoSettings | 0 | 0 | 0 | 0 | 0 | 0 | 0 | 0 | 0 | 0 | 0 | 0 | 0 | 0 | 0 | 0 | 0 | 0 | 0 | 0 | 0 | 0 | 0 | 0 | 0 | 0 | 0 | 0 | 0 | 0 | 0
Industrial Sector Energy Related Emissions before CCS[LPG propane or butane if,nonroad vehicles 30,CH4] | NoSettings | 0 | 0 | 0 | 0 | 0 | 0 | 0 | 0 | 0 | 0 | 0 | 0 | 0 | 0 | 0 | 0 | 0 | 0 | 0 | 0 | 0 | 0 | 0 | 0 | 0 | 0 | 0 | 0 | 0 | 0 | 0
Industrial Sector Energy Related Emissions before CCS[LPG propane or butane if,nonroad vehicles 30,N2O] | NoSettings | 0 | 0 | 0 | 0 | 0 | 0 | 0 | 0 | 0 | 0 | 0 | 0 | 0 | 0 | 0 | 0 | 0 | 0 | 0 | 0 | 0 | 0 | 0 | 0 | 0 | 0 | 0 | 0 | 0 | 0 | 0
Industrial Sector Energy Related Emissions before CCS[LPG propane or butane if,nonroad vehicles 30,F gases] | NoSettings | 0 | 0 | 0 | 0 | 0 | 0 | 0 | 0 | 0 | 0 | 0 | 0 | 0 | 0 | 0 | 0 | 0 | 0 | 0 | 0 | 0 | 0 | 0 | 0 | 0 | 0 | 0 | 0 | 0 | 0 | 0
Industrial Sector Energy Related Emissions before CCS[LPG propane or butane if,other manufacturing 31T33,CO2] | NoSettings | 1183070000000 | 1171640000000 | 1117660000000 | 1161040000000 | 1181930000000 | 1211650000000 | 1229730000000 | 1240930000000 | 1250340000000 | 1261420000000 | 1278230000000 | 1293270000000 | 1306160000000 | 1325440000000 | 1340250000000 | 1348190000000 | 1353140000000 | 1363870000000 | 1375760000000 | 1389160000000 | 1398440000000 | 1413590000000 | 1436060000000 | 1466180000000 | 1490820000000 | 1506910000000 | 1535140000000 | 1559280000000 | 1583420000000 | 1607560000000 | 1631700000000
Industrial Sector Energy Related Emissions before CCS[LPG propane or butane if,other manufacturing 31T33,VOC] | NoSettings | 76420100 | 75681700 | 72194800 | 74997300 | 76346700 | 78266200 | 79434100 | 80157900 | 80765300 | 81481500 | 82566900 | 83538300 | 84371200 | 85616600 | 86573400 | 87085900 | 87405900 | 88099100 | 88866900 | 89732700 | 90331800 | 91310400 | 92762200 | 94707900 | 96299500 | 97338400 | 99161900 | 100721000 | 102281000 | 103840000 | 105400000
Industrial Sector Energy Related Emissions before CCS[LPG propane or butane if,other manufacturing 31T33,CO] | NoSettings | 63157300 | 62547000 | 59665300 | 61981400 | 63096600 | 64682900 | 65648200 | 66246300 | 66748300 | 67340200 | 68237300 | 69040100 | 69728500 | 70757700 | 71548400 | 71972000 | 72236500 | 72809300 | 73443900 | 74159500 | 74654600 | 75463300 | 76663200 | 78271200 | 79586600 | 80445200 | 81952200 | 83240900 | 84529700 | 85818500 | 87107300
Industrial Sector Energy Related Emissions before CCS[LPG propane or butane if,other manufacturing 31T33,NOx] | NoSettings | 1241740000 | 1229740000 | 1173080000 | 1218620000 | 1240550000 | 1271740000 | 1290710000 | 1302470000 | 1312340000 | 1323980000 | 1341620000 | 1357400000 | 1370940000 | 1391170000 | 1406720000 | 1415050000 | 1420250000 | 1431510000 | 1443990000 | 1458050000 | 1467790000 | 1483690000 | 1507280000 | 1538900000 | 1564760000 | 1581640000 | 1611270000 | 1636610000 | 1661950000 | 1687280000 | 1712620000
Industrial Sector Energy Related Emissions before CCS[LPG propane or butane if,other manufacturing 31T33,PM10] | NoSettings | 66872400 | 66226300 | 63175000 | 65627300 | 66808100 | 68487800 | 69509900 | 70143200 | 70674700 | 71301400 | 72251200 | 73101300 | 73830100 | 74919900 | 75757200 | 76205700 | 76485700 | 77092200 | 77764100 | 78521800 | 79046000 | 79902300 | 81172800 | 82875400 | 84268100 | 85177300 | 86772900 | 88137500 | 89502100 | 90866600 | 92231200
Industrial Sector Energy Related Emissions before CCS[LPG propane or butane if,other manufacturing 31T33,PM25] | NoSettings | 66872400 | 66226300 | 63175000 | 65627300 | 66808100 | 68487800 | 69509900 | 70143200 | 70674700 | 71301400 | 72251200 | 73101300 | 73830100 | 74919900 | 75757200 | 76205700 | 76485700 | 77092200 | 77764100 | 78521800 | 79046000 | 79902300 | 81172800 | 82875400 | 84268100 | 85177300 | 86772900 | 88137500 | 89502100 | 90866600 | 92231200
Industrial Sector Energy Related Emissions before CCS[LPG propane or butane if,other manufacturing 31T33,SOx] | NoSettings | 0 | 0 | 0 | 0 | 0 | 0 | 0 | 0 | 0 | 0 | 0 | 0 | 0 | 0 | 0 | 0 | 0 | 0 | 0 | 0 | 0 | 0 | 0 | 0 | 0 | 0 | 0 | 0 | 0 | 0 | 0
Industrial Sector Energy Related Emissions before CCS[LPG propane or butane if,other manufacturing 31T33,BC] | NoSettings | 11029900 | 10923300 | 10420100 | 10824500 | 11019300 | 11296400 | 11464900 | 11569400 | 11657100 | 11760400 | 11917100 | 12057300 | 12177500 | 12357300 | 12495400 | 12569300 | 12615500 | 12715600 | 12826400 | 12951300 | 13037800 | 13179100 | 13388600 | 13669400 | 13899100 | 14049100 | 14312300 | 14537400 | 14762400 | 14987500 | 15212600
Industrial Sector Energy Related Emissions before CCS[LPG propane or butane if,other manufacturing 31T33,OC] | NoSettings | 28623900 | 28347300 | 27041200 | 28090900 | 28596300 | 29315300 | 29752800 | 30023900 | 30251400 | 30519600 | 30926200 | 31290000 | 31602000 | 32068500 | 32426900 | 32618800 | 32738700 | 32998300 | 33285900 | 33610200 | 33834600 | 34201100 | 34744900 | 35473700 | 36069900 | 36459000 | 37142000 | 37726100 | 38310200 | 38894300 | 39478400
Industrial Sector Energy Related Emissions before CCS[LPG propane or butane if,other manufacturing 31T33,CH4] | NoSettings | 57748200 | 57190200 | 54555300 | 56673000 | 57692700 | 59143200 | 60025800 | 60572700 | 61031700 | 61572900 | 62393100 | 63127200 | 63756600 | 64697700 | 65420700 | 65808000 | 66049800 | 66573600 | 67153800 | 67808100 | 68260800 | 69000300 | 70097400 | 71567700 | 72770400 | 73555500 | 74933400 | 76111800 | 77290200 | 78468600 | 79647000
Industrial Sector Energy Related Emissions before CCS[LPG propane or butane if,other manufacturing 31T33,N2O] | NoSettings | 11549600 | 11438000 | 10911100 | 11334600 | 11538500 | 11828600 | 12005200 | 12114500 | 12206300 | 12314600 | 12478600 | 12625400 | 12751300 | 12939500 | 13084100 | 13161600 | 13210000 | 13314700 | 13430800 | 13561600 | 13652200 | 13800100 | 14019500 | 14313500 | 14554100 | 14711100 | 14986700 | 15222400 | 15458000 | 15693700 | 15929400
Industrial Sector Energy Related Emissions before CCS[LPG propane or butane if,other manufacturing 31T33,F gases] | NoSettings | 0 | 0 | 0 | 0 | 0 | 0 | 0 | 0 | 0 | 0 | 0 | 0 | 0 | 0 | 0 | 0 | 0 | 0 | 0 | 0 | 0 | 0 | 0 | 0 | 0 | 0 | 0 | 0 | 0 | 0 | 0
Industrial Sector Energy Related Emissions before CCS[LPG propane or butane if,energy pipelines and gas processing 352T353,CO2] | NoSettings | 0 | 32256600 | 32663800 | 34177500 | 32616600 | 30944500 | 29234200 | 29505000 | 29619100 | 29983900 | 29795100 | 29539600 | 30434400 | 31297500 | 32183500 | 32867500 | 33491800 | 33363100 | 32839200 | 32547900 | 32200300 | 32049100 | 32211600 | 32613500 | 32647300 | 32840700 | 33079100 | 33656200 | 34120500 | 34670700 | 35333800
Industrial Sector Energy Related Emissions before CCS[LPG propane or butane if,energy pipelines and gas processing 352T353,VOC] | NoSettings | 0 | 2083.61 | 2109.91 | 2207.69 | 2106.86 | 1998.85 | 1888.38 | 1905.87 | 1913.24 | 1936.8 | 1924.61 | 1908.11 | 1965.91 | 2021.66 | 2078.89 | 2123.07 | 2163.4 | 2155.09 | 2121.24 | 2102.42 | 2079.97 | 2070.21 | 2080.71 | 2106.66 | 2108.85 | 2121.34 | 2136.74 | 2174.02 | 2204.01 | 2239.55 | 2282.38
Industrial Sector Energy Related Emissions before CCS[LPG propane or butane if,energy pipelines and gas processing 352T353,CO] | NoSettings | 0 | 1722 | 1743.73 | 1824.54 | 1741.21 | 1651.95 | 1560.65 | 1575.1 | 1581.2 | 1600.67 | 1590.59 | 1576.95 | 1624.72 | 1670.79 | 1718.09 | 1754.61 | 1787.94 | 1781.07 | 1753.1 | 1737.54 | 1718.99 | 1710.92 | 1719.6 | 1741.05 | 1742.86 | 1753.18 | 1765.9 | 1796.71 | 1821.5 | 1850.87 | 1886.27
Industrial Sector Energy Related Emissions before CCS[LPG propane or butane if,energy pipelines and gas processing 352T353,NOx] | NoSettings | 0 | 33856.3 | 34283.7 | 35872.5 | 34234.1 | 32479.1 | 30684 | 30968.2 | 31088 | 31470.9 | 31272.7 | 31004.6 | 31943.8 | 32849.6 | 33779.6 | 34497.5 | 35152.8 | 35017.7 | 34467.8 | 34162 | 33797.2 | 33638.5 | 33809.1 | 34230.9 | 34266.4 | 34469.3 | 34719.6 | 35325.3 | 35812.7 | 36390.1 | 37086.1
Industrial Sector Energy Related Emissions before CCS[LPG propane or butane if,energy pipelines and gas processing 352T353,PM10] | NoSettings | 0 | 1823.29 | 1846.31 | 1931.87 | 1843.64 | 1749.12 | 1652.45 | 1667.76 | 1674.21 | 1694.83 | 1684.15 | 1669.71 | 1720.29 | 1769.08 | 1819.16 | 1857.82 | 1893.11 | 1885.84 | 1856.22 | 1839.75 | 1820.11 | 1811.56 | 1820.75 | 1843.46 | 1845.38 | 1856.3 | 1869.78 | 1902.4 | 1928.65 | 1959.75 | 1997.23
Industrial Sector Energy Related Emissions before CCS[LPG propane or butane if,energy pipelines and gas processing 352T353,PM25] | NoSettings | 0 | 1823.29 | 1846.31 | 1931.87 | 1843.64 | 1749.12 | 1652.45 | 1667.76 | 1674.21 | 1694.83 | 1684.15 | 1669.71 | 1720.29 | 1769.08 | 1819.16 | 1857.82 | 1893.11 | 1885.84 | 1856.22 | 1839.75 | 1820.11 | 1811.56 | 1820.75 | 1843.46 | 1845.38 | 1856.3 | 1869.78 | 1902.4 | 1928.65 | 1959.75 | 1997.23
Industrial Sector Energy Related Emissions before CCS[LPG propane or butane if,energy pipelines and gas processing 352T353,SOx] | NoSettings | 0 | 0 | 0 | 0 | 0 | 0 | 0 | 0 | 0 | 0 | 0 | 0 | 0 | 0 | 0 | 0 | 0 | 0 | 0 | 0 | 0 | 0 | 0 | 0 | 0 | 0 | 0 | 0 | 0 | 0 | 0
Industrial Sector Energy Related Emissions before CCS[LPG propane or butane if,energy pipelines and gas processing 352T353,BC] | NoSettings | 0 | 300.733 | 304.529 | 318.641 | 304.089 | 288.5 | 272.554 | 275.079 | 276.143 | 279.544 | 277.783 | 275.402 | 283.744 | 291.791 | 300.051 | 306.428 | 312.249 | 311.049 | 306.165 | 303.448 | 300.208 | 298.798 | 300.313 | 304.06 | 304.376 | 306.178 | 308.401 | 313.781 | 318.11 | 323.24 | 329.422
Industrial Sector Energy Related Emissions before CCS[LPG propane or butane if,energy pipelines and gas processing 352T353,OC] | NoSettings | 0 | 780.436 | 790.288 | 826.911 | 789.145 | 748.689 | 707.309 | 713.861 | 716.623 | 725.448 | 720.88 | 714.7 | 736.349 | 757.23 | 778.667 | 795.216 | 810.321 | 807.207 | 794.532 | 787.482 | 779.073 | 775.416 | 779.348 | 789.069 | 789.889 | 794.567 | 800.335 | 814.298 | 825.533 | 838.843 | 854.888
Industrial Sector Energy Related Emissions before CCS[LPG propane or butane if,energy pipelines and gas processing 352T353,CH4] | NoSettings | 0 | 1574.52 | 1594.39 | 1668.28 | 1592.09 | 1510.47 | 1426.99 | 1440.2 | 1445.78 | 1463.58 | 1454.36 | 1441.9 | 1485.57 | 1527.7 | 1570.95 | 1604.34 | 1634.81 | 1628.53 | 1602.96 | 1588.73 | 1571.77 | 1564.39 | 1572.32 | 1591.94 | 1593.59 | 1603.03 | 1614.66 | 1642.83 | 1665.5 | 1692.35 | 1724.72
Industrial Sector Energy Related Emissions before CCS[LPG propane or butane if,energy pipelines and gas processing 352T353,N2O] | NoSettings | 0 | 314.904 | 318.879 | 333.656 | 318.418 | 302.094 | 285.397 | 288.041 | 289.155 | 292.716 | 290.873 | 288.379 | 297.115 | 305.54 | 314.19 | 320.867 | 326.962 | 325.706 | 320.591 | 317.747 | 314.354 | 312.878 | 314.464 | 318.387 | 318.718 | 320.605 | 322.933 | 328.567 | 333.1 | 338.471 | 344.945
Industrial Sector Energy Related Emissions before CCS[LPG propane or butane if,energy pipelines and gas processing 352T353,F gases] | NoSettings | 0 | 0 | 0 | 0 | 0 | 0 | 0 | 0 | 0 | 0 | 0 | 0 | 0 | 0 | 0 | 0 | 0 | 0 | 0 | 0 | 0 | 0 | 0 | 0 | 0 | 0 | 0 | 0 | 0 | 0 | 0
Industrial Sector Energy Related Emissions before CCS[LPG propane or butane if,water and waste 36T39,CO2] | NoSettings | 0 | 0 | 0 | 0 | 0 | 0 | 0 | 0 | 0 | 0 | 0 | 0 | 0 | 0 | 0 | 0 | 0 | 0 | 0 | 0 | 0 | 0 | 0 | 0 | 0 | 0 | 0 | 0 | 0 | 0 | 0
Industrial Sector Energy Related Emissions before CCS[LPG propane or butane if,water and waste 36T39,VOC] | NoSettings | 0 | 0 | 0 | 0 | 0 | 0 | 0 | 0 | 0 | 0 | 0 | 0 | 0 | 0 | 0 | 0 | 0 | 0 | 0 | 0 | 0 | 0 | 0 | 0 | 0 | 0 | 0 | 0 | 0 | 0 | 0
Industrial Sector Energy Related Emissions before CCS[LPG propane or butane if,water and waste 36T39,CO] | NoSettings | 0 | 0 | 0 | 0 | 0 | 0 | 0 | 0 | 0 | 0 | 0 | 0 | 0 | 0 | 0 | 0 | 0 | 0 | 0 | 0 | 0 | 0 | 0 | 0 | 0 | 0 | 0 | 0 | 0 | 0 | 0
Industrial Sector Energy Related Emissions before CCS[LPG propane or butane if,water and waste 36T39,NOx] | NoSettings | 0 | 0 | 0 | 0 | 0 | 0 | 0 | 0 | 0 | 0 | 0 | 0 | 0 | 0 | 0 | 0 | 0 | 0 | 0 | 0 | 0 | 0 | 0 | 0 | 0 | 0 | 0 | 0 | 0 | 0 | 0
Industrial Sector Energy Related Emissions before CCS[LPG propane or butane if,water and waste 36T39,PM10] | NoSettings | 0 | 0 | 0 | 0 | 0 | 0 | 0 | 0 | 0 | 0 | 0 | 0 | 0 | 0 | 0 | 0 | 0 | 0 | 0 | 0 | 0 | 0 | 0 | 0 | 0 | 0 | 0 | 0 | 0 | 0 | 0
Industrial Sector Energy Related Emissions before CCS[LPG propane or butane if,water and waste 36T39,PM25] | NoSettings | 0 | 0 | 0 | 0 | 0 | 0 | 0 | 0 | 0 | 0 | 0 | 0 | 0 | 0 | 0 | 0 | 0 | 0 | 0 | 0 | 0 | 0 | 0 | 0 | 0 | 0 | 0 | 0 | 0 | 0 | 0
Industrial Sector Energy Related Emissions before CCS[LPG propane or butane if,water and waste 36T39,SOx] | NoSettings | 0 | 0 | 0 | 0 | 0 | 0 | 0 | 0 | 0 | 0 | 0 | 0 | 0 | 0 | 0 | 0 | 0 | 0 | 0 | 0 | 0 | 0 | 0 | 0 | 0 | 0 | 0 | 0 | 0 | 0 | 0
Industrial Sector Energy Related Emissions before CCS[LPG propane or butane if,water and waste 36T39,BC] | NoSettings | 0 | 0 | 0 | 0 | 0 | 0 | 0 | 0 | 0 | 0 | 0 | 0 | 0 | 0 | 0 | 0 | 0 | 0 | 0 | 0 | 0 | 0 | 0 | 0 | 0 | 0 | 0 | 0 | 0 | 0 | 0
Industrial Sector Energy Related Emissions before CCS[LPG propane or butane if,water and waste 36T39,OC] | NoSettings | 0 | 0 | 0 | 0 | 0 | 0 | 0 | 0 | 0 | 0 | 0 | 0 | 0 | 0 | 0 | 0 | 0 | 0 | 0 | 0 | 0 | 0 | 0 | 0 | 0 | 0 | 0 | 0 | 0 | 0 | 0
Industrial Sector Energy Related Emissions before CCS[LPG propane or butane if,water and waste 36T39,CH4] | NoSettings | 0 | 0 | 0 | 0 | 0 | 0 | 0 | 0 | 0 | 0 | 0 | 0 | 0 | 0 | 0 | 0 | 0 | 0 | 0 | 0 | 0 | 0 | 0 | 0 | 0 | 0 | 0 | 0 | 0 | 0 | 0
Industrial Sector Energy Related Emissions before CCS[LPG propane or butane if,water and waste 36T39,N2O] | NoSettings | 0 | 0 | 0 | 0 | 0 | 0 | 0 | 0 | 0 | 0 | 0 | 0 | 0 | 0 | 0 | 0 | 0 | 0 | 0 | 0 | 0 | 0 | 0 | 0 | 0 | 0 | 0 | 0 | 0 | 0 | 0
Industrial Sector Energy Related Emissions before CCS[LPG propane or butane if,water and waste 36T39,F gases] | NoSettings | 0 | 0 | 0 | 0 | 0 | 0 | 0 | 0 | 0 | 0 | 0 | 0 | 0 | 0 | 0 | 0 | 0 | 0 | 0 | 0 | 0 | 0 | 0 | 0 | 0 | 0 | 0 | 0 | 0 | 0 | 0
Industrial Sector Energy Related Emissions before CCS[LPG propane or butane if,construction 41T43,CO2] | NoSettings | 0 | 0 | 0 | 0 | 0 | 0 | 0 | 0 | 0 | 0 | 0 | 0 | 0 | 0 | 0 | 0 | 0 | 0 | 0 | 0 | 0 | 0 | 0 | 0 | 0 | 0 | 0 | 0 | 0 | 0 | 0
Industrial Sector Energy Related Emissions before CCS[LPG propane or butane if,construction 41T43,VOC] | NoSettings | 0 | 0 | 0 | 0 | 0 | 0 | 0 | 0 | 0 | 0 | 0 | 0 | 0 | 0 | 0 | 0 | 0 | 0 | 0 | 0 | 0 | 0 | 0 | 0 | 0 | 0 | 0 | 0 | 0 | 0 | 0
Industrial Sector Energy Related Emissions before CCS[LPG propane or butane if,construction 41T43,CO] | NoSettings | 0 | 0 | 0 | 0 | 0 | 0 | 0 | 0 | 0 | 0 | 0 | 0 | 0 | 0 | 0 | 0 | 0 | 0 | 0 | 0 | 0 | 0 | 0 | 0 | 0 | 0 | 0 | 0 | 0 | 0 | 0
Industrial Sector Energy Related Emissions before CCS[LPG propane or butane if,construction 41T43,NOx] | NoSettings | 0 | 0 | 0 | 0 | 0 | 0 | 0 | 0 | 0 | 0 | 0 | 0 | 0 | 0 | 0 | 0 | 0 | 0 | 0 | 0 | 0 | 0 | 0 | 0 | 0 | 0 | 0 | 0 | 0 | 0 | 0
Industrial Sector Energy Related Emissions before CCS[LPG propane or butane if,construction 41T43,PM10] | NoSettings | 0 | 0 | 0 | 0 | 0 | 0 | 0 | 0 | 0 | 0 | 0 | 0 | 0 | 0 | 0 | 0 | 0 | 0 | 0 | 0 | 0 | 0 | 0 | 0 | 0 | 0 | 0 | 0 | 0 | 0 | 0
Industrial Sector Energy Related Emissions before CCS[LPG propane or butane if,construction 41T43,PM25] | NoSettings | 0 | 0 | 0 | 0 | 0 | 0 | 0 | 0 | 0 | 0 | 0 | 0 | 0 | 0 | 0 | 0 | 0 | 0 | 0 | 0 | 0 | 0 | 0 | 0 | 0 | 0 | 0 | 0 | 0 | 0 | 0
Industrial Sector Energy Related Emissions before CCS[LPG propane or butane if,construction 41T43,SOx] | NoSettings | 0 | 0 | 0 | 0 | 0 | 0 | 0 | 0 | 0 | 0 | 0 | 0 | 0 | 0 | 0 | 0 | 0 | 0 | 0 | 0 | 0 | 0 | 0 | 0 | 0 | 0 | 0 | 0 | 0 | 0 | 0
Industrial Sector Energy Related Emissions before CCS[LPG propane or butane if,construction 41T43,BC] | NoSettings | 0 | 0 | 0 | 0 | 0 | 0 | 0 | 0 | 0 | 0 | 0 | 0 | 0 | 0 | 0 | 0 | 0 | 0 | 0 | 0 | 0 | 0 | 0 | 0 | 0 | 0 | 0 | 0 | 0 | 0 | 0
Industrial Sector Energy Related Emissions before CCS[LPG propane or butane if,construction 41T43,OC] | NoSettings | 0 | 0 | 0 | 0 | 0 | 0 | 0 | 0 | 0 | 0 | 0 | 0 | 0 | 0 | 0 | 0 | 0 | 0 | 0 | 0 | 0 | 0 | 0 | 0 | 0 | 0 | 0 | 0 | 0 | 0 | 0
Industrial Sector Energy Related Emissions before CCS[LPG propane or butane if,construction 41T43,CH4] | NoSettings | 0 | 0 | 0 | 0 | 0 | 0 | 0 | 0 | 0 | 0 | 0 | 0 | 0 | 0 | 0 | 0 | 0 | 0 | 0 | 0 | 0 | 0 | 0 | 0 | 0 | 0 | 0 | 0 | 0 | 0 | 0
Industrial Sector Energy Related Emissions before CCS[LPG propane or butane if,construction 41T43,N2O] | NoSettings | 0 | 0 | 0 | 0 | 0 | 0 | 0 | 0 | 0 | 0 | 0 | 0 | 0 | 0 | 0 | 0 | 0 | 0 | 0 | 0 | 0 | 0 | 0 | 0 | 0 | 0 | 0 | 0 | 0 | 0 | 0
Industrial Sector Energy Related Emissions before CCS[LPG propane or butane if,construction 41T43,F gases] | NoSettings | 0 | 0 | 0 | 0 | 0 | 0 | 0 | 0 | 0 | 0 | 0 | 0 | 0 | 0 | 0 | 0 | 0 | 0 | 0 | 0 | 0 | 0 | 0 | 0 | 0 | 0 | 0 | 0 | 0 | 0 | 0
Industrial Sector Energy Related Emissions before CCS[hydrogen if,agriculture and forestry 01T03,CO2] | NoSettings | 0 | 0 | 0 | 0 | 0 | 0 | 0 | 0 | 0 | 0 | 0 | 0 | 0 | 0 | 0 | 0 | 0 | 0 | 0 | 0 | 0 | 0 | 0 | 0 | 0 | 0 | 0 | 0 | 0 | 0 | 0
Industrial Sector Energy Related Emissions before CCS[hydrogen if,agriculture and forestry 01T03,VOC] | NoSettings | 0 | 0 | 0 | 0 | 0 | 0 | 0 | 0 | 0 | 0 | 0 | 0 | 0 | 0 | 0 | 0 | 0 | 0 | 0 | 0 | 0 | 0 | 0 | 0 | 0 | 0 | 0 | 0 | 0 | 0 | 0
Industrial Sector Energy Related Emissions before CCS[hydrogen if,agriculture and forestry 01T03,CO] | NoSettings | 0 | 0 | 0 | 0 | 0 | 0 | 0 | 0 | 0 | 0 | 0 | 0 | 0 | 0 | 0 | 0 | 0 | 0 | 0 | 0 | 0 | 0 | 0 | 0 | 0 | 0 | 0 | 0 | 0 | 0 | 0
Industrial Sector Energy Related Emissions before CCS[hydrogen if,agriculture and forestry 01T03,NOx] | NoSettings | 0 | 0 | 0 | 0 | 0 | 0 | 0 | 0 | 0 | 0 | 0 | 0 | 0 | 0 | 0 | 0 | 0 | 0 | 0 | 0 | 0 | 0 | 0 | 0 | 0 | 0 | 0 | 0 | 0 | 0 | 0
Industrial Sector Energy Related Emissions before CCS[hydrogen if,agriculture and forestry 01T03,PM10] | NoSettings | 0 | 0 | 0 | 0 | 0 | 0 | 0 | 0 | 0 | 0 | 0 | 0 | 0 | 0 | 0 | 0 | 0 | 0 | 0 | 0 | 0 | 0 | 0 | 0 | 0 | 0 | 0 | 0 | 0 | 0 | 0
Industrial Sector Energy Related Emissions before CCS[hydrogen if,agriculture and forestry 01T03,PM25] | NoSettings | 0 | 0 | 0 | 0 | 0 | 0 | 0 | 0 | 0 | 0 | 0 | 0 | 0 | 0 | 0 | 0 | 0 | 0 | 0 | 0 | 0 | 0 | 0 | 0 | 0 | 0 | 0 | 0 | 0 | 0 | 0
Industrial Sector Energy Related Emissions before CCS[hydrogen if,agriculture and forestry 01T03,SOx] | NoSettings | 0 | 0 | 0 | 0 | 0 | 0 | 0 | 0 | 0 | 0 | 0 | 0 | 0 | 0 | 0 | 0 | 0 | 0 | 0 | 0 | 0 | 0 | 0 | 0 | 0 | 0 | 0 | 0 | 0 | 0 | 0
Industrial Sector Energy Related Emissions before CCS[hydrogen if,agriculture and forestry 01T03,BC] | NoSettings | 0 | 0 | 0 | 0 | 0 | 0 | 0 | 0 | 0 | 0 | 0 | 0 | 0 | 0 | 0 | 0 | 0 | 0 | 0 | 0 | 0 | 0 | 0 | 0 | 0 | 0 | 0 | 0 | 0 | 0 | 0
Industrial Sector Energy Related Emissions before CCS[hydrogen if,agriculture and forestry 01T03,OC] | NoSettings | 0 | 0 | 0 | 0 | 0 | 0 | 0 | 0 | 0 | 0 | 0 | 0 | 0 | 0 | 0 | 0 | 0 | 0 | 0 | 0 | 0 | 0 | 0 | 0 | 0 | 0 | 0 | 0 | 0 | 0 | 0
Industrial Sector Energy Related Emissions before CCS[hydrogen if,agriculture and forestry 01T03,CH4] | NoSettings | 0 | 0 | 0 | 0 | 0 | 0 | 0 | 0 | 0 | 0 | 0 | 0 | 0 | 0 | 0 | 0 | 0 | 0 | 0 | 0 | 0 | 0 | 0 | 0 | 0 | 0 | 0 | 0 | 0 | 0 | 0
Industrial Sector Energy Related Emissions before CCS[hydrogen if,agriculture and forestry 01T03,N2O] | NoSettings | 0 | 0 | 0 | 0 | 0 | 0 | 0 | 0 | 0 | 0 | 0 | 0 | 0 | 0 | 0 | 0 | 0 | 0 | 0 | 0 | 0 | 0 | 0 | 0 | 0 | 0 | 0 | 0 | 0 | 0 | 0
Industrial Sector Energy Related Emissions before CCS[hydrogen if,agriculture and forestry 01T03,F gases] | NoSettings | 0 | 0 | 0 | 0 | 0 | 0 | 0 | 0 | 0 | 0 | 0 | 0 | 0 | 0 | 0 | 0 | 0 | 0 | 0 | 0 | 0 | 0 | 0 | 0 | 0 | 0 | 0 | 0 | 0 | 0 | 0
Industrial Sector Energy Related Emissions before CCS[hydrogen if,coal mining 05,CO2] | NoSettings | 0 | 0 | 0 | 0 | 0 | 0 | 0 | 0 | 0 | 0 | 0 | 0 | 0 | 0 | 0 | 0 | 0 | 0 | 0 | 0 | 0 | 0 | 0 | 0 | 0 | 0 | 0 | 0 | 0 | 0 | 0
Industrial Sector Energy Related Emissions before CCS[hydrogen if,coal mining 05,VOC] | NoSettings | 0 | 0 | 0 | 0 | 0 | 0 | 0 | 0 | 0 | 0 | 0 | 0 | 0 | 0 | 0 | 0 | 0 | 0 | 0 | 0 | 0 | 0 | 0 | 0 | 0 | 0 | 0 | 0 | 0 | 0 | 0
Industrial Sector Energy Related Emissions before CCS[hydrogen if,coal mining 05,CO] | NoSettings | 0 | 0 | 0 | 0 | 0 | 0 | 0 | 0 | 0 | 0 | 0 | 0 | 0 | 0 | 0 | 0 | 0 | 0 | 0 | 0 | 0 | 0 | 0 | 0 | 0 | 0 | 0 | 0 | 0 | 0 | 0
Industrial Sector Energy Related Emissions before CCS[hydrogen if,coal mining 05,NOx] | NoSettings | 0 | 0 | 0 | 0 | 0 | 0 | 0 | 0 | 0 | 0 | 0 | 0 | 0 | 0 | 0 | 0 | 0 | 0 | 0 | 0 | 0 | 0 | 0 | 0 | 0 | 0 | 0 | 0 | 0 | 0 | 0
Industrial Sector Energy Related Emissions before CCS[hydrogen if,coal mining 05,PM10] | NoSettings | 0 | 0 | 0 | 0 | 0 | 0 | 0 | 0 | 0 | 0 | 0 | 0 | 0 | 0 | 0 | 0 | 0 | 0 | 0 | 0 | 0 | 0 | 0 | 0 | 0 | 0 | 0 | 0 | 0 | 0 | 0
Industrial Sector Energy Related Emissions before CCS[hydrogen if,coal mining 05,PM25] | NoSettings | 0 | 0 | 0 | 0 | 0 | 0 | 0 | 0 | 0 | 0 | 0 | 0 | 0 | 0 | 0 | 0 | 0 | 0 | 0 | 0 | 0 | 0 | 0 | 0 | 0 | 0 | 0 | 0 | 0 | 0 | 0
Industrial Sector Energy Related Emissions before CCS[hydrogen if,coal mining 05,SOx] | NoSettings | 0 | 0 | 0 | 0 | 0 | 0 | 0 | 0 | 0 | 0 | 0 | 0 | 0 | 0 | 0 | 0 | 0 | 0 | 0 | 0 | 0 | 0 | 0 | 0 | 0 | 0 | 0 | 0 | 0 | 0 | 0
Industrial Sector Energy Related Emissions before CCS[hydrogen if,coal mining 05,BC] | NoSettings | 0 | 0 | 0 | 0 | 0 | 0 | 0 | 0 | 0 | 0 | 0 | 0 | 0 | 0 | 0 | 0 | 0 | 0 | 0 | 0 | 0 | 0 | 0 | 0 | 0 | 0 | 0 | 0 | 0 | 0 | 0
Industrial Sector Energy Related Emissions before CCS[hydrogen if,coal mining 05,OC] | NoSettings | 0 | 0 | 0 | 0 | 0 | 0 | 0 | 0 | 0 | 0 | 0 | 0 | 0 | 0 | 0 | 0 | 0 | 0 | 0 | 0 | 0 | 0 | 0 | 0 | 0 | 0 | 0 | 0 | 0 | 0 | 0
Industrial Sector Energy Related Emissions before CCS[hydrogen if,coal mining 05,CH4] | NoSettings | 0 | 0 | 0 | 0 | 0 | 0 | 0 | 0 | 0 | 0 | 0 | 0 | 0 | 0 | 0 | 0 | 0 | 0 | 0 | 0 | 0 | 0 | 0 | 0 | 0 | 0 | 0 | 0 | 0 | 0 | 0
Industrial Sector Energy Related Emissions before CCS[hydrogen if,coal mining 05,N2O] | NoSettings | 0 | 0 | 0 | 0 | 0 | 0 | 0 | 0 | 0 | 0 | 0 | 0 | 0 | 0 | 0 | 0 | 0 | 0 | 0 | 0 | 0 | 0 | 0 | 0 | 0 | 0 | 0 | 0 | 0 | 0 | 0
Industrial Sector Energy Related Emissions before CCS[hydrogen if,coal mining 05,F gases] | NoSettings | 0 | 0 | 0 | 0 | 0 | 0 | 0 | 0 | 0 | 0 | 0 | 0 | 0 | 0 | 0 | 0 | 0 | 0 | 0 | 0 | 0 | 0 | 0 | 0 | 0 | 0 | 0 | 0 | 0 | 0 | 0
Industrial Sector Energy Related Emissions before CCS[hydrogen if,oil and gas extraction 06,CO2] | NoSettings | 0 | 0 | 0 | 0 | 0 | 0 | 0 | 0 | 0 | 0 | 0 | 0 | 0 | 0 | 0 | 0 | 0 | 0 | 0 | 0 | 0 | 0 | 0 | 0 | 0 | 0 | 0 | 0 | 0 | 0 | 0
Industrial Sector Energy Related Emissions before CCS[hydrogen if,oil and gas extraction 06,VOC] | NoSettings | 0 | 0 | 0 | 0 | 0 | 0 | 0 | 0 | 0 | 0 | 0 | 0 | 0 | 0 | 0 | 0 | 0 | 0 | 0 | 0 | 0 | 0 | 0 | 0 | 0 | 0 | 0 | 0 | 0 | 0 | 0
Industrial Sector Energy Related Emissions before CCS[hydrogen if,oil and gas extraction 06,CO] | NoSettings | 0 | 0 | 0 | 0 | 0 | 0 | 0 | 0 | 0 | 0 | 0 | 0 | 0 | 0 | 0 | 0 | 0 | 0 | 0 | 0 | 0 | 0 | 0 | 0 | 0 | 0 | 0 | 0 | 0 | 0 | 0
Industrial Sector Energy Related Emissions before CCS[hydrogen if,oil and gas extraction 06,NOx] | NoSettings | 0 | 0 | 0 | 0 | 0 | 0 | 0 | 0 | 0 | 0 | 0 | 0 | 0 | 0 | 0 | 0 | 0 | 0 | 0 | 0 | 0 | 0 | 0 | 0 | 0 | 0 | 0 | 0 | 0 | 0 | 0
Industrial Sector Energy Related Emissions before CCS[hydrogen if,oil and gas extraction 06,PM10] | NoSettings | 0 | 0 | 0 | 0 | 0 | 0 | 0 | 0 | 0 | 0 | 0 | 0 | 0 | 0 | 0 | 0 | 0 | 0 | 0 | 0 | 0 | 0 | 0 | 0 | 0 | 0 | 0 | 0 | 0 | 0 | 0
Industrial Sector Energy Related Emissions before CCS[hydrogen if,oil and gas extraction 06,PM25] | NoSettings | 0 | 0 | 0 | 0 | 0 | 0 | 0 | 0 | 0 | 0 | 0 | 0 | 0 | 0 | 0 | 0 | 0 | 0 | 0 | 0 | 0 | 0 | 0 | 0 | 0 | 0 | 0 | 0 | 0 | 0 | 0
Industrial Sector Energy Related Emissions before CCS[hydrogen if,oil and gas extraction 06,SOx] | NoSettings | 0 | 0 | 0 | 0 | 0 | 0 | 0 | 0 | 0 | 0 | 0 | 0 | 0 | 0 | 0 | 0 | 0 | 0 | 0 | 0 | 0 | 0 | 0 | 0 | 0 | 0 | 0 | 0 | 0 | 0 | 0
Industrial Sector Energy Related Emissions before CCS[hydrogen if,oil and gas extraction 06,BC] | NoSettings | 0 | 0 | 0 | 0 | 0 | 0 | 0 | 0 | 0 | 0 | 0 | 0 | 0 | 0 | 0 | 0 | 0 | 0 | 0 | 0 | 0 | 0 | 0 | 0 | 0 | 0 | 0 | 0 | 0 | 0 | 0
Industrial Sector Energy Related Emissions before CCS[hydrogen if,oil and gas extraction 06,OC] | NoSettings | 0 | 0 | 0 | 0 | 0 | 0 | 0 | 0 | 0 | 0 | 0 | 0 | 0 | 0 | 0 | 0 | 0 | 0 | 0 | 0 | 0 | 0 | 0 | 0 | 0 | 0 | 0 | 0 | 0 | 0 | 0
Industrial Sector Energy Related Emissions before CCS[hydrogen if,oil and gas extraction 06,CH4] | NoSettings | 0 | 0 | 0 | 0 | 0 | 0 | 0 | 0 | 0 | 0 | 0 | 0 | 0 | 0 | 0 | 0 | 0 | 0 | 0 | 0 | 0 | 0 | 0 | 0 | 0 | 0 | 0 | 0 | 0 | 0 | 0
Industrial Sector Energy Related Emissions before CCS[hydrogen if,oil and gas extraction 06,N2O] | NoSettings | 0 | 0 | 0 | 0 | 0 | 0 | 0 | 0 | 0 | 0 | 0 | 0 | 0 | 0 | 0 | 0 | 0 | 0 | 0 | 0 | 0 | 0 | 0 | 0 | 0 | 0 | 0 | 0 | 0 | 0 | 0
Industrial Sector Energy Related Emissions before CCS[hydrogen if,oil and gas extraction 06,F gases] | NoSettings | 0 | 0 | 0 | 0 | 0 | 0 | 0 | 0 | 0 | 0 | 0 | 0 | 0 | 0 | 0 | 0 | 0 | 0 | 0 | 0 | 0 | 0 | 0 | 0 | 0 | 0 | 0 | 0 | 0 | 0 | 0
Industrial Sector Energy Related Emissions before CCS[hydrogen if,other mining and quarrying 07T08,CO2] | NoSettings | 0 | 0 | 0 | 0 | 0 | 0 | 0 | 0 | 0 | 0 | 0 | 0 | 0 | 0 | 0 | 0 | 0 | 0 | 0 | 0 | 0 | 0 | 0 | 0 | 0 | 0 | 0 | 0 | 0 | 0 | 0
Industrial Sector Energy Related Emissions before CCS[hydrogen if,other mining and quarrying 07T08,VOC] | NoSettings | 0 | 0 | 0 | 0 | 0 | 0 | 0 | 0 | 0 | 0 | 0 | 0 | 0 | 0 | 0 | 0 | 0 | 0 | 0 | 0 | 0 | 0 | 0 | 0 | 0 | 0 | 0 | 0 | 0 | 0 | 0
Industrial Sector Energy Related Emissions before CCS[hydrogen if,other mining and quarrying 07T08,CO] | NoSettings | 0 | 0 | 0 | 0 | 0 | 0 | 0 | 0 | 0 | 0 | 0 | 0 | 0 | 0 | 0 | 0 | 0 | 0 | 0 | 0 | 0 | 0 | 0 | 0 | 0 | 0 | 0 | 0 | 0 | 0 | 0
Industrial Sector Energy Related Emissions before CCS[hydrogen if,other mining and quarrying 07T08,NOx] | NoSettings | 0 | 0 | 0 | 0 | 0 | 0 | 0 | 0 | 0 | 0 | 0 | 0 | 0 | 0 | 0 | 0 | 0 | 0 | 0 | 0 | 0 | 0 | 0 | 0 | 0 | 0 | 0 | 0 | 0 | 0 | 0
Industrial Sector Energy Related Emissions before CCS[hydrogen if,other mining and quarrying 07T08,PM10] | NoSettings | 0 | 0 | 0 | 0 | 0 | 0 | 0 | 0 | 0 | 0 | 0 | 0 | 0 | 0 | 0 | 0 | 0 | 0 | 0 | 0 | 0 | 0 | 0 | 0 | 0 | 0 | 0 | 0 | 0 | 0 | 0
Industrial Sector Energy Related Emissions before CCS[hydrogen if,other mining and quarrying 07T08,PM25] | NoSettings | 0 | 0 | 0 | 0 | 0 | 0 | 0 | 0 | 0 | 0 | 0 | 0 | 0 | 0 | 0 | 0 | 0 | 0 | 0 | 0 | 0 | 0 | 0 | 0 | 0 | 0 | 0 | 0 | 0 | 0 | 0
Industrial Sector Energy Related Emissions before CCS[hydrogen if,other mining and quarrying 07T08,SOx] | NoSettings | 0 | 0 | 0 | 0 | 0 | 0 | 0 | 0 | 0 | 0 | 0 | 0 | 0 | 0 | 0 | 0 | 0 | 0 | 0 | 0 | 0 | 0 | 0 | 0 | 0 | 0 | 0 | 0 | 0 | 0 | 0
Industrial Sector Energy Related Emissions before CCS[hydrogen if,other mining and quarrying 07T08,BC] | NoSettings | 0 | 0 | 0 | 0 | 0 | 0 | 0 | 0 | 0 | 0 | 0 | 0 | 0 | 0 | 0 | 0 | 0 | 0 | 0 | 0 | 0 | 0 | 0 | 0 | 0 | 0 | 0 | 0 | 0 | 0 | 0
Industrial Sector Energy Related Emissions before CCS[hydrogen if,other mining and quarrying 07T08,OC] | NoSettings | 0 | 0 | 0 | 0 | 0 | 0 | 0 | 0 | 0 | 0 | 0 | 0 | 0 | 0 | 0 | 0 | 0 | 0 | 0 | 0 | 0 | 0 | 0 | 0 | 0 | 0 | 0 | 0 | 0 | 0 | 0
Industrial Sector Energy Related Emissions before CCS[hydrogen if,other mining and quarrying 07T08,CH4] | NoSettings | 0 | 0 | 0 | 0 | 0 | 0 | 0 | 0 | 0 | 0 | 0 | 0 | 0 | 0 | 0 | 0 | 0 | 0 | 0 | 0 | 0 | 0 | 0 | 0 | 0 | 0 | 0 | 0 | 0 | 0 | 0
Industrial Sector Energy Related Emissions before CCS[hydrogen if,other mining and quarrying 07T08,N2O] | NoSettings | 0 | 0 | 0 | 0 | 0 | 0 | 0 | 0 | 0 | 0 | 0 | 0 | 0 | 0 | 0 | 0 | 0 | 0 | 0 | 0 | 0 | 0 | 0 | 0 | 0 | 0 | 0 | 0 | 0 | 0 | 0
Industrial Sector Energy Related Emissions before CCS[hydrogen if,other mining and quarrying 07T08,F gases] | NoSettings | 0 | 0 | 0 | 0 | 0 | 0 | 0 | 0 | 0 | 0 | 0 | 0 | 0 | 0 | 0 | 0 | 0 | 0 | 0 | 0 | 0 | 0 | 0 | 0 | 0 | 0 | 0 | 0 | 0 | 0 | 0
Industrial Sector Energy Related Emissions before CCS[hydrogen if,food beverage and tobacco 10T12,CO2] | NoSettings | 0 | 0 | 0 | 0 | 0 | 0 | 0 | 0 | 0 | 0 | 0 | 0 | 0 | 0 | 0 | 0 | 0 | 0 | 0 | 0 | 0 | 0 | 0 | 0 | 0 | 0 | 0 | 0 | 0 | 0 | 0
Industrial Sector Energy Related Emissions before CCS[hydrogen if,food beverage and tobacco 10T12,VOC] | NoSettings | 0 | 0 | 0 | 0 | 0 | 0 | 0 | 0 | 0 | 0 | 0 | 0 | 0 | 0 | 0 | 0 | 0 | 0 | 0 | 0 | 0 | 0 | 0 | 0 | 0 | 0 | 0 | 0 | 0 | 0 | 0
Industrial Sector Energy Related Emissions before CCS[hydrogen if,food beverage and tobacco 10T12,CO] | NoSettings | 0 | 0 | 0 | 0 | 0 | 0 | 0 | 0 | 0 | 0 | 0 | 0 | 0 | 0 | 0 | 0 | 0 | 0 | 0 | 0 | 0 | 0 | 0 | 0 | 0 | 0 | 0 | 0 | 0 | 0 | 0
Industrial Sector Energy Related Emissions before CCS[hydrogen if,food beverage and tobacco 10T12,NOx] | NoSettings | 0 | 0 | 0 | 0 | 0 | 0 | 0 | 0 | 0 | 0 | 0 | 0 | 0 | 0 | 0 | 0 | 0 | 0 | 0 | 0 | 0 | 0 | 0 | 0 | 0 | 0 | 0 | 0 | 0 | 0 | 0
Industrial Sector Energy Related Emissions before CCS[hydrogen if,food beverage and tobacco 10T12,PM10] | NoSettings | 0 | 0 | 0 | 0 | 0 | 0 | 0 | 0 | 0 | 0 | 0 | 0 | 0 | 0 | 0 | 0 | 0 | 0 | 0 | 0 | 0 | 0 | 0 | 0 | 0 | 0 | 0 | 0 | 0 | 0 | 0
Industrial Sector Energy Related Emissions before CCS[hydrogen if,food beverage and tobacco 10T12,PM25] | NoSettings | 0 | 0 | 0 | 0 | 0 | 0 | 0 | 0 | 0 | 0 | 0 | 0 | 0 | 0 | 0 | 0 | 0 | 0 | 0 | 0 | 0 | 0 | 0 | 0 | 0 | 0 | 0 | 0 | 0 | 0 | 0
Industrial Sector Energy Related Emissions before CCS[hydrogen if,food beverage and tobacco 10T12,SOx] | NoSettings | 0 | 0 | 0 | 0 | 0 | 0 | 0 | 0 | 0 | 0 | 0 | 0 | 0 | 0 | 0 | 0 | 0 | 0 | 0 | 0 | 0 | 0 | 0 | 0 | 0 | 0 | 0 | 0 | 0 | 0 | 0
Industrial Sector Energy Related Emissions before CCS[hydrogen if,food beverage and tobacco 10T12,BC] | NoSettings | 0 | 0 | 0 | 0 | 0 | 0 | 0 | 0 | 0 | 0 | 0 | 0 | 0 | 0 | 0 | 0 | 0 | 0 | 0 | 0 | 0 | 0 | 0 | 0 | 0 | 0 | 0 | 0 | 0 | 0 | 0
Industrial Sector Energy Related Emissions before CCS[hydrogen if,food beverage and tobacco 10T12,OC] | NoSettings | 0 | 0 | 0 | 0 | 0 | 0 | 0 | 0 | 0 | 0 | 0 | 0 | 0 | 0 | 0 | 0 | 0 | 0 | 0 | 0 | 0 | 0 | 0 | 0 | 0 | 0 | 0 | 0 | 0 | 0 | 0
Industrial Sector Energy Related Emissions before CCS[hydrogen if,food beverage and tobacco 10T12,CH4] | NoSettings | 0 | 0 | 0 | 0 | 0 | 0 | 0 | 0 | 0 | 0 | 0 | 0 | 0 | 0 | 0 | 0 | 0 | 0 | 0 | 0 | 0 | 0 | 0 | 0 | 0 | 0 | 0 | 0 | 0 | 0 | 0
Industrial Sector Energy Related Emissions before CCS[hydrogen if,food beverage and tobacco 10T12,N2O] | NoSettings | 0 | 0 | 0 | 0 | 0 | 0 | 0 | 0 | 0 | 0 | 0 | 0 | 0 | 0 | 0 | 0 | 0 | 0 | 0 | 0 | 0 | 0 | 0 | 0 | 0 | 0 | 0 | 0 | 0 | 0 | 0
Industrial Sector Energy Related Emissions before CCS[hydrogen if,food beverage and tobacco 10T12,F gases] | NoSettings | 0 | 0 | 0 | 0 | 0 | 0 | 0 | 0 | 0 | 0 | 0 | 0 | 0 | 0 | 0 | 0 | 0 | 0 | 0 | 0 | 0 | 0 | 0 | 0 | 0 | 0 | 0 | 0 | 0 | 0 | 0
Industrial Sector Energy Related Emissions before CCS[hydrogen if,textiles apparel and leather 13T15,CO2] | NoSettings | 0 | 0 | 0 | 0 | 0 | 0 | 0 | 0 | 0 | 0 | 0 | 0 | 0 | 0 | 0 | 0 | 0 | 0 | 0 | 0 | 0 | 0 | 0 | 0 | 0 | 0 | 0 | 0 | 0 | 0 | 0
Industrial Sector Energy Related Emissions before CCS[hydrogen if,textiles apparel and leather 13T15,VOC] | NoSettings | 0 | 0 | 0 | 0 | 0 | 0 | 0 | 0 | 0 | 0 | 0 | 0 | 0 | 0 | 0 | 0 | 0 | 0 | 0 | 0 | 0 | 0 | 0 | 0 | 0 | 0 | 0 | 0 | 0 | 0 | 0
Industrial Sector Energy Related Emissions before CCS[hydrogen if,textiles apparel and leather 13T15,CO] | NoSettings | 0 | 0 | 0 | 0 | 0 | 0 | 0 | 0 | 0 | 0 | 0 | 0 | 0 | 0 | 0 | 0 | 0 | 0 | 0 | 0 | 0 | 0 | 0 | 0 | 0 | 0 | 0 | 0 | 0 | 0 | 0
Industrial Sector Energy Related Emissions before CCS[hydrogen if,textiles apparel and leather 13T15,NOx] | NoSettings | 0 | 0 | 0 | 0 | 0 | 0 | 0 | 0 | 0 | 0 | 0 | 0 | 0 | 0 | 0 | 0 | 0 | 0 | 0 | 0 | 0 | 0 | 0 | 0 | 0 | 0 | 0 | 0 | 0 | 0 | 0
Industrial Sector Energy Related Emissions before CCS[hydrogen if,textiles apparel and leather 13T15,PM10] | NoSettings | 0 | 0 | 0 | 0 | 0 | 0 | 0 | 0 | 0 | 0 | 0 | 0 | 0 | 0 | 0 | 0 | 0 | 0 | 0 | 0 | 0 | 0 | 0 | 0 | 0 | 0 | 0 | 0 | 0 | 0 | 0
Industrial Sector Energy Related Emissions before CCS[hydrogen if,textiles apparel and leather 13T15,PM25] | NoSettings | 0 | 0 | 0 | 0 | 0 | 0 | 0 | 0 | 0 | 0 | 0 | 0 | 0 | 0 | 0 | 0 | 0 | 0 | 0 | 0 | 0 | 0 | 0 | 0 | 0 | 0 | 0 | 0 | 0 | 0 | 0
Industrial Sector Energy Related Emissions before CCS[hydrogen if,textiles apparel and leather 13T15,SOx] | NoSettings | 0 | 0 | 0 | 0 | 0 | 0 | 0 | 0 | 0 | 0 | 0 | 0 | 0 | 0 | 0 | 0 | 0 | 0 | 0 | 0 | 0 | 0 | 0 | 0 | 0 | 0 | 0 | 0 | 0 | 0 | 0
Industrial Sector Energy Related Emissions before CCS[hydrogen if,textiles apparel and leather 13T15,BC] | NoSettings | 0 | 0 | 0 | 0 | 0 | 0 | 0 | 0 | 0 | 0 | 0 | 0 | 0 | 0 | 0 | 0 | 0 | 0 | 0 | 0 | 0 | 0 | 0 | 0 | 0 | 0 | 0 | 0 | 0 | 0 | 0
Industrial Sector Energy Related Emissions before CCS[hydrogen if,textiles apparel and leather 13T15,OC] | NoSettings | 0 | 0 | 0 | 0 | 0 | 0 | 0 | 0 | 0 | 0 | 0 | 0 | 0 | 0 | 0 | 0 | 0 | 0 | 0 | 0 | 0 | 0 | 0 | 0 | 0 | 0 | 0 | 0 | 0 | 0 | 0
Industrial Sector Energy Related Emissions before CCS[hydrogen if,textiles apparel and leather 13T15,CH4] | NoSettings | 0 | 0 | 0 | 0 | 0 | 0 | 0 | 0 | 0 | 0 | 0 | 0 | 0 | 0 | 0 | 0 | 0 | 0 | 0 | 0 | 0 | 0 | 0 | 0 | 0 | 0 | 0 | 0 | 0 | 0 | 0
Industrial Sector Energy Related Emissions before CCS[hydrogen if,textiles apparel and leather 13T15,N2O] | NoSettings | 0 | 0 | 0 | 0 | 0 | 0 | 0 | 0 | 0 | 0 | 0 | 0 | 0 | 0 | 0 | 0 | 0 | 0 | 0 | 0 | 0 | 0 | 0 | 0 | 0 | 0 | 0 | 0 | 0 | 0 | 0
Industrial Sector Energy Related Emissions before CCS[hydrogen if,textiles apparel and leather 13T15,F gases] | NoSettings | 0 | 0 | 0 | 0 | 0 | 0 | 0 | 0 | 0 | 0 | 0 | 0 | 0 | 0 | 0 | 0 | 0 | 0 | 0 | 0 | 0 | 0 | 0 | 0 | 0 | 0 | 0 | 0 | 0 | 0 | 0
Industrial Sector Energy Related Emissions before CCS[hydrogen if,wood products 16,CO2] | NoSettings | 0 | 0 | 0 | 0 | 0 | 0 | 0 | 0 | 0 | 0 | 0 | 0 | 0 | 0 | 0 | 0 | 0 | 0 | 0 | 0 | 0 | 0 | 0 | 0 | 0 | 0 | 0 | 0 | 0 | 0 | 0
Industrial Sector Energy Related Emissions before CCS[hydrogen if,wood products 16,VOC] | NoSettings | 0 | 0 | 0 | 0 | 0 | 0 | 0 | 0 | 0 | 0 | 0 | 0 | 0 | 0 | 0 | 0 | 0 | 0 | 0 | 0 | 0 | 0 | 0 | 0 | 0 | 0 | 0 | 0 | 0 | 0 | 0
Industrial Sector Energy Related Emissions before CCS[hydrogen if,wood products 16,CO] | NoSettings | 0 | 0 | 0 | 0 | 0 | 0 | 0 | 0 | 0 | 0 | 0 | 0 | 0 | 0 | 0 | 0 | 0 | 0 | 0 | 0 | 0 | 0 | 0 | 0 | 0 | 0 | 0 | 0 | 0 | 0 | 0
Industrial Sector Energy Related Emissions before CCS[hydrogen if,wood products 16,NOx] | NoSettings | 0 | 0 | 0 | 0 | 0 | 0 | 0 | 0 | 0 | 0 | 0 | 0 | 0 | 0 | 0 | 0 | 0 | 0 | 0 | 0 | 0 | 0 | 0 | 0 | 0 | 0 | 0 | 0 | 0 | 0 | 0
Industrial Sector Energy Related Emissions before CCS[hydrogen if,wood products 16,PM10] | NoSettings | 0 | 0 | 0 | 0 | 0 | 0 | 0 | 0 | 0 | 0 | 0 | 0 | 0 | 0 | 0 | 0 | 0 | 0 | 0 | 0 | 0 | 0 | 0 | 0 | 0 | 0 | 0 | 0 | 0 | 0 | 0
Industrial Sector Energy Related Emissions before CCS[hydrogen if,wood products 16,PM25] | NoSettings | 0 | 0 | 0 | 0 | 0 | 0 | 0 | 0 | 0 | 0 | 0 | 0 | 0 | 0 | 0 | 0 | 0 | 0 | 0 | 0 | 0 | 0 | 0 | 0 | 0 | 0 | 0 | 0 | 0 | 0 | 0
Industrial Sector Energy Related Emissions before CCS[hydrogen if,wood products 16,SOx] | NoSettings | 0 | 0 | 0 | 0 | 0 | 0 | 0 | 0 | 0 | 0 | 0 | 0 | 0 | 0 | 0 | 0 | 0 | 0 | 0 | 0 | 0 | 0 | 0 | 0 | 0 | 0 | 0 | 0 | 0 | 0 | 0
Industrial Sector Energy Related Emissions before CCS[hydrogen if,wood products 16,BC] | NoSettings | 0 | 0 | 0 | 0 | 0 | 0 | 0 | 0 | 0 | 0 | 0 | 0 | 0 | 0 | 0 | 0 | 0 | 0 | 0 | 0 | 0 | 0 | 0 | 0 | 0 | 0 | 0 | 0 | 0 | 0 | 0
Industrial Sector Energy Related Emissions before CCS[hydrogen if,wood products 16,OC] | NoSettings | 0 | 0 | 0 | 0 | 0 | 0 | 0 | 0 | 0 | 0 | 0 | 0 | 0 | 0 | 0 | 0 | 0 | 0 | 0 | 0 | 0 | 0 | 0 | 0 | 0 | 0 | 0 | 0 | 0 | 0 | 0
Industrial Sector Energy Related Emissions before CCS[hydrogen if,wood products 16,CH4] | NoSettings | 0 | 0 | 0 | 0 | 0 | 0 | 0 | 0 | 0 | 0 | 0 | 0 | 0 | 0 | 0 | 0 | 0 | 0 | 0 | 0 | 0 | 0 | 0 | 0 | 0 | 0 | 0 | 0 | 0 | 0 | 0
Industrial Sector Energy Related Emissions before CCS[hydrogen if,wood products 16,N2O] | NoSettings | 0 | 0 | 0 | 0 | 0 | 0 | 0 | 0 | 0 | 0 | 0 | 0 | 0 | 0 | 0 | 0 | 0 | 0 | 0 | 0 | 0 | 0 | 0 | 0 | 0 | 0 | 0 | 0 | 0 | 0 | 0
Industrial Sector Energy Related Emissions before CCS[hydrogen if,wood products 16,F gases] | NoSettings | 0 | 0 | 0 | 0 | 0 | 0 | 0 | 0 | 0 | 0 | 0 | 0 | 0 | 0 | 0 | 0 | 0 | 0 | 0 | 0 | 0 | 0 | 0 | 0 | 0 | 0 | 0 | 0 | 0 | 0 | 0
Industrial Sector Energy Related Emissions before CCS[hydrogen if,pulp paper and printing 17T18,CO2] | NoSettings | 0 | 0 | 0 | 0 | 0 | 0 | 0 | 0 | 0 | 0 | 0 | 0 | 0 | 0 | 0 | 0 | 0 | 0 | 0 | 0 | 0 | 0 | 0 | 0 | 0 | 0 | 0 | 0 | 0 | 0 | 0
Industrial Sector Energy Related Emissions before CCS[hydrogen if,pulp paper and printing 17T18,VOC] | NoSettings | 0 | 0 | 0 | 0 | 0 | 0 | 0 | 0 | 0 | 0 | 0 | 0 | 0 | 0 | 0 | 0 | 0 | 0 | 0 | 0 | 0 | 0 | 0 | 0 | 0 | 0 | 0 | 0 | 0 | 0 | 0
Industrial Sector Energy Related Emissions before CCS[hydrogen if,pulp paper and printing 17T18,CO] | NoSettings | 0 | 0 | 0 | 0 | 0 | 0 | 0 | 0 | 0 | 0 | 0 | 0 | 0 | 0 | 0 | 0 | 0 | 0 | 0 | 0 | 0 | 0 | 0 | 0 | 0 | 0 | 0 | 0 | 0 | 0 | 0
Industrial Sector Energy Related Emissions before CCS[hydrogen if,pulp paper and printing 17T18,NOx] | NoSettings | 0 | 0 | 0 | 0 | 0 | 0 | 0 | 0 | 0 | 0 | 0 | 0 | 0 | 0 | 0 | 0 | 0 | 0 | 0 | 0 | 0 | 0 | 0 | 0 | 0 | 0 | 0 | 0 | 0 | 0 | 0
Industrial Sector Energy Related Emissions before CCS[hydrogen if,pulp paper and printing 17T18,PM10] | NoSettings | 0 | 0 | 0 | 0 | 0 | 0 | 0 | 0 | 0 | 0 | 0 | 0 | 0 | 0 | 0 | 0 | 0 | 0 | 0 | 0 | 0 | 0 | 0 | 0 | 0 | 0 | 0 | 0 | 0 | 0 | 0
Industrial Sector Energy Related Emissions before CCS[hydrogen if,pulp paper and printing 17T18,PM25] | NoSettings | 0 | 0 | 0 | 0 | 0 | 0 | 0 | 0 | 0 | 0 | 0 | 0 | 0 | 0 | 0 | 0 | 0 | 0 | 0 | 0 | 0 | 0 | 0 | 0 | 0 | 0 | 0 | 0 | 0 | 0 | 0
Industrial Sector Energy Related Emissions before CCS[hydrogen if,pulp paper and printing 17T18,SOx] | NoSettings | 0 | 0 | 0 | 0 | 0 | 0 | 0 | 0 | 0 | 0 | 0 | 0 | 0 | 0 | 0 | 0 | 0 | 0 | 0 | 0 | 0 | 0 | 0 | 0 | 0 | 0 | 0 | 0 | 0 | 0 | 0
Industrial Sector Energy Related Emissions before CCS[hydrogen if,pulp paper and printing 17T18,BC] | NoSettings | 0 | 0 | 0 | 0 | 0 | 0 | 0 | 0 | 0 | 0 | 0 | 0 | 0 | 0 | 0 | 0 | 0 | 0 | 0 | 0 | 0 | 0 | 0 | 0 | 0 | 0 | 0 | 0 | 0 | 0 | 0
Industrial Sector Energy Related Emissions before CCS[hydrogen if,pulp paper and printing 17T18,OC] | NoSettings | 0 | 0 | 0 | 0 | 0 | 0 | 0 | 0 | 0 | 0 | 0 | 0 | 0 | 0 | 0 | 0 | 0 | 0 | 0 | 0 | 0 | 0 | 0 | 0 | 0 | 0 | 0 | 0 | 0 | 0 | 0
Industrial Sector Energy Related Emissions before CCS[hydrogen if,pulp paper and printing 17T18,CH4] | NoSettings | 0 | 0 | 0 | 0 | 0 | 0 | 0 | 0 | 0 | 0 | 0 | 0 | 0 | 0 | 0 | 0 | 0 | 0 | 0 | 0 | 0 | 0 | 0 | 0 | 0 | 0 | 0 | 0 | 0 | 0 | 0
Industrial Sector Energy Related Emissions before CCS[hydrogen if,pulp paper and printing 17T18,N2O] | NoSettings | 0 | 0 | 0 | 0 | 0 | 0 | 0 | 0 | 0 | 0 | 0 | 0 | 0 | 0 | 0 | 0 | 0 | 0 | 0 | 0 | 0 | 0 | 0 | 0 | 0 | 0 | 0 | 0 | 0 | 0 | 0
Industrial Sector Energy Related Emissions before CCS[hydrogen if,pulp paper and printing 17T18,F gases] | NoSettings | 0 | 0 | 0 | 0 | 0 | 0 | 0 | 0 | 0 | 0 | 0 | 0 | 0 | 0 | 0 | 0 | 0 | 0 | 0 | 0 | 0 | 0 | 0 | 0 | 0 | 0 | 0 | 0 | 0 | 0 | 0
Industrial Sector Energy Related Emissions before CCS[hydrogen if,refined petroleum and coke 19,CO2] | NoSettings | 0 | 0 | 0 | 0 | 0 | 0 | 0 | 0 | 0 | 0 | 0 | 0 | 0 | 0 | 0 | 0 | 0 | 0 | 0 | 0 | 0 | 0 | 0 | 0 | 0 | 0 | 0 | 0 | 0 | 0 | 0
Industrial Sector Energy Related Emissions before CCS[hydrogen if,refined petroleum and coke 19,VOC] | NoSettings | 0 | 0 | 0 | 0 | 0 | 0 | 0 | 0 | 0 | 0 | 0 | 0 | 0 | 0 | 0 | 0 | 0 | 0 | 0 | 0 | 0 | 0 | 0 | 0 | 0 | 0 | 0 | 0 | 0 | 0 | 0
Industrial Sector Energy Related Emissions before CCS[hydrogen if,refined petroleum and coke 19,CO] | NoSettings | 0 | 0 | 0 | 0 | 0 | 0 | 0 | 0 | 0 | 0 | 0 | 0 | 0 | 0 | 0 | 0 | 0 | 0 | 0 | 0 | 0 | 0 | 0 | 0 | 0 | 0 | 0 | 0 | 0 | 0 | 0
Industrial Sector Energy Related Emissions before CCS[hydrogen if,refined petroleum and coke 19,NOx] | NoSettings | 0 | 0 | 0 | 0 | 0 | 0 | 0 | 0 | 0 | 0 | 0 | 0 | 0 | 0 | 0 | 0 | 0 | 0 | 0 | 0 | 0 | 0 | 0 | 0 | 0 | 0 | 0 | 0 | 0 | 0 | 0
Industrial Sector Energy Related Emissions before CCS[hydrogen if,refined petroleum and coke 19,PM10] | NoSettings | 0 | 0 | 0 | 0 | 0 | 0 | 0 | 0 | 0 | 0 | 0 | 0 | 0 | 0 | 0 | 0 | 0 | 0 | 0 | 0 | 0 | 0 | 0 | 0 | 0 | 0 | 0 | 0 | 0 | 0 | 0
Industrial Sector Energy Related Emissions before CCS[hydrogen if,refined petroleum and coke 19,PM25] | NoSettings | 0 | 0 | 0 | 0 | 0 | 0 | 0 | 0 | 0 | 0 | 0 | 0 | 0 | 0 | 0 | 0 | 0 | 0 | 0 | 0 | 0 | 0 | 0 | 0 | 0 | 0 | 0 | 0 | 0 | 0 | 0
Industrial Sector Energy Related Emissions before CCS[hydrogen if,refined petroleum and coke 19,SOx] | NoSettings | 0 | 0 | 0 | 0 | 0 | 0 | 0 | 0 | 0 | 0 | 0 | 0 | 0 | 0 | 0 | 0 | 0 | 0 | 0 | 0 | 0 | 0 | 0 | 0 | 0 | 0 | 0 | 0 | 0 | 0 | 0
Industrial Sector Energy Related Emissions before CCS[hydrogen if,refined petroleum and coke 19,BC] | NoSettings | 0 | 0 | 0 | 0 | 0 | 0 | 0 | 0 | 0 | 0 | 0 | 0 | 0 | 0 | 0 | 0 | 0 | 0 | 0 | 0 | 0 | 0 | 0 | 0 | 0 | 0 | 0 | 0 | 0 | 0 | 0
Industrial Sector Energy Related Emissions before CCS[hydrogen if,refined petroleum and coke 19,OC] | NoSettings | 0 | 0 | 0 | 0 | 0 | 0 | 0 | 0 | 0 | 0 | 0 | 0 | 0 | 0 | 0 | 0 | 0 | 0 | 0 | 0 | 0 | 0 | 0 | 0 | 0 | 0 | 0 | 0 | 0 | 0 | 0
Industrial Sector Energy Related Emissions before CCS[hydrogen if,refined petroleum and coke 19,CH4] | NoSettings | 0 | 0 | 0 | 0 | 0 | 0 | 0 | 0 | 0 | 0 | 0 | 0 | 0 | 0 | 0 | 0 | 0 | 0 | 0 | 0 | 0 | 0 | 0 | 0 | 0 | 0 | 0 | 0 | 0 | 0 | 0
Industrial Sector Energy Related Emissions before CCS[hydrogen if,refined petroleum and coke 19,N2O] | NoSettings | 0 | 0 | 0 | 0 | 0 | 0 | 0 | 0 | 0 | 0 | 0 | 0 | 0 | 0 | 0 | 0 | 0 | 0 | 0 | 0 | 0 | 0 | 0 | 0 | 0 | 0 | 0 | 0 | 0 | 0 | 0
Industrial Sector Energy Related Emissions before CCS[hydrogen if,refined petroleum and coke 19,F gases] | NoSettings | 0 | 0 | 0 | 0 | 0 | 0 | 0 | 0 | 0 | 0 | 0 | 0 | 0 | 0 | 0 | 0 | 0 | 0 | 0 | 0 | 0 | 0 | 0 | 0 | 0 | 0 | 0 | 0 | 0 | 0 | 0
Industrial Sector Energy Related Emissions before CCS[hydrogen if,chemicals 20,CO2] | NoSettings | 0 | 0 | 0 | 0 | 0 | 0 | 0 | 0 | 0 | 0 | 0 | 0 | 0 | 0 | 0 | 0 | 0 | 0 | 0 | 0 | 0 | 0 | 0 | 0 | 0 | 0 | 0 | 0 | 0 | 0 | 0
Industrial Sector Energy Related Emissions before CCS[hydrogen if,chemicals 20,VOC] | NoSettings | 0 | 0 | 0 | 0 | 0 | 0 | 0 | 0 | 0 | 0 | 0 | 0 | 0 | 0 | 0 | 0 | 0 | 0 | 0 | 0 | 0 | 0 | 0 | 0 | 0 | 0 | 0 | 0 | 0 | 0 | 0
Industrial Sector Energy Related Emissions before CCS[hydrogen if,chemicals 20,CO] | NoSettings | 0 | 0 | 0 | 0 | 0 | 0 | 0 | 0 | 0 | 0 | 0 | 0 | 0 | 0 | 0 | 0 | 0 | 0 | 0 | 0 | 0 | 0 | 0 | 0 | 0 | 0 | 0 | 0 | 0 | 0 | 0
Industrial Sector Energy Related Emissions before CCS[hydrogen if,chemicals 20,NOx] | NoSettings | 0 | 0 | 0 | 0 | 0 | 0 | 0 | 0 | 0 | 0 | 0 | 0 | 0 | 0 | 0 | 0 | 0 | 0 | 0 | 0 | 0 | 0 | 0 | 0 | 0 | 0 | 0 | 0 | 0 | 0 | 0
Industrial Sector Energy Related Emissions before CCS[hydrogen if,chemicals 20,PM10] | NoSettings | 0 | 0 | 0 | 0 | 0 | 0 | 0 | 0 | 0 | 0 | 0 | 0 | 0 | 0 | 0 | 0 | 0 | 0 | 0 | 0 | 0 | 0 | 0 | 0 | 0 | 0 | 0 | 0 | 0 | 0 | 0
Industrial Sector Energy Related Emissions before CCS[hydrogen if,chemicals 20,PM25] | NoSettings | 0 | 0 | 0 | 0 | 0 | 0 | 0 | 0 | 0 | 0 | 0 | 0 | 0 | 0 | 0 | 0 | 0 | 0 | 0 | 0 | 0 | 0 | 0 | 0 | 0 | 0 | 0 | 0 | 0 | 0 | 0
Industrial Sector Energy Related Emissions before CCS[hydrogen if,chemicals 20,SOx] | NoSettings | 0 | 0 | 0 | 0 | 0 | 0 | 0 | 0 | 0 | 0 | 0 | 0 | 0 | 0 | 0 | 0 | 0 | 0 | 0 | 0 | 0 | 0 | 0 | 0 | 0 | 0 | 0 | 0 | 0 | 0 | 0
Industrial Sector Energy Related Emissions before CCS[hydrogen if,chemicals 20,BC] | NoSettings | 0 | 0 | 0 | 0 | 0 | 0 | 0 | 0 | 0 | 0 | 0 | 0 | 0 | 0 | 0 | 0 | 0 | 0 | 0 | 0 | 0 | 0 | 0 | 0 | 0 | 0 | 0 | 0 | 0 | 0 | 0
Industrial Sector Energy Related Emissions before CCS[hydrogen if,chemicals 20,OC] | NoSettings | 0 | 0 | 0 | 0 | 0 | 0 | 0 | 0 | 0 | 0 | 0 | 0 | 0 | 0 | 0 | 0 | 0 | 0 | 0 | 0 | 0 | 0 | 0 | 0 | 0 | 0 | 0 | 0 | 0 | 0 | 0
Industrial Sector Energy Related Emissions before CCS[hydrogen if,chemicals 20,CH4] | NoSettings | 0 | 0 | 0 | 0 | 0 | 0 | 0 | 0 | 0 | 0 | 0 | 0 | 0 | 0 | 0 | 0 | 0 | 0 | 0 | 0 | 0 | 0 | 0 | 0 | 0 | 0 | 0 | 0 | 0 | 0 | 0
Industrial Sector Energy Related Emissions before CCS[hydrogen if,chemicals 20,N2O] | NoSettings | 0 | 0 | 0 | 0 | 0 | 0 | 0 | 0 | 0 | 0 | 0 | 0 | 0 | 0 | 0 | 0 | 0 | 0 | 0 | 0 | 0 | 0 | 0 | 0 | 0 | 0 | 0 | 0 | 0 | 0 | 0
Industrial Sector Energy Related Emissions before CCS[hydrogen if,chemicals 20,F gases] | NoSettings | 0 | 0 | 0 | 0 | 0 | 0 | 0 | 0 | 0 | 0 | 0 | 0 | 0 | 0 | 0 | 0 | 0 | 0 | 0 | 0 | 0 | 0 | 0 | 0 | 0 | 0 | 0 | 0 | 0 | 0 | 0
Industrial Sector Energy Related Emissions before CCS[hydrogen if,rubber and plastic products 22,CO2] | NoSettings | 0 | 0 | 0 | 0 | 0 | 0 | 0 | 0 | 0 | 0 | 0 | 0 | 0 | 0 | 0 | 0 | 0 | 0 | 0 | 0 | 0 | 0 | 0 | 0 | 0 | 0 | 0 | 0 | 0 | 0 | 0
Industrial Sector Energy Related Emissions before CCS[hydrogen if,rubber and plastic products 22,VOC] | NoSettings | 0 | 0 | 0 | 0 | 0 | 0 | 0 | 0 | 0 | 0 | 0 | 0 | 0 | 0 | 0 | 0 | 0 | 0 | 0 | 0 | 0 | 0 | 0 | 0 | 0 | 0 | 0 | 0 | 0 | 0 | 0
Industrial Sector Energy Related Emissions before CCS[hydrogen if,rubber and plastic products 22,CO] | NoSettings | 0 | 0 | 0 | 0 | 0 | 0 | 0 | 0 | 0 | 0 | 0 | 0 | 0 | 0 | 0 | 0 | 0 | 0 | 0 | 0 | 0 | 0 | 0 | 0 | 0 | 0 | 0 | 0 | 0 | 0 | 0
Industrial Sector Energy Related Emissions before CCS[hydrogen if,rubber and plastic products 22,NOx] | NoSettings | 0 | 0 | 0 | 0 | 0 | 0 | 0 | 0 | 0 | 0 | 0 | 0 | 0 | 0 | 0 | 0 | 0 | 0 | 0 | 0 | 0 | 0 | 0 | 0 | 0 | 0 | 0 | 0 | 0 | 0 | 0
Industrial Sector Energy Related Emissions before CCS[hydrogen if,rubber and plastic products 22,PM10] | NoSettings | 0 | 0 | 0 | 0 | 0 | 0 | 0 | 0 | 0 | 0 | 0 | 0 | 0 | 0 | 0 | 0 | 0 | 0 | 0 | 0 | 0 | 0 | 0 | 0 | 0 | 0 | 0 | 0 | 0 | 0 | 0
Industrial Sector Energy Related Emissions before CCS[hydrogen if,rubber and plastic products 22,PM25] | NoSettings | 0 | 0 | 0 | 0 | 0 | 0 | 0 | 0 | 0 | 0 | 0 | 0 | 0 | 0 | 0 | 0 | 0 | 0 | 0 | 0 | 0 | 0 | 0 | 0 | 0 | 0 | 0 | 0 | 0 | 0 | 0
Industrial Sector Energy Related Emissions before CCS[hydrogen if,rubber and plastic products 22,SOx] | NoSettings | 0 | 0 | 0 | 0 | 0 | 0 | 0 | 0 | 0 | 0 | 0 | 0 | 0 | 0 | 0 | 0 | 0 | 0 | 0 | 0 | 0 | 0 | 0 | 0 | 0 | 0 | 0 | 0 | 0 | 0 | 0
Industrial Sector Energy Related Emissions before CCS[hydrogen if,rubber and plastic products 22,BC] | NoSettings | 0 | 0 | 0 | 0 | 0 | 0 | 0 | 0 | 0 | 0 | 0 | 0 | 0 | 0 | 0 | 0 | 0 | 0 | 0 | 0 | 0 | 0 | 0 | 0 | 0 | 0 | 0 | 0 | 0 | 0 | 0
Industrial Sector Energy Related Emissions before CCS[hydrogen if,rubber and plastic products 22,OC] | NoSettings | 0 | 0 | 0 | 0 | 0 | 0 | 0 | 0 | 0 | 0 | 0 | 0 | 0 | 0 | 0 | 0 | 0 | 0 | 0 | 0 | 0 | 0 | 0 | 0 | 0 | 0 | 0 | 0 | 0 | 0 | 0
Industrial Sector Energy Related Emissions before CCS[hydrogen if,rubber and plastic products 22,CH4] | NoSettings | 0 | 0 | 0 | 0 | 0 | 0 | 0 | 0 | 0 | 0 | 0 | 0 | 0 | 0 | 0 | 0 | 0 | 0 | 0 | 0 | 0 | 0 | 0 | 0 | 0 | 0 | 0 | 0 | 0 | 0 | 0
Industrial Sector Energy Related Emissions before CCS[hydrogen if,rubber and plastic products 22,N2O] | NoSettings | 0 | 0 | 0 | 0 | 0 | 0 | 0 | 0 | 0 | 0 | 0 | 0 | 0 | 0 | 0 | 0 | 0 | 0 | 0 | 0 | 0 | 0 | 0 | 0 | 0 | 0 | 0 | 0 | 0 | 0 | 0
Industrial Sector Energy Related Emissions before CCS[hydrogen if,rubber and plastic products 22,F gases] | NoSettings | 0 | 0 | 0 | 0 | 0 | 0 | 0 | 0 | 0 | 0 | 0 | 0 | 0 | 0 | 0 | 0 | 0 | 0 | 0 | 0 | 0 | 0 | 0 | 0 | 0 | 0 | 0 | 0 | 0 | 0 | 0
Industrial Sector Energy Related Emissions before CCS[hydrogen if,glass and glass products 231,CO2] | NoSettings | 0 | 0 | 0 | 0 | 0 | 0 | 0 | 0 | 0 | 0 | 0 | 0 | 0 | 0 | 0 | 0 | 0 | 0 | 0 | 0 | 0 | 0 | 0 | 0 | 0 | 0 | 0 | 0 | 0 | 0 | 0
Industrial Sector Energy Related Emissions before CCS[hydrogen if,glass and glass products 231,VOC] | NoSettings | 0 | 0 | 0 | 0 | 0 | 0 | 0 | 0 | 0 | 0 | 0 | 0 | 0 | 0 | 0 | 0 | 0 | 0 | 0 | 0 | 0 | 0 | 0 | 0 | 0 | 0 | 0 | 0 | 0 | 0 | 0
Industrial Sector Energy Related Emissions before CCS[hydrogen if,glass and glass products 231,CO] | NoSettings | 0 | 0 | 0 | 0 | 0 | 0 | 0 | 0 | 0 | 0 | 0 | 0 | 0 | 0 | 0 | 0 | 0 | 0 | 0 | 0 | 0 | 0 | 0 | 0 | 0 | 0 | 0 | 0 | 0 | 0 | 0
Industrial Sector Energy Related Emissions before CCS[hydrogen if,glass and glass products 231,NOx] | NoSettings | 0 | 0 | 0 | 0 | 0 | 0 | 0 | 0 | 0 | 0 | 0 | 0 | 0 | 0 | 0 | 0 | 0 | 0 | 0 | 0 | 0 | 0 | 0 | 0 | 0 | 0 | 0 | 0 | 0 | 0 | 0
Industrial Sector Energy Related Emissions before CCS[hydrogen if,glass and glass products 231,PM10] | NoSettings | 0 | 0 | 0 | 0 | 0 | 0 | 0 | 0 | 0 | 0 | 0 | 0 | 0 | 0 | 0 | 0 | 0 | 0 | 0 | 0 | 0 | 0 | 0 | 0 | 0 | 0 | 0 | 0 | 0 | 0 | 0
Industrial Sector Energy Related Emissions before CCS[hydrogen if,glass and glass products 231,PM25] | NoSettings | 0 | 0 | 0 | 0 | 0 | 0 | 0 | 0 | 0 | 0 | 0 | 0 | 0 | 0 | 0 | 0 | 0 | 0 | 0 | 0 | 0 | 0 | 0 | 0 | 0 | 0 | 0 | 0 | 0 | 0 | 0
Industrial Sector Energy Related Emissions before CCS[hydrogen if,glass and glass products 231,SOx] | NoSettings | 0 | 0 | 0 | 0 | 0 | 0 | 0 | 0 | 0 | 0 | 0 | 0 | 0 | 0 | 0 | 0 | 0 | 0 | 0 | 0 | 0 | 0 | 0 | 0 | 0 | 0 | 0 | 0 | 0 | 0 | 0
Industrial Sector Energy Related Emissions before CCS[hydrogen if,glass and glass products 231,BC] | NoSettings | 0 | 0 | 0 | 0 | 0 | 0 | 0 | 0 | 0 | 0 | 0 | 0 | 0 | 0 | 0 | 0 | 0 | 0 | 0 | 0 | 0 | 0 | 0 | 0 | 0 | 0 | 0 | 0 | 0 | 0 | 0
Industrial Sector Energy Related Emissions before CCS[hydrogen if,glass and glass products 231,OC] | NoSettings | 0 | 0 | 0 | 0 | 0 | 0 | 0 | 0 | 0 | 0 | 0 | 0 | 0 | 0 | 0 | 0 | 0 | 0 | 0 | 0 | 0 | 0 | 0 | 0 | 0 | 0 | 0 | 0 | 0 | 0 | 0
Industrial Sector Energy Related Emissions before CCS[hydrogen if,glass and glass products 231,CH4] | NoSettings | 0 | 0 | 0 | 0 | 0 | 0 | 0 | 0 | 0 | 0 | 0 | 0 | 0 | 0 | 0 | 0 | 0 | 0 | 0 | 0 | 0 | 0 | 0 | 0 | 0 | 0 | 0 | 0 | 0 | 0 | 0
Industrial Sector Energy Related Emissions before CCS[hydrogen if,glass and glass products 231,N2O] | NoSettings | 0 | 0 | 0 | 0 | 0 | 0 | 0 | 0 | 0 | 0 | 0 | 0 | 0 | 0 | 0 | 0 | 0 | 0 | 0 | 0 | 0 | 0 | 0 | 0 | 0 | 0 | 0 | 0 | 0 | 0 | 0
Industrial Sector Energy Related Emissions before CCS[hydrogen if,glass and glass products 231,F gases] | NoSettings | 0 | 0 | 0 | 0 | 0 | 0 | 0 | 0 | 0 | 0 | 0 | 0 | 0 | 0 | 0 | 0 | 0 | 0 | 0 | 0 | 0 | 0 | 0 | 0 | 0 | 0 | 0 | 0 | 0 | 0 | 0
Industrial Sector Energy Related Emissions before CCS[hydrogen if,cement and other nonmetallic minerals 239,CO2] | NoSettings | 0 | 0 | 0 | 0 | 0 | 0 | 0 | 0 | 0 | 0 | 0 | 0 | 0 | 0 | 0 | 0 | 0 | 0 | 0 | 0 | 0 | 0 | 0 | 0 | 0 | 0 | 0 | 0 | 0 | 0 | 0
Industrial Sector Energy Related Emissions before CCS[hydrogen if,cement and other nonmetallic minerals 239,VOC] | NoSettings | 0 | 0 | 0 | 0 | 0 | 0 | 0 | 0 | 0 | 0 | 0 | 0 | 0 | 0 | 0 | 0 | 0 | 0 | 0 | 0 | 0 | 0 | 0 | 0 | 0 | 0 | 0 | 0 | 0 | 0 | 0
Industrial Sector Energy Related Emissions before CCS[hydrogen if,cement and other nonmetallic minerals 239,CO] | NoSettings | 0 | 0 | 0 | 0 | 0 | 0 | 0 | 0 | 0 | 0 | 0 | 0 | 0 | 0 | 0 | 0 | 0 | 0 | 0 | 0 | 0 | 0 | 0 | 0 | 0 | 0 | 0 | 0 | 0 | 0 | 0
Industrial Sector Energy Related Emissions before CCS[hydrogen if,cement and other nonmetallic minerals 239,NOx] | NoSettings | 0 | 0 | 0 | 0 | 0 | 0 | 0 | 0 | 0 | 0 | 0 | 0 | 0 | 0 | 0 | 0 | 0 | 0 | 0 | 0 | 0 | 0 | 0 | 0 | 0 | 0 | 0 | 0 | 0 | 0 | 0
Industrial Sector Energy Related Emissions before CCS[hydrogen if,cement and other nonmetallic minerals 239,PM10] | NoSettings | 0 | 0 | 0 | 0 | 0 | 0 | 0 | 0 | 0 | 0 | 0 | 0 | 0 | 0 | 0 | 0 | 0 | 0 | 0 | 0 | 0 | 0 | 0 | 0 | 0 | 0 | 0 | 0 | 0 | 0 | 0
Industrial Sector Energy Related Emissions before CCS[hydrogen if,cement and other nonmetallic minerals 239,PM25] | NoSettings | 0 | 0 | 0 | 0 | 0 | 0 | 0 | 0 | 0 | 0 | 0 | 0 | 0 | 0 | 0 | 0 | 0 | 0 | 0 | 0 | 0 | 0 | 0 | 0 | 0 | 0 | 0 | 0 | 0 | 0 | 0
Industrial Sector Energy Related Emissions before CCS[hydrogen if,cement and other nonmetallic minerals 239,SOx] | NoSettings | 0 | 0 | 0 | 0 | 0 | 0 | 0 | 0 | 0 | 0 | 0 | 0 | 0 | 0 | 0 | 0 | 0 | 0 | 0 | 0 | 0 | 0 | 0 | 0 | 0 | 0 | 0 | 0 | 0 | 0 | 0
Industrial Sector Energy Related Emissions before CCS[hydrogen if,cement and other nonmetallic minerals 239,BC] | NoSettings | 0 | 0 | 0 | 0 | 0 | 0 | 0 | 0 | 0 | 0 | 0 | 0 | 0 | 0 | 0 | 0 | 0 | 0 | 0 | 0 | 0 | 0 | 0 | 0 | 0 | 0 | 0 | 0 | 0 | 0 | 0
Industrial Sector Energy Related Emissions before CCS[hydrogen if,cement and other nonmetallic minerals 239,OC] | NoSettings | 0 | 0 | 0 | 0 | 0 | 0 | 0 | 0 | 0 | 0 | 0 | 0 | 0 | 0 | 0 | 0 | 0 | 0 | 0 | 0 | 0 | 0 | 0 | 0 | 0 | 0 | 0 | 0 | 0 | 0 | 0
Industrial Sector Energy Related Emissions before CCS[hydrogen if,cement and other nonmetallic minerals 239,CH4] | NoSettings | 0 | 0 | 0 | 0 | 0 | 0 | 0 | 0 | 0 | 0 | 0 | 0 | 0 | 0 | 0 | 0 | 0 | 0 | 0 | 0 | 0 | 0 | 0 | 0 | 0 | 0 | 0 | 0 | 0 | 0 | 0
Industrial Sector Energy Related Emissions before CCS[hydrogen if,cement and other nonmetallic minerals 239,N2O] | NoSettings | 0 | 0 | 0 | 0 | 0 | 0 | 0 | 0 | 0 | 0 | 0 | 0 | 0 | 0 | 0 | 0 | 0 | 0 | 0 | 0 | 0 | 0 | 0 | 0 | 0 | 0 | 0 | 0 | 0 | 0 | 0
Industrial Sector Energy Related Emissions before CCS[hydrogen if,cement and other nonmetallic minerals 239,F gases] | NoSettings | 0 | 0 | 0 | 0 | 0 | 0 | 0 | 0 | 0 | 0 | 0 | 0 | 0 | 0 | 0 | 0 | 0 | 0 | 0 | 0 | 0 | 0 | 0 | 0 | 0 | 0 | 0 | 0 | 0 | 0 | 0
Industrial Sector Energy Related Emissions before CCS[hydrogen if,iron and steel 241,CO2] | NoSettings | 0 | 0 | 0 | 0 | 0 | 0 | 0 | 0 | 0 | 0 | 0 | 0 | 0 | 0 | 0 | 0 | 0 | 0 | 0 | 0 | 0 | 0 | 0 | 0 | 0 | 0 | 0 | 0 | 0 | 0 | 0
Industrial Sector Energy Related Emissions before CCS[hydrogen if,iron and steel 241,VOC] | NoSettings | 0 | 0 | 0 | 0 | 0 | 0 | 0 | 0 | 0 | 0 | 0 | 0 | 0 | 0 | 0 | 0 | 0 | 0 | 0 | 0 | 0 | 0 | 0 | 0 | 0 | 0 | 0 | 0 | 0 | 0 | 0
Industrial Sector Energy Related Emissions before CCS[hydrogen if,iron and steel 241,CO] | NoSettings | 0 | 0 | 0 | 0 | 0 | 0 | 0 | 0 | 0 | 0 | 0 | 0 | 0 | 0 | 0 | 0 | 0 | 0 | 0 | 0 | 0 | 0 | 0 | 0 | 0 | 0 | 0 | 0 | 0 | 0 | 0
Industrial Sector Energy Related Emissions before CCS[hydrogen if,iron and steel 241,NOx] | NoSettings | 0 | 0 | 0 | 0 | 0 | 0 | 0 | 0 | 0 | 0 | 0 | 0 | 0 | 0 | 0 | 0 | 0 | 0 | 0 | 0 | 0 | 0 | 0 | 0 | 0 | 0 | 0 | 0 | 0 | 0 | 0
Industrial Sector Energy Related Emissions before CCS[hydrogen if,iron and steel 241,PM10] | NoSettings | 0 | 0 | 0 | 0 | 0 | 0 | 0 | 0 | 0 | 0 | 0 | 0 | 0 | 0 | 0 | 0 | 0 | 0 | 0 | 0 | 0 | 0 | 0 | 0 | 0 | 0 | 0 | 0 | 0 | 0 | 0
Industrial Sector Energy Related Emissions before CCS[hydrogen if,iron and steel 241,PM25] | NoSettings | 0 | 0 | 0 | 0 | 0 | 0 | 0 | 0 | 0 | 0 | 0 | 0 | 0 | 0 | 0 | 0 | 0 | 0 | 0 | 0 | 0 | 0 | 0 | 0 | 0 | 0 | 0 | 0 | 0 | 0 | 0
Industrial Sector Energy Related Emissions before CCS[hydrogen if,iron and steel 241,SOx] | NoSettings | 0 | 0 | 0 | 0 | 0 | 0 | 0 | 0 | 0 | 0 | 0 | 0 | 0 | 0 | 0 | 0 | 0 | 0 | 0 | 0 | 0 | 0 | 0 | 0 | 0 | 0 | 0 | 0 | 0 | 0 | 0
Industrial Sector Energy Related Emissions before CCS[hydrogen if,iron and steel 241,BC] | NoSettings | 0 | 0 | 0 | 0 | 0 | 0 | 0 | 0 | 0 | 0 | 0 | 0 | 0 | 0 | 0 | 0 | 0 | 0 | 0 | 0 | 0 | 0 | 0 | 0 | 0 | 0 | 0 | 0 | 0 | 0 | 0
Industrial Sector Energy Related Emissions before CCS[hydrogen if,iron and steel 241,OC] | NoSettings | 0 | 0 | 0 | 0 | 0 | 0 | 0 | 0 | 0 | 0 | 0 | 0 | 0 | 0 | 0 | 0 | 0 | 0 | 0 | 0 | 0 | 0 | 0 | 0 | 0 | 0 | 0 | 0 | 0 | 0 | 0
Industrial Sector Energy Related Emissions before CCS[hydrogen if,iron and steel 241,CH4] | NoSettings | 0 | 0 | 0 | 0 | 0 | 0 | 0 | 0 | 0 | 0 | 0 | 0 | 0 | 0 | 0 | 0 | 0 | 0 | 0 | 0 | 0 | 0 | 0 | 0 | 0 | 0 | 0 | 0 | 0 | 0 | 0
Industrial Sector Energy Related Emissions before CCS[hydrogen if,iron and steel 241,N2O] | NoSettings | 0 | 0 | 0 | 0 | 0 | 0 | 0 | 0 | 0 | 0 | 0 | 0 | 0 | 0 | 0 | 0 | 0 | 0 | 0 | 0 | 0 | 0 | 0 | 0 | 0 | 0 | 0 | 0 | 0 | 0 | 0
Industrial Sector Energy Related Emissions before CCS[hydrogen if,iron and steel 241,F gases] | NoSettings | 0 | 0 | 0 | 0 | 0 | 0 | 0 | 0 | 0 | 0 | 0 | 0 | 0 | 0 | 0 | 0 | 0 | 0 | 0 | 0 | 0 | 0 | 0 | 0 | 0 | 0 | 0 | 0 | 0 | 0 | 0
Industrial Sector Energy Related Emissions before CCS[hydrogen if,other metals 242,CO2] | NoSettings | 0 | 0 | 0 | 0 | 0 | 0 | 0 | 0 | 0 | 0 | 0 | 0 | 0 | 0 | 0 | 0 | 0 | 0 | 0 | 0 | 0 | 0 | 0 | 0 | 0 | 0 | 0 | 0 | 0 | 0 | 0
Industrial Sector Energy Related Emissions before CCS[hydrogen if,other metals 242,VOC] | NoSettings | 0 | 0 | 0 | 0 | 0 | 0 | 0 | 0 | 0 | 0 | 0 | 0 | 0 | 0 | 0 | 0 | 0 | 0 | 0 | 0 | 0 | 0 | 0 | 0 | 0 | 0 | 0 | 0 | 0 | 0 | 0
Industrial Sector Energy Related Emissions before CCS[hydrogen if,other metals 242,CO] | NoSettings | 0 | 0 | 0 | 0 | 0 | 0 | 0 | 0 | 0 | 0 | 0 | 0 | 0 | 0 | 0 | 0 | 0 | 0 | 0 | 0 | 0 | 0 | 0 | 0 | 0 | 0 | 0 | 0 | 0 | 0 | 0
Industrial Sector Energy Related Emissions before CCS[hydrogen if,other metals 242,NOx] | NoSettings | 0 | 0 | 0 | 0 | 0 | 0 | 0 | 0 | 0 | 0 | 0 | 0 | 0 | 0 | 0 | 0 | 0 | 0 | 0 | 0 | 0 | 0 | 0 | 0 | 0 | 0 | 0 | 0 | 0 | 0 | 0
Industrial Sector Energy Related Emissions before CCS[hydrogen if,other metals 242,PM10] | NoSettings | 0 | 0 | 0 | 0 | 0 | 0 | 0 | 0 | 0 | 0 | 0 | 0 | 0 | 0 | 0 | 0 | 0 | 0 | 0 | 0 | 0 | 0 | 0 | 0 | 0 | 0 | 0 | 0 | 0 | 0 | 0
Industrial Sector Energy Related Emissions before CCS[hydrogen if,other metals 242,PM25] | NoSettings | 0 | 0 | 0 | 0 | 0 | 0 | 0 | 0 | 0 | 0 | 0 | 0 | 0 | 0 | 0 | 0 | 0 | 0 | 0 | 0 | 0 | 0 | 0 | 0 | 0 | 0 | 0 | 0 | 0 | 0 | 0
Industrial Sector Energy Related Emissions before CCS[hydrogen if,other metals 242,SOx] | NoSettings | 0 | 0 | 0 | 0 | 0 | 0 | 0 | 0 | 0 | 0 | 0 | 0 | 0 | 0 | 0 | 0 | 0 | 0 | 0 | 0 | 0 | 0 | 0 | 0 | 0 | 0 | 0 | 0 | 0 | 0 | 0
Industrial Sector Energy Related Emissions before CCS[hydrogen if,other metals 242,BC] | NoSettings | 0 | 0 | 0 | 0 | 0 | 0 | 0 | 0 | 0 | 0 | 0 | 0 | 0 | 0 | 0 | 0 | 0 | 0 | 0 | 0 | 0 | 0 | 0 | 0 | 0 | 0 | 0 | 0 | 0 | 0 | 0
Industrial Sector Energy Related Emissions before CCS[hydrogen if,other metals 242,OC] | NoSettings | 0 | 0 | 0 | 0 | 0 | 0 | 0 | 0 | 0 | 0 | 0 | 0 | 0 | 0 | 0 | 0 | 0 | 0 | 0 | 0 | 0 | 0 | 0 | 0 | 0 | 0 | 0 | 0 | 0 | 0 | 0
Industrial Sector Energy Related Emissions before CCS[hydrogen if,other metals 242,CH4] | NoSettings | 0 | 0 | 0 | 0 | 0 | 0 | 0 | 0 | 0 | 0 | 0 | 0 | 0 | 0 | 0 | 0 | 0 | 0 | 0 | 0 | 0 | 0 | 0 | 0 | 0 | 0 | 0 | 0 | 0 | 0 | 0
Industrial Sector Energy Related Emissions before CCS[hydrogen if,other metals 242,N2O] | NoSettings | 0 | 0 | 0 | 0 | 0 | 0 | 0 | 0 | 0 | 0 | 0 | 0 | 0 | 0 | 0 | 0 | 0 | 0 | 0 | 0 | 0 | 0 | 0 | 0 | 0 | 0 | 0 | 0 | 0 | 0 | 0
Industrial Sector Energy Related Emissions before CCS[hydrogen if,other metals 242,F gases] | NoSettings | 0 | 0 | 0 | 0 | 0 | 0 | 0 | 0 | 0 | 0 | 0 | 0 | 0 | 0 | 0 | 0 | 0 | 0 | 0 | 0 | 0 | 0 | 0 | 0 | 0 | 0 | 0 | 0 | 0 | 0 | 0
Industrial Sector Energy Related Emissions before CCS[hydrogen if,metal products except machinery and vehicles 25,CO2] | NoSettings | 0 | 0 | 0 | 0 | 0 | 0 | 0 | 0 | 0 | 0 | 0 | 0 | 0 | 0 | 0 | 0 | 0 | 0 | 0 | 0 | 0 | 0 | 0 | 0 | 0 | 0 | 0 | 0 | 0 | 0 | 0
Industrial Sector Energy Related Emissions before CCS[hydrogen if,metal products except machinery and vehicles 25,VOC] | NoSettings | 0 | 0 | 0 | 0 | 0 | 0 | 0 | 0 | 0 | 0 | 0 | 0 | 0 | 0 | 0 | 0 | 0 | 0 | 0 | 0 | 0 | 0 | 0 | 0 | 0 | 0 | 0 | 0 | 0 | 0 | 0
Industrial Sector Energy Related Emissions before CCS[hydrogen if,metal products except machinery and vehicles 25,CO] | NoSettings | 0 | 0 | 0 | 0 | 0 | 0 | 0 | 0 | 0 | 0 | 0 | 0 | 0 | 0 | 0 | 0 | 0 | 0 | 0 | 0 | 0 | 0 | 0 | 0 | 0 | 0 | 0 | 0 | 0 | 0 | 0
Industrial Sector Energy Related Emissions before CCS[hydrogen if,metal products except machinery and vehicles 25,NOx] | NoSettings | 0 | 0 | 0 | 0 | 0 | 0 | 0 | 0 | 0 | 0 | 0 | 0 | 0 | 0 | 0 | 0 | 0 | 0 | 0 | 0 | 0 | 0 | 0 | 0 | 0 | 0 | 0 | 0 | 0 | 0 | 0
Industrial Sector Energy Related Emissions before CCS[hydrogen if,metal products except machinery and vehicles 25,PM10] | NoSettings | 0 | 0 | 0 | 0 | 0 | 0 | 0 | 0 | 0 | 0 | 0 | 0 | 0 | 0 | 0 | 0 | 0 | 0 | 0 | 0 | 0 | 0 | 0 | 0 | 0 | 0 | 0 | 0 | 0 | 0 | 0
Industrial Sector Energy Related Emissions before CCS[hydrogen if,metal products except machinery and vehicles 25,PM25] | NoSettings | 0 | 0 | 0 | 0 | 0 | 0 | 0 | 0 | 0 | 0 | 0 | 0 | 0 | 0 | 0 | 0 | 0 | 0 | 0 | 0 | 0 | 0 | 0 | 0 | 0 | 0 | 0 | 0 | 0 | 0 | 0
Industrial Sector Energy Related Emissions before CCS[hydrogen if,metal products except machinery and vehicles 25,SOx] | NoSettings | 0 | 0 | 0 | 0 | 0 | 0 | 0 | 0 | 0 | 0 | 0 | 0 | 0 | 0 | 0 | 0 | 0 | 0 | 0 | 0 | 0 | 0 | 0 | 0 | 0 | 0 | 0 | 0 | 0 | 0 | 0
Industrial Sector Energy Related Emissions before CCS[hydrogen if,metal products except machinery and vehicles 25,BC] | NoSettings | 0 | 0 | 0 | 0 | 0 | 0 | 0 | 0 | 0 | 0 | 0 | 0 | 0 | 0 | 0 | 0 | 0 | 0 | 0 | 0 | 0 | 0 | 0 | 0 | 0 | 0 | 0 | 0 | 0 | 0 | 0
Industrial Sector Energy Related Emissions before CCS[hydrogen if,metal products except machinery and vehicles 25,OC] | NoSettings | 0 | 0 | 0 | 0 | 0 | 0 | 0 | 0 | 0 | 0 | 0 | 0 | 0 | 0 | 0 | 0 | 0 | 0 | 0 | 0 | 0 | 0 | 0 | 0 | 0 | 0 | 0 | 0 | 0 | 0 | 0
Industrial Sector Energy Related Emissions before CCS[hydrogen if,metal products except machinery and vehicles 25,CH4] | NoSettings | 0 | 0 | 0 | 0 | 0 | 0 | 0 | 0 | 0 | 0 | 0 | 0 | 0 | 0 | 0 | 0 | 0 | 0 | 0 | 0 | 0 | 0 | 0 | 0 | 0 | 0 | 0 | 0 | 0 | 0 | 0
Industrial Sector Energy Related Emissions before CCS[hydrogen if,metal products except machinery and vehicles 25,N2O] | NoSettings | 0 | 0 | 0 | 0 | 0 | 0 | 0 | 0 | 0 | 0 | 0 | 0 | 0 | 0 | 0 | 0 | 0 | 0 | 0 | 0 | 0 | 0 | 0 | 0 | 0 | 0 | 0 | 0 | 0 | 0 | 0
Industrial Sector Energy Related Emissions before CCS[hydrogen if,metal products except machinery and vehicles 25,F gases] | NoSettings | 0 | 0 | 0 | 0 | 0 | 0 | 0 | 0 | 0 | 0 | 0 | 0 | 0 | 0 | 0 | 0 | 0 | 0 | 0 | 0 | 0 | 0 | 0 | 0 | 0 | 0 | 0 | 0 | 0 | 0 | 0
Industrial Sector Energy Related Emissions before CCS[hydrogen if,computers and electronics 26,CO2] | NoSettings | 0 | 0 | 0 | 0 | 0 | 0 | 0 | 0 | 0 | 0 | 0 | 0 | 0 | 0 | 0 | 0 | 0 | 0 | 0 | 0 | 0 | 0 | 0 | 0 | 0 | 0 | 0 | 0 | 0 | 0 | 0
Industrial Sector Energy Related Emissions before CCS[hydrogen if,computers and electronics 26,VOC] | NoSettings | 0 | 0 | 0 | 0 | 0 | 0 | 0 | 0 | 0 | 0 | 0 | 0 | 0 | 0 | 0 | 0 | 0 | 0 | 0 | 0 | 0 | 0 | 0 | 0 | 0 | 0 | 0 | 0 | 0 | 0 | 0
Industrial Sector Energy Related Emissions before CCS[hydrogen if,computers and electronics 26,CO] | NoSettings | 0 | 0 | 0 | 0 | 0 | 0 | 0 | 0 | 0 | 0 | 0 | 0 | 0 | 0 | 0 | 0 | 0 | 0 | 0 | 0 | 0 | 0 | 0 | 0 | 0 | 0 | 0 | 0 | 0 | 0 | 0
Industrial Sector Energy Related Emissions before CCS[hydrogen if,computers and electronics 26,NOx] | NoSettings | 0 | 0 | 0 | 0 | 0 | 0 | 0 | 0 | 0 | 0 | 0 | 0 | 0 | 0 | 0 | 0 | 0 | 0 | 0 | 0 | 0 | 0 | 0 | 0 | 0 | 0 | 0 | 0 | 0 | 0 | 0
Industrial Sector Energy Related Emissions before CCS[hydrogen if,computers and electronics 26,PM10] | NoSettings | 0 | 0 | 0 | 0 | 0 | 0 | 0 | 0 | 0 | 0 | 0 | 0 | 0 | 0 | 0 | 0 | 0 | 0 | 0 | 0 | 0 | 0 | 0 | 0 | 0 | 0 | 0 | 0 | 0 | 0 | 0
Industrial Sector Energy Related Emissions before CCS[hydrogen if,computers and electronics 26,PM25] | NoSettings | 0 | 0 | 0 | 0 | 0 | 0 | 0 | 0 | 0 | 0 | 0 | 0 | 0 | 0 | 0 | 0 | 0 | 0 | 0 | 0 | 0 | 0 | 0 | 0 | 0 | 0 | 0 | 0 | 0 | 0 | 0
Industrial Sector Energy Related Emissions before CCS[hydrogen if,computers and electronics 26,SOx] | NoSettings | 0 | 0 | 0 | 0 | 0 | 0 | 0 | 0 | 0 | 0 | 0 | 0 | 0 | 0 | 0 | 0 | 0 | 0 | 0 | 0 | 0 | 0 | 0 | 0 | 0 | 0 | 0 | 0 | 0 | 0 | 0
Industrial Sector Energy Related Emissions before CCS[hydrogen if,computers and electronics 26,BC] | NoSettings | 0 | 0 | 0 | 0 | 0 | 0 | 0 | 0 | 0 | 0 | 0 | 0 | 0 | 0 | 0 | 0 | 0 | 0 | 0 | 0 | 0 | 0 | 0 | 0 | 0 | 0 | 0 | 0 | 0 | 0 | 0
Industrial Sector Energy Related Emissions before CCS[hydrogen if,computers and electronics 26,OC] | NoSettings | 0 | 0 | 0 | 0 | 0 | 0 | 0 | 0 | 0 | 0 | 0 | 0 | 0 | 0 | 0 | 0 | 0 | 0 | 0 | 0 | 0 | 0 | 0 | 0 | 0 | 0 | 0 | 0 | 0 | 0 | 0
Industrial Sector Energy Related Emissions before CCS[hydrogen if,computers and electronics 26,CH4] | NoSettings | 0 | 0 | 0 | 0 | 0 | 0 | 0 | 0 | 0 | 0 | 0 | 0 | 0 | 0 | 0 | 0 | 0 | 0 | 0 | 0 | 0 | 0 | 0 | 0 | 0 | 0 | 0 | 0 | 0 | 0 | 0
Industrial Sector Energy Related Emissions before CCS[hydrogen if,computers and electronics 26,N2O] | NoSettings | 0 | 0 | 0 | 0 | 0 | 0 | 0 | 0 | 0 | 0 | 0 | 0 | 0 | 0 | 0 | 0 | 0 | 0 | 0 | 0 | 0 | 0 | 0 | 0 | 0 | 0 | 0 | 0 | 0 | 0 | 0
Industrial Sector Energy Related Emissions before CCS[hydrogen if,computers and electronics 26,F gases] | NoSettings | 0 | 0 | 0 | 0 | 0 | 0 | 0 | 0 | 0 | 0 | 0 | 0 | 0 | 0 | 0 | 0 | 0 | 0 | 0 | 0 | 0 | 0 | 0 | 0 | 0 | 0 | 0 | 0 | 0 | 0 | 0
Industrial Sector Energy Related Emissions before CCS[hydrogen if,appliances and electrical equipment 27,CO2] | NoSettings | 0 | 0 | 0 | 0 | 0 | 0 | 0 | 0 | 0 | 0 | 0 | 0 | 0 | 0 | 0 | 0 | 0 | 0 | 0 | 0 | 0 | 0 | 0 | 0 | 0 | 0 | 0 | 0 | 0 | 0 | 0
Industrial Sector Energy Related Emissions before CCS[hydrogen if,appliances and electrical equipment 27,VOC] | NoSettings | 0 | 0 | 0 | 0 | 0 | 0 | 0 | 0 | 0 | 0 | 0 | 0 | 0 | 0 | 0 | 0 | 0 | 0 | 0 | 0 | 0 | 0 | 0 | 0 | 0 | 0 | 0 | 0 | 0 | 0 | 0
Industrial Sector Energy Related Emissions before CCS[hydrogen if,appliances and electrical equipment 27,CO] | NoSettings | 0 | 0 | 0 | 0 | 0 | 0 | 0 | 0 | 0 | 0 | 0 | 0 | 0 | 0 | 0 | 0 | 0 | 0 | 0 | 0 | 0 | 0 | 0 | 0 | 0 | 0 | 0 | 0 | 0 | 0 | 0
Industrial Sector Energy Related Emissions before CCS[hydrogen if,appliances and electrical equipment 27,NOx] | NoSettings | 0 | 0 | 0 | 0 | 0 | 0 | 0 | 0 | 0 | 0 | 0 | 0 | 0 | 0 | 0 | 0 | 0 | 0 | 0 | 0 | 0 | 0 | 0 | 0 | 0 | 0 | 0 | 0 | 0 | 0 | 0
Industrial Sector Energy Related Emissions before CCS[hydrogen if,appliances and electrical equipment 27,PM10] | NoSettings | 0 | 0 | 0 | 0 | 0 | 0 | 0 | 0 | 0 | 0 | 0 | 0 | 0 | 0 | 0 | 0 | 0 | 0 | 0 | 0 | 0 | 0 | 0 | 0 | 0 | 0 | 0 | 0 | 0 | 0 | 0
Industrial Sector Energy Related Emissions before CCS[hydrogen if,appliances and electrical equipment 27,PM25] | NoSettings | 0 | 0 | 0 | 0 | 0 | 0 | 0 | 0 | 0 | 0 | 0 | 0 | 0 | 0 | 0 | 0 | 0 | 0 | 0 | 0 | 0 | 0 | 0 | 0 | 0 | 0 | 0 | 0 | 0 | 0 | 0
Industrial Sector Energy Related Emissions before CCS[hydrogen if,appliances and electrical equipment 27,SOx] | NoSettings | 0 | 0 | 0 | 0 | 0 | 0 | 0 | 0 | 0 | 0 | 0 | 0 | 0 | 0 | 0 | 0 | 0 | 0 | 0 | 0 | 0 | 0 | 0 | 0 | 0 | 0 | 0 | 0 | 0 | 0 | 0
Industrial Sector Energy Related Emissions before CCS[hydrogen if,appliances and electrical equipment 27,BC] | NoSettings | 0 | 0 | 0 | 0 | 0 | 0 | 0 | 0 | 0 | 0 | 0 | 0 | 0 | 0 | 0 | 0 | 0 | 0 | 0 | 0 | 0 | 0 | 0 | 0 | 0 | 0 | 0 | 0 | 0 | 0 | 0
Industrial Sector Energy Related Emissions before CCS[hydrogen if,appliances and electrical equipment 27,OC] | NoSettings | 0 | 0 | 0 | 0 | 0 | 0 | 0 | 0 | 0 | 0 | 0 | 0 | 0 | 0 | 0 | 0 | 0 | 0 | 0 | 0 | 0 | 0 | 0 | 0 | 0 | 0 | 0 | 0 | 0 | 0 | 0
Industrial Sector Energy Related Emissions before CCS[hydrogen if,appliances and electrical equipment 27,CH4] | NoSettings | 0 | 0 | 0 | 0 | 0 | 0 | 0 | 0 | 0 | 0 | 0 | 0 | 0 | 0 | 0 | 0 | 0 | 0 | 0 | 0 | 0 | 0 | 0 | 0 | 0 | 0 | 0 | 0 | 0 | 0 | 0
Industrial Sector Energy Related Emissions before CCS[hydrogen if,appliances and electrical equipment 27,N2O] | NoSettings | 0 | 0 | 0 | 0 | 0 | 0 | 0 | 0 | 0 | 0 | 0 | 0 | 0 | 0 | 0 | 0 | 0 | 0 | 0 | 0 | 0 | 0 | 0 | 0 | 0 | 0 | 0 | 0 | 0 | 0 | 0
Industrial Sector Energy Related Emissions before CCS[hydrogen if,appliances and electrical equipment 27,F gases] | NoSettings | 0 | 0 | 0 | 0 | 0 | 0 | 0 | 0 | 0 | 0 | 0 | 0 | 0 | 0 | 0 | 0 | 0 | 0 | 0 | 0 | 0 | 0 | 0 | 0 | 0 | 0 | 0 | 0 | 0 | 0 | 0
Industrial Sector Energy Related Emissions before CCS[hydrogen if,other machinery 28,CO2] | NoSettings | 0 | 0 | 0 | 0 | 0 | 0 | 0 | 0 | 0 | 0 | 0 | 0 | 0 | 0 | 0 | 0 | 0 | 0 | 0 | 0 | 0 | 0 | 0 | 0 | 0 | 0 | 0 | 0 | 0 | 0 | 0
Industrial Sector Energy Related Emissions before CCS[hydrogen if,other machinery 28,VOC] | NoSettings | 0 | 0 | 0 | 0 | 0 | 0 | 0 | 0 | 0 | 0 | 0 | 0 | 0 | 0 | 0 | 0 | 0 | 0 | 0 | 0 | 0 | 0 | 0 | 0 | 0 | 0 | 0 | 0 | 0 | 0 | 0
Industrial Sector Energy Related Emissions before CCS[hydrogen if,other machinery 28,CO] | NoSettings | 0 | 0 | 0 | 0 | 0 | 0 | 0 | 0 | 0 | 0 | 0 | 0 | 0 | 0 | 0 | 0 | 0 | 0 | 0 | 0 | 0 | 0 | 0 | 0 | 0 | 0 | 0 | 0 | 0 | 0 | 0
Industrial Sector Energy Related Emissions before CCS[hydrogen if,other machinery 28,NOx] | NoSettings | 0 | 0 | 0 | 0 | 0 | 0 | 0 | 0 | 0 | 0 | 0 | 0 | 0 | 0 | 0 | 0 | 0 | 0 | 0 | 0 | 0 | 0 | 0 | 0 | 0 | 0 | 0 | 0 | 0 | 0 | 0
Industrial Sector Energy Related Emissions before CCS[hydrogen if,other machinery 28,PM10] | NoSettings | 0 | 0 | 0 | 0 | 0 | 0 | 0 | 0 | 0 | 0 | 0 | 0 | 0 | 0 | 0 | 0 | 0 | 0 | 0 | 0 | 0 | 0 | 0 | 0 | 0 | 0 | 0 | 0 | 0 | 0 | 0
Industrial Sector Energy Related Emissions before CCS[hydrogen if,other machinery 28,PM25] | NoSettings | 0 | 0 | 0 | 0 | 0 | 0 | 0 | 0 | 0 | 0 | 0 | 0 | 0 | 0 | 0 | 0 | 0 | 0 | 0 | 0 | 0 | 0 | 0 | 0 | 0 | 0 | 0 | 0 | 0 | 0 | 0
Industrial Sector Energy Related Emissions before CCS[hydrogen if,other machinery 28,SOx] | NoSettings | 0 | 0 | 0 | 0 | 0 | 0 | 0 | 0 | 0 | 0 | 0 | 0 | 0 | 0 | 0 | 0 | 0 | 0 | 0 | 0 | 0 | 0 | 0 | 0 | 0 | 0 | 0 | 0 | 0 | 0 | 0
Industrial Sector Energy Related Emissions before CCS[hydrogen if,other machinery 28,BC] | NoSettings | 0 | 0 | 0 | 0 | 0 | 0 | 0 | 0 | 0 | 0 | 0 | 0 | 0 | 0 | 0 | 0 | 0 | 0 | 0 | 0 | 0 | 0 | 0 | 0 | 0 | 0 | 0 | 0 | 0 | 0 | 0
Industrial Sector Energy Related Emissions before CCS[hydrogen if,other machinery 28,OC] | NoSettings | 0 | 0 | 0 | 0 | 0 | 0 | 0 | 0 | 0 | 0 | 0 | 0 | 0 | 0 | 0 | 0 | 0 | 0 | 0 | 0 | 0 | 0 | 0 | 0 | 0 | 0 | 0 | 0 | 0 | 0 | 0
Industrial Sector Energy Related Emissions before CCS[hydrogen if,other machinery 28,CH4] | NoSettings | 0 | 0 | 0 | 0 | 0 | 0 | 0 | 0 | 0 | 0 | 0 | 0 | 0 | 0 | 0 | 0 | 0 | 0 | 0 | 0 | 0 | 0 | 0 | 0 | 0 | 0 | 0 | 0 | 0 | 0 | 0
Industrial Sector Energy Related Emissions before CCS[hydrogen if,other machinery 28,N2O] | NoSettings | 0 | 0 | 0 | 0 | 0 | 0 | 0 | 0 | 0 | 0 | 0 | 0 | 0 | 0 | 0 | 0 | 0 | 0 | 0 | 0 | 0 | 0 | 0 | 0 | 0 | 0 | 0 | 0 | 0 | 0 | 0
Industrial Sector Energy Related Emissions before CCS[hydrogen if,other machinery 28,F gases] | NoSettings | 0 | 0 | 0 | 0 | 0 | 0 | 0 | 0 | 0 | 0 | 0 | 0 | 0 | 0 | 0 | 0 | 0 | 0 | 0 | 0 | 0 | 0 | 0 | 0 | 0 | 0 | 0 | 0 | 0 | 0 | 0
Industrial Sector Energy Related Emissions before CCS[hydrogen if,road vehicles 29,CO2] | NoSettings | 0 | 0 | 0 | 0 | 0 | 0 | 0 | 0 | 0 | 0 | 0 | 0 | 0 | 0 | 0 | 0 | 0 | 0 | 0 | 0 | 0 | 0 | 0 | 0 | 0 | 0 | 0 | 0 | 0 | 0 | 0
Industrial Sector Energy Related Emissions before CCS[hydrogen if,road vehicles 29,VOC] | NoSettings | 0 | 0 | 0 | 0 | 0 | 0 | 0 | 0 | 0 | 0 | 0 | 0 | 0 | 0 | 0 | 0 | 0 | 0 | 0 | 0 | 0 | 0 | 0 | 0 | 0 | 0 | 0 | 0 | 0 | 0 | 0
Industrial Sector Energy Related Emissions before CCS[hydrogen if,road vehicles 29,CO] | NoSettings | 0 | 0 | 0 | 0 | 0 | 0 | 0 | 0 | 0 | 0 | 0 | 0 | 0 | 0 | 0 | 0 | 0 | 0 | 0 | 0 | 0 | 0 | 0 | 0 | 0 | 0 | 0 | 0 | 0 | 0 | 0
Industrial Sector Energy Related Emissions before CCS[hydrogen if,road vehicles 29,NOx] | NoSettings | 0 | 0 | 0 | 0 | 0 | 0 | 0 | 0 | 0 | 0 | 0 | 0 | 0 | 0 | 0 | 0 | 0 | 0 | 0 | 0 | 0 | 0 | 0 | 0 | 0 | 0 | 0 | 0 | 0 | 0 | 0
Industrial Sector Energy Related Emissions before CCS[hydrogen if,road vehicles 29,PM10] | NoSettings | 0 | 0 | 0 | 0 | 0 | 0 | 0 | 0 | 0 | 0 | 0 | 0 | 0 | 0 | 0 | 0 | 0 | 0 | 0 | 0 | 0 | 0 | 0 | 0 | 0 | 0 | 0 | 0 | 0 | 0 | 0
Industrial Sector Energy Related Emissions before CCS[hydrogen if,road vehicles 29,PM25] | NoSettings | 0 | 0 | 0 | 0 | 0 | 0 | 0 | 0 | 0 | 0 | 0 | 0 | 0 | 0 | 0 | 0 | 0 | 0 | 0 | 0 | 0 | 0 | 0 | 0 | 0 | 0 | 0 | 0 | 0 | 0 | 0
Industrial Sector Energy Related Emissions before CCS[hydrogen if,road vehicles 29,SOx] | NoSettings | 0 | 0 | 0 | 0 | 0 | 0 | 0 | 0 | 0 | 0 | 0 | 0 | 0 | 0 | 0 | 0 | 0 | 0 | 0 | 0 | 0 | 0 | 0 | 0 | 0 | 0 | 0 | 0 | 0 | 0 | 0
Industrial Sector Energy Related Emissions before CCS[hydrogen if,road vehicles 29,BC] | NoSettings | 0 | 0 | 0 | 0 | 0 | 0 | 0 | 0 | 0 | 0 | 0 | 0 | 0 | 0 | 0 | 0 | 0 | 0 | 0 | 0 | 0 | 0 | 0 | 0 | 0 | 0 | 0 | 0 | 0 | 0 | 0
Industrial Sector Energy Related Emissions before CCS[hydrogen if,road vehicles 29,OC] | NoSettings | 0 | 0 | 0 | 0 | 0 | 0 | 0 | 0 | 0 | 0 | 0 | 0 | 0 | 0 | 0 | 0 | 0 | 0 | 0 | 0 | 0 | 0 | 0 | 0 | 0 | 0 | 0 | 0 | 0 | 0 | 0
Industrial Sector Energy Related Emissions before CCS[hydrogen if,road vehicles 29,CH4] | NoSettings | 0 | 0 | 0 | 0 | 0 | 0 | 0 | 0 | 0 | 0 | 0 | 0 | 0 | 0 | 0 | 0 | 0 | 0 | 0 | 0 | 0 | 0 | 0 | 0 | 0 | 0 | 0 | 0 | 0 | 0 | 0
Industrial Sector Energy Related Emissions before CCS[hydrogen if,road vehicles 29,N2O] | NoSettings | 0 | 0 | 0 | 0 | 0 | 0 | 0 | 0 | 0 | 0 | 0 | 0 | 0 | 0 | 0 | 0 | 0 | 0 | 0 | 0 | 0 | 0 | 0 | 0 | 0 | 0 | 0 | 0 | 0 | 0 | 0
Industrial Sector Energy Related Emissions before CCS[hydrogen if,road vehicles 29,F gases] | NoSettings | 0 | 0 | 0 | 0 | 0 | 0 | 0 | 0 | 0 | 0 | 0 | 0 | 0 | 0 | 0 | 0 | 0 | 0 | 0 | 0 | 0 | 0 | 0 | 0 | 0 | 0 | 0 | 0 | 0 | 0 | 0
Industrial Sector Energy Related Emissions before CCS[hydrogen if,nonroad vehicles 30,CO2] | NoSettings | 0 | 0 | 0 | 0 | 0 | 0 | 0 | 0 | 0 | 0 | 0 | 0 | 0 | 0 | 0 | 0 | 0 | 0 | 0 | 0 | 0 | 0 | 0 | 0 | 0 | 0 | 0 | 0 | 0 | 0 | 0
Industrial Sector Energy Related Emissions before CCS[hydrogen if,nonroad vehicles 30,VOC] | NoSettings | 0 | 0 | 0 | 0 | 0 | 0 | 0 | 0 | 0 | 0 | 0 | 0 | 0 | 0 | 0 | 0 | 0 | 0 | 0 | 0 | 0 | 0 | 0 | 0 | 0 | 0 | 0 | 0 | 0 | 0 | 0
Industrial Sector Energy Related Emissions before CCS[hydrogen if,nonroad vehicles 30,CO] | NoSettings | 0 | 0 | 0 | 0 | 0 | 0 | 0 | 0 | 0 | 0 | 0 | 0 | 0 | 0 | 0 | 0 | 0 | 0 | 0 | 0 | 0 | 0 | 0 | 0 | 0 | 0 | 0 | 0 | 0 | 0 | 0
Industrial Sector Energy Related Emissions before CCS[hydrogen if,nonroad vehicles 30,NOx] | NoSettings | 0 | 0 | 0 | 0 | 0 | 0 | 0 | 0 | 0 | 0 | 0 | 0 | 0 | 0 | 0 | 0 | 0 | 0 | 0 | 0 | 0 | 0 | 0 | 0 | 0 | 0 | 0 | 0 | 0 | 0 | 0
Industrial Sector Energy Related Emissions before CCS[hydrogen if,nonroad vehicles 30,PM10] | NoSettings | 0 | 0 | 0 | 0 | 0 | 0 | 0 | 0 | 0 | 0 | 0 | 0 | 0 | 0 | 0 | 0 | 0 | 0 | 0 | 0 | 0 | 0 | 0 | 0 | 0 | 0 | 0 | 0 | 0 | 0 | 0
Industrial Sector Energy Related Emissions before CCS[hydrogen if,nonroad vehicles 30,PM25] | NoSettings | 0 | 0 | 0 | 0 | 0 | 0 | 0 | 0 | 0 | 0 | 0 | 0 | 0 | 0 | 0 | 0 | 0 | 0 | 0 | 0 | 0 | 0 | 0 | 0 | 0 | 0 | 0 | 0 | 0 | 0 | 0
Industrial Sector Energy Related Emissions before CCS[hydrogen if,nonroad vehicles 30,SOx] | NoSettings | 0 | 0 | 0 | 0 | 0 | 0 | 0 | 0 | 0 | 0 | 0 | 0 | 0 | 0 | 0 | 0 | 0 | 0 | 0 | 0 | 0 | 0 | 0 | 0 | 0 | 0 | 0 | 0 | 0 | 0 | 0
Industrial Sector Energy Related Emissions before CCS[hydrogen if,nonroad vehicles 30,BC] | NoSettings | 0 | 0 | 0 | 0 | 0 | 0 | 0 | 0 | 0 | 0 | 0 | 0 | 0 | 0 | 0 | 0 | 0 | 0 | 0 | 0 | 0 | 0 | 0 | 0 | 0 | 0 | 0 | 0 | 0 | 0 | 0
Industrial Sector Energy Related Emissions before CCS[hydrogen if,nonroad vehicles 30,OC] | NoSettings | 0 | 0 | 0 | 0 | 0 | 0 | 0 | 0 | 0 | 0 | 0 | 0 | 0 | 0 | 0 | 0 | 0 | 0 | 0 | 0 | 0 | 0 | 0 | 0 | 0 | 0 | 0 | 0 | 0 | 0 | 0
Industrial Sector Energy Related Emissions before CCS[hydrogen if,nonroad vehicles 30,CH4] | NoSettings | 0 | 0 | 0 | 0 | 0 | 0 | 0 | 0 | 0 | 0 | 0 | 0 | 0 | 0 | 0 | 0 | 0 | 0 | 0 | 0 | 0 | 0 | 0 | 0 | 0 | 0 | 0 | 0 | 0 | 0 | 0
Industrial Sector Energy Related Emissions before CCS[hydrogen if,nonroad vehicles 30,N2O] | NoSettings | 0 | 0 | 0 | 0 | 0 | 0 | 0 | 0 | 0 | 0 | 0 | 0 | 0 | 0 | 0 | 0 | 0 | 0 | 0 | 0 | 0 | 0 | 0 | 0 | 0 | 0 | 0 | 0 | 0 | 0 | 0
Industrial Sector Energy Related Emissions before CCS[hydrogen if,nonroad vehicles 30,F gases] | NoSettings | 0 | 0 | 0 | 0 | 0 | 0 | 0 | 0 | 0 | 0 | 0 | 0 | 0 | 0 | 0 | 0 | 0 | 0 | 0 | 0 | 0 | 0 | 0 | 0 | 0 | 0 | 0 | 0 | 0 | 0 | 0
Industrial Sector Energy Related Emissions before CCS[hydrogen if,other manufacturing 31T33,CO2] | NoSettings | 0 | 0 | 0 | 0 | 0 | 0 | 0 | 0 | 0 | 0 | 0 | 0 | 0 | 0 | 0 | 0 | 0 | 0 | 0 | 0 | 0 | 0 | 0 | 0 | 0 | 0 | 0 | 0 | 0 | 0 | 0
Industrial Sector Energy Related Emissions before CCS[hydrogen if,other manufacturing 31T33,VOC] | NoSettings | 0 | 0 | 0 | 0 | 0 | 0 | 0 | 0 | 0 | 0 | 0 | 0 | 0 | 0 | 0 | 0 | 0 | 0 | 0 | 0 | 0 | 0 | 0 | 0 | 0 | 0 | 0 | 0 | 0 | 0 | 0
Industrial Sector Energy Related Emissions before CCS[hydrogen if,other manufacturing 31T33,CO] | NoSettings | 0 | 0 | 0 | 0 | 0 | 0 | 0 | 0 | 0 | 0 | 0 | 0 | 0 | 0 | 0 | 0 | 0 | 0 | 0 | 0 | 0 | 0 | 0 | 0 | 0 | 0 | 0 | 0 | 0 | 0 | 0
Industrial Sector Energy Related Emissions before CCS[hydrogen if,other manufacturing 31T33,NOx] | NoSettings | 0 | 0 | 0 | 0 | 0 | 0 | 0 | 0 | 0 | 0 | 0 | 0 | 0 | 0 | 0 | 0 | 0 | 0 | 0 | 0 | 0 | 0 | 0 | 0 | 0 | 0 | 0 | 0 | 0 | 0 | 0
Industrial Sector Energy Related Emissions before CCS[hydrogen if,other manufacturing 31T33,PM10] | NoSettings | 0 | 0 | 0 | 0 | 0 | 0 | 0 | 0 | 0 | 0 | 0 | 0 | 0 | 0 | 0 | 0 | 0 | 0 | 0 | 0 | 0 | 0 | 0 | 0 | 0 | 0 | 0 | 0 | 0 | 0 | 0
Industrial Sector Energy Related Emissions before CCS[hydrogen if,other manufacturing 31T33,PM25] | NoSettings | 0 | 0 | 0 | 0 | 0 | 0 | 0 | 0 | 0 | 0 | 0 | 0 | 0 | 0 | 0 | 0 | 0 | 0 | 0 | 0 | 0 | 0 | 0 | 0 | 0 | 0 | 0 | 0 | 0 | 0 | 0
Industrial Sector Energy Related Emissions before CCS[hydrogen if,other manufacturing 31T33,SOx] | NoSettings | 0 | 0 | 0 | 0 | 0 | 0 | 0 | 0 | 0 | 0 | 0 | 0 | 0 | 0 | 0 | 0 | 0 | 0 | 0 | 0 | 0 | 0 | 0 | 0 | 0 | 0 | 0 | 0 | 0 | 0 | 0
Industrial Sector Energy Related Emissions before CCS[hydrogen if,other manufacturing 31T33,BC] | NoSettings | 0 | 0 | 0 | 0 | 0 | 0 | 0 | 0 | 0 | 0 | 0 | 0 | 0 | 0 | 0 | 0 | 0 | 0 | 0 | 0 | 0 | 0 | 0 | 0 | 0 | 0 | 0 | 0 | 0 | 0 | 0
Industrial Sector Energy Related Emissions before CCS[hydrogen if,other manufacturing 31T33,OC] | NoSettings | 0 | 0 | 0 | 0 | 0 | 0 | 0 | 0 | 0 | 0 | 0 | 0 | 0 | 0 | 0 | 0 | 0 | 0 | 0 | 0 | 0 | 0 | 0 | 0 | 0 | 0 | 0 | 0 | 0 | 0 | 0
Industrial Sector Energy Related Emissions before CCS[hydrogen if,other manufacturing 31T33,CH4] | NoSettings | 0 | 0 | 0 | 0 | 0 | 0 | 0 | 0 | 0 | 0 | 0 | 0 | 0 | 0 | 0 | 0 | 0 | 0 | 0 | 0 | 0 | 0 | 0 | 0 | 0 | 0 | 0 | 0 | 0 | 0 | 0
Industrial Sector Energy Related Emissions before CCS[hydrogen if,other manufacturing 31T33,N2O] | NoSettings | 0 | 0 | 0 | 0 | 0 | 0 | 0 | 0 | 0 | 0 | 0 | 0 | 0 | 0 | 0 | 0 | 0 | 0 | 0 | 0 | 0 | 0 | 0 | 0 | 0 | 0 | 0 | 0 | 0 | 0 | 0
Industrial Sector Energy Related Emissions before CCS[hydrogen if,other manufacturing 31T33,F gases] | NoSettings | 0 | 0 | 0 | 0 | 0 | 0 | 0 | 0 | 0 | 0 | 0 | 0 | 0 | 0 | 0 | 0 | 0 | 0 | 0 | 0 | 0 | 0 | 0 | 0 | 0 | 0 | 0 | 0 | 0 | 0 | 0
Industrial Sector Energy Related Emissions before CCS[hydrogen if,energy pipelines and gas processing 352T353,CO2] | NoSettings | 0 | 0 | 0 | 0 | 0 | 0 | 0 | 0 | 0 | 0 | 0 | 0 | 0 | 0 | 0 | 0 | 0 | 0 | 0 | 0 | 0 | 0 | 0 | 0 | 0 | 0 | 0 | 0 | 0 | 0 | 0
Industrial Sector Energy Related Emissions before CCS[hydrogen if,energy pipelines and gas processing 352T353,VOC] | NoSettings | 0 | 0 | 0 | 0 | 0 | 0 | 0 | 0 | 0 | 0 | 0 | 0 | 0 | 0 | 0 | 0 | 0 | 0 | 0 | 0 | 0 | 0 | 0 | 0 | 0 | 0 | 0 | 0 | 0 | 0 | 0
Industrial Sector Energy Related Emissions before CCS[hydrogen if,energy pipelines and gas processing 352T353,CO] | NoSettings | 0 | 0 | 0 | 0 | 0 | 0 | 0 | 0 | 0 | 0 | 0 | 0 | 0 | 0 | 0 | 0 | 0 | 0 | 0 | 0 | 0 | 0 | 0 | 0 | 0 | 0 | 0 | 0 | 0 | 0 | 0
Industrial Sector Energy Related Emissions before CCS[hydrogen if,energy pipelines and gas processing 352T353,NOx] | NoSettings | 0 | 0 | 0 | 0 | 0 | 0 | 0 | 0 | 0 | 0 | 0 | 0 | 0 | 0 | 0 | 0 | 0 | 0 | 0 | 0 | 0 | 0 | 0 | 0 | 0 | 0 | 0 | 0 | 0 | 0 | 0
Industrial Sector Energy Related Emissions before CCS[hydrogen if,energy pipelines and gas processing 352T353,PM10] | NoSettings | 0 | 0 | 0 | 0 | 0 | 0 | 0 | 0 | 0 | 0 | 0 | 0 | 0 | 0 | 0 | 0 | 0 | 0 | 0 | 0 | 0 | 0 | 0 | 0 | 0 | 0 | 0 | 0 | 0 | 0 | 0
Industrial Sector Energy Related Emissions before CCS[hydrogen if,energy pipelines and gas processing 352T353,PM25] | NoSettings | 0 | 0 | 0 | 0 | 0 | 0 | 0 | 0 | 0 | 0 | 0 | 0 | 0 | 0 | 0 | 0 | 0 | 0 | 0 | 0 | 0 | 0 | 0 | 0 | 0 | 0 | 0 | 0 | 0 | 0 | 0
Industrial Sector Energy Related Emissions before CCS[hydrogen if,energy pipelines and gas processing 352T353,SOx] | NoSettings | 0 | 0 | 0 | 0 | 0 | 0 | 0 | 0 | 0 | 0 | 0 | 0 | 0 | 0 | 0 | 0 | 0 | 0 | 0 | 0 | 0 | 0 | 0 | 0 | 0 | 0 | 0 | 0 | 0 | 0 | 0
Industrial Sector Energy Related Emissions before CCS[hydrogen if,energy pipelines and gas processing 352T353,BC] | NoSettings | 0 | 0 | 0 | 0 | 0 | 0 | 0 | 0 | 0 | 0 | 0 | 0 | 0 | 0 | 0 | 0 | 0 | 0 | 0 | 0 | 0 | 0 | 0 | 0 | 0 | 0 | 0 | 0 | 0 | 0 | 0
Industrial Sector Energy Related Emissions before CCS[hydrogen if,energy pipelines and gas processing 352T353,OC] | NoSettings | 0 | 0 | 0 | 0 | 0 | 0 | 0 | 0 | 0 | 0 | 0 | 0 | 0 | 0 | 0 | 0 | 0 | 0 | 0 | 0 | 0 | 0 | 0 | 0 | 0 | 0 | 0 | 0 | 0 | 0 | 0
Industrial Sector Energy Related Emissions before CCS[hydrogen if,energy pipelines and gas processing 352T353,CH4] | NoSettings | 0 | 0 | 0 | 0 | 0 | 0 | 0 | 0 | 0 | 0 | 0 | 0 | 0 | 0 | 0 | 0 | 0 | 0 | 0 | 0 | 0 | 0 | 0 | 0 | 0 | 0 | 0 | 0 | 0 | 0 | 0
Industrial Sector Energy Related Emissions before CCS[hydrogen if,energy pipelines and gas processing 352T353,N2O] | NoSettings | 0 | 0 | 0 | 0 | 0 | 0 | 0 | 0 | 0 | 0 | 0 | 0 | 0 | 0 | 0 | 0 | 0 | 0 | 0 | 0 | 0 | 0 | 0 | 0 | 0 | 0 | 0 | 0 | 0 | 0 | 0
Industrial Sector Energy Related Emissions before CCS[hydrogen if,energy pipelines and gas processing 352T353,F gases] | NoSettings | 0 | 0 | 0 | 0 | 0 | 0 | 0 | 0 | 0 | 0 | 0 | 0 | 0 | 0 | 0 | 0 | 0 | 0 | 0 | 0 | 0 | 0 | 0 | 0 | 0 | 0 | 0 | 0 | 0 | 0 | 0
Industrial Sector Energy Related Emissions before CCS[hydrogen if,water and waste 36T39,CO2] | NoSettings | 0 | 0 | 0 | 0 | 0 | 0 | 0 | 0 | 0 | 0 | 0 | 0 | 0 | 0 | 0 | 0 | 0 | 0 | 0 | 0 | 0 | 0 | 0 | 0 | 0 | 0 | 0 | 0 | 0 | 0 | 0
Industrial Sector Energy Related Emissions before CCS[hydrogen if,water and waste 36T39,VOC] | NoSettings | 0 | 0 | 0 | 0 | 0 | 0 | 0 | 0 | 0 | 0 | 0 | 0 | 0 | 0 | 0 | 0 | 0 | 0 | 0 | 0 | 0 | 0 | 0 | 0 | 0 | 0 | 0 | 0 | 0 | 0 | 0
Industrial Sector Energy Related Emissions before CCS[hydrogen if,water and waste 36T39,CO] | NoSettings | 0 | 0 | 0 | 0 | 0 | 0 | 0 | 0 | 0 | 0 | 0 | 0 | 0 | 0 | 0 | 0 | 0 | 0 | 0 | 0 | 0 | 0 | 0 | 0 | 0 | 0 | 0 | 0 | 0 | 0 | 0
Industrial Sector Energy Related Emissions before CCS[hydrogen if,water and waste 36T39,NOx] | NoSettings | 0 | 0 | 0 | 0 | 0 | 0 | 0 | 0 | 0 | 0 | 0 | 0 | 0 | 0 | 0 | 0 | 0 | 0 | 0 | 0 | 0 | 0 | 0 | 0 | 0 | 0 | 0 | 0 | 0 | 0 | 0
Industrial Sector Energy Related Emissions before CCS[hydrogen if,water and waste 36T39,PM10] | NoSettings | 0 | 0 | 0 | 0 | 0 | 0 | 0 | 0 | 0 | 0 | 0 | 0 | 0 | 0 | 0 | 0 | 0 | 0 | 0 | 0 | 0 | 0 | 0 | 0 | 0 | 0 | 0 | 0 | 0 | 0 | 0
Industrial Sector Energy Related Emissions before CCS[hydrogen if,water and waste 36T39,PM25] | NoSettings | 0 | 0 | 0 | 0 | 0 | 0 | 0 | 0 | 0 | 0 | 0 | 0 | 0 | 0 | 0 | 0 | 0 | 0 | 0 | 0 | 0 | 0 | 0 | 0 | 0 | 0 | 0 | 0 | 0 | 0 | 0
Industrial Sector Energy Related Emissions before CCS[hydrogen if,water and waste 36T39,SOx] | NoSettings | 0 | 0 | 0 | 0 | 0 | 0 | 0 | 0 | 0 | 0 | 0 | 0 | 0 | 0 | 0 | 0 | 0 | 0 | 0 | 0 | 0 | 0 | 0 | 0 | 0 | 0 | 0 | 0 | 0 | 0 | 0
Industrial Sector Energy Related Emissions before CCS[hydrogen if,water and waste 36T39,BC] | NoSettings | 0 | 0 | 0 | 0 | 0 | 0 | 0 | 0 | 0 | 0 | 0 | 0 | 0 | 0 | 0 | 0 | 0 | 0 | 0 | 0 | 0 | 0 | 0 | 0 | 0 | 0 | 0 | 0 | 0 | 0 | 0
Industrial Sector Energy Related Emissions before CCS[hydrogen if,water and waste 36T39,OC] | NoSettings | 0 | 0 | 0 | 0 | 0 | 0 | 0 | 0 | 0 | 0 | 0 | 0 | 0 | 0 | 0 | 0 | 0 | 0 | 0 | 0 | 0 | 0 | 0 | 0 | 0 | 0 | 0 | 0 | 0 | 0 | 0
Industrial Sector Energy Related Emissions before CCS[hydrogen if,water and waste 36T39,CH4] | NoSettings | 0 | 0 | 0 | 0 | 0 | 0 | 0 | 0 | 0 | 0 | 0 | 0 | 0 | 0 | 0 | 0 | 0 | 0 | 0 | 0 | 0 | 0 | 0 | 0 | 0 | 0 | 0 | 0 | 0 | 0 | 0
Industrial Sector Energy Related Emissions before CCS[hydrogen if,water and waste 36T39,N2O] | NoSettings | 0 | 0 | 0 | 0 | 0 | 0 | 0 | 0 | 0 | 0 | 0 | 0 | 0 | 0 | 0 | 0 | 0 | 0 | 0 | 0 | 0 | 0 | 0 | 0 | 0 | 0 | 0 | 0 | 0 | 0 | 0
Industrial Sector Energy Related Emissions before CCS[hydrogen if,water and waste 36T39,F gases] | NoSettings | 0 | 0 | 0 | 0 | 0 | 0 | 0 | 0 | 0 | 0 | 0 | 0 | 0 | 0 | 0 | 0 | 0 | 0 | 0 | 0 | 0 | 0 | 0 | 0 | 0 | 0 | 0 | 0 | 0 | 0 | 0
Industrial Sector Energy Related Emissions before CCS[hydrogen if,construction 41T43,CO2] | NoSettings | 0 | 0 | 0 | 0 | 0 | 0 | 0 | 0 | 0 | 0 | 0 | 0 | 0 | 0 | 0 | 0 | 0 | 0 | 0 | 0 | 0 | 0 | 0 | 0 | 0 | 0 | 0 | 0 | 0 | 0 | 0
Industrial Sector Energy Related Emissions before CCS[hydrogen if,construction 41T43,VOC] | NoSettings | 0 | 0 | 0 | 0 | 0 | 0 | 0 | 0 | 0 | 0 | 0 | 0 | 0 | 0 | 0 | 0 | 0 | 0 | 0 | 0 | 0 | 0 | 0 | 0 | 0 | 0 | 0 | 0 | 0 | 0 | 0
Industrial Sector Energy Related Emissions before CCS[hydrogen if,construction 41T43,CO] | NoSettings | 0 | 0 | 0 | 0 | 0 | 0 | 0 | 0 | 0 | 0 | 0 | 0 | 0 | 0 | 0 | 0 | 0 | 0 | 0 | 0 | 0 | 0 | 0 | 0 | 0 | 0 | 0 | 0 | 0 | 0 | 0
Industrial Sector Energy Related Emissions before CCS[hydrogen if,construction 41T43,NOx] | NoSettings | 0 | 0 | 0 | 0 | 0 | 0 | 0 | 0 | 0 | 0 | 0 | 0 | 0 | 0 | 0 | 0 | 0 | 0 | 0 | 0 | 0 | 0 | 0 | 0 | 0 | 0 | 0 | 0 | 0 | 0 | 0
Industrial Sector Energy Related Emissions before CCS[hydrogen if,construction 41T43,PM10] | NoSettings | 0 | 0 | 0 | 0 | 0 | 0 | 0 | 0 | 0 | 0 | 0 | 0 | 0 | 0 | 0 | 0 | 0 | 0 | 0 | 0 | 0 | 0 | 0 | 0 | 0 | 0 | 0 | 0 | 0 | 0 | 0
Industrial Sector Energy Related Emissions before CCS[hydrogen if,construction 41T43,PM25] | NoSettings | 0 | 0 | 0 | 0 | 0 | 0 | 0 | 0 | 0 | 0 | 0 | 0 | 0 | 0 | 0 | 0 | 0 | 0 | 0 | 0 | 0 | 0 | 0 | 0 | 0 | 0 | 0 | 0 | 0 | 0 | 0
Industrial Sector Energy Related Emissions before CCS[hydrogen if,construction 41T43,SOx] | NoSettings | 0 | 0 | 0 | 0 | 0 | 0 | 0 | 0 | 0 | 0 | 0 | 0 | 0 | 0 | 0 | 0 | 0 | 0 | 0 | 0 | 0 | 0 | 0 | 0 | 0 | 0 | 0 | 0 | 0 | 0 | 0
Industrial Sector Energy Related Emissions before CCS[hydrogen if,construction 41T43,BC] | NoSettings | 0 | 0 | 0 | 0 | 0 | 0 | 0 | 0 | 0 | 0 | 0 | 0 | 0 | 0 | 0 | 0 | 0 | 0 | 0 | 0 | 0 | 0 | 0 | 0 | 0 | 0 | 0 | 0 | 0 | 0 | 0
Industrial Sector Energy Related Emissions before CCS[hydrogen if,construction 41T43,OC] | NoSettings | 0 | 0 | 0 | 0 | 0 | 0 | 0 | 0 | 0 | 0 | 0 | 0 | 0 | 0 | 0 | 0 | 0 | 0 | 0 | 0 | 0 | 0 | 0 | 0 | 0 | 0 | 0 | 0 | 0 | 0 | 0
Industrial Sector Energy Related Emissions before CCS[hydrogen if,construction 41T43,CH4] | NoSettings | 0 | 0 | 0 | 0 | 0 | 0 | 0 | 0 | 0 | 0 | 0 | 0 | 0 | 0 | 0 | 0 | 0 | 0 | 0 | 0 | 0 | 0 | 0 | 0 | 0 | 0 | 0 | 0 | 0 | 0 | 0
Industrial Sector Energy Related Emissions before CCS[hydrogen if,construction 41T43,N2O] | NoSettings | 0 | 0 | 0 | 0 | 0 | 0 | 0 | 0 | 0 | 0 | 0 | 0 | 0 | 0 | 0 | 0 | 0 | 0 | 0 | 0 | 0 | 0 | 0 | 0 | 0 | 0 | 0 | 0 | 0 | 0 | 0
Industrial Sector Energy Related Emissions before CCS[hydrogen if,construction 41T43,F gases] | NoSettings | 0 | 0 | 0 | 0 | 0 | 0 | 0 | 0 | 0 | 0 | 0 | 0 | 0 | 0 | 0 | 0 | 0 | 0 | 0 | 0 | 0 | 0 | 0 | 0 | 0 | 0 | 0 | 0 | 0 | 0 | 0
Electricity Sector Pollutant Emissions[CO2,hard coal es] | NoSettings | 9920040000000 | 7932010000000 | 5954030000000 | 3966010000000 | 1988020000000 | 0 | 0 | 0 | 0 | 0 | 0 | 0 | 0 | 0 | 0 | 0 | 0 | 0 | 0 | 0 | 0 | 0 | 0 | 0 | 0 | 0 | 0 | 0 | 0 | 0 | 0
Electricity Sector Pollutant Emissions[CO2,natural gas nonpeaker es] | NoSettings | 34171700000000 | 36519500000000 | 34478900000000 | 30146500000000 | 29755800000000 | 31952600000000 | 28393900000000 | 28164100000000 | 27055600000000 | 26019400000000 | 23961900000000 | 21864800000000 | 20954600000000 | 19175900000000 | 19171600000000 | 18414900000000 | 16131100000000 | 16529500000000 | 16834800000000 | 15886600000000 | 15426400000000 | 9804040000000 | 9566460000000 | 8092230000000 | 5292490000000 | 554683000000 | 0 | 0 | 0 | 0 | 0
Electricity Sector Pollutant Emissions[CO2,nuclear es] | NoSettings | 0 | 0 | 0 | 0 | 0 | 0 | 0 | 0 | 0 | 0 | 0 | 0 | 0 | 0 | 0 | 0 | 0 | 0 | 0 | 0 | 0 | 0 | 0 | 0 | 0 | 0 | 0 | 0 | 0 | 0 | 0
Electricity Sector Pollutant Emissions[CO2,hydro es] | NoSettings | 0 | 0 | 0 | 0 | 0 | 0 | 0 | 0 | 0 | 0 | 0 | 0 | 0 | 0 | 0 | 0 | 0 | 0 | 0 | 0 | 0 | 0 | 0 | 0 | 0 | 0 | 0 | 0 | 0 | 0 | 0
Electricity Sector Pollutant Emissions[CO2,onshore wind es] | NoSettings | 0 | 0 | 0 | 0 | 0 | 0 | 0 | 0 | 0 | 0 | 0 | 0 | 0 | 0 | 0 | 0 | 0 | 0 | 0 | 0 | 0 | 0 | 0 | 0 | 0 | 0 | 0 | 0 | 0 | 0 | 0
Electricity Sector Pollutant Emissions[CO2,solar PV es] | NoSettings | 0 | 0 | 0 | 0 | 0 | 0 | 0 | 0 | 0 | 0 | 0 | 0 | 0 | 0 | 0 | 0 | 0 | 0 | 0 | 0 | 0 | 0 | 0 | 0 | 0 | 0 | 0 | 0 | 0 | 0 | 0
Electricity Sector Pollutant Emissions[CO2,solar thermal es] | NoSettings | 0 | 0 | 0 | 0 | 0 | 0 | 0 | 0 | 0 | 0 | 0 | 0 | 0 | 0 | 0 | 0 | 0 | 0 | 0 | 0 | 0 | 0 | 0 | 0 | 0 | 0 | 0 | 0 | 0 | 0 | 0
Electricity Sector Pollutant Emissions[CO2,biomass es] | NoSettings | 0 | 0 | 0 | 0 | 0 | 0 | 0 | 0 | 0 | 0 | 0 | 0 | 0 | 0 | 0 | 0 | 0 | 0 | 0 | 0 | 0 | 0 | 0 | 0 | 0 | 0 | 0 | 0 | 0 | 0 | 0
Electricity Sector Pollutant Emissions[CO2,geothermal es] | NoSettings | 0 | 0 | 0 | 0 | 0 | 0 | 0 | 0 | 0 | 0 | 0 | 0 | 0 | 0 | 0 | 0 | 0 | 0 | 0 | 0 | 0 | 0 | 0 | 0 | 0 | 0 | 0 | 0 | 0 | 0 | 0
Electricity Sector Pollutant Emissions[CO2,petroleum es] | NoSettings | 148542000000 | 142766000000 | 136989000000 | 131212000000 | 125436000000 | 118834000000 | 113057000000 | 107281000000 | 101504000000 | 94902100000 | 89125400000 | 83348800000 | 77407100000 | 71465400000 | 65523700000 | 59582000000 | 53640300000 | 47616100000 | 41674400000 | 35732700000 | 29791000000 | 23849300000 | 17907600000 | 11883400000 | 5958200000 | 0 | 0 | 0 | 0 | 0 | 0
Electricity Sector Pollutant Emissions[CO2,natural gas peaker es] | NoSettings | 4641570000000 | 4641570000000 | 4641570000000 | 4641570000000 | 4641570000000 | 4504400000000 | 4476960000000 | 4476960000000 | 4476960000000 | 4476960000000 | 4476960000000 | 4476960000000 | 4476960000000 | 4476960000000 | 4476960000000 | 4476960000000 | 4476960000000 | 4476960000000 | 4476960000000 | 4476960000000 | 4476960000000 | 4476960000000 | 4476960000000 | 4476960000000 | 4476960000000 | 4476960000000 | 4476960000000 | 4476960000000 | 4476960000000 | 4476960000000 | 4476960000000
Electricity Sector Pollutant Emissions[CO2,lignite es] | NoSettings | 0 | 0 | 0 | 0 | 0 | 0 | 0 | 0 | 0 | 0 | 0 | 0 | 0 | 0 | 0 | 0 | 0 | 0 | 0 | 0 | 0 | 0 | 0 | 0 | 0 | 0 | 0 | 0 | 0 | 0 | 0
Electricity Sector Pollutant Emissions[CO2,offshore wind es] | NoSettings | 0 | 0 | 0 | 0 | 0 | 0 | 0 | 0 | 0 | 0 | 0 | 0 | 0 | 0 | 0 | 0 | 0 | 0 | 0 | 0 | 0 | 0 | 0 | 0 | 0 | 0 | 0 | 0 | 0 | 0 | 0
Electricity Sector Pollutant Emissions[CO2,crude oil es] | NoSettings | 0 | 0 | 0 | 0 | 0 | 0 | 0 | 0 | 0 | 0 | 0 | 0 | 0 | 0 | 0 | 0 | 0 | 0 | 0 | 0 | 0 | 0 | 0 | 0 | 0 | 0 | 0 | 0 | 0 | 0 | 0
Electricity Sector Pollutant Emissions[CO2,heavy or residual fuel oil es] | NoSettings | 0 | 0 | 0 | 0 | 0 | 0 | 0 | 0 | 0 | 0 | 0 | 0 | 0 | 0 | 0 | 0 | 0 | 0 | 0 | 0 | 0 | 0 | 0 | 0 | 0 | 0 | 0 | 0 | 0 | 0 | 0
Electricity Sector Pollutant Emissions[CO2,municipal solid waste es] | NoSettings | 844895000000 | 2463910000000 | 1907060000000 | 2619280000000 | 2474350000000 | 2132690000000 | 1810430000000 | 1544170000000 | 1350820000000 | 1144490000000 | 997282000000 | 972353000000 | 984464000000 | 982018000000 | 982901000000 | 982307000000 | 924422000000 | 930772000000 | 937621000000 | 928563000000 | 943710000000 | 909255000000 | 902622000000 | 901005000000 | 861906000000 | 612883000000 | 0 | 0 | 0 | 0 | 0
Electricity Sector Pollutant Emissions[VOC,hard coal es] | NoSettings | 87963500 | 70335200 | 52795900 | 35167600 | 17628300 | 0 | 0 | 0 | 0 | 0 | 0 | 0 | 0 | 0 | 0 | 0 | 0 | 0 | 0 | 0 | 0 | 0 | 0 | 0 | 0 | 0 | 0 | 0 | 0 | 0 | 0
Electricity Sector Pollutant Emissions[VOC,natural gas nonpeaker es] | NoSettings | 311061000 | 332433000 | 313858000 | 274421000 | 270864000 | 290861000 | 258467000 | 256375000 | 246285000 | 236852000 | 218123000 | 199033000 | 190748000 | 174557000 | 174517000 | 167629000 | 146839000 | 150467000 | 153245000 | 144614000 | 140425000 | 89245300 | 87082500 | 73662800 | 48177000 | 5049220 | 0 | 0 | 0 | 0 | 0
Electricity Sector Pollutant Emissions[VOC,nuclear es] | NoSettings | 0 | 0 | 0 | 0 | 0 | 0 | 0 | 0 | 0 | 0 | 0 | 0 | 0 | 0 | 0 | 0 | 0 | 0 | 0 | 0 | 0 | 0 | 0 | 0 | 0 | 0 | 0 | 0 | 0 | 0 | 0
Electricity Sector Pollutant Emissions[VOC,hydro es] | NoSettings | 0 | 0 | 0 | 0 | 0 | 0 | 0 | 0 | 0 | 0 | 0 | 0 | 0 | 0 | 0 | 0 | 0 | 0 | 0 | 0 | 0 | 0 | 0 | 0 | 0 | 0 | 0 | 0 | 0 | 0 | 0
Electricity Sector Pollutant Emissions[VOC,onshore wind es] | NoSettings | 0 | 0 | 0 | 0 | 0 | 0 | 0 | 0 | 0 | 0 | 0 | 0 | 0 | 0 | 0 | 0 | 0 | 0 | 0 | 0 | 0 | 0 | 0 | 0 | 0 | 0 | 0 | 0 | 0 | 0 | 0
Electricity Sector Pollutant Emissions[VOC,solar PV es] | NoSettings | 0 | 0 | 0 | 0 | 0 | 0 | 0 | 0 | 0 | 0 | 0 | 0 | 0 | 0 | 0 | 0 | 0 | 0 | 0 | 0 | 0 | 0 | 0 | 0 | 0 | 0 | 0 | 0 | 0 | 0 | 0
Electricity Sector Pollutant Emissions[VOC,solar thermal es] | NoSettings | 0 | 0 | 0 | 0 | 0 | 0 | 0 | 0 | 0 | 0 | 0 | 0 | 0 | 0 | 0 | 0 | 0 | 0 | 0 | 0 | 0 | 0 | 0 | 0 | 0 | 0 | 0 | 0 | 0 | 0 | 0
Electricity Sector Pollutant Emissions[VOC,biomass es] | NoSettings | 552569000 | 565695000 | 580071000 | 594447000 | 603823000 | 611324000 | 621949000 | 624450000 | 624450000 | 628200000 | 631950000 | 636951000 | 641951000 | 646952000 | 648827000 | 653827000 | 660078000 | 662578000 | 665078000 | 668828000 | 675079000 | 685080000 | 688830000 | 693830000 | 700081000 | 706956000 | 618966000 | 623080000 | 625785000 | 629092000 | 631925000
Electricity Sector Pollutant Emissions[VOC,geothermal es] | NoSettings | 0 | 0 | 0 | 0 | 0 | 0 | 0 | 0 | 0 | 0 | 0 | 0 | 0 | 0 | 0 | 0 | 0 | 0 | 0 | 0 | 0 | 0 | 0 | 0 | 0 | 0 | 0 | 0 | 0 | 0 | 0
Electricity Sector Pollutant Emissions[VOC,petroleum es] | NoSettings | 3184460 | 3060620 | 2936780 | 2812940 | 2689100 | 2547570 | 2423730 | 2299890 | 2176050 | 2034520 | 1910680 | 1786840 | 1659460 | 1532080 | 1404700 | 1277320 | 1149950 | 1020800 | 893419 | 766041 | 638662 | 511283 | 383905 | 254757 | 127732 | 0 | 0 | 0 | 0 | 0 | 0
Electricity Sector Pollutant Emissions[VOC,natural gas peaker es] | NoSettings | 1156110000 | 1156110000 | 1156110000 | 1156110000 | 1156110000 | 1121940000 | 1115110000 | 1115110000 | 1115110000 | 1115110000 | 1115110000 | 1115110000 | 1115110000 | 1115110000 | 1115110000 | 1115110000 | 1115110000 | 1115110000 | 1115110000 | 1115110000 | 1115110000 | 1115110000 | 1115110000 | 1115110000 | 1115110000 | 1115110000 | 1115110000 | 1115110000 | 1115110000 | 1115110000 | 1115110000
Electricity Sector Pollutant Emissions[VOC,lignite es] | NoSettings | 0 | 0 | 0 | 0 | 0 | 0 | 0 | 0 | 0 | 0 | 0 | 0 | 0 | 0 | 0 | 0 | 0 | 0 | 0 | 0 | 0 | 0 | 0 | 0 | 0 | 0 | 0 | 0 | 0 | 0 | 0
Electricity Sector Pollutant Emissions[VOC,offshore wind es] | NoSettings | 0 | 0 | 0 | 0 | 0 | 0 | 0 | 0 | 0 | 0 | 0 | 0 | 0 | 0 | 0 | 0 | 0 | 0 | 0 | 0 | 0 | 0 | 0 | 0 | 0 | 0 | 0 | 0 | 0 | 0 | 0
Electricity Sector Pollutant Emissions[VOC,crude oil es] | NoSettings | 0 | 0 | 0 | 0 | 0 | 0 | 0 | 0 | 0 | 0 | 0 | 0 | 0 | 0 | 0 | 0 | 0 | 0 | 0 | 0 | 0 | 0 | 0 | 0 | 0 | 0 | 0 | 0 | 0 | 0 | 0
Electricity Sector Pollutant Emissions[VOC,heavy or residual fuel oil es] | NoSettings | 0 | 0 | 0 | 0 | 0 | 0 | 0 | 0 | 0 | 0 | 0 | 0 | 0 | 0 | 0 | 0 | 0 | 0 | 0 | 0 | 0 | 0 | 0 | 0 | 0 | 0 | 0 | 0 | 0 | 0 | 0
Electricity Sector Pollutant Emissions[VOC,municipal solid waste es] | NoSettings | 77885000 | 227130000 | 175798000 | 241453000 | 228093000 | 196598000 | 166891000 | 142346000 | 124523000 | 105503000 | 91932400 | 89634400 | 90750800 | 90525400 | 90606800 | 90552000 | 85216000 | 85801400 | 86432800 | 85597700 | 86994000 | 83817900 | 83206400 | 83057300 | 79453100 | 56497400 | 0 | 0 | 0 | 0 | 0
Electricity Sector Pollutant Emissions[CO,hard coal es] | NoSettings | 573892000 | 458881000 | 344451000 | 229440000 | 115011000 | 0 | 0 | 0 | 0 | 0 | 0 | 0 | 0 | 0 | 0 | 0 | 0 | 0 | 0 | 0 | 0 | 0 | 0 | 0 | 0 | 0 | 0 | 0 | 0 | 0 | 0
Electricity Sector Pollutant Emissions[CO,natural gas nonpeaker es] | NoSettings | 7819040000 | 8356260000 | 7889340000 | 6898020000 | 6808620000 | 7311280000 | 6497000000 | 6444410000 | 6190780000 | 5953670000 | 5482870000 | 5003020000 | 4794760000 | 4387770000 | 4386780000 | 4213630000 | 3691050000 | 3782230000 | 3852070000 | 3635110000 | 3529820000 | 2243330000 | 2188960000 | 1851630000 | 1211010000 | 126920000 | 0 | 0 | 0 | 0 | 0
Electricity Sector Pollutant Emissions[CO,nuclear es] | NoSettings | 0 | 0 | 0 | 0 | 0 | 0 | 0 | 0 | 0 | 0 | 0 | 0 | 0 | 0 | 0 | 0 | 0 | 0 | 0 | 0 | 0 | 0 | 0 | 0 | 0 | 0 | 0 | 0 | 0 | 0 | 0
Electricity Sector Pollutant Emissions[CO,hydro es] | NoSettings | 0 | 0 | 0 | 0 | 0 | 0 | 0 | 0 | 0 | 0 | 0 | 0 | 0 | 0 | 0 | 0 | 0 | 0 | 0 | 0 | 0 | 0 | 0 | 0 | 0 | 0 | 0 | 0 | 0 | 0 | 0
Electricity Sector Pollutant Emissions[CO,onshore wind es] | NoSettings | 0 | 0 | 0 | 0 | 0 | 0 | 0 | 0 | 0 | 0 | 0 | 0 | 0 | 0 | 0 | 0 | 0 | 0 | 0 | 0 | 0 | 0 | 0 | 0 | 0 | 0 | 0 | 0 | 0 | 0 | 0
Electricity Sector Pollutant Emissions[CO,solar PV es] | NoSettings | 0 | 0 | 0 | 0 | 0 | 0 | 0 | 0 | 0 | 0 | 0 | 0 | 0 | 0 | 0 | 0 | 0 | 0 | 0 | 0 | 0 | 0 | 0 | 0 | 0 | 0 | 0 | 0 | 0 | 0 | 0
Electricity Sector Pollutant Emissions[CO,solar thermal es] | NoSettings | 0 | 0 | 0 | 0 | 0 | 0 | 0 | 0 | 0 | 0 | 0 | 0 | 0 | 0 | 0 | 0 | 0 | 0 | 0 | 0 | 0 | 0 | 0 | 0 | 0 | 0 | 0 | 0 | 0 | 0 | 0
Electricity Sector Pollutant Emissions[CO,biomass es] | NoSettings | 19472900000 | 19935500000 | 20442100000 | 20948800000 | 21279200000 | 21543500000 | 21918000000 | 22006100000 | 22006100000 | 22138200000 | 22270400000 | 22446600000 | 22622800000 | 22799100000 | 22865100000 | 23041400000 | 23261600000 | 23349700000 | 23437900000 | 23570000000 | 23790300000 | 24142700000 | 24274900000 | 24451100000 | 24671400000 | 24913700000 | 21812800000 | 21957800000 | 22053100000 | 22169700000 | 22269500000
Electricity Sector Pollutant Emissions[CO,geothermal es] | NoSettings | 0 | 0 | 0 | 0 | 0 | 0 | 0 | 0 | 0 | 0 | 0 | 0 | 0 | 0 | 0 | 0 | 0 | 0 | 0 | 0 | 0 | 0 | 0 | 0 | 0 | 0 | 0 | 0 | 0 | 0 | 0
Electricity Sector Pollutant Emissions[CO,petroleum es] | NoSettings | 23946800 | 23015500 | 22084200 | 21153000 | 20221700 | 19157400 | 18226200 | 17294900 | 16363600 | 15299300 | 14368100 | 13436800 | 12478900 | 11521100 | 10563200 | 9605320 | 8647450 | 7676270 | 6718400 | 5760530 | 4802660 | 3844790 | 2886920 | 1915740 | 960532 | 0 | 0 | 0 | 0 | 0 | 0
Electricity Sector Pollutant Emissions[CO,natural gas peaker es] | NoSettings | 3924170000 | 3924170000 | 3924170000 | 3924170000 | 3924170000 | 3808190000 | 3785000000 | 3785000000 | 3785000000 | 3785000000 | 3785000000 | 3785000000 | 3785000000 | 3785000000 | 3785000000 | 3785000000 | 3785000000 | 3785000000 | 3785000000 | 3785000000 | 3785000000 | 3785000000 | 3785000000 | 3785000000 | 3785000000 | 3785000000 | 3785000000 | 3785000000 | 3785000000 | 3785000000 | 3785000000
Electricity Sector Pollutant Emissions[CO,lignite es] | NoSettings | 0 | 0 | 0 | 0 | 0 | 0 | 0 | 0 | 0 | 0 | 0 | 0 | 0 | 0 | 0 | 0 | 0 | 0 | 0 | 0 | 0 | 0 | 0 | 0 | 0 | 0 | 0 | 0 | 0 | 0 | 0
Electricity Sector Pollutant Emissions[CO,offshore wind es] | NoSettings | 0 | 0 | 0 | 0 | 0 | 0 | 0 | 0 | 0 | 0 | 0 | 0 | 0 | 0 | 0 | 0 | 0 | 0 | 0 | 0 | 0 | 0 | 0 | 0 | 0 | 0 | 0 | 0 | 0 | 0 | 0
Electricity Sector Pollutant Emissions[CO,crude oil es] | NoSettings | 0 | 0 | 0 | 0 | 0 | 0 | 0 | 0 | 0 | 0 | 0 | 0 | 0 | 0 | 0 | 0 | 0 | 0 | 0 | 0 | 0 | 0 | 0 | 0 | 0 | 0 | 0 | 0 | 0 | 0 | 0
Electricity Sector Pollutant Emissions[CO,heavy or residual fuel oil es] | NoSettings | 0 | 0 | 0 | 0 | 0 | 0 | 0 | 0 | 0 | 0 | 0 | 0 | 0 | 0 | 0 | 0 | 0 | 0 | 0 | 0 | 0 | 0 | 0 | 0 | 0 | 0 | 0 | 0 | 0 | 0 | 0
Electricity Sector Pollutant Emissions[CO,municipal solid waste es] | NoSettings | 2744730000 | 8004250000 | 6195270000 | 8508990000 | 8038160000 | 6928270000 | 5881350000 | 5016390000 | 4388280000 | 3717990000 | 3239770000 | 3158790000 | 3198130000 | 3190180000 | 3193050000 | 3191120000 | 3003080000 | 3023710000 | 3045960000 | 3016530000 | 3065740000 | 2953800000 | 2932260000 | 2927000000 | 2799990000 | 1991010000 | 0 | 0 | 0 | 0 | 0
Electricity Sector Pollutant Emissions[NOx,hard coal es] | NoSettings | 3724270000 | 2977910000 | 2235320000 | 1488950000 | 746362000 | 0 | 0 | 0 | 0 | 0 | 0 | 0 | 0 | 0 | 0 | 0 | 0 | 0 | 0 | 0 | 0 | 0 | 0 | 0 | 0 | 0 | 0 | 0 | 0 | 0 | 0
Electricity Sector Pollutant Emissions[NOx,natural gas nonpeaker es] | NoSettings | 9337630000 | 9979200000 | 9421590000 | 8237740000 | 8130970000 | 8731260000 | 7758840000 | 7696030000 | 7393140000 | 7109980000 | 6547740000 | 5974700000 | 5725990000 | 5239950000 | 5238780000 | 5032000000 | 4407920000 | 4516810000 | 4600210000 | 4341120000 | 4215370000 | 2679020000 | 2614100000 | 2211260000 | 1446210000 | 151571000 | 0 | 0 | 0 | 0 | 0
Electricity Sector Pollutant Emissions[NOx,nuclear es] | NoSettings | 0 | 0 | 0 | 0 | 0 | 0 | 0 | 0 | 0 | 0 | 0 | 0 | 0 | 0 | 0 | 0 | 0 | 0 | 0 | 0 | 0 | 0 | 0 | 0 | 0 | 0 | 0 | 0 | 0 | 0 | 0
Electricity Sector Pollutant Emissions[NOx,hydro es] | NoSettings | 0 | 0 | 0 | 0 | 0 | 0 | 0 | 0 | 0 | 0 | 0 | 0 | 0 | 0 | 0 | 0 | 0 | 0 | 0 | 0 | 0 | 0 | 0 | 0 | 0 | 0 | 0 | 0 | 0 | 0 | 0
Electricity Sector Pollutant Emissions[NOx,onshore wind es] | NoSettings | 0 | 0 | 0 | 0 | 0 | 0 | 0 | 0 | 0 | 0 | 0 | 0 | 0 | 0 | 0 | 0 | 0 | 0 | 0 | 0 | 0 | 0 | 0 | 0 | 0 | 0 | 0 | 0 | 0 | 0 | 0
Electricity Sector Pollutant Emissions[NOx,solar PV es] | NoSettings | 0 | 0 | 0 | 0 | 0 | 0 | 0 | 0 | 0 | 0 | 0 | 0 | 0 | 0 | 0 | 0 | 0 | 0 | 0 | 0 | 0 | 0 | 0 | 0 | 0 | 0 | 0 | 0 | 0 | 0 | 0
Electricity Sector Pollutant Emissions[NOx,solar thermal es] | NoSettings | 0 | 0 | 0 | 0 | 0 | 0 | 0 | 0 | 0 | 0 | 0 | 0 | 0 | 0 | 0 | 0 | 0 | 0 | 0 | 0 | 0 | 0 | 0 | 0 | 0 | 0 | 0 | 0 | 0 | 0 | 0
Electricity Sector Pollutant Emissions[NOx,biomass es] | NoSettings | 3795420000 | 3885570000 | 3984320000 | 4083070000 | 4147460000 | 4198980000 | 4271970000 | 4289140000 | 4289140000 | 4314900000 | 4340660000 | 4375010000 | 4409350000 | 4443700000 | 4456580000 | 4490930000 | 4533860000 | 4551030000 | 4568210000 | 4593960000 | 4636900000 | 4705590000 | 4731350000 | 4765700000 | 4808630000 | 4855850000 | 4251470000 | 4279740000 | 4298310000 | 4321030000 | 4340490000
Electricity Sector Pollutant Emissions[NOx,geothermal es] | NoSettings | 0 | 0 | 0 | 0 | 0 | 0 | 0 | 0 | 0 | 0 | 0 | 0 | 0 | 0 | 0 | 0 | 0 | 0 | 0 | 0 | 0 | 0 | 0 | 0 | 0 | 0 | 0 | 0 | 0 | 0 | 0
Electricity Sector Pollutant Emissions[NOx,petroleum es] | NoSettings | 748183000 | 719087000 | 689991000 | 660895000 | 631799000 | 598546000 | 569450000 | 540354000 | 511258000 | 478006000 | 448910000 | 419814000 | 389886000 | 359959000 | 330032000 | 300104000 | 270177000 | 239834000 | 209907000 | 179980000 | 150052000 | 120125000 | 90197600 | 59854600 | 30010400 | 0 | 0 | 0 | 0 | 0 | 0
Electricity Sector Pollutant Emissions[NOx,natural gas peaker es] | NoSettings | 3283040000 | 3283040000 | 3283040000 | 3283040000 | 3283040000 | 3186020000 | 3166610000 | 3166610000 | 3166610000 | 3166610000 | 3166610000 | 3166610000 | 3166610000 | 3166610000 | 3166610000 | 3166610000 | 3166610000 | 3166610000 | 3166610000 | 3166610000 | 3166610000 | 3166610000 | 3166610000 | 3166610000 | 3166610000 | 3166610000 | 3166610000 | 3166610000 | 3166610000 | 3166610000 | 3166610000
Electricity Sector Pollutant Emissions[NOx,lignite es] | NoSettings | 0 | 0 | 0 | 0 | 0 | 0 | 0 | 0 | 0 | 0 | 0 | 0 | 0 | 0 | 0 | 0 | 0 | 0 | 0 | 0 | 0 | 0 | 0 | 0 | 0 | 0 | 0 | 0 | 0 | 0 | 0
Electricity Sector Pollutant Emissions[NOx,offshore wind es] | NoSettings | 0 | 0 | 0 | 0 | 0 | 0 | 0 | 0 | 0 | 0 | 0 | 0 | 0 | 0 | 0 | 0 | 0 | 0 | 0 | 0 | 0 | 0 | 0 | 0 | 0 | 0 | 0 | 0 | 0 | 0 | 0
Electricity Sector Pollutant Emissions[NOx,crude oil es] | NoSettings | 0 | 0 | 0 | 0 | 0 | 0 | 0 | 0 | 0 | 0 | 0 | 0 | 0 | 0 | 0 | 0 | 0 | 0 | 0 | 0 | 0 | 0 | 0 | 0 | 0 | 0 | 0 | 0 | 0 | 0 | 0
Electricity Sector Pollutant Emissions[NOx,heavy or residual fuel oil es] | NoSettings | 0 | 0 | 0 | 0 | 0 | 0 | 0 | 0 | 0 | 0 | 0 | 0 | 0 | 0 | 0 | 0 | 0 | 0 | 0 | 0 | 0 | 0 | 0 | 0 | 0 | 0 | 0 | 0 | 0 | 0 | 0
Electricity Sector Pollutant Emissions[NOx,municipal solid waste es] | NoSettings | 534967000 | 1560090000 | 1207500000 | 1658460000 | 1566690000 | 1350370000 | 1146320000 | 977731000 | 855308000 | 724663000 | 631454000 | 615670000 | 623338000 | 621789000 | 622349000 | 621973000 | 585321000 | 589342000 | 593679000 | 587943000 | 597534000 | 575718000 | 571518000 | 570494000 | 545738000 | 388062000 | 0 | 0 | 0 | 0 | 0
Electricity Sector Pollutant Emissions[PM10,hard coal es] | NoSettings | 630595000 | 504221000 | 378485000 | 252110000 | 126374000 | 0 | 0 | 0 | 0 | 0 | 0 | 0 | 0 | 0 | 0 | 0 | 0 | 0 | 0 | 0 | 0 | 0 | 0 | 0 | 0 | 0 | 0 | 0 | 0 | 0 | 0
Electricity Sector Pollutant Emissions[PM10,natural gas nonpeaker es] | NoSettings | 234423000 | 250530000 | 236531000 | 206810000 | 204129000 | 219200000 | 194787000 | 193210000 | 185606000 | 178497000 | 164382000 | 149996000 | 143752000 | 131550000 | 131520000 | 126329000 | 110662000 | 113395000 | 115489000 | 108985000 | 105828000 | 67257300 | 65627400 | 55514000 | 36307300 | 3805210 | 0 | 0 | 0 | 0 | 0
Electricity Sector Pollutant Emissions[PM10,nuclear es] | NoSettings | 0 | 0 | 0 | 0 | 0 | 0 | 0 | 0 | 0 | 0 | 0 | 0 | 0 | 0 | 0 | 0 | 0 | 0 | 0 | 0 | 0 | 0 | 0 | 0 | 0 | 0 | 0 | 0 | 0 | 0 | 0
Electricity Sector Pollutant Emissions[PM10,hydro es] | NoSettings | 0 | 0 | 0 | 0 | 0 | 0 | 0 | 0 | 0 | 0 | 0 | 0 | 0 | 0 | 0 | 0 | 0 | 0 | 0 | 0 | 0 | 0 | 0 | 0 | 0 | 0 | 0 | 0 | 0 | 0 | 0
Electricity Sector Pollutant Emissions[PM10,onshore wind es] | NoSettings | 0 | 0 | 0 | 0 | 0 | 0 | 0 | 0 | 0 | 0 | 0 | 0 | 0 | 0 | 0 | 0 | 0 | 0 | 0 | 0 | 0 | 0 | 0 | 0 | 0 | 0 | 0 | 0 | 0 | 0 | 0
Electricity Sector Pollutant Emissions[PM10,solar PV es] | NoSettings | 0 | 0 | 0 | 0 | 0 | 0 | 0 | 0 | 0 | 0 | 0 | 0 | 0 | 0 | 0 | 0 | 0 | 0 | 0 | 0 | 0 | 0 | 0 | 0 | 0 | 0 | 0 | 0 | 0 | 0 | 0
Electricity Sector Pollutant Emissions[PM10,solar thermal es] | NoSettings | 0 | 0 | 0 | 0 | 0 | 0 | 0 | 0 | 0 | 0 | 0 | 0 | 0 | 0 | 0 | 0 | 0 | 0 | 0 | 0 | 0 | 0 | 0 | 0 | 0 | 0 | 0 | 0 | 0 | 0 | 0
Electricity Sector Pollutant Emissions[PM10,biomass es] | NoSettings | 8614480000 | 8819120000 | 9043240000 | 9267360000 | 9413530000 | 9530460000 | 9696120000 | 9735100000 | 9735100000 | 9793560000 | 9852030000 | 9929990000 | 10007900000 | 10085900000 | 10115100000 | 10193100000 | 10290500000 | 10329500000 | 10368500000 | 10427000000 | 10524400000 | 10680300000 | 10738800000 | 10816700000 | 10914200000 | 11021400000 | 9649600000 | 9713750000 | 9755910000 | 9807470000 | 9851640000
Electricity Sector Pollutant Emissions[PM10,geothermal es] | NoSettings | 0 | 0 | 0 | 0 | 0 | 0 | 0 | 0 | 0 | 0 | 0 | 0 | 0 | 0 | 0 | 0 | 0 | 0 | 0 | 0 | 0 | 0 | 0 | 0 | 0 | 0 | 0 | 0 | 0 | 0 | 0
Electricity Sector Pollutant Emissions[PM10,petroleum es] | NoSettings | 30250400 | 29074000 | 27897600 | 26721200 | 25544800 | 24200300 | 23023900 | 21847500 | 20671100 | 19326700 | 18150300 | 16973900 | 15763800 | 14553800 | 13343800 | 12133800 | 10923800 | 9696940 | 8486930 | 7276910 | 6066890 | 4856870 | 3646860 | 2420030 | 1213380 | 0 | 0 | 0 | 0 | 0 | 0
Electricity Sector Pollutant Emissions[PM10,natural gas peaker es] | NoSettings | 1329580000 | 1329580000 | 1329580000 | 1329580000 | 1329580000 | 1290280000 | 1282420000 | 1282420000 | 1282420000 | 1282420000 | 1282420000 | 1282420000 | 1282420000 | 1282420000 | 1282420000 | 1282420000 | 1282420000 | 1282420000 | 1282420000 | 1282420000 | 1282420000 | 1282420000 | 1282420000 | 1282420000 | 1282420000 | 1282420000 | 1282420000 | 1282420000 | 1282420000 | 1282420000 | 1282420000
Electricity Sector Pollutant Emissions[PM10,lignite es] | NoSettings | 0 | 0 | 0 | 0 | 0 | 0 | 0 | 0 | 0 | 0 | 0 | 0 | 0 | 0 | 0 | 0 | 0 | 0 | 0 | 0 | 0 | 0 | 0 | 0 | 0 | 0 | 0 | 0 | 0 | 0 | 0
Electricity Sector Pollutant Emissions[PM10,offshore wind es] | NoSettings | 0 | 0 | 0 | 0 | 0 | 0 | 0 | 0 | 0 | 0 | 0 | 0 | 0 | 0 | 0 | 0 | 0 | 0 | 0 | 0 | 0 | 0 | 0 | 0 | 0 | 0 | 0 | 0 | 0 | 0 | 0
Electricity Sector Pollutant Emissions[PM10,crude oil es] | NoSettings | 0 | 0 | 0 | 0 | 0 | 0 | 0 | 0 | 0 | 0 | 0 | 0 | 0 | 0 | 0 | 0 | 0 | 0 | 0 | 0 | 0 | 0 | 0 | 0 | 0 | 0 | 0 | 0 | 0 | 0 | 0
Electricity Sector Pollutant Emissions[PM10,heavy or residual fuel oil es] | NoSettings | 0 | 0 | 0 | 0 | 0 | 0 | 0 | 0 | 0 | 0 | 0 | 0 | 0 | 0 | 0 | 0 | 0 | 0 | 0 | 0 | 0 | 0 | 0 | 0 | 0 | 0 | 0 | 0 | 0 | 0 | 0
Electricity Sector Pollutant Emissions[PM10,municipal solid waste es] | NoSettings | 1214220000 | 3540940000 | 2740680000 | 3764220000 | 3555940000 | 3064940000 | 2601800000 | 2219160000 | 1941300000 | 1644770000 | 1433220000 | 1397390000 | 1414790000 | 1411280000 | 1412550000 | 1411700000 | 1328510000 | 1337630000 | 1347480000 | 1334460000 | 1356230000 | 1306710000 | 1297180000 | 1294850000 | 1238660000 | 880788000 | 0 | 0 | 0 | 0 | 0
Electricity Sector Pollutant Emissions[PM25,hard coal es] | NoSettings | 442310000 | 353669000 | 265475000 | 176834000 | 88641000 | 0 | 0 | 0 | 0 | 0 | 0 | 0 | 0 | 0 | 0 | 0 | 0 | 0 | 0 | 0 | 0 | 0 | 0 | 0 | 0 | 0 | 0 | 0 | 0 | 0 | 0
Electricity Sector Pollutant Emissions[PM25,natural gas nonpeaker es] | NoSettings | 234423000 | 250530000 | 236531000 | 206810000 | 204129000 | 219200000 | 194787000 | 193210000 | 185606000 | 178497000 | 164382000 | 149996000 | 143752000 | 131550000 | 131520000 | 126329000 | 110662000 | 113395000 | 115489000 | 108985000 | 105828000 | 67257300 | 65627400 | 55514000 | 36307300 | 3805210 | 0 | 0 | 0 | 0 | 0
Electricity Sector Pollutant Emissions[PM25,nuclear es] | NoSettings | 0 | 0 | 0 | 0 | 0 | 0 | 0 | 0 | 0 | 0 | 0 | 0 | 0 | 0 | 0 | 0 | 0 | 0 | 0 | 0 | 0 | 0 | 0 | 0 | 0 | 0 | 0 | 0 | 0 | 0 | 0
Electricity Sector Pollutant Emissions[PM25,hydro es] | NoSettings | 0 | 0 | 0 | 0 | 0 | 0 | 0 | 0 | 0 | 0 | 0 | 0 | 0 | 0 | 0 | 0 | 0 | 0 | 0 | 0 | 0 | 0 | 0 | 0 | 0 | 0 | 0 | 0 | 0 | 0 | 0
Electricity Sector Pollutant Emissions[PM25,onshore wind es] | NoSettings | 0 | 0 | 0 | 0 | 0 | 0 | 0 | 0 | 0 | 0 | 0 | 0 | 0 | 0 | 0 | 0 | 0 | 0 | 0 | 0 | 0 | 0 | 0 | 0 | 0 | 0 | 0 | 0 | 0 | 0 | 0
Electricity Sector Pollutant Emissions[PM25,solar PV es] | NoSettings | 0 | 0 | 0 | 0 | 0 | 0 | 0 | 0 | 0 | 0 | 0 | 0 | 0 | 0 | 0 | 0 | 0 | 0 | 0 | 0 | 0 | 0 | 0 | 0 | 0 | 0 | 0 | 0 | 0 | 0 | 0
Electricity Sector Pollutant Emissions[PM25,solar thermal es] | NoSettings | 0 | 0 | 0 | 0 | 0 | 0 | 0 | 0 | 0 | 0 | 0 | 0 | 0 | 0 | 0 | 0 | 0 | 0 | 0 | 0 | 0 | 0 | 0 | 0 | 0 | 0 | 0 | 0 | 0 | 0 | 0
Electricity Sector Pollutant Emissions[PM25,biomass es] | NoSettings | 2510980000 | 2570630000 | 2635960000 | 2701280000 | 2743890000 | 2777970000 | 2826260000 | 2837620000 | 2837620000 | 2854660000 | 2871700000 | 2894430000 | 2917150000 | 2939870000 | 2948390000 | 2971120000 | 2999520000 | 3010880000 | 3022240000 | 3039290000 | 3067690000 | 3113130000 | 3130180000 | 3152900000 | 3181300000 | 3212550000 | 2812700000 | 2831400000 | 2843690000 | 2858720000 | 2871590000
Electricity Sector Pollutant Emissions[PM25,geothermal es] | NoSettings | 0 | 0 | 0 | 0 | 0 | 0 | 0 | 0 | 0 | 0 | 0 | 0 | 0 | 0 | 0 | 0 | 0 | 0 | 0 | 0 | 0 | 0 | 0 | 0 | 0 | 0 | 0 | 0 | 0 | 0 | 0
Electricity Sector Pollutant Emissions[PM25,petroleum es] | NoSettings | 21587100 | 20747600 | 19908100 | 19068600 | 18229100 | 17269700 | 16430200 | 15590700 | 14751200 | 13791800 | 12952300 | 12112800 | 11249300 | 10385800 | 9522310 | 8658830 | 7795340 | 6919870 | 6056380 | 5192900 | 4329410 | 3465930 | 2602450 | 1726970 | 865883 | 0 | 0 | 0 | 0 | 0 | 0
Electricity Sector Pollutant Emissions[PM25,natural gas peaker es] | NoSettings | 1329580000 | 1329580000 | 1329580000 | 1329580000 | 1329580000 | 1290280000 | 1282420000 | 1282420000 | 1282420000 | 1282420000 | 1282420000 | 1282420000 | 1282420000 | 1282420000 | 1282420000 | 1282420000 | 1282420000 | 1282420000 | 1282420000 | 1282420000 | 1282420000 | 1282420000 | 1282420000 | 1282420000 | 1282420000 | 1282420000 | 1282420000 | 1282420000 | 1282420000 | 1282420000 | 1282420000
Electricity Sector Pollutant Emissions[PM25,lignite es] | NoSettings | 0 | 0 | 0 | 0 | 0 | 0 | 0 | 0 | 0 | 0 | 0 | 0 | 0 | 0 | 0 | 0 | 0 | 0 | 0 | 0 | 0 | 0 | 0 | 0 | 0 | 0 | 0 | 0 | 0 | 0 | 0
Electricity Sector Pollutant Emissions[PM25,offshore wind es] | NoSettings | 0 | 0 | 0 | 0 | 0 | 0 | 0 | 0 | 0 | 0 | 0 | 0 | 0 | 0 | 0 | 0 | 0 | 0 | 0 | 0 | 0 | 0 | 0 | 0 | 0 | 0 | 0 | 0 | 0 | 0 | 0
Electricity Sector Pollutant Emissions[PM25,crude oil es] | NoSettings | 0 | 0 | 0 | 0 | 0 | 0 | 0 | 0 | 0 | 0 | 0 | 0 | 0 | 0 | 0 | 0 | 0 | 0 | 0 | 0 | 0 | 0 | 0 | 0 | 0 | 0 | 0 | 0 | 0 | 0 | 0
Electricity Sector Pollutant Emissions[PM25,heavy or residual fuel oil es] | NoSettings | 0 | 0 | 0 | 0 | 0 | 0 | 0 | 0 | 0 | 0 | 0 | 0 | 0 | 0 | 0 | 0 | 0 | 0 | 0 | 0 | 0 | 0 | 0 | 0 | 0 | 0 | 0 | 0 | 0 | 0 | 0
Electricity Sector Pollutant Emissions[PM25,municipal solid waste es] | NoSettings | 353924000 | 1032120000 | 798862000 | 1097210000 | 1036500000 | 893380000 | 758383000 | 646849000 | 565856000 | 479424000 | 417759000 | 407316000 | 412389000 | 411365000 | 411735000 | 411486000 | 387238000 | 389898000 | 392767000 | 388973000 | 395318000 | 380885000 | 378106000 | 377429000 | 361050000 | 256735000 | 0 | 0 | 0 | 0 | 0
Electricity Sector Pollutant Emissions[SOx,hard coal es] | NoSettings | 24157200000 | 19316000000 | 14499200000 | 9658010000 | 4841230000 | 0 | 0 | 0 | 0 | 0 | 0 | 0 | 0 | 0 | 0 | 0 | 0 | 0 | 0 | 0 | 0 | 0 | 0 | 0 | 0 | 0 | 0 | 0 | 0 | 0 | 0
Electricity Sector Pollutant Emissions[SOx,natural gas nonpeaker es] | NoSettings | 488811000 | 522395000 | 493205000 | 431233000 | 425644000 | 457068000 | 406163000 | 402875000 | 387019000 | 372196000 | 342764000 | 312766000 | 299747000 | 274303000 | 274242000 | 263417000 | 230748000 | 236448000 | 240814000 | 227251000 | 220668000 | 140243000 | 136844000 | 115756000 | 75706700 | 7934490 | 0 | 0 | 0 | 0 | 0
Electricity Sector Pollutant Emissions[SOx,nuclear es] | NoSettings | 0 | 0 | 0 | 0 | 0 | 0 | 0 | 0 | 0 | 0 | 0 | 0 | 0 | 0 | 0 | 0 | 0 | 0 | 0 | 0 | 0 | 0 | 0 | 0 | 0 | 0 | 0 | 0 | 0 | 0 | 0
Electricity Sector Pollutant Emissions[SOx,hydro es] | NoSettings | 0 | 0 | 0 | 0 | 0 | 0 | 0 | 0 | 0 | 0 | 0 | 0 | 0 | 0 | 0 | 0 | 0 | 0 | 0 | 0 | 0 | 0 | 0 | 0 | 0 | 0 | 0 | 0 | 0 | 0 | 0
Electricity Sector Pollutant Emissions[SOx,onshore wind es] | NoSettings | 0 | 0 | 0 | 0 | 0 | 0 | 0 | 0 | 0 | 0 | 0 | 0 | 0 | 0 | 0 | 0 | 0 | 0 | 0 | 0 | 0 | 0 | 0 | 0 | 0 | 0 | 0 | 0 | 0 | 0 | 0
Electricity Sector Pollutant Emissions[SOx,solar PV es] | NoSettings | 0 | 0 | 0 | 0 | 0 | 0 | 0 | 0 | 0 | 0 | 0 | 0 | 0 | 0 | 0 | 0 | 0 | 0 | 0 | 0 | 0 | 0 | 0 | 0 | 0 | 0 | 0 | 0 | 0 | 0 | 0
Electricity Sector Pollutant Emissions[SOx,solar thermal es] | NoSettings | 0 | 0 | 0 | 0 | 0 | 0 | 0 | 0 | 0 | 0 | 0 | 0 | 0 | 0 | 0 | 0 | 0 | 0 | 0 | 0 | 0 | 0 | 0 | 0 | 0 | 0 | 0 | 0 | 0 | 0 | 0
Electricity Sector Pollutant Emissions[SOx,biomass es] | NoSettings | 0 | 0 | 0 | 0 | 0 | 0 | 0 | 0 | 0 | 0 | 0 | 0 | 0 | 0 | 0 | 0 | 0 | 0 | 0 | 0 | 0 | 0 | 0 | 0 | 0 | 0 | 0 | 0 | 0 | 0 | 0
Electricity Sector Pollutant Emissions[SOx,geothermal es] | NoSettings | 0 | 0 | 0 | 0 | 0 | 0 | 0 | 0 | 0 | 0 | 0 | 0 | 0 | 0 | 0 | 0 | 0 | 0 | 0 | 0 | 0 | 0 | 0 | 0 | 0 | 0 | 0 | 0 | 0 | 0 | 0
Electricity Sector Pollutant Emissions[SOx,petroleum es] | NoSettings | 542465000 | 521369000 | 500273000 | 479177000 | 458081000 | 433972000 | 412876000 | 391780000 | 370684000 | 346575000 | 325479000 | 304383000 | 282684000 | 260986000 | 239287000 | 217589000 | 195890000 | 173890000 | 152191000 | 130493000 | 108794000 | 87095700 | 65397100 | 43397200 | 21758900 | 0 | 0 | 0 | 0 | 0 | 0
Electricity Sector Pollutant Emissions[SOx,natural gas peaker es] | NoSettings | 1193200000 | 1193200000 | 1193200000 | 1193200000 | 1193200000 | 1157930000 | 1150880000 | 1150880000 | 1150880000 | 1150880000 | 1150880000 | 1150880000 | 1150880000 | 1150880000 | 1150880000 | 1150880000 | 1150880000 | 1150880000 | 1150880000 | 1150880000 | 1150880000 | 1150880000 | 1150880000 | 1150880000 | 1150880000 | 1150880000 | 1150880000 | 1150880000 | 1150880000 | 1150880000 | 1150880000
Electricity Sector Pollutant Emissions[SOx,lignite es] | NoSettings | 0 | 0 | 0 | 0 | 0 | 0 | 0 | 0 | 0 | 0 | 0 | 0 | 0 | 0 | 0 | 0 | 0 | 0 | 0 | 0 | 0 | 0 | 0 | 0 | 0 | 0 | 0 | 0 | 0 | 0 | 0
Electricity Sector Pollutant Emissions[SOx,offshore wind es] | NoSettings | 0 | 0 | 0 | 0 | 0 | 0 | 0 | 0 | 0 | 0 | 0 | 0 | 0 | 0 | 0 | 0 | 0 | 0 | 0 | 0 | 0 | 0 | 0 | 0 | 0 | 0 | 0 | 0 | 0 | 0 | 0
Electricity Sector Pollutant Emissions[SOx,crude oil es] | NoSettings | 0 | 0 | 0 | 0 | 0 | 0 | 0 | 0 | 0 | 0 | 0 | 0 | 0 | 0 | 0 | 0 | 0 | 0 | 0 | 0 | 0 | 0 | 0 | 0 | 0 | 0 | 0 | 0 | 0 | 0 | 0
Electricity Sector Pollutant Emissions[SOx,heavy or residual fuel oil es] | NoSettings | 0 | 0 | 0 | 0 | 0 | 0 | 0 | 0 | 0 | 0 | 0 | 0 | 0 | 0 | 0 | 0 | 0 | 0 | 0 | 0 | 0 | 0 | 0 | 0 | 0 | 0 | 0 | 0 | 0 | 0 | 0
Electricity Sector Pollutant Emissions[SOx,municipal solid waste es] | NoSettings | 0 | 0 | 0 | 0 | 0 | 0 | 0 | 0 | 0 | 0 | 0 | 0 | 0 | 0 | 0 | 0 | 0 | 0 | 0 | 0 | 0 | 0 | 0 | 0 | 0 | 0 | 0 | 0 | 0 | 0 | 0
Electricity Sector Pollutant Emissions[BC,hard coal es] | NoSettings | 19005100 | 15196400 | 11406900 | 7598190 | 3808710 | 0 | 0 | 0 | 0 | 0 | 0 | 0 | 0 | 0 | 0 | 0 | 0 | 0 | 0 | 0 | 0 | 0 | 0 | 0 | 0 | 0 | 0 | 0 | 0 | 0 | 0
Electricity Sector Pollutant Emissions[BC,natural gas nonpeaker es] | NoSettings | 168733000 | 180326000 | 170250000 | 148858000 | 146928000 | 157776000 | 140204000 | 139069000 | 133596000 | 128479000 | 118319000 | 107964000 | 103470000 | 94687000 | 94665800 | 90929200 | 79652000 | 81619700 | 83126800 | 78444900 | 76172600 | 48410500 | 47237300 | 39957900 | 26133300 | 2738910 | 0 | 0 | 0 | 0 | 0
Electricity Sector Pollutant Emissions[BC,nuclear es] | NoSettings | 0 | 0 | 0 | 0 | 0 | 0 | 0 | 0 | 0 | 0 | 0 | 0 | 0 | 0 | 0 | 0 | 0 | 0 | 0 | 0 | 0 | 0 | 0 | 0 | 0 | 0 | 0 | 0 | 0 | 0 | 0
Electricity Sector Pollutant Emissions[BC,hydro es] | NoSettings | 0 | 0 | 0 | 0 | 0 | 0 | 0 | 0 | 0 | 0 | 0 | 0 | 0 | 0 | 0 | 0 | 0 | 0 | 0 | 0 | 0 | 0 | 0 | 0 | 0 | 0 | 0 | 0 | 0 | 0 | 0
Electricity Sector Pollutant Emissions[BC,onshore wind es] | NoSettings | 0 | 0 | 0 | 0 | 0 | 0 | 0 | 0 | 0 | 0 | 0 | 0 | 0 | 0 | 0 | 0 | 0 | 0 | 0 | 0 | 0 | 0 | 0 | 0 | 0 | 0 | 0 | 0 | 0 | 0 | 0
Electricity Sector Pollutant Emissions[BC,solar PV es] | NoSettings | 0 | 0 | 0 | 0 | 0 | 0 | 0 | 0 | 0 | 0 | 0 | 0 | 0 | 0 | 0 | 0 | 0 | 0 | 0 | 0 | 0 | 0 | 0 | 0 | 0 | 0 | 0 | 0 | 0 | 0 | 0
Electricity Sector Pollutant Emissions[BC,solar thermal es] | NoSettings | 0 | 0 | 0 | 0 | 0 | 0 | 0 | 0 | 0 | 0 | 0 | 0 | 0 | 0 | 0 | 0 | 0 | 0 | 0 | 0 | 0 | 0 | 0 | 0 | 0 | 0 | 0 | 0 | 0 | 0 | 0
Electricity Sector Pollutant Emissions[BC,biomass es] | NoSettings | 346504000 | 354735000 | 363750000 | 372765000 | 378644000 | 383348000 | 390011000 | 391579000 | 391579000 | 393930000 | 396282000 | 399418000 | 402553000 | 405689000 | 406865000 | 410001000 | 413920000 | 415488000 | 417056000 | 419408000 | 423327000 | 429598000 | 431950000 | 435086000 | 439005000 | 443317000 | 388140000 | 390720000 | 392416000 | 394490000 | 396267000
Electricity Sector Pollutant Emissions[BC,geothermal es] | NoSettings | 0 | 0 | 0 | 0 | 0 | 0 | 0 | 0 | 0 | 0 | 0 | 0 | 0 | 0 | 0 | 0 | 0 | 0 | 0 | 0 | 0 | 0 | 0 | 0 | 0 | 0 | 0 | 0 | 0 | 0 | 0
Electricity Sector Pollutant Emissions[BC,petroleum es] | NoSettings | 1370700 | 1317400 | 1264090 | 1210790 | 1157480 | 1096560 | 1043260 | 989953 | 936648 | 875728 | 822422 | 769117 | 714289 | 659461 | 604633 | 549805 | 494976 | 439387 | 384559 | 329730 | 274902 | 220074 | 165246 | 109656 | 54980.5 | 0 | 0 | 0 | 0 | 0 | 0
Electricity Sector Pollutant Emissions[BC,natural gas peaker es] | NoSettings | 1090590000 | 1090590000 | 1090590000 | 1090590000 | 1090590000 | 1058350000 | 1051910000 | 1051910000 | 1051910000 | 1051910000 | 1051910000 | 1051910000 | 1051910000 | 1051910000 | 1051910000 | 1051910000 | 1051910000 | 1051910000 | 1051910000 | 1051910000 | 1051910000 | 1051910000 | 1051910000 | 1051910000 | 1051910000 | 1051910000 | 1051910000 | 1051910000 | 1051910000 | 1051910000 | 1051910000
Electricity Sector Pollutant Emissions[BC,lignite es] | NoSettings | 0 | 0 | 0 | 0 | 0 | 0 | 0 | 0 | 0 | 0 | 0 | 0 | 0 | 0 | 0 | 0 | 0 | 0 | 0 | 0 | 0 | 0 | 0 | 0 | 0 | 0 | 0 | 0 | 0 | 0 | 0
Electricity Sector Pollutant Emissions[BC,offshore wind es] | NoSettings | 0 | 0 | 0 | 0 | 0 | 0 | 0 | 0 | 0 | 0 | 0 | 0 | 0 | 0 | 0 | 0 | 0 | 0 | 0 | 0 | 0 | 0 | 0 | 0 | 0 | 0 | 0 | 0 | 0 | 0 | 0
Electricity Sector Pollutant Emissions[BC,crude oil es] | NoSettings | 0 | 0 | 0 | 0 | 0 | 0 | 0 | 0 | 0 | 0 | 0 | 0 | 0 | 0 | 0 | 0 | 0 | 0 | 0 | 0 | 0 | 0 | 0 | 0 | 0 | 0 | 0 | 0 | 0 | 0 | 0
Electricity Sector Pollutant Emissions[BC,heavy or residual fuel oil es] | NoSettings | 0 | 0 | 0 | 0 | 0 | 0 | 0 | 0 | 0 | 0 | 0 | 0 | 0 | 0 | 0 | 0 | 0 | 0 | 0 | 0 | 0 | 0 | 0 | 0 | 0 | 0 | 0 | 0 | 0 | 0 | 0
Electricity Sector Pollutant Emissions[BC,municipal solid waste es] | NoSettings | 48840000 | 142429000 | 110239000 | 151410000 | 143032000 | 123282000 | 104653000 | 89262300 | 78085600 | 66158300 | 57648800 | 56207800 | 56907900 | 56766500 | 56817500 | 56783200 | 53437100 | 53804200 | 54200100 | 53676500 | 54552100 | 52560300 | 52176900 | 52083400 | 49823300 | 35428300 | 0 | 0 | 0 | 0 | 0
Electricity Sector Pollutant Emissions[OC,hard coal es] | NoSettings | 35829300 | 28648900 | 21504800 | 14324500 | 7180360 | 0 | 0 | 0 | 0 | 0 | 0 | 0 | 0 | 0 | 0 | 0 | 0 | 0 | 0 | 0 | 0 | 0 | 0 | 0 | 0 | 0 | 0 | 0 | 0 | 0 | 0
Electricity Sector Pollutant Emissions[OC,natural gas nonpeaker es] | NoSettings | 212526000 | 227128000 | 214437000 | 187493000 | 185062000 | 198725000 | 176593000 | 175163000 | 168269000 | 161825000 | 149028000 | 135985000 | 130325000 | 119262000 | 119236000 | 114529000 | 100325000 | 102803000 | 104702000 | 98804700 | 95942600 | 60975000 | 59497400 | 50328600 | 32915900 | 3449780 | 0 | 0 | 0 | 0 | 0
Electricity Sector Pollutant Emissions[OC,nuclear es] | NoSettings | 0 | 0 | 0 | 0 | 0 | 0 | 0 | 0 | 0 | 0 | 0 | 0 | 0 | 0 | 0 | 0 | 0 | 0 | 0 | 0 | 0 | 0 | 0 | 0 | 0 | 0 | 0 | 0 | 0 | 0 | 0
Electricity Sector Pollutant Emissions[OC,hydro es] | NoSettings | 0 | 0 | 0 | 0 | 0 | 0 | 0 | 0 | 0 | 0 | 0 | 0 | 0 | 0 | 0 | 0 | 0 | 0 | 0 | 0 | 0 | 0 | 0 | 0 | 0 | 0 | 0 | 0 | 0 | 0 | 0
Electricity Sector Pollutant Emissions[OC,onshore wind es] | NoSettings | 0 | 0 | 0 | 0 | 0 | 0 | 0 | 0 | 0 | 0 | 0 | 0 | 0 | 0 | 0 | 0 | 0 | 0 | 0 | 0 | 0 | 0 | 0 | 0 | 0 | 0 | 0 | 0 | 0 | 0 | 0
Electricity Sector Pollutant Emissions[OC,solar PV es] | NoSettings | 0 | 0 | 0 | 0 | 0 | 0 | 0 | 0 | 0 | 0 | 0 | 0 | 0 | 0 | 0 | 0 | 0 | 0 | 0 | 0 | 0 | 0 | 0 | 0 | 0 | 0 | 0 | 0 | 0 | 0 | 0
Electricity Sector Pollutant Emissions[OC,solar thermal es] | NoSettings | 0 | 0 | 0 | 0 | 0 | 0 | 0 | 0 | 0 | 0 | 0 | 0 | 0 | 0 | 0 | 0 | 0 | 0 | 0 | 0 | 0 | 0 | 0 | 0 | 0 | 0 | 0 | 0 | 0 | 0 | 0
Electricity Sector Pollutant Emissions[OC,biomass es] | NoSettings | 818576000 | 838021000 | 859318000 | 880615000 | 894504000 | 905616000 | 921357000 | 925061000 | 925061000 | 930617000 | 936172000 | 943580000 | 950987000 | 958395000 | 961173000 | 968581000 | 977840000 | 981544000 | 985248000 | 990803000 | 1000060000 | 1014880000 | 1020430000 | 1027840000 | 1037100000 | 1047290000 | 916937000 | 923032000 | 927038000 | 931938000 | 936135000
Electricity Sector Pollutant Emissions[OC,geothermal es] | NoSettings | 0 | 0 | 0 | 0 | 0 | 0 | 0 | 0 | 0 | 0 | 0 | 0 | 0 | 0 | 0 | 0 | 0 | 0 | 0 | 0 | 0 | 0 | 0 | 0 | 0 | 0 | 0 | 0 | 0 | 0 | 0
Electricity Sector Pollutant Emissions[OC,petroleum es] | NoSettings | 981052 | 942900 | 904748 | 866596 | 828444 | 784842 | 746690 | 708538 | 670386 | 626783 | 588631 | 550479 | 511237 | 471995 | 432753 | 393511 | 354269 | 314482 | 275240 | 235998 | 196755 | 157513 | 118271 | 78484.2 | 39351.1 | 0 | 0 | 0 | 0 | 0 | 0
Electricity Sector Pollutant Emissions[OC,natural gas peaker es] | NoSettings | 1250850000 | 1250850000 | 1250850000 | 1250850000 | 1250850000 | 1213880000 | 1206480000 | 1206480000 | 1206480000 | 1206480000 | 1206480000 | 1206480000 | 1206480000 | 1206480000 | 1206480000 | 1206480000 | 1206480000 | 1206480000 | 1206480000 | 1206480000 | 1206480000 | 1206480000 | 1206480000 | 1206480000 | 1206480000 | 1206480000 | 1206480000 | 1206480000 | 1206480000 | 1206480000 | 1206480000
Electricity Sector Pollutant Emissions[OC,lignite es] | NoSettings | 0 | 0 | 0 | 0 | 0 | 0 | 0 | 0 | 0 | 0 | 0 | 0 | 0 | 0 | 0 | 0 | 0 | 0 | 0 | 0 | 0 | 0 | 0 | 0 | 0 | 0 | 0 | 0 | 0 | 0 | 0
Electricity Sector Pollutant Emissions[OC,offshore wind es] | NoSettings | 0 | 0 | 0 | 0 | 0 | 0 | 0 | 0 | 0 | 0 | 0 | 0 | 0 | 0 | 0 | 0 | 0 | 0 | 0 | 0 | 0 | 0 | 0 | 0 | 0 | 0 | 0 | 0 | 0 | 0 | 0
Electricity Sector Pollutant Emissions[OC,crude oil es] | NoSettings | 0 | 0 | 0 | 0 | 0 | 0 | 0 | 0 | 0 | 0 | 0 | 0 | 0 | 0 | 0 | 0 | 0 | 0 | 0 | 0 | 0 | 0 | 0 | 0 | 0 | 0 | 0 | 0 | 0 | 0 | 0
Electricity Sector Pollutant Emissions[OC,heavy or residual fuel oil es] | NoSettings | 0 | 0 | 0 | 0 | 0 | 0 | 0 | 0 | 0 | 0 | 0 | 0 | 0 | 0 | 0 | 0 | 0 | 0 | 0 | 0 | 0 | 0 | 0 | 0 | 0 | 0 | 0 | 0 | 0 | 0 | 0
Electricity Sector Pollutant Emissions[OC,municipal solid waste es] | NoSettings | 115379000 | 336471000 | 260428000 | 357689000 | 337897000 | 291241000 | 247232000 | 210872000 | 184468000 | 156292000 | 136189000 | 132785000 | 134438000 | 134104000 | 134225000 | 134144000 | 126239000 | 127106000 | 128042000 | 126805000 | 128873000 | 124168000 | 123262000 | 123041000 | 117702000 | 83695300 | 0 | 0 | 0 | 0 | 0
Electricity Sector Pollutant Emissions[CH4,hard coal es] | NoSettings | 1142380000 | 913444000 | 685661000 | 456722000 | 228939000 | 0 | 0 | 0 | 0 | 0 | 0 | 0 | 0 | 0 | 0 | 0 | 0 | 0 | 0 | 0 | 0 | 0 | 0 | 0 | 0 | 0 | 0 | 0 | 0 | 0 | 0
Electricity Sector Pollutant Emissions[CH4,natural gas nonpeaker es] | NoSettings | 644019000 | 688268000 | 649810000 | 568159000 | 560795000 | 602197000 | 535129000 | 530797000 | 509907000 | 490377000 | 451600000 | 412077000 | 394923000 | 361401000 | 361320000 | 347058000 | 304015000 | 311525000 | 317278000 | 299408000 | 290735000 | 184773000 | 180295000 | 152511000 | 99745300 | 10453900 | 0 | 0 | 0 | 0 | 0
Electricity Sector Pollutant Emissions[CH4,nuclear es] | NoSettings | 0 | 0 | 0 | 0 | 0 | 0 | 0 | 0 | 0 | 0 | 0 | 0 | 0 | 0 | 0 | 0 | 0 | 0 | 0 | 0 | 0 | 0 | 0 | 0 | 0 | 0 | 0 | 0 | 0 | 0 | 0
Electricity Sector Pollutant Emissions[CH4,hydro es] | NoSettings | 0 | 0 | 0 | 0 | 0 | 0 | 0 | 0 | 0 | 0 | 0 | 0 | 0 | 0 | 0 | 0 | 0 | 0 | 0 | 0 | 0 | 0 | 0 | 0 | 0 | 0 | 0 | 0 | 0 | 0 | 0
Electricity Sector Pollutant Emissions[CH4,onshore wind es] | NoSettings | 0 | 0 | 0 | 0 | 0 | 0 | 0 | 0 | 0 | 0 | 0 | 0 | 0 | 0 | 0 | 0 | 0 | 0 | 0 | 0 | 0 | 0 | 0 | 0 | 0 | 0 | 0 | 0 | 0 | 0 | 0
Electricity Sector Pollutant Emissions[CH4,solar PV es] | NoSettings | 0 | 0 | 0 | 0 | 0 | 0 | 0 | 0 | 0 | 0 | 0 | 0 | 0 | 0 | 0 | 0 | 0 | 0 | 0 | 0 | 0 | 0 | 0 | 0 | 0 | 0 | 0 | 0 | 0 | 0 | 0
Electricity Sector Pollutant Emissions[CH4,solar thermal es] | NoSettings | 0 | 0 | 0 | 0 | 0 | 0 | 0 | 0 | 0 | 0 | 0 | 0 | 0 | 0 | 0 | 0 | 0 | 0 | 0 | 0 | 0 | 0 | 0 | 0 | 0 | 0 | 0 | 0 | 0 | 0 | 0
Electricity Sector Pollutant Emissions[CH4,biomass es] | NoSettings | 0 | 0 | 0 | 0 | 0 | 0 | 0 | 0 | 0 | 0 | 0 | 0 | 0 | 0 | 0 | 0 | 0 | 0 | 0 | 0 | 0 | 0 | 0 | 0 | 0 | 0 | 0 | 0 | 0 | 0 | 0
Electricity Sector Pollutant Emissions[CH4,geothermal es] | NoSettings | 0 | 0 | 0 | 0 | 0 | 0 | 0 | 0 | 0 | 0 | 0 | 0 | 0 | 0 | 0 | 0 | 0 | 0 | 0 | 0 | 0 | 0 | 0 | 0 | 0 | 0 | 0 | 0 | 0 | 0 | 0
Electricity Sector Pollutant Emissions[CH4,petroleum es] | NoSettings | 5933780 | 5703030 | 5472270 | 5241510 | 5010750 | 4747030 | 4516270 | 4285510 | 4054750 | 3791030 | 3560270 | 3329510 | 3092160 | 2854810 | 2617460 | 2380110 | 2142760 | 1902110 | 1664760 | 1427400 | 1190050 | 952702 | 715351 | 474703 | 238011 | 0 | 0 | 0 | 0 | 0 | 0
Electricity Sector Pollutant Emissions[CH4,natural gas peaker es] | NoSettings | 87477900 | 87477900 | 87477900 | 87477900 | 87477900 | 84892500 | 84375400 | 84375400 | 84375400 | 84375400 | 84375400 | 84375400 | 84375400 | 84375400 | 84375400 | 84375400 | 84375400 | 84375400 | 84375400 | 84375400 | 84375400 | 84375400 | 84375400 | 84375400 | 84375400 | 84375400 | 84375400 | 84375400 | 84375400 | 84375400 | 84375400
Electricity Sector Pollutant Emissions[CH4,lignite es] | NoSettings | 0 | 0 | 0 | 0 | 0 | 0 | 0 | 0 | 0 | 0 | 0 | 0 | 0 | 0 | 0 | 0 | 0 | 0 | 0 | 0 | 0 | 0 | 0 | 0 | 0 | 0 | 0 | 0 | 0 | 0 | 0
Electricity Sector Pollutant Emissions[CH4,offshore wind es] | NoSettings | 0 | 0 | 0 | 0 | 0 | 0 | 0 | 0 | 0 | 0 | 0 | 0 | 0 | 0 | 0 | 0 | 0 | 0 | 0 | 0 | 0 | 0 | 0 | 0 | 0 | 0 | 0 | 0 | 0 | 0 | 0
Electricity Sector Pollutant Emissions[CH4,crude oil es] | NoSettings | 0 | 0 | 0 | 0 | 0 | 0 | 0 | 0 | 0 | 0 | 0 | 0 | 0 | 0 | 0 | 0 | 0 | 0 | 0 | 0 | 0 | 0 | 0 | 0 | 0 | 0 | 0 | 0 | 0 | 0 | 0
Electricity Sector Pollutant Emissions[CH4,heavy or residual fuel oil es] | NoSettings | 0 | 0 | 0 | 0 | 0 | 0 | 0 | 0 | 0 | 0 | 0 | 0 | 0 | 0 | 0 | 0 | 0 | 0 | 0 | 0 | 0 | 0 | 0 | 0 | 0 | 0 | 0 | 0 | 0 | 0 | 0
Electricity Sector Pollutant Emissions[CH4,municipal solid waste es] | NoSettings | 298089000 | 869295000 | 672832000 | 924111000 | 872978000 | 752439000 | 638739000 | 544801000 | 476586000 | 403789000 | 351852000 | 343057000 | 347330000 | 346467000 | 346779000 | 346569000 | 326147000 | 328387000 | 330804000 | 327608000 | 332952000 | 320796000 | 318455000 | 317885000 | 304090000 | 216232000 | 0 | 0 | 0 | 0 | 0
Electricity Sector Pollutant Emissions[N2O,hard coal es] | NoSettings | 166165000 | 132865000 | 99732500 | 66432300 | 33300200 | 0 | 0 | 0 | 0 | 0 | 0 | 0 | 0 | 0 | 0 | 0 | 0 | 0 | 0 | 0 | 0 | 0 | 0 | 0 | 0 | 0 | 0 | 0 | 0 | 0 | 0
Electricity Sector Pollutant Emissions[N2O,natural gas nonpeaker es] | NoSettings | 64401900 | 68826800 | 64981000 | 56815900 | 56079500 | 60219700 | 53512900 | 53079700 | 50990700 | 49037700 | 45160000 | 41207700 | 39492300 | 36140100 | 36132000 | 34705800 | 30401500 | 31152500 | 31727800 | 29940800 | 29073500 | 18477300 | 18029500 | 15251100 | 9974530 | 1045390 | 0 | 0 | 0 | 0 | 0
Electricity Sector Pollutant Emissions[N2O,nuclear es] | NoSettings | 0 | 0 | 0 | 0 | 0 | 0 | 0 | 0 | 0 | 0 | 0 | 0 | 0 | 0 | 0 | 0 | 0 | 0 | 0 | 0 | 0 | 0 | 0 | 0 | 0 | 0 | 0 | 0 | 0 | 0 | 0
Electricity Sector Pollutant Emissions[N2O,hydro es] | NoSettings | 0 | 0 | 0 | 0 | 0 | 0 | 0 | 0 | 0 | 0 | 0 | 0 | 0 | 0 | 0 | 0 | 0 | 0 | 0 | 0 | 0 | 0 | 0 | 0 | 0 | 0 | 0 | 0 | 0 | 0 | 0
Electricity Sector Pollutant Emissions[N2O,onshore wind es] | NoSettings | 0 | 0 | 0 | 0 | 0 | 0 | 0 | 0 | 0 | 0 | 0 | 0 | 0 | 0 | 0 | 0 | 0 | 0 | 0 | 0 | 0 | 0 | 0 | 0 | 0 | 0 | 0 | 0 | 0 | 0 | 0
Electricity Sector Pollutant Emissions[N2O,solar PV es] | NoSettings | 0 | 0 | 0 | 0 | 0 | 0 | 0 | 0 | 0 | 0 | 0 | 0 | 0 | 0 | 0 | 0 | 0 | 0 | 0 | 0 | 0 | 0 | 0 | 0 | 0 | 0 | 0 | 0 | 0 | 0 | 0
Electricity Sector Pollutant Emissions[N2O,solar thermal es] | NoSettings | 0 | 0 | 0 | 0 | 0 | 0 | 0 | 0 | 0 | 0 | 0 | 0 | 0 | 0 | 0 | 0 | 0 | 0 | 0 | 0 | 0 | 0 | 0 | 0 | 0 | 0 | 0 | 0 | 0 | 0 | 0
Electricity Sector Pollutant Emissions[N2O,biomass es] | NoSettings | 0 | 0 | 0 | 0 | 0 | 0 | 0 | 0 | 0 | 0 | 0 | 0 | 0 | 0 | 0 | 0 | 0 | 0 | 0 | 0 | 0 | 0 | 0 | 0 | 0 | 0 | 0 | 0 | 0 | 0 | 0
Electricity Sector Pollutant Emissions[N2O,geothermal es] | NoSettings | 0 | 0 | 0 | 0 | 0 | 0 | 0 | 0 | 0 | 0 | 0 | 0 | 0 | 0 | 0 | 0 | 0 | 0 | 0 | 0 | 0 | 0 | 0 | 0 | 0 | 0 | 0 | 0 | 0 | 0 | 0
Electricity Sector Pollutant Emissions[N2O,petroleum es] | NoSettings | 1186760 | 1140610 | 1094450 | 1048300 | 1002150 | 949405 | 903254 | 857102 | 810950 | 758206 | 712054 | 665902 | 618432 | 570962 | 523492 | 476021 | 428551 | 380421 | 332951 | 285481 | 238011 | 190540 | 143070 | 94940.5 | 47602.1 | 0 | 0 | 0 | 0 | 0 | 0
Electricity Sector Pollutant Emissions[N2O,natural gas peaker es] | NoSettings | 8747790 | 8747790 | 8747790 | 8747790 | 8747790 | 8489250 | 8437540 | 8437540 | 8437540 | 8437540 | 8437540 | 8437540 | 8437540 | 8437540 | 8437540 | 8437540 | 8437540 | 8437540 | 8437540 | 8437540 | 8437540 | 8437540 | 8437540 | 8437540 | 8437540 | 8437540 | 8437540 | 8437540 | 8437540 | 8437540 | 8437540
Electricity Sector Pollutant Emissions[N2O,lignite es] | NoSettings | 0 | 0 | 0 | 0 | 0 | 0 | 0 | 0 | 0 | 0 | 0 | 0 | 0 | 0 | 0 | 0 | 0 | 0 | 0 | 0 | 0 | 0 | 0 | 0 | 0 | 0 | 0 | 0 | 0 | 0 | 0
Electricity Sector Pollutant Emissions[N2O,offshore wind es] | NoSettings | 0 | 0 | 0 | 0 | 0 | 0 | 0 | 0 | 0 | 0 | 0 | 0 | 0 | 0 | 0 | 0 | 0 | 0 | 0 | 0 | 0 | 0 | 0 | 0 | 0 | 0 | 0 | 0 | 0 | 0 | 0
Electricity Sector Pollutant Emissions[N2O,crude oil es] | NoSettings | 0 | 0 | 0 | 0 | 0 | 0 | 0 | 0 | 0 | 0 | 0 | 0 | 0 | 0 | 0 | 0 | 0 | 0 | 0 | 0 | 0 | 0 | 0 | 0 | 0 | 0 | 0 | 0 | 0 | 0 | 0
Electricity Sector Pollutant Emissions[N2O,heavy or residual fuel oil es] | NoSettings | 0 | 0 | 0 | 0 | 0 | 0 | 0 | 0 | 0 | 0 | 0 | 0 | 0 | 0 | 0 | 0 | 0 | 0 | 0 | 0 | 0 | 0 | 0 | 0 | 0 | 0 | 0 | 0 | 0 | 0 | 0
Electricity Sector Pollutant Emissions[N2O,municipal solid waste es] | NoSettings | 39124100 | 114095000 | 88309200 | 121290000 | 114578000 | 98757600 | 83834500 | 71505200 | 62551900 | 52997300 | 46180600 | 45026300 | 45587100 | 45473800 | 45514700 | 45487200 | 42806700 | 43100800 | 43418000 | 42998500 | 43699900 | 42104400 | 41797300 | 41722400 | 39911900 | 28380500 | 0 | 0 | 0 | 0 | 0
Electricity Sector Pollutant Emissions[F gases,hard coal es] | NoSettings | 0 | 0 | 0 | 0 | 0 | 0 | 0 | 0 | 0 | 0 | 0 | 0 | 0 | 0 | 0 | 0 | 0 | 0 | 0 | 0 | 0 | 0 | 0 | 0 | 0 | 0 | 0 | 0 | 0 | 0 | 0
Electricity Sector Pollutant Emissions[F gases,natural gas nonpeaker es] | NoSettings | 0 | 0 | 0 | 0 | 0 | 0 | 0 | 0 | 0 | 0 | 0 | 0 | 0 | 0 | 0 | 0 | 0 | 0 | 0 | 0 | 0 | 0 | 0 | 0 | 0 | 0 | 0 | 0 | 0 | 0 | 0
Electricity Sector Pollutant Emissions[F gases,nuclear es] | NoSettings | 0 | 0 | 0 | 0 | 0 | 0 | 0 | 0 | 0 | 0 | 0 | 0 | 0 | 0 | 0 | 0 | 0 | 0 | 0 | 0 | 0 | 0 | 0 | 0 | 0 | 0 | 0 | 0 | 0 | 0 | 0
Electricity Sector Pollutant Emissions[F gases,hydro es] | NoSettings | 0 | 0 | 0 | 0 | 0 | 0 | 0 | 0 | 0 | 0 | 0 | 0 | 0 | 0 | 0 | 0 | 0 | 0 | 0 | 0 | 0 | 0 | 0 | 0 | 0 | 0 | 0 | 0 | 0 | 0 | 0
Electricity Sector Pollutant Emissions[F gases,onshore wind es] | NoSettings | 0 | 0 | 0 | 0 | 0 | 0 | 0 | 0 | 0 | 0 | 0 | 0 | 0 | 0 | 0 | 0 | 0 | 0 | 0 | 0 | 0 | 0 | 0 | 0 | 0 | 0 | 0 | 0 | 0 | 0 | 0
Electricity Sector Pollutant Emissions[F gases,solar PV es] | NoSettings | 0 | 0 | 0 | 0 | 0 | 0 | 0 | 0 | 0 | 0 | 0 | 0 | 0 | 0 | 0 | 0 | 0 | 0 | 0 | 0 | 0 | 0 | 0 | 0 | 0 | 0 | 0 | 0 | 0 | 0 | 0
Electricity Sector Pollutant Emissions[F gases,solar thermal es] | NoSettings | 0 | 0 | 0 | 0 | 0 | 0 | 0 | 0 | 0 | 0 | 0 | 0 | 0 | 0 | 0 | 0 | 0 | 0 | 0 | 0 | 0 | 0 | 0 | 0 | 0 | 0 | 0 | 0 | 0 | 0 | 0
Electricity Sector Pollutant Emissions[F gases,biomass es] | NoSettings | 0 | 0 | 0 | 0 | 0 | 0 | 0 | 0 | 0 | 0 | 0 | 0 | 0 | 0 | 0 | 0 | 0 | 0 | 0 | 0 | 0 | 0 | 0 | 0 | 0 | 0 | 0 | 0 | 0 | 0 | 0
Electricity Sector Pollutant Emissions[F gases,geothermal es] | NoSettings | 0 | 0 | 0 | 0 | 0 | 0 | 0 | 0 | 0 | 0 | 0 | 0 | 0 | 0 | 0 | 0 | 0 | 0 | 0 | 0 | 0 | 0 | 0 | 0 | 0 | 0 | 0 | 0 | 0 | 0 | 0
Electricity Sector Pollutant Emissions[F gases,petroleum es] | NoSettings | 0 | 0 | 0 | 0 | 0 | 0 | 0 | 0 | 0 | 0 | 0 | 0 | 0 | 0 | 0 | 0 | 0 | 0 | 0 | 0 | 0 | 0 | 0 | 0 | 0 | 0 | 0 | 0 | 0 | 0 | 0
Electricity Sector Pollutant Emissions[F gases,natural gas peaker es] | NoSettings | 0 | 0 | 0 | 0 | 0 | 0 | 0 | 0 | 0 | 0 | 0 | 0 | 0 | 0 | 0 | 0 | 0 | 0 | 0 | 0 | 0 | 0 | 0 | 0 | 0 | 0 | 0 | 0 | 0 | 0 | 0
Electricity Sector Pollutant Emissions[F gases,lignite es] | NoSettings | 0 | 0 | 0 | 0 | 0 | 0 | 0 | 0 | 0 | 0 | 0 | 0 | 0 | 0 | 0 | 0 | 0 | 0 | 0 | 0 | 0 | 0 | 0 | 0 | 0 | 0 | 0 | 0 | 0 | 0 | 0
Electricity Sector Pollutant Emissions[F gases,offshore wind es] | NoSettings | 0 | 0 | 0 | 0 | 0 | 0 | 0 | 0 | 0 | 0 | 0 | 0 | 0 | 0 | 0 | 0 | 0 | 0 | 0 | 0 | 0 | 0 | 0 | 0 | 0 | 0 | 0 | 0 | 0 | 0 | 0
Electricity Sector Pollutant Emissions[F gases,crude oil es] | NoSettings | 0 | 0 | 0 | 0 | 0 | 0 | 0 | 0 | 0 | 0 | 0 | 0 | 0 | 0 | 0 | 0 | 0 | 0 | 0 | 0 | 0 | 0 | 0 | 0 | 0 | 0 | 0 | 0 | 0 | 0 | 0
Electricity Sector Pollutant Emissions[F gases,heavy or residual fuel oil es] | NoSettings | 0 | 0 | 0 | 0 | 0 | 0 | 0 | 0 | 0 | 0 | 0 | 0 | 0 | 0 | 0 | 0 | 0 | 0 | 0 | 0 | 0 | 0 | 0 | 0 | 0 | 0 | 0 | 0 | 0 | 0 | 0
Electricity Sector Pollutant Emissions[F gases,municipal solid waste es] | NoSettings | 0 | 0 | 0 | 0 | 0 | 0 | 0 | 0 | 0 | 0 | 0 | 0 | 0 | 0 | 0 | 0 | 0 | 0 | 0 | 0 | 0 | 0 | 0 | 0 | 0 | 0 | 0 | 0 | 0 | 0 | 0
BCEU BAU Components Energy Use[urban residential,electricity bf,heating] | NoSettings | 32600000000000 | 32200000000000 | 32500000000000 | 33500000000000 | 34600000000000 | 35800000000000 | 37100000000000 | 38600000000000 | 40000000000000 | 41400000000000 | 42900000000000 | 44300000000000 | 45700000000000 | 47100000000000 | 48300000000000 | 49600000000000 | 50800000000000 | 52200000000000 | 53600000000000 | 54800000000000 | 56200000000000 | 57400000000000 | 58500000000000 | 59400000000000 | 60400000000000 | 61200000000000 | 61900000000000 | 62500000000000 | 62200000000000 | 61800000000000 | 61300000000000
BCEU BAU Components Energy Use[urban residential,electricity bf,cooling and ventilation] | NoSettings | 21730000000000 | 20360000000000 | 19550000000000 | 19180000000000 | 18890000000000 | 18620000000000 | 18480000000000 | 18450000000000 | 18430000000000 | 18450000000000 | 18490000000000 | 18590000000000 | 18710000000000 | 18820000000000 | 18890000000000 | 18970000000000 | 19130000000000 | 19230000000000 | 19360000000000 | 19500000000000 | 19640000000000 | 19960000000000 | 20280000000000 | 20580000000000 | 20920000000000 | 21270000000000 | 21590000000000 | 21970000000000 | 22040000000000 | 22110000000000 | 22180000000000
BCEU BAU Components Energy Use[urban residential,electricity bf,envelope] | NoSettings | 0 | 0 | 0 | 0 | 0 | 0 | 0 | 0 | 0 | 0 | 0 | 0 | 0 | 0 | 0 | 0 | 0 | 0 | 0 | 0 | 0 | 0 | 0 | 0 | 0 | 0 | 0 | 0 | 0 | 0 | 0
BCEU BAU Components Energy Use[urban residential,electricity bf,lighting] | NoSettings | 22600000000000 | 21600000000000 | 21300000000000 | 21500000000000 | 21600000000000 | 21900000000000 | 22400000000000 | 22900000000000 | 23300000000000 | 23700000000000 | 24100000000000 | 24400000000000 | 24800000000000 | 25200000000000 | 25600000000000 | 26000000000000 | 26300000000000 | 26500000000000 | 26800000000000 | 27000000000000 | 27200000000000 | 27500000000000 | 27800000000000 | 28200000000000 | 28500000000000 | 28900000000000 | 29300000000000 | 29800000000000 | 29900000000000 | 30000000000000 | 30000000000000
BCEU BAU Components Energy Use[urban residential,electricity bf,appliances] | NoSettings | 91100000000000 | 87800000000000 | 86500000000000 | 87000000000000 | 87700000000000 | 88600000000000 | 89800000000000 | 91300000000000 | 92800000000000 | 94400000000000 | 96200000000000 | 98100000000000 | 100000000000000 | 102000000000000 | 104000000000000 | 106000000000000 | 108000000000000 | 110000000000000 | 112000000000000 | 113000000000000 | 115000000000000 | 117000000000000 | 119000000000000 | 121000000000000 | 123000000000000 | 124000000000000 | 126000000000000 | 127000000000000 | 128000000000000 | 128000000000000 | 128000000000000
BCEU BAU Components Energy Use[urban residential,electricity bf,other component] | NoSettings | 126500000000000 | 119400000000000 | 115000000000000 | 111800000000000 | 109600000000000 | 107400000000000 | 104900000000000 | 102700000000000 | 100600000000000 | 98410000000000 | 96010000000000 | 93270000000000 | 90420000000000 | 87610000000000 | 84870000000000 | 82150000000000 | 79700000000000 | 77060000000000 | 74410000000000 | 71700000000000 | 68860000000000 | 65720000000000 | 62510000000000 | 59260000000000 | 56010000000000 | 52760000000000 | 49450000000000 | 46040000000000 | 45220000000000 | 44750000000000 | 44280000000000
BCEU BAU Components Energy Use[urban residential,hard coal bf,heating] | NoSettings | 0 | 0 | 0 | 0 | 0 | 0 | 0 | 0 | 0 | 0 | 0 | 0 | 0 | 0 | 0 | 0 | 0 | 0 | 0 | 0 | 0 | 0 | 0 | 0 | 0 | 0 | 0 | 0 | 0 | 0 | 0
BCEU BAU Components Energy Use[urban residential,hard coal bf,cooling and ventilation] | NoSettings | 0 | 0 | 0 | 0 | 0 | 0 | 0 | 0 | 0 | 0 | 0 | 0 | 0 | 0 | 0 | 0 | 0 | 0 | 0 | 0 | 0 | 0 | 0 | 0 | 0 | 0 | 0 | 0 | 0 | 0 | 0
BCEU BAU Components Energy Use[urban residential,hard coal bf,envelope] | NoSettings | 0 | 0 | 0 | 0 | 0 | 0 | 0 | 0 | 0 | 0 | 0 | 0 | 0 | 0 | 0 | 0 | 0 | 0 | 0 | 0 | 0 | 0 | 0 | 0 | 0 | 0 | 0 | 0 | 0 | 0 | 0
BCEU BAU Components Energy Use[urban residential,hard coal bf,lighting] | NoSettings | 0 | 0 | 0 | 0 | 0 | 0 | 0 | 0 | 0 | 0 | 0 | 0 | 0 | 0 | 0 | 0 | 0 | 0 | 0 | 0 | 0 | 0 | 0 | 0 | 0 | 0 | 0 | 0 | 0 | 0 | 0
BCEU BAU Components Energy Use[urban residential,hard coal bf,appliances] | NoSettings | 0 | 0 | 0 | 0 | 0 | 0 | 0 | 0 | 0 | 0 | 0 | 0 | 0 | 0 | 0 | 0 | 0 | 0 | 0 | 0 | 0 | 0 | 0 | 0 | 0 | 0 | 0 | 0 | 0 | 0 | 0
BCEU BAU Components Energy Use[urban residential,hard coal bf,other component] | NoSettings | 0 | 0 | 0 | 0 | 0 | 0 | 0 | 0 | 0 | 0 | 0 | 0 | 0 | 0 | 0 | 0 | 0 | 0 | 0 | 0 | 0 | 0 | 0 | 0 | 0 | 0 | 0 | 0 | 0 | 0 | 0
BCEU BAU Components Energy Use[urban residential,natural gas bf,heating] | NoSettings | 216000000000000 | 223000000000000 | 224000000000000 | 224000000000000 | 224000000000000 | 224000000000000 | 222000000000000 | 221000000000000 | 220000000000000 | 217000000000000 | 215000000000000 | 213000000000000 | 210000000000000 | 208000000000000 | 205000000000000 | 203000000000000 | 201000000000000 | 199000000000000 | 197000000000000 | 197000000000000 | 195000000000000 | 192000000000000 | 191000000000000 | 189000000000000 | 188000000000000 | 187000000000000 | 186000000000000 | 185000000000000 | 184000000000000 | 184000000000000 | 184000000000000
BCEU BAU Components Energy Use[urban residential,natural gas bf,cooling and ventilation] | NoSettings | 200800000000 | 202200000000 | 197800000000 | 193700000000 | 189800000000 | 185700000000 | 182000000000 | 178200000000 | 174500000000 | 171000000000 | 167400000000 | 164400000000 | 161400000000 | 158500000000 | 155400000000 | 152600000000 | 150300000000 | 147500000000 | 145000000000 | 142800000000 | 140800000000 | 140800000000 | 141600000000 | 142500000000 | 144100000000 | 146100000000 | 148300000000 | 150600000000 | 152800000000 | 155100000000 | 157600000000
BCEU BAU Components Energy Use[urban residential,natural gas bf,envelope] | NoSettings | 0 | 0 | 0 | 0 | 0 | 0 | 0 | 0 | 0 | 0 | 0 | 0 | 0 | 0 | 0 | 0 | 0 | 0 | 0 | 0 | 0 | 0 | 0 | 0 | 0 | 0 | 0 | 0 | 0 | 0 | 0
BCEU BAU Components Energy Use[urban residential,natural gas bf,lighting] | NoSettings | 0 | 0 | 0 | 0 | 0 | 0 | 0 | 0 | 0 | 0 | 0 | 0 | 0 | 0 | 0 | 0 | 0 | 0 | 0 | 0 | 0 | 0 | 0 | 0 | 0 | 0 | 0 | 0 | 0 | 0 | 0
BCEU BAU Components Energy Use[urban residential,natural gas bf,appliances] | NoSettings | 238000000000000 | 246000000000000 | 246000000000000 | 247000000000000 | 246000000000000 | 246000000000000 | 247000000000000 | 246000000000000 | 245000000000000 | 245000000000000 | 243000000000000 | 242000000000000 | 240000000000000 | 239000000000000 | 237000000000000 | 234000000000000 | 233000000000000 | 232000000000000 | 230000000000000 | 229000000000000 | 227000000000000 | 228000000000000 | 228000000000000 | 229000000000000 | 230000000000000 | 230000000000000 | 231000000000000 | 232000000000000 | 233000000000000 | 234000000000000 | 235000000000000
BCEU BAU Components Energy Use[urban residential,natural gas bf,other component] | NoSettings | 0 | 0 | 0 | 0 | 0 | 0 | 0 | 0 | 0 | 0 | 0 | 0 | 0 | 0 | 0 | 0 | 0 | 0 | 0 | 0 | 0 | 0 | 0 | 0 | 0 | 0 | 0 | 0 | 0 | 0 | 0
BCEU BAU Components Energy Use[urban residential,petroleum diesel bf,heating] | NoSettings | 294000000000 | 294000000000 | 295000000000 | 295000000000 | 295000000000 | 294000000000 | 294000000000 | 293000000000 | 292000000000 | 290000000000 | 289000000000 | 287000000000 | 285000000000 | 283000000000 | 279000000000 | 276000000000 | 272000000000 | 268000000000 | 262000000000 | 259000000000 | 255000000000 | 251000000000 | 246000000000 | 241000000000 | 236000000000 | 229000000000 | 220000000000 | 211000000000 | 200000000000 | 189000000000 | 176000000000
BCEU BAU Components Energy Use[urban residential,petroleum diesel bf,cooling and ventilation] | NoSettings | 0 | 0 | 0 | 0 | 0 | 0 | 0 | 0 | 0 | 0 | 0 | 0 | 0 | 0 | 0 | 0 | 0 | 0 | 0 | 0 | 0 | 0 | 0 | 0 | 0 | 0 | 0 | 0 | 0 | 0 | 0
BCEU BAU Components Energy Use[urban residential,petroleum diesel bf,envelope] | NoSettings | 0 | 0 | 0 | 0 | 0 | 0 | 0 | 0 | 0 | 0 | 0 | 0 | 0 | 0 | 0 | 0 | 0 | 0 | 0 | 0 | 0 | 0 | 0 | 0 | 0 | 0 | 0 | 0 | 0 | 0 | 0
BCEU BAU Components Energy Use[urban residential,petroleum diesel bf,lighting] | NoSettings | 0 | 0 | 0 | 0 | 0 | 0 | 0 | 0 | 0 | 0 | 0 | 0 | 0 | 0 | 0 | 0 | 0 | 0 | 0 | 0 | 0 | 0 | 0 | 0 | 0 | 0 | 0 | 0 | 0 | 0 | 0
BCEU BAU Components Energy Use[urban residential,petroleum diesel bf,appliances] | NoSettings | 4080000000 | 3740000000 | 3440000000 | 3170000000 | 2940000000 | 2740000000 | 2600000000 | 2510000000 | 2470000000 | 2490000000 | 2540000000 | 2670000000 | 2840000000 | 3040000000 | 3350000000 | 3730000000 | 4240000000 | 4880000000 | 5730000000 | 6810000000 | 8230000000 | 10100000000 | 12800000000 | 16200000000 | 20600000000 | 26400000000 | 33700000000 | 42700000000 | 53300000000 | 65000000000 | 77300000000
BCEU BAU Components Energy Use[urban residential,petroleum diesel bf,other component] | NoSettings | 0 | 0 | 0 | 0 | 0 | 0 | 0 | 0 | 0 | 0 | 0 | 0 | 0 | 0 | 0 | 0 | 0 | 0 | 0 | 0 | 0 | 0 | 0 | 0 | 0 | 0 | 0 | 0 | 0 | 0 | 0
BCEU BAU Components Energy Use[urban residential,heat bf,heating] | NoSettings | 0 | 0 | 0 | 0 | 0 | 0 | 0 | 0 | 0 | 0 | 0 | 0 | 0 | 0 | 0 | 0 | 0 | 0 | 0 | 0 | 0 | 0 | 0 | 0 | 0 | 0 | 0 | 0 | 0 | 0 | 0
BCEU BAU Components Energy Use[urban residential,heat bf,cooling and ventilation] | NoSettings | 0 | 0 | 0 | 0 | 0 | 0 | 0 | 0 | 0 | 0 | 0 | 0 | 0 | 0 | 0 | 0 | 0 | 0 | 0 | 0 | 0 | 0 | 0 | 0 | 0 | 0 | 0 | 0 | 0 | 0 | 0
BCEU BAU Components Energy Use[urban residential,heat bf,envelope] | NoSettings | 0 | 0 | 0 | 0 | 0 | 0 | 0 | 0 | 0 | 0 | 0 | 0 | 0 | 0 | 0 | 0 | 0 | 0 | 0 | 0 | 0 | 0 | 0 | 0 | 0 | 0 | 0 | 0 | 0 | 0 | 0
BCEU BAU Components Energy Use[urban residential,heat bf,lighting] | NoSettings | 0 | 0 | 0 | 0 | 0 | 0 | 0 | 0 | 0 | 0 | 0 | 0 | 0 | 0 | 0 | 0 | 0 | 0 | 0 | 0 | 0 | 0 | 0 | 0 | 0 | 0 | 0 | 0 | 0 | 0 | 0
BCEU BAU Components Energy Use[urban residential,heat bf,appliances] | NoSettings | 0 | 0 | 0 | 0 | 0 | 0 | 0 | 0 | 0 | 0 | 0 | 0 | 0 | 0 | 0 | 0 | 0 | 0 | 0 | 0 | 0 | 0 | 0 | 0 | 0 | 0 | 0 | 0 | 0 | 0 | 0
BCEU BAU Components Energy Use[urban residential,heat bf,other component] | NoSettings | 0 | 0 | 0 | 0 | 0 | 0 | 0 | 0 | 0 | 0 | 0 | 0 | 0 | 0 | 0 | 0 | 0 | 0 | 0 | 0 | 0 | 0 | 0 | 0 | 0 | 0 | 0 | 0 | 0 | 0 | 0
BCEU BAU Components Energy Use[urban residential,biomass bf,heating] | NoSettings | 17800000000000 | 17800000000000 | 17800000000000 | 17800000000000 | 17800000000000 | 17800000000000 | 17800000000000 | 17800000000000 | 17800000000000 | 17800000000000 | 17800000000000 | 17800000000000 | 17800000000000 | 17800000000000 | 17800000000000 | 17800000000000 | 17800000000000 | 17800000000000 | 17800000000000 | 17800000000000 | 17800000000000 | 17800000000000 | 17800000000000 | 17800000000000 | 17800000000000 | 17800000000000 | 17800000000000 | 17800000000000 | 17800000000000 | 17800000000000 | 17800000000000
BCEU BAU Components Energy Use[urban residential,biomass bf,cooling and ventilation] | NoSettings | 0 | 0 | 0 | 0 | 0 | 0 | 0 | 0 | 0 | 0 | 0 | 0 | 0 | 0 | 0 | 0 | 0 | 0 | 0 | 0 | 0 | 0 | 0 | 0 | 0 | 0 | 0 | 0 | 0 | 0 | 0
BCEU BAU Components Energy Use[urban residential,biomass bf,envelope] | NoSettings | 0 | 0 | 0 | 0 | 0 | 0 | 0 | 0 | 0 | 0 | 0 | 0 | 0 | 0 | 0 | 0 | 0 | 0 | 0 | 0 | 0 | 0 | 0 | 0 | 0 | 0 | 0 | 0 | 0 | 0 | 0
BCEU BAU Components Energy Use[urban residential,biomass bf,lighting] | NoSettings | 0 | 0 | 0 | 0 | 0 | 0 | 0 | 0 | 0 | 0 | 0 | 0 | 0 | 0 | 0 | 0 | 0 | 0 | 0 | 0 | 0 | 0 | 0 | 0 | 0 | 0 | 0 | 0 | 0 | 0 | 0
BCEU BAU Components Energy Use[urban residential,biomass bf,appliances] | NoSettings | 0 | 0 | 0 | 0 | 0 | 0 | 0 | 0 | 0 | 0 | 0 | 0 | 0 | 0 | 0 | 0 | 0 | 0 | 0 | 0 | 0 | 0 | 0 | 0 | 0 | 0 | 0 | 0 | 0 | 0 | 0
BCEU BAU Components Energy Use[urban residential,biomass bf,other component] | NoSettings | 0 | 0 | 0 | 0 | 0 | 0 | 0 | 0 | 0 | 0 | 0 | 0 | 0 | 0 | 0 | 0 | 0 | 0 | 0 | 0 | 0 | 0 | 0 | 0 | 0 | 0 | 0 | 0 | 0 | 0 | 0
BCEU BAU Components Energy Use[urban residential,kerosene bf,heating] | NoSettings | 0 | 0 | 0 | 0 | 0 | 0 | 0 | 0 | 0 | 0 | 0 | 0 | 0 | 0 | 0 | 0 | 0 | 0 | 0 | 0 | 0 | 0 | 0 | 0 | 0 | 0 | 0 | 0 | 0 | 0 | 0
BCEU BAU Components Energy Use[urban residential,kerosene bf,cooling and ventilation] | NoSettings | 0 | 0 | 0 | 0 | 0 | 0 | 0 | 0 | 0 | 0 | 0 | 0 | 0 | 0 | 0 | 0 | 0 | 0 | 0 | 0 | 0 | 0 | 0 | 0 | 0 | 0 | 0 | 0 | 0 | 0 | 0
BCEU BAU Components Energy Use[urban residential,kerosene bf,envelope] | NoSettings | 0 | 0 | 0 | 0 | 0 | 0 | 0 | 0 | 0 | 0 | 0 | 0 | 0 | 0 | 0 | 0 | 0 | 0 | 0 | 0 | 0 | 0 | 0 | 0 | 0 | 0 | 0 | 0 | 0 | 0 | 0
BCEU BAU Components Energy Use[urban residential,kerosene bf,lighting] | NoSettings | 0 | 0 | 0 | 0 | 0 | 0 | 0 | 0 | 0 | 0 | 0 | 0 | 0 | 0 | 0 | 0 | 0 | 0 | 0 | 0 | 0 | 0 | 0 | 0 | 0 | 0 | 0 | 0 | 0 | 0 | 0
BCEU BAU Components Energy Use[urban residential,kerosene bf,appliances] | NoSettings | 0 | 0 | 0 | 0 | 0 | 0 | 0 | 0 | 0 | 0 | 0 | 0 | 0 | 0 | 0 | 0 | 0 | 0 | 0 | 0 | 0 | 0 | 0 | 0 | 0 | 0 | 0 | 0 | 0 | 0 | 0
BCEU BAU Components Energy Use[urban residential,kerosene bf,other component] | NoSettings | 0 | 0 | 0 | 0 | 0 | 0 | 0 | 0 | 0 | 0 | 0 | 0 | 0 | 0 | 0 | 0 | 0 | 0 | 0 | 0 | 0 | 0 | 0 | 0 | 0 | 0 | 0 | 0 | 0 | 0 | 0
BCEU BAU Components Energy Use[urban residential,heavy or residual fuel oil bf,heating] | NoSettings | 0 | 0 | 0 | 0 | 0 | 0 | 0 | 0 | 0 | 0 | 0 | 0 | 0 | 0 | 0 | 0 | 0 | 0 | 0 | 0 | 0 | 0 | 0 | 0 | 0 | 0 | 0 | 0 | 0 | 0 | 0
BCEU BAU Components Energy Use[urban residential,heavy or residual fuel oil bf,cooling and ventilation] | NoSettings | 0 | 0 | 0 | 0 | 0 | 0 | 0 | 0 | 0 | 0 | 0 | 0 | 0 | 0 | 0 | 0 | 0 | 0 | 0 | 0 | 0 | 0 | 0 | 0 | 0 | 0 | 0 | 0 | 0 | 0 | 0
BCEU BAU Components Energy Use[urban residential,heavy or residual fuel oil bf,envelope] | NoSettings | 0 | 0 | 0 | 0 | 0 | 0 | 0 | 0 | 0 | 0 | 0 | 0 | 0 | 0 | 0 | 0 | 0 | 0 | 0 | 0 | 0 | 0 | 0 | 0 | 0 | 0 | 0 | 0 | 0 | 0 | 0
BCEU BAU Components Energy Use[urban residential,heavy or residual fuel oil bf,lighting] | NoSettings | 0 | 0 | 0 | 0 | 0 | 0 | 0 | 0 | 0 | 0 | 0 | 0 | 0 | 0 | 0 | 0 | 0 | 0 | 0 | 0 | 0 | 0 | 0 | 0 | 0 | 0 | 0 | 0 | 0 | 0 | 0
BCEU BAU Components Energy Use[urban residential,heavy or residual fuel oil bf,appliances] | NoSettings | 0 | 0 | 0 | 0 | 0 | 0 | 0 | 0 | 0 | 0 | 0 | 0 | 0 | 0 | 0 | 0 | 0 | 0 | 0 | 0 | 0 | 0 | 0 | 0 | 0 | 0 | 0 | 0 | 0 | 0 | 0
BCEU BAU Components Energy Use[urban residential,heavy or residual fuel oil bf,other component] | NoSettings | 0 | 0 | 0 | 0 | 0 | 0 | 0 | 0 | 0 | 0 | 0 | 0 | 0 | 0 | 0 | 0 | 0 | 0 | 0 | 0 | 0 | 0 | 0 | 0 | 0 | 0 | 0 | 0 | 0 | 0 | 0
BCEU BAU Components Energy Use[urban residential,LPG propane or butane bf,heating] | NoSettings | 12000000000000 | 11600000000000 | 11000000000000 | 11100000000000 | 11100000000000 | 11000000000000 | 10800000000000 | 10800000000000 | 10600000000000 | 10200000000000 | 9960000000000 | 9600000000000 | 9250000000000 | 8990000000000 | 8740000000000 | 8490000000000 | 8240000000000 | 8010000000000 | 7750000000000 | 7480000000000 | 7290000000000 | 7100000000000 | 6930000000000 | 6760000000000 | 6620000000000 | 6530000000000 | 6340000000000 | 6230000000000 | 6120000000000 | 6020000000000 | 5920000000000
BCEU BAU Components Energy Use[urban residential,LPG propane or butane bf,cooling and ventilation] | NoSettings | 0 | 0 | 0 | 0 | 0 | 0 | 0 | 0 | 0 | 0 | 0 | 0 | 0 | 0 | 0 | 0 | 0 | 0 | 0 | 0 | 0 | 0 | 0 | 0 | 0 | 0 | 0 | 0 | 0 | 0 | 0
BCEU BAU Components Energy Use[urban residential,LPG propane or butane bf,envelope] | NoSettings | 0 | 0 | 0 | 0 | 0 | 0 | 0 | 0 | 0 | 0 | 0 | 0 | 0 | 0 | 0 | 0 | 0 | 0 | 0 | 0 | 0 | 0 | 0 | 0 | 0 | 0 | 0 | 0 | 0 | 0 | 0
BCEU BAU Components Energy Use[urban residential,LPG propane or butane bf,lighting] | NoSettings | 0 | 0 | 0 | 0 | 0 | 0 | 0 | 0 | 0 | 0 | 0 | 0 | 0 | 0 | 0 | 0 | 0 | 0 | 0 | 0 | 0 | 0 | 0 | 0 | 0 | 0 | 0 | 0 | 0 | 0 | 0
BCEU BAU Components Energy Use[urban residential,LPG propane or butane bf,appliances] | NoSettings | 4440000000000 | 4110000000000 | 3740000000000 | 3640000000000 | 3510000000000 | 3410000000000 | 3280000000000 | 3200000000000 | 3080000000000 | 2960000000000 | 2840000000000 | 2700000000000 | 2560000000000 | 2450000000000 | 2360000000000 | 2270000000000 | 2190000000000 | 2120000000000 | 2050000000000 | 1970000000000 | 1920000000000 | 1880000000000 | 1850000000000 | 1820000000000 | 1790000000000 | 1790000000000 | 1740000000000 | 1730000000000 | 1700000000000 | 1670000000000 | 1650000000000
BCEU BAU Components Energy Use[urban residential,LPG propane or butane bf,other component] | NoSettings | 0 | 0 | 0 | 0 | 0 | 0 | 0 | 0 | 0 | 0 | 0 | 0 | 0 | 0 | 0 | 0 | 0 | 0 | 0 | 0 | 0 | 0 | 0 | 0 | 0 | 0 | 0 | 0 | 0 | 0 | 0
BCEU BAU Components Energy Use[urban residential,hydrogen bf,heating] | NoSettings | 0 | 0 | 0 | 0 | 0 | 0 | 0 | 0 | 0 | 0 | 0 | 0 | 0 | 0 | 0 | 0 | 0 | 0 | 0 | 0 | 0 | 0 | 0 | 0 | 0 | 0 | 0 | 0 | 0 | 0 | 0
BCEU BAU Components Energy Use[urban residential,hydrogen bf,cooling and ventilation] | NoSettings | 0 | 0 | 0 | 0 | 0 | 0 | 0 | 0 | 0 | 0 | 0 | 0 | 0 | 0 | 0 | 0 | 0 | 0 | 0 | 0 | 0 | 0 | 0 | 0 | 0 | 0 | 0 | 0 | 0 | 0 | 0
BCEU BAU Components Energy Use[urban residential,hydrogen bf,envelope] | NoSettings | 0 | 0 | 0 | 0 | 0 | 0 | 0 | 0 | 0 | 0 | 0 | 0 | 0 | 0 | 0 | 0 | 0 | 0 | 0 | 0 | 0 | 0 | 0 | 0 | 0 | 0 | 0 | 0 | 0 | 0 | 0
BCEU BAU Components Energy Use[urban residential,hydrogen bf,lighting] | NoSettings | 0 | 0 | 0 | 0 | 0 | 0 | 0 | 0 | 0 | 0 | 0 | 0 | 0 | 0 | 0 | 0 | 0 | 0 | 0 | 0 | 0 | 0 | 0 | 0 | 0 | 0 | 0 | 0 | 0 | 0 | 0
BCEU BAU Components Energy Use[urban residential,hydrogen bf,appliances] | NoSettings | 0 | 0 | 0 | 0 | 0 | 0 | 0 | 0 | 0 | 0 | 0 | 0 | 0 | 0 | 0 | 0 | 0 | 0 | 0 | 0 | 0 | 0 | 0 | 0 | 0 | 0 | 0 | 0 | 0 | 0 | 0
BCEU BAU Components Energy Use[urban residential,hydrogen bf,other component] | NoSettings | 0 | 0 | 0 | 0 | 0 | 0 | 0 | 0 | 0 | 0 | 0 | 0 | 0 | 0 | 0 | 0 | 0 | 0 | 0 | 0 | 0 | 0 | 0 | 0 | 0 | 0 | 0 | 0 | 0 | 0 | 0
BCEU BAU Components Energy Use[rural residential,electricity bf,heating] | NoSettings | 1720000000000 | 1690000000000 | 1710000000000 | 1760000000000 | 1820000000000 | 1880000000000 | 1950000000000 | 2020000000000 | 2100000000000 | 2170000000000 | 2250000000000 | 2330000000000 | 2410000000000 | 2480000000000 | 2550000000000 | 2630000000000 | 2720000000000 | 2800000000000 | 2890000000000 | 2950000000000 | 3030000000000 | 3100000000000 | 3160000000000 | 3220000000000 | 3270000000000 | 3300000000000 | 3340000000000 | 3380000000000 | 3360000000000 | 3330000000000 | 3310000000000
BCEU BAU Components Energy Use[rural residential,electricity bf,cooling and ventilation] | NoSettings | 1140000000000 | 1070000000000 | 1030000000000 | 1010000000000 | 994000000000 | 980000000000 | 973000000000 | 972000000000 | 970000000000 | 971000000000 | 974000000000 | 978000000000 | 985000000000 | 991000000000 | 994000000000 | 997000000000 | 1010000000000 | 1010000000000 | 1020000000000 | 1030000000000 | 1040000000000 | 1050000000000 | 1070000000000 | 1080000000000 | 1100000000000 | 1120000000000 | 1140000000000 | 1160000000000 | 1160000000000 | 1160000000000 | 1170000000000
BCEU BAU Components Energy Use[rural residential,electricity bf,envelope] | NoSettings | 0 | 0 | 0 | 0 | 0 | 0 | 0 | 0 | 0 | 0 | 0 | 0 | 0 | 0 | 0 | 0 | 0 | 0 | 0 | 0 | 0 | 0 | 0 | 0 | 0 | 0 | 0 | 0 | 0 | 0 | 0
BCEU BAU Components Energy Use[rural residential,electricity bf,lighting] | NoSettings | 1190000000000 | 1140000000000 | 1120000000000 | 1130000000000 | 1140000000000 | 1150000000000 | 1180000000000 | 1200000000000 | 1230000000000 | 1250000000000 | 1270000000000 | 1290000000000 | 1310000000000 | 1330000000000 | 1350000000000 | 1370000000000 | 1390000000000 | 1400000000000 | 1410000000000 | 1430000000000 | 1440000000000 | 1450000000000 | 1470000000000 | 1490000000000 | 1510000000000 | 1530000000000 | 1550000000000 | 1570000000000 | 1580000000000 | 1580000000000 | 1580000000000
BCEU BAU Components Energy Use[rural residential,electricity bf,appliances] | NoSettings | 4790000000000 | 4620000000000 | 4550000000000 | 4580000000000 | 4620000000000 | 4660000000000 | 4720000000000 | 4810000000000 | 4880000000000 | 4980000000000 | 5070000000000 | 5170000000000 | 5270000000000 | 5370000000000 | 5470000000000 | 5570000000000 | 5680000000000 | 5780000000000 | 5880000000000 | 5980000000000 | 6070000000000 | 6170000000000 | 6270000000000 | 6360000000000 | 6440000000000 | 6540000000000 | 6620000000000 | 6720000000000 | 6730000000000 | 6720000000000 | 6730000000000
BCEU BAU Components Energy Use[rural residential,electricity bf,other component] | NoSettings | 6660000000000 | 6280000000000 | 6050000000000 | 5890000000000 | 5770000000000 | 5650000000000 | 5520000000000 | 5410000000000 | 5290000000000 | 5180000000000 | 5050000000000 | 4910000000000 | 4760000000000 | 4610000000000 | 4470000000000 | 4330000000000 | 4200000000000 | 4060000000000 | 3920000000000 | 3780000000000 | 3630000000000 | 3460000000000 | 3290000000000 | 3120000000000 | 2950000000000 | 2770000000000 | 2600000000000 | 2430000000000 | 2380000000000 | 2360000000000 | 2330000000000
BCEU BAU Components Energy Use[rural residential,hard coal bf,heating] | NoSettings | 0 | 0 | 0 | 0 | 0 | 0 | 0 | 0 | 0 | 0 | 0 | 0 | 0 | 0 | 0 | 0 | 0 | 0 | 0 | 0 | 0 | 0 | 0 | 0 | 0 | 0 | 0 | 0 | 0 | 0 | 0
BCEU BAU Components Energy Use[rural residential,hard coal bf,cooling and ventilation] | NoSettings | 0 | 0 | 0 | 0 | 0 | 0 | 0 | 0 | 0 | 0 | 0 | 0 | 0 | 0 | 0 | 0 | 0 | 0 | 0 | 0 | 0 | 0 | 0 | 0 | 0 | 0 | 0 | 0 | 0 | 0 | 0
BCEU BAU Components Energy Use[rural residential,hard coal bf,envelope] | NoSettings | 0 | 0 | 0 | 0 | 0 | 0 | 0 | 0 | 0 | 0 | 0 | 0 | 0 | 0 | 0 | 0 | 0 | 0 | 0 | 0 | 0 | 0 | 0 | 0 | 0 | 0 | 0 | 0 | 0 | 0 | 0
BCEU BAU Components Energy Use[rural residential,hard coal bf,lighting] | NoSettings | 0 | 0 | 0 | 0 | 0 | 0 | 0 | 0 | 0 | 0 | 0 | 0 | 0 | 0 | 0 | 0 | 0 | 0 | 0 | 0 | 0 | 0 | 0 | 0 | 0 | 0 | 0 | 0 | 0 | 0 | 0
BCEU BAU Components Energy Use[rural residential,hard coal bf,appliances] | NoSettings | 0 | 0 | 0 | 0 | 0 | 0 | 0 | 0 | 0 | 0 | 0 | 0 | 0 | 0 | 0 | 0 | 0 | 0 | 0 | 0 | 0 | 0 | 0 | 0 | 0 | 0 | 0 | 0 | 0 | 0 | 0
BCEU BAU Components Energy Use[rural residential,hard coal bf,other component] | NoSettings | 0 | 0 | 0 | 0 | 0 | 0 | 0 | 0 | 0 | 0 | 0 | 0 | 0 | 0 | 0 | 0 | 0 | 0 | 0 | 0 | 0 | 0 | 0 | 0 | 0 | 0 | 0 | 0 | 0 | 0 | 0
BCEU BAU Components Energy Use[rural residential,natural gas bf,heating] | NoSettings | 11300000000000 | 11800000000000 | 11800000000000 | 11800000000000 | 11800000000000 | 11800000000000 | 11700000000000 | 11700000000000 | 11600000000000 | 11500000000000 | 11400000000000 | 11300000000000 | 11200000000000 | 11000000000000 | 10900000000000 | 10800000000000 | 10700000000000 | 10500000000000 | 10400000000000 | 10400000000000 | 10300000000000 | 10100000000000 | 10000000000000 | 9950000000000 | 9890000000000 | 9850000000000 | 9730000000000 | 9700000000000 | 9690000000000 | 9690000000000 | 9690000000000
BCEU BAU Components Energy Use[rural residential,natural gas bf,cooling and ventilation] | NoSettings | 10600000000 | 10600000000 | 10400000000 | 10200000000 | 9970000000 | 9780000000 | 9580000000 | 9380000000 | 9190000000 | 9010000000 | 8820000000 | 8660000000 | 8510000000 | 8350000000 | 8180000000 | 8030000000 | 7910000000 | 7760000000 | 7630000000 | 7520000000 | 7410000000 | 7410000000 | 7450000000 | 7500000000 | 7590000000 | 7690000000 | 7800000000 | 7930000000 | 8040000000 | 8170000000 | 8300000000
BCEU BAU Components Energy Use[rural residential,natural gas bf,envelope] | NoSettings | 0 | 0 | 0 | 0 | 0 | 0 | 0 | 0 | 0 | 0 | 0 | 0 | 0 | 0 | 0 | 0 | 0 | 0 | 0 | 0 | 0 | 0 | 0 | 0 | 0 | 0 | 0 | 0 | 0 | 0 | 0
BCEU BAU Components Energy Use[rural residential,natural gas bf,lighting] | NoSettings | 0 | 0 | 0 | 0 | 0 | 0 | 0 | 0 | 0 | 0 | 0 | 0 | 0 | 0 | 0 | 0 | 0 | 0 | 0 | 0 | 0 | 0 | 0 | 0 | 0 | 0 | 0 | 0 | 0 | 0 | 0
BCEU BAU Components Energy Use[rural residential,natural gas bf,appliances] | NoSettings | 12500000000000 | 12900000000000 | 13000000000000 | 13000000000000 | 12900000000000 | 13000000000000 | 12900000000000 | 12900000000000 | 12900000000000 | 12900000000000 | 12700000000000 | 12700000000000 | 12600000000000 | 12600000000000 | 12400000000000 | 12400000000000 | 12200000000000 | 12200000000000 | 12100000000000 | 12000000000000 | 12000000000000 | 12000000000000 | 12000000000000 | 12100000000000 | 12100000000000 | 12200000000000 | 12200000000000 | 12200000000000 | 12200000000000 | 12300000000000 | 12300000000000
BCEU BAU Components Energy Use[rural residential,natural gas bf,other component] | NoSettings | 0 | 0 | 0 | 0 | 0 | 0 | 0 | 0 | 0 | 0 | 0 | 0 | 0 | 0 | 0 | 0 | 0 | 0 | 0 | 0 | 0 | 0 | 0 | 0 | 0 | 0 | 0 | 0 | 0 | 0 | 0
BCEU BAU Components Energy Use[rural residential,petroleum diesel bf,heating] | NoSettings | 15500000000 | 15500000000 | 15500000000 | 15500000000 | 15500000000 | 15500000000 | 15400000000 | 15500000000 | 15500000000 | 15400000000 | 15300000000 | 15200000000 | 15100000000 | 15000000000 | 14900000000 | 14700000000 | 14400000000 | 14200000000 | 13800000000 | 13700000000 | 13500000000 | 13300000000 | 13000000000 | 12700000000 | 12400000000 | 12100000000 | 11600000000 | 11100000000 | 10500000000 | 9950000000 | 9270000000
BCEU BAU Components Energy Use[rural residential,petroleum diesel bf,cooling and ventilation] | NoSettings | 0 | 0 | 0 | 0 | 0 | 0 | 0 | 0 | 0 | 0 | 0 | 0 | 0 | 0 | 0 | 0 | 0 | 0 | 0 | 0 | 0 | 0 | 0 | 0 | 0 | 0 | 0 | 0 | 0 | 0 | 0
BCEU BAU Components Energy Use[rural residential,petroleum diesel bf,envelope] | NoSettings | 0 | 0 | 0 | 0 | 0 | 0 | 0 | 0 | 0 | 0 | 0 | 0 | 0 | 0 | 0 | 0 | 0 | 0 | 0 | 0 | 0 | 0 | 0 | 0 | 0 | 0 | 0 | 0 | 0 | 0 | 0
BCEU BAU Components Energy Use[rural residential,petroleum diesel bf,lighting] | NoSettings | 0 | 0 | 0 | 0 | 0 | 0 | 0 | 0 | 0 | 0 | 0 | 0 | 0 | 0 | 0 | 0 | 0 | 0 | 0 | 0 | 0 | 0 | 0 | 0 | 0 | 0 | 0 | 0 | 0 | 0 | 0
BCEU BAU Components Energy Use[rural residential,petroleum diesel bf,appliances] | NoSettings | 215000000 | 197000000 | 181000000 | 167000000 | 155000000 | 145000000 | 137000000 | 132000000 | 129000000 | 130000000 | 134000000 | 140000000 | 149000000 | 160000000 | 176000000 | 197000000 | 223000000 | 257000000 | 301000000 | 358000000 | 433000000 | 536000000 | 670000000 | 848000000 | 1080000000 | 1390000000 | 1780000000 | 2240000000 | 2810000000 | 3430000000 | 4060000000
BCEU BAU Components Energy Use[rural residential,petroleum diesel bf,other component] | NoSettings | 0 | 0 | 0 | 0 | 0 | 0 | 0 | 0 | 0 | 0 | 0 | 0 | 0 | 0 | 0 | 0 | 0 | 0 | 0 | 0 | 0 | 0 | 0 | 0 | 0 | 0 | 0 | 0 | 0 | 0 | 0
BCEU BAU Components Energy Use[rural residential,heat bf,heating] | NoSettings | 0 | 0 | 0 | 0 | 0 | 0 | 0 | 0 | 0 | 0 | 0 | 0 | 0 | 0 | 0 | 0 | 0 | 0 | 0 | 0 | 0 | 0 | 0 | 0 | 0 | 0 | 0 | 0 | 0 | 0 | 0
BCEU BAU Components Energy Use[rural residential,heat bf,cooling and ventilation] | NoSettings | 0 | 0 | 0 | 0 | 0 | 0 | 0 | 0 | 0 | 0 | 0 | 0 | 0 | 0 | 0 | 0 | 0 | 0 | 0 | 0 | 0 | 0 | 0 | 0 | 0 | 0 | 0 | 0 | 0 | 0 | 0
BCEU BAU Components Energy Use[rural residential,heat bf,envelope] | NoSettings | 0 | 0 | 0 | 0 | 0 | 0 | 0 | 0 | 0 | 0 | 0 | 0 | 0 | 0 | 0 | 0 | 0 | 0 | 0 | 0 | 0 | 0 | 0 | 0 | 0 | 0 | 0 | 0 | 0 | 0 | 0
BCEU BAU Components Energy Use[rural residential,heat bf,lighting] | NoSettings | 0 | 0 | 0 | 0 | 0 | 0 | 0 | 0 | 0 | 0 | 0 | 0 | 0 | 0 | 0 | 0 | 0 | 0 | 0 | 0 | 0 | 0 | 0 | 0 | 0 | 0 | 0 | 0 | 0 | 0 | 0
BCEU BAU Components Energy Use[rural residential,heat bf,appliances] | NoSettings | 0 | 0 | 0 | 0 | 0 | 0 | 0 | 0 | 0 | 0 | 0 | 0 | 0 | 0 | 0 | 0 | 0 | 0 | 0 | 0 | 0 | 0 | 0 | 0 | 0 | 0 | 0 | 0 | 0 | 0 | 0
BCEU BAU Components Energy Use[rural residential,heat bf,other component] | NoSettings | 0 | 0 | 0 | 0 | 0 | 0 | 0 | 0 | 0 | 0 | 0 | 0 | 0 | 0 | 0 | 0 | 0 | 0 | 0 | 0 | 0 | 0 | 0 | 0 | 0 | 0 | 0 | 0 | 0 | 0 | 0
BCEU BAU Components Energy Use[rural residential,biomass bf,heating] | NoSettings | 4090000000000 | 4090000000000 | 4090000000000 | 4090000000000 | 4090000000000 | 4090000000000 | 4090000000000 | 4090000000000 | 4090000000000 | 4090000000000 | 4090000000000 | 4090000000000 | 4090000000000 | 4090000000000 | 4090000000000 | 4090000000000 | 4090000000000 | 4090000000000 | 4090000000000 | 4090000000000 | 4090000000000 | 4090000000000 | 4090000000000 | 4090000000000 | 4090000000000 | 4090000000000 | 4090000000000 | 4090000000000 | 4090000000000 | 4090000000000 | 4090000000000
BCEU BAU Components Energy Use[rural residential,biomass bf,cooling and ventilation] | NoSettings | 0 | 0 | 0 | 0 | 0 | 0 | 0 | 0 | 0 | 0 | 0 | 0 | 0 | 0 | 0 | 0 | 0 | 0 | 0 | 0 | 0 | 0 | 0 | 0 | 0 | 0 | 0 | 0 | 0 | 0 | 0
BCEU BAU Components Energy Use[rural residential,biomass bf,envelope] | NoSettings | 0 | 0 | 0 | 0 | 0 | 0 | 0 | 0 | 0 | 0 | 0 | 0 | 0 | 0 | 0 | 0 | 0 | 0 | 0 | 0 | 0 | 0 | 0 | 0 | 0 | 0 | 0 | 0 | 0 | 0 | 0
BCEU BAU Components Energy Use[rural residential,biomass bf,lighting] | NoSettings | 0 | 0 | 0 | 0 | 0 | 0 | 0 | 0 | 0 | 0 | 0 | 0 | 0 | 0 | 0 | 0 | 0 | 0 | 0 | 0 | 0 | 0 | 0 | 0 | 0 | 0 | 0 | 0 | 0 | 0 | 0
BCEU BAU Components Energy Use[rural residential,biomass bf,appliances] | NoSettings | 0 | 0 | 0 | 0 | 0 | 0 | 0 | 0 | 0 | 0 | 0 | 0 | 0 | 0 | 0 | 0 | 0 | 0 | 0 | 0 | 0 | 0 | 0 | 0 | 0 | 0 | 0 | 0 | 0 | 0 | 0
BCEU BAU Components Energy Use[rural residential,biomass bf,other component] | NoSettings | 0 | 0 | 0 | 0 | 0 | 0 | 0 | 0 | 0 | 0 | 0 | 0 | 0 | 0 | 0 | 0 | 0 | 0 | 0 | 0 | 0 | 0 | 0 | 0 | 0 | 0 | 0 | 0 | 0 | 0 | 0
BCEU BAU Components Energy Use[rural residential,kerosene bf,heating] | NoSettings | 0 | 0 | 0 | 0 | 0 | 0 | 0 | 0 | 0 | 0 | 0 | 0 | 0 | 0 | 0 | 0 | 0 | 0 | 0 | 0 | 0 | 0 | 0 | 0 | 0 | 0 | 0 | 0 | 0 | 0 | 0
BCEU BAU Components Energy Use[rural residential,kerosene bf,cooling and ventilation] | NoSettings | 0 | 0 | 0 | 0 | 0 | 0 | 0 | 0 | 0 | 0 | 0 | 0 | 0 | 0 | 0 | 0 | 0 | 0 | 0 | 0 | 0 | 0 | 0 | 0 | 0 | 0 | 0 | 0 | 0 | 0 | 0
BCEU BAU Components Energy Use[rural residential,kerosene bf,envelope] | NoSettings | 0 | 0 | 0 | 0 | 0 | 0 | 0 | 0 | 0 | 0 | 0 | 0 | 0 | 0 | 0 | 0 | 0 | 0 | 0 | 0 | 0 | 0 | 0 | 0 | 0 | 0 | 0 | 0 | 0 | 0 | 0
BCEU BAU Components Energy Use[rural residential,kerosene bf,lighting] | NoSettings | 0 | 0 | 0 | 0 | 0 | 0 | 0 | 0 | 0 | 0 | 0 | 0 | 0 | 0 | 0 | 0 | 0 | 0 | 0 | 0 | 0 | 0 | 0 | 0 | 0 | 0 | 0 | 0 | 0 | 0 | 0
BCEU BAU Components Energy Use[rural residential,kerosene bf,appliances] | NoSettings | 0 | 0 | 0 | 0 | 0 | 0 | 0 | 0 | 0 | 0 | 0 | 0 | 0 | 0 | 0 | 0 | 0 | 0 | 0 | 0 | 0 | 0 | 0 | 0 | 0 | 0 | 0 | 0 | 0 | 0 | 0
BCEU BAU Components Energy Use[rural residential,kerosene bf,other component] | NoSettings | 0 | 0 | 0 | 0 | 0 | 0 | 0 | 0 | 0 | 0 | 0 | 0 | 0 | 0 | 0 | 0 | 0 | 0 | 0 | 0 | 0 | 0 | 0 | 0 | 0 | 0 | 0 | 0 | 0 | 0 | 0
BCEU BAU Components Energy Use[rural residential,heavy or residual fuel oil bf,heating] | NoSettings | 0 | 0 | 0 | 0 | 0 | 0 | 0 | 0 | 0 | 0 | 0 | 0 | 0 | 0 | 0 | 0 | 0 | 0 | 0 | 0 | 0 | 0 | 0 | 0 | 0 | 0 | 0 | 0 | 0 | 0 | 0
BCEU BAU Components Energy Use[rural residential,heavy or residual fuel oil bf,cooling and ventilation] | NoSettings | 0 | 0 | 0 | 0 | 0 | 0 | 0 | 0 | 0 | 0 | 0 | 0 | 0 | 0 | 0 | 0 | 0 | 0 | 0 | 0 | 0 | 0 | 0 | 0 | 0 | 0 | 0 | 0 | 0 | 0 | 0
BCEU BAU Components Energy Use[rural residential,heavy or residual fuel oil bf,envelope] | NoSettings | 0 | 0 | 0 | 0 | 0 | 0 | 0 | 0 | 0 | 0 | 0 | 0 | 0 | 0 | 0 | 0 | 0 | 0 | 0 | 0 | 0 | 0 | 0 | 0 | 0 | 0 | 0 | 0 | 0 | 0 | 0
BCEU BAU Components Energy Use[rural residential,heavy or residual fuel oil bf,lighting] | NoSettings | 0 | 0 | 0 | 0 | 0 | 0 | 0 | 0 | 0 | 0 | 0 | 0 | 0 | 0 | 0 | 0 | 0 | 0 | 0 | 0 | 0 | 0 | 0 | 0 | 0 | 0 | 0 | 0 | 0 | 0 | 0
BCEU BAU Components Energy Use[rural residential,heavy or residual fuel oil bf,appliances] | NoSettings | 0 | 0 | 0 | 0 | 0 | 0 | 0 | 0 | 0 | 0 | 0 | 0 | 0 | 0 | 0 | 0 | 0 | 0 | 0 | 0 | 0 | 0 | 0 | 0 | 0 | 0 | 0 | 0 | 0 | 0 | 0
BCEU BAU Components Energy Use[rural residential,heavy or residual fuel oil bf,other component] | NoSettings | 0 | 0 | 0 | 0 | 0 | 0 | 0 | 0 | 0 | 0 | 0 | 0 | 0 | 0 | 0 | 0 | 0 | 0 | 0 | 0 | 0 | 0 | 0 | 0 | 0 | 0 | 0 | 0 | 0 | 0 | 0
BCEU BAU Components Energy Use[rural residential,LPG propane or butane bf,heating] | NoSettings | 2760000000000 | 2670000000000 | 2540000000000 | 2560000000000 | 2550000000000 | 2530000000000 | 2490000000000 | 2480000000000 | 2430000000000 | 2370000000000 | 2300000000000 | 2220000000000 | 2140000000000 | 2080000000000 | 2030000000000 | 1970000000000 | 1910000000000 | 1850000000000 | 1790000000000 | 1720000000000 | 1670000000000 | 1630000000000 | 1590000000000 | 1550000000000 | 1520000000000 | 1500000000000 | 1460000000000 | 1430000000000 | 1410000000000 | 1390000000000 | 1360000000000
BCEU BAU Components Energy Use[rural residential,LPG propane or butane bf,cooling and ventilation] | NoSettings | 0 | 0 | 0 | 0 | 0 | 0 | 0 | 0 | 0 | 0 | 0 | 0 | 0 | 0 | 0 | 0 | 0 | 0 | 0 | 0 | 0 | 0 | 0 | 0 | 0 | 0 | 0 | 0 | 0 | 0 | 0
BCEU BAU Components Energy Use[rural residential,LPG propane or butane bf,envelope] | NoSettings | 0 | 0 | 0 | 0 | 0 | 0 | 0 | 0 | 0 | 0 | 0 | 0 | 0 | 0 | 0 | 0 | 0 | 0 | 0 | 0 | 0 | 0 | 0 | 0 | 0 | 0 | 0 | 0 | 0 | 0 | 0
BCEU BAU Components Energy Use[rural residential,LPG propane or butane bf,lighting] | NoSettings | 0 | 0 | 0 | 0 | 0 | 0 | 0 | 0 | 0 | 0 | 0 | 0 | 0 | 0 | 0 | 0 | 0 | 0 | 0 | 0 | 0 | 0 | 0 | 0 | 0 | 0 | 0 | 0 | 0 | 0 | 0
BCEU BAU Components Energy Use[rural residential,LPG propane or butane bf,appliances] | NoSettings | 234000000000 | 216000000000 | 197000000000 | 191000000000 | 185000000000 | 179000000000 | 173000000000 | 169000000000 | 162000000000 | 155000000000 | 149000000000 | 141000000000 | 135000000000 | 129000000000 | 124000000000 | 119000000000 | 115000000000 | 111000000000 | 107000000000 | 104000000000 | 101000000000 | 99200000000 | 97100000000 | 96100000000 | 94400000000 | 94400000000 | 91800000000 | 91000000000 | 89300000000 | 88400000000 | 86700000000
BCEU BAU Components Energy Use[rural residential,LPG propane or butane bf,other component] | NoSettings | 0 | 0 | 0 | 0 | 0 | 0 | 0 | 0 | 0 | 0 | 0 | 0 | 0 | 0 | 0 | 0 | 0 | 0 | 0 | 0 | 0 | 0 | 0 | 0 | 0 | 0 | 0 | 0 | 0 | 0 | 0
BCEU BAU Components Energy Use[rural residential,hydrogen bf,heating] | NoSettings | 0 | 0 | 0 | 0 | 0 | 0 | 0 | 0 | 0 | 0 | 0 | 0 | 0 | 0 | 0 | 0 | 0 | 0 | 0 | 0 | 0 | 0 | 0 | 0 | 0 | 0 | 0 | 0 | 0 | 0 | 0
BCEU BAU Components Energy Use[rural residential,hydrogen bf,cooling and ventilation] | NoSettings | 0 | 0 | 0 | 0 | 0 | 0 | 0 | 0 | 0 | 0 | 0 | 0 | 0 | 0 | 0 | 0 | 0 | 0 | 0 | 0 | 0 | 0 | 0 | 0 | 0 | 0 | 0 | 0 | 0 | 0 | 0
BCEU BAU Components Energy Use[rural residential,hydrogen bf,envelope] | NoSettings | 0 | 0 | 0 | 0 | 0 | 0 | 0 | 0 | 0 | 0 | 0 | 0 | 0 | 0 | 0 | 0 | 0 | 0 | 0 | 0 | 0 | 0 | 0 | 0 | 0 | 0 | 0 | 0 | 0 | 0 | 0
BCEU BAU Components Energy Use[rural residential,hydrogen bf,lighting] | NoSettings | 0 | 0 | 0 | 0 | 0 | 0 | 0 | 0 | 0 | 0 | 0 | 0 | 0 | 0 | 0 | 0 | 0 | 0 | 0 | 0 | 0 | 0 | 0 | 0 | 0 | 0 | 0 | 0 | 0 | 0 | 0
BCEU BAU Components Energy Use[rural residential,hydrogen bf,appliances] | NoSettings | 0 | 0 | 0 | 0 | 0 | 0 | 0 | 0 | 0 | 0 | 0 | 0 | 0 | 0 | 0 | 0 | 0 | 0 | 0 | 0 | 0 | 0 | 0 | 0 | 0 | 0 | 0 | 0 | 0 | 0 | 0
BCEU BAU Components Energy Use[rural residential,hydrogen bf,other component] | NoSettings | 0 | 0 | 0 | 0 | 0 | 0 | 0 | 0 | 0 | 0 | 0 | 0 | 0 | 0 | 0 | 0 | 0 | 0 | 0 | 0 | 0 | 0 | 0 | 0 | 0 | 0 | 0 | 0 | 0 | 0 | 0
BCEU BAU Components Energy Use[commercial,electricity bf,heating] | NoSettings | 7360000000000 | 7000000000000 | 7110000000000 | 7100000000000 | 7060000000000 | 7040000000000 | 7050000000000 | 7070000000000 | 7100000000000 | 7140000000000 | 7170000000000 | 7200000000000 | 7210000000000 | 7220000000000 | 7200000000000 | 7150000000000 | 7170000000000 | 7140000000000 | 7110000000000 | 7070000000000 | 7030000000000 | 6980000000000 | 6910000000000 | 6820000000000 | 6700000000000 | 6580000000000 | 6450000000000 | 6300000000000 | 6140000000000 | 5970000000000 | 5790000000000
BCEU BAU Components Energy Use[commercial,electricity bf,cooling and ventilation] | NoSettings | 55000000000000 | 53100000000000 | 54700000000000 | 55200000000000 | 55200000000000 | 55200000000000 | 55200000000000 | 55000000000000 | 54600000000000 | 54200000000000 | 53500000000000 | 52900000000000 | 52100000000000 | 51200000000000 | 50300000000000 | 49200000000000 | 48600000000000 | 47700000000000 | 47000000000000 | 46200000000000 | 45500000000000 | 44800000000000 | 44200000000000 | 43600000000000 | 43100000000000 | 42700000000000 | 42300000000000 | 42000000000000 | 41700000000000 | 41400000000000 | 41100000000000
BCEU BAU Components Energy Use[commercial,electricity bf,envelope] | NoSettings | 0 | 0 | 0 | 0 | 0 | 0 | 0 | 0 | 0 | 0 | 0 | 0 | 0 | 0 | 0 | 0 | 0 | 0 | 0 | 0 | 0 | 0 | 0 | 0 | 0 | 0 | 0 | 0 | 0 | 0 | 0
BCEU BAU Components Energy Use[commercial,electricity bf,lighting] | NoSettings | 29600000000000 | 28200000000000 | 28000000000000 | 26900000000000 | 25500000000000 | 24100000000000 | 22900000000000 | 21700000000000 | 20600000000000 | 19600000000000 | 18700000000000 | 17900000000000 | 17200000000000 | 16500000000000 | 15900000000000 | 15300000000000 | 14800000000000 | 14300000000000 | 13900000000000 | 13500000000000 | 13100000000000 | 12700000000000 | 12500000000000 | 12200000000000 | 11900000000000 | 11700000000000 | 11500000000000 | 11300000000000 | 11100000000000 | 11000000000000 | 10800000000000
BCEU BAU Components Energy Use[commercial,electricity bf,appliances] | NoSettings | 55800000000000 | 55300000000000 | 58200000000000 | 60000000000000 | 61300000000000 | 62200000000000 | 62800000000000 | 63200000000000 | 63300000000000 | 63200000000000 | 63100000000000 | 63000000000000 | 62900000000000 | 62800000000000 | 62700000000000 | 62400000000000 | 62800000000000 | 62800000000000 | 62800000000000 | 62800000000000 | 62700000000000 | 62600000000000 | 62400000000000 | 62100000000000 | 61900000000000 | 61600000000000 | 61300000000000 | 61100000000000 | 60800000000000 | 60500000000000 | 60300000000000
BCEU BAU Components Energy Use[commercial,electricity bf,other component] | NoSettings | 152000000000000 | 149000000000000 | 155000000000000 | 160000000000000 | 164000000000000 | 169000000000000 | 174000000000000 | 179000000000000 | 186000000000000 | 191000000000000 | 196000000000000 | 202000000000000 | 207000000000000 | 213000000000000 | 217000000000000 | 221000000000000 | 226000000000000 | 231000000000000 | 237000000000000 | 241000000000000 | 246000000000000 | 250000000000000 | 255000000000000 | 259000000000000 | 263000000000000 | 267000000000000 | 271000000000000 | 275000000000000 | 279000000000000 | 283000000000000 | 287000000000000
BCEU BAU Components Energy Use[commercial,hard coal bf,heating] | NoSettings | 0 | 0 | 0 | 0 | 0 | 0 | 0 | 0 | 0 | 0 | 0 | 0 | 0 | 0 | 0 | 0 | 0 | 0 | 0 | 0 | 0 | 0 | 0 | 0 | 0 | 0 | 0 | 0 | 0 | 0 | 0
BCEU BAU Components Energy Use[commercial,hard coal bf,cooling and ventilation] | NoSettings | 0 | 0 | 0 | 0 | 0 | 0 | 0 | 0 | 0 | 0 | 0 | 0 | 0 | 0 | 0 | 0 | 0 | 0 | 0 | 0 | 0 | 0 | 0 | 0 | 0 | 0 | 0 | 0 | 0 | 0 | 0
BCEU BAU Components Energy Use[commercial,hard coal bf,envelope] | NoSettings | 0 | 0 | 0 | 0 | 0 | 0 | 0 | 0 | 0 | 0 | 0 | 0 | 0 | 0 | 0 | 0 | 0 | 0 | 0 | 0 | 0 | 0 | 0 | 0 | 0 | 0 | 0 | 0 | 0 | 0 | 0
BCEU BAU Components Energy Use[commercial,hard coal bf,lighting] | NoSettings | 0 | 0 | 0 | 0 | 0 | 0 | 0 | 0 | 0 | 0 | 0 | 0 | 0 | 0 | 0 | 0 | 0 | 0 | 0 | 0 | 0 | 0 | 0 | 0 | 0 | 0 | 0 | 0 | 0 | 0 | 0
BCEU BAU Components Energy Use[commercial,hard coal bf,appliances] | NoSettings | 0 | 0 | 0 | 0 | 0 | 0 | 0 | 0 | 0 | 0 | 0 | 0 | 0 | 0 | 0 | 0 | 0 | 0 | 0 | 0 | 0 | 0 | 0 | 0 | 0 | 0 | 0 | 0 | 0 | 0 | 0
BCEU BAU Components Energy Use[commercial,hard coal bf,other component] | NoSettings | 0 | 0 | 0 | 0 | 0 | 0 | 0 | 0 | 0 | 0 | 0 | 0 | 0 | 0 | 0 | 0 | 0 | 0 | 0 | 0 | 0 | 0 | 0 | 0 | 0 | 0 | 0 | 0 | 0 | 0 | 0
BCEU BAU Components Energy Use[commercial,natural gas bf,heating] | NoSettings | 46500000000000 | 46500000000000 | 47400000000000 | 47300000000000 | 46700000000000 | 45900000000000 | 45000000000000 | 44100000000000 | 43100000000000 | 42200000000000 | 41100000000000 | 40300000000000 | 39300000000000 | 38500000000000 | 37500000000000 | 36700000000000 | 36000000000000 | 35300000000000 | 34600000000000 | 33800000000000 | 33200000000000 | 32400000000000 | 31700000000000 | 31100000000000 | 30600000000000 | 30000000000000 | 29500000000000 | 29000000000000 | 28600000000000 | 28200000000000 | 27900000000000
BCEU BAU Components Energy Use[commercial,natural gas bf,cooling and ventilation] | NoSettings | 736000000000 | 752000000000 | 781000000000 | 794000000000 | 798000000000 | 794000000000 | 785000000000 | 773000000000 | 757000000000 | 739000000000 | 716000000000 | 693000000000 | 667000000000 | 639000000000 | 609000000000 | 579000000000 | 549000000000 | 518000000000 | 486000000000 | 455000000000 | 424000000000 | 396000000000 | 368000000000 | 344000000000 | 323000000000 | 303000000000 | 287000000000 | 273000000000 | 260000000000 | 249000000000 | 240000000000
BCEU BAU Components Energy Use[commercial,natural gas bf,envelope] | NoSettings | 0 | 0 | 0 | 0 | 0 | 0 | 0 | 0 | 0 | 0 | 0 | 0 | 0 | 0 | 0 | 0 | 0 | 0 | 0 | 0 | 0 | 0 | 0 | 0 | 0 | 0 | 0 | 0 | 0 | 0 | 0
BCEU BAU Components Energy Use[commercial,natural gas bf,lighting] | NoSettings | 0 | 0 | 0 | 0 | 0 | 0 | 0 | 0 | 0 | 0 | 0 | 0 | 0 | 0 | 0 | 0 | 0 | 0 | 0 | 0 | 0 | 0 | 0 | 0 | 0 | 0 | 0 | 0 | 0 | 0 | 0
BCEU BAU Components Energy Use[commercial,natural gas bf,appliances] | NoSettings | 81000000000000 | 84100000000000 | 88800000000000 | 91800000000000 | 93900000000000 | 95500000000000 | 96700000000000 | 97600000000000 | 98700000000000 | 99500000000000 | 100000000000000 | 102000000000000 | 102000000000000 | 102000000000000 | 103000000000000 | 104000000000000 | 104000000000000 | 105000000000000 | 106000000000000 | 107000000000000 | 107000000000000 | 108000000000000 | 110000000000000 | 111000000000000 | 113000000000000 | 115000000000000 | 116000000000000 | 117000000000000 | 119000000000000 | 121000000000000 | 122000000000000
BCEU BAU Components Energy Use[commercial,natural gas bf,other component] | NoSettings | 53200000000000 | 52500000000000 | 54200000000000 | 55000000000000 | 55300000000000 | 55100000000000 | 54800000000000 | 54100000000000 | 53400000000000 | 52800000000000 | 52100000000000 | 51500000000000 | 50800000000000 | 50300000000000 | 49500000000000 | 48700000000000 | 48000000000000 | 47300000000000 | 46600000000000 | 46100000000000 | 45600000000000 | 45300000000000 | 44900000000000 | 44500000000000 | 44200000000000 | 43900000000000 | 43700000000000 | 43400000000000 | 43200000000000 | 42900000000000 | 42700000000000
BCEU BAU Components Energy Use[commercial,petroleum diesel bf,heating] | NoSettings | 0 | 0 | 0 | 0 | 0 | 0 | 0 | 0 | 0 | 0 | 0 | 0 | 0 | 0 | 0 | 0 | 0 | 0 | 0 | 0 | 0 | 0 | 0 | 0 | 0 | 0 | 0 | 0 | 0 | 0 | 0
BCEU BAU Components Energy Use[commercial,petroleum diesel bf,cooling and ventilation] | NoSettings | 0 | 0 | 0 | 0 | 0 | 0 | 0 | 0 | 0 | 0 | 0 | 0 | 0 | 0 | 0 | 0 | 0 | 0 | 0 | 0 | 0 | 0 | 0 | 0 | 0 | 0 | 0 | 0 | 0 | 0 | 0
BCEU BAU Components Energy Use[commercial,petroleum diesel bf,envelope] | NoSettings | 0 | 0 | 0 | 0 | 0 | 0 | 0 | 0 | 0 | 0 | 0 | 0 | 0 | 0 | 0 | 0 | 0 | 0 | 0 | 0 | 0 | 0 | 0 | 0 | 0 | 0 | 0 | 0 | 0 | 0 | 0
BCEU BAU Components Energy Use[commercial,petroleum diesel bf,lighting] | NoSettings | 0 | 0 | 0 | 0 | 0 | 0 | 0 | 0 | 0 | 0 | 0 | 0 | 0 | 0 | 0 | 0 | 0 | 0 | 0 | 0 | 0 | 0 | 0 | 0 | 0 | 0 | 0 | 0 | 0 | 0 | 0
BCEU BAU Components Energy Use[commercial,petroleum diesel bf,appliances] | NoSettings | 2300000000 | 2100000000 | 1890000000 | 1700000000 | 1520000000 | 1370000000 | 1230000000 | 1100000000 | 999000000 | 912000000 | 848000000 | 801000000 | 768000000 | 741000000 | 718000000 | 696000000 | 679000000 | 661000000 | 644000000 | 630000000 | 616000000 | 604000000 | 590000000 | 578000000 | 568000000 | 558000000 | 547000000 | 538000000 | 529000000 | 519000000 | 509000000
BCEU BAU Components Energy Use[commercial,petroleum diesel bf,other component] | NoSettings | 20700000000000 | 20700000000000 | 20700000000000 | 20700000000000 | 20600000000000 | 20500000000000 | 20400000000000 | 20300000000000 | 20100000000000 | 19900000000000 | 19700000000000 | 19500000000000 | 19300000000000 | 19100000000000 | 18900000000000 | 18700000000000 | 18500000000000 | 18300000000000 | 18100000000000 | 18000000000000 | 17900000000000 | 17800000000000 | 17700000000000 | 17600000000000 | 17600000000000 | 17600000000000 | 17600000000000 | 17600000000000 | 17600000000000 | 17600000000000 | 17600000000000
BCEU BAU Components Energy Use[commercial,heat bf,heating] | NoSettings | 0 | 0 | 0 | 0 | 0 | 0 | 0 | 0 | 0 | 0 | 0 | 0 | 0 | 0 | 0 | 0 | 0 | 0 | 0 | 0 | 0 | 0 | 0 | 0 | 0 | 0 | 0 | 0 | 0 | 0 | 0
BCEU BAU Components Energy Use[commercial,heat bf,cooling and ventilation] | NoSettings | 0 | 0 | 0 | 0 | 0 | 0 | 0 | 0 | 0 | 0 | 0 | 0 | 0 | 0 | 0 | 0 | 0 | 0 | 0 | 0 | 0 | 0 | 0 | 0 | 0 | 0 | 0 | 0 | 0 | 0 | 0
BCEU BAU Components Energy Use[commercial,heat bf,envelope] | NoSettings | 0 | 0 | 0 | 0 | 0 | 0 | 0 | 0 | 0 | 0 | 0 | 0 | 0 | 0 | 0 | 0 | 0 | 0 | 0 | 0 | 0 | 0 | 0 | 0 | 0 | 0 | 0 | 0 | 0 | 0 | 0
BCEU BAU Components Energy Use[commercial,heat bf,lighting] | NoSettings | 0 | 0 | 0 | 0 | 0 | 0 | 0 | 0 | 0 | 0 | 0 | 0 | 0 | 0 | 0 | 0 | 0 | 0 | 0 | 0 | 0 | 0 | 0 | 0 | 0 | 0 | 0 | 0 | 0 | 0 | 0
BCEU BAU Components Energy Use[commercial,heat bf,appliances] | NoSettings | 0 | 0 | 0 | 0 | 0 | 0 | 0 | 0 | 0 | 0 | 0 | 0 | 0 | 0 | 0 | 0 | 0 | 0 | 0 | 0 | 0 | 0 | 0 | 0 | 0 | 0 | 0 | 0 | 0 | 0 | 0
BCEU BAU Components Energy Use[commercial,heat bf,other component] | NoSettings | 0 | 0 | 0 | 0 | 0 | 0 | 0 | 0 | 0 | 0 | 0 | 0 | 0 | 0 | 0 | 0 | 0 | 0 | 0 | 0 | 0 | 0 | 0 | 0 | 0 | 0 | 0 | 0 | 0 | 0 | 0
BCEU BAU Components Energy Use[commercial,biomass bf,heating] | NoSettings | 3830000000000 | 3830000000000 | 3830000000000 | 3830000000000 | 3830000000000 | 3830000000000 | 3830000000000 | 3830000000000 | 3830000000000 | 3830000000000 | 3830000000000 | 3830000000000 | 3830000000000 | 3830000000000 | 3830000000000 | 3830000000000 | 3830000000000 | 3830000000000 | 3830000000000 | 3830000000000 | 3830000000000 | 3830000000000 | 3830000000000 | 3830000000000 | 3830000000000 | 3830000000000 | 3830000000000 | 3830000000000 | 3830000000000 | 3830000000000 | 3830000000000
BCEU BAU Components Energy Use[commercial,biomass bf,cooling and ventilation] | NoSettings | 0 | 0 | 0 | 0 | 0 | 0 | 0 | 0 | 0 | 0 | 0 | 0 | 0 | 0 | 0 | 0 | 0 | 0 | 0 | 0 | 0 | 0 | 0 | 0 | 0 | 0 | 0 | 0 | 0 | 0 | 0
BCEU BAU Components Energy Use[commercial,biomass bf,envelope] | NoSettings | 0 | 0 | 0 | 0 | 0 | 0 | 0 | 0 | 0 | 0 | 0 | 0 | 0 | 0 | 0 | 0 | 0 | 0 | 0 | 0 | 0 | 0 | 0 | 0 | 0 | 0 | 0 | 0 | 0 | 0 | 0
BCEU BAU Components Energy Use[commercial,biomass bf,lighting] | NoSettings | 0 | 0 | 0 | 0 | 0 | 0 | 0 | 0 | 0 | 0 | 0 | 0 | 0 | 0 | 0 | 0 | 0 | 0 | 0 | 0 | 0 | 0 | 0 | 0 | 0 | 0 | 0 | 0 | 0 | 0 | 0
BCEU BAU Components Energy Use[commercial,biomass bf,appliances] | NoSettings | 0 | 0 | 0 | 0 | 0 | 0 | 0 | 0 | 0 | 0 | 0 | 0 | 0 | 0 | 0 | 0 | 0 | 0 | 0 | 0 | 0 | 0 | 0 | 0 | 0 | 0 | 0 | 0 | 0 | 0 | 0
BCEU BAU Components Energy Use[commercial,biomass bf,other component] | NoSettings | 0 | 0 | 0 | 0 | 0 | 0 | 0 | 0 | 0 | 0 | 0 | 0 | 0 | 0 | 0 | 0 | 0 | 0 | 0 | 0 | 0 | 0 | 0 | 0 | 0 | 0 | 0 | 0 | 0 | 0 | 0
BCEU BAU Components Energy Use[commercial,kerosene bf,heating] | NoSettings | 0 | 0 | 0 | 0 | 0 | 0 | 0 | 0 | 0 | 0 | 0 | 0 | 0 | 0 | 0 | 0 | 0 | 0 | 0 | 0 | 0 | 0 | 0 | 0 | 0 | 0 | 0 | 0 | 0 | 0 | 0
BCEU BAU Components Energy Use[commercial,kerosene bf,cooling and ventilation] | NoSettings | 0 | 0 | 0 | 0 | 0 | 0 | 0 | 0 | 0 | 0 | 0 | 0 | 0 | 0 | 0 | 0 | 0 | 0 | 0 | 0 | 0 | 0 | 0 | 0 | 0 | 0 | 0 | 0 | 0 | 0 | 0
BCEU BAU Components Energy Use[commercial,kerosene bf,envelope] | NoSettings | 0 | 0 | 0 | 0 | 0 | 0 | 0 | 0 | 0 | 0 | 0 | 0 | 0 | 0 | 0 | 0 | 0 | 0 | 0 | 0 | 0 | 0 | 0 | 0 | 0 | 0 | 0 | 0 | 0 | 0 | 0
BCEU BAU Components Energy Use[commercial,kerosene bf,lighting] | NoSettings | 0 | 0 | 0 | 0 | 0 | 0 | 0 | 0 | 0 | 0 | 0 | 0 | 0 | 0 | 0 | 0 | 0 | 0 | 0 | 0 | 0 | 0 | 0 | 0 | 0 | 0 | 0 | 0 | 0 | 0 | 0
BCEU BAU Components Energy Use[commercial,kerosene bf,appliances] | NoSettings | 0 | 0 | 0 | 0 | 0 | 0 | 0 | 0 | 0 | 0 | 0 | 0 | 0 | 0 | 0 | 0 | 0 | 0 | 0 | 0 | 0 | 0 | 0 | 0 | 0 | 0 | 0 | 0 | 0 | 0 | 0
BCEU BAU Components Energy Use[commercial,kerosene bf,other component] | NoSettings | 0 | 0 | 0 | 0 | 0 | 0 | 0 | 0 | 0 | 0 | 0 | 0 | 0 | 0 | 0 | 0 | 0 | 0 | 0 | 0 | 0 | 0 | 0 | 0 | 0 | 0 | 0 | 0 | 0 | 0 | 0
BCEU BAU Components Energy Use[commercial,heavy or residual fuel oil bf,heating] | NoSettings | 0 | 0 | 0 | 0 | 0 | 0 | 0 | 0 | 0 | 0 | 0 | 0 | 0 | 0 | 0 | 0 | 0 | 0 | 0 | 0 | 0 | 0 | 0 | 0 | 0 | 0 | 0 | 0 | 0 | 0 | 0
BCEU BAU Components Energy Use[commercial,heavy or residual fuel oil bf,cooling and ventilation] | NoSettings | 0 | 0 | 0 | 0 | 0 | 0 | 0 | 0 | 0 | 0 | 0 | 0 | 0 | 0 | 0 | 0 | 0 | 0 | 0 | 0 | 0 | 0 | 0 | 0 | 0 | 0 | 0 | 0 | 0 | 0 | 0
BCEU BAU Components Energy Use[commercial,heavy or residual fuel oil bf,envelope] | NoSettings | 0 | 0 | 0 | 0 | 0 | 0 | 0 | 0 | 0 | 0 | 0 | 0 | 0 | 0 | 0 | 0 | 0 | 0 | 0 | 0 | 0 | 0 | 0 | 0 | 0 | 0 | 0 | 0 | 0 | 0 | 0
BCEU BAU Components Energy Use[commercial,heavy or residual fuel oil bf,lighting] | NoSettings | 0 | 0 | 0 | 0 | 0 | 0 | 0 | 0 | 0 | 0 | 0 | 0 | 0 | 0 | 0 | 0 | 0 | 0 | 0 | 0 | 0 | 0 | 0 | 0 | 0 | 0 | 0 | 0 | 0 | 0 | 0
BCEU BAU Components Energy Use[commercial,heavy or residual fuel oil bf,appliances] | NoSettings | 0 | 0 | 0 | 0 | 0 | 0 | 0 | 0 | 0 | 0 | 0 | 0 | 0 | 0 | 0 | 0 | 0 | 0 | 0 | 0 | 0 | 0 | 0 | 0 | 0 | 0 | 0 | 0 | 0 | 0 | 0
BCEU BAU Components Energy Use[commercial,heavy or residual fuel oil bf,other component] | NoSettings | 0 | 0 | 0 | 0 | 0 | 0 | 0 | 0 | 0 | 0 | 0 | 0 | 0 | 0 | 0 | 0 | 0 | 0 | 0 | 0 | 0 | 0 | 0 | 0 | 0 | 0 | 0 | 0 | 0 | 0 | 0
BCEU BAU Components Energy Use[commercial,LPG propane or butane bf,heating] | NoSettings | 13300000000000 | 13300000000000 | 13300000000000 | 13300000000000 | 13300000000000 | 13200000000000 | 13100000000000 | 13100000000000 | 13000000000000 | 12900000000000 | 12800000000000 | 12700000000000 | 12600000000000 | 12500000000000 | 12400000000000 | 12300000000000 | 12200000000000 | 12100000000000 | 12000000000000 | 11900000000000 | 11800000000000 | 11700000000000 | 11600000000000 | 11500000000000 | 11400000000000 | 11400000000000 | 11300000000000 | 11300000000000 | 11300000000000 | 11300000000000 | 11300000000000
BCEU BAU Components Energy Use[commercial,LPG propane or butane bf,cooling and ventilation] | NoSettings | 0 | 0 | 0 | 0 | 0 | 0 | 0 | 0 | 0 | 0 | 0 | 0 | 0 | 0 | 0 | 0 | 0 | 0 | 0 | 0 | 0 | 0 | 0 | 0 | 0 | 0 | 0 | 0 | 0 | 0 | 0
BCEU BAU Components Energy Use[commercial,LPG propane or butane bf,envelope] | NoSettings | 0 | 0 | 0 | 0 | 0 | 0 | 0 | 0 | 0 | 0 | 0 | 0 | 0 | 0 | 0 | 0 | 0 | 0 | 0 | 0 | 0 | 0 | 0 | 0 | 0 | 0 | 0 | 0 | 0 | 0 | 0
BCEU BAU Components Energy Use[commercial,LPG propane or butane bf,lighting] | NoSettings | 0 | 0 | 0 | 0 | 0 | 0 | 0 | 0 | 0 | 0 | 0 | 0 | 0 | 0 | 0 | 0 | 0 | 0 | 0 | 0 | 0 | 0 | 0 | 0 | 0 | 0 | 0 | 0 | 0 | 0 | 0
BCEU BAU Components Energy Use[commercial,LPG propane or butane bf,appliances] | NoSettings | 0 | 0 | 0 | 0 | 0 | 0 | 0 | 0 | 0 | 0 | 0 | 0 | 0 | 0 | 0 | 0 | 0 | 0 | 0 | 0 | 0 | 0 | 0 | 0 | 0 | 0 | 0 | 0 | 0 | 0 | 0
BCEU BAU Components Energy Use[commercial,LPG propane or butane bf,other component] | NoSettings | 0 | 0 | 0 | 0 | 0 | 0 | 0 | 0 | 0 | 0 | 0 | 0 | 0 | 0 | 0 | 0 | 0 | 0 | 0 | 0 | 0 | 0 | 0 | 0 | 0 | 0 | 0 | 0 | 0 | 0 | 0
BCEU BAU Components Energy Use[commercial,hydrogen bf,heating] | NoSettings | 0 | 0 | 0 | 0 | 0 | 0 | 0 | 0 | 0 | 0 | 0 | 0 | 0 | 0 | 0 | 0 | 0 | 0 | 0 | 0 | 0 | 0 | 0 | 0 | 0 | 0 | 0 | 0 | 0 | 0 | 0
BCEU BAU Components Energy Use[commercial,hydrogen bf,cooling and ventilation] | NoSettings | 0 | 0 | 0 | 0 | 0 | 0 | 0 | 0 | 0 | 0 | 0 | 0 | 0 | 0 | 0 | 0 | 0 | 0 | 0 | 0 | 0 | 0 | 0 | 0 | 0 | 0 | 0 | 0 | 0 | 0 | 0
BCEU BAU Components Energy Use[commercial,hydrogen bf,envelope] | NoSettings | 0 | 0 | 0 | 0 | 0 | 0 | 0 | 0 | 0 | 0 | 0 | 0 | 0 | 0 | 0 | 0 | 0 | 0 | 0 | 0 | 0 | 0 | 0 | 0 | 0 | 0 | 0 | 0 | 0 | 0 | 0
BCEU BAU Components Energy Use[commercial,hydrogen bf,lighting] | NoSettings | 0 | 0 | 0 | 0 | 0 | 0 | 0 | 0 | 0 | 0 | 0 | 0 | 0 | 0 | 0 | 0 | 0 | 0 | 0 | 0 | 0 | 0 | 0 | 0 | 0 | 0 | 0 | 0 | 0 | 0 | 0
BCEU BAU Components Energy Use[commercial,hydrogen bf,appliances] | NoSettings | 0 | 0 | 0 | 0 | 0 | 0 | 0 | 0 | 0 | 0 | 0 | 0 | 0 | 0 | 0 | 0 | 0 | 0 | 0 | 0 | 0 | 0 | 0 | 0 | 0 | 0 | 0 | 0 | 0 | 0 | 0
BCEU BAU Components Energy Use[commercial,hydrogen bf,other component] | NoSettings | 0 | 0 | 0 | 0 | 0 | 0 | 0 | 0 | 0 | 0 | 0 | 0 | 0 | 0 | 0 | 0 | 0 | 0 | 0 | 0 | 0 | 0 | 0 | 0 | 0 | 0 | 0 | 0 | 0 | 0 | 0
Output Process Emissions in CO2e by Industry[agriculture and forestry 01T03] | NoSettings | 30.4434 | 30.3321 | 30.441 | 28.1963 | 26.0013 | 23.7959 | 22.9128 | 22.0244 | 21.1333 | 20.2494 | 19.3627 | 19.1663 | 18.968 | 18.7747 | 18.5824 | 18.3921 | 18.2019 | 18.0078 | 17.8152 | 17.6229 | 17.4295 | 17.2436 | 17.053 | 16.8684 | 16.6775 | 16.4929 | 16.5468 | 16.5961 | 16.6504 | 16.7068 | 16.7644
Output Process Emissions in CO2e by Industry[coal mining 05] | NoSettings | 0 | 0 | 0 | 0 | 0 | 0 | 0 | 0 | 0 | 0 | 0 | 0 | 0 | 0 | 0 | 0 | 0 | 0 | 0 | 0 | 0 | 0 | 0 | 0 | 0 | 0 | 0 | 0 | 0 | 0 | 0
Output Process Emissions in CO2e by Industry[oil and gas extraction 06] | NoSettings | 2.5713 | 2.4441 | 2.483 | 2.5132 | 2.5028 | 2.4947 | 2.4753 | 2.4424 | 2.4074 | 2.3737 | 2.3473 | 2.3475 | 2.3427 | 2.3472 | 2.3473 | 2.3368 | 2.3252 | 2.3206 | 2.3179 | 2.3124 | 2.3123 | 2.3155 | 2.3257 | 2.3413 | 2.3428 | 2.341 | 2.3556 | 2.3596 | 2.3705 | 2.3771 | 2.3831
Output Process Emissions in CO2e by Industry[other mining and quarrying 07T08] | NoSettings | 0.022977 | 0.024169 | 0.02537 | 0.025686 | 0.025981 | 0.026784 | 0.027256 | 0.027513 | 0.027772 | 0.028022 | 0.028443 | 0.028859 | 0.02921 | 0.02975 | 0.030135 | 0.030344 | 0.030498 | 0.030735 | 0.031043 | 0.031445 | 0.031863 | 0.032285 | 0.032805 | 0.033506 | 0.034081 | 0.034343 | 0.035069 | 0.035551 | 0.036142 | 0.036688 | 0.037233
Output Process Emissions in CO2e by Industry[food beverage and tobacco 10T12] | NoSettings | 0.054503 | 0.054473 | 0.058476 | 0.060776 | 0.064452 | 0.068238 | 0.069006 | 0.069728 | 0.070482 | 0.071241 | 0.071866 | 0.07262 | 0.073453 | 0.074123 | 0.074834 | 0.07583 | 0.076641 | 0.077399 | 0.078153 | 0.078986 | 0.079789 | 0.080803 | 0.081728 | 0.082685 | 0.083694 | 0.084713 | 0.08596 | 0.087164 | 0.088332 | 0.089584 | 0.091038
Output Process Emissions in CO2e by Industry[textiles apparel and leather 13T15] | NoSettings | 0.00039379 | 0.00038837 | 0.0004326 | 0.00043746 | 0.00045533 | 0.00046781 | 0.00047439 | 0.00048018 | 0.00048735 | 0.00049349 | 0.0005014 | 0.0005108 | 0.0005193 | 0.00052501 | 0.00053135 | 0.00053964 | 0.00054619 | 0.00055117 | 0.00055816 | 0.00056474 | 0.00057505 | 0.00058476 | 0.00059358 | 0.00060207 | 0.00061024 | 0.00061843 | 0.00062957 | 0.00063962 | 0.00064796 | 0.00065584 | 0.00066599
Output Process Emissions in CO2e by Industry[wood products 16] | NoSettings | 0.020123 | 0.021022 | 0.022285 | 0.021891 | 0.022347 | 0.022567 | 0.022675 | 0.022983 | 0.023405 | 0.023775 | 0.024285 | 0.024704 | 0.024986 | 0.025162 | 0.025371 | 0.025489 | 0.02544 | 0.025495 | 0.025672 | 0.025774 | 0.025805 | 0.025912 | 0.026087 | 0.02635 | 0.026685 | 0.026848 | 0.026998 | 0.027221 | 0.027431 | 0.027702 | 0.027966
Output Process Emissions in CO2e by Industry[pulp paper and printing 17T18] | NoSettings | 0.027918 | 0.031657 | 0.03201 | 0.032379 | 0.033463 | 0.034145 | 0.034249 | 0.034516 | 0.034622 | 0.03468 | 0.034907 | 0.035092 | 0.035196 | 0.035125 | 0.035203 | 0.035222 | 0.035169 | 0.035195 | 0.035226 | 0.03522 | 0.035221 | 0.035226 | 0.035382 | 0.035487 | 0.0356 | 0.03565 | 0.035818 | 0.036034 | 0.036198 | 0.036416 | 0.036676
Output Process Emissions in CO2e by Industry[refined petroleum and coke 19] | NoSettings | 4.5363 | 4.5774 | 4.5465 | 4.3182 | 4.1196 | 3.913 | 3.813 | 3.7245 | 3.6253 | 3.5284 | 3.4299 | 3.4101 | 3.391 | 3.3684 | 3.349 | 3.3346 | 3.3294 | 3.3194 | 3.3083 | 3.2969 | 3.2861 | 3.276 | 3.2643 | 3.2456 | 3.2322 | 3.2206 | 3.222 | 3.2218 | 3.2223 | 3.2223 | 3.2229
Output Process Emissions in CO2e by Industry[chemicals 20] | NoSettings | 21.9186 | 21.9212 | 21.9272 | 20.2217 | 18.5142 | 16.8145 | 15.7543 | 14.6934 | 13.6334 | 12.566 | 11.5084 | 11.5065 | 11.5057 | 11.5143 | 11.5131 | 11.512 | 11.5111 | 11.5098 | 11.5174 | 11.515 | 11.5129 | 11.397 | 11.272 | 11.1566 | 11.0312 | 10.9155 | 11.0267 | 11.1276 | 11.2386 | 11.3499 | 11.4609
Output Process Emissions in CO2e by Industry[rubber and plastic products 22] | NoSettings | 0 | 0 | 0 | 0 | 0 | 0 | 0 | 0 | 0 | 0 | 0 | 0 | 0 | 0 | 0 | 0 | 0 | 0 | 0 | 0 | 0 | 0 | 0 | 0 | 0 | 0 | 0 | 0 | 0 | 0 | 0
Output Process Emissions in CO2e by Industry[glass and glass products 231] | NoSettings | 0 | 0 | 0 | 0 | 0 | 0 | 0 | 0 | 0 | 0 | 0 | 0 | 0 | 0 | 0 | 0 | 0 | 0 | 0 | 0 | 0 | 0 | 0 | 0 | 0 | 0 | 0 | 0 | 0 | 0 | 0
Output Process Emissions in CO2e by Industry[cement and other nonmetallic minerals 239] | NoSettings | 5.4455 | 5.5155 | 5.4482 | 5.1576 | 4.8806 | 4.5925 | 4.4573 | 4.3257 | 4.1559 | 3.99 | 3.823 | 3.7486 | 3.6757 | 3.5971 | 3.5169 | 3.4547 | 3.4455 | 3.4334 | 3.4182 | 3.4032 | 3.3886 | 3.375 | 3.3587 | 3.3356 | 3.316 | 3.3032 | 3.3015 | 3.3007 | 3.2998 | 3.2986 | 3.2967
Output Process Emissions in CO2e by Industry[iron and steel 241] | NoSettings | 0.0011095 | 0.0011528 | 0.0012875 | 0.0010967 | 0.0011574 | 0.0012929 | 0.001298 | 0.0013156 | 0.0013333 | 0.0013791 | 0.0014111 | 0.0013885 | 0.0013515 | 0.0013151 | 0.0012785 | 0.0012572 | 0.0012435 | 0.0012414 | 0.0012481 | 0.0012486 | 0.0012342 | 0.001237 | 0.0012613 | 0.0012794 | 0.0012728 | 0.0012726 | 0.0012762 | 0.0012775 | 0.0012854 | 0.0012901 | 0.0013122
Output Process Emissions in CO2e by Industry[other metals 242] | NoSettings | 0.0040083 | 0.0043021 | 0.0044246 | 0.0042445 | 0.0042622 | 0.0043577 | 0.0043264 | 0.0043234 | 0.0043263 | 0.0043285 | 0.0043428 | 0.0043573 | 0.004394 | 0.0044236 | 0.0044589 | 0.0044965 | 0.0045295 | 0.0045614 | 0.0045955 | 0.0046301 | 0.0046503 | 0.0046786 | 0.0047105 | 0.0047385 | 0.0047515 | 0.0047638 | 0.0047758 | 0.0047895 | 0.0047857 | 0.0047798 | 0.0047932
Output Process Emissions in CO2e by Industry[metal products except machinery and vehicles 25] | NoSettings | 0.0010435 | 0.0010939 | 0.0011578 | 0.0011409 | 0.0011618 | 0.0011811 | 0.0011946 | 0.0012121 | 0.0012301 | 0.0012451 | 0.0012665 | 0.0012894 | 0.00131 | 0.0013234 | 0.0013381 | 0.001349 | 0.0013554 | 0.001364 | 0.0013747 | 0.0013846 | 0.0013891 | 0.0013991 | 0.0014144 | 0.0014337 | 0.0014562 | 0.0014671 | 0.0014796 | 0.0014986 | 0.0015124 | 0.0015279 | 0.0015462
Output Process Emissions in CO2e by Industry[computers and electronics 26] | NoSettings | 0.0047261 | 0.0047052 | 0.0049647 | 0.0050161 | 0.0052175 | 0.0054441 | 0.0055268 | 0.0055991 | 0.0056594 | 0.0057224 | 0.0058168 | 0.0059024 | 0.0059989 | 0.0060598 | 0.0061238 | 0.0062086 | 0.0062838 | 0.0063578 | 0.0064332 | 0.0065105 | 0.006591 | 0.0066926 | 0.006793 | 0.006904 | 0.0070135 | 0.0071122 | 0.0072179 | 0.007325 | 0.0074193 | 0.0075208 | 0.0076442
Output Process Emissions in CO2e by Industry[appliances and electrical equipment 27] | NoSettings | 0 | 0 | 0 | 0 | 0 | 0 | 0 | 0 | 0 | 0 | 0 | 0 | 0 | 0 | 0 | 0 | 0 | 0 | 0 | 0 | 0 | 0 | 0 | 0 | 0 | 0 | 0 | 0 | 0 | 0 | 0
Output Process Emissions in CO2e by Industry[other machinery 28] | NoSettings | 0.0010877 | 0.0011524 | 0.0012339 | 0.0012429 | 0.0012855 | 0.0013294 | 0.0013569 | 0.0013849 | 0.0014074 | 0.0014232 | 0.0014463 | 0.0014738 | 0.0014946 | 0.0015072 | 0.001523 | 0.0015373 | 0.0015498 | 0.0015657 | 0.0015859 | 0.0016051 | 0.0016208 | 0.0016441 | 0.0016736 | 0.0017057 | 0.0017387 | 0.0017574 | 0.0017793 | 0.0018108 | 0.0018308 | 0.0018516 | 0.0018805
Output Process Emissions in CO2e by Industry[road vehicles 29] | NoSettings | 9.3609e-05 | 0.00010008 | 0.000106 | 0.00010688 | 0.00011078 | 0.00011377 | 0.00011519 | 0.0001175 | 0.00011907 | 0.00012058 | 0.00012258 | 0.00012477 | 0.00012703 | 0.00012855 | 0.00013024 | 0.00013219 | 0.00013387 | 0.00013557 | 0.00013754 | 0.00013947 | 0.00014136 | 0.00014356 | 0.00014589 | 0.00014852 | 0.00015131 | 0.00015355 | 0.00015586 | 0.0001582 | 0.0001605 | 0.00016286 | 0.00016562
Output Process Emissions in CO2e by Industry[nonroad vehicles 30] | NoSettings | 0.0018499 | 0.0019187 | 0.0020085 | 0.0019972 | 0.0020487 | 0.0021216 | 0.0021476 | 0.0021903 | 0.0022198 | 0.0022485 | 0.0022851 | 0.0023265 | 0.0023685 | 0.0023962 | 0.0024278 | 0.0024648 | 0.002496 | 0.0025277 | 0.002564 | 0.0026005 | 0.0026357 | 0.0026766 | 0.0027205 | 0.0027689 | 0.0028211 | 0.002863 | 0.0029057 | 0.0029499 | 0.0029926 | 0.0030364 | 0.0030883
Output Process Emissions in CO2e by Industry[other manufacturing 31T33] | NoSettings | 0.0025803 | 0.0022967 | 0.002511 | 0.0026962 | 0.0028756 | 0.0029894 | 0.0030186 | 0.003057 | 0.003073 | 0.0031421 | 0.0032076 | 0.0032645 | 0.0033215 | 0.0033458 | 0.00338 | 0.003426 | 0.003458 | 0.0034993 | 0.0035372 | 0.0035874 | 0.0036539 | 0.0037118 | 0.0037597 | 0.0038148 | 0.0038757 | 0.0039274 | 0.0039797 | 0.0040318 | 0.0040742 | 0.0040992 | 0.0041464
Output Process Emissions in CO2e by Industry[energy pipelines and gas processing 352T353] | NoSettings | 4.9008 | 4.8151 | 4.8625 | 4.7513 | 4.5926 | 4.4435 | 4.3609 | 4.2604 | 4.1659 | 4.0673 | 3.9691 | 3.958 | 3.9443 | 3.938 | 3.9274 | 3.9067 | 3.8832 | 3.8669 | 3.8537 | 3.8429 | 3.8296 | 3.8223 | 3.8228 | 3.8332 | 3.8361 | 3.8297 | 3.8482 | 3.8717 | 3.8883 | 3.9049 | 3.9039
Output Process Emissions in CO2e by Industry[water and waste 36T39] | NoSettings | 9.8804 | 9.88 | 9.8805 | 9.8134 | 9.7462 | 9.6795 | 9.5816 | 9.4841 | 9.3869 | 9.2887 | 9.1906 | 9.0937 | 8.9961 | 8.9014 | 8.8045 | 8.7063 | 8.6286 | 8.5511 | 8.4756 | 8.3975 | 8.32 | 8.243 | 8.1655 | 8.0879 | 8.01 | 7.9324 | 7.9635 | 7.995 | 8.0255 | 8.0567 | 8.0906
Output Process Emissions in CO2e by Industry[construction 41T43] | NoSettings | 0 | 0 | 0 | 0 | 0 | 0 | 0 | 0 | 0 | 0 | 0 | 0 | 0 | 0 | 0 | 0 | 0 | 0 | 0 | 0 | 0 | 0 | 0 | 0 | 0 | 0 | 0 | 0 | 0 | 0 | 0
Output Total CO2e Emissions by Sector[transportation sector] | NoSettings | 145.647 | 160.973 | 159.972 | 158.576 | 155.853 | 152.749 | 149.491 | 146.22 | 143.049 | 139.775 | 136.172 | 132.833 | 129.32 | 126.214 | 122.892 | 119.714 | 116.324 | 112.728 | 108.909 | 104.78 | 100.534 | 96.1959 | 92.0006 | 87.8599 | 84.0602 | 80.5897 | 77.5964 | 74.9922 | 72.767 | 71.0168 | 69.4924
Output Total CO2e Emissions by Sector[electricity sector] | NoSettings | 50.2279 | 52.2545 | 47.6429 | 42.0444 | 39.5102 | 39.2038 | 35.2753 | 34.7639 | 33.4485 | 32.1918 | 29.9752 | 27.8461 | 26.9429 | 25.1556 | 25.1468 | 24.384 | 22.0338 | 22.4337 | 22.7409 | 21.7776 | 21.3281 | 15.6621 | 15.4123 | 13.9304 | 11.0835 | 6.0796 | 4.8746 | 4.8753 | 4.8757 | 4.8763 | 4.8767
Output Total CO2e Emissions by Sector[residential buildings sector] | NoSettings | 26.5312 | 27.3222 | 27.3117 | 27.3653 | 27.2978 | 27.2889 | 27.2021 | 27.09 | 26.9554 | 26.7548 | 26.4999 | 26.2993 | 25.9882 | 25.7916 | 25.4861 | 25.1907 | 24.9913 | 24.799 | 24.5518 | 24.4673 | 24.2318 | 24.0984 | 24.0251 | 23.9599 | 23.9444 | 23.8879 | 23.8642 | 23.8535 | 23.8431 | 23.8923 | 23.9361
Output Total CO2e Emissions by Sector[commercial buildings sector] | NoSettings | 11.9569 | 12.0849 | 12.4732 | 12.6699 | 12.7581 | 12.7761 | 12.7621 | 12.717 | 12.6634 | 12.6045 | 12.5135 | 12.5231 | 12.4107 | 12.3195 | 12.2546 | 12.2003 | 12.1036 | 12.0598 | 12.016 | 11.985 | 11.9115 | 11.8912 | 11.9239 | 11.9091 | 11.9654 | 12.0226 | 12.0316 | 12.0414 | 12.1149 | 12.1832 | 12.2092
Output Total CO2e Emissions by Sector[industry sector] | NoSettings | 153.092 | 156.747 | 156.963 | 153.495 | 149.4 | 145.439 | 143.085 | 140.617 | 137.777 | 134.861 | 131.954 | 131.308 | 130.447 | 130.046 | 129.498 | 128.891 | 128.625 | 128.304 | 128.175 | 128.039 | 127.67 | 127.186 | 126.955 | 126.874 | 126.755 | 124.898 | 125.726 | 125.864 | 126.016 | 126.164 | 126.314
Output Total CO2e Emissions by Sector[district heat and hydrogen sector] | NoSettings | 0.012912 | 0.013769 | 0.012752 | 0.011635 | 0.010424 | 0.0091478 | 0.0078376 | 0.0065405 | 0.0052325 | 0.0039198 | 0.0043346 | 0.010036 | 0.017872 | 0.029242 | 0.046636 | 0.072275 | 0.10847 | 0.15955 | 0.22807 | 0.31457 | 0.42562 | 0.56174 | 0.72962 | 0.93177 | 1.1813 | 1.4795 | 1.8374 | 2.2679 | 2.7778 | 3.3802 | 4.0946
Output Total CO2e Emissions by Sector[LULUCF sector] | NoSettings | 109.997 | 65.4876 | 50.9965 | 42.8563 | 37.1197 | 32.6207 | 29.0442 | 25.9821 | 23.3294 | 20.9836 | 18.8432 | 18.8432 | 18.8432 | 18.8432 | 18.8432 | 18.8432 | 18.8432 | 18.8432 | 18.8432 | 18.8432 | 18.8432 | 18.8432 | 18.8432 | 18.8432 | 18.8432 | 18.8432 | 18.8432 | 18.8432 | 18.8432 | 18.8432 | 18.8432
Output Total CO2e Emissions by Sector[geoengineering sector] | NoSettings | 0 | 0 | 0 | 0 | 0 | 0 | 0 | 0 | 0 | 0 | 0 | 0 | 0 | 0 | 0 | 0 | 0 | 0 | 0 | 0 | 0 | 0 | 0 | 0 | 0 | 0 | 0 | 0 | 0 | 0 | 0
Pollutant Emissions from Imported Electricity[CO2,hard coal es] | NoSettings | 9920040000000 | 7932010000000 | 5954030000000 | 3966010000000 | 1988020000000 | 0 | 0 | 0 | 0 | 0 | 0 | 0 | 0 | 0 | 0 | 0 | 0 | 0 | 0 | 0 | 0 | 0 | 0 | 0 | 0 | 0 | 0 | 0 | 0 | 0 | 0
Pollutant Emissions from Imported Electricity[CO2,natural gas nonpeaker es] | NoSettings | 8003650000000 | 7736860000000 | 7403370000000 | 7069890000000 | 6736400000000 | 6422930000000 | 6102780000000 | 5782640000000 | 5462490000000 | 5142340000000 | 4822200000000 | 4495380000000 | 4175240000000 | 3855090000000 | 3534940000000 | 3214800000000 | 2894650000000 | 2567840000000 | 2247690000000 | 1927550000000 | 1607400000000 | 1287250000000 | 967107000000 | 642293000000 | 321480000000 | 0 | 0 | 0 | 0 | 0 | 0
Pollutant Emissions from Imported Electricity[CO2,nuclear es] | NoSettings | 0 | 0 | 0 | 0 | 0 | 0 | 0 | 0 | 0 | 0 | 0 | 0 | 0 | 0 | 0 | 0 | 0 | 0 | 0 | 0 | 0 | 0 | 0 | 0 | 0 | 0 | 0 | 0 | 0 | 0 | 0
Pollutant Emissions from Imported Electricity[CO2,hydro es] | NoSettings | 0 | 0 | 0 | 0 | 0 | 0 | 0 | 0 | 0 | 0 | 0 | 0 | 0 | 0 | 0 | 0 | 0 | 0 | 0 | 0 | 0 | 0 | 0 | 0 | 0 | 0 | 0 | 0 | 0 | 0 | 0
Pollutant Emissions from Imported Electricity[CO2,onshore wind es] | NoSettings | 0 | 0 | 0 | 0 | 0 | 0 | 0 | 0 | 0 | 0 | 0 | 0 | 0 | 0 | 0 | 0 | 0 | 0 | 0 | 0 | 0 | 0 | 0 | 0 | 0 | 0 | 0 | 0 | 0 | 0 | 0
Pollutant Emissions from Imported Electricity[CO2,solar PV es] | NoSettings | 0 | 0 | 0 | 0 | 0 | 0 | 0 | 0 | 0 | 0 | 0 | 0 | 0 | 0 | 0 | 0 | 0 | 0 | 0 | 0 | 0 | 0 | 0 | 0 | 0 | 0 | 0 | 0 | 0 | 0 | 0
Pollutant Emissions from Imported Electricity[CO2,solar thermal es] | NoSettings | 0 | 0 | 0 | 0 | 0 | 0 | 0 | 0 | 0 | 0 | 0 | 0 | 0 | 0 | 0 | 0 | 0 | 0 | 0 | 0 | 0 | 0 | 0 | 0 | 0 | 0 | 0 | 0 | 0 | 0 | 0
Pollutant Emissions from Imported Electricity[CO2,biomass es] | NoSettings | 0 | 0 | 0 | 0 | 0 | 0 | 0 | 0 | 0 | 0 | 0 | 0 | 0 | 0 | 0 | 0 | 0 | 0 | 0 | 0 | 0 | 0 | 0 | 0 | 0 | 0 | 0 | 0 | 0 | 0 | 0
Pollutant Emissions from Imported Electricity[CO2,geothermal es] | NoSettings | 0 | 0 | 0 | 0 | 0 | 0 | 0 | 0 | 0 | 0 | 0 | 0 | 0 | 0 | 0 | 0 | 0 | 0 | 0 | 0 | 0 | 0 | 0 | 0 | 0 | 0 | 0 | 0 | 0 | 0 | 0
Pollutant Emissions from Imported Electricity[CO2,petroleum es] | NoSettings | 148542000000 | 142766000000 | 136989000000 | 131212000000 | 125436000000 | 118834000000 | 113057000000 | 107281000000 | 101504000000 | 94902100000 | 89125400000 | 83348800000 | 77407100000 | 71465400000 | 65523700000 | 59582000000 | 53640300000 | 47616100000 | 41674400000 | 35732700000 | 29791000000 | 23849300000 | 17907600000 | 11883400000 | 5958200000 | 0 | 0 | 0 | 0 | 0 | 0
Pollutant Emissions from Imported Electricity[CO2,natural gas peaker es] | NoSettings | 0 | 0 | 0 | 0 | 0 | 0 | 0 | 0 | 0 | 0 | 0 | 0 | 0 | 0 | 0 | 0 | 0 | 0 | 0 | 0 | 0 | 0 | 0 | 0 | 0 | 0 | 0 | 0 | 0 | 0 | 0
Pollutant Emissions from Imported Electricity[CO2,lignite es] | NoSettings | 0 | 0 | 0 | 0 | 0 | 0 | 0 | 0 | 0 | 0 | 0 | 0 | 0 | 0 | 0 | 0 | 0 | 0 | 0 | 0 | 0 | 0 | 0 | 0 | 0 | 0 | 0 | 0 | 0 | 0 | 0
Pollutant Emissions from Imported Electricity[CO2,offshore wind es] | NoSettings | 0 | 0 | 0 | 0 | 0 | 0 | 0 | 0 | 0 | 0 | 0 | 0 | 0 | 0 | 0 | 0 | 0 | 0 | 0 | 0 | 0 | 0 | 0 | 0 | 0 | 0 | 0 | 0 | 0 | 0 | 0
Pollutant Emissions from Imported Electricity[CO2,crude oil es] | NoSettings | 0 | 0 | 0 | 0 | 0 | 0 | 0 | 0 | 0 | 0 | 0 | 0 | 0 | 0 | 0 | 0 | 0 | 0 | 0 | 0 | 0 | 0 | 0 | 0 | 0 | 0 | 0 | 0 | 0 | 0 | 0
Pollutant Emissions from Imported Electricity[CO2,heavy or residual fuel oil es] | NoSettings | 0 | 0 | 0 | 0 | 0 | 0 | 0 | 0 | 0 | 0 | 0 | 0 | 0 | 0 | 0 | 0 | 0 | 0 | 0 | 0 | 0 | 0 | 0 | 0 | 0 | 0 | 0 | 0 | 0 | 0 | 0
Pollutant Emissions from Imported Electricity[CO2,municipal solid waste es] | NoSettings | 0 | 0 | 0 | 0 | 0 | 0 | 0 | 0 | 0 | 0 | 0 | 0 | 0 | 0 | 0 | 0 | 0 | 0 | 0 | 0 | 0 | 0 | 0 | 0 | 0 | 0 | 0 | 0 | 0 | 0 | 0
Pollutant Emissions from Imported Electricity[VOC,hard coal es] | NoSettings | 87963500 | 70335200 | 52795900 | 35167600 | 17628300 | 0 | 0 | 0 | 0 | 0 | 0 | 0 | 0 | 0 | 0 | 0 | 0 | 0 | 0 | 0 | 0 | 0 | 0 | 0 | 0 | 0 | 0 | 0 | 0 | 0 | 0
Pollutant Emissions from Imported Electricity[VOC,natural gas nonpeaker es] | NoSettings | 72856400 | 70427900 | 67392200 | 64356500 | 61320800 | 58467300 | 55553000 | 52638800 | 49724500 | 46810300 | 43896000 | 40921000 | 38006800 | 35092500 | 32178300 | 29264000 | 26349700 | 23374800 | 20460500 | 17546300 | 14632000 | 11717700 | 8803480 | 5846730 | 2926400 | 0 | 0 | 0 | 0 | 0 | 0
Pollutant Emissions from Imported Electricity[VOC,nuclear es] | NoSettings | 0 | 0 | 0 | 0 | 0 | 0 | 0 | 0 | 0 | 0 | 0 | 0 | 0 | 0 | 0 | 0 | 0 | 0 | 0 | 0 | 0 | 0 | 0 | 0 | 0 | 0 | 0 | 0 | 0 | 0 | 0
Pollutant Emissions from Imported Electricity[VOC,hydro es] | NoSettings | 0 | 0 | 0 | 0 | 0 | 0 | 0 | 0 | 0 | 0 | 0 | 0 | 0 | 0 | 0 | 0 | 0 | 0 | 0 | 0 | 0 | 0 | 0 | 0 | 0 | 0 | 0 | 0 | 0 | 0 | 0
Pollutant Emissions from Imported Electricity[VOC,onshore wind es] | NoSettings | 0 | 0 | 0 | 0 | 0 | 0 | 0 | 0 | 0 | 0 | 0 | 0 | 0 | 0 | 0 | 0 | 0 | 0 | 0 | 0 | 0 | 0 | 0 | 0 | 0 | 0 | 0 | 0 | 0 | 0 | 0
Pollutant Emissions from Imported Electricity[VOC,solar PV es] | NoSettings | 0 | 0 | 0 | 0 | 0 | 0 | 0 | 0 | 0 | 0 | 0 | 0 | 0 | 0 | 0 | 0 | 0 | 0 | 0 | 0 | 0 | 0 | 0 | 0 | 0 | 0 | 0 | 0 | 0 | 0 | 0
Pollutant Emissions from Imported Electricity[VOC,solar thermal es] | NoSettings | 0 | 0 | 0 | 0 | 0 | 0 | 0 | 0 | 0 | 0 | 0 | 0 | 0 | 0 | 0 | 0 | 0 | 0 | 0 | 0 | 0 | 0 | 0 | 0 | 0 | 0 | 0 | 0 | 0 | 0 | 0
Pollutant Emissions from Imported Electricity[VOC,biomass es] | NoSettings | 109408000 | 109408000 | 109408000 | 109408000 | 109408000 | 109408000 | 109408000 | 109408000 | 109408000 | 109408000 | 109408000 | 109408000 | 109408000 | 109408000 | 109408000 | 109408000 | 109408000 | 109408000 | 109408000 | 109408000 | 109408000 | 109408000 | 109408000 | 109408000 | 109408000 | 109408000 | 109408000 | 109408000 | 109408000 | 109408000 | 109408000
Pollutant Emissions from Imported Electricity[VOC,geothermal es] | NoSettings | 0 | 0 | 0 | 0 | 0 | 0 | 0 | 0 | 0 | 0 | 0 | 0 | 0 | 0 | 0 | 0 | 0 | 0 | 0 | 0 | 0 | 0 | 0 | 0 | 0 | 0 | 0 | 0 | 0 | 0 | 0
Pollutant Emissions from Imported Electricity[VOC,petroleum es] | NoSettings | 3184460 | 3060620 | 2936780 | 2812940 | 2689100 | 2547570 | 2423730 | 2299890 | 2176050 | 2034520 | 1910680 | 1786840 | 1659460 | 1532080 | 1404700 | 1277320 | 1149950 | 1020800 | 893419 | 766041 | 638662 | 511283 | 383905 | 254757 | 127732 | 0 | 0 | 0 | 0 | 0 | 0
Pollutant Emissions from Imported Electricity[VOC,natural gas peaker es] | NoSettings | 0 | 0 | 0 | 0 | 0 | 0 | 0 | 0 | 0 | 0 | 0 | 0 | 0 | 0 | 0 | 0 | 0 | 0 | 0 | 0 | 0 | 0 | 0 | 0 | 0 | 0 | 0 | 0 | 0 | 0 | 0
Pollutant Emissions from Imported Electricity[VOC,lignite es] | NoSettings | 0 | 0 | 0 | 0 | 0 | 0 | 0 | 0 | 0 | 0 | 0 | 0 | 0 | 0 | 0 | 0 | 0 | 0 | 0 | 0 | 0 | 0 | 0 | 0 | 0 | 0 | 0 | 0 | 0 | 0 | 0
Pollutant Emissions from Imported Electricity[VOC,offshore wind es] | NoSettings | 0 | 0 | 0 | 0 | 0 | 0 | 0 | 0 | 0 | 0 | 0 | 0 | 0 | 0 | 0 | 0 | 0 | 0 | 0 | 0 | 0 | 0 | 0 | 0 | 0 | 0 | 0 | 0 | 0 | 0 | 0
Pollutant Emissions from Imported Electricity[VOC,crude oil es] | NoSettings | 0 | 0 | 0 | 0 | 0 | 0 | 0 | 0 | 0 | 0 | 0 | 0 | 0 | 0 | 0 | 0 | 0 | 0 | 0 | 0 | 0 | 0 | 0 | 0 | 0 | 0 | 0 | 0 | 0 | 0 | 0
Pollutant Emissions from Imported Electricity[VOC,heavy or residual fuel oil es] | NoSettings | 0 | 0 | 0 | 0 | 0 | 0 | 0 | 0 | 0 | 0 | 0 | 0 | 0 | 0 | 0 | 0 | 0 | 0 | 0 | 0 | 0 | 0 | 0 | 0 | 0 | 0 | 0 | 0 | 0 | 0 | 0
Pollutant Emissions from Imported Electricity[VOC,municipal solid waste es] | NoSettings | 0 | 0 | 0 | 0 | 0 | 0 | 0 | 0 | 0 | 0 | 0 | 0 | 0 | 0 | 0 | 0 | 0 | 0 | 0 | 0 | 0 | 0 | 0 | 0 | 0 | 0 | 0 | 0 | 0 | 0 | 0
Pollutant Emissions from Imported Electricity[CO,hard coal es] | NoSettings | 573892000 | 458881000 | 344451000 | 229440000 | 115011000 | 0 | 0 | 0 | 0 | 0 | 0 | 0 | 0 | 0 | 0 | 0 | 0 | 0 | 0 | 0 | 0 | 0 | 0 | 0 | 0 | 0 | 0 | 0 | 0 | 0 | 0
Pollutant Emissions from Imported Electricity[CO,natural gas nonpeaker es] | NoSettings | 1831370000 | 1770320000 | 1694010000 | 1617710000 | 1541400000 | 1469670000 | 1396420000 | 1323160000 | 1249910000 | 1176650000 | 1103400000 | 1028620000 | 955363000 | 882108000 | 808853000 | 735599000 | 662344000 | 587563000 | 514309000 | 441054000 | 367799000 | 294545000 | 221290000 | 146967000 | 73559900 | 0 | 0 | 0 | 0 | 0 | 0
Pollutant Emissions from Imported Electricity[CO,nuclear es] | NoSettings | 0 | 0 | 0 | 0 | 0 | 0 | 0 | 0 | 0 | 0 | 0 | 0 | 0 | 0 | 0 | 0 | 0 | 0 | 0 | 0 | 0 | 0 | 0 | 0 | 0 | 0 | 0 | 0 | 0 | 0 | 0
Pollutant Emissions from Imported Electricity[CO,hydro es] | NoSettings | 0 | 0 | 0 | 0 | 0 | 0 | 0 | 0 | 0 | 0 | 0 | 0 | 0 | 0 | 0 | 0 | 0 | 0 | 0 | 0 | 0 | 0 | 0 | 0 | 0 | 0 | 0 | 0 | 0 | 0 | 0
Pollutant Emissions from Imported Electricity[CO,onshore wind es] | NoSettings | 0 | 0 | 0 | 0 | 0 | 0 | 0 | 0 | 0 | 0 | 0 | 0 | 0 | 0 | 0 | 0 | 0 | 0 | 0 | 0 | 0 | 0 | 0 | 0 | 0 | 0 | 0 | 0 | 0 | 0 | 0
Pollutant Emissions from Imported Electricity[CO,solar PV es] | NoSettings | 0 | 0 | 0 | 0 | 0 | 0 | 0 | 0 | 0 | 0 | 0 | 0 | 0 | 0 | 0 | 0 | 0 | 0 | 0 | 0 | 0 | 0 | 0 | 0 | 0 | 0 | 0 | 0 | 0 | 0 | 0
Pollutant Emissions from Imported Electricity[CO,solar thermal es] | NoSettings | 0 | 0 | 0 | 0 | 0 | 0 | 0 | 0 | 0 | 0 | 0 | 0 | 0 | 0 | 0 | 0 | 0 | 0 | 0 | 0 | 0 | 0 | 0 | 0 | 0 | 0 | 0 | 0 | 0 | 0 | 0
Pollutant Emissions from Imported Electricity[CO,biomass es] | NoSettings | 3855610000 | 3855610000 | 3855610000 | 3855610000 | 3855610000 | 3855610000 | 3855610000 | 3855610000 | 3855610000 | 3855610000 | 3855610000 | 3855610000 | 3855610000 | 3855610000 | 3855610000 | 3855610000 | 3855610000 | 3855610000 | 3855610000 | 3855610000 | 3855610000 | 3855610000 | 3855610000 | 3855610000 | 3855610000 | 3855610000 | 3855610000 | 3855610000 | 3855610000 | 3855610000 | 3855610000
Pollutant Emissions from Imported Electricity[CO,geothermal es] | NoSettings | 0 | 0 | 0 | 0 | 0 | 0 | 0 | 0 | 0 | 0 | 0 | 0 | 0 | 0 | 0 | 0 | 0 | 0 | 0 | 0 | 0 | 0 | 0 | 0 | 0 | 0 | 0 | 0 | 0 | 0 | 0
Pollutant Emissions from Imported Electricity[CO,petroleum es] | NoSettings | 23946800 | 23015500 | 22084200 | 21153000 | 20221700 | 19157400 | 18226200 | 17294900 | 16363600 | 15299300 | 14368100 | 13436800 | 12478900 | 11521100 | 10563200 | 9605320 | 8647450 | 7676270 | 6718400 | 5760530 | 4802660 | 3844790 | 2886920 | 1915740 | 960532 | 0 | 0 | 0 | 0 | 0 | 0
Pollutant Emissions from Imported Electricity[CO,natural gas peaker es] | NoSettings | 0 | 0 | 0 | 0 | 0 | 0 | 0 | 0 | 0 | 0 | 0 | 0 | 0 | 0 | 0 | 0 | 0 | 0 | 0 | 0 | 0 | 0 | 0 | 0 | 0 | 0 | 0 | 0 | 0 | 0 | 0
Pollutant Emissions from Imported Electricity[CO,lignite es] | NoSettings | 0 | 0 | 0 | 0 | 0 | 0 | 0 | 0 | 0 | 0 | 0 | 0 | 0 | 0 | 0 | 0 | 0 | 0 | 0 | 0 | 0 | 0 | 0 | 0 | 0 | 0 | 0 | 0 | 0 | 0 | 0
Pollutant Emissions from Imported Electricity[CO,offshore wind es] | NoSettings | 0 | 0 | 0 | 0 | 0 | 0 | 0 | 0 | 0 | 0 | 0 | 0 | 0 | 0 | 0 | 0 | 0 | 0 | 0 | 0 | 0 | 0 | 0 | 0 | 0 | 0 | 0 | 0 | 0 | 0 | 0
Pollutant Emissions from Imported Electricity[CO,crude oil es] | NoSettings | 0 | 0 | 0 | 0 | 0 | 0 | 0 | 0 | 0 | 0 | 0 | 0 | 0 | 0 | 0 | 0 | 0 | 0 | 0 | 0 | 0 | 0 | 0 | 0 | 0 | 0 | 0 | 0 | 0 | 0 | 0
Pollutant Emissions from Imported Electricity[CO,heavy or residual fuel oil es] | NoSettings | 0 | 0 | 0 | 0 | 0 | 0 | 0 | 0 | 0 | 0 | 0 | 0 | 0 | 0 | 0 | 0 | 0 | 0 | 0 | 0 | 0 | 0 | 0 | 0 | 0 | 0 | 0 | 0 | 0 | 0 | 0
Pollutant Emissions from Imported Electricity[CO,municipal solid waste es] | NoSettings | 0 | 0 | 0 | 0 | 0 | 0 | 0 | 0 | 0 | 0 | 0 | 0 | 0 | 0 | 0 | 0 | 0 | 0 | 0 | 0 | 0 | 0 | 0 | 0 | 0 | 0 | 0 | 0 | 0 | 0 | 0
Pollutant Emissions from Imported Electricity[NOx,hard coal es] | NoSettings | 3724270000 | 2977910000 | 2235320000 | 1488950000 | 746362000 | 0 | 0 | 0 | 0 | 0 | 0 | 0 | 0 | 0 | 0 | 0 | 0 | 0 | 0 | 0 | 0 | 0 | 0 | 0 | 0 | 0 | 0 | 0 | 0 | 0 | 0
Pollutant Emissions from Imported Electricity[NOx,natural gas nonpeaker es] | NoSettings | 2187050000 | 2114150000 | 2023020000 | 1931890000 | 1840770000 | 1755110000 | 1667630000 | 1580140000 | 1492660000 | 1405180000 | 1317700000 | 1228390000 | 1140910000 | 1053430000 | 965947000 | 878465000 | 790983000 | 701679000 | 614197000 | 526715000 | 439233000 | 351751000 | 264269000 | 175511000 | 87846500 | 0 | 0 | 0 | 0 | 0 | 0
Pollutant Emissions from Imported Electricity[NOx,nuclear es] | NoSettings | 0 | 0 | 0 | 0 | 0 | 0 | 0 | 0 | 0 | 0 | 0 | 0 | 0 | 0 | 0 | 0 | 0 | 0 | 0 | 0 | 0 | 0 | 0 | 0 | 0 | 0 | 0 | 0 | 0 | 0 | 0
Pollutant Emissions from Imported Electricity[NOx,hydro es] | NoSettings | 0 | 0 | 0 | 0 | 0 | 0 | 0 | 0 | 0 | 0 | 0 | 0 | 0 | 0 | 0 | 0 | 0 | 0 | 0 | 0 | 0 | 0 | 0 | 0 | 0 | 0 | 0 | 0 | 0 | 0 | 0
Pollutant Emissions from Imported Electricity[NOx,onshore wind es] | NoSettings | 0 | 0 | 0 | 0 | 0 | 0 | 0 | 0 | 0 | 0 | 0 | 0 | 0 | 0 | 0 | 0 | 0 | 0 | 0 | 0 | 0 | 0 | 0 | 0 | 0 | 0 | 0 | 0 | 0 | 0 | 0
Pollutant Emissions from Imported Electricity[NOx,solar PV es] | NoSettings | 0 | 0 | 0 | 0 | 0 | 0 | 0 | 0 | 0 | 0 | 0 | 0 | 0 | 0 | 0 | 0 | 0 | 0 | 0 | 0 | 0 | 0 | 0 | 0 | 0 | 0 | 0 | 0 | 0 | 0 | 0
Pollutant Emissions from Imported Electricity[NOx,solar thermal es] | NoSettings | 0 | 0 | 0 | 0 | 0 | 0 | 0 | 0 | 0 | 0 | 0 | 0 | 0 | 0 | 0 | 0 | 0 | 0 | 0 | 0 | 0 | 0 | 0 | 0 | 0 | 0 | 0 | 0 | 0 | 0 | 0
Pollutant Emissions from Imported Electricity[NOx,biomass es] | NoSettings | 751486000 | 751486000 | 751486000 | 751486000 | 751486000 | 751486000 | 751486000 | 751486000 | 751486000 | 751486000 | 751486000 | 751486000 | 751486000 | 751486000 | 751486000 | 751486000 | 751486000 | 751486000 | 751486000 | 751486000 | 751486000 | 751486000 | 751486000 | 751486000 | 751486000 | 751486000 | 751486000 | 751486000 | 751486000 | 751486000 | 751486000
Pollutant Emissions from Imported Electricity[NOx,geothermal es] | NoSettings | 0 | 0 | 0 | 0 | 0 | 0 | 0 | 0 | 0 | 0 | 0 | 0 | 0 | 0 | 0 | 0 | 0 | 0 | 0 | 0 | 0 | 0 | 0 | 0 | 0 | 0 | 0 | 0 | 0 | 0 | 0
Pollutant Emissions from Imported Electricity[NOx,petroleum es] | NoSettings | 748183000 | 719087000 | 689991000 | 660895000 | 631799000 | 598546000 | 569450000 | 540354000 | 511258000 | 478006000 | 448910000 | 419814000 | 389886000 | 359959000 | 330032000 | 300104000 | 270177000 | 239834000 | 209907000 | 179980000 | 150052000 | 120125000 | 90197600 | 59854600 | 30010400 | 0 | 0 | 0 | 0 | 0 | 0
Pollutant Emissions from Imported Electricity[NOx,natural gas peaker es] | NoSettings | 0 | 0 | 0 | 0 | 0 | 0 | 0 | 0 | 0 | 0 | 0 | 0 | 0 | 0 | 0 | 0 | 0 | 0 | 0 | 0 | 0 | 0 | 0 | 0 | 0 | 0 | 0 | 0 | 0 | 0 | 0
Pollutant Emissions from Imported Electricity[NOx,lignite es] | NoSettings | 0 | 0 | 0 | 0 | 0 | 0 | 0 | 0 | 0 | 0 | 0 | 0 | 0 | 0 | 0 | 0 | 0 | 0 | 0 | 0 | 0 | 0 | 0 | 0 | 0 | 0 | 0 | 0 | 0 | 0 | 0
Pollutant Emissions from Imported Electricity[NOx,offshore wind es] | NoSettings | 0 | 0 | 0 | 0 | 0 | 0 | 0 | 0 | 0 | 0 | 0 | 0 | 0 | 0 | 0 | 0 | 0 | 0 | 0 | 0 | 0 | 0 | 0 | 0 | 0 | 0 | 0 | 0 | 0 | 0 | 0
Pollutant Emissions from Imported Electricity[NOx,crude oil es] | NoSettings | 0 | 0 | 0 | 0 | 0 | 0 | 0 | 0 | 0 | 0 | 0 | 0 | 0 | 0 | 0 | 0 | 0 | 0 | 0 | 0 | 0 | 0 | 0 | 0 | 0 | 0 | 0 | 0 | 0 | 0 | 0
Pollutant Emissions from Imported Electricity[NOx,heavy or residual fuel oil es] | NoSettings | 0 | 0 | 0 | 0 | 0 | 0 | 0 | 0 | 0 | 0 | 0 | 0 | 0 | 0 | 0 | 0 | 0 | 0 | 0 | 0 | 0 | 0 | 0 | 0 | 0 | 0 | 0 | 0 | 0 | 0 | 0
Pollutant Emissions from Imported Electricity[NOx,municipal solid waste es] | NoSettings | 0 | 0 | 0 | 0 | 0 | 0 | 0 | 0 | 0 | 0 | 0 | 0 | 0 | 0 | 0 | 0 | 0 | 0 | 0 | 0 | 0 | 0 | 0 | 0 | 0 | 0 | 0 | 0 | 0 | 0 | 0
Pollutant Emissions from Imported Electricity[PM10,hard coal es] | NoSettings | 630595000 | 504221000 | 378485000 | 252110000 | 126374000 | 0 | 0 | 0 | 0 | 0 | 0 | 0 | 0 | 0 | 0 | 0 | 0 | 0 | 0 | 0 | 0 | 0 | 0 | 0 | 0 | 0 | 0 | 0 | 0 | 0 | 0
Pollutant Emissions from Imported Electricity[PM10,natural gas nonpeaker es] | NoSettings | 54906300 | 53076100 | 50788300 | 48500600 | 46212800 | 44062300 | 41866000 | 39669800 | 37473500 | 35277300 | 33081000 | 30839000 | 28642800 | 26446500 | 24250300 | 22054000 | 19857800 | 17615800 | 15419500 | 13223300 | 11027000 | 8830760 | 6634510 | 4406230 | 2205400 | 0 | 0 | 0 | 0 | 0 | 0
Pollutant Emissions from Imported Electricity[PM10,nuclear es] | NoSettings | 0 | 0 | 0 | 0 | 0 | 0 | 0 | 0 | 0 | 0 | 0 | 0 | 0 | 0 | 0 | 0 | 0 | 0 | 0 | 0 | 0 | 0 | 0 | 0 | 0 | 0 | 0 | 0 | 0 | 0 | 0
Pollutant Emissions from Imported Electricity[PM10,hydro es] | NoSettings | 0 | 0 | 0 | 0 | 0 | 0 | 0 | 0 | 0 | 0 | 0 | 0 | 0 | 0 | 0 | 0 | 0 | 0 | 0 | 0 | 0 | 0 | 0 | 0 | 0 | 0 | 0 | 0 | 0 | 0 | 0
Pollutant Emissions from Imported Electricity[PM10,onshore wind es] | NoSettings | 0 | 0 | 0 | 0 | 0 | 0 | 0 | 0 | 0 | 0 | 0 | 0 | 0 | 0 | 0 | 0 | 0 | 0 | 0 | 0 | 0 | 0 | 0 | 0 | 0 | 0 | 0 | 0 | 0 | 0 | 0
Pollutant Emissions from Imported Electricity[PM10,solar PV es] | NoSettings | 0 | 0 | 0 | 0 | 0 | 0 | 0 | 0 | 0 | 0 | 0 | 0 | 0 | 0 | 0 | 0 | 0 | 0 | 0 | 0 | 0 | 0 | 0 | 0 | 0 | 0 | 0 | 0 | 0 | 0 | 0
Pollutant Emissions from Imported Electricity[PM10,solar thermal es] | NoSettings | 0 | 0 | 0 | 0 | 0 | 0 | 0 | 0 | 0 | 0 | 0 | 0 | 0 | 0 | 0 | 0 | 0 | 0 | 0 | 0 | 0 | 0 | 0 | 0 | 0 | 0 | 0 | 0 | 0 | 0 | 0
Pollutant Emissions from Imported Electricity[PM10,biomass es] | NoSettings | 1705650000 | 1705650000 | 1705650000 | 1705650000 | 1705650000 | 1705650000 | 1705650000 | 1705650000 | 1705650000 | 1705650000 | 1705650000 | 1705650000 | 1705650000 | 1705650000 | 1705650000 | 1705650000 | 1705650000 | 1705650000 | 1705650000 | 1705650000 | 1705650000 | 1705650000 | 1705650000 | 1705650000 | 1705650000 | 1705650000 | 1705650000 | 1705650000 | 1705650000 | 1705650000 | 1705650000
Pollutant Emissions from Imported Electricity[PM10,geothermal es] | NoSettings | 0 | 0 | 0 | 0 | 0 | 0 | 0 | 0 | 0 | 0 | 0 | 0 | 0 | 0 | 0 | 0 | 0 | 0 | 0 | 0 | 0 | 0 | 0 | 0 | 0 | 0 | 0 | 0 | 0 | 0 | 0
Pollutant Emissions from Imported Electricity[PM10,petroleum es] | NoSettings | 30250400 | 29074000 | 27897600 | 26721200 | 25544800 | 24200300 | 23023900 | 21847500 | 20671100 | 19326700 | 18150300 | 16973900 | 15763800 | 14553800 | 13343800 | 12133800 | 10923800 | 9696940 | 8486930 | 7276910 | 6066890 | 4856870 | 3646860 | 2420030 | 1213380 | 0 | 0 | 0 | 0 | 0 | 0
Pollutant Emissions from Imported Electricity[PM10,natural gas peaker es] | NoSettings | 0 | 0 | 0 | 0 | 0 | 0 | 0 | 0 | 0 | 0 | 0 | 0 | 0 | 0 | 0 | 0 | 0 | 0 | 0 | 0 | 0 | 0 | 0 | 0 | 0 | 0 | 0 | 0 | 0 | 0 | 0
Pollutant Emissions from Imported Electricity[PM10,lignite es] | NoSettings | 0 | 0 | 0 | 0 | 0 | 0 | 0 | 0 | 0 | 0 | 0 | 0 | 0 | 0 | 0 | 0 | 0 | 0 | 0 | 0 | 0 | 0 | 0 | 0 | 0 | 0 | 0 | 0 | 0 | 0 | 0
Pollutant Emissions from Imported Electricity[PM10,offshore wind es] | NoSettings | 0 | 0 | 0 | 0 | 0 | 0 | 0 | 0 | 0 | 0 | 0 | 0 | 0 | 0 | 0 | 0 | 0 | 0 | 0 | 0 | 0 | 0 | 0 | 0 | 0 | 0 | 0 | 0 | 0 | 0 | 0
Pollutant Emissions from Imported Electricity[PM10,crude oil es] | NoSettings | 0 | 0 | 0 | 0 | 0 | 0 | 0 | 0 | 0 | 0 | 0 | 0 | 0 | 0 | 0 | 0 | 0 | 0 | 0 | 0 | 0 | 0 | 0 | 0 | 0 | 0 | 0 | 0 | 0 | 0 | 0
Pollutant Emissions from Imported Electricity[PM10,heavy or residual fuel oil es] | NoSettings | 0 | 0 | 0 | 0 | 0 | 0 | 0 | 0 | 0 | 0 | 0 | 0 | 0 | 0 | 0 | 0 | 0 | 0 | 0 | 0 | 0 | 0 | 0 | 0 | 0 | 0 | 0 | 0 | 0 | 0 | 0
Pollutant Emissions from Imported Electricity[PM10,municipal solid waste es] | NoSettings | 0 | 0 | 0 | 0 | 0 | 0 | 0 | 0 | 0 | 0 | 0 | 0 | 0 | 0 | 0 | 0 | 0 | 0 | 0 | 0 | 0 | 0 | 0 | 0 | 0 | 0 | 0 | 0 | 0 | 0 | 0
Pollutant Emissions from Imported Electricity[PM25,hard coal es] | NoSettings | 442310000 | 353669000 | 265475000 | 176834000 | 88641000 | 0 | 0 | 0 | 0 | 0 | 0 | 0 | 0 | 0 | 0 | 0 | 0 | 0 | 0 | 0 | 0 | 0 | 0 | 0 | 0 | 0 | 0 | 0 | 0 | 0 | 0
Pollutant Emissions from Imported Electricity[PM25,natural gas nonpeaker es] | NoSettings | 54906300 | 53076100 | 50788300 | 48500600 | 46212800 | 44062300 | 41866000 | 39669800 | 37473500 | 35277300 | 33081000 | 30839000 | 28642800 | 26446500 | 24250300 | 22054000 | 19857800 | 17615800 | 15419500 | 13223300 | 11027000 | 8830760 | 6634510 | 4406230 | 2205400 | 0 | 0 | 0 | 0 | 0 | 0
Pollutant Emissions from Imported Electricity[PM25,nuclear es] | NoSettings | 0 | 0 | 0 | 0 | 0 | 0 | 0 | 0 | 0 | 0 | 0 | 0 | 0 | 0 | 0 | 0 | 0 | 0 | 0 | 0 | 0 | 0 | 0 | 0 | 0 | 0 | 0 | 0 | 0 | 0 | 0
Pollutant Emissions from Imported Electricity[PM25,hydro es] | NoSettings | 0 | 0 | 0 | 0 | 0 | 0 | 0 | 0 | 0 | 0 | 0 | 0 | 0 | 0 | 0 | 0 | 0 | 0 | 0 | 0 | 0 | 0 | 0 | 0 | 0 | 0 | 0 | 0 | 0 | 0 | 0
Pollutant Emissions from Imported Electricity[PM25,onshore wind es] | NoSettings | 0 | 0 | 0 | 0 | 0 | 0 | 0 | 0 | 0 | 0 | 0 | 0 | 0 | 0 | 0 | 0 | 0 | 0 | 0 | 0 | 0 | 0 | 0 | 0 | 0 | 0 | 0 | 0 | 0 | 0 | 0
Pollutant Emissions from Imported Electricity[PM25,solar PV es] | NoSettings | 0 | 0 | 0 | 0 | 0 | 0 | 0 | 0 | 0 | 0 | 0 | 0 | 0 | 0 | 0 | 0 | 0 | 0 | 0 | 0 | 0 | 0 | 0 | 0 | 0 | 0 | 0 | 0 | 0 | 0 | 0
Pollutant Emissions from Imported Electricity[PM25,solar thermal es] | NoSettings | 0 | 0 | 0 | 0 | 0 | 0 | 0 | 0 | 0 | 0 | 0 | 0 | 0 | 0 | 0 | 0 | 0 | 0 | 0 | 0 | 0 | 0 | 0 | 0 | 0 | 0 | 0 | 0 | 0 | 0 | 0
Pollutant Emissions from Imported Electricity[PM25,biomass es] | NoSettings | 497170000 | 497170000 | 497170000 | 497170000 | 497170000 | 497170000 | 497170000 | 497170000 | 497170000 | 497170000 | 497170000 | 497170000 | 497170000 | 497170000 | 497170000 | 497170000 | 497170000 | 497170000 | 497170000 | 497170000 | 497170000 | 497170000 | 497170000 | 497170000 | 497170000 | 497170000 | 497170000 | 497170000 | 497170000 | 497170000 | 497170000
Pollutant Emissions from Imported Electricity[PM25,geothermal es] | NoSettings | 0 | 0 | 0 | 0 | 0 | 0 | 0 | 0 | 0 | 0 | 0 | 0 | 0 | 0 | 0 | 0 | 0 | 0 | 0 | 0 | 0 | 0 | 0 | 0 | 0 | 0 | 0 | 0 | 0 | 0 | 0
Pollutant Emissions from Imported Electricity[PM25,petroleum es] | NoSettings | 21587100 | 20747600 | 19908100 | 19068600 | 18229100 | 17269700 | 16430200 | 15590700 | 14751200 | 13791800 | 12952300 | 12112800 | 11249300 | 10385800 | 9522310 | 8658830 | 7795340 | 6919870 | 6056380 | 5192900 | 4329410 | 3465930 | 2602450 | 1726970 | 865883 | 0 | 0 | 0 | 0 | 0 | 0
Pollutant Emissions from Imported Electricity[PM25,natural gas peaker es] | NoSettings | 0 | 0 | 0 | 0 | 0 | 0 | 0 | 0 | 0 | 0 | 0 | 0 | 0 | 0 | 0 | 0 | 0 | 0 | 0 | 0 | 0 | 0 | 0 | 0 | 0 | 0 | 0 | 0 | 0 | 0 | 0
Pollutant Emissions from Imported Electricity[PM25,lignite es] | NoSettings | 0 | 0 | 0 | 0 | 0 | 0 | 0 | 0 | 0 | 0 | 0 | 0 | 0 | 0 | 0 | 0 | 0 | 0 | 0 | 0 | 0 | 0 | 0 | 0 | 0 | 0 | 0 | 0 | 0 | 0 | 0
Pollutant Emissions from Imported Electricity[PM25,offshore wind es] | NoSettings | 0 | 0 | 0 | 0 | 0 | 0 | 0 | 0 | 0 | 0 | 0 | 0 | 0 | 0 | 0 | 0 | 0 | 0 | 0 | 0 | 0 | 0 | 0 | 0 | 0 | 0 | 0 | 0 | 0 | 0 | 0
Pollutant Emissions from Imported Electricity[PM25,crude oil es] | NoSettings | 0 | 0 | 0 | 0 | 0 | 0 | 0 | 0 | 0 | 0 | 0 | 0 | 0 | 0 | 0 | 0 | 0 | 0 | 0 | 0 | 0 | 0 | 0 | 0 | 0 | 0 | 0 | 0 | 0 | 0 | 0
Pollutant Emissions from Imported Electricity[PM25,heavy or residual fuel oil es] | NoSettings | 0 | 0 | 0 | 0 | 0 | 0 | 0 | 0 | 0 | 0 | 0 | 0 | 0 | 0 | 0 | 0 | 0 | 0 | 0 | 0 | 0 | 0 | 0 | 0 | 0 | 0 | 0 | 0 | 0 | 0 | 0
Pollutant Emissions from Imported Electricity[PM25,municipal solid waste es] | NoSettings | 0 | 0 | 0 | 0 | 0 | 0 | 0 | 0 | 0 | 0 | 0 | 0 | 0 | 0 | 0 | 0 | 0 | 0 | 0 | 0 | 0 | 0 | 0 | 0 | 0 | 0 | 0 | 0 | 0 | 0 | 0
Pollutant Emissions from Imported Electricity[SOx,hard coal es] | NoSettings | 24157200000 | 19316000000 | 14499200000 | 9658010000 | 4841230000 | 0 | 0 | 0 | 0 | 0 | 0 | 0 | 0 | 0 | 0 | 0 | 0 | 0 | 0 | 0 | 0 | 0 | 0 | 0 | 0 | 0 | 0 | 0 | 0 | 0 | 0
Pollutant Emissions from Imported Electricity[SOx,natural gas nonpeaker es] | NoSettings | 114489000 | 110672000 | 105902000 | 101132000 | 96361300 | 91877200 | 87297600 | 82718100 | 78138500 | 73559000 | 68979400 | 64304500 | 59724900 | 55145400 | 50565800 | 45986300 | 41406700 | 36731800 | 32152200 | 27572700 | 22993100 | 18413600 | 13834000 | 9187720 | 4598630 | 0 | 0 | 0 | 0 | 0 | 0
Pollutant Emissions from Imported Electricity[SOx,nuclear es] | NoSettings | 0 | 0 | 0 | 0 | 0 | 0 | 0 | 0 | 0 | 0 | 0 | 0 | 0 | 0 | 0 | 0 | 0 | 0 | 0 | 0 | 0 | 0 | 0 | 0 | 0 | 0 | 0 | 0 | 0 | 0 | 0
Pollutant Emissions from Imported Electricity[SOx,hydro es] | NoSettings | 0 | 0 | 0 | 0 | 0 | 0 | 0 | 0 | 0 | 0 | 0 | 0 | 0 | 0 | 0 | 0 | 0 | 0 | 0 | 0 | 0 | 0 | 0 | 0 | 0 | 0 | 0 | 0 | 0 | 0 | 0
Pollutant Emissions from Imported Electricity[SOx,onshore wind es] | NoSettings | 0 | 0 | 0 | 0 | 0 | 0 | 0 | 0 | 0 | 0 | 0 | 0 | 0 | 0 | 0 | 0 | 0 | 0 | 0 | 0 | 0 | 0 | 0 | 0 | 0 | 0 | 0 | 0 | 0 | 0 | 0
Pollutant Emissions from Imported Electricity[SOx,solar PV es] | NoSettings | 0 | 0 | 0 | 0 | 0 | 0 | 0 | 0 | 0 | 0 | 0 | 0 | 0 | 0 | 0 | 0 | 0 | 0 | 0 | 0 | 0 | 0 | 0 | 0 | 0 | 0 | 0 | 0 | 0 | 0 | 0
Pollutant Emissions from Imported Electricity[SOx,solar thermal es] | NoSettings | 0 | 0 | 0 | 0 | 0 | 0 | 0 | 0 | 0 | 0 | 0 | 0 | 0 | 0 | 0 | 0 | 0 | 0 | 0 | 0 | 0 | 0 | 0 | 0 | 0 | 0 | 0 | 0 | 0 | 0 | 0
Pollutant Emissions from Imported Electricity[SOx,biomass es] | NoSettings | 0 | 0 | 0 | 0 | 0 | 0 | 0 | 0 | 0 | 0 | 0 | 0 | 0 | 0 | 0 | 0 | 0 | 0 | 0 | 0 | 0 | 0 | 0 | 0 | 0 | 0 | 0 | 0 | 0 | 0 | 0
Pollutant Emissions from Imported Electricity[SOx,geothermal es] | NoSettings | 0 | 0 | 0 | 0 | 0 | 0 | 0 | 0 | 0 | 0 | 0 | 0 | 0 | 0 | 0 | 0 | 0 | 0 | 0 | 0 | 0 | 0 | 0 | 0 | 0 | 0 | 0 | 0 | 0 | 0 | 0
Pollutant Emissions from Imported Electricity[SOx,petroleum es] | NoSettings | 542465000 | 521369000 | 500273000 | 479177000 | 458081000 | 433972000 | 412876000 | 391780000 | 370684000 | 346575000 | 325479000 | 304383000 | 282684000 | 260986000 | 239287000 | 217589000 | 195890000 | 173890000 | 152191000 | 130493000 | 108794000 | 87095700 | 65397100 | 43397200 | 21758900 | 0 | 0 | 0 | 0 | 0 | 0
Pollutant Emissions from Imported Electricity[SOx,natural gas peaker es] | NoSettings | 0 | 0 | 0 | 0 | 0 | 0 | 0 | 0 | 0 | 0 | 0 | 0 | 0 | 0 | 0 | 0 | 0 | 0 | 0 | 0 | 0 | 0 | 0 | 0 | 0 | 0 | 0 | 0 | 0 | 0 | 0
Pollutant Emissions from Imported Electricity[SOx,lignite es] | NoSettings | 0 | 0 | 0 | 0 | 0 | 0 | 0 | 0 | 0 | 0 | 0 | 0 | 0 | 0 | 0 | 0 | 0 | 0 | 0 | 0 | 0 | 0 | 0 | 0 | 0 | 0 | 0 | 0 | 0 | 0 | 0
Pollutant Emissions from Imported Electricity[SOx,offshore wind es] | NoSettings | 0 | 0 | 0 | 0 | 0 | 0 | 0 | 0 | 0 | 0 | 0 | 0 | 0 | 0 | 0 | 0 | 0 | 0 | 0 | 0 | 0 | 0 | 0 | 0 | 0 | 0 | 0 | 0 | 0 | 0 | 0
Pollutant Emissions from Imported Electricity[SOx,crude oil es] | NoSettings | 0 | 0 | 0 | 0 | 0 | 0 | 0 | 0 | 0 | 0 | 0 | 0 | 0 | 0 | 0 | 0 | 0 | 0 | 0 | 0 | 0 | 0 | 0 | 0 | 0 | 0 | 0 | 0 | 0 | 0 | 0
Pollutant Emissions from Imported Electricity[SOx,heavy or residual fuel oil es] | NoSettings | 0 | 0 | 0 | 0 | 0 | 0 | 0 | 0 | 0 | 0 | 0 | 0 | 0 | 0 | 0 | 0 | 0 | 0 | 0 | 0 | 0 | 0 | 0 | 0 | 0 | 0 | 0 | 0 | 0 | 0 | 0
Pollutant Emissions from Imported Electricity[SOx,municipal solid waste es] | NoSettings | 0 | 0 | 0 | 0 | 0 | 0 | 0 | 0 | 0 | 0 | 0 | 0 | 0 | 0 | 0 | 0 | 0 | 0 | 0 | 0 | 0 | 0 | 0 | 0 | 0 | 0 | 0 | 0 | 0 | 0 | 0
Pollutant Emissions from Imported Electricity[BC,hard coal es] | NoSettings | 19005100 | 15196400 | 11406900 | 7598190 | 3808710 | 0 | 0 | 0 | 0 | 0 | 0 | 0 | 0 | 0 | 0 | 0 | 0 | 0 | 0 | 0 | 0 | 0 | 0 | 0 | 0 | 0 | 0 | 0 | 0 | 0 | 0
Pollutant Emissions from Imported Electricity[BC,natural gas nonpeaker es] | NoSettings | 39520500 | 38203100 | 36556400 | 34909700 | 33263100 | 31715200 | 30134400 | 28553500 | 26972700 | 25391900 | 23811100 | 22197300 | 20616500 | 19035700 | 17454900 | 15874100 | 14293200 | 12679500 | 11098700 | 9517840 | 7937030 | 6356210 | 4775390 | 3171520 | 1587410 | 0 | 0 | 0 | 0 | 0 | 0
Pollutant Emissions from Imported Electricity[BC,nuclear es] | NoSettings | 0 | 0 | 0 | 0 | 0 | 0 | 0 | 0 | 0 | 0 | 0 | 0 | 0 | 0 | 0 | 0 | 0 | 0 | 0 | 0 | 0 | 0 | 0 | 0 | 0 | 0 | 0 | 0 | 0 | 0 | 0
Pollutant Emissions from Imported Electricity[BC,hydro es] | NoSettings | 0 | 0 | 0 | 0 | 0 | 0 | 0 | 0 | 0 | 0 | 0 | 0 | 0 | 0 | 0 | 0 | 0 | 0 | 0 | 0 | 0 | 0 | 0 | 0 | 0 | 0 | 0 | 0 | 0 | 0 | 0
Pollutant Emissions from Imported Electricity[BC,onshore wind es] | NoSettings | 0 | 0 | 0 | 0 | 0 | 0 | 0 | 0 | 0 | 0 | 0 | 0 | 0 | 0 | 0 | 0 | 0 | 0 | 0 | 0 | 0 | 0 | 0 | 0 | 0 | 0 | 0 | 0 | 0 | 0 | 0
Pollutant Emissions from Imported Electricity[BC,solar PV es] | NoSettings | 0 | 0 | 0 | 0 | 0 | 0 | 0 | 0 | 0 | 0 | 0 | 0 | 0 | 0 | 0 | 0 | 0 | 0 | 0 | 0 | 0 | 0 | 0 | 0 | 0 | 0 | 0 | 0 | 0 | 0 | 0
Pollutant Emissions from Imported Electricity[BC,solar thermal es] | NoSettings | 0 | 0 | 0 | 0 | 0 | 0 | 0 | 0 | 0 | 0 | 0 | 0 | 0 | 0 | 0 | 0 | 0 | 0 | 0 | 0 | 0 | 0 | 0 | 0 | 0 | 0 | 0 | 0 | 0 | 0 | 0
Pollutant Emissions from Imported Electricity[BC,biomass es] | NoSettings | 68607200 | 68607200 | 68607200 | 68607200 | 68607200 | 68607200 | 68607200 | 68607200 | 68607200 | 68607200 | 68607200 | 68607200 | 68607200 | 68607200 | 68607200 | 68607200 | 68607200 | 68607200 | 68607200 | 68607200 | 68607200 | 68607200 | 68607200 | 68607200 | 68607200 | 68607200 | 68607200 | 68607200 | 68607200 | 68607200 | 68607200
Pollutant Emissions from Imported Electricity[BC,geothermal es] | NoSettings | 0 | 0 | 0 | 0 | 0 | 0 | 0 | 0 | 0 | 0 | 0 | 0 | 0 | 0 | 0 | 0 | 0 | 0 | 0 | 0 | 0 | 0 | 0 | 0 | 0 | 0 | 0 | 0 | 0 | 0 | 0
Pollutant Emissions from Imported Electricity[BC,petroleum es] | NoSettings | 1370700 | 1317400 | 1264090 | 1210790 | 1157480 | 1096560 | 1043260 | 989953 | 936648 | 875728 | 822422 | 769117 | 714289 | 659461 | 604633 | 549805 | 494976 | 439387 | 384559 | 329730 | 274902 | 220074 | 165246 | 109656 | 54980.5 | 0 | 0 | 0 | 0 | 0 | 0
Pollutant Emissions from Imported Electricity[BC,natural gas peaker es] | NoSettings | 0 | 0 | 0 | 0 | 0 | 0 | 0 | 0 | 0 | 0 | 0 | 0 | 0 | 0 | 0 | 0 | 0 | 0 | 0 | 0 | 0 | 0 | 0 | 0 | 0 | 0 | 0 | 0 | 0 | 0 | 0
Pollutant Emissions from Imported Electricity[BC,lignite es] | NoSettings | 0 | 0 | 0 | 0 | 0 | 0 | 0 | 0 | 0 | 0 | 0 | 0 | 0 | 0 | 0 | 0 | 0 | 0 | 0 | 0 | 0 | 0 | 0 | 0 | 0 | 0 | 0 | 0 | 0 | 0 | 0
Pollutant Emissions from Imported Electricity[BC,offshore wind es] | NoSettings | 0 | 0 | 0 | 0 | 0 | 0 | 0 | 0 | 0 | 0 | 0 | 0 | 0 | 0 | 0 | 0 | 0 | 0 | 0 | 0 | 0 | 0 | 0 | 0 | 0 | 0 | 0 | 0 | 0 | 0 | 0
Pollutant Emissions from Imported Electricity[BC,crude oil es] | NoSettings | 0 | 0 | 0 | 0 | 0 | 0 | 0 | 0 | 0 | 0 | 0 | 0 | 0 | 0 | 0 | 0 | 0 | 0 | 0 | 0 | 0 | 0 | 0 | 0 | 0 | 0 | 0 | 0 | 0 | 0 | 0
Pollutant Emissions from Imported Electricity[BC,heavy or residual fuel oil es] | NoSettings | 0 | 0 | 0 | 0 | 0 | 0 | 0 | 0 | 0 | 0 | 0 | 0 | 0 | 0 | 0 | 0 | 0 | 0 | 0 | 0 | 0 | 0 | 0 | 0 | 0 | 0 | 0 | 0 | 0 | 0 | 0
Pollutant Emissions from Imported Electricity[BC,municipal solid waste es] | NoSettings | 0 | 0 | 0 | 0 | 0 | 0 | 0 | 0 | 0 | 0 | 0 | 0 | 0 | 0 | 0 | 0 | 0 | 0 | 0 | 0 | 0 | 0 | 0 | 0 | 0 | 0 | 0 | 0 | 0 | 0 | 0
Pollutant Emissions from Imported Electricity[OC,hard coal es] | NoSettings | 35829300 | 28648900 | 21504800 | 14324500 | 7180360 | 0 | 0 | 0 | 0 | 0 | 0 | 0 | 0 | 0 | 0 | 0 | 0 | 0 | 0 | 0 | 0 | 0 | 0 | 0 | 0 | 0 | 0 | 0 | 0 | 0 | 0
Pollutant Emissions from Imported Electricity[OC,natural gas nonpeaker es] | NoSettings | 49777700 | 48118400 | 46044400 | 43970300 | 41896200 | 39946600 | 37955500 | 35964400 | 33973300 | 31982200 | 29991100 | 27958500 | 25967400 | 23976300 | 21985100 | 19994000 | 18002900 | 15970300 | 13979200 | 11988100 | 9997020 | 8005910 | 6014800 | 3994660 | 1999400 | 0 | 0 | 0 | 0 | 0 | 0
Pollutant Emissions from Imported Electricity[OC,nuclear es] | NoSettings | 0 | 0 | 0 | 0 | 0 | 0 | 0 | 0 | 0 | 0 | 0 | 0 | 0 | 0 | 0 | 0 | 0 | 0 | 0 | 0 | 0 | 0 | 0 | 0 | 0 | 0 | 0 | 0 | 0 | 0 | 0
Pollutant Emissions from Imported Electricity[OC,hydro es] | NoSettings | 0 | 0 | 0 | 0 | 0 | 0 | 0 | 0 | 0 | 0 | 0 | 0 | 0 | 0 | 0 | 0 | 0 | 0 | 0 | 0 | 0 | 0 | 0 | 0 | 0 | 0 | 0 | 0 | 0 | 0 | 0
Pollutant Emissions from Imported Electricity[OC,onshore wind es] | NoSettings | 0 | 0 | 0 | 0 | 0 | 0 | 0 | 0 | 0 | 0 | 0 | 0 | 0 | 0 | 0 | 0 | 0 | 0 | 0 | 0 | 0 | 0 | 0 | 0 | 0 | 0 | 0 | 0 | 0 | 0 | 0
Pollutant Emissions from Imported Electricity[OC,solar PV es] | NoSettings | 0 | 0 | 0 | 0 | 0 | 0 | 0 | 0 | 0 | 0 | 0 | 0 | 0 | 0 | 0 | 0 | 0 | 0 | 0 | 0 | 0 | 0 | 0 | 0 | 0 | 0 | 0 | 0 | 0 | 0 | 0
Pollutant Emissions from Imported Electricity[OC,solar thermal es] | NoSettings | 0 | 0 | 0 | 0 | 0 | 0 | 0 | 0 | 0 | 0 | 0 | 0 | 0 | 0 | 0 | 0 | 0 | 0 | 0 | 0 | 0 | 0 | 0 | 0 | 0 | 0 | 0 | 0 | 0 | 0 | 0
Pollutant Emissions from Imported Electricity[OC,biomass es] | NoSettings | 162077000 | 162077000 | 162077000 | 162077000 | 162077000 | 162077000 | 162077000 | 162077000 | 162077000 | 162077000 | 162077000 | 162077000 | 162077000 | 162077000 | 162077000 | 162077000 | 162077000 | 162077000 | 162077000 | 162077000 | 162077000 | 162077000 | 162077000 | 162077000 | 162077000 | 162077000 | 162077000 | 162077000 | 162077000 | 162077000 | 162077000
Pollutant Emissions from Imported Electricity[OC,geothermal es] | NoSettings | 0 | 0 | 0 | 0 | 0 | 0 | 0 | 0 | 0 | 0 | 0 | 0 | 0 | 0 | 0 | 0 | 0 | 0 | 0 | 0 | 0 | 0 | 0 | 0 | 0 | 0 | 0 | 0 | 0 | 0 | 0
Pollutant Emissions from Imported Electricity[OC,petroleum es] | NoSettings | 981052 | 942900 | 904748 | 866596 | 828444 | 784842 | 746690 | 708538 | 670386 | 626783 | 588631 | 550479 | 511237 | 471995 | 432753 | 393511 | 354269 | 314482 | 275240 | 235998 | 196755 | 157513 | 118271 | 78484.2 | 39351.1 | 0 | 0 | 0 | 0 | 0 | 0
Pollutant Emissions from Imported Electricity[OC,natural gas peaker es] | NoSettings | 0 | 0 | 0 | 0 | 0 | 0 | 0 | 0 | 0 | 0 | 0 | 0 | 0 | 0 | 0 | 0 | 0 | 0 | 0 | 0 | 0 | 0 | 0 | 0 | 0 | 0 | 0 | 0 | 0 | 0 | 0
Pollutant Emissions from Imported Electricity[OC,lignite es] | NoSettings | 0 | 0 | 0 | 0 | 0 | 0 | 0 | 0 | 0 | 0 | 0 | 0 | 0 | 0 | 0 | 0 | 0 | 0 | 0 | 0 | 0 | 0 | 0 | 0 | 0 | 0 | 0 | 0 | 0 | 0 | 0
Pollutant Emissions from Imported Electricity[OC,offshore wind es] | NoSettings | 0 | 0 | 0 | 0 | 0 | 0 | 0 | 0 | 0 | 0 | 0 | 0 | 0 | 0 | 0 | 0 | 0 | 0 | 0 | 0 | 0 | 0 | 0 | 0 | 0 | 0 | 0 | 0 | 0 | 0 | 0
Pollutant Emissions from Imported Electricity[OC,crude oil es] | NoSettings | 0 | 0 | 0 | 0 | 0 | 0 | 0 | 0 | 0 | 0 | 0 | 0 | 0 | 0 | 0 | 0 | 0 | 0 | 0 | 0 | 0 | 0 | 0 | 0 | 0 | 0 | 0 | 0 | 0 | 0 | 0
Pollutant Emissions from Imported Electricity[OC,heavy or residual fuel oil es] | NoSettings | 0 | 0 | 0 | 0 | 0 | 0 | 0 | 0 | 0 | 0 | 0 | 0 | 0 | 0 | 0 | 0 | 0 | 0 | 0 | 0 | 0 | 0 | 0 | 0 | 0 | 0 | 0 | 0 | 0 | 0 | 0
Pollutant Emissions from Imported Electricity[OC,municipal solid waste es] | NoSettings | 0 | 0 | 0 | 0 | 0 | 0 | 0 | 0 | 0 | 0 | 0 | 0 | 0 | 0 | 0 | 0 | 0 | 0 | 0 | 0 | 0 | 0 | 0 | 0 | 0 | 0 | 0 | 0 | 0 | 0 | 0
Pollutant Emissions from Imported Electricity[CH4,hard coal es] | NoSettings | 1142380000 | 913444000 | 685661000 | 456722000 | 228939000 | 0 | 0 | 0 | 0 | 0 | 0 | 0 | 0 | 0 | 0 | 0 | 0 | 0 | 0 | 0 | 0 | 0 | 0 | 0 | 0 | 0 | 0 | 0 | 0 | 0 | 0
Pollutant Emissions from Imported Electricity[CH4,natural gas nonpeaker es] | NoSettings | 150841000 | 145813000 | 139528000 | 133243000 | 126958000 | 121050000 | 115017000 | 108983000 | 102949000 | 96915600 | 90882000 | 84722600 | 78689000 | 72655300 | 66621600 | 60588000 | 54554300 | 48395000 | 42361300 | 36327700 | 30294000 | 24260300 | 18226700 | 12105000 | 6058800 | 0 | 0 | 0 | 0 | 0 | 0
Pollutant Emissions from Imported Electricity[CH4,nuclear es] | NoSettings | 0 | 0 | 0 | 0 | 0 | 0 | 0 | 0 | 0 | 0 | 0 | 0 | 0 | 0 | 0 | 0 | 0 | 0 | 0 | 0 | 0 | 0 | 0 | 0 | 0 | 0 | 0 | 0 | 0 | 0 | 0
Pollutant Emissions from Imported Electricity[CH4,hydro es] | NoSettings | 0 | 0 | 0 | 0 | 0 | 0 | 0 | 0 | 0 | 0 | 0 | 0 | 0 | 0 | 0 | 0 | 0 | 0 | 0 | 0 | 0 | 0 | 0 | 0 | 0 | 0 | 0 | 0 | 0 | 0 | 0
Pollutant Emissions from Imported Electricity[CH4,onshore wind es] | NoSettings | 0 | 0 | 0 | 0 | 0 | 0 | 0 | 0 | 0 | 0 | 0 | 0 | 0 | 0 | 0 | 0 | 0 | 0 | 0 | 0 | 0 | 0 | 0 | 0 | 0 | 0 | 0 | 0 | 0 | 0 | 0
Pollutant Emissions from Imported Electricity[CH4,solar PV es] | NoSettings | 0 | 0 | 0 | 0 | 0 | 0 | 0 | 0 | 0 | 0 | 0 | 0 | 0 | 0 | 0 | 0 | 0 | 0 | 0 | 0 | 0 | 0 | 0 | 0 | 0 | 0 | 0 | 0 | 0 | 0 | 0
Pollutant Emissions from Imported Electricity[CH4,solar thermal es] | NoSettings | 0 | 0 | 0 | 0 | 0 | 0 | 0 | 0 | 0 | 0 | 0 | 0 | 0 | 0 | 0 | 0 | 0 | 0 | 0 | 0 | 0 | 0 | 0 | 0 | 0 | 0 | 0 | 0 | 0 | 0 | 0
Pollutant Emissions from Imported Electricity[CH4,biomass es] | NoSettings | 0 | 0 | 0 | 0 | 0 | 0 | 0 | 0 | 0 | 0 | 0 | 0 | 0 | 0 | 0 | 0 | 0 | 0 | 0 | 0 | 0 | 0 | 0 | 0 | 0 | 0 | 0 | 0 | 0 | 0 | 0
Pollutant Emissions from Imported Electricity[CH4,geothermal es] | NoSettings | 0 | 0 | 0 | 0 | 0 | 0 | 0 | 0 | 0 | 0 | 0 | 0 | 0 | 0 | 0 | 0 | 0 | 0 | 0 | 0 | 0 | 0 | 0 | 0 | 0 | 0 | 0 | 0 | 0 | 0 | 0
Pollutant Emissions from Imported Electricity[CH4,petroleum es] | NoSettings | 5933780 | 5703030 | 5472270 | 5241510 | 5010750 | 4747030 | 4516270 | 4285510 | 4054750 | 3791030 | 3560270 | 3329510 | 3092160 | 2854810 | 2617460 | 2380110 | 2142760 | 1902110 | 1664760 | 1427400 | 1190050 | 952702 | 715351 | 474703 | 238011 | 0 | 0 | 0 | 0 | 0 | 0
Pollutant Emissions from Imported Electricity[CH4,natural gas peaker es] | NoSettings | 0 | 0 | 0 | 0 | 0 | 0 | 0 | 0 | 0 | 0 | 0 | 0 | 0 | 0 | 0 | 0 | 0 | 0 | 0 | 0 | 0 | 0 | 0 | 0 | 0 | 0 | 0 | 0 | 0 | 0 | 0
Pollutant Emissions from Imported Electricity[CH4,lignite es] | NoSettings | 0 | 0 | 0 | 0 | 0 | 0 | 0 | 0 | 0 | 0 | 0 | 0 | 0 | 0 | 0 | 0 | 0 | 0 | 0 | 0 | 0 | 0 | 0 | 0 | 0 | 0 | 0 | 0 | 0 | 0 | 0
Pollutant Emissions from Imported Electricity[CH4,offshore wind es] | NoSettings | 0 | 0 | 0 | 0 | 0 | 0 | 0 | 0 | 0 | 0 | 0 | 0 | 0 | 0 | 0 | 0 | 0 | 0 | 0 | 0 | 0 | 0 | 0 | 0 | 0 | 0 | 0 | 0 | 0 | 0 | 0
Pollutant Emissions from Imported Electricity[CH4,crude oil es] | NoSettings | 0 | 0 | 0 | 0 | 0 | 0 | 0 | 0 | 0 | 0 | 0 | 0 | 0 | 0 | 0 | 0 | 0 | 0 | 0 | 0 | 0 | 0 | 0 | 0 | 0 | 0 | 0 | 0 | 0 | 0 | 0
Pollutant Emissions from Imported Electricity[CH4,heavy or residual fuel oil es] | NoSettings | 0 | 0 | 0 | 0 | 0 | 0 | 0 | 0 | 0 | 0 | 0 | 0 | 0 | 0 | 0 | 0 | 0 | 0 | 0 | 0 | 0 | 0 | 0 | 0 | 0 | 0 | 0 | 0 | 0 | 0 | 0
Pollutant Emissions from Imported Electricity[CH4,municipal solid waste es] | NoSettings | 0 | 0 | 0 | 0 | 0 | 0 | 0 | 0 | 0 | 0 | 0 | 0 | 0 | 0 | 0 | 0 | 0 | 0 | 0 | 0 | 0 | 0 | 0 | 0 | 0 | 0 | 0 | 0 | 0 | 0 | 0
Pollutant Emissions from Imported Electricity[N2O,hard coal es] | NoSettings | 166165000 | 132865000 | 99732500 | 66432300 | 33300200 | 0 | 0 | 0 | 0 | 0 | 0 | 0 | 0 | 0 | 0 | 0 | 0 | 0 | 0 | 0 | 0 | 0 | 0 | 0 | 0 | 0 | 0 | 0 | 0 | 0 | 0
Pollutant Emissions from Imported Electricity[N2O,natural gas nonpeaker es] | NoSettings | 15084100 | 14581300 | 13952800 | 13324300 | 12695800 | 12105000 | 11501700 | 10898300 | 10294900 | 9691560 | 9088200 | 8472260 | 7868900 | 7265530 | 6662160 | 6058800 | 5455430 | 4839500 | 4236130 | 3632770 | 3029400 | 2426030 | 1822670 | 1210500 | 605880 | 0 | 0 | 0 | 0 | 0 | 0
Pollutant Emissions from Imported Electricity[N2O,nuclear es] | NoSettings | 0 | 0 | 0 | 0 | 0 | 0 | 0 | 0 | 0 | 0 | 0 | 0 | 0 | 0 | 0 | 0 | 0 | 0 | 0 | 0 | 0 | 0 | 0 | 0 | 0 | 0 | 0 | 0 | 0 | 0 | 0
Pollutant Emissions from Imported Electricity[N2O,hydro es] | NoSettings | 0 | 0 | 0 | 0 | 0 | 0 | 0 | 0 | 0 | 0 | 0 | 0 | 0 | 0 | 0 | 0 | 0 | 0 | 0 | 0 | 0 | 0 | 0 | 0 | 0 | 0 | 0 | 0 | 0 | 0 | 0
Pollutant Emissions from Imported Electricity[N2O,onshore wind es] | NoSettings | 0 | 0 | 0 | 0 | 0 | 0 | 0 | 0 | 0 | 0 | 0 | 0 | 0 | 0 | 0 | 0 | 0 | 0 | 0 | 0 | 0 | 0 | 0 | 0 | 0 | 0 | 0 | 0 | 0 | 0 | 0
Pollutant Emissions from Imported Electricity[N2O,solar PV es] | NoSettings | 0 | 0 | 0 | 0 | 0 | 0 | 0 | 0 | 0 | 0 | 0 | 0 | 0 | 0 | 0 | 0 | 0 | 0 | 0 | 0 | 0 | 0 | 0 | 0 | 0 | 0 | 0 | 0 | 0 | 0 | 0
Pollutant Emissions from Imported Electricity[N2O,solar thermal es] | NoSettings | 0 | 0 | 0 | 0 | 0 | 0 | 0 | 0 | 0 | 0 | 0 | 0 | 0 | 0 | 0 | 0 | 0 | 0 | 0 | 0 | 0 | 0 | 0 | 0 | 0 | 0 | 0 | 0 | 0 | 0 | 0
Pollutant Emissions from Imported Electricity[N2O,biomass es] | NoSettings | 0 | 0 | 0 | 0 | 0 | 0 | 0 | 0 | 0 | 0 | 0 | 0 | 0 | 0 | 0 | 0 | 0 | 0 | 0 | 0 | 0 | 0 | 0 | 0 | 0 | 0 | 0 | 0 | 0 | 0 | 0
Pollutant Emissions from Imported Electricity[N2O,geothermal es] | NoSettings | 0 | 0 | 0 | 0 | 0 | 0 | 0 | 0 | 0 | 0 | 0 | 0 | 0 | 0 | 0 | 0 | 0 | 0 | 0 | 0 | 0 | 0 | 0 | 0 | 0 | 0 | 0 | 0 | 0 | 0 | 0
Pollutant Emissions from Imported Electricity[N2O,petroleum es] | NoSettings | 1186760 | 1140610 | 1094450 | 1048300 | 1002150 | 949405 | 903254 | 857102 | 810950 | 758206 | 712054 | 665902 | 618432 | 570962 | 523492 | 476021 | 428551 | 380421 | 332951 | 285481 | 238011 | 190540 | 143070 | 94940.5 | 47602.1 | 0 | 0 | 0 | 0 | 0 | 0
Pollutant Emissions from Imported Electricity[N2O,natural gas peaker es] | NoSettings | 0 | 0 | 0 | 0 | 0 | 0 | 0 | 0 | 0 | 0 | 0 | 0 | 0 | 0 | 0 | 0 | 0 | 0 | 0 | 0 | 0 | 0 | 0 | 0 | 0 | 0 | 0 | 0 | 0 | 0 | 0
Pollutant Emissions from Imported Electricity[N2O,lignite es] | NoSettings | 0 | 0 | 0 | 0 | 0 | 0 | 0 | 0 | 0 | 0 | 0 | 0 | 0 | 0 | 0 | 0 | 0 | 0 | 0 | 0 | 0 | 0 | 0 | 0 | 0 | 0 | 0 | 0 | 0 | 0 | 0
Pollutant Emissions from Imported Electricity[N2O,offshore wind es] | NoSettings | 0 | 0 | 0 | 0 | 0 | 0 | 0 | 0 | 0 | 0 | 0 | 0 | 0 | 0 | 0 | 0 | 0 | 0 | 0 | 0 | 0 | 0 | 0 | 0 | 0 | 0 | 0 | 0 | 0 | 0 | 0
Pollutant Emissions from Imported Electricity[N2O,crude oil es] | NoSettings | 0 | 0 | 0 | 0 | 0 | 0 | 0 | 0 | 0 | 0 | 0 | 0 | 0 | 0 | 0 | 0 | 0 | 0 | 0 | 0 | 0 | 0 | 0 | 0 | 0 | 0 | 0 | 0 | 0 | 0 | 0
Pollutant Emissions from Imported Electricity[N2O,heavy or residual fuel oil es] | NoSettings | 0 | 0 | 0 | 0 | 0 | 0 | 0 | 0 | 0 | 0 | 0 | 0 | 0 | 0 | 0 | 0 | 0 | 0 | 0 | 0 | 0 | 0 | 0 | 0 | 0 | 0 | 0 | 0 | 0 | 0 | 0
Pollutant Emissions from Imported Electricity[N2O,municipal solid waste es] | NoSettings | 0 | 0 | 0 | 0 | 0 | 0 | 0 | 0 | 0 | 0 | 0 | 0 | 0 | 0 | 0 | 0 | 0 | 0 | 0 | 0 | 0 | 0 | 0 | 0 | 0 | 0 | 0 | 0 | 0 | 0 | 0
Pollutant Emissions from Imported Electricity[F gases,hard coal es] | NoSettings | 0 | 0 | 0 | 0 | 0 | 0 | 0 | 0 | 0 | 0 | 0 | 0 | 0 | 0 | 0 | 0 | 0 | 0 | 0 | 0 | 0 | 0 | 0 | 0 | 0 | 0 | 0 | 0 | 0 | 0 | 0
Pollutant Emissions from Imported Electricity[F gases,natural gas nonpeaker es] | NoSettings | 0 | 0 | 0 | 0 | 0 | 0 | 0 | 0 | 0 | 0 | 0 | 0 | 0 | 0 | 0 | 0 | 0 | 0 | 0 | 0 | 0 | 0 | 0 | 0 | 0 | 0 | 0 | 0 | 0 | 0 | 0
Pollutant Emissions from Imported Electricity[F gases,nuclear es] | NoSettings | 0 | 0 | 0 | 0 | 0 | 0 | 0 | 0 | 0 | 0 | 0 | 0 | 0 | 0 | 0 | 0 | 0 | 0 | 0 | 0 | 0 | 0 | 0 | 0 | 0 | 0 | 0 | 0 | 0 | 0 | 0
Pollutant Emissions from Imported Electricity[F gases,hydro es] | NoSettings | 0 | 0 | 0 | 0 | 0 | 0 | 0 | 0 | 0 | 0 | 0 | 0 | 0 | 0 | 0 | 0 | 0 | 0 | 0 | 0 | 0 | 0 | 0 | 0 | 0 | 0 | 0 | 0 | 0 | 0 | 0
Pollutant Emissions from Imported Electricity[F gases,onshore wind es] | NoSettings | 0 | 0 | 0 | 0 | 0 | 0 | 0 | 0 | 0 | 0 | 0 | 0 | 0 | 0 | 0 | 0 | 0 | 0 | 0 | 0 | 0 | 0 | 0 | 0 | 0 | 0 | 0 | 0 | 0 | 0 | 0
Pollutant Emissions from Imported Electricity[F gases,solar PV es] | NoSettings | 0 | 0 | 0 | 0 | 0 | 0 | 0 | 0 | 0 | 0 | 0 | 0 | 0 | 0 | 0 | 0 | 0 | 0 | 0 | 0 | 0 | 0 | 0 | 0 | 0 | 0 | 0 | 0 | 0 | 0 | 0
Pollutant Emissions from Imported Electricity[F gases,solar thermal es] | NoSettings | 0 | 0 | 0 | 0 | 0 | 0 | 0 | 0 | 0 | 0 | 0 | 0 | 0 | 0 | 0 | 0 | 0 | 0 | 0 | 0 | 0 | 0 | 0 | 0 | 0 | 0 | 0 | 0 | 0 | 0 | 0
Pollutant Emissions from Imported Electricity[F gases,biomass es] | NoSettings | 0 | 0 | 0 | 0 | 0 | 0 | 0 | 0 | 0 | 0 | 0 | 0 | 0 | 0 | 0 | 0 | 0 | 0 | 0 | 0 | 0 | 0 | 0 | 0 | 0 | 0 | 0 | 0 | 0 | 0 | 0
Pollutant Emissions from Imported Electricity[F gases,geothermal es] | NoSettings | 0 | 0 | 0 | 0 | 0 | 0 | 0 | 0 | 0 | 0 | 0 | 0 | 0 | 0 | 0 | 0 | 0 | 0 | 0 | 0 | 0 | 0 | 0 | 0 | 0 | 0 | 0 | 0 | 0 | 0 | 0
Pollutant Emissions from Imported Electricity[F gases,petroleum es] | NoSettings | 0 | 0 | 0 | 0 | 0 | 0 | 0 | 0 | 0 | 0 | 0 | 0 | 0 | 0 | 0 | 0 | 0 | 0 | 0 | 0 | 0 | 0 | 0 | 0 | 0 | 0 | 0 | 0 | 0 | 0 | 0
Pollutant Emissions from Imported Electricity[F gases,natural gas peaker es] | NoSettings | 0 | 0 | 0 | 0 | 0 | 0 | 0 | 0 | 0 | 0 | 0 | 0 | 0 | 0 | 0 | 0 | 0 | 0 | 0 | 0 | 0 | 0 | 0 | 0 | 0 | 0 | 0 | 0 | 0 | 0 | 0
Pollutant Emissions from Imported Electricity[F gases,lignite es] | NoSettings | 0 | 0 | 0 | 0 | 0 | 0 | 0 | 0 | 0 | 0 | 0 | 0 | 0 | 0 | 0 | 0 | 0 | 0 | 0 | 0 | 0 | 0 | 0 | 0 | 0 | 0 | 0 | 0 | 0 | 0 | 0
Pollutant Emissions from Imported Electricity[F gases,offshore wind es] | NoSettings | 0 | 0 | 0 | 0 | 0 | 0 | 0 | 0 | 0 | 0 | 0 | 0 | 0 | 0 | 0 | 0 | 0 | 0 | 0 | 0 | 0 | 0 | 0 | 0 | 0 | 0 | 0 | 0 | 0 | 0 | 0
Pollutant Emissions from Imported Electricity[F gases,crude oil es] | NoSettings | 0 | 0 | 0 | 0 | 0 | 0 | 0 | 0 | 0 | 0 | 0 | 0 | 0 | 0 | 0 | 0 | 0 | 0 | 0 | 0 | 0 | 0 | 0 | 0 | 0 | 0 | 0 | 0 | 0 | 0 | 0
Pollutant Emissions from Imported Electricity[F gases,heavy or residual fuel oil es] | NoSettings | 0 | 0 | 0 | 0 | 0 | 0 | 0 | 0 | 0 | 0 | 0 | 0 | 0 | 0 | 0 | 0 | 0 | 0 | 0 | 0 | 0 | 0 | 0 | 0 | 0 | 0 | 0 | 0 | 0 | 0 | 0
Pollutant Emissions from Imported Electricity[F gases,municipal solid waste es] | NoSettings | 0 | 0 | 0 | 0 | 0 | 0 | 0 | 0 | 0 | 0 | 0 | 0 | 0 | 0 | 0 | 0 | 0 | 0 | 0 | 0 | 0 | 0 | 0 | 0 | 0 | 0 | 0 | 0 | 0 | 0 | 0
Absolute Change in In Scope Emissions due to Electricity Imports[CO2,hard coal es] | NoSettings | 9920040000000 | 7932010000000 | 5954030000000 | 3966010000000 | 1988020000000 | 0 | 0 | 0 | 0 | 0 | 0 | 0 | 0 | 0 | 0 | 0 | 0 | 0 | 0 | 0 | 0 | 0 | 0 | 0 | 0 | 0 | 0 | 0 | 0 | 0 | 0
Absolute Change in In Scope Emissions due to Electricity Imports[CO2,natural gas nonpeaker es] | NoSettings | 8003650000000 | 7736860000000 | 7403370000000 | 7069890000000 | 6736400000000 | 6422930000000 | 6102780000000 | 5782640000000 | 5462490000000 | 5142340000000 | 4822200000000 | 4495380000000 | 4175240000000 | 3855090000000 | 3534940000000 | 3214800000000 | 2894650000000 | 2567840000000 | 2247690000000 | 1927550000000 | 1607400000000 | 1287250000000 | 967107000000 | 642293000000 | 321480000000 | 0 | 0 | 0 | 0 | 0 | 0
Absolute Change in In Scope Emissions due to Electricity Imports[CO2,nuclear es] | NoSettings | 0 | 0 | 0 | 0 | 0 | 0 | 0 | 0 | 0 | 0 | 0 | 0 | 0 | 0 | 0 | 0 | 0 | 0 | 0 | 0 | 0 | 0 | 0 | 0 | 0 | 0 | 0 | 0 | 0 | 0 | 0
Absolute Change in In Scope Emissions due to Electricity Imports[CO2,hydro es] | NoSettings | 0 | 0 | 0 | 0 | 0 | 0 | 0 | 0 | 0 | 0 | 0 | 0 | 0 | 0 | 0 | 0 | 0 | 0 | 0 | 0 | 0 | 0 | 0 | 0 | 0 | 0 | 0 | 0 | 0 | 0 | 0
Absolute Change in In Scope Emissions due to Electricity Imports[CO2,onshore wind es] | NoSettings | 0 | 0 | 0 | 0 | 0 | 0 | 0 | 0 | 0 | 0 | 0 | 0 | 0 | 0 | 0 | 0 | 0 | 0 | 0 | 0 | 0 | 0 | 0 | 0 | 0 | 0 | 0 | 0 | 0 | 0 | 0
Absolute Change in In Scope Emissions due to Electricity Imports[CO2,solar PV es] | NoSettings | 0 | 0 | 0 | 0 | 0 | 0 | 0 | 0 | 0 | 0 | 0 | 0 | 0 | 0 | 0 | 0 | 0 | 0 | 0 | 0 | 0 | 0 | 0 | 0 | 0 | 0 | 0 | 0 | 0 | 0 | 0
Absolute Change in In Scope Emissions due to Electricity Imports[CO2,solar thermal es] | NoSettings | 0 | 0 | 0 | 0 | 0 | 0 | 0 | 0 | 0 | 0 | 0 | 0 | 0 | 0 | 0 | 0 | 0 | 0 | 0 | 0 | 0 | 0 | 0 | 0 | 0 | 0 | 0 | 0 | 0 | 0 | 0
Absolute Change in In Scope Emissions due to Electricity Imports[CO2,biomass es] | NoSettings | 0 | 0 | 0 | 0 | 0 | 0 | 0 | 0 | 0 | 0 | 0 | 0 | 0 | 0 | 0 | 0 | 0 | 0 | 0 | 0 | 0 | 0 | 0 | 0 | 0 | 0 | 0 | 0 | 0 | 0 | 0
Absolute Change in In Scope Emissions due to Electricity Imports[CO2,geothermal es] | NoSettings | 0 | 0 | 0 | 0 | 0 | 0 | 0 | 0 | 0 | 0 | 0 | 0 | 0 | 0 | 0 | 0 | 0 | 0 | 0 | 0 | 0 | 0 | 0 | 0 | 0 | 0 | 0 | 0 | 0 | 0 | 0
Absolute Change in In Scope Emissions due to Electricity Imports[CO2,petroleum es] | NoSettings | 148542000000 | 142766000000 | 136989000000 | 131212000000 | 125436000000 | 118834000000 | 113057000000 | 107281000000 | 101504000000 | 94902100000 | 89125400000 | 83348800000 | 77407100000 | 71465400000 | 65523700000 | 59582000000 | 53640300000 | 47616100000 | 41674400000 | 35732700000 | 29791000000 | 23849300000 | 17907600000 | 11883400000 | 5958200000 | 0 | 0 | 0 | 0 | 0 | 0
Absolute Change in In Scope Emissions due to Electricity Imports[CO2,natural gas peaker es] | NoSettings | 0 | 0 | 0 | 0 | 0 | 0 | 0 | 0 | 0 | 0 | 0 | 0 | 0 | 0 | 0 | 0 | 0 | 0 | 0 | 0 | 0 | 0 | 0 | 0 | 0 | 0 | 0 | 0 | 0 | 0 | 0
Absolute Change in In Scope Emissions due to Electricity Imports[CO2,lignite es] | NoSettings | 0 | 0 | 0 | 0 | 0 | 0 | 0 | 0 | 0 | 0 | 0 | 0 | 0 | 0 | 0 | 0 | 0 | 0 | 0 | 0 | 0 | 0 | 0 | 0 | 0 | 0 | 0 | 0 | 0 | 0 | 0
Absolute Change in In Scope Emissions due to Electricity Imports[CO2,offshore wind es] | NoSettings | 0 | 0 | 0 | 0 | 0 | 0 | 0 | 0 | 0 | 0 | 0 | 0 | 0 | 0 | 0 | 0 | 0 | 0 | 0 | 0 | 0 | 0 | 0 | 0 | 0 | 0 | 0 | 0 | 0 | 0 | 0
Absolute Change in In Scope Emissions due to Electricity Imports[CO2,crude oil es] | NoSettings | 0 | 0 | 0 | 0 | 0 | 0 | 0 | 0 | 0 | 0 | 0 | 0 | 0 | 0 | 0 | 0 | 0 | 0 | 0 | 0 | 0 | 0 | 0 | 0 | 0 | 0 | 0 | 0 | 0 | 0 | 0
Absolute Change in In Scope Emissions due to Electricity Imports[CO2,heavy or residual fuel oil es] | NoSettings | 0 | 0 | 0 | 0 | 0 | 0 | 0 | 0 | 0 | 0 | 0 | 0 | 0 | 0 | 0 | 0 | 0 | 0 | 0 | 0 | 0 | 0 | 0 | 0 | 0 | 0 | 0 | 0 | 0 | 0 | 0
Absolute Change in In Scope Emissions due to Electricity Imports[CO2,municipal solid waste es] | NoSettings | 0 | 0 | 0 | 0 | 0 | 0 | 0 | 0 | 0 | 0 | 0 | 0 | 0 | 0 | 0 | 0 | 0 | 0 | 0 | 0 | 0 | 0 | 0 | 0 | 0 | 0 | 0 | 0 | 0 | 0 | 0
Absolute Change in In Scope Emissions due to Electricity Imports[VOC,hard coal es] | NoSettings | 87963500 | 70335200 | 52795900 | 35167600 | 17628300 | 0 | 0 | 0 | 0 | 0 | 0 | 0 | 0 | 0 | 0 | 0 | 0 | 0 | 0 | 0 | 0 | 0 | 0 | 0 | 0 | 0 | 0 | 0 | 0 | 0 | 0
Absolute Change in In Scope Emissions due to Electricity Imports[VOC,natural gas nonpeaker es] | NoSettings | 72856400 | 70427900 | 67392200 | 64356500 | 61320800 | 58467300 | 55553000 | 52638800 | 49724500 | 46810300 | 43896000 | 40921000 | 38006800 | 35092500 | 32178300 | 29264000 | 26349700 | 23374800 | 20460500 | 17546300 | 14632000 | 11717700 | 8803480 | 5846730 | 2926400 | 0 | 0 | 0 | 0 | 0 | 0
Absolute Change in In Scope Emissions due to Electricity Imports[VOC,nuclear es] | NoSettings | 0 | 0 | 0 | 0 | 0 | 0 | 0 | 0 | 0 | 0 | 0 | 0 | 0 | 0 | 0 | 0 | 0 | 0 | 0 | 0 | 0 | 0 | 0 | 0 | 0 | 0 | 0 | 0 | 0 | 0 | 0
Absolute Change in In Scope Emissions due to Electricity Imports[VOC,hydro es] | NoSettings | 0 | 0 | 0 | 0 | 0 | 0 | 0 | 0 | 0 | 0 | 0 | 0 | 0 | 0 | 0 | 0 | 0 | 0 | 0 | 0 | 0 | 0 | 0 | 0 | 0 | 0 | 0 | 0 | 0 | 0 | 0
Absolute Change in In Scope Emissions due to Electricity Imports[VOC,onshore wind es] | NoSettings | 0 | 0 | 0 | 0 | 0 | 0 | 0 | 0 | 0 | 0 | 0 | 0 | 0 | 0 | 0 | 0 | 0 | 0 | 0 | 0 | 0 | 0 | 0 | 0 | 0 | 0 | 0 | 0 | 0 | 0 | 0
Absolute Change in In Scope Emissions due to Electricity Imports[VOC,solar PV es] | NoSettings | 0 | 0 | 0 | 0 | 0 | 0 | 0 | 0 | 0 | 0 | 0 | 0 | 0 | 0 | 0 | 0 | 0 | 0 | 0 | 0 | 0 | 0 | 0 | 0 | 0 | 0 | 0 | 0 | 0 | 0 | 0
Absolute Change in In Scope Emissions due to Electricity Imports[VOC,solar thermal es] | NoSettings | 0 | 0 | 0 | 0 | 0 | 0 | 0 | 0 | 0 | 0 | 0 | 0 | 0 | 0 | 0 | 0 | 0 | 0 | 0 | 0 | 0 | 0 | 0 | 0 | 0 | 0 | 0 | 0 | 0 | 0 | 0
Absolute Change in In Scope Emissions due to Electricity Imports[VOC,biomass es] | NoSettings | 109408000 | 109408000 | 109408000 | 109408000 | 109408000 | 109408000 | 109408000 | 109408000 | 109408000 | 109408000 | 109408000 | 109408000 | 109408000 | 109408000 | 109408000 | 109408000 | 109408000 | 109408000 | 109408000 | 109408000 | 109408000 | 109408000 | 109408000 | 109408000 | 109408000 | 109408000 | 109408000 | 109408000 | 109408000 | 109408000 | 109408000
Absolute Change in In Scope Emissions due to Electricity Imports[VOC,geothermal es] | NoSettings | 0 | 0 | 0 | 0 | 0 | 0 | 0 | 0 | 0 | 0 | 0 | 0 | 0 | 0 | 0 | 0 | 0 | 0 | 0 | 0 | 0 | 0 | 0 | 0 | 0 | 0 | 0 | 0 | 0 | 0 | 0
Absolute Change in In Scope Emissions due to Electricity Imports[VOC,petroleum es] | NoSettings | 3184460 | 3060620 | 2936780 | 2812940 | 2689100 | 2547570 | 2423730 | 2299890 | 2176050 | 2034520 | 1910680 | 1786840 | 1659460 | 1532080 | 1404700 | 1277320 | 1149950 | 1020800 | 893419 | 766041 | 638662 | 511283 | 383905 | 254757 | 127732 | 0 | 0 | 0 | 0 | 0 | 0
Absolute Change in In Scope Emissions due to Electricity Imports[VOC,natural gas peaker es] | NoSettings | 0 | 0 | 0 | 0 | 0 | 0 | 0 | 0 | 0 | 0 | 0 | 0 | 0 | 0 | 0 | 0 | 0 | 0 | 0 | 0 | 0 | 0 | 0 | 0 | 0 | 0 | 0 | 0 | 0 | 0 | 0
Absolute Change in In Scope Emissions due to Electricity Imports[VOC,lignite es] | NoSettings | 0 | 0 | 0 | 0 | 0 | 0 | 0 | 0 | 0 | 0 | 0 | 0 | 0 | 0 | 0 | 0 | 0 | 0 | 0 | 0 | 0 | 0 | 0 | 0 | 0 | 0 | 0 | 0 | 0 | 0 | 0
Absolute Change in In Scope Emissions due to Electricity Imports[VOC,offshore wind es] | NoSettings | 0 | 0 | 0 | 0 | 0 | 0 | 0 | 0 | 0 | 0 | 0 | 0 | 0 | 0 | 0 | 0 | 0 | 0 | 0 | 0 | 0 | 0 | 0 | 0 | 0 | 0 | 0 | 0 | 0 | 0 | 0
Absolute Change in In Scope Emissions due to Electricity Imports[VOC,crude oil es] | NoSettings | 0 | 0 | 0 | 0 | 0 | 0 | 0 | 0 | 0 | 0 | 0 | 0 | 0 | 0 | 0 | 0 | 0 | 0 | 0 | 0 | 0 | 0 | 0 | 0 | 0 | 0 | 0 | 0 | 0 | 0 | 0
Absolute Change in In Scope Emissions due to Electricity Imports[VOC,heavy or residual fuel oil es] | NoSettings | 0 | 0 | 0 | 0 | 0 | 0 | 0 | 0 | 0 | 0 | 0 | 0 | 0 | 0 | 0 | 0 | 0 | 0 | 0 | 0 | 0 | 0 | 0 | 0 | 0 | 0 | 0 | 0 | 0 | 0 | 0
Absolute Change in In Scope Emissions due to Electricity Imports[VOC,municipal solid waste es] | NoSettings | 0 | 0 | 0 | 0 | 0 | 0 | 0 | 0 | 0 | 0 | 0 | 0 | 0 | 0 | 0 | 0 | 0 | 0 | 0 | 0 | 0 | 0 | 0 | 0 | 0 | 0 | 0 | 0 | 0 | 0 | 0
Absolute Change in In Scope Emissions due to Electricity Imports[CO,hard coal es] | NoSettings | 573892000 | 458881000 | 344451000 | 229440000 | 115011000 | 0 | 0 | 0 | 0 | 0 | 0 | 0 | 0 | 0 | 0 | 0 | 0 | 0 | 0 | 0 | 0 | 0 | 0 | 0 | 0 | 0 | 0 | 0 | 0 | 0 | 0
Absolute Change in In Scope Emissions due to Electricity Imports[CO,natural gas nonpeaker es] | NoSettings | 1831370000 | 1770320000 | 1694010000 | 1617710000 | 1541400000 | 1469670000 | 1396420000 | 1323160000 | 1249910000 | 1176650000 | 1103400000 | 1028620000 | 955363000 | 882108000 | 808853000 | 735599000 | 662344000 | 587563000 | 514309000 | 441054000 | 367799000 | 294545000 | 221290000 | 146967000 | 73559900 | 0 | 0 | 0 | 0 | 0 | 0
Absolute Change in In Scope Emissions due to Electricity Imports[CO,nuclear es] | NoSettings | 0 | 0 | 0 | 0 | 0 | 0 | 0 | 0 | 0 | 0 | 0 | 0 | 0 | 0 | 0 | 0 | 0 | 0 | 0 | 0 | 0 | 0 | 0 | 0 | 0 | 0 | 0 | 0 | 0 | 0 | 0
Absolute Change in In Scope Emissions due to Electricity Imports[CO,hydro es] | NoSettings | 0 | 0 | 0 | 0 | 0 | 0 | 0 | 0 | 0 | 0 | 0 | 0 | 0 | 0 | 0 | 0 | 0 | 0 | 0 | 0 | 0 | 0 | 0 | 0 | 0 | 0 | 0 | 0 | 0 | 0 | 0
Absolute Change in In Scope Emissions due to Electricity Imports[CO,onshore wind es] | NoSettings | 0 | 0 | 0 | 0 | 0 | 0 | 0 | 0 | 0 | 0 | 0 | 0 | 0 | 0 | 0 | 0 | 0 | 0 | 0 | 0 | 0 | 0 | 0 | 0 | 0 | 0 | 0 | 0 | 0 | 0 | 0
Absolute Change in In Scope Emissions due to Electricity Imports[CO,solar PV es] | NoSettings | 0 | 0 | 0 | 0 | 0 | 0 | 0 | 0 | 0 | 0 | 0 | 0 | 0 | 0 | 0 | 0 | 0 | 0 | 0 | 0 | 0 | 0 | 0 | 0 | 0 | 0 | 0 | 0 | 0 | 0 | 0
Absolute Change in In Scope Emissions due to Electricity Imports[CO,solar thermal es] | NoSettings | 0 | 0 | 0 | 0 | 0 | 0 | 0 | 0 | 0 | 0 | 0 | 0 | 0 | 0 | 0 | 0 | 0 | 0 | 0 | 0 | 0 | 0 | 0 | 0 | 0 | 0 | 0 | 0 | 0 | 0 | 0
Absolute Change in In Scope Emissions due to Electricity Imports[CO,biomass es] | NoSettings | 3855610000 | 3855610000 | 3855610000 | 3855610000 | 3855610000 | 3855610000 | 3855610000 | 3855610000 | 3855610000 | 3855610000 | 3855610000 | 3855610000 | 3855610000 | 3855610000 | 3855610000 | 3855610000 | 3855610000 | 3855610000 | 3855610000 | 3855610000 | 3855610000 | 3855610000 | 3855610000 | 3855610000 | 3855610000 | 3855610000 | 3855610000 | 3855610000 | 3855610000 | 3855610000 | 3855610000
Absolute Change in In Scope Emissions due to Electricity Imports[CO,geothermal es] | NoSettings | 0 | 0 | 0 | 0 | 0 | 0 | 0 | 0 | 0 | 0 | 0 | 0 | 0 | 0 | 0 | 0 | 0 | 0 | 0 | 0 | 0 | 0 | 0 | 0 | 0 | 0 | 0 | 0 | 0 | 0 | 0
Absolute Change in In Scope Emissions due to Electricity Imports[CO,petroleum es] | NoSettings | 23946800 | 23015500 | 22084200 | 21153000 | 20221700 | 19157400 | 18226200 | 17294900 | 16363600 | 15299300 | 14368100 | 13436800 | 12478900 | 11521100 | 10563200 | 9605320 | 8647450 | 7676270 | 6718400 | 5760530 | 4802660 | 3844790 | 2886920 | 1915740 | 960532 | 0 | 0 | 0 | 0 | 0 | 0
Absolute Change in In Scope Emissions due to Electricity Imports[CO,natural gas peaker es] | NoSettings | 0 | 0 | 0 | 0 | 0 | 0 | 0 | 0 | 0 | 0 | 0 | 0 | 0 | 0 | 0 | 0 | 0 | 0 | 0 | 0 | 0 | 0 | 0 | 0 | 0 | 0 | 0 | 0 | 0 | 0 | 0
Absolute Change in In Scope Emissions due to Electricity Imports[CO,lignite es] | NoSettings | 0 | 0 | 0 | 0 | 0 | 0 | 0 | 0 | 0 | 0 | 0 | 0 | 0 | 0 | 0 | 0 | 0 | 0 | 0 | 0 | 0 | 0 | 0 | 0 | 0 | 0 | 0 | 0 | 0 | 0 | 0
Absolute Change in In Scope Emissions due to Electricity Imports[CO,offshore wind es] | NoSettings | 0 | 0 | 0 | 0 | 0 | 0 | 0 | 0 | 0 | 0 | 0 | 0 | 0 | 0 | 0 | 0 | 0 | 0 | 0 | 0 | 0 | 0 | 0 | 0 | 0 | 0 | 0 | 0 | 0 | 0 | 0
Absolute Change in In Scope Emissions due to Electricity Imports[CO,crude oil es] | NoSettings | 0 | 0 | 0 | 0 | 0 | 0 | 0 | 0 | 0 | 0 | 0 | 0 | 0 | 0 | 0 | 0 | 0 | 0 | 0 | 0 | 0 | 0 | 0 | 0 | 0 | 0 | 0 | 0 | 0 | 0 | 0
Absolute Change in In Scope Emissions due to Electricity Imports[CO,heavy or residual fuel oil es] | NoSettings | 0 | 0 | 0 | 0 | 0 | 0 | 0 | 0 | 0 | 0 | 0 | 0 | 0 | 0 | 0 | 0 | 0 | 0 | 0 | 0 | 0 | 0 | 0 | 0 | 0 | 0 | 0 | 0 | 0 | 0 | 0
Absolute Change in In Scope Emissions due to Electricity Imports[CO,municipal solid waste es] | NoSettings | 0 | 0 | 0 | 0 | 0 | 0 | 0 | 0 | 0 | 0 | 0 | 0 | 0 | 0 | 0 | 0 | 0 | 0 | 0 | 0 | 0 | 0 | 0 | 0 | 0 | 0 | 0 | 0 | 0 | 0 | 0
Absolute Change in In Scope Emissions due to Electricity Imports[NOx,hard coal es] | NoSettings | 3724270000 | 2977910000 | 2235320000 | 1488950000 | 746362000 | 0 | 0 | 0 | 0 | 0 | 0 | 0 | 0 | 0 | 0 | 0 | 0 | 0 | 0 | 0 | 0 | 0 | 0 | 0 | 0 | 0 | 0 | 0 | 0 | 0 | 0
Absolute Change in In Scope Emissions due to Electricity Imports[NOx,natural gas nonpeaker es] | NoSettings | 2187050000 | 2114150000 | 2023020000 | 1931890000 | 1840770000 | 1755110000 | 1667630000 | 1580140000 | 1492660000 | 1405180000 | 1317700000 | 1228390000 | 1140910000 | 1053430000 | 965947000 | 878465000 | 790983000 | 701679000 | 614197000 | 526715000 | 439233000 | 351751000 | 264269000 | 175511000 | 87846500 | 0 | 0 | 0 | 0 | 0 | 0
Absolute Change in In Scope Emissions due to Electricity Imports[NOx,nuclear es] | NoSettings | 0 | 0 | 0 | 0 | 0 | 0 | 0 | 0 | 0 | 0 | 0 | 0 | 0 | 0 | 0 | 0 | 0 | 0 | 0 | 0 | 0 | 0 | 0 | 0 | 0 | 0 | 0 | 0 | 0 | 0 | 0
Absolute Change in In Scope Emissions due to Electricity Imports[NOx,hydro es] | NoSettings | 0 | 0 | 0 | 0 | 0 | 0 | 0 | 0 | 0 | 0 | 0 | 0 | 0 | 0 | 0 | 0 | 0 | 0 | 0 | 0 | 0 | 0 | 0 | 0 | 0 | 0 | 0 | 0 | 0 | 0 | 0
Absolute Change in In Scope Emissions due to Electricity Imports[NOx,onshore wind es] | NoSettings | 0 | 0 | 0 | 0 | 0 | 0 | 0 | 0 | 0 | 0 | 0 | 0 | 0 | 0 | 0 | 0 | 0 | 0 | 0 | 0 | 0 | 0 | 0 | 0 | 0 | 0 | 0 | 0 | 0 | 0 | 0
Absolute Change in In Scope Emissions due to Electricity Imports[NOx,solar PV es] | NoSettings | 0 | 0 | 0 | 0 | 0 | 0 | 0 | 0 | 0 | 0 | 0 | 0 | 0 | 0 | 0 | 0 | 0 | 0 | 0 | 0 | 0 | 0 | 0 | 0 | 0 | 0 | 0 | 0 | 0 | 0 | 0
Absolute Change in In Scope Emissions due to Electricity Imports[NOx,solar thermal es] | NoSettings | 0 | 0 | 0 | 0 | 0 | 0 | 0 | 0 | 0 | 0 | 0 | 0 | 0 | 0 | 0 | 0 | 0 | 0 | 0 | 0 | 0 | 0 | 0 | 0 | 0 | 0 | 0 | 0 | 0 | 0 | 0
Absolute Change in In Scope Emissions due to Electricity Imports[NOx,biomass es] | NoSettings | 751486000 | 751486000 | 751486000 | 751486000 | 751486000 | 751486000 | 751486000 | 751486000 | 751486000 | 751486000 | 751486000 | 751486000 | 751486000 | 751486000 | 751486000 | 751486000 | 751486000 | 751486000 | 751486000 | 751486000 | 751486000 | 751486000 | 751486000 | 751486000 | 751486000 | 751486000 | 751486000 | 751486000 | 751486000 | 751486000 | 751486000
Absolute Change in In Scope Emissions due to Electricity Imports[NOx,geothermal es] | NoSettings | 0 | 0 | 0 | 0 | 0 | 0 | 0 | 0 | 0 | 0 | 0 | 0 | 0 | 0 | 0 | 0 | 0 | 0 | 0 | 0 | 0 | 0 | 0 | 0 | 0 | 0 | 0 | 0 | 0 | 0 | 0
Absolute Change in In Scope Emissions due to Electricity Imports[NOx,petroleum es] | NoSettings | 748183000 | 719087000 | 689991000 | 660895000 | 631799000 | 598546000 | 569450000 | 540354000 | 511258000 | 478006000 | 448910000 | 419814000 | 389886000 | 359959000 | 330032000 | 300104000 | 270177000 | 239834000 | 209907000 | 179980000 | 150052000 | 120125000 | 90197600 | 59854600 | 30010400 | 0 | 0 | 0 | 0 | 0 | 0
Absolute Change in In Scope Emissions due to Electricity Imports[NOx,natural gas peaker es] | NoSettings | 0 | 0 | 0 | 0 | 0 | 0 | 0 | 0 | 0 | 0 | 0 | 0 | 0 | 0 | 0 | 0 | 0 | 0 | 0 | 0 | 0 | 0 | 0 | 0 | 0 | 0 | 0 | 0 | 0 | 0 | 0
Absolute Change in In Scope Emissions due to Electricity Imports[NOx,lignite es] | NoSettings | 0 | 0 | 0 | 0 | 0 | 0 | 0 | 0 | 0 | 0 | 0 | 0 | 0 | 0 | 0 | 0 | 0 | 0 | 0 | 0 | 0 | 0 | 0 | 0 | 0 | 0 | 0 | 0 | 0 | 0 | 0
Absolute Change in In Scope Emissions due to Electricity Imports[NOx,offshore wind es] | NoSettings | 0 | 0 | 0 | 0 | 0 | 0 | 0 | 0 | 0 | 0 | 0 | 0 | 0 | 0 | 0 | 0 | 0 | 0 | 0 | 0 | 0 | 0 | 0 | 0 | 0 | 0 | 0 | 0 | 0 | 0 | 0
Absolute Change in In Scope Emissions due to Electricity Imports[NOx,crude oil es] | NoSettings | 0 | 0 | 0 | 0 | 0 | 0 | 0 | 0 | 0 | 0 | 0 | 0 | 0 | 0 | 0 | 0 | 0 | 0 | 0 | 0 | 0 | 0 | 0 | 0 | 0 | 0 | 0 | 0 | 0 | 0 | 0
Absolute Change in In Scope Emissions due to Electricity Imports[NOx,heavy or residual fuel oil es] | NoSettings | 0 | 0 | 0 | 0 | 0 | 0 | 0 | 0 | 0 | 0 | 0 | 0 | 0 | 0 | 0 | 0 | 0 | 0 | 0 | 0 | 0 | 0 | 0 | 0 | 0 | 0 | 0 | 0 | 0 | 0 | 0
Absolute Change in In Scope Emissions due to Electricity Imports[NOx,municipal solid waste es] | NoSettings | 0 | 0 | 0 | 0 | 0 | 0 | 0 | 0 | 0 | 0 | 0 | 0 | 0 | 0 | 0 | 0 | 0 | 0 | 0 | 0 | 0 | 0 | 0 | 0 | 0 | 0 | 0 | 0 | 0 | 0 | 0
Absolute Change in In Scope Emissions due to Electricity Imports[PM10,hard coal es] | NoSettings | 630595000 | 504221000 | 378485000 | 252110000 | 126374000 | 0 | 0 | 0 | 0 | 0 | 0 | 0 | 0 | 0 | 0 | 0 | 0 | 0 | 0 | 0 | 0 | 0 | 0 | 0 | 0 | 0 | 0 | 0 | 0 | 0 | 0
Absolute Change in In Scope Emissions due to Electricity Imports[PM10,natural gas nonpeaker es] | NoSettings | 54906300 | 53076100 | 50788300 | 48500600 | 46212800 | 44062300 | 41866000 | 39669800 | 37473500 | 35277300 | 33081000 | 30839000 | 28642800 | 26446500 | 24250300 | 22054000 | 19857800 | 17615800 | 15419500 | 13223300 | 11027000 | 8830760 | 6634510 | 4406230 | 2205400 | 0 | 0 | 0 | 0 | 0 | 0
Absolute Change in In Scope Emissions due to Electricity Imports[PM10,nuclear es] | NoSettings | 0 | 0 | 0 | 0 | 0 | 0 | 0 | 0 | 0 | 0 | 0 | 0 | 0 | 0 | 0 | 0 | 0 | 0 | 0 | 0 | 0 | 0 | 0 | 0 | 0 | 0 | 0 | 0 | 0 | 0 | 0
Absolute Change in In Scope Emissions due to Electricity Imports[PM10,hydro es] | NoSettings | 0 | 0 | 0 | 0 | 0 | 0 | 0 | 0 | 0 | 0 | 0 | 0 | 0 | 0 | 0 | 0 | 0 | 0 | 0 | 0 | 0 | 0 | 0 | 0 | 0 | 0 | 0 | 0 | 0 | 0 | 0
Absolute Change in In Scope Emissions due to Electricity Imports[PM10,onshore wind es] | NoSettings | 0 | 0 | 0 | 0 | 0 | 0 | 0 | 0 | 0 | 0 | 0 | 0 | 0 | 0 | 0 | 0 | 0 | 0 | 0 | 0 | 0 | 0 | 0 | 0 | 0 | 0 | 0 | 0 | 0 | 0 | 0
Absolute Change in In Scope Emissions due to Electricity Imports[PM10,solar PV es] | NoSettings | 0 | 0 | 0 | 0 | 0 | 0 | 0 | 0 | 0 | 0 | 0 | 0 | 0 | 0 | 0 | 0 | 0 | 0 | 0 | 0 | 0 | 0 | 0 | 0 | 0 | 0 | 0 | 0 | 0 | 0 | 0
Absolute Change in In Scope Emissions due to Electricity Imports[PM10,solar thermal es] | NoSettings | 0 | 0 | 0 | 0 | 0 | 0 | 0 | 0 | 0 | 0 | 0 | 0 | 0 | 0 | 0 | 0 | 0 | 0 | 0 | 0 | 0 | 0 | 0 | 0 | 0 | 0 | 0 | 0 | 0 | 0 | 0
Absolute Change in In Scope Emissions due to Electricity Imports[PM10,biomass es] | NoSettings | 1705650000 | 1705650000 | 1705650000 | 1705650000 | 1705650000 | 1705650000 | 1705650000 | 1705650000 | 1705650000 | 1705650000 | 1705650000 | 1705650000 | 1705650000 | 1705650000 | 1705650000 | 1705650000 | 1705650000 | 1705650000 | 1705650000 | 1705650000 | 1705650000 | 1705650000 | 1705650000 | 1705650000 | 1705650000 | 1705650000 | 1705650000 | 1705650000 | 1705650000 | 1705650000 | 1705650000
Absolute Change in In Scope Emissions due to Electricity Imports[PM10,geothermal es] | NoSettings | 0 | 0 | 0 | 0 | 0 | 0 | 0 | 0 | 0 | 0 | 0 | 0 | 0 | 0 | 0 | 0 | 0 | 0 | 0 | 0 | 0 | 0 | 0 | 0 | 0 | 0 | 0 | 0 | 0 | 0 | 0
Absolute Change in In Scope Emissions due to Electricity Imports[PM10,petroleum es] | NoSettings | 30250400 | 29074000 | 27897600 | 26721200 | 25544800 | 24200300 | 23023900 | 21847500 | 20671100 | 19326700 | 18150300 | 16973900 | 15763800 | 14553800 | 13343800 | 12133800 | 10923800 | 9696940 | 8486930 | 7276910 | 6066890 | 4856870 | 3646860 | 2420030 | 1213380 | 0 | 0 | 0 | 0 | 0 | 0
Absolute Change in In Scope Emissions due to Electricity Imports[PM10,natural gas peaker es] | NoSettings | 0 | 0 | 0 | 0 | 0 | 0 | 0 | 0 | 0 | 0 | 0 | 0 | 0 | 0 | 0 | 0 | 0 | 0 | 0 | 0 | 0 | 0 | 0 | 0 | 0 | 0 | 0 | 0 | 0 | 0 | 0
Absolute Change in In Scope Emissions due to Electricity Imports[PM10,lignite es] | NoSettings | 0 | 0 | 0 | 0 | 0 | 0 | 0 | 0 | 0 | 0 | 0 | 0 | 0 | 0 | 0 | 0 | 0 | 0 | 0 | 0 | 0 | 0 | 0 | 0 | 0 | 0 | 0 | 0 | 0 | 0 | 0
Absolute Change in In Scope Emissions due to Electricity Imports[PM10,offshore wind es] | NoSettings | 0 | 0 | 0 | 0 | 0 | 0 | 0 | 0 | 0 | 0 | 0 | 0 | 0 | 0 | 0 | 0 | 0 | 0 | 0 | 0 | 0 | 0 | 0 | 0 | 0 | 0 | 0 | 0 | 0 | 0 | 0
Absolute Change in In Scope Emissions due to Electricity Imports[PM10,crude oil es] | NoSettings | 0 | 0 | 0 | 0 | 0 | 0 | 0 | 0 | 0 | 0 | 0 | 0 | 0 | 0 | 0 | 0 | 0 | 0 | 0 | 0 | 0 | 0 | 0 | 0 | 0 | 0 | 0 | 0 | 0 | 0 | 0
Absolute Change in In Scope Emissions due to Electricity Imports[PM10,heavy or residual fuel oil es] | NoSettings | 0 | 0 | 0 | 0 | 0 | 0 | 0 | 0 | 0 | 0 | 0 | 0 | 0 | 0 | 0 | 0 | 0 | 0 | 0 | 0 | 0 | 0 | 0 | 0 | 0 | 0 | 0 | 0 | 0 | 0 | 0
Absolute Change in In Scope Emissions due to Electricity Imports[PM10,municipal solid waste es] | NoSettings | 0 | 0 | 0 | 0 | 0 | 0 | 0 | 0 | 0 | 0 | 0 | 0 | 0 | 0 | 0 | 0 | 0 | 0 | 0 | 0 | 0 | 0 | 0 | 0 | 0 | 0 | 0 | 0 | 0 | 0 | 0
Absolute Change in In Scope Emissions due to Electricity Imports[PM25,hard coal es] | NoSettings | 442310000 | 353669000 | 265475000 | 176834000 | 88641000 | 0 | 0 | 0 | 0 | 0 | 0 | 0 | 0 | 0 | 0 | 0 | 0 | 0 | 0 | 0 | 0 | 0 | 0 | 0 | 0 | 0 | 0 | 0 | 0 | 0 | 0
Absolute Change in In Scope Emissions due to Electricity Imports[PM25,natural gas nonpeaker es] | NoSettings | 54906300 | 53076100 | 50788300 | 48500600 | 46212800 | 44062300 | 41866000 | 39669800 | 37473500 | 35277300 | 33081000 | 30839000 | 28642800 | 26446500 | 24250300 | 22054000 | 19857800 | 17615800 | 15419500 | 13223300 | 11027000 | 8830760 | 6634510 | 4406230 | 2205400 | 0 | 0 | 0 | 0 | 0 | 0
Absolute Change in In Scope Emissions due to Electricity Imports[PM25,nuclear es] | NoSettings | 0 | 0 | 0 | 0 | 0 | 0 | 0 | 0 | 0 | 0 | 0 | 0 | 0 | 0 | 0 | 0 | 0 | 0 | 0 | 0 | 0 | 0 | 0 | 0 | 0 | 0 | 0 | 0 | 0 | 0 | 0
Absolute Change in In Scope Emissions due to Electricity Imports[PM25,hydro es] | NoSettings | 0 | 0 | 0 | 0 | 0 | 0 | 0 | 0 | 0 | 0 | 0 | 0 | 0 | 0 | 0 | 0 | 0 | 0 | 0 | 0 | 0 | 0 | 0 | 0 | 0 | 0 | 0 | 0 | 0 | 0 | 0
Absolute Change in In Scope Emissions due to Electricity Imports[PM25,onshore wind es] | NoSettings | 0 | 0 | 0 | 0 | 0 | 0 | 0 | 0 | 0 | 0 | 0 | 0 | 0 | 0 | 0 | 0 | 0 | 0 | 0 | 0 | 0 | 0 | 0 | 0 | 0 | 0 | 0 | 0 | 0 | 0 | 0
Absolute Change in In Scope Emissions due to Electricity Imports[PM25,solar PV es] | NoSettings | 0 | 0 | 0 | 0 | 0 | 0 | 0 | 0 | 0 | 0 | 0 | 0 | 0 | 0 | 0 | 0 | 0 | 0 | 0 | 0 | 0 | 0 | 0 | 0 | 0 | 0 | 0 | 0 | 0 | 0 | 0
Absolute Change in In Scope Emissions due to Electricity Imports[PM25,solar thermal es] | NoSettings | 0 | 0 | 0 | 0 | 0 | 0 | 0 | 0 | 0 | 0 | 0 | 0 | 0 | 0 | 0 | 0 | 0 | 0 | 0 | 0 | 0 | 0 | 0 | 0 | 0 | 0 | 0 | 0 | 0 | 0 | 0
Absolute Change in In Scope Emissions due to Electricity Imports[PM25,biomass es] | NoSettings | 497170000 | 497170000 | 497170000 | 497170000 | 497170000 | 497170000 | 497170000 | 497170000 | 497170000 | 497170000 | 497170000 | 497170000 | 497170000 | 497170000 | 497170000 | 497170000 | 497170000 | 497170000 | 497170000 | 497170000 | 497170000 | 497170000 | 497170000 | 497170000 | 497170000 | 497170000 | 497170000 | 497170000 | 497170000 | 497170000 | 497170000
Absolute Change in In Scope Emissions due to Electricity Imports[PM25,geothermal es] | NoSettings | 0 | 0 | 0 | 0 | 0 | 0 | 0 | 0 | 0 | 0 | 0 | 0 | 0 | 0 | 0 | 0 | 0 | 0 | 0 | 0 | 0 | 0 | 0 | 0 | 0 | 0 | 0 | 0 | 0 | 0 | 0
Absolute Change in In Scope Emissions due to Electricity Imports[PM25,petroleum es] | NoSettings | 21587100 | 20747600 | 19908100 | 19068600 | 18229100 | 17269700 | 16430200 | 15590700 | 14751200 | 13791800 | 12952300 | 12112800 | 11249300 | 10385800 | 9522310 | 8658830 | 7795340 | 6919870 | 6056380 | 5192900 | 4329410 | 3465930 | 2602450 | 1726970 | 865883 | 0 | 0 | 0 | 0 | 0 | 0
Absolute Change in In Scope Emissions due to Electricity Imports[PM25,natural gas peaker es] | NoSettings | 0 | 0 | 0 | 0 | 0 | 0 | 0 | 0 | 0 | 0 | 0 | 0 | 0 | 0 | 0 | 0 | 0 | 0 | 0 | 0 | 0 | 0 | 0 | 0 | 0 | 0 | 0 | 0 | 0 | 0 | 0
Absolute Change in In Scope Emissions due to Electricity Imports[PM25,lignite es] | NoSettings | 0 | 0 | 0 | 0 | 0 | 0 | 0 | 0 | 0 | 0 | 0 | 0 | 0 | 0 | 0 | 0 | 0 | 0 | 0 | 0 | 0 | 0 | 0 | 0 | 0 | 0 | 0 | 0 | 0 | 0 | 0
Absolute Change in In Scope Emissions due to Electricity Imports[PM25,offshore wind es] | NoSettings | 0 | 0 | 0 | 0 | 0 | 0 | 0 | 0 | 0 | 0 | 0 | 0 | 0 | 0 | 0 | 0 | 0 | 0 | 0 | 0 | 0 | 0 | 0 | 0 | 0 | 0 | 0 | 0 | 0 | 0 | 0
Absolute Change in In Scope Emissions due to Electricity Imports[PM25,crude oil es] | NoSettings | 0 | 0 | 0 | 0 | 0 | 0 | 0 | 0 | 0 | 0 | 0 | 0 | 0 | 0 | 0 | 0 | 0 | 0 | 0 | 0 | 0 | 0 | 0 | 0 | 0 | 0 | 0 | 0 | 0 | 0 | 0
Absolute Change in In Scope Emissions due to Electricity Imports[PM25,heavy or residual fuel oil es] | NoSettings | 0 | 0 | 0 | 0 | 0 | 0 | 0 | 0 | 0 | 0 | 0 | 0 | 0 | 0 | 0 | 0 | 0 | 0 | 0 | 0 | 0 | 0 | 0 | 0 | 0 | 0 | 0 | 0 | 0 | 0 | 0
Absolute Change in In Scope Emissions due to Electricity Imports[PM25,municipal solid waste es] | NoSettings | 0 | 0 | 0 | 0 | 0 | 0 | 0 | 0 | 0 | 0 | 0 | 0 | 0 | 0 | 0 | 0 | 0 | 0 | 0 | 0 | 0 | 0 | 0 | 0 | 0 | 0 | 0 | 0 | 0 | 0 | 0
Absolute Change in In Scope Emissions due to Electricity Imports[SOx,hard coal es] | NoSettings | 24157200000 | 19316000000 | 14499200000 | 9658010000 | 4841230000 | 0 | 0 | 0 | 0 | 0 | 0 | 0 | 0 | 0 | 0 | 0 | 0 | 0 | 0 | 0 | 0 | 0 | 0 | 0 | 0 | 0 | 0 | 0 | 0 | 0 | 0
Absolute Change in In Scope Emissions due to Electricity Imports[SOx,natural gas nonpeaker es] | NoSettings | 114489000 | 110672000 | 105902000 | 101132000 | 96361300 | 91877200 | 87297600 | 82718100 | 78138500 | 73559000 | 68979400 | 64304500 | 59724900 | 55145400 | 50565800 | 45986300 | 41406700 | 36731800 | 32152200 | 27572700 | 22993100 | 18413600 | 13834000 | 9187720 | 4598630 | 0 | 0 | 0 | 0 | 0 | 0
Absolute Change in In Scope Emissions due to Electricity Imports[SOx,nuclear es] | NoSettings | 0 | 0 | 0 | 0 | 0 | 0 | 0 | 0 | 0 | 0 | 0 | 0 | 0 | 0 | 0 | 0 | 0 | 0 | 0 | 0 | 0 | 0 | 0 | 0 | 0 | 0 | 0 | 0 | 0 | 0 | 0
Absolute Change in In Scope Emissions due to Electricity Imports[SOx,hydro es] | NoSettings | 0 | 0 | 0 | 0 | 0 | 0 | 0 | 0 | 0 | 0 | 0 | 0 | 0 | 0 | 0 | 0 | 0 | 0 | 0 | 0 | 0 | 0 | 0 | 0 | 0 | 0 | 0 | 0 | 0 | 0 | 0
Absolute Change in In Scope Emissions due to Electricity Imports[SOx,onshore wind es] | NoSettings | 0 | 0 | 0 | 0 | 0 | 0 | 0 | 0 | 0 | 0 | 0 | 0 | 0 | 0 | 0 | 0 | 0 | 0 | 0 | 0 | 0 | 0 | 0 | 0 | 0 | 0 | 0 | 0 | 0 | 0 | 0
Absolute Change in In Scope Emissions due to Electricity Imports[SOx,solar PV es] | NoSettings | 0 | 0 | 0 | 0 | 0 | 0 | 0 | 0 | 0 | 0 | 0 | 0 | 0 | 0 | 0 | 0 | 0 | 0 | 0 | 0 | 0 | 0 | 0 | 0 | 0 | 0 | 0 | 0 | 0 | 0 | 0
Absolute Change in In Scope Emissions due to Electricity Imports[SOx,solar thermal es] | NoSettings | 0 | 0 | 0 | 0 | 0 | 0 | 0 | 0 | 0 | 0 | 0 | 0 | 0 | 0 | 0 | 0 | 0 | 0 | 0 | 0 | 0 | 0 | 0 | 0 | 0 | 0 | 0 | 0 | 0 | 0 | 0
Absolute Change in In Scope Emissions due to Electricity Imports[SOx,biomass es] | NoSettings | 0 | 0 | 0 | 0 | 0 | 0 | 0 | 0 | 0 | 0 | 0 | 0 | 0 | 0 | 0 | 0 | 0 | 0 | 0 | 0 | 0 | 0 | 0 | 0 | 0 | 0 | 0 | 0 | 0 | 0 | 0
Absolute Change in In Scope Emissions due to Electricity Imports[SOx,geothermal es] | NoSettings | 0 | 0 | 0 | 0 | 0 | 0 | 0 | 0 | 0 | 0 | 0 | 0 | 0 | 0 | 0 | 0 | 0 | 0 | 0 | 0 | 0 | 0 | 0 | 0 | 0 | 0 | 0 | 0 | 0 | 0 | 0
Absolute Change in In Scope Emissions due to Electricity Imports[SOx,petroleum es] | NoSettings | 542465000 | 521369000 | 500273000 | 479177000 | 458081000 | 433972000 | 412876000 | 391780000 | 370684000 | 346575000 | 325479000 | 304383000 | 282684000 | 260986000 | 239287000 | 217589000 | 195890000 | 173890000 | 152191000 | 130493000 | 108794000 | 87095700 | 65397100 | 43397200 | 21758900 | 0 | 0 | 0 | 0 | 0 | 0
Absolute Change in In Scope Emissions due to Electricity Imports[SOx,natural gas peaker es] | NoSettings | 0 | 0 | 0 | 0 | 0 | 0 | 0 | 0 | 0 | 0 | 0 | 0 | 0 | 0 | 0 | 0 | 0 | 0 | 0 | 0 | 0 | 0 | 0 | 0 | 0 | 0 | 0 | 0 | 0 | 0 | 0
Absolute Change in In Scope Emissions due to Electricity Imports[SOx,lignite es] | NoSettings | 0 | 0 | 0 | 0 | 0 | 0 | 0 | 0 | 0 | 0 | 0 | 0 | 0 | 0 | 0 | 0 | 0 | 0 | 0 | 0 | 0 | 0 | 0 | 0 | 0 | 0 | 0 | 0 | 0 | 0 | 0
Absolute Change in In Scope Emissions due to Electricity Imports[SOx,offshore wind es] | NoSettings | 0 | 0 | 0 | 0 | 0 | 0 | 0 | 0 | 0 | 0 | 0 | 0 | 0 | 0 | 0 | 0 | 0 | 0 | 0 | 0 | 0 | 0 | 0 | 0 | 0 | 0 | 0 | 0 | 0 | 0 | 0
Absolute Change in In Scope Emissions due to Electricity Imports[SOx,crude oil es] | NoSettings | 0 | 0 | 0 | 0 | 0 | 0 | 0 | 0 | 0 | 0 | 0 | 0 | 0 | 0 | 0 | 0 | 0 | 0 | 0 | 0 | 0 | 0 | 0 | 0 | 0 | 0 | 0 | 0 | 0 | 0 | 0
Absolute Change in In Scope Emissions due to Electricity Imports[SOx,heavy or residual fuel oil es] | NoSettings | 0 | 0 | 0 | 0 | 0 | 0 | 0 | 0 | 0 | 0 | 0 | 0 | 0 | 0 | 0 | 0 | 0 | 0 | 0 | 0 | 0 | 0 | 0 | 0 | 0 | 0 | 0 | 0 | 0 | 0 | 0
Absolute Change in In Scope Emissions due to Electricity Imports[SOx,municipal solid waste es] | NoSettings | 0 | 0 | 0 | 0 | 0 | 0 | 0 | 0 | 0 | 0 | 0 | 0 | 0 | 0 | 0 | 0 | 0 | 0 | 0 | 0 | 0 | 0 | 0 | 0 | 0 | 0 | 0 | 0 | 0 | 0 | 0
Absolute Change in In Scope Emissions due to Electricity Imports[BC,hard coal es] | NoSettings | 19005100 | 15196400 | 11406900 | 7598190 | 3808710 | 0 | 0 | 0 | 0 | 0 | 0 | 0 | 0 | 0 | 0 | 0 | 0 | 0 | 0 | 0 | 0 | 0 | 0 | 0 | 0 | 0 | 0 | 0 | 0 | 0 | 0
Absolute Change in In Scope Emissions due to Electricity Imports[BC,natural gas nonpeaker es] | NoSettings | 39520500 | 38203100 | 36556400 | 34909700 | 33263100 | 31715200 | 30134400 | 28553500 | 26972700 | 25391900 | 23811100 | 22197300 | 20616500 | 19035700 | 17454900 | 15874100 | 14293200 | 12679500 | 11098700 | 9517840 | 7937030 | 6356210 | 4775390 | 3171520 | 1587410 | 0 | 0 | 0 | 0 | 0 | 0
Absolute Change in In Scope Emissions due to Electricity Imports[BC,nuclear es] | NoSettings | 0 | 0 | 0 | 0 | 0 | 0 | 0 | 0 | 0 | 0 | 0 | 0 | 0 | 0 | 0 | 0 | 0 | 0 | 0 | 0 | 0 | 0 | 0 | 0 | 0 | 0 | 0 | 0 | 0 | 0 | 0
Absolute Change in In Scope Emissions due to Electricity Imports[BC,hydro es] | NoSettings | 0 | 0 | 0 | 0 | 0 | 0 | 0 | 0 | 0 | 0 | 0 | 0 | 0 | 0 | 0 | 0 | 0 | 0 | 0 | 0 | 0 | 0 | 0 | 0 | 0 | 0 | 0 | 0 | 0 | 0 | 0
Absolute Change in In Scope Emissions due to Electricity Imports[BC,onshore wind es] | NoSettings | 0 | 0 | 0 | 0 | 0 | 0 | 0 | 0 | 0 | 0 | 0 | 0 | 0 | 0 | 0 | 0 | 0 | 0 | 0 | 0 | 0 | 0 | 0 | 0 | 0 | 0 | 0 | 0 | 0 | 0 | 0
Absolute Change in In Scope Emissions due to Electricity Imports[BC,solar PV es] | NoSettings | 0 | 0 | 0 | 0 | 0 | 0 | 0 | 0 | 0 | 0 | 0 | 0 | 0 | 0 | 0 | 0 | 0 | 0 | 0 | 0 | 0 | 0 | 0 | 0 | 0 | 0 | 0 | 0 | 0 | 0 | 0
Absolute Change in In Scope Emissions due to Electricity Imports[BC,solar thermal es] | NoSettings | 0 | 0 | 0 | 0 | 0 | 0 | 0 | 0 | 0 | 0 | 0 | 0 | 0 | 0 | 0 | 0 | 0 | 0 | 0 | 0 | 0 | 0 | 0 | 0 | 0 | 0 | 0 | 0 | 0 | 0 | 0
Absolute Change in In Scope Emissions due to Electricity Imports[BC,biomass es] | NoSettings | 68607200 | 68607200 | 68607200 | 68607200 | 68607200 | 68607200 | 68607200 | 68607200 | 68607200 | 68607200 | 68607200 | 68607200 | 68607200 | 68607200 | 68607200 | 68607200 | 68607200 | 68607200 | 68607200 | 68607200 | 68607200 | 68607200 | 68607200 | 68607200 | 68607200 | 68607200 | 68607200 | 68607200 | 68607200 | 68607200 | 68607200
Absolute Change in In Scope Emissions due to Electricity Imports[BC,geothermal es] | NoSettings | 0 | 0 | 0 | 0 | 0 | 0 | 0 | 0 | 0 | 0 | 0 | 0 | 0 | 0 | 0 | 0 | 0 | 0 | 0 | 0 | 0 | 0 | 0 | 0 | 0 | 0 | 0 | 0 | 0 | 0 | 0
Absolute Change in In Scope Emissions due to Electricity Imports[BC,petroleum es] | NoSettings | 1370700 | 1317400 | 1264090 | 1210790 | 1157480 | 1096560 | 1043260 | 989953 | 936648 | 875728 | 822422 | 769117 | 714289 | 659461 | 604633 | 549805 | 494976 | 439387 | 384559 | 329730 | 274902 | 220074 | 165246 | 109656 | 54980.5 | 0 | 0 | 0 | 0 | 0 | 0
Absolute Change in In Scope Emissions due to Electricity Imports[BC,natural gas peaker es] | NoSettings | 0 | 0 | 0 | 0 | 0 | 0 | 0 | 0 | 0 | 0 | 0 | 0 | 0 | 0 | 0 | 0 | 0 | 0 | 0 | 0 | 0 | 0 | 0 | 0 | 0 | 0 | 0 | 0 | 0 | 0 | 0
Absolute Change in In Scope Emissions due to Electricity Imports[BC,lignite es] | NoSettings | 0 | 0 | 0 | 0 | 0 | 0 | 0 | 0 | 0 | 0 | 0 | 0 | 0 | 0 | 0 | 0 | 0 | 0 | 0 | 0 | 0 | 0 | 0 | 0 | 0 | 0 | 0 | 0 | 0 | 0 | 0
Absolute Change in In Scope Emissions due to Electricity Imports[BC,offshore wind es] | NoSettings | 0 | 0 | 0 | 0 | 0 | 0 | 0 | 0 | 0 | 0 | 0 | 0 | 0 | 0 | 0 | 0 | 0 | 0 | 0 | 0 | 0 | 0 | 0 | 0 | 0 | 0 | 0 | 0 | 0 | 0 | 0
Absolute Change in In Scope Emissions due to Electricity Imports[BC,crude oil es] | NoSettings | 0 | 0 | 0 | 0 | 0 | 0 | 0 | 0 | 0 | 0 | 0 | 0 | 0 | 0 | 0 | 0 | 0 | 0 | 0 | 0 | 0 | 0 | 0 | 0 | 0 | 0 | 0 | 0 | 0 | 0 | 0
Absolute Change in In Scope Emissions due to Electricity Imports[BC,heavy or residual fuel oil es] | NoSettings | 0 | 0 | 0 | 0 | 0 | 0 | 0 | 0 | 0 | 0 | 0 | 0 | 0 | 0 | 0 | 0 | 0 | 0 | 0 | 0 | 0 | 0 | 0 | 0 | 0 | 0 | 0 | 0 | 0 | 0 | 0
Absolute Change in In Scope Emissions due to Electricity Imports[BC,municipal solid waste es] | NoSettings | 0 | 0 | 0 | 0 | 0 | 0 | 0 | 0 | 0 | 0 | 0 | 0 | 0 | 0 | 0 | 0 | 0 | 0 | 0 | 0 | 0 | 0 | 0 | 0 | 0 | 0 | 0 | 0 | 0 | 0 | 0
Absolute Change in In Scope Emissions due to Electricity Imports[OC,hard coal es] | NoSettings | 35829300 | 28648900 | 21504800 | 14324500 | 7180360 | 0 | 0 | 0 | 0 | 0 | 0 | 0 | 0 | 0 | 0 | 0 | 0 | 0 | 0 | 0 | 0 | 0 | 0 | 0 | 0 | 0 | 0 | 0 | 0 | 0 | 0
Absolute Change in In Scope Emissions due to Electricity Imports[OC,natural gas nonpeaker es] | NoSettings | 49777700 | 48118400 | 46044400 | 43970300 | 41896200 | 39946600 | 37955500 | 35964400 | 33973300 | 31982200 | 29991100 | 27958500 | 25967400 | 23976300 | 21985100 | 19994000 | 18002900 | 15970300 | 13979200 | 11988100 | 9997020 | 8005910 | 6014800 | 3994660 | 1999400 | 0 | 0 | 0 | 0 | 0 | 0
Absolute Change in In Scope Emissions due to Electricity Imports[OC,nuclear es] | NoSettings | 0 | 0 | 0 | 0 | 0 | 0 | 0 | 0 | 0 | 0 | 0 | 0 | 0 | 0 | 0 | 0 | 0 | 0 | 0 | 0 | 0 | 0 | 0 | 0 | 0 | 0 | 0 | 0 | 0 | 0 | 0
Absolute Change in In Scope Emissions due to Electricity Imports[OC,hydro es] | NoSettings | 0 | 0 | 0 | 0 | 0 | 0 | 0 | 0 | 0 | 0 | 0 | 0 | 0 | 0 | 0 | 0 | 0 | 0 | 0 | 0 | 0 | 0 | 0 | 0 | 0 | 0 | 0 | 0 | 0 | 0 | 0
Absolute Change in In Scope Emissions due to Electricity Imports[OC,onshore wind es] | NoSettings | 0 | 0 | 0 | 0 | 0 | 0 | 0 | 0 | 0 | 0 | 0 | 0 | 0 | 0 | 0 | 0 | 0 | 0 | 0 | 0 | 0 | 0 | 0 | 0 | 0 | 0 | 0 | 0 | 0 | 0 | 0
Absolute Change in In Scope Emissions due to Electricity Imports[OC,solar PV es] | NoSettings | 0 | 0 | 0 | 0 | 0 | 0 | 0 | 0 | 0 | 0 | 0 | 0 | 0 | 0 | 0 | 0 | 0 | 0 | 0 | 0 | 0 | 0 | 0 | 0 | 0 | 0 | 0 | 0 | 0 | 0 | 0
Absolute Change in In Scope Emissions due to Electricity Imports[OC,solar thermal es] | NoSettings | 0 | 0 | 0 | 0 | 0 | 0 | 0 | 0 | 0 | 0 | 0 | 0 | 0 | 0 | 0 | 0 | 0 | 0 | 0 | 0 | 0 | 0 | 0 | 0 | 0 | 0 | 0 | 0 | 0 | 0 | 0
Absolute Change in In Scope Emissions due to Electricity Imports[OC,biomass es] | NoSettings | 162077000 | 162077000 | 162077000 | 162077000 | 162077000 | 162077000 | 162077000 | 162077000 | 162077000 | 162077000 | 162077000 | 162077000 | 162077000 | 162077000 | 162077000 | 162077000 | 162077000 | 162077000 | 162077000 | 162077000 | 162077000 | 162077000 | 162077000 | 162077000 | 162077000 | 162077000 | 162077000 | 162077000 | 162077000 | 162077000 | 162077000
Absolute Change in In Scope Emissions due to Electricity Imports[OC,geothermal es] | NoSettings | 0 | 0 | 0 | 0 | 0 | 0 | 0 | 0 | 0 | 0 | 0 | 0 | 0 | 0 | 0 | 0 | 0 | 0 | 0 | 0 | 0 | 0 | 0 | 0 | 0 | 0 | 0 | 0 | 0 | 0 | 0
Absolute Change in In Scope Emissions due to Electricity Imports[OC,petroleum es] | NoSettings | 981052 | 942900 | 904748 | 866596 | 828444 | 784842 | 746690 | 708538 | 670386 | 626783 | 588631 | 550479 | 511237 | 471995 | 432753 | 393511 | 354269 | 314482 | 275240 | 235998 | 196755 | 157513 | 118271 | 78484.2 | 39351.1 | 0 | 0 | 0 | 0 | 0 | 0
Absolute Change in In Scope Emissions due to Electricity Imports[OC,natural gas peaker es] | NoSettings | 0 | 0 | 0 | 0 | 0 | 0 | 0 | 0 | 0 | 0 | 0 | 0 | 0 | 0 | 0 | 0 | 0 | 0 | 0 | 0 | 0 | 0 | 0 | 0 | 0 | 0 | 0 | 0 | 0 | 0 | 0
Absolute Change in In Scope Emissions due to Electricity Imports[OC,lignite es] | NoSettings | 0 | 0 | 0 | 0 | 0 | 0 | 0 | 0 | 0 | 0 | 0 | 0 | 0 | 0 | 0 | 0 | 0 | 0 | 0 | 0 | 0 | 0 | 0 | 0 | 0 | 0 | 0 | 0 | 0 | 0 | 0
Absolute Change in In Scope Emissions due to Electricity Imports[OC,offshore wind es] | NoSettings | 0 | 0 | 0 | 0 | 0 | 0 | 0 | 0 | 0 | 0 | 0 | 0 | 0 | 0 | 0 | 0 | 0 | 0 | 0 | 0 | 0 | 0 | 0 | 0 | 0 | 0 | 0 | 0 | 0 | 0 | 0
Absolute Change in In Scope Emissions due to Electricity Imports[OC,crude oil es] | NoSettings | 0 | 0 | 0 | 0 | 0 | 0 | 0 | 0 | 0 | 0 | 0 | 0 | 0 | 0 | 0 | 0 | 0 | 0 | 0 | 0 | 0 | 0 | 0 | 0 | 0 | 0 | 0 | 0 | 0 | 0 | 0
Absolute Change in In Scope Emissions due to Electricity Imports[OC,heavy or residual fuel oil es] | NoSettings | 0 | 0 | 0 | 0 | 0 | 0 | 0 | 0 | 0 | 0 | 0 | 0 | 0 | 0 | 0 | 0 | 0 | 0 | 0 | 0 | 0 | 0 | 0 | 0 | 0 | 0 | 0 | 0 | 0 | 0 | 0
Absolute Change in In Scope Emissions due to Electricity Imports[OC,municipal solid waste es] | NoSettings | 0 | 0 | 0 | 0 | 0 | 0 | 0 | 0 | 0 | 0 | 0 | 0 | 0 | 0 | 0 | 0 | 0 | 0 | 0 | 0 | 0 | 0 | 0 | 0 | 0 | 0 | 0 | 0 | 0 | 0 | 0
Absolute Change in In Scope Emissions due to Electricity Imports[CH4,hard coal es] | NoSettings | 1142380000 | 913444000 | 685661000 | 456722000 | 228939000 | 0 | 0 | 0 | 0 | 0 | 0 | 0 | 0 | 0 | 0 | 0 | 0 | 0 | 0 | 0 | 0 | 0 | 0 | 0 | 0 | 0 | 0 | 0 | 0 | 0 | 0
Absolute Change in In Scope Emissions due to Electricity Imports[CH4,natural gas nonpeaker es] | NoSettings | 150841000 | 145813000 | 139528000 | 133243000 | 126958000 | 121050000 | 115017000 | 108983000 | 102949000 | 96915600 | 90882000 | 84722600 | 78689000 | 72655300 | 66621600 | 60588000 | 54554300 | 48395000 | 42361300 | 36327700 | 30294000 | 24260300 | 18226700 | 12105000 | 6058800 | 0 | 0 | 0 | 0 | 0 | 0
Absolute Change in In Scope Emissions due to Electricity Imports[CH4,nuclear es] | NoSettings | 0 | 0 | 0 | 0 | 0 | 0 | 0 | 0 | 0 | 0 | 0 | 0 | 0 | 0 | 0 | 0 | 0 | 0 | 0 | 0 | 0 | 0 | 0 | 0 | 0 | 0 | 0 | 0 | 0 | 0 | 0
Absolute Change in In Scope Emissions due to Electricity Imports[CH4,hydro es] | NoSettings | 0 | 0 | 0 | 0 | 0 | 0 | 0 | 0 | 0 | 0 | 0 | 0 | 0 | 0 | 0 | 0 | 0 | 0 | 0 | 0 | 0 | 0 | 0 | 0 | 0 | 0 | 0 | 0 | 0 | 0 | 0
Absolute Change in In Scope Emissions due to Electricity Imports[CH4,onshore wind es] | NoSettings | 0 | 0 | 0 | 0 | 0 | 0 | 0 | 0 | 0 | 0 | 0 | 0 | 0 | 0 | 0 | 0 | 0 | 0 | 0 | 0 | 0 | 0 | 0 | 0 | 0 | 0 | 0 | 0 | 0 | 0 | 0
Absolute Change in In Scope Emissions due to Electricity Imports[CH4,solar PV es] | NoSettings | 0 | 0 | 0 | 0 | 0 | 0 | 0 | 0 | 0 | 0 | 0 | 0 | 0 | 0 | 0 | 0 | 0 | 0 | 0 | 0 | 0 | 0 | 0 | 0 | 0 | 0 | 0 | 0 | 0 | 0 | 0
Absolute Change in In Scope Emissions due to Electricity Imports[CH4,solar thermal es] | NoSettings | 0 | 0 | 0 | 0 | 0 | 0 | 0 | 0 | 0 | 0 | 0 | 0 | 0 | 0 | 0 | 0 | 0 | 0 | 0 | 0 | 0 | 0 | 0 | 0 | 0 | 0 | 0 | 0 | 0 | 0 | 0
Absolute Change in In Scope Emissions due to Electricity Imports[CH4,biomass es] | NoSettings | 0 | 0 | 0 | 0 | 0 | 0 | 0 | 0 | 0 | 0 | 0 | 0 | 0 | 0 | 0 | 0 | 0 | 0 | 0 | 0 | 0 | 0 | 0 | 0 | 0 | 0 | 0 | 0 | 0 | 0 | 0
Absolute Change in In Scope Emissions due to Electricity Imports[CH4,geothermal es] | NoSettings | 0 | 0 | 0 | 0 | 0 | 0 | 0 | 0 | 0 | 0 | 0 | 0 | 0 | 0 | 0 | 0 | 0 | 0 | 0 | 0 | 0 | 0 | 0 | 0 | 0 | 0 | 0 | 0 | 0 | 0 | 0
Absolute Change in In Scope Emissions due to Electricity Imports[CH4,petroleum es] | NoSettings | 5933780 | 5703030 | 5472270 | 5241510 | 5010750 | 4747030 | 4516270 | 4285510 | 4054750 | 3791030 | 3560270 | 3329510 | 3092160 | 2854810 | 2617460 | 2380110 | 2142760 | 1902110 | 1664760 | 1427400 | 1190050 | 952702 | 715351 | 474703 | 238011 | 0 | 0 | 0 | 0 | 0 | 0
Absolute Change in In Scope Emissions due to Electricity Imports[CH4,natural gas peaker es] | NoSettings | 0 | 0 | 0 | 0 | 0 | 0 | 0 | 0 | 0 | 0 | 0 | 0 | 0 | 0 | 0 | 0 | 0 | 0 | 0 | 0 | 0 | 0 | 0 | 0 | 0 | 0 | 0 | 0 | 0 | 0 | 0
Absolute Change in In Scope Emissions due to Electricity Imports[CH4,lignite es] | NoSettings | 0 | 0 | 0 | 0 | 0 | 0 | 0 | 0 | 0 | 0 | 0 | 0 | 0 | 0 | 0 | 0 | 0 | 0 | 0 | 0 | 0 | 0 | 0 | 0 | 0 | 0 | 0 | 0 | 0 | 0 | 0
Absolute Change in In Scope Emissions due to Electricity Imports[CH4,offshore wind es] | NoSettings | 0 | 0 | 0 | 0 | 0 | 0 | 0 | 0 | 0 | 0 | 0 | 0 | 0 | 0 | 0 | 0 | 0 | 0 | 0 | 0 | 0 | 0 | 0 | 0 | 0 | 0 | 0 | 0 | 0 | 0 | 0
Absolute Change in In Scope Emissions due to Electricity Imports[CH4,crude oil es] | NoSettings | 0 | 0 | 0 | 0 | 0 | 0 | 0 | 0 | 0 | 0 | 0 | 0 | 0 | 0 | 0 | 0 | 0 | 0 | 0 | 0 | 0 | 0 | 0 | 0 | 0 | 0 | 0 | 0 | 0 | 0 | 0
Absolute Change in In Scope Emissions due to Electricity Imports[CH4,heavy or residual fuel oil es] | NoSettings | 0 | 0 | 0 | 0 | 0 | 0 | 0 | 0 | 0 | 0 | 0 | 0 | 0 | 0 | 0 | 0 | 0 | 0 | 0 | 0 | 0 | 0 | 0 | 0 | 0 | 0 | 0 | 0 | 0 | 0 | 0
Absolute Change in In Scope Emissions due to Electricity Imports[CH4,municipal solid waste es] | NoSettings | 0 | 0 | 0 | 0 | 0 | 0 | 0 | 0 | 0 | 0 | 0 | 0 | 0 | 0 | 0 | 0 | 0 | 0 | 0 | 0 | 0 | 0 | 0 | 0 | 0 | 0 | 0 | 0 | 0 | 0 | 0
Absolute Change in In Scope Emissions due to Electricity Imports[N2O,hard coal es] | NoSettings | 166165000 | 132865000 | 99732500 | 66432300 | 33300200 | 0 | 0 | 0 | 0 | 0 | 0 | 0 | 0 | 0 | 0 | 0 | 0 | 0 | 0 | 0 | 0 | 0 | 0 | 0 | 0 | 0 | 0 | 0 | 0 | 0 | 0
Absolute Change in In Scope Emissions due to Electricity Imports[N2O,natural gas nonpeaker es] | NoSettings | 15084100 | 14581300 | 13952800 | 13324300 | 12695800 | 12105000 | 11501700 | 10898300 | 10294900 | 9691560 | 9088200 | 8472260 | 7868900 | 7265530 | 6662160 | 6058800 | 5455430 | 4839500 | 4236130 | 3632770 | 3029400 | 2426030 | 1822670 | 1210500 | 605880 | 0 | 0 | 0 | 0 | 0 | 0
Absolute Change in In Scope Emissions due to Electricity Imports[N2O,nuclear es] | NoSettings | 0 | 0 | 0 | 0 | 0 | 0 | 0 | 0 | 0 | 0 | 0 | 0 | 0 | 0 | 0 | 0 | 0 | 0 | 0 | 0 | 0 | 0 | 0 | 0 | 0 | 0 | 0 | 0 | 0 | 0 | 0
Absolute Change in In Scope Emissions due to Electricity Imports[N2O,hydro es] | NoSettings | 0 | 0 | 0 | 0 | 0 | 0 | 0 | 0 | 0 | 0 | 0 | 0 | 0 | 0 | 0 | 0 | 0 | 0 | 0 | 0 | 0 | 0 | 0 | 0 | 0 | 0 | 0 | 0 | 0 | 0 | 0
Absolute Change in In Scope Emissions due to Electricity Imports[N2O,onshore wind es] | NoSettings | 0 | 0 | 0 | 0 | 0 | 0 | 0 | 0 | 0 | 0 | 0 | 0 | 0 | 0 | 0 | 0 | 0 | 0 | 0 | 0 | 0 | 0 | 0 | 0 | 0 | 0 | 0 | 0 | 0 | 0 | 0
Absolute Change in In Scope Emissions due to Electricity Imports[N2O,solar PV es] | NoSettings | 0 | 0 | 0 | 0 | 0 | 0 | 0 | 0 | 0 | 0 | 0 | 0 | 0 | 0 | 0 | 0 | 0 | 0 | 0 | 0 | 0 | 0 | 0 | 0 | 0 | 0 | 0 | 0 | 0 | 0 | 0
Absolute Change in In Scope Emissions due to Electricity Imports[N2O,solar thermal es] | NoSettings | 0 | 0 | 0 | 0 | 0 | 0 | 0 | 0 | 0 | 0 | 0 | 0 | 0 | 0 | 0 | 0 | 0 | 0 | 0 | 0 | 0 | 0 | 0 | 0 | 0 | 0 | 0 | 0 | 0 | 0 | 0
Absolute Change in In Scope Emissions due to Electricity Imports[N2O,biomass es] | NoSettings | 0 | 0 | 0 | 0 | 0 | 0 | 0 | 0 | 0 | 0 | 0 | 0 | 0 | 0 | 0 | 0 | 0 | 0 | 0 | 0 | 0 | 0 | 0 | 0 | 0 | 0 | 0 | 0 | 0 | 0 | 0
Absolute Change in In Scope Emissions due to Electricity Imports[N2O,geothermal es] | NoSettings | 0 | 0 | 0 | 0 | 0 | 0 | 0 | 0 | 0 | 0 | 0 | 0 | 0 | 0 | 0 | 0 | 0 | 0 | 0 | 0 | 0 | 0 | 0 | 0 | 0 | 0 | 0 | 0 | 0 | 0 | 0
Absolute Change in In Scope Emissions due to Electricity Imports[N2O,petroleum es] | NoSettings | 1186760 | 1140610 | 1094450 | 1048300 | 1002150 | 949405 | 903254 | 857102 | 810950 | 758206 | 712054 | 665902 | 618432 | 570962 | 523492 | 476021 | 428551 | 380421 | 332951 | 285481 | 238011 | 190540 | 143070 | 94940.5 | 47602.1 | 0 | 0 | 0 | 0 | 0 | 0
Absolute Change in In Scope Emissions due to Electricity Imports[N2O,natural gas peaker es] | NoSettings | 0 | 0 | 0 | 0 | 0 | 0 | 0 | 0 | 0 | 0 | 0 | 0 | 0 | 0 | 0 | 0 | 0 | 0 | 0 | 0 | 0 | 0 | 0 | 0 | 0 | 0 | 0 | 0 | 0 | 0 | 0
Absolute Change in In Scope Emissions due to Electricity Imports[N2O,lignite es] | NoSettings | 0 | 0 | 0 | 0 | 0 | 0 | 0 | 0 | 0 | 0 | 0 | 0 | 0 | 0 | 0 | 0 | 0 | 0 | 0 | 0 | 0 | 0 | 0 | 0 | 0 | 0 | 0 | 0 | 0 | 0 | 0
Absolute Change in In Scope Emissions due to Electricity Imports[N2O,offshore wind es] | NoSettings | 0 | 0 | 0 | 0 | 0 | 0 | 0 | 0 | 0 | 0 | 0 | 0 | 0 | 0 | 0 | 0 | 0 | 0 | 0 | 0 | 0 | 0 | 0 | 0 | 0 | 0 | 0 | 0 | 0 | 0 | 0
Absolute Change in In Scope Emissions due to Electricity Imports[N2O,crude oil es] | NoSettings | 0 | 0 | 0 | 0 | 0 | 0 | 0 | 0 | 0 | 0 | 0 | 0 | 0 | 0 | 0 | 0 | 0 | 0 | 0 | 0 | 0 | 0 | 0 | 0 | 0 | 0 | 0 | 0 | 0 | 0 | 0
Absolute Change in In Scope Emissions due to Electricity Imports[N2O,heavy or residual fuel oil es] | NoSettings | 0 | 0 | 0 | 0 | 0 | 0 | 0 | 0 | 0 | 0 | 0 | 0 | 0 | 0 | 0 | 0 | 0 | 0 | 0 | 0 | 0 | 0 | 0 | 0 | 0 | 0 | 0 | 0 | 0 | 0 | 0
Absolute Change in In Scope Emissions due to Electricity Imports[N2O,municipal solid waste es] | NoSettings | 0 | 0 | 0 | 0 | 0 | 0 | 0 | 0 | 0 | 0 | 0 | 0 | 0 | 0 | 0 | 0 | 0 | 0 | 0 | 0 | 0 | 0 | 0 | 0 | 0 | 0 | 0 | 0 | 0 | 0 | 0
Absolute Change in In Scope Emissions due to Electricity Imports[F gases,hard coal es] | NoSettings | 0 | 0 | 0 | 0 | 0 | 0 | 0 | 0 | 0 | 0 | 0 | 0 | 0 | 0 | 0 | 0 | 0 | 0 | 0 | 0 | 0 | 0 | 0 | 0 | 0 | 0 | 0 | 0 | 0 | 0 | 0
Absolute Change in In Scope Emissions due to Electricity Imports[F gases,natural gas nonpeaker es] | NoSettings | 0 | 0 | 0 | 0 | 0 | 0 | 0 | 0 | 0 | 0 | 0 | 0 | 0 | 0 | 0 | 0 | 0 | 0 | 0 | 0 | 0 | 0 | 0 | 0 | 0 | 0 | 0 | 0 | 0 | 0 | 0
Absolute Change in In Scope Emissions due to Electricity Imports[F gases,nuclear es] | NoSettings | 0 | 0 | 0 | 0 | 0 | 0 | 0 | 0 | 0 | 0 | 0 | 0 | 0 | 0 | 0 | 0 | 0 | 0 | 0 | 0 | 0 | 0 | 0 | 0 | 0 | 0 | 0 | 0 | 0 | 0 | 0
Absolute Change in In Scope Emissions due to Electricity Imports[F gases,hydro es] | NoSettings | 0 | 0 | 0 | 0 | 0 | 0 | 0 | 0 | 0 | 0 | 0 | 0 | 0 | 0 | 0 | 0 | 0 | 0 | 0 | 0 | 0 | 0 | 0 | 0 | 0 | 0 | 0 | 0 | 0 | 0 | 0
Absolute Change in In Scope Emissions due to Electricity Imports[F gases,onshore wind es] | NoSettings | 0 | 0 | 0 | 0 | 0 | 0 | 0 | 0 | 0 | 0 | 0 | 0 | 0 | 0 | 0 | 0 | 0 | 0 | 0 | 0 | 0 | 0 | 0 | 0 | 0 | 0 | 0 | 0 | 0 | 0 | 0
Absolute Change in In Scope Emissions due to Electricity Imports[F gases,solar PV es] | NoSettings | 0 | 0 | 0 | 0 | 0 | 0 | 0 | 0 | 0 | 0 | 0 | 0 | 0 | 0 | 0 | 0 | 0 | 0 | 0 | 0 | 0 | 0 | 0 | 0 | 0 | 0 | 0 | 0 | 0 | 0 | 0
Absolute Change in In Scope Emissions due to Electricity Imports[F gases,solar thermal es] | NoSettings | 0 | 0 | 0 | 0 | 0 | 0 | 0 | 0 | 0 | 0 | 0 | 0 | 0 | 0 | 0 | 0 | 0 | 0 | 0 | 0 | 0 | 0 | 0 | 0 | 0 | 0 | 0 | 0 | 0 | 0 | 0
Absolute Change in In Scope Emissions due to Electricity Imports[F gases,biomass es] | NoSettings | 0 | 0 | 0 | 0 | 0 | 0 | 0 | 0 | 0 | 0 | 0 | 0 | 0 | 0 | 0 | 0 | 0 | 0 | 0 | 0 | 0 | 0 | 0 | 0 | 0 | 0 | 0 | 0 | 0 | 0 | 0
Absolute Change in In Scope Emissions due to Electricity Imports[F gases,geothermal es] | NoSettings | 0 | 0 | 0 | 0 | 0 | 0 | 0 | 0 | 0 | 0 | 0 | 0 | 0 | 0 | 0 | 0 | 0 | 0 | 0 | 0 | 0 | 0 | 0 | 0 | 0 | 0 | 0 | 0 | 0 | 0 | 0
Absolute Change in In Scope Emissions due to Electricity Imports[F gases,petroleum es] | NoSettings | 0 | 0 | 0 | 0 | 0 | 0 | 0 | 0 | 0 | 0 | 0 | 0 | 0 | 0 | 0 | 0 | 0 | 0 | 0 | 0 | 0 | 0 | 0 | 0 | 0 | 0 | 0 | 0 | 0 | 0 | 0
Absolute Change in In Scope Emissions due to Electricity Imports[F gases,natural gas peaker es] | NoSettings | 0 | 0 | 0 | 0 | 0 | 0 | 0 | 0 | 0 | 0 | 0 | 0 | 0 | 0 | 0 | 0 | 0 | 0 | 0 | 0 | 0 | 0 | 0 | 0 | 0 | 0 | 0 | 0 | 0 | 0 | 0
Absolute Change in In Scope Emissions due to Electricity Imports[F gases,lignite es] | NoSettings | 0 | 0 | 0 | 0 | 0 | 0 | 0 | 0 | 0 | 0 | 0 | 0 | 0 | 0 | 0 | 0 | 0 | 0 | 0 | 0 | 0 | 0 | 0 | 0 | 0 | 0 | 0 | 0 | 0 | 0 | 0
Absolute Change in In Scope Emissions due to Electricity Imports[F gases,offshore wind es] | NoSettings | 0 | 0 | 0 | 0 | 0 | 0 | 0 | 0 | 0 | 0 | 0 | 0 | 0 | 0 | 0 | 0 | 0 | 0 | 0 | 0 | 0 | 0 | 0 | 0 | 0 | 0 | 0 | 0 | 0 | 0 | 0
Absolute Change in In Scope Emissions due to Electricity Imports[F gases,crude oil es] | NoSettings | 0 | 0 | 0 | 0 | 0 | 0 | 0 | 0 | 0 | 0 | 0 | 0 | 0 | 0 | 0 | 0 | 0 | 0 | 0 | 0 | 0 | 0 | 0 | 0 | 0 | 0 | 0 | 0 | 0 | 0 | 0
Absolute Change in In Scope Emissions due to Electricity Imports[F gases,heavy or residual fuel oil es] | NoSettings | 0 | 0 | 0 | 0 | 0 | 0 | 0 | 0 | 0 | 0 | 0 | 0 | 0 | 0 | 0 | 0 | 0 | 0 | 0 | 0 | 0 | 0 | 0 | 0 | 0 | 0 | 0 | 0 | 0 | 0 | 0
Absolute Change in In Scope Emissions due to Electricity Imports[F gases,municipal solid waste es] | NoSettings | 0 | 0 | 0 | 0 | 0 | 0 | 0 | 0 | 0 | 0 | 0 | 0 | 0 | 0 | 0 | 0 | 0 | 0 | 0 | 0 | 0 | 0 | 0 | 0 | 0 | 0 | 0 | 0 | 0 | 0 | 0
BAU Last Year Vehicles[LDVs,passenger,battery electric vehicle] | NoSettings | 343303 | 430475 | 599487 | 849094 | 1108690 | 1385710 | 1684410 | 1971330 | 2266180 | 2579730 | 2940270 | 3358390 | 3883660 | 4520390 | 5182400 | 5873200 | 6588280 | 7393940 | 8275210 | 9222460 | 10257400 | 11355600 | 12499000 | 13651700 | 14800400 | 15889900 | 16905700 | 17826800 | 18653000 | 19387600 | 20035900
BAU Last Year Vehicles[LDVs,passenger,natural gas vehicle] | NoSettings | 9478 | 8748 | 8019 | 7290 | 6561 | 5832 | 5103 | 4374 | 3645 | 2916 | 2187 | 1458 | 729 | 0 | 0 | 0 | 0 | 0 | 0 | 0 | 0 | 0 | 0 | 0 | 0 | 0 | 0 | 0 | 0 | 0 | 0
BAU Last Year Vehicles[LDVs,passenger,gasoline vehicle] | NoSettings | 25291000 | 24913400 | 24720500 | 24475900 | 24255600 | 24041100 | 23817600 | 23627800 | 23428200 | 23213100 | 22955500 | 22644600 | 22239800 | 21738000 | 21515300 | 21011200 | 20467100 | 19810700 | 19067500 | 18256600 | 17346500 | 16384500 | 15383100 | 14375900 | 13376000 | 12428700 | 11546900 | 10750100 | 10038800 | 9409650 | 8857730
BAU Last Year Vehicles[LDVs,passenger,diesel vehicle] | NoSettings | 134888 | 124512 | 114136 | 103760 | 93384 | 83008 | 72632 | 62256 | 51880 | 41504 | 31128 | 20752 | 10376 | 0 | 0 | 0 | 0 | 0 | 0 | 0 | 0 | 0 | 0 | 0 | 0 | 0 | 0 | 0 | 0 | 0 | 0
BAU Last Year Vehicles[LDVs,passenger,plugin hybrid vehicle] | NoSettings | 204384 | 217462 | 242489 | 278250 | 312595 | 347594 | 384057 | 407392 | 445235 | 492237 | 546412 | 607652 | 666292 | 720981 | 758337 | 779448 | 785553 | 789042 | 788079 | 782154 | 786093 | 772599 | 747312 | 712440 | 668355 | 624915 | 583845 | 546498 | 512913 | 483063 | 456708
BAU Last Year Vehicles[LDVs,passenger,LPG vehicle] | NoSettings | 0 | 0 | 0 | 0 | 0 | 0 | 0 | 0 | 0 | 0 | 0 | 0 | 0 | 0 | 0 | 0 | 0 | 0 | 0 | 0 | 0 | 0 | 0 | 0 | 0 | 0 | 0 | 0 | 0 | 0 | 0
BAU Last Year Vehicles[LDVs,passenger,hydrogen vehicle] | NoSettings | 4873 | 4498 | 4123 | 3748 | 3373 | 2998 | 2623 | 2248 | 1873 | 1498 | 1123 | 748 | 374 | 0 | 0 | 0 | 0 | 0 | 0 | 0 | 0 | 0 | 0 | 0 | 0 | 0 | 0 | 0 | 0 | 0 | 0
BAU Last Year Vehicles[LDVs,freight,battery electric vehicle] | NoSettings | 5821 | 5699 | 6039 | 7372 | 9365 | 15195 | 23182 | 34169 | 51057 | 74635 | 104987 | 142197 | 185222 | 234184 | 289197 | 350508 | 417645 | 484458 | 551283 | 614946 | 677148 | 737046 | 791760 | 840513 | 883263 | 919914 | 951528 | 977991 | 999210 | 1015060 | 1025460
BAU Last Year Vehicles[LDVs,freight,natural gas vehicle] | NoSettings | 2223 | 2100 | 1986 | 1884 | 1770 | 1650 | 1524 | 1392 | 1260 | 1125 | 987 | 846 | 703 | 560 | 414 | 390 | 354 | 306 | 270 | 237 | 210 | 189 | 168 | 150 | 132 | 117 | 105 | 93 | 81 | 69 | 60
BAU Last Year Vehicles[LDVs,freight,gasoline vehicle] | NoSettings | 671711 | 686704 | 699639 | 713204 | 730021 | 744690 | 759666 | 773379 | 783414 | 789627 | 791976 | 790023 | 785382 | 777774 | 767382 | 739134 | 710244 | 681117 | 649179 | 619722 | 590445 | 562893 | 539454 | 520287 | 505476 | 495483 | 488649 | 485265 | 485151 | 488403 | 494628
BAU Last Year Vehicles[LDVs,freight,diesel vehicle] | NoSettings | 747167 | 730238 | 725232 | 720103 | 712250 | 703485 | 692647 | 680531 | 666690 | 650536 | 632072 | 611691 | 589180 | 564773 | 538206 | 526398 | 500238 | 474342 | 451266 | 429312 | 409500 | 391059 | 374484 | 360357 | 348663 | 338976 | 331572 | 326208 | 323163 | 322428 | 324516
BAU Last Year Vehicles[LDVs,freight,plugin hybrid vehicle] | NoSettings | 25437 | 23620 | 21803 | 19986 | 18169 | 16352 | 14535 | 12718 | 10901 | 9084 | 7267 | 5450 | 3633 | 1816 | 0 | 0 | 0 | 0 | 0 | 0 | 0 | 0 | 0 | 0 | 0 | 0 | 0 | 0 | 0 | 0 | 0
BAU Last Year Vehicles[LDVs,freight,LPG vehicle] | NoSettings | 0 | 0 | 0 | 0 | 0 | 0 | 0 | 0 | 0 | 0 | 0 | 0 | 0 | 0 | 0 | 0 | 0 | 0 | 0 | 0 | 0 | 0 | 0 | 0 | 0 | 0 | 0 | 0 | 0 | 0 | 0
BAU Last Year Vehicles[LDVs,freight,hydrogen vehicle] | NoSettings | 0 | 0 | 0 | 0 | 0 | 0 | 0 | 0 | 0 | 0 | 0 | 0 | 0 | 0 | 0 | 0 | 0 | 0 | 0 | 0 | 0 | 0 | 0 | 0 | 0 | 0 | 0 | 0 | 0 | 0 | 0
BAU Last Year Vehicles[HDVs,passenger,battery electric vehicle] | NoSettings | 1111 | 1143 | 1214 | 1354 | 1602 | 2093 | 2638 | 3531 | 4611 | 5958 | 8163 | 10638 | 13248 | 15993 | 18876 | 21897 | 25056 | 28248 | 31473 | 34728 | 38013 | 41328 | 44670 | 48045 | 51423 | 54798 | 58137 | 61404 | 64455 | 67473 | 70161
BAU Last Year Vehicles[HDVs,passenger,natural gas vehicle] | NoSettings | 10830 | 10704 | 10566 | 10455 | 10383 | 10263 | 10137 | 9978 | 9762 | 9528 | 9192 | 8877 | 8547 | 8202 | 7839 | 7455 | 7056 | 6657 | 6258 | 5853 | 5457 | 5059 | 4652 | 4245 | 3963 | 3693 | 3396 | 3063 | 2778 | 2499 | 2250
BAU Last Year Vehicles[HDVs,passenger,gasoline vehicle] | NoSettings | 30488 | 29447 | 28379 | 27275 | 26195 | 25151 | 24110 | 23036 | 22016 | 20915 | 19739 | 18533 | 17324 | 16091 | 14853 | 13603 | 12362 | 11112 | 9865 | 8636 | 7386 | 6139 | 4886 | 3639 | 3426 | 3246 | 3099 | 2952 | 2757 | 2565 | 2421
BAU Last Year Vehicles[HDVs,passenger,diesel vehicle] | NoSettings | 43106 | 44312 | 45656 | 46931 | 48020 | 48870 | 49654 | 50144 | 50442 | 50569 | 50012 | 49197 | 48265 | 47243 | 46110 | 44875 | 43511 | 42165 | 40822 | 39476 | 38148 | 36826 | 35525 | 34224 | 31728 | 29097 | 26544 | 24159 | 22032 | 19968 | 18189
BAU Last Year Vehicles[HDVs,passenger,plugin hybrid vehicle] | NoSettings | 0 | 0 | 0 | 0 | 0 | 0 | 0 | 0 | 0 | 0 | 0 | 0 | 0 | 0 | 0 | 0 | 0 | 0 | 0 | 0 | 0 | 0 | 0 | 0 | 0 | 0 | 0 | 0 | 0 | 0 | 0
BAU Last Year Vehicles[HDVs,passenger,LPG vehicle] | NoSettings | 0 | 0 | 0 | 0 | 0 | 0 | 0 | 0 | 0 | 0 | 0 | 0 | 0 | 0 | 0 | 0 | 0 | 0 | 0 | 0 | 0 | 0 | 0 | 0 | 0 | 0 | 0 | 0 | 0 | 0 | 0
BAU Last Year Vehicles[HDVs,passenger,hydrogen vehicle] | NoSettings | 0 | 0 | 0 | 0 | 0 | 0 | 0 | 0 | 0 | 0 | 0 | 0 | 0 | 0 | 0 | 0 | 0 | 0 | 0 | 0 | 0 | 0 | 0 | 0 | 0 | 0 | 0 | 0 | 0 | 0 | 0
BAU Last Year Vehicles[HDVs,freight,battery electric vehicle] | NoSettings | 84 | 83 | 82 | 90 | 101 | 280 | 537 | 914 | 1492 | 2280 | 3288 | 4524 | 6009 | 7758 | 9561 | 11418 | 13329 | 15300 | 17328 | 19419 | 21573 | 23793 | 26079 | 28434 | 30861 | 33363 | 35943 | 38601 | 41331 | 44142 | 46872
BAU Last Year Vehicles[HDVs,freight,natural gas vehicle] | NoSettings | 2036.11 | 1969.11 | 1905.11 | 1856.11 | 1801.11 | 1740.11 | 1679.11 | 1615.11 | 1551.11 | 1487.11 | 1426.11 | 1365.11 | 1307.11 | 1253.11 | 1202.11 | 1157.11 | 1118.11 | 1088.11 | 1067.11 | 1052.11 | 1043.11 | 1043.11 | 1049.11 | 1058.11 | 1076.11 | 1100.11 | 1193.11 | 1289.11 | 1373.11 | 1466.11 | 1568.11
BAU Last Year Vehicles[HDVs,freight,gasoline vehicle] | NoSettings | 0 | 0 | 0 | 0 | 0 | 0 | 0 | 0 | 0 | 0 | 0 | 0 | 0 | 0 | 0 | 0 | 0 | 0 | 0 | 0 | 0 | 0 | 0 | 0 | 0 | 0 | 0 | 0 | 0 | 0 | 0
BAU Last Year Vehicles[HDVs,freight,diesel vehicle] | NoSettings | 93319.6 | 92961.6 | 92666.6 | 92416.6 | 92238.6 | 91970.6 | 91696.6 | 91380.6 | 90938.6 | 90361.6 | 89643.6 | 88775.6 | 87775.6 | 86634.6 | 85562.6 | 84562.6 | 83634.6 | 82775.6 | 81991.6 | 81279.6 | 80645.6 | 80087.6 | 79607.6 | 79211.6 | 78893.6 | 78653.6 | 78854.6 | 79070.6 | 79322.6 | 79583.6 | 80012.6
BAU Last Year Vehicles[HDVs,freight,plugin hybrid vehicle] | NoSettings | 0 | 0 | 0 | 0 | 0 | 0 | 0 | 0 | 0 | 0 | 0 | 0 | 0 | 0 | 0 | 0 | 0 | 0 | 0 | 0 | 0 | 0 | 0 | 0 | 0 | 0 | 0 | 0 | 0 | 0 | 0
BAU Last Year Vehicles[HDVs,freight,LPG vehicle] | NoSettings | 0 | 0 | 0 | 0 | 0 | 0 | 0 | 0 | 0 | 0 | 0 | 0 | 0 | 0 | 0 | 0 | 0 | 0 | 0 | 0 | 0 | 0 | 0 | 0 | 0 | 0 | 0 | 0 | 0 | 0 | 0
BAU Last Year Vehicles[HDVs,freight,hydrogen vehicle] | NoSettings | 0 | 0 | 0 | 0 | 0 | 0 | 0 | 0 | 0 | 0 | 0 | 3 | 9 | 18 | 30 | 45 | 66 | 96 | 135 | 186 | 249 | 327 | 420 | 531 | 663 | 822 | 1011 | 1233 | 1494 | 1797 | 2148
BAU Last Year Vehicles[aircraft,passenger,battery electric vehicle] | NoSettings | 0 | 0 | 0 | 0 | 0 | 0 | 0 | 0 | 0 | 0 | 0 | 0 | 0 | 0 | 0 | 0 | 0 | 0 | 0 | 0 | 0 | 0 | 0 | 0 | 0 | 0 | 0 | 0 | 0 | 0 | 0
BAU Last Year Vehicles[aircraft,passenger,natural gas vehicle] | NoSettings | 0 | 0 | 0 | 0 | 0 | 0 | 0 | 0 | 0 | 0 | 0 | 0 | 0 | 0 | 0 | 0 | 0 | 0 | 0 | 0 | 0 | 0 | 0 | 0 | 0 | 0 | 0 | 0 | 0 | 0 | 0
BAU Last Year Vehicles[aircraft,passenger,gasoline vehicle] | NoSettings | 0 | 0 | 0 | 0 | 0 | 0 | 0 | 0 | 0 | 0 | 0 | 0 | 0 | 0 | 0 | 0 | 0 | 0 | 0 | 0 | 0 | 0 | 0 | 0 | 0 | 0 | 0 | 0 | 0 | 0 | 0
BAU Last Year Vehicles[aircraft,passenger,diesel vehicle] | NoSettings | 240 | 241 | 246 | 253 | 261 | 270 | 279 | 288 | 297 | 306 | 316 | 326 | 336 | 346 | 357 | 368 | 379 | 390 | 402 | 414 | 426 | 438 | 451 | 464 | 477 | 490 | 499 | 506 | 513 | 519 | 525
BAU Last Year Vehicles[aircraft,passenger,plugin hybrid vehicle] | NoSettings | 0 | 0 | 0 | 0 | 0 | 0 | 0 | 0 | 0 | 0 | 0 | 0 | 0 | 0 | 0 | 0 | 0 | 0 | 0 | 0 | 0 | 0 | 0 | 0 | 0 | 0 | 0 | 0 | 0 | 0 | 0
BAU Last Year Vehicles[aircraft,passenger,LPG vehicle] | NoSettings | 0 | 0 | 0 | 0 | 0 | 0 | 0 | 0 | 0 | 0 | 0 | 0 | 0 | 0 | 0 | 0 | 0 | 0 | 0 | 0 | 0 | 0 | 0 | 0 | 0 | 0 | 0 | 0 | 0 | 0 | 0
BAU Last Year Vehicles[aircraft,passenger,hydrogen vehicle] | NoSettings | 0 | 0 | 0 | 0 | 0 | 0 | 0 | 0 | 0 | 0 | 0 | 0 | 0 | 0 | 0 | 0 | 0 | 0 | 0 | 0 | 0 | 0 | 0 | 0 | 0 | 0 | 0 | 0 | 0 | 0 | 0
BAU Last Year Vehicles[aircraft,freight,battery electric vehicle] | NoSettings | 0 | 0 | 0 | 0 | 0 | 0 | 0 | 0 | 0 | 0 | 0 | 0 | 0 | 0 | 0 | 0 | 0 | 0 | 0 | 0 | 0 | 0 | 0 | 0 | 0 | 0 | 0 | 0 | 0 | 0 | 0
BAU Last Year Vehicles[aircraft,freight,natural gas vehicle] | NoSettings | 0 | 0 | 0 | 0 | 0 | 0 | 0 | 0 | 0 | 0 | 0 | 0 | 0 | 0 | 0 | 0 | 0 | 0 | 0 | 0 | 0 | 0 | 0 | 0 | 0 | 0 | 0 | 0 | 0 | 0 | 0
BAU Last Year Vehicles[aircraft,freight,gasoline vehicle] | NoSettings | 0 | 0 | 0 | 0 | 0 | 0 | 0 | 0 | 0 | 0 | 0 | 0 | 0 | 0 | 0 | 0 | 0 | 0 | 0 | 0 | 0 | 0 | 0 | 0 | 0 | 0 | 0 | 0 | 0 | 0 | 0
BAU Last Year Vehicles[aircraft,freight,diesel vehicle] | NoSettings | 180 | 180 | 183 | 187 | 192 | 197 | 202 | 207 | 212 | 218 | 224 | 230 | 236 | 243 | 250 | 258 | 266 | 274 | 282 | 290 | 299 | 308 | 317 | 326 | 335 | 344 | 350 | 355 | 359 | 363 | 368
BAU Last Year Vehicles[aircraft,freight,plugin hybrid vehicle] | NoSettings | 0 | 0 | 0 | 0 | 0 | 0 | 0 | 0 | 0 | 0 | 0 | 0 | 0 | 0 | 0 | 0 | 0 | 0 | 0 | 0 | 0 | 0 | 0 | 0 | 0 | 0 | 0 | 0 | 0 | 0 | 0
BAU Last Year Vehicles[aircraft,freight,LPG vehicle] | NoSettings | 0 | 0 | 0 | 0 | 0 | 0 | 0 | 0 | 0 | 0 | 0 | 0 | 0 | 0 | 0 | 0 | 0 | 0 | 0 | 0 | 0 | 0 | 0 | 0 | 0 | 0 | 0 | 0 | 0 | 0 | 0
BAU Last Year Vehicles[aircraft,freight,hydrogen vehicle] | NoSettings | 0 | 0 | 0 | 0 | 0 | 0 | 0 | 0 | 0 | 0 | 0 | 0 | 0 | 0 | 0 | 0 | 0 | 0 | 0 | 0 | 0 | 0 | 0 | 0 | 0 | 0 | 0 | 0 | 0 | 0 | 0
BAU Last Year Vehicles[rail,passenger,battery electric vehicle] | NoSettings | 584 | 585 | 586 | 587 | 588 | 589 | 590 | 591 | 592 | 593 | 594 | 595 | 596 | 597 | 598 | 599 | 600 | 601 | 602 | 603 | 604 | 605 | 606 | 607 | 607 | 607 | 607 | 607 | 607 | 607 | 607
BAU Last Year Vehicles[rail,passenger,natural gas vehicle] | NoSettings | 0 | 0 | 0 | 0 | 0 | 0 | 0 | 0 | 0 | 0 | 0 | 0 | 0 | 0 | 0 | 0 | 0 | 0 | 0 | 0 | 0 | 0 | 0 | 0 | 0 | 0 | 0 | 0 | 0 | 0 | 0
BAU Last Year Vehicles[rail,passenger,gasoline vehicle] | NoSettings | 0 | 0 | 0 | 0 | 0 | 0 | 0 | 0 | 0 | 0 | 0 | 0 | 0 | 0 | 0 | 0 | 0 | 0 | 0 | 0 | 0 | 0 | 0 | 0 | 0 | 0 | 0 | 0 | 0 | 0 | 0
BAU Last Year Vehicles[rail,passenger,diesel vehicle] | NoSettings | 185 | 182 | 179 | 175 | 172 | 169 | 166 | 163 | 160 | 157 | 154 | 152 | 150 | 148 | 146 | 144 | 143 | 142 | 141 | 140 | 139 | 138 | 137 | 136 | 135 | 134 | 133 | 132 | 131 | 131 | 131
BAU Last Year Vehicles[rail,passenger,plugin hybrid vehicle] | NoSettings | 0 | 0 | 0 | 0 | 0 | 0 | 0 | 0 | 0 | 0 | 0 | 0 | 0 | 0 | 0 | 0 | 0 | 0 | 0 | 0 | 0 | 0 | 0 | 0 | 0 | 0 | 0 | 0 | 0 | 0 | 0
BAU Last Year Vehicles[rail,passenger,LPG vehicle] | NoSettings | 0 | 0 | 0 | 0 | 0 | 0 | 0 | 0 | 0 | 0 | 0 | 0 | 0 | 0 | 0 | 0 | 0 | 0 | 0 | 0 | 0 | 0 | 0 | 0 | 0 | 0 | 0 | 0 | 0 | 0 | 0
BAU Last Year Vehicles[rail,passenger,hydrogen vehicle] | NoSettings | 0 | 0 | 0 | 0 | 0 | 0 | 0 | 0 | 0 | 0 | 0 | 0 | 0 | 0 | 0 | 0 | 0 | 0 | 0 | 0 | 0 | 0 | 0 | 0 | 0 | 0 | 0 | 0 | 0 | 0 | 0
BAU Last Year Vehicles[rail,freight,battery electric vehicle] | NoSettings | 0 | 0 | 0 | 0 | 0 | 0 | 0 | 0 | 0 | 0 | 0 | 0 | 0 | 0 | 0 | 0 | 0 | 0 | 0 | 0 | 0 | 0 | 0 | 0 | 0 | 0 | 0 | 0 | 0 | 0 | 0
BAU Last Year Vehicles[rail,freight,natural gas vehicle] | NoSettings | 0 | 0 | 0 | 0 | 0 | 0 | 0 | 0 | 0 | 0 | 0 | 0 | 0 | 0 | 0 | 0 | 0 | 0 | 0 | 0 | 0 | 0 | 0 | 0 | 0 | 0 | 0 | 0 | 0 | 0 | 0
BAU Last Year Vehicles[rail,freight,gasoline vehicle] | NoSettings | 0 | 0 | 0 | 0 | 0 | 0 | 0 | 0 | 0 | 0 | 0 | 0 | 0 | 0 | 0 | 0 | 0 | 0 | 0 | 0 | 0 | 0 | 0 | 0 | 0 | 0 | 0 | 0 | 0 | 0 | 0
BAU Last Year Vehicles[rail,freight,diesel vehicle] | NoSettings | 936 | 936 | 936 | 937 | 939 | 941 | 944 | 947 | 951 | 956 | 962 | 968 | 975 | 983 | 992 | 1001 | 1011 | 1022 | 1034 | 1048 | 1063 | 1079 | 1096 | 1114 | 1133 | 1153 | 1174 | 1196 | 1219 | 1243 | 1268
BAU Last Year Vehicles[rail,freight,plugin hybrid vehicle] | NoSettings | 0 | 0 | 0 | 0 | 0 | 0 | 0 | 0 | 0 | 0 | 0 | 0 | 0 | 0 | 0 | 0 | 0 | 0 | 0 | 0 | 0 | 0 | 0 | 0 | 0 | 0 | 0 | 0 | 0 | 0 | 0
BAU Last Year Vehicles[rail,freight,LPG vehicle] | NoSettings | 0 | 0 | 0 | 0 | 0 | 0 | 0 | 0 | 0 | 0 | 0 | 0 | 0 | 0 | 0 | 0 | 0 | 0 | 0 | 0 | 0 | 0 | 0 | 0 | 0 | 0 | 0 | 0 | 0 | 0 | 0
BAU Last Year Vehicles[rail,freight,hydrogen vehicle] | NoSettings | 0 | 0 | 0 | 0 | 0 | 0 | 0 | 0 | 0 | 0 | 0 | 0 | 0 | 0 | 0 | 0 | 0 | 0 | 0 | 0 | 0 | 0 | 0 | 0 | 0 | 0 | 0 | 0 | 0 | 0 | 0
BAU Last Year Vehicles[ships,passenger,battery electric vehicle] | NoSettings | 0 | 0 | 0 | 0 | 0 | 0 | 0 | 0 | 0 | 0 | 0 | 0 | 0 | 0 | 0 | 0 | 0 | 0 | 0 | 0 | 0 | 0 | 0 | 0 | 0 | 0 | 0 | 0 | 0 | 0 | 0
BAU Last Year Vehicles[ships,passenger,natural gas vehicle] | NoSettings | 0 | 0 | 0 | 0 | 0 | 0 | 0 | 0 | 0 | 0 | 0 | 0 | 0 | 0 | 0 | 0 | 0 | 0 | 0 | 0 | 0 | 0 | 0 | 0 | 0 | 0 | 0 | 0 | 0 | 0 | 0
BAU Last Year Vehicles[ships,passenger,gasoline vehicle] | NoSettings | 0 | 0 | 0 | 0 | 0 | 0 | 0 | 0 | 0 | 0 | 0 | 0 | 0 | 0 | 0 | 0 | 0 | 0 | 0 | 0 | 0 | 0 | 0 | 0 | 0 | 0 | 0 | 0 | 0 | 0 | 0
BAU Last Year Vehicles[ships,passenger,diesel vehicle] | NoSettings | 164773 | 164822 | 164871 | 164920 | 164969 | 165068 | 165167 | 165316 | 165465 | 165614 | 165763 | 165912 | 166061 | 166210 | 166359 | 166558 | 166757 | 166956 | 167155 | 167354 | 167503 | 167652 | 167801 | 167950 | 168099 | 168248 | 168397 | 168546 | 168695 | 168844 | 168993
BAU Last Year Vehicles[ships,passenger,plugin hybrid vehicle] | NoSettings | 0 | 0 | 0 | 0 | 0 | 0 | 0 | 0 | 0 | 0 | 0 | 0 | 0 | 0 | 0 | 0 | 0 | 0 | 0 | 0 | 0 | 0 | 0 | 0 | 0 | 0 | 0 | 0 | 0 | 0 | 0
BAU Last Year Vehicles[ships,passenger,LPG vehicle] | NoSettings | 0 | 0 | 0 | 0 | 0 | 0 | 0 | 0 | 0 | 0 | 0 | 0 | 0 | 0 | 0 | 0 | 0 | 0 | 0 | 0 | 0 | 0 | 0 | 0 | 0 | 0 | 0 | 0 | 0 | 0 | 0
BAU Last Year Vehicles[ships,passenger,hydrogen vehicle] | NoSettings | 0 | 0 | 0 | 0 | 0 | 0 | 0 | 0 | 0 | 0 | 0 | 0 | 0 | 0 | 0 | 0 | 0 | 0 | 0 | 0 | 0 | 0 | 0 | 0 | 0 | 0 | 0 | 0 | 0 | 0 | 0
BAU Last Year Vehicles[ships,freight,battery electric vehicle] | NoSettings | 0 | 0 | 0 | 0 | 0 | 0 | 0 | 0 | 0 | 0 | 0 | 0 | 0 | 0 | 0 | 0 | 0 | 0 | 0 | 0 | 0 | 0 | 0 | 0 | 0 | 0 | 0 | 0 | 0 | 0 | 0
BAU Last Year Vehicles[ships,freight,natural gas vehicle] | NoSettings | 0 | 0 | 0 | 0 | 0 | 0 | 0 | 0 | 0 | 0 | 0 | 0 | 0 | 0 | 0 | 0 | 0 | 0 | 0 | 0 | 0 | 0 | 0 | 0 | 0 | 0 | 0 | 0 | 0 | 0 | 0
BAU Last Year Vehicles[ships,freight,gasoline vehicle] | NoSettings | 0 | 0 | 0 | 0 | 0 | 0 | 0 | 0 | 0 | 0 | 0 | 0 | 0 | 0 | 0 | 0 | 0 | 0 | 0 | 0 | 0 | 0 | 0 | 0 | 0 | 0 | 0 | 0 | 0 | 0 | 0
BAU Last Year Vehicles[ships,freight,diesel vehicle] | NoSettings | 801 | 801 | 801 | 803 | 806 | 810 | 815 | 821 | 828 | 836 | 846 | 858 | 871 | 885 | 900 | 916 | 933 | 951 | 971 | 992 | 1015 | 1039 | 1064 | 1090 | 1118 | 1147 | 1177 | 1209 | 1242 | 1276 | 1312
BAU Last Year Vehicles[ships,freight,plugin hybrid vehicle] | NoSettings | 0 | 0 | 0 | 0 | 0 | 0 | 0 | 0 | 0 | 0 | 0 | 0 | 0 | 0 | 0 | 0 | 0 | 0 | 0 | 0 | 0 | 0 | 0 | 0 | 0 | 0 | 0 | 0 | 0 | 0 | 0
BAU Last Year Vehicles[ships,freight,LPG vehicle] | NoSettings | 0 | 0 | 0 | 0 | 0 | 0 | 0 | 0 | 0 | 0 | 0 | 0 | 0 | 0 | 0 | 0 | 0 | 0 | 0 | 0 | 0 | 0 | 0 | 0 | 0 | 0 | 0 | 0 | 0 | 0 | 0
BAU Last Year Vehicles[ships,freight,hydrogen vehicle] | NoSettings | 0 | 0 | 0 | 0 | 0 | 0 | 0 | 0 | 0 | 0 | 0 | 0 | 0 | 0 | 0 | 0 | 0 | 0 | 0 | 0 | 0 | 0 | 0 | 0 | 0 | 0 | 0 | 0 | 0 | 0 | 0
BAU Last Year Vehicles[motorbikes,passenger,battery electric vehicle] | NoSettings | 1241 | 1168 | 4308 | 10577 | 20533 | 34500 | 51728 | 71200 | 92304 | 114398 | 137119 | 160314 | 183863 | 207643 | 231624 | 255770 | 280054 | 304470 | 329079 | 350595 | 369066 | 383940 | 394875 | 402618 | 408198 | 412218 | 415287 | 417777 | 419814 | 421491 | 422955
BAU Last Year Vehicles[motorbikes,passenger,natural gas vehicle] | NoSettings | 30 | 28 | 26 | 24 | 22 | 20 | 18 | 16 | 14 | 12 | 10 | 8 | 6 | 4 | 3 | 2 | 1 | 0 | 0 | 0 | 0 | 0 | 0 | 0 | 0 | 0 | 0 | 0 | 0 | 0 | 0
BAU Last Year Vehicles[motorbikes,passenger,gasoline vehicle] | NoSettings | 714986 | 716671 | 721758 | 724496 | 724075 | 719868 | 712346 | 702559 | 691110 | 678638 | 665515 | 651888 | 637880 | 623638 | 609216 | 594656 | 579997 | 565239 | 548721 | 528717 | 511014 | 496410 | 485547 | 477966 | 472593 | 468828 | 466041 | 463839 | 462084 | 460674 | 459456
BAU Last Year Vehicles[motorbikes,passenger,diesel vehicle] | NoSettings | 235 | 221 | 207 | 193 | 179 | 165 | 151 | 137 | 123 | 109 | 95 | 81 | 67 | 53 | 39 | 26 | 13 | 0 | 0 | 0 | 0 | 0 | 0 | 0 | 0 | 0 | 0 | 0 | 0 | 0 | 0
BAU Last Year Vehicles[motorbikes,passenger,plugin hybrid vehicle] | NoSettings | 0 | 0 | 0 | 0 | 0 | 0 | 0 | 0 | 0 | 0 | 0 | 0 | 0 | 0 | 0 | 0 | 0 | 0 | 0 | 0 | 0 | 0 | 0 | 0 | 0 | 0 | 0 | 0 | 0 | 0 | 0
BAU Last Year Vehicles[motorbikes,passenger,LPG vehicle] | NoSettings | 0 | 0 | 0 | 0 | 0 | 0 | 0 | 0 | 0 | 0 | 0 | 0 | 0 | 0 | 0 | 0 | 0 | 0 | 0 | 0 | 0 | 0 | 0 | 0 | 0 | 0 | 0 | 0 | 0 | 0 | 0
BAU Last Year Vehicles[motorbikes,passenger,hydrogen vehicle] | NoSettings | 0 | 0 | 0 | 0 | 0 | 0 | 0 | 0 | 0 | 0 | 0 | 0 | 0 | 0 | 0 | 0 | 0 | 0 | 0 | 0 | 0 | 0 | 0 | 0 | 0 | 0 | 0 | 0 | 0 | 0 | 0
BAU Last Year Vehicles[motorbikes,freight,battery electric vehicle] | NoSettings | 0 | 12 | 24 | 75 | 132 | 336 | 627 | 1050 | 1698 | 2580 | 3705 | 5082 | 6738 | 8685 | 10692 | 12759 | 14889 | 17082 | 19341 | 21669 | 24066 | 26538 | 29085 | 31707 | 34410 | 37194 | 40053 | 42999 | 45996 | 49080 | 52113
BAU Last Year Vehicles[motorbikes,freight,natural gas vehicle] | NoSettings | 55.5819 | 85.5819 | 124.582 | 199.582 | 259.582 | 301.582 | 337.582 | 371.582 | 402.582 | 433.582 | 467.582 | 501.582 | 544.582 | 590.582 | 645.582 | 712.582 | 791.582 | 885.582 | 994.582 | 1115.58 | 1251.58 | 1402.58 | 1565.58 | 1737.58 | 1924.58 | 2123.58 | 2300.58 | 2480.58 | 2633.58 | 2807.58 | 3005.58
BAU Last Year Vehicles[motorbikes,freight,gasoline vehicle] | NoSettings | 0 | 0 | 0 | 0 | 0 | 0 | 0 | 0 | 0 | 0 | 0 | 0 | 0 | 0 | 0 | 0 | 0 | 0 | 0 | 0 | 0 | 0 | 0 | 0 | 0 | 0 | 0 | 0 | 0 | 0 | 0
BAU Last Year Vehicles[motorbikes,freight,diesel vehicle] | NoSettings | 106040 | 105524 | 105074 | 104627 | 104264 | 103853 | 103439 | 102980 | 102383 | 101639 | 100736 | 99667.8 | 98452.8 | 97081.8 | 95785.8 | 94567.8 | 93428.8 | 92364.8 | 91381.8 | 90482.8 | 89670.8 | 88942.8 | 88304.8 | 87762.8 | 87313.8 | 86954.8 | 87209.8 | 87494.8 | 87875.8 | 88271.8 | 88814.8
BAU Last Year Vehicles[motorbikes,freight,plugin hybrid vehicle] | NoSettings | 0 | 0 | 0 | 0 | 0 | 0 | 0 | 0 | 0 | 0 | 0 | 0 | 0 | 0 | 0 | 0 | 0 | 0 | 0 | 0 | 0 | 0 | 0 | 0 | 0 | 0 | 0 | 0 | 0 | 0 | 0
BAU Last Year Vehicles[motorbikes,freight,LPG vehicle] | NoSettings | 0 | 0 | 0 | 0 | 0 | 0 | 0 | 0 | 0 | 0 | 0 | 0 | 0 | 0 | 0 | 0 | 0 | 0 | 0 | 0 | 0 | 0 | 0 | 0 | 0 | 0 | 0 | 0 | 0 | 0 | 0
BAU Last Year Vehicles[motorbikes,freight,hydrogen vehicle] | NoSettings | 0 | 0 | 0 | 0 | 0 | 0 | 0 | 0 | 0 | 0 | 0 | 0 | 3 | 6 | 9 | 15 | 24 | 36 | 54 | 78 | 108 | 147 | 195 | 255 | 327 | 417 | 528 | 663 | 828 | 1026 | 1263
BAU Transportation Electricity Demand by Vehicle Type[LDVs,passenger,battery electric vehicle] | NoSettings | 1837800 | 2952560 | 4260920 | 5648940 | 7123040 | 8696210 | 10189500 | 11739500 | 13386400 | 15275600 | 17456100 | 20185300 | 23484900 | 26623300 | 30116900 | 33745000 | 37849200 | 42345900 | 47171500 | 52429300 | 57999100 | 63786000 | 69607700 | 75393200 | 80862600 | 85945800 | 90537000 | 94635300 | 98264900 | 101452000 | 104236000
BAU Transportation Electricity Demand by Vehicle Type[LDVs,passenger,natural gas vehicle] | NoSettings | 0 | 0 | 0 | 0 | 0 | 0 | 0 | 0 | 0 | 0 | 0 | 0 | 0 | 0 | 0 | 0 | 0 | 0 | 0 | 0 | 0 | 0 | 0 | 0 | 0 | 0 | 0 | 0 | 0 | 0 | 0
BAU Transportation Electricity Demand by Vehicle Type[LDVs,passenger,gasoline vehicle] | NoSettings | 0 | 0 | 0 | 0 | 0 | 0 | 0 | 0 | 0 | 0 | 0 | 0 | 0 | 0 | 0 | 0 | 0 | 0 | 0 | 0 | 0 | 0 | 0 | 0 | 0 | 0 | 0 | 0 | 0 | 0 | 0
BAU Transportation Electricity Demand by Vehicle Type[LDVs,passenger,diesel vehicle] | NoSettings | 0 | 0 | 0 | 0 | 0 | 0 | 0 | 0 | 0 | 0 | 0 | 0 | 0 | 0 | 0 | 0 | 0 | 0 | 0 | 0 | 0 | 0 | 0 | 0 | 0 | 0 | 0 | 0 | 0 | 0 | 0
BAU Transportation Electricity Demand by Vehicle Type[LDVs,passenger,plugin hybrid vehicle] | NoSettings | 911694 | 1159940 | 1313530 | 1456850 | 1587640 | 1712980 | 1786220 | 1918490 | 2087870 | 2285780 | 2509810 | 2722070 | 2918560 | 2999640 | 3040500 | 3036390 | 3031080 | 3016630 | 2990430 | 3001550 | 2946210 | 2845950 | 2709590 | 2538580 | 2370640 | 2212190 | 2068260 | 1938930 | 1824120 | 1722810 | 1633880
BAU Transportation Electricity Demand by Vehicle Type[LDVs,passenger,LPG vehicle] | NoSettings | 0 | 0 | 0 | 0 | 0 | 0 | 0 | 0 | 0 | 0 | 0 | 0 | 0 | 0 | 0 | 0 | 0 | 0 | 0 | 0 | 0 | 0 | 0 | 0 | 0 | 0 | 0 | 0 | 0 | 0 | 0
BAU Transportation Electricity Demand by Vehicle Type[LDVs,passenger,hydrogen vehicle] | NoSettings | 0 | 0 | 0 | 0 | 0 | 0 | 0 | 0 | 0 | 0 | 0 | 0 | 0 | 0 | 0 | 0 | 0 | 0 | 0 | 0 | 0 | 0 | 0 | 0 | 0 | 0 | 0 | 0 | 0 | 0 | 0
BAU Transportation Electricity Demand by Vehicle Type[LDVs,freight,battery electric vehicle] | NoSettings | 0 | 0 | 0 | 0 | 0 | 0 | 0 | 0 | 0 | 0 | 0 | 0 | 0 | 0 | 0 | 0 | 0 | 0 | 0 | 0 | 0 | 0 | 0 | 0 | 0 | 0 | 0 | 0 | 0 | 0 | 0
BAU Transportation Electricity Demand by Vehicle Type[LDVs,freight,natural gas vehicle] | NoSettings | 0 | 0 | 0 | 0 | 0 | 0 | 0 | 0 | 0 | 0 | 0 | 0 | 0 | 0 | 0 | 0 | 0 | 0 | 0 | 0 | 0 | 0 | 0 | 0 | 0 | 0 | 0 | 0 | 0 | 0 | 0
BAU Transportation Electricity Demand by Vehicle Type[LDVs,freight,gasoline vehicle] | NoSettings | 0 | 0 | 0 | 0 | 0 | 0 | 0 | 0 | 0 | 0 | 0 | 0 | 0 | 0 | 0 | 0 | 0 | 0 | 0 | 0 | 0 | 0 | 0 | 0 | 0 | 0 | 0 | 0 | 0 | 0 | 0
BAU Transportation Electricity Demand by Vehicle Type[LDVs,freight,diesel vehicle] | NoSettings | 0 | 0 | 0 | 0 | 0 | 0 | 0 | 0 | 0 | 0 | 0 | 0 | 0 | 0 | 0 | 0 | 0 | 0 | 0 | 0 | 0 | 0 | 0 | 0 | 0 | 0 | 0 | 0 | 0 | 0 | 0
BAU Transportation Electricity Demand by Vehicle Type[LDVs,freight,plugin hybrid vehicle] | NoSettings | 0 | 0 | 0 | 0 | 0 | 0 | 0 | 0 | 0 | 0 | 0 | 0 | 0 | 0 | 0 | 0 | 0 | 0 | 0 | 0 | 0 | 0 | 0 | 0 | 0 | 0 | 0 | 0 | 0 | 0 | 0
BAU Transportation Electricity Demand by Vehicle Type[LDVs,freight,LPG vehicle] | NoSettings | 0 | 0 | 0 | 0 | 0 | 0 | 0 | 0 | 0 | 0 | 0 | 0 | 0 | 0 | 0 | 0 | 0 | 0 | 0 | 0 | 0 | 0 | 0 | 0 | 0 | 0 | 0 | 0 | 0 | 0 | 0
BAU Transportation Electricity Demand by Vehicle Type[LDVs,freight,hydrogen vehicle] | NoSettings | 0 | 0 | 0 | 0 | 0 | 0 | 0 | 0 | 0 | 0 | 0 | 0 | 0 | 0 | 0 | 0 | 0 | 0 | 0 | 0 | 0 | 0 | 0 | 0 | 0 | 0 | 0 | 0 | 0 | 0 | 0
BAU Transportation Electricity Demand by Vehicle Type[HDVs,passenger,battery electric vehicle] | NoSettings | 61544.5 | 66877 | 73259.5 | 84950.5 | 107908 | 132833 | 166798 | 217768 | 282114 | 388227 | 509162 | 640922 | 760212 | 886310 | 997869 | 1149320 | 1309300 | 1479790 | 1647240 | 1819030 | 1991000 | 2156440 | 2333990 | 2520890 | 2714130 | 2903690 | 3093860 | 3251600 | 3403030 | 3528260 | 3669480
BAU Transportation Electricity Demand by Vehicle Type[HDVs,passenger,natural gas vehicle] | NoSettings | 0 | 0 | 0 | 0 | 0 | 0 | 0 | 0 | 0 | 0 | 0 | 0 | 0 | 0 | 0 | 0 | 0 | 0 | 0 | 0 | 0 | 0 | 0 | 0 | 0 | 0 | 0 | 0 | 0 | 0 | 0
BAU Transportation Electricity Demand by Vehicle Type[HDVs,passenger,gasoline vehicle] | NoSettings | 0 | 0 | 0 | 0 | 0 | 0 | 0 | 0 | 0 | 0 | 0 | 0 | 0 | 0 | 0 | 0 | 0 | 0 | 0 | 0 | 0 | 0 | 0 | 0 | 0 | 0 | 0 | 0 | 0 | 0 | 0
BAU Transportation Electricity Demand by Vehicle Type[HDVs,passenger,diesel vehicle] | NoSettings | 0 | 0 | 0 | 0 | 0 | 0 | 0 | 0 | 0 | 0 | 0 | 0 | 0 | 0 | 0 | 0 | 0 | 0 | 0 | 0 | 0 | 0 | 0 | 0 | 0 | 0 | 0 | 0 | 0 | 0 | 0
BAU Transportation Electricity Demand by Vehicle Type[HDVs,passenger,plugin hybrid vehicle] | NoSettings | 0 | 0 | 0 | 0 | 0 | 0 | 0 | 0 | 0 | 0 | 0 | 0 | 0 | 0 | 0 | 0 | 0 | 0 | 0 | 0 | 0 | 0 | 0 | 0 | 0 | 0 | 0 | 0 | 0 | 0 | 0
BAU Transportation Electricity Demand by Vehicle Type[HDVs,passenger,LPG vehicle] | NoSettings | 0 | 0 | 0 | 0 | 0 | 0 | 0 | 0 | 0 | 0 | 0 | 0 | 0 | 0 | 0 | 0 | 0 | 0 | 0 | 0 | 0 | 0 | 0 | 0 | 0 | 0 | 0 | 0 | 0 | 0 | 0
BAU Transportation Electricity Demand by Vehicle Type[HDVs,passenger,hydrogen vehicle] | NoSettings | 0 | 0 | 0 | 0 | 0 | 0 | 0 | 0 | 0 | 0 | 0 | 0 | 0 | 0 | 0 | 0 | 0 | 0 | 0 | 0 | 0 | 0 | 0 | 0 | 0 | 0 | 0 | 0 | 0 | 0 | 0
BAU Transportation Electricity Demand by Vehicle Type[HDVs,freight,battery electric vehicle] | NoSettings | 6862.33 | 6899.3 | 7591.37 | 8543.84 | 22596.4 | 43476.6 | 74910.2 | 124120 | 192743 | 282493 | 394893 | 537471 | 710238 | 894867 | 1091220 | 1299090 | 1518730 | 1749500 | 1991640 | 2244670 | 2508360 | 2782280 | 3066100 | 3359460 | 3662050 | 3959120 | 4265400 | 4579970 | 4903620 | 5218190 | 5533610
BAU Transportation Electricity Demand by Vehicle Type[HDVs,freight,natural gas vehicle] | NoSettings | 0 | 0 | 0 | 0 | 0 | 0 | 0 | 0 | 0 | 0 | 0 | 0 | 0 | 0 | 0 | 0 | 0 | 0 | 0 | 0 | 0 | 0 | 0 | 0 | 0 | 0 | 0 | 0 | 0 | 0 | 0
BAU Transportation Electricity Demand by Vehicle Type[HDVs,freight,gasoline vehicle] | NoSettings | 0 | 0 | 0 | 0 | 0 | 0 | 0 | 0 | 0 | 0 | 0 | 0 | 0 | 0 | 0 | 0 | 0 | 0 | 0 | 0 | 0 | 0 | 0 | 0 | 0 | 0 | 0 | 0 | 0 | 0 | 0
BAU Transportation Electricity Demand by Vehicle Type[HDVs,freight,diesel vehicle] | NoSettings | 0 | 0 | 0 | 0 | 0 | 0 | 0 | 0 | 0 | 0 | 0 | 0 | 0 | 0 | 0 | 0 | 0 | 0 | 0 | 0 | 0 | 0 | 0 | 0 | 0 | 0 | 0 | 0 | 0 | 0 | 0
BAU Transportation Electricity Demand by Vehicle Type[HDVs,freight,plugin hybrid vehicle] | NoSettings | 0 | 0 | 0 | 0 | 0 | 0 | 0 | 0 | 0 | 0 | 0 | 0 | 0 | 0 | 0 | 0 | 0 | 0 | 0 | 0 | 0 | 0 | 0 | 0 | 0 | 0 | 0 | 0 | 0 | 0 | 0
BAU Transportation Electricity Demand by Vehicle Type[HDVs,freight,LPG vehicle] | NoSettings | 0 | 0 | 0 | 0 | 0 | 0 | 0 | 0 | 0 | 0 | 0 | 0 | 0 | 0 | 0 | 0 | 0 | 0 | 0 | 0 | 0 | 0 | 0 | 0 | 0 | 0 | 0 | 0 | 0 | 0 | 0
BAU Transportation Electricity Demand by Vehicle Type[HDVs,freight,hydrogen vehicle] | NoSettings | 0 | 0 | 0 | 0 | 0 | 0 | 0 | 0 | 0 | 0 | 0 | 0 | 0 | 0 | 0 | 0 | 0 | 0 | 0 | 0 | 0 | 0 | 0 | 0 | 0 | 0 | 0 | 0 | 0 | 0 | 0
BAU Transportation Electricity Demand by Vehicle Type[aircraft,passenger,battery electric vehicle] | NoSettings | 0 | 0 | 0 | 0 | 0 | 0 | 0 | 0 | 0 | 0 | 0 | 0 | 0 | 0 | 0 | 0 | 0 | 0 | 0 | 0 | 0 | 0 | 0 | 0 | 0 | 0 | 0 | 0 | 0 | 0 | 0
BAU Transportation Electricity Demand by Vehicle Type[aircraft,passenger,natural gas vehicle] | NoSettings | 0 | 0 | 0 | 0 | 0 | 0 | 0 | 0 | 0 | 0 | 0 | 0 | 0 | 0 | 0 | 0 | 0 | 0 | 0 | 0 | 0 | 0 | 0 | 0 | 0 | 0 | 0 | 0 | 0 | 0 | 0
BAU Transportation Electricity Demand by Vehicle Type[aircraft,passenger,gasoline vehicle] | NoSettings | 0 | 0 | 0 | 0 | 0 | 0 | 0 | 0 | 0 | 0 | 0 | 0 | 0 | 0 | 0 | 0 | 0 | 0 | 0 | 0 | 0 | 0 | 0 | 0 | 0 | 0 | 0 | 0 | 0 | 0 | 0
BAU Transportation Electricity Demand by Vehicle Type[aircraft,passenger,diesel vehicle] | NoSettings | 0 | 0 | 0 | 0 | 0 | 0 | 0 | 0 | 0 | 0 | 0 | 0 | 0 | 0 | 0 | 0 | 0 | 0 | 0 | 0 | 0 | 0 | 0 | 0 | 0 | 0 | 0 | 0 | 0 | 0 | 0
BAU Transportation Electricity Demand by Vehicle Type[aircraft,passenger,plugin hybrid vehicle] | NoSettings | 0 | 0 | 0 | 0 | 0 | 0 | 0 | 0 | 0 | 0 | 0 | 0 | 0 | 0 | 0 | 0 | 0 | 0 | 0 | 0 | 0 | 0 | 0 | 0 | 0 | 0 | 0 | 0 | 0 | 0 | 0
BAU Transportation Electricity Demand by Vehicle Type[aircraft,passenger,LPG vehicle] | NoSettings | 0 | 0 | 0 | 0 | 0 | 0 | 0 | 0 | 0 | 0 | 0 | 0 | 0 | 0 | 0 | 0 | 0 | 0 | 0 | 0 | 0 | 0 | 0 | 0 | 0 | 0 | 0 | 0 | 0 | 0 | 0
BAU Transportation Electricity Demand by Vehicle Type[aircraft,passenger,hydrogen vehicle] | NoSettings | 0 | 0 | 0 | 0 | 0 | 0 | 0 | 0 | 0 | 0 | 0 | 0 | 0 | 0 | 0 | 0 | 0 | 0 | 0 | 0 | 0 | 0 | 0 | 0 | 0 | 0 | 0 | 0 | 0 | 0 | 0
BAU Transportation Electricity Demand by Vehicle Type[aircraft,freight,battery electric vehicle] | NoSettings | 0 | 0 | 0 | 0 | 0 | 0 | 0 | 0 | 0 | 0 | 0 | 0 | 0 | 0 | 0 | 0 | 0 | 0 | 0 | 0 | 0 | 0 | 0 | 0 | 0 | 0 | 0 | 0 | 0 | 0 | 0
BAU Transportation Electricity Demand by Vehicle Type[aircraft,freight,natural gas vehicle] | NoSettings | 0 | 0 | 0 | 0 | 0 | 0 | 0 | 0 | 0 | 0 | 0 | 0 | 0 | 0 | 0 | 0 | 0 | 0 | 0 | 0 | 0 | 0 | 0 | 0 | 0 | 0 | 0 | 0 | 0 | 0 | 0
BAU Transportation Electricity Demand by Vehicle Type[aircraft,freight,gasoline vehicle] | NoSettings | 0 | 0 | 0 | 0 | 0 | 0 | 0 | 0 | 0 | 0 | 0 | 0 | 0 | 0 | 0 | 0 | 0 | 0 | 0 | 0 | 0 | 0 | 0 | 0 | 0 | 0 | 0 | 0 | 0 | 0 | 0
BAU Transportation Electricity Demand by Vehicle Type[aircraft,freight,diesel vehicle] | NoSettings | 0 | 0 | 0 | 0 | 0 | 0 | 0 | 0 | 0 | 0 | 0 | 0 | 0 | 0 | 0 | 0 | 0 | 0 | 0 | 0 | 0 | 0 | 0 | 0 | 0 | 0 | 0 | 0 | 0 | 0 | 0
BAU Transportation Electricity Demand by Vehicle Type[aircraft,freight,plugin hybrid vehicle] | NoSettings | 0 | 0 | 0 | 0 | 0 | 0 | 0 | 0 | 0 | 0 | 0 | 0 | 0 | 0 | 0 | 0 | 0 | 0 | 0 | 0 | 0 | 0 | 0 | 0 | 0 | 0 | 0 | 0 | 0 | 0 | 0
BAU Transportation Electricity Demand by Vehicle Type[aircraft,freight,LPG vehicle] | NoSettings | 0 | 0 | 0 | 0 | 0 | 0 | 0 | 0 | 0 | 0 | 0 | 0 | 0 | 0 | 0 | 0 | 0 | 0 | 0 | 0 | 0 | 0 | 0 | 0 | 0 | 0 | 0 | 0 | 0 | 0 | 0
BAU Transportation Electricity Demand by Vehicle Type[aircraft,freight,hydrogen vehicle] | NoSettings | 0 | 0 | 0 | 0 | 0 | 0 | 0 | 0 | 0 | 0 | 0 | 0 | 0 | 0 | 0 | 0 | 0 | 0 | 0 | 0 | 0 | 0 | 0 | 0 | 0 | 0 | 0 | 0 | 0 | 0 | 0
BAU Transportation Electricity Demand by Vehicle Type[rail,passenger,battery electric vehicle] | NoSettings | 201137 | 196738 | 192875 | 188929 | 185145 | 181511 | 178218 | 175045 | 172023 | 169171 | 166226 | 163436 | 160790 | 158336 | 156057 | 153709 | 151493 | 149402 | 147450 | 145605 | 143860 | 142186 | 140668 | 139209 | 137873 | 136622 | 135472 | 134418 | 133256 | 132186 | 131097
BAU Transportation Electricity Demand by Vehicle Type[rail,passenger,natural gas vehicle] | NoSettings | 0 | 0 | 0 | 0 | 0 | 0 | 0 | 0 | 0 | 0 | 0 | 0 | 0 | 0 | 0 | 0 | 0 | 0 | 0 | 0 | 0 | 0 | 0 | 0 | 0 | 0 | 0 | 0 | 0 | 0 | 0
BAU Transportation Electricity Demand by Vehicle Type[rail,passenger,gasoline vehicle] | NoSettings | 0 | 0 | 0 | 0 | 0 | 0 | 0 | 0 | 0 | 0 | 0 | 0 | 0 | 0 | 0 | 0 | 0 | 0 | 0 | 0 | 0 | 0 | 0 | 0 | 0 | 0 | 0 | 0 | 0 | 0 | 0
BAU Transportation Electricity Demand by Vehicle Type[rail,passenger,diesel vehicle] | NoSettings | 0 | 0 | 0 | 0 | 0 | 0 | 0 | 0 | 0 | 0 | 0 | 0 | 0 | 0 | 0 | 0 | 0 | 0 | 0 | 0 | 0 | 0 | 0 | 0 | 0 | 0 | 0 | 0 | 0 | 0 | 0
BAU Transportation Electricity Demand by Vehicle Type[rail,passenger,plugin hybrid vehicle] | NoSettings | 0 | 0 | 0 | 0 | 0 | 0 | 0 | 0 | 0 | 0 | 0 | 0 | 0 | 0 | 0 | 0 | 0 | 0 | 0 | 0 | 0 | 0 | 0 | 0 | 0 | 0 | 0 | 0 | 0 | 0 | 0
BAU Transportation Electricity Demand by Vehicle Type[rail,passenger,LPG vehicle] | NoSettings | 0 | 0 | 0 | 0 | 0 | 0 | 0 | 0 | 0 | 0 | 0 | 0 | 0 | 0 | 0 | 0 | 0 | 0 | 0 | 0 | 0 | 0 | 0 | 0 | 0 | 0 | 0 | 0 | 0 | 0 | 0
BAU Transportation Electricity Demand by Vehicle Type[rail,passenger,hydrogen vehicle] | NoSettings | 0 | 0 | 0 | 0 | 0 | 0 | 0 | 0 | 0 | 0 | 0 | 0 | 0 | 0 | 0 | 0 | 0 | 0 | 0 | 0 | 0 | 0 | 0 | 0 | 0 | 0 | 0 | 0 | 0 | 0 | 0
BAU Transportation Electricity Demand by Vehicle Type[rail,freight,battery electric vehicle] | NoSettings | 0 | 0 | 0 | 0 | 0 | 0 | 0 | 0 | 0 | 0 | 0 | 0 | 0 | 0 | 0 | 0 | 0 | 0 | 0 | 0 | 0 | 0 | 0 | 0 | 0 | 0 | 0 | 0 | 0 | 0 | 0
BAU Transportation Electricity Demand by Vehicle Type[rail,freight,natural gas vehicle] | NoSettings | 0 | 0 | 0 | 0 | 0 | 0 | 0 | 0 | 0 | 0 | 0 | 0 | 0 | 0 | 0 | 0 | 0 | 0 | 0 | 0 | 0 | 0 | 0 | 0 | 0 | 0 | 0 | 0 | 0 | 0 | 0
BAU Transportation Electricity Demand by Vehicle Type[rail,freight,gasoline vehicle] | NoSettings | 0 | 0 | 0 | 0 | 0 | 0 | 0 | 0 | 0 | 0 | 0 | 0 | 0 | 0 | 0 | 0 | 0 | 0 | 0 | 0 | 0 | 0 | 0 | 0 | 0 | 0 | 0 | 0 | 0 | 0 | 0
BAU Transportation Electricity Demand by Vehicle Type[rail,freight,diesel vehicle] | NoSettings | 0 | 0 | 0 | 0 | 0 | 0 | 0 | 0 | 0 | 0 | 0 | 0 | 0 | 0 | 0 | 0 | 0 | 0 | 0 | 0 | 0 | 0 | 0 | 0 | 0 | 0 | 0 | 0 | 0 | 0 | 0
BAU Transportation Electricity Demand by Vehicle Type[rail,freight,plugin hybrid vehicle] | NoSettings | 0 | 0 | 0 | 0 | 0 | 0 | 0 | 0 | 0 | 0 | 0 | 0 | 0 | 0 | 0 | 0 | 0 | 0 | 0 | 0 | 0 | 0 | 0 | 0 | 0 | 0 | 0 | 0 | 0 | 0 | 0
BAU Transportation Electricity Demand by Vehicle Type[rail,freight,LPG vehicle] | NoSettings | 0 | 0 | 0 | 0 | 0 | 0 | 0 | 0 | 0 | 0 | 0 | 0 | 0 | 0 | 0 | 0 | 0 | 0 | 0 | 0 | 0 | 0 | 0 | 0 | 0 | 0 | 0 | 0 | 0 | 0 | 0
BAU Transportation Electricity Demand by Vehicle Type[rail,freight,hydrogen vehicle] | NoSettings | 0 | 0 | 0 | 0 | 0 | 0 | 0 | 0 | 0 | 0 | 0 | 0 | 0 | 0 | 0 | 0 | 0 | 0 | 0 | 0 | 0 | 0 | 0 | 0 | 0 | 0 | 0 | 0 | 0 | 0 | 0
BAU Transportation Electricity Demand by Vehicle Type[ships,passenger,battery electric vehicle] | NoSettings | 0 | 0 | 0 | 0 | 0 | 0 | 0 | 0 | 0 | 0 | 0 | 0 | 0 | 0 | 0 | 0 | 0 | 0 | 0 | 0 | 0 | 0 | 0 | 0 | 0 | 0 | 0 | 0 | 0 | 0 | 0
BAU Transportation Electricity Demand by Vehicle Type[ships,passenger,natural gas vehicle] | NoSettings | 0 | 0 | 0 | 0 | 0 | 0 | 0 | 0 | 0 | 0 | 0 | 0 | 0 | 0 | 0 | 0 | 0 | 0 | 0 | 0 | 0 | 0 | 0 | 0 | 0 | 0 | 0 | 0 | 0 | 0 | 0
BAU Transportation Electricity Demand by Vehicle Type[ships,passenger,gasoline vehicle] | NoSettings | 0 | 0 | 0 | 0 | 0 | 0 | 0 | 0 | 0 | 0 | 0 | 0 | 0 | 0 | 0 | 0 | 0 | 0 | 0 | 0 | 0 | 0 | 0 | 0 | 0 | 0 | 0 | 0 | 0 | 0 | 0
BAU Transportation Electricity Demand by Vehicle Type[ships,passenger,diesel vehicle] | NoSettings | 0 | 0 | 0 | 0 | 0 | 0 | 0 | 0 | 0 | 0 | 0 | 0 | 0 | 0 | 0 | 0 | 0 | 0 | 0 | 0 | 0 | 0 | 0 | 0 | 0 | 0 | 0 | 0 | 0 | 0 | 0
BAU Transportation Electricity Demand by Vehicle Type[ships,passenger,plugin hybrid vehicle] | NoSettings | 0 | 0 | 0 | 0 | 0 | 0 | 0 | 0 | 0 | 0 | 0 | 0 | 0 | 0 | 0 | 0 | 0 | 0 | 0 | 0 | 0 | 0 | 0 | 0 | 0 | 0 | 0 | 0 | 0 | 0 | 0
BAU Transportation Electricity Demand by Vehicle Type[ships,passenger,LPG vehicle] | NoSettings | 0 | 0 | 0 | 0 | 0 | 0 | 0 | 0 | 0 | 0 | 0 | 0 | 0 | 0 | 0 | 0 | 0 | 0 | 0 | 0 | 0 | 0 | 0 | 0 | 0 | 0 | 0 | 0 | 0 | 0 | 0
BAU Transportation Electricity Demand by Vehicle Type[ships,passenger,hydrogen vehicle] | NoSettings | 0 | 0 | 0 | 0 | 0 | 0 | 0 | 0 | 0 | 0 | 0 | 0 | 0 | 0 | 0 | 0 | 0 | 0 | 0 | 0 | 0 | 0 | 0 | 0 | 0 | 0 | 0 | 0 | 0 | 0 | 0
BAU Transportation Electricity Demand by Vehicle Type[ships,freight,battery electric vehicle] | NoSettings | 0 | 0 | 0 | 0 | 0 | 0 | 0 | 0 | 0 | 0 | 0 | 0 | 0 | 0 | 0 | 0 | 0 | 0 | 0 | 0 | 0 | 0 | 0 | 0 | 0 | 0 | 0 | 0 | 0 | 0 | 0
BAU Transportation Electricity Demand by Vehicle Type[ships,freight,natural gas vehicle] | NoSettings | 0 | 0 | 0 | 0 | 0 | 0 | 0 | 0 | 0 | 0 | 0 | 0 | 0 | 0 | 0 | 0 | 0 | 0 | 0 | 0 | 0 | 0 | 0 | 0 | 0 | 0 | 0 | 0 | 0 | 0 | 0
BAU Transportation Electricity Demand by Vehicle Type[ships,freight,gasoline vehicle] | NoSettings | 0 | 0 | 0 | 0 | 0 | 0 | 0 | 0 | 0 | 0 | 0 | 0 | 0 | 0 | 0 | 0 | 0 | 0 | 0 | 0 | 0 | 0 | 0 | 0 | 0 | 0 | 0 | 0 | 0 | 0 | 0
BAU Transportation Electricity Demand by Vehicle Type[ships,freight,diesel vehicle] | NoSettings | 0 | 0 | 0 | 0 | 0 | 0 | 0 | 0 | 0 | 0 | 0 | 0 | 0 | 0 | 0 | 0 | 0 | 0 | 0 | 0 | 0 | 0 | 0 | 0 | 0 | 0 | 0 | 0 | 0 | 0 | 0
BAU Transportation Electricity Demand by Vehicle Type[ships,freight,plugin hybrid vehicle] | NoSettings | 0 | 0 | 0 | 0 | 0 | 0 | 0 | 0 | 0 | 0 | 0 | 0 | 0 | 0 | 0 | 0 | 0 | 0 | 0 | 0 | 0 | 0 | 0 | 0 | 0 | 0 | 0 | 0 | 0 | 0 | 0
BAU Transportation Electricity Demand by Vehicle Type[ships,freight,LPG vehicle] | NoSettings | 0 | 0 | 0 | 0 | 0 | 0 | 0 | 0 | 0 | 0 | 0 | 0 | 0 | 0 | 0 | 0 | 0 | 0 | 0 | 0 | 0 | 0 | 0 | 0 | 0 | 0 | 0 | 0 | 0 | 0 | 0
BAU Transportation Electricity Demand by Vehicle Type[ships,freight,hydrogen vehicle] | NoSettings | 0 | 0 | 0 | 0 | 0 | 0 | 0 | 0 | 0 | 0 | 0 | 0 | 0 | 0 | 0 | 0 | 0 | 0 | 0 | 0 | 0 | 0 | 0 | 0 | 0 | 0 | 0 | 0 | 0 | 0 | 0
BAU Transportation Electricity Demand by Vehicle Type[motorbikes,passenger,battery electric vehicle] | NoSettings | 197.009 | 1442.5 | 4257.16 | 8831.95 | 15182.1 | 22816.5 | 31278 | 40245.2 | 49420.9 | 58648.4 | 67849.1 | 76983.9 | 86031.7 | 94997.7 | 103848 | 112587 | 121195 | 129948 | 138352 | 145650 | 151598 | 156004 | 159148 | 161404 | 163001 | 164155 | 165027 | 165673 | 166152 | 166605 | 166905
BAU Transportation Electricity Demand by Vehicle Type[motorbikes,passenger,natural gas vehicle] | NoSettings | 0 | 0 | 0 | 0 | 0 | 0 | 0 | 0 | 0 | 0 | 0 | 0 | 0 | 0 | 0 | 0 | 0 | 0 | 0 | 0 | 0 | 0 | 0 | 0 | 0 | 0 | 0 | 0 | 0 | 0 | 0
BAU Transportation Electricity Demand by Vehicle Type[motorbikes,passenger,gasoline vehicle] | NoSettings | 0 | 0 | 0 | 0 | 0 | 0 | 0 | 0 | 0 | 0 | 0 | 0 | 0 | 0 | 0 | 0 | 0 | 0 | 0 | 0 | 0 | 0 | 0 | 0 | 0 | 0 | 0 | 0 | 0 | 0 | 0
BAU Transportation Electricity Demand by Vehicle Type[motorbikes,passenger,diesel vehicle] | NoSettings | 0 | 0 | 0 | 0 | 0 | 0 | 0 | 0 | 0 | 0 | 0 | 0 | 0 | 0 | 0 | 0 | 0 | 0 | 0 | 0 | 0 | 0 | 0 | 0 | 0 | 0 | 0 | 0 | 0 | 0 | 0
BAU Transportation Electricity Demand by Vehicle Type[motorbikes,passenger,plugin hybrid vehicle] | NoSettings | 0 | 0 | 0 | 0 | 0 | 0 | 0 | 0 | 0 | 0 | 0 | 0 | 0 | 0 | 0 | 0 | 0 | 0 | 0 | 0 | 0 | 0 | 0 | 0 | 0 | 0 | 0 | 0 | 0 | 0 | 0
BAU Transportation Electricity Demand by Vehicle Type[motorbikes,passenger,LPG vehicle] | NoSettings | 0 | 0 | 0 | 0 | 0 | 0 | 0 | 0 | 0 | 0 | 0 | 0 | 0 | 0 | 0 | 0 | 0 | 0 | 0 | 0 | 0 | 0 | 0 | 0 | 0 | 0 | 0 | 0 | 0 | 0 | 0
BAU Transportation Electricity Demand by Vehicle Type[motorbikes,passenger,hydrogen vehicle] | NoSettings | 0 | 0 | 0 | 0 | 0 | 0 | 0 | 0 | 0 | 0 | 0 | 0 | 0 | 0 | 0 | 0 | 0 | 0 | 0 | 0 | 0 | 0 | 0 | 0 | 0 | 0 | 0 | 0 | 0 | 0 | 0
BAU Transportation Electricity Demand by Vehicle Type[motorbikes,freight,battery electric vehicle] | NoSettings | 1688.95 | 3457.49 | 11051.5 | 19881.8 | 51692 | 98456.8 | 168160 | 277138 | 428801 | 626555 | 873776 | 1187590 | 1567260 | 1972950 | 2404290 | 2861370 | 3343760 | 3851080 | 4383130 | 4938840 | 5518290 | 6120420 | 6743910 | 7388530 | 8053240 | 8703080 | 9373110 | 10055000 | 10756200 | 11446100 | 12137900
BAU Transportation Electricity Demand by Vehicle Type[motorbikes,freight,natural gas vehicle] | NoSettings | 0 | 0 | 0 | 0 | 0 | 0 | 0 | 0 | 0 | 0 | 0 | 0 | 0 | 0 | 0 | 0 | 0 | 0 | 0 | 0 | 0 | 0 | 0 | 0 | 0 | 0 | 0 | 0 | 0 | 0 | 0
BAU Transportation Electricity Demand by Vehicle Type[motorbikes,freight,gasoline vehicle] | NoSettings | 0 | 0 | 0 | 0 | 0 | 0 | 0 | 0 | 0 | 0 | 0 | 0 | 0 | 0 | 0 | 0 | 0 | 0 | 0 | 0 | 0 | 0 | 0 | 0 | 0 | 0 | 0 | 0 | 0 | 0 | 0
BAU Transportation Electricity Demand by Vehicle Type[motorbikes,freight,diesel vehicle] | NoSettings | 0 | 0 | 0 | 0 | 0 | 0 | 0 | 0 | 0 | 0 | 0 | 0 | 0 | 0 | 0 | 0 | 0 | 0 | 0 | 0 | 0 | 0 | 0 | 0 | 0 | 0 | 0 | 0 | 0 | 0 | 0
BAU Transportation Electricity Demand by Vehicle Type[motorbikes,freight,plugin hybrid vehicle] | NoSettings | 0 | 0 | 0 | 0 | 0 | 0 | 0 | 0 | 0 | 0 | 0 | 0 | 0 | 0 | 0 | 0 | 0 | 0 | 0 | 0 | 0 | 0 | 0 | 0 | 0 | 0 | 0 | 0 | 0 | 0 | 0
BAU Transportation Electricity Demand by Vehicle Type[motorbikes,freight,LPG vehicle] | NoSettings | 0 | 0 | 0 | 0 | 0 | 0 | 0 | 0 | 0 | 0 | 0 | 0 | 0 | 0 | 0 | 0 | 0 | 0 | 0 | 0 | 0 | 0 | 0 | 0 | 0 | 0 | 0 | 0 | 0 | 0 | 0
BAU Transportation Electricity Demand by Vehicle Type[motorbikes,freight,hydrogen vehicle] | NoSettings | 0 | 0 | 0 | 0 | 0 | 0 | 0 | 0 | 0 | 0 | 0 | 0 | 0 | 0 | 0 | 0 | 0 | 0 | 0 | 0 | 0 | 0 | 0 | 0 | 0 | 0 | 0 | 0 | 0 | 0 | 0
Total Energy Use by Sector[transportation sector,electricity] | NoSettings | 10306800000000 | 14970700000000 | 20005100000000 | 25305100000000 | 31024200000000 | 37148700000000 | 42971800000000 | 49444900000000 | 56633700000000 | 65119300000000 | 74984100000000 | 87048200000000 | 101290000000000 | 114740000000000 | 129344000000000 | 144515000000000 | 161463000000000 | 179878000000000 | 199487000000000 | 220828000000000 | 243120000000000 | 266084000000000 | 289188000000000 | 312185000000000 | 334232000000000 | 354912000000000 | 374064000000000 | 391542000000000 | 407544000000000 | 421925000000000 | 435034000000000
Total Energy Use by Sector[transportation sector,hard coal] | NoSettings | 584: 0
Total Energy Use by Sector[transportation sector,natural gas] | NoSettings | 13398900000000 | 13097000000000 | 12491200000000 | 11863900000000 | 11189300000000 | 10534100000000 | 9884250000000 | 9276930000000 | 8709560000000 | 8123780000000 | 7560350000000 | 7071130000000 | 6635310000000 | 6252950000000 | 5938720000000 | 5679850000000 | 5522120000000 | 5433250000000 | 5405080000000 | 5445980000000 | 5560280000000 | 5736240000000 | 5965770000000 | 6352870000000 | 6789230000000 | 7204480000000 | 7638890000000 | 8018340000000 | 8471720000000 | 9020420000000 | 9627290000000
Total Energy Use by Sector[transportation sector,nuclear] | NoSettings | 584: 0
Total Energy Use by Sector[transportation sector,hydro] | NoSettings | 584: 0
Total Energy Use by Sector[transportation sector,wind] | NoSettings | 584: 0
Total Energy Use by Sector[transportation sector,solar] | NoSettings | 584: 0
Total Energy Use by Sector[transportation sector,biomass] | NoSettings | 584: 0
Total Energy Use by Sector[transportation sector,petroleum gasoline] | NoSettings | 1492510000000000 | 1680120000000000 | 1667220000000000 | 1652960000000000 | 1623620000000000 | 1589740000000000 | 1554330000000000 | 1519510000000000 | 1486030000000000 | 1451910000000000 | 1413330000000000 | 1368970000000000 | 1322110000000000 | 1280890000000000 | 1235950000000000 | 1193270000000000 | 1147840000000000 | 1099860000000000 | 1049100000000000 | 993641000000000 | 935991000000000 | 877136000000000 | 818855000000000 | 762361000000000 | 709564000000000 | 660913000000000 | 617340000000000 | 578825000000000 | 545183000000000 | 516130000000000 | 490896000000000
Total Energy Use by Sector[transportation sector,petroleum diesel] | NoSettings | 402127000000000 | 403777000000000 | 398213000000000 | 386898000000000 | 377989000000000 | 368925000000000 | 361351000000000 | 352359000000000 | 344570000000000 | 334361000000000 | 321912000000000 | 320779000000000 | 319331000000000 | 317751000000000 | 317030000000000 | 315852000000000 | 316816000000000 | 315226000000000 | 314016000000000 | 312601000000000 | 312217000000000 | 310181000000000 | 311556000000000 | 310517000000000 | 311252000000000 | 309878000000000 | 312929000000000 | 314953000000000 | 316982000000000 | 320788000000000 | 323993000000000
Total Energy Use by Sector[transportation sector,biofuel gasoline] | NoSettings | 115106000000000 | 129965000000000 | 129354000000000 | 128632000000000 | 126725000000000 | 124450000000000 | 122040000000000 | 119659000000000 | 117368000000000 | 114843000000000 | 112121000000000 | 108601000000000 | 104885000000000 | 101615000000000 | 98049500000000 | 94663700000000 | 91059000000000 | 87252700000000 | 83226300000000 | 78826700000000 | 74253300000000 | 69584300000000 | 64960800000000 | 60479100000000 | 56290600000000 | 52431000000000 | 48974300000000 | 45918900000000 | 43250000000000 | 40945300000000 | 38943400000000
Total Energy Use by Sector[transportation sector,biofuel diesel] | NoSettings | 84736500000000 | 96031400000000 | 104725000000000 | 113418000000000 | 121597000000000 | 129522000000000 | 137341000000000 | 144636000000000 | 151599000000000 | 158029000000000 | 163862000000000 | 162319000000000 | 160506000000000 | 158624000000000 | 157180000000000 | 155354000000000 | 153425000000000 | 151203000000000 | 148945000000000 | 146813000000000 | 144936000000000 | 143086000000000 | 141653000000000 | 139722000000000 | 137941000000000 | 136565000000000 | 135934000000000 | 135562000000000 | 135298000000000 | 135780000000000 | 136394000000000
Total Energy Use by Sector[transportation sector,jet fuel or kerosene] | NoSettings | 41846500000000 | 56401100000000 | 62366200000000 | 64706800000000 | 65608600000000 | 66308400000000 | 66141300000000 | 65915800000000 | 65917200000000 | 65786600000000 | 65881600000000 | 66144700000000 | 66597600000000 | 67088600000000 | 67594900000000 | 68113200000000 | 68419000000000 | 68632400000000 | 68934700000000 | 69268000000000 | 69739300000000 | 70199900000000 | 70789700000000 | 71428200000000 | 72112300000000 | 72694700000000 | 73220000000000 | 73642300000000 | 74006800000000 | 74306000000000 | 74642700000000
Total Energy Use by Sector[transportation sector,heat] | NoSettings | 584: 0
Total Energy Use by Sector[transportation sector,geothermal] | NoSettings | 584: 0
Total Energy Use by Sector[transportation sector,lignite] | NoSettings | 584: 0
Total Energy Use by Sector[transportation sector,crude oil] | NoSettings | 584: 0
Total Energy Use by Sector[transportation sector,heavy or residual fuel oil] | NoSettings | 16976000000000 | 20062200000000 | 20242900000000 | 25527500000000 | 27149600000000 | 28542300000000 | 28799500000000 | 29729000000000 | 29254300000000 | 30563000000000 | 33910300000000 | 35033200000000 | 36469600000000 | 37775100000000 | 38962300000000 | 40272200000000 | 39536800000000 | 41184500000000 | 42067600000000 | 43641500000000 | 44615800000000 | 47142700000000 | 47536000000000 | 49043300000000 | 49673000000000 | 52700900000000 | 52740100000000 | 54057300000000 | 55583400000000 | 57182300000000 | 58373100000000
Total Energy Use by Sector[transportation sector,LPG propane or butane] | NoSettings | 0 | 0 | 0 | 0 | 0 | 0 | 0 | 0 | 0 | 0 | 0 | 0 | 0 | 0 | 0 | 0 | 0 | 0 | 0 | 0 | 0 | 0 | 0 | 0 | 0 | 0 | 0 | 0 | 0 | 0 | 0
Total Energy Use by Sector[transportation sector,municipal solid waste] | NoSettings | 584: 0
Total Energy Use by Sector[transportation sector,hydrogen] | NoSettings | 144140000000 | 153697000000 | 142336000000 | 129864000000 | 116367000000 | 102109000000 | 87510700000 | 73011600000 | 58431800000 | 43803000000 | 48409300000 | 112058000000 | 199479000000 | 326374000000 | 520505000000 | 806580000000 | 1210490000000 | 1780530000000 | 2545250000000 | 3510550000000 | 4749740000000 | 6268870000000 | 8142300000000 | 10398200000000 | 13182800000000 | 16511100000000 | 20504200000000 | 25308800000000 | 30999100000000 | 37722100000000 | 45694700000000
Total Energy Use by Sector[electricity sector,electricity] | NoSettings | 584: 0
Total Energy Use by Sector[electricity sector,hard coal] | NoSettings | 0 | 0 | 0 | 0 | 0 | 0 | 0 | 0 | 0 | 0 | 0 | 0 | 0 | 0 | 0 | 0 | 0 | 0 | 0 | 0 | 0 | 0 | 0 | 0 | 0 | 0 | 0 | 0 | 0 | 0 | 0
Total Energy Use by Sector[electricity sector,natural gas] | NoSettings | 580656000000000 | 629932000000000 | 597759000000000 | 522394000000000 | 521315000000000 | 566040000000000 | 504488000000000 | 506190000000000 | 491333000000000 | 477837000000000 | 445093000000000 | 411730000000000 | 400610000000000 | 373121000000000 | 379074000000000 | 370846000000000 | 333836000000000 | 347506000000000 | 359292000000000 | 347456000000000 | 344817000000000 | 244888000000000 | 246444000000000 | 224781000000000 | 178062000000000 | 94829300000000 | 84375400000000 | 84375400000000 | 84375400000000 | 84375400000000 | 84375400000000
Total Energy Use by Sector[electricity sector,nuclear] | NoSettings | 184185000000000 | 184185000000000 | 184185000000000 | 184185000000000 | 92092700000000 | 0 | 0 | 0 | 0 | 0 | 0 | 0 | 0 | 0 | 0 | 0 | 0 | 0 | 0 | 0 | 0 | 0 | 0 | 0 | 0 | 0 | 0 | 0 | 0 | 0 | 0
Total Energy Use by Sector[electricity sector,hydro] | NoSettings | 0 | 0 | 0 | 0 | 0 | 0 | 0 | 0 | 0 | 0 | 0 | 0 | 0 | 0 | 0 | 0 | 0 | 0 | 0 | 0 | 0 | 0 | 0 | 0 | 0 | 0 | 0 | 0 | 0 | 0 | 0
Total Energy Use by Sector[electricity sector,wind] | NoSettings | 0 | 0 | 0 | 0 | 0 | 0 | 0 | 0 | 0 | 0 | 0 | 0 | 0 | 0 | 0 | 0 | 0 | 0 | 0 | 0 | 0 | 0 | 0 | 0 | 0 | 0 | 0 | 0 | 0 | 0 | 0
Total Energy Use by Sector[electricity sector,solar] | NoSettings | 0 | 0 | 0 | 0 | 0 | 0 | 0 | 0 | 0 | 0 | 0 | 0 | 0 | 0 | 0 | 0 | 0 | 0 | 0 | 0 | 0 | 0 | 0 | 0 | 0 | 0 | 0 | 0 | 0 | 0 | 0
Total Energy Use by Sector[electricity sector,biomass] | NoSettings | 53003400000000 | 54573300000000 | 56292700000000 | 58012100000000 | 59133500000000 | 60030600000000 | 61301500000000 | 61600500000000 | 61600500000000 | 62049100000000 | 62497600000000 | 63095700000000 | 63693700000000 | 64291800000000 | 64516100000000 | 65114100000000 | 65861700000000 | 66160800000000 | 66459800000000 | 66908300000000 | 67655900000000 | 68852000000000 | 69300600000000 | 69898700000000 | 70646200000000 | 71468600000000 | 60944600000000 | 61436700000000 | 61760200000000 | 62155800000000 | 62494600000000
Total Energy Use by Sector[electricity sector,petroleum gasoline] | NoSettings | 584: 0
Total Energy Use by Sector[electricity sector,petroleum diesel] | NoSettings | 0 | 0 | 0 | 0 | 0 | 0 | 0 | 0 | 0 | 0 | 0 | 0 | 0 | 0 | 0 | 0 | 0 | 0 | 0 | 0 | 0 | 0 | 0 | 0 | 0 | 0 | 0 | 0 | 0 | 0 | 0
Total Energy Use by Sector[electricity sector,biofuel gasoline] | NoSettings | 584: 0
Total Energy Use by Sector[electricity sector,biofuel diesel] | NoSettings | 584: 0
Total Energy Use by Sector[electricity sector,jet fuel or kerosene] | NoSettings | 584: 0
Total Energy Use by Sector[electricity sector,heat] | NoSettings | 584: 0
Total Energy Use by Sector[electricity sector,geothermal] | NoSettings | 0 | 0 | 0 | 0 | 0 | 0 | 0 | 0 | 0 | 0 | 0 | 0 | 0 | 0 | 0 | 0 | 0 | 0 | 0 | 0 | 0 | 0 | 0 | 0 | 0 | 0 | 0 | 0 | 0 | 0 | 0
Total Energy Use by Sector[electricity sector,lignite] | NoSettings | 0 | 0 | 0 | 0 | 0 | 0 | 0 | 0 | 0 | 0 | 0 | 0 | 0 | 0 | 0 | 0 | 0 | 0 | 0 | 0 | 0 | 0 | 0 | 0 | 0 | 0 | 0 | 0 | 0 | 0 | 0
Total Energy Use by Sector[electricity sector,crude oil] | NoSettings | 0 | 0 | 0 | 0 | 0 | 0 | 0 | 0 | 0 | 0 | 0 | 0 | 0 | 0 | 0 | 0 | 0 | 0 | 0 | 0 | 0 | 0 | 0 | 0 | 0 | 0 | 0 | 0 | 0 | 0 | 0
Total Energy Use by Sector[electricity sector,heavy or residual fuel oil] | NoSettings | 0 | 0 | 0 | 0 | 0 | 0 | 0 | 0 | 0 | 0 | 0 | 0 | 0 | 0 | 0 | 0 | 0 | 0 | 0 | 0 | 0 | 0 | 0 | 0 | 0 | 0 | 0 | 0 | 0 | 0 | 0
Total Energy Use by Sector[electricity sector,LPG propane or butane] | NoSettings | 584: 0
Total Energy Use by Sector[electricity sector,municipal solid waste] | NoSettings | 9315270000000 | 27165500000000 | 21026000000000 | 28878500000000 | 27280600000000 | 23513700000000 | 19960600000000 | 17025000000000 | 14893300000000 | 12618400000000 | 10995400000000 | 10720500000000 | 10854100000000 | 10827100000000 | 10836800000000 | 10830300000000 | 10192100000000 | 10262100000000 | 10337600000000 | 10237700000000 | 10404700000000 | 10024900000000 | 9951730000000 | 9933900000000 | 9502820000000 | 6757250000000 | 0 | 0 | 0 | 0 | 0
Total Energy Use by Sector[electricity sector,hydrogen] | NoSettings | 584: 0
Total Energy Use by Sector[residential buildings sector,electricity] | NoSettings | 310030000000000 | 296160000000000 | 289310000000000 | 287350000000000 | 286734000000000 | 286640000000000 | 287023000000000 | 288362000000000 | 289600000000000 | 290911000000000 | 292314000000000 | 293338000000000 | 294365000000000 | 295511000000000 | 296494000000000 | 297617000000000 | 298930000000000 | 300040000000000 | 301290000000000 | 301170000000000 | 302110000000000 | 302810000000000 | 303350000000000 | 303710000000000 | 304100000000000 | 303390000000000 | 303490000000000 | 302570000000000 | 302570000000000 | 301810000000000 | 300880000000000
Total Energy Use by Sector[residential buildings sector,hard coal] | NoSettings | 0 | 0 | 0 | 0 | 0 | 0 | 0 | 0 | 0 | 0 | 0 | 0 | 0 | 0 | 0 | 0 | 0 | 0 | 0 | 0 | 0 | 0 | 0 | 0 | 0 | 0 | 0 | 0 | 0 | 0 | 0
Total Energy Use by Sector[residential buildings sector,natural gas] | NoSettings | 478011000000000 | 493913000000000 | 495008000000000 | 496004000000000 | 494900000000000 | 494995000000000 | 493792000000000 | 491788000000000 | 489684000000000 | 486580000000000 | 482276000000000 | 479173000000000 | 473970000000000 | 470767000000000 | 465464000000000 | 460361000000000 | 457058000000000 | 453855000000000 | 449653000000000 | 448550000000000 | 444448000000000 | 442248000000000 | 441149000000000 | 440200000000000 | 440142000000000 | 439204000000000 | 439086000000000 | 439059000000000 | 439051000000000 | 440153000000000 | 441156000000000
Total Energy Use by Sector[residential buildings sector,nuclear] | NoSettings | 584: 0
Total Energy Use by Sector[residential buildings sector,hydro] | NoSettings | 584: 0
Total Energy Use by Sector[residential buildings sector,wind] | NoSettings | 584: 0
Total Energy Use by Sector[residential buildings sector,solar] | NoSettings | 584: 0
Total Energy Use by Sector[residential buildings sector,biomass] | NoSettings | 21890000000000 | 21890000000000 | 21890000000000 | 21890000000000 | 21890000000000 | 21890000000000 | 21890000000000 | 21890000000000 | 21890000000000 | 21890000000000 | 21890000000000 | 21890000000000 | 21890000000000 | 21890000000000 | 21890000000000 | 21890000000000 | 21890000000000 | 21890000000000 | 21890000000000 | 21890000000000 | 21890000000000 | 21890000000000 | 21890000000000 | 21890000000000 | 21890000000000 | 21890000000000 | 21890000000000 | 21890000000000 | 21890000000000 | 21890000000000 | 21890000000000
Total Energy Use by Sector[residential buildings sector,petroleum gasoline] | NoSettings | 584: 0
Total Energy Use by Sector[residential buildings sector,petroleum diesel] | NoSettings | 313795000000 | 313437000000 | 314121000000 | 313837000000 | 313595000000 | 312385000000 | 312137000000 | 311142000000 | 310099000000 | 308020000000 | 306974000000 | 305010000000 | 303089000000 | 301200000000 | 297426000000 | 294627000000 | 290863000000 | 287337000000 | 281831000000 | 279868000000 | 277163000000 | 274936000000 | 272470000000 | 270748000000 | 270080000000 | 268890000000 | 267080000000 | 267040000000 | 266610000000 | 267380000000 | 266630000000
Total Energy Use by Sector[residential buildings sector,biofuel gasoline] | NoSettings | 584: 0
Total Energy Use by Sector[residential buildings sector,biofuel diesel] | NoSettings | 584: 0
Total Energy Use by Sector[residential buildings sector,jet fuel or kerosene] | NoSettings | 0 | 0 | 0 | 0 | 0 | 0 | 0 | 0 | 0 | 0 | 0 | 0 | 0 | 0 | 0 | 0 | 0 | 0 | 0 | 0 | 0 | 0 | 0 | 0 | 0 | 0 | 0 | 0 | 0 | 0 | 0
Total Energy Use by Sector[residential buildings sector,heat] | NoSettings | 0 | 0 | 0 | 0 | 0 | 0 | 0 | 0 | 0 | 0 | 0 | 0 | 0 | 0 | 0 | 0 | 0 | 0 | 0 | 0 | 0 | 0 | 0 | 0 | 0 | 0 | 0 | 0 | 0 | 0 | 0
Total Energy Use by Sector[residential buildings sector,geothermal] | NoSettings | 584: 0
Total Energy Use by Sector[residential buildings sector,lignite] | NoSettings | 584: 0
Total Energy Use by Sector[residential buildings sector,crude oil] | NoSettings | 584: 0
Total Energy Use by Sector[residential buildings sector,heavy or residual fuel oil] | NoSettings | 0 | 0 | 0 | 0 | 0 | 0 | 0 | 0 | 0 | 0 | 0 | 0 | 0 | 0 | 0 | 0 | 0 | 0 | 0 | 0 | 0 | 0 | 0 | 0 | 0 | 0 | 0 | 0 | 0 | 0 | 0
Total Energy Use by Sector[residential buildings sector,LPG propane or butane] | NoSettings | 19434000000000 | 18596000000000 | 17477000000000 | 17491000000000 | 17345000000000 | 17119000000000 | 16743000000000 | 16649000000000 | 16272000000000 | 15685000000000 | 15249000000000 | 14661000000000 | 14085000000000 | 13649000000000 | 13254000000000 | 12849000000000 | 12455000000000 | 12091000000000 | 11697000000000 | 11274000000000 | 10981000000000 | 10709200000000 | 10467100000000 | 10226100000000 | 10024400000000 | 9914400000000 | 9631800000000 | 9481000000000 | 9319300000000 | 9168400000000 | 9016700000000
Total Energy Use by Sector[residential buildings sector,municipal solid waste] | NoSettings | 584: 0
Total Energy Use by Sector[residential buildings sector,hydrogen] | NoSettings | 0 | 0 | 0 | 0 | 0 | 0 | 0 | 0 | 0 | 0 | 0 | 0 | 0 | 0 | 0 | 0 | 0 | 0 | 0 | 0 | 0 | 0 | 0 | 0 | 0 | 0 | 0 | 0 | 0 | 0 | 0
Total Energy Use by Sector[commercial buildings sector,electricity] | NoSettings | 299760000000000 | 292600000000000 | 303010000000000 | 309200000000000 | 313060000000000 | 317540000000000 | 321950000000000 | 325970000000000 | 331600000000000 | 335140000000000 | 338470000000000 | 343000000000000 | 346410000000000 | 350720000000000 | 353100000000000 | 355050000000000 | 359370000000000 | 362940000000000 | 367810000000000 | 370570000000000 | 374330000000000 | 377080000000000 | 381010000000000 | 383720000000000 | 386600000000000 | 389580000000000 | 392550000000000 | 395700000000000 | 398740000000000 | 401870000000000 | 404990000000000
Total Energy Use by Sector[commercial buildings sector,hard coal] | NoSettings | 0 | 0 | 0 | 0 | 0 | 0 | 0 | 0 | 0 | 0 | 0 | 0 | 0 | 0 | 0 | 0 | 0 | 0 | 0 | 0 | 0 | 0 | 0 | 0 | 0 | 0 | 0 | 0 | 0 | 0 | 0
Total Energy Use by Sector[commercial buildings sector,natural gas] | NoSettings | 181436000000000 | 183852000000000 | 191181000000000 | 194894000000000 | 196698000000000 | 197294000000000 | 197285000000000 | 196573000000000 | 195957000000000 | 195239000000000 | 193916000000000 | 194493000000000 | 192767000000000 | 191439000000000 | 190609000000000 | 189979000000000 | 188549000000000 | 188118000000000 | 187686000000000 | 187355000000000 | 186224000000000 | 186096000000000 | 186968000000000 | 186944000000000 | 188123000000000 | 189203000000000 | 189487000000000 | 189673000000000 | 191060000000000 | 192349000000000 | 192840000000000
Total Energy Use by Sector[commercial buildings sector,nuclear] | NoSettings | 584: 0
Total Energy Use by Sector[commercial buildings sector,hydro] | NoSettings | 584: 0
Total Energy Use by Sector[commercial buildings sector,wind] | NoSettings | 584: 0
Total Energy Use by Sector[commercial buildings sector,solar] | NoSettings | 584: 0
Total Energy Use by Sector[commercial buildings sector,biomass] | NoSettings | 3830000000000 | 3830000000000 | 3830000000000 | 3830000000000 | 3830000000000 | 3830000000000 | 3830000000000 | 3830000000000 | 3830000000000 | 3830000000000 | 3830000000000 | 3830000000000 | 3830000000000 | 3830000000000 | 3830000000000 | 3830000000000 | 3830000000000 | 3830000000000 | 3830000000000 | 3830000000000 | 3830000000000 | 3830000000000 | 3830000000000 | 3830000000000 | 3830000000000 | 3830000000000 | 3830000000000 | 3830000000000 | 3830000000000 | 3830000000000 | 3830000000000
Total Energy Use by Sector[commercial buildings sector,petroleum gasoline] | NoSettings | 584: 0
Total Energy Use by Sector[commercial buildings sector,petroleum diesel] | NoSettings | 20702300000000 | 20702100000000 | 20701900000000 | 20701700000000 | 20601500000000 | 20501400000000 | 20401200000000 | 20301100000000 | 20101000000000 | 19900900000000 | 19700800000000 | 19500800000000 | 19300800000000 | 19100700000000 | 18900700000000 | 18700700000000 | 18500700000000 | 18300700000000 | 18100600000000 | 18000600000000 | 17900600000000 | 17800600000000 | 17700600000000 | 17600600000000 | 17600600000000 | 17600600000000 | 17600500000000 | 17600500000000 | 17600500000000 | 17600500000000 | 17600500000000
Total Energy Use by Sector[commercial buildings sector,biofuel gasoline] | NoSettings | 584: 0
Total Energy Use by Sector[commercial buildings sector,biofuel diesel] | NoSettings | 584: 0
Total Energy Use by Sector[commercial buildings sector,jet fuel or kerosene] | NoSettings | 0 | 0 | 0 | 0 | 0 | 0 | 0 | 0 | 0 | 0 | 0 | 0 | 0 | 0 | 0 | 0 | 0 | 0 | 0 | 0 | 0 | 0 | 0 | 0 | 0 | 0 | 0 | 0 | 0 | 0 | 0
Total Energy Use by Sector[commercial buildings sector,heat] | NoSettings | 0 | 0 | 0 | 0 | 0 | 0 | 0 | 0 | 0 | 0 | 0 | 0 | 0 | 0 | 0 | 0 | 0 | 0 | 0 | 0 | 0 | 0 | 0 | 0 | 0 | 0 | 0 | 0 | 0 | 0 | 0
Total Energy Use by Sector[commercial buildings sector,geothermal] | NoSettings | 584: 0
Total Energy Use by Sector[commercial buildings sector,lignite] | NoSettings | 584: 0
Total Energy Use by Sector[commercial buildings sector,crude oil] | NoSettings | 584: 0
Total Energy Use by Sector[commercial buildings sector,heavy or residual fuel oil] | NoSettings | 0 | 0 | 0 | 0 | 0 | 0 | 0 | 0 | 0 | 0 | 0 | 0 | 0 | 0 | 0 | 0 | 0 | 0 | 0 | 0 | 0 | 0 | 0 | 0 | 0 | 0 | 0 | 0 | 0 | 0 | 0
Total Energy Use by Sector[commercial buildings sector,LPG propane or butane] | NoSettings | 13300000000000 | 13300000000000 | 13300000000000 | 13300000000000 | 13300000000000 | 13200000000000 | 13100000000000 | 13100000000000 | 13000000000000 | 12900000000000 | 12800000000000 | 12700000000000 | 12600000000000 | 12500000000000 | 12400000000000 | 12300000000000 | 12200000000000 | 12100000000000 | 12000000000000 | 11900000000000 | 11800000000000 | 11700000000000 | 11600000000000 | 11500000000000 | 11400000000000 | 11400000000000 | 11300000000000 | 11300000000000 | 11300000000000 | 11300000000000 | 11300000000000
Total Energy Use by Sector[commercial buildings sector,municipal solid waste] | NoSettings | 584: 0
Total Energy Use by Sector[commercial buildings sector,hydrogen] | NoSettings | 0 | 0 | 0 | 0 | 0 | 0 | 0 | 0 | 0 | 0 | 0 | 0 | 0 | 0 | 0 | 0 | 0 | 0 | 0 | 0 | 0 | 0 | 0 | 0 | 0 | 0 | 0 | 0 | 0 | 0 | 0
Total Energy Use by Sector[industry sector,electricity] | NoSettings | 265821000000000 | 265361000000000 | 272257000000000 | 276673000000000 | 279789000000000 | 282688000000000 | 283984000000000 | 285092000000000 | 285032000000000 | 285481000000000 | 285667000000000 | 286485000000000 | 286724000000000 | 287497000000000 | 288527000000000 | 289728000000000 | 291016000000000 | 291963000000000 | 293388000000000 | 294761000000000 | 295448000000000 | 296878000000000 | 298924000000000 | 300970000000000 | 302878000000000 | 304582000000000 | 306584000000000 | 308490000000000 | 310356000000000 | 312502000000000 | 314371000000000
Total Energy Use by Sector[industry sector,hard coal] | NoSettings | 94240100000000 | 93324500000000 | 92423800000000 | 91520400000000 | 90607300000000 | 89694000000000 | 88779300000000 | 87865700000000 | 86950800000000 | 86060500000000 | 85169400000000 | 84279200000000 | 83390000000000 | 82499600000000 | 81605600000000 | 80727900000000 | 80745100000000 | 80736800000000 | 80729300000000 | 80723300000000 | 80717600000000 | 80713800000000 | 80708600000000 | 80703500000000 | 80698500000000 | 63104300000000 | 66617800000000 | 63097200000000 | 59575800000000 | 56054600000000 | 52533900000000
Total Energy Use by Sector[industry sector,natural gas] | NoSettings | 779092000000000 | 769151000000000 | 772135000000000 | 793377000000000 | 803885000000000 | 816404000000000 | 817722000000000 | 817832000000000 | 813476000000000 | 807429000000000 | 800897000000000 | 799005000000000 | 793076000000000 | 795106000000000 | 794581000000000 | 793542000000000 | 794177000000000 | 793256000000000 | 795891000000000 | 798514000000000 | 797112000000000 | 794747000000000 | 796819000000000 | 800860000000000 | 805098000000000 | 808204000000000 | 811703000000000 | 815242000000000 | 818770000000000 | 822299000000000 | 826025000000000
Total Energy Use by Sector[industry sector,nuclear] | NoSettings | 584: 0
Total Energy Use by Sector[industry sector,hydro] | NoSettings | 584: 0
Total Energy Use by Sector[industry sector,wind] | NoSettings | 584: 0
Total Energy Use by Sector[industry sector,solar] | NoSettings | 584: 0
Total Energy Use by Sector[industry sector,biomass] | NoSettings | 26165100000000 | 26129100000000 | 26090600000000 | 26052500000000 | 26013600000000 | 25974500000000 | 25935300000000 | 25896200000000 | 25857200000000 | 25825200000000 | 25792600000000 | 25759700000000 | 25727500000000 | 25694800000000 | 25661900000000 | 25628600000000 | 25635600000000 | 25634500000000 | 25633400000000 | 25632600000000 | 25631800000000 | 25631300000000 | 25630500000000 | 25629600000000 | 25628600000000 | 25628300000000 | 25627300000000 | 25627200000000 | 25626700000000 | 25626200000000 | 25625900000000
Total Energy Use by Sector[industry sector,petroleum gasoline] | NoSettings | 584: 0
Total Energy Use by Sector[industry sector,petroleum diesel] | NoSettings | 67803000000000 | 64963000000000 | 65926200000000 | 67165200000000 | 67591200000000 | 68339000000000 | 68646400000000 | 68705800000000 | 68716700000000 | 68776700000000 | 69025700000000 | 69234000000000 | 69361400000000 | 69732800000000 | 69950400000000 | 69914100000000 | 69806500000000 | 69888900000000 | 70016000000000 | 70192700000000 | 70210800000000 | 70429100000000 | 70906900000000 | 71655700000000 | 72222200000000 | 72494500000000 | 73175500000000 | 73721800000000 | 74267300000000 | 74812600000000 | 75358300000000
Total Energy Use by Sector[industry sector,biofuel gasoline] | NoSettings | 584: 0
Total Energy Use by Sector[industry sector,biofuel diesel] | NoSettings | 584: 0
Total Energy Use by Sector[industry sector,jet fuel or kerosene] | NoSettings | 584: 0
Total Energy Use by Sector[industry sector,heat] | NoSettings | 0 | 0 | 0 | 0 | 0 | 0 | 0 | 0 | 0 | 0 | 0 | 0 | 0 | 0 | 0 | 0 | 0 | 0 | 0 | 0 | 0 | 0 | 0 | 0 | 0 | 0 | 0 | 0 | 0 | 0 | 0
Total Energy Use by Sector[industry sector,geothermal] | NoSettings | 584: 0
Total Energy Use by Sector[industry sector,lignite] | NoSettings | 584: 0
Total Energy Use by Sector[industry sector,crude oil] | NoSettings | 2811000000000000 | 3576070000000000 | 3576090000000000 | 3576120000000000 | 3576150000000000 | 3576160000000000 | 3576180000000000 | 3576190000000000 | 3576210000000000 | 3576350000000000 | 3576470000000000 | 3576590000000000 | 3576720000000000 | 3576840000000000 | 3576960000000000 | 3577070000000000 | 3577190000000000 | 3577170000000000 | 3577150000000000 | 3577140000000000 | 3577130000000000 | 3577120000000000 | 3577110000000000 | 3577090000000000 | 3577070000000000 | 3577070000000000 | 3577050000000000 | 3577050000000000 | 3577040000000000 | 3577030000000000 | 3577030000000000
Total Energy Use by Sector[industry sector,heavy or residual fuel oil] | NoSettings | 2916040000000 | 3119050000000 | 2931480000000 | 2996230000000 | 2978820000000 | 2957770000000 | 2901570000000 | 2891220000000 | 2784700000000 | 2731740000000 | 2679820000000 | 2642980000000 | 2582100000000 | 2574680000000 | 2501680000000 | 2460860000000 | 2475900000000 | 2416550000000 | 2391720000000 | 2391380000000 | 2389510000000 | 2362680000000 | 2353680000000 | 2349900000000 | 2349010000000 | 2338290000000 | 2334690000000 | 2329400000000 | 2324090000000 | 2318770000000 | 2313470000000
Total Energy Use by Sector[industry sector,LPG propane or butane] | NoSettings | 19285500000000 | 19105100000000 | 18225500000000 | 18933700000000 | 19274400000000 | 19758600000000 | 20052900000000 | 20236000000000 | 20388600000000 | 20574900000000 | 20854000000000 | 21104400000000 | 21320300000000 | 21640700000000 | 21887500000000 | 22022300000000 | 22109300000000 | 22282700000000 | 22475400000000 | 22693400000000 | 22843900000000 | 23090300000000 | 23456100000000 | 23946600000000 | 24347500000000 | 24609500000000 | 25068900000000 | 25462500000000 | 25855700000000 | 26248900000000 | 26642300000000
Total Energy Use by Sector[industry sector,municipal solid waste] | NoSettings | 584: 0
Total Energy Use by Sector[industry sector,hydrogen] | NoSettings | 0 | 0 | 0 | 0 | 0 | 0 | 0 | 0 | 0 | 0 | 0 | 0 | 0 | 0 | 0 | 0 | 0 | 0 | 0 | 0 | 0 | 0 | 0 | 0 | 0 | 0 | 0 | 0 | 0 | 0 | 0
Total Energy Use by Sector[district heat and hydrogen sector,electricity] | NoSettings | 10567500000 | 11202400000 | 10314200000 | 9356170000 | 8335730000 | 7272740000 | 6197640000 | 5141660000 | 4086140000 | 3046100000 | 3347810000 | 7728120000 | 13700500000 | 22354400000 | 35505100000 | 54794800000 | 82011300000 | 120144000000 | 171282000000 | 235292000000 | 317072000000 | 417368000000 | 539940000000 | 687713000000 | 868429000000 | 1083400000000 | 1341900000000 | 1649850000000 | 2012930000000 | 2439980000000 | 2948040000000
Total Energy Use by Sector[district heat and hydrogen sector,hard coal] | NoSettings | 0 | 0 | 0 | 0 | 0 | 0 | 0 | 0 | 0 | 0 | 0 | 0 | 0 | 0 | 0 | 0 | 0 | 0 | 0 | 0 | 0 | 0 | 0 | 0 | 0 | 0 | 0 | 0 | 0 | 0 | 0
Total Energy Use by Sector[district heat and hydrogen sector,natural gas] | NoSettings | 243653000000 | 259808000000 | 240603000000 | 219520000000 | 196706000000 | 172605000000 | 147927000000 | 123418000000 | 98772500000 | 74044200000 | 81830600000 | 189421000000 | 337198000000 | 551699000000 | 879857000000 | 1363440000000 | 2046200000000 | 3009800000000 | 4302460000000 | 5934210000000 | 8028910000000 | 10596800000000 | 13763700000000 | 17577100000000 | 22284000000000 | 27910200000000 | 34660200000000 | 42781700000000 | 52400600000000 | 63765100000000 | 77241900000000
Total Energy Use by Sector[district heat and hydrogen sector,nuclear] | NoSettings | 584: 0
Total Energy Use by Sector[district heat and hydrogen sector,hydro] | NoSettings | 584: 0
Total Energy Use by Sector[district heat and hydrogen sector,wind] | NoSettings | 584: 0
Total Energy Use by Sector[district heat and hydrogen sector,solar] | NoSettings | 584: 0
Total Energy Use by Sector[district heat and hydrogen sector,biomass] | NoSettings | 0 | 0 | 0 | 0 | 0 | 0 | 0 | 0 | 0 | 0 | 0 | 0 | 0 | 0 | 0 | 0 | 0 | 0 | 0 | 0 | 0 | 0 | 0 | 0 | 0 | 0 | 0 | 0 | 0 | 0 | 0
Total Energy Use by Sector[district heat and hydrogen sector,petroleum gasoline] | NoSettings | 584: 0
Total Energy Use by Sector[district heat and hydrogen sector,petroleum diesel] | NoSettings | 0 | 0 | 0 | 0 | 0 | 0 | 0 | 0 | 0 | 0 | 0 | 0 | 0 | 0 | 0 | 0 | 0 | 0 | 0 | 0 | 0 | 0 | 0 | 0 | 0 | 0 | 0 | 0 | 0 | 0 | 0
Total Energy Use by Sector[district heat and hydrogen sector,biofuel gasoline] | NoSettings | 584: 0
Total Energy Use by Sector[district heat and hydrogen sector,biofuel diesel] | NoSettings | 584: 0
Total Energy Use by Sector[district heat and hydrogen sector,jet fuel or kerosene] | NoSettings | 584: 0
Total Energy Use by Sector[district heat and hydrogen sector,heat] | NoSettings | 0 | 0 | 0 | 0 | 0 | 0 | 0 | 0 | 0 | 0 | 0 | 0 | 0 | 0 | 0 | 0 | 0 | 0 | 0 | 0 | 0 | 0 | 0 | 0 | 0 | 0 | 0 | 0 | 0 | 0 | 0
Total Energy Use by Sector[district heat and hydrogen sector,geothermal] | NoSettings | 584: 0
Total Energy Use by Sector[district heat and hydrogen sector,lignite] | NoSettings | 584: 0
Total Energy Use by Sector[district heat and hydrogen sector,crude oil] | NoSettings | 0 | 0 | 0 | 0 | 0 | 0 | 0 | 0 | 0 | 0 | 0 | 0 | 0 | 0 | 0 | 0 | 0 | 0 | 0 | 0 | 0 | 0 | 0 | 0 | 0 | 0 | 0 | 0 | 0 | 0 | 0
Total Energy Use by Sector[district heat and hydrogen sector,heavy or residual fuel oil] | NoSettings | 0 | 0 | 0 | 0 | 0 | 0 | 0 | 0 | 0 | 0 | 0 | 0 | 0 | 0 | 0 | 0 | 0 | 0 | 0 | 0 | 0 | 0 | 0 | 0 | 0 | 0 | 0 | 0 | 0 | 0 | 0
Total Energy Use by Sector[district heat and hydrogen sector,LPG propane or butane] | NoSettings | 0 | 0 | 0 | 0 | 0 | 0 | 0 | 0 | 0 | 0 | 0 | 0 | 0 | 0 | 0 | 0 | 0 | 0 | 0 | 0 | 0 | 0 | 0 | 0 | 0 | 0 | 0 | 0 | 0 | 0 | 0
Total Energy Use by Sector[district heat and hydrogen sector,municipal solid waste] | NoSettings | 584: 0
Total Energy Use by Sector[district heat and hydrogen sector,hydrogen] | NoSettings | 0 | 0 | 0 | 0 | 0 | 0 | 0 | 0 | 0 | 0 | 0 | 0 | 0 | 0 | 0 | 0 | 0 | 0 | 0 | 0 | 0 | 0 | 0 | 0 | 0 | 0 | 0 | 0 | 0 | 0 | 0
Total Energy Use by Sector[LULUCF sector,electricity] | NoSettings | 584: 0
Total Energy Use by Sector[LULUCF sector,hard coal] | NoSettings | 584: 0
Total Energy Use by Sector[LULUCF sector,natural gas] | NoSettings | 584: 0
Total Energy Use by Sector[LULUCF sector,nuclear] | NoSettings | 584: 0
Total Energy Use by Sector[LULUCF sector,hydro] | NoSettings | 584: 0
Total Energy Use by Sector[LULUCF sector,wind] | NoSettings | 584: 0
Total Energy Use by Sector[LULUCF sector,solar] | NoSettings | 584: 0
Total Energy Use by Sector[LULUCF sector,biomass] | NoSettings | 584: 0
Total Energy Use by Sector[LULUCF sector,petroleum gasoline] | NoSettings | 584: 0
Total Energy Use by Sector[LULUCF sector,petroleum diesel] | NoSettings | 584: 0
Total Energy Use by Sector[LULUCF sector,biofuel gasoline] | NoSettings | 584: 0
Total Energy Use by Sector[LULUCF sector,biofuel diesel] | NoSettings | 584: 0
Total Energy Use by Sector[LULUCF sector,jet fuel or kerosene] | NoSettings | 584: 0
Total Energy Use by Sector[LULUCF sector,heat] | NoSettings | 584: 0
Total Energy Use by Sector[LULUCF sector,geothermal] | NoSettings | 584: 0
Total Energy Use by Sector[LULUCF sector,lignite] | NoSettings | 584: 0
Total Energy Use by Sector[LULUCF sector,crude oil] | NoSettings | 584: 0
Total Energy Use by Sector[LULUCF sector,heavy or residual fuel oil] | NoSettings | 584: 0
Total Energy Use by Sector[LULUCF sector,LPG propane or butane] | NoSettings | 584: 0
Total Energy Use by Sector[LULUCF sector,municipal solid waste] | NoSettings | 584: 0
Total Energy Use by Sector[LULUCF sector,hydrogen] | NoSettings | 584: 0
Total Energy Use by Sector[geoengineering sector,electricity] | NoSettings | 0 | 0 | 0 | 0 | 0 | 0 | 0 | 0 | 0 | 0 | 0 | 0 | 0 | 0 | 0 | 0 | 0 | 0 | 0 | 0 | 0 | 0 | 0 | 0 | 0 | 0 | 0 | 0 | 0 | 0 | 0
Total Energy Use by Sector[geoengineering sector,hard coal] | NoSettings | 0 | 0 | 0 | 0 | 0 | 0 | 0 | 0 | 0 | 0 | 0 | 0 | 0 | 0 | 0 | 0 | 0 | 0 | 0 | 0 | 0 | 0 | 0 | 0 | 0 | 0 | 0 | 0 | 0 | 0 | 0
Total Energy Use by Sector[geoengineering sector,natural gas] | NoSettings | 0 | 0 | 0 | 0 | 0 | 0 | 0 | 0 | 0 | 0 | 0 | 0 | 0 | 0 | 0 | 0 | 0 | 0 | 0 | 0 | 0 | 0 | 0 | 0 | 0 | 0 | 0 | 0 | 0 | 0 | 0
Total Energy Use by Sector[geoengineering sector,nuclear] | NoSettings | 584: 0
Total Energy Use by Sector[geoengineering sector,hydro] | NoSettings | 584: 0
Total Energy Use by Sector[geoengineering sector,wind] | NoSettings | 584: 0
Total Energy Use by Sector[geoengineering sector,solar] | NoSettings | 584: 0
Total Energy Use by Sector[geoengineering sector,biomass] | NoSettings | 0 | 0 | 0 | 0 | 0 | 0 | 0 | 0 | 0 | 0 | 0 | 0 | 0 | 0 | 0 | 0 | 0 | 0 | 0 | 0 | 0 | 0 | 0 | 0 | 0 | 0 | 0 | 0 | 0 | 0 | 0
Total Energy Use by Sector[geoengineering sector,petroleum gasoline] | NoSettings | 584: 0
Total Energy Use by Sector[geoengineering sector,petroleum diesel] | NoSettings | 0 | 0 | 0 | 0 | 0 | 0 | 0 | 0 | 0 | 0 | 0 | 0 | 0 | 0 | 0 | 0 | 0 | 0 | 0 | 0 | 0 | 0 | 0 | 0 | 0 | 0 | 0 | 0 | 0 | 0 | 0
Total Energy Use by Sector[geoengineering sector,biofuel gasoline] | NoSettings | 584: 0
Total Energy Use by Sector[geoengineering sector,biofuel diesel] | NoSettings | 584: 0
Total Energy Use by Sector[geoengineering sector,jet fuel or kerosene] | NoSettings | 584: 0
Total Energy Use by Sector[geoengineering sector,heat] | NoSettings | 0 | 0 | 0 | 0 | 0 | 0 | 0 | 0 | 0 | 0 | 0 | 0 | 0 | 0 | 0 | 0 | 0 | 0 | 0 | 0 | 0 | 0 | 0 | 0 | 0 | 0 | 0 | 0 | 0 | 0 | 0
Total Energy Use by Sector[geoengineering sector,geothermal] | NoSettings | 584: 0
Total Energy Use by Sector[geoengineering sector,lignite] | NoSettings | 584: 0
Total Energy Use by Sector[geoengineering sector,crude oil] | NoSettings | 0 | 0 | 0 | 0 | 0 | 0 | 0 | 0 | 0 | 0 | 0 | 0 | 0 | 0 | 0 | 0 | 0 | 0 | 0 | 0 | 0 | 0 | 0 | 0 | 0 | 0 | 0 | 0 | 0 | 0 | 0
Total Energy Use by Sector[geoengineering sector,heavy or residual fuel oil] | NoSettings | 0 | 0 | 0 | 0 | 0 | 0 | 0 | 0 | 0 | 0 | 0 | 0 | 0 | 0 | 0 | 0 | 0 | 0 | 0 | 0 | 0 | 0 | 0 | 0 | 0 | 0 | 0 | 0 | 0 | 0 | 0
Total Energy Use by Sector[geoengineering sector,LPG propane or butane] | NoSettings | 0 | 0 | 0 | 0 | 0 | 0 | 0 | 0 | 0 | 0 | 0 | 0 | 0 | 0 | 0 | 0 | 0 | 0 | 0 | 0 | 0 | 0 | 0 | 0 | 0 | 0 | 0 | 0 | 0 | 0 | 0
Total Energy Use by Sector[geoengineering sector,municipal solid waste] | NoSettings | 584: 0
Total Energy Use by Sector[geoengineering sector,hydrogen] | NoSettings | 0 | 0 | 0 | 0 | 0 | 0 | 0 | 0 | 0 | 0 | 0 | 0 | 0 | 0 | 0 | 0 | 0 | 0 | 0 | 0 | 0 | 0 | 0 | 0 | 0 | 0 | 0 | 0 | 0 | 0 | 0
Output Distributed Solar PV Capacity | NoSettings | 8.7259 | 10.2552 | 11.346 | 12.6395 | 13.9334 | 15.2167 | 16.4359 | 17.7615 | 19.024 | 20.2855 | 21.5481 | 22.8416 | 24.0921 | 25.3657 | 26.6382 | 27.9208 | 29.2043 | 30.4869 | 31.7604 | 33.0329 | 34.3155 | 35.5991 | 36.8826 | 38.1541 | 39.4377 | 40.7102 | 41.9938 | 43.2773 | 44.5599 | 45.8224 | 47.095
BPHC BAU Pumped Hydro Capacity | NoSettings | 3912 | 3912 | 3912 | 3912 | 3912 | 3912 | 4108 | 4108 | 4108 | 4108 | 4912 | 4912 | 4912 | 4912 | 4912 | 4912 | 4912 | 4912 | 4912 | 4912 | 4912 | 4912 | 4912 | 4912 | 4912 | 4912 | 4912 | 4912 | 4912 | 4912 | 4912
GBSC BAU Grid Battery Storage Capacity | NoSettings | 524 | 2842 | 5160 | 7563 | 13055 | 14769 | 14983 | 15586 | 16188 | 16577 | 16966 | 17554 | 18142 | 19501 | 20860 | 22219 | 24395 | 26571 | 28747 | 30924 | 33100 | 35535 | 37971 | 40406 | 42842 | 45277 | 47713 | 50148 | 52584 | 55020 | 57455
Output Distributed Solar PV Output | NoSettings | 15.953 | 18.496 | 20.866 | 22.972 | 24.96 | 26.873 | 28.881 | 30.957 | 33.05 | 35.187 | 37.364 | 39.479 | 41.579 | 43.681 | 45.774 | 47.787 | 49.997 | 52.087 | 54.197 | 56.296 | 58.378 | 60.492 | 62.587 | 64.702 | 66.81 | 68.923 | 71.076 | 73.22 | 75.352 | 77.445 | 79.587
Net Imports of Electricity | NoSettings | 81585000 | 79198000 | 76721000 | 74234000 | 71757000 | 69299000 | 68812000 | 68325000 | 67838000 | 67350000 | 66863000 | 66366000 | 65878800 | 65391600 | 64904400 | 64417200 | 63930000 | 63432700 | 62945500 | 62458300 | 61971100 | 61483900 | 60996700 | 60502400 | 60014200 | 59525000 | 59525000 | 59525000 | 59525000 | 59525000 | 59525000
Curtailed Electricity Output[hard coal es] | NoSettings | 0 | 0 | 0 | 0 | 0 | 0 | 0 | 0 | 0 | 0 | 0 | 0 | 0 | 0 | 0 | 0 | 0 | 0 | 0 | 0 | 0 | 0 | 0 | 0 | 0 | 0 | 0 | 0 | 0 | 0 | 0
Curtailed Electricity Output[natural gas nonpeaker es] | NoSettings | 0 | 0 | 0 | 0 | 0 | 0 | 0 | 0 | 0 | 0 | 0 | 0 | 0 | 0 | 0 | 0 | 0 | 0 | 0 | 0 | 0 | 0 | 0 | 0 | 0 | 0 | 0 | 0 | 0 | 0 | 0
Curtailed Electricity Output[nuclear es] | NoSettings | 0 | 0 | 0 | 0 | 0 | 0 | 0 | 0 | 0 | 0 | 0 | 0 | 0 | 0 | 0 | 0 | 0 | 0 | 0 | 0 | 0 | 0 | 0 | 0 | 0 | 0 | 0 | 0 | 0 | 0 | 0
Curtailed Electricity Output[hydro es] | NoSettings | 0 | 0 | 0 | 0 | 0 | 0 | 0 | 0 | 0 | 0 | 0 | 0 | 0 | 0 | 0 | 0 | 0 | 0 | 0 | 0 | 0 | 0 | 0 | 0 | 0 | 0 | 0 | 0 | 0 | 0 | 0
Curtailed Electricity Output[onshore wind es] | NoSettings | 0 | 0 | 0 | 0 | 0 | 0 | 0 | 0 | 0 | 0 | 0 | 0 | 0 | 0 | 0 | 0 | 0 | 0 | 0 | 0 | 0 | 0 | 0 | 0 | 0 | 0 | 0 | 0 | 0 | 0 | 0
Curtailed Electricity Output[solar PV es] | NoSettings | 99249.6 | 139074 | 236883 | 301844 | 281425 | 335663 | 435596 | 510108 | 524199 | 555079 | 616469 | 708739 | 805539 | 881710 | 920296 | 957508 | 1021430 | 1043080 | 1028030 | 1037530 | 1087280 | 1225420 | 1322550 | 1346260 | 1405580 | 1498870 | 1679310 | 1828480 | 1824220 | 1816950 | 1804070
Curtailed Electricity Output[solar thermal es] | NoSettings | 0 | 0 | 0 | 0 | 0 | 0 | 0 | 0 | 0 | 0 | 0 | 0 | 0 | 0 | 0 | 0 | 0 | 0 | 0 | 0 | 0 | 0 | 0 | 0 | 0 | 0 | 0 | 0 | 0 | 0 | 0
Curtailed Electricity Output[biomass es] | NoSettings | 0 | 0 | 0 | 0 | 0 | 0 | 0 | 0 | 0 | 0 | 0 | 0 | 0 | 0 | 0 | 0 | 0 | 0 | 0 | 0 | 0 | 0 | 0 | 0 | 0 | 0 | 0 | 0 | 0 | 0 | 0
Curtailed Electricity Output[geothermal es] | NoSettings | 0 | 0 | 0 | 0 | 0 | 0 | 0 | 0 | 0 | 0 | 0 | 0 | 0 | 0 | 0 | 0 | 0 | 0 | 0 | 0 | 0 | 0 | 0 | 0 | 0 | 0 | 0 | 0 | 0 | 0 | 0
Curtailed Electricity Output[petroleum es] | NoSettings | 0 | 0 | 0 | 0 | 0 | 0 | 0 | 0 | 0 | 0 | 0 | 0 | 0 | 0 | 0 | 0 | 0 | 0 | 0 | 0 | 0 | 0 | 0 | 0 | 0 | 0 | 0 | 0 | 0 | 0 | 0
Curtailed Electricity Output[natural gas peaker es] | NoSettings | 0 | 0 | 0 | 0 | 0 | 0 | 0 | 0 | 0 | 0 | 0 | 0 | 0 | 0 | 0 | 0 | 0 | 0 | 0 | 0 | 0 | 0 | 0 | 0 | 0 | 0 | 0 | 0 | 0 | 0 | 0
Curtailed Electricity Output[lignite es] | NoSettings | 0 | 0 | 0 | 0 | 0 | 0 | 0 | 0 | 0 | 0 | 0 | 0 | 0 | 0 | 0 | 0 | 0 | 0 | 0 | 0 | 0 | 0 | 0 | 0 | 0 | 0 | 0 | 0 | 0 | 0 | 0
Curtailed Electricity Output[offshore wind es] | NoSettings | 0 | 0 | 0 | 0 | 0 | 0 | 0 | 0 | 0 | 0 | 0 | 0 | 0 | 0 | 0 | 0 | 0 | 0 | 0 | 0 | 0 | 0 | 0 | 0 | 0 | 0 | 0 | 0 | 0 | 0 | 0
Curtailed Electricity Output[crude oil es] | NoSettings | 0 | 0 | 0 | 0 | 0 | 0 | 0 | 0 | 0 | 0 | 0 | 0 | 0 | 0 | 0 | 0 | 0 | 0 | 0 | 0 | 0 | 0 | 0 | 0 | 0 | 0 | 0 | 0 | 0 | 0 | 0
Curtailed Electricity Output[heavy or residual fuel oil es] | NoSettings | 0 | 0 | 0 | 0 | 0 | 0 | 0 | 0 | 0 | 0 | 0 | 0 | 0 | 0 | 0 | 0 | 0 | 0 | 0 | 0 | 0 | 0 | 0 | 0 | 0 | 0 | 0 | 0 | 0 | 0 | 0
Curtailed Electricity Output[municipal solid waste es] | NoSettings | 0 | 0 | 0 | 0 | 0 | 0 | 0 | 0 | 0 | 0 | 0 | 0 | 0 | 0 | 0 | 0 | 0 | 0 | 0 | 0 | 0 | 0 | 0 | 0 | 0 | 0 | 0 | 0 | 0 | 0 | 0
Imported Electricity[hard coal es] | NoSettings | 9880000 | 7900000 | 5930000 | 3950000 | 1980000 | 0 | 0 | 0 | 0 | 0 | 0 | 0 | 0 | 0 | 0 | 0 | 0 | 0 | 0 | 0 | 0 | 0 | 0 | 0 | 0 | 0 | 0 | 0 | 0 | 0 | 0
Imported Electricity[natural gas nonpeaker es] | NoSettings | 12000000 | 11600000 | 11100000 | 10600000 | 10100000 | 9630000 | 9150000 | 8670000 | 8190000 | 7710000 | 7230000 | 6740000 | 6260000 | 5780000 | 5300000 | 4820000 | 4340000 | 3850000 | 3370000 | 2890000 | 2410000 | 1930000 | 1450000 | 963000 | 482000 | 0 | 0 | 0 | 0 | 0 | 0
Imported Electricity[nuclear es] | NoSettings | 12600000 | 12600000 | 12600000 | 12600000 | 12600000 | 12600000 | 12600000 | 12600000 | 12600000 | 12600000 | 12600000 | 12600000 | 12600000 | 12600000 | 12600000 | 12600000 | 12600000 | 12600000 | 12600000 | 12600000 | 12600000 | 12600000 | 12600000 | 12600000 | 12600000 | 12600000 | 12600000 | 12600000 | 12600000 | 12600000 | 12600000
Imported Electricity[hydro es] | NoSettings | 21600000 | 21600000 | 21600000 | 21600000 | 21600000 | 21600000 | 21600000 | 21600000 | 21600000 | 21600000 | 21600000 | 21600000 | 21600000 | 21600000 | 21600000 | 21600000 | 21600000 | 21600000 | 21600000 | 21600000 | 21600000 | 21600000 | 21600000 | 21600000 | 21600000 | 21600000 | 21600000 | 21600000 | 21600000 | 21600000 | 21600000
Imported Electricity[onshore wind es] | NoSettings | 23000000 | 23000000 | 23000000 | 23000000 | 23000000 | 23000000 | 23000000 | 23000000 | 23000000 | 23000000 | 23000000 | 23000000 | 23000000 | 23000000 | 23000000 | 23000000 | 23000000 | 23000000 | 23000000 | 23000000 | 23000000 | 23000000 | 23000000 | 23000000 | 23000000 | 23000000 | 23000000 | 23000000 | 23000000 | 23000000 | 23000000
Imported Electricity[solar PV es] | NoSettings | 9110000 | 9110000 | 9110000 | 9110000 | 9110000 | 9110000 | 9110000 | 9110000 | 9110000 | 9110000 | 9110000 | 9110000 | 9110000 | 9110000 | 9110000 | 9110000 | 9110000 | 9110000 | 9110000 | 9110000 | 9110000 | 9110000 | 9110000 | 9110000 | 9110000 | 9110000 | 9110000 | 9110000 | 9110000 | 9110000 | 9110000
Imported Electricity[solar thermal es] | NoSettings | 0 | 0 | 0 | 0 | 0 | 0 | 0 | 0 | 0 | 0 | 0 | 0 | 0 | 0 | 0 | 0 | 0 | 0 | 0 | 0 | 0 | 0 | 0 | 0 | 0 | 0 | 0 | 0 | 0 | 0 | 0
Imported Electricity[biomass es] | NoSettings | 1380000 | 1380000 | 1380000 | 1380000 | 1380000 | 1380000 | 1380000 | 1380000 | 1380000 | 1380000 | 1380000 | 1380000 | 1380000 | 1380000 | 1380000 | 1380000 | 1380000 | 1380000 | 1380000 | 1380000 | 1380000 | 1380000 | 1380000 | 1380000 | 1380000 | 1380000 | 1380000 | 1380000 | 1380000 | 1380000 | 1380000
Imported Electricity[geothermal es] | NoSettings | 2750000 | 2750000 | 2750000 | 2750000 | 2750000 | 2750000 | 2750000 | 2750000 | 2750000 | 2750000 | 2750000 | 2750000 | 2750000 | 2750000 | 2750000 | 2750000 | 2750000 | 2750000 | 2750000 | 2750000 | 2750000 | 2750000 | 2750000 | 2750000 | 2750000 | 2750000 | 2750000 | 2750000 | 2750000 | 2750000 | 2750000
Imported Electricity[petroleum es] | NoSettings | 180000 | 173000 | 166000 | 159000 | 152000 | 144000 | 137000 | 130000 | 123000 | 115000 | 108000 | 101000 | 93800 | 86600 | 79400 | 72200 | 65000 | 57700 | 50500 | 43300 | 36100 | 28900 | 21700 | 14400 | 7220 | 0 | 0 | 0 | 0 | 0 | 0
Imported Electricity[natural gas peaker es] | NoSettings | 0 | 0 | 0 | 0 | 0 | 0 | 0 | 0 | 0 | 0 | 0 | 0 | 0 | 0 | 0 | 0 | 0 | 0 | 0 | 0 | 0 | 0 | 0 | 0 | 0 | 0 | 0 | 0 | 0 | 0 | 0
Imported Electricity[lignite es] | NoSettings | 0 | 0 | 0 | 0 | 0 | 0 | 0 | 0 | 0 | 0 | 0 | 0 | 0 | 0 | 0 | 0 | 0 | 0 | 0 | 0 | 0 | 0 | 0 | 0 | 0 | 0 | 0 | 0 | 0 | 0 | 0
Imported Electricity[offshore wind es] | NoSettings | 0 | 0 | 0 | 0 | 0 | 0 | 0 | 0 | 0 | 0 | 0 | 0 | 0 | 0 | 0 | 0 | 0 | 0 | 0 | 0 | 0 | 0 | 0 | 0 | 0 | 0 | 0 | 0 | 0 | 0 | 0
Imported Electricity[crude oil es] | NoSettings | 0 | 0 | 0 | 0 | 0 | 0 | 0 | 0 | 0 | 0 | 0 | 0 | 0 | 0 | 0 | 0 | 0 | 0 | 0 | 0 | 0 | 0 | 0 | 0 | 0 | 0 | 0 | 0 | 0 | 0 | 0
Imported Electricity[heavy or residual fuel oil es] | NoSettings | 0 | 0 | 0 | 0 | 0 | 0 | 0 | 0 | 0 | 0 | 0 | 0 | 0 | 0 | 0 | 0 | 0 | 0 | 0 | 0 | 0 | 0 | 0 | 0 | 0 | 0 | 0 | 0 | 0 | 0 | 0
Imported Electricity[municipal solid waste es] | NoSettings | 0 | 0 | 0 | 0 | 0 | 0 | 0 | 0 | 0 | 0 | 0 | 0 | 0 | 0 | 0 | 0 | 0 | 0 | 0 | 0 | 0 | 0 | 0 | 0 | 0 | 0 | 0 | 0 | 0 | 0 | 0
Exported Electricity | NoSettings | 10915000 | 10915000 | 10915000 | 10915000 | 10915000 | 10915000 | 10915000 | 10915000 | 10915000 | 10915000 | 10915000 | 10915000 | 10915000 | 10915000 | 10915000 | 10915000 | 10915000 | 10915000 | 10915000 | 10915000 | 10915000 | 10915000 | 10915000 | 10915000 | 10915000 | 10915000 | 10915000 | 10915000 | 10915000 | 10915000 | 10915000
This Year Demand Response Capacity | NoSettings | 2131.05 | 2154.05 | 2347.05 | 2347.05 | 2548.04 | 2636.04 | 2636.03 | 2636.03 | 2636.02 | 2636.02 | 2636.02 | 2636.04 | 2636.07 | 2636.11 | 2636.18 | 2636.28 | 2636.43 | 2636.63 | 2636.9 | 2637.24 | 2637.67 | 2638.21 | 2638.87 | 2639.66 | 2640.64 | 2641.81 | 2643.22 | 2644.91 | 2646.92 | 2649.28 | 2652.09
BAU Buildings Sector Electricity Demand[urban residential,heating] | NoSettings | 9555060 | 9437820 | 9525750 | 9818850 | 10141300 | 10493000 | 10874000 | 11313700 | 11724000 | 12134300 | 12574000 | 12984300 | 13394700 | 13805000 | 14156700 | 14537800 | 14889500 | 15299800 | 15710200 | 16061900 | 16472200 | 16823900 | 17146300 | 17410100 | 17703200 | 17937700 | 18142900 | 18318700 | 18230800 | 18113600 | 17967000
BAU Buildings Sector Electricity Demand[urban residential,cooling and ventilation] | NoSettings | 6369060 | 5967520 | 5730100 | 5621660 | 5536660 | 5457520 | 5416490 | 5407690 | 5401830 | 5407690 | 5419420 | 5448730 | 5483900 | 5516140 | 5536660 | 5560110 | 5607000 | 5636310 | 5674420 | 5715450 | 5756480 | 5850280 | 5944070 | 6032000 | 6131650 | 6234240 | 6328030 | 6439410 | 6459920 | 6480440 | 6500960
BAU Buildings Sector Electricity Demand[urban residential,envelope] | NoSettings | 0 | 0 | 0 | 0 | 0 | 0 | 0 | 0 | 0 | 0 | 0 | 0 | 0 | 0 | 0 | 0 | 0 | 0 | 0 | 0 | 0 | 0 | 0 | 0 | 0 | 0 | 0 | 0 | 0 | 0 | 0
BAU Buildings Sector Electricity Demand[urban residential,lighting] | NoSettings | 6624060 | 6330960 | 6243030 | 6301650 | 6330960 | 6418890 | 6565440 | 6711990 | 6829230 | 6946470 | 7063710 | 7151640 | 7268880 | 7386120 | 7503360 | 7620600 | 7708530 | 7767150 | 7855080 | 7913700 | 7972320 | 8060250 | 8148180 | 8265420 | 8353350 | 8470590 | 8587830 | 8734380 | 8763690 | 8793000 | 8793000
BAU Buildings Sector Electricity Demand[urban residential,appliances] | NoSettings | 26701400 | 25734200 | 25353100 | 25499700 | 25704900 | 25968700 | 26320400 | 26760000 | 27199700 | 27668600 | 28196200 | 28753100 | 29310000 | 29896200 | 30482400 | 31068600 | 31654800 | 32241000 | 32827200 | 33120300 | 33706500 | 34292700 | 34878900 | 35465100 | 36051300 | 36344400 | 36930600 | 37223700 | 37516800 | 37516800 | 37516800
BAU Buildings Sector Electricity Demand[urban residential,other component] | NoSettings | 37077100 | 34996100 | 33706500 | 32768600 | 32123800 | 31478900 | 30746200 | 30101400 | 29485900 | 28844000 | 28140500 | 27337400 | 26502100 | 25678500 | 24875400 | 24078200 | 23360100 | 22586300 | 21809600 | 21015300 | 20182900 | 19262500 | 18321700 | 17369100 | 16416500 | 15464000 | 14493800 | 13494300 | 13254000 | 13116200 | 12978500
BAU Buildings Sector Electricity Demand[rural residential,heating] | NoSettings | 504132 | 495339 | 501201 | 515856 | 533442 | 551028 | 571545 | 592062 | 615510 | 636027 | 659475 | 682923 | 706371 | 726888 | 747405 | 770853 | 797232 | 820680 | 847059 | 864645 | 888093 | 908610 | 926196 | 943782 | 958437 | 967230 | 978954 | 990678 | 984816 | 976023 | 970161
BAU Buildings Sector Electricity Demand[rural residential,cooling and ventilation] | NoSettings | 334134 | 313617 | 301893 | 296031 | 291341 | 287238 | 285186 | 284893 | 284307 | 284600 | 285479 | 286652 | 288703 | 290462 | 291341 | 292221 | 296031 | 296031 | 298962 | 301893 | 304824 | 307755 | 313617 | 316548 | 322410 | 328272 | 334134 | 339996 | 339996 | 339996 | 342927
BAU Buildings Sector Electricity Demand[rural residential,envelope] | NoSettings | 0 | 0 | 0 | 0 | 0 | 0 | 0 | 0 | 0 | 0 | 0 | 0 | 0 | 0 | 0 | 0 | 0 | 0 | 0 | 0 | 0 | 0 | 0 | 0 | 0 | 0 | 0 | 0 | 0 | 0 | 0
BAU Buildings Sector Electricity Demand[rural residential,lighting] | NoSettings | 348789 | 334134 | 328272 | 331203 | 334134 | 337065 | 345858 | 351720 | 360513 | 366375 | 372237 | 378099 | 383961 | 389823 | 395685 | 401547 | 407409 | 410340 | 413271 | 419133 | 422064 | 424995 | 430857 | 436719 | 442581 | 448443 | 454305 | 460167 | 463098 | 463098 | 463098
BAU Buildings Sector Electricity Demand[rural residential,appliances] | NoSettings | 1403950 | 1354120 | 1333600 | 1342400 | 1354120 | 1365850 | 1383430 | 1409810 | 1430330 | 1459640 | 1486020 | 1515330 | 1544640 | 1573950 | 1603260 | 1632570 | 1664810 | 1694120 | 1723430 | 1752740 | 1779120 | 1808430 | 1837740 | 1864120 | 1887560 | 1916870 | 1940320 | 1969630 | 1972560 | 1969630 | 1972560
BAU Buildings Sector Electricity Demand[rural residential,other component] | NoSettings | 1952050 | 1840670 | 1773250 | 1726360 | 1691190 | 1656010 | 1617910 | 1585670 | 1550500 | 1518260 | 1480150 | 1439120 | 1395160 | 1351190 | 1310160 | 1269120 | 1231020 | 1189990 | 1148950 | 1107920 | 1063950 | 1014130 | 964299 | 914472 | 864645 | 811887 | 762060 | 712233 | 697578 | 691716 | 682923
BAU Buildings Sector Electricity Demand[commercial,heating] | NoSettings | 2157220 | 2051700 | 2083940 | 2081010 | 2069290 | 2063420 | 2066350 | 2072220 | 2081010 | 2092730 | 2101530 | 2110320 | 2113250 | 2116180 | 2110320 | 2095660 | 2101530 | 2092730 | 2083940 | 2072220 | 2060490 | 2045840 | 2025320 | 1998940 | 1963770 | 1928600 | 1890490 | 1846530 | 1799630 | 1749810 | 1697050
BAU Buildings Sector Electricity Demand[commercial,cooling and ventilation] | NoSettings | 16120500 | 15563600 | 16032600 | 16179100 | 16179100 | 16179100 | 16179100 | 16120500 | 16003300 | 15886000 | 15680800 | 15505000 | 15270500 | 15006700 | 14742900 | 14420500 | 14244700 | 13980900 | 13775700 | 13541200 | 13336000 | 13130900 | 12955000 | 12779200 | 12632600 | 12515400 | 12398100 | 12310200 | 12222300 | 12134300 | 12046400
BAU Buildings Sector Electricity Demand[commercial,envelope] | NoSettings | 0 | 0 | 0 | 0 | 0 | 0 | 0 | 0 | 0 | 0 | 0 | 0 | 0 | 0 | 0 | 0 | 0 | 0 | 0 | 0 | 0 | 0 | 0 | 0 | 0 | 0 | 0 | 0 | 0 | 0 | 0
BAU Buildings Sector Electricity Demand[commercial,lighting] | NoSettings | 8675760 | 8265420 | 8206800 | 7884390 | 7474050 | 7063710 | 6711990 | 6360270 | 6037860 | 5744760 | 5480970 | 5246490 | 5041320 | 4836150 | 4660290 | 4484430 | 4337880 | 4191330 | 4074090 | 3956850 | 3839610 | 3722370 | 3663750 | 3575820 | 3487890 | 3429270 | 3370650 | 3312030 | 3253410 | 3224100 | 3165480
BAU Buildings Sector Electricity Demand[commercial,appliances] | NoSettings | 16355000 | 16208400 | 17058400 | 17586000 | 17967000 | 18230800 | 18406700 | 18523900 | 18553200 | 18523900 | 18494600 | 18465300 | 18436000 | 18406700 | 18377400 | 18289400 | 18406700 | 18406700 | 18406700 | 18406700 | 18377400 | 18348100 | 18289400 | 18201500 | 18142900 | 18055000 | 17967000 | 17908400 | 17820500 | 17732500 | 17673900
BAU Buildings Sector Electricity Demand[commercial,other component] | NoSettings | 44551200 | 43671900 | 45430500 | 46896000 | 48068400 | 49533900 | 50999400 | 52464900 | 54516600 | 55982100 | 57447600 | 59206200 | 60671700 | 62430300 | 63602700 | 64775100 | 66240600 | 67706100 | 69464700 | 70637100 | 72102600 | 73275000 | 74740500 | 75912900 | 77085300 | 78257700 | 79430100 | 80602500 | 81774900 | 82947300 | 84119700
BAU Buildings Sector Pollutant Emissions[urban residential,CO2] | NoSettings | 25132300000000 | 25883400000000 | 25876700000000 | 25929500000000 | 25868200000000 | 25855600000000 | 25782100000000 | 25670800000000 | 25544700000000 | 25353200000000 | 25118600000000 | 24928400000000 | 24632700000000 | 24450500000000 | 24163900000000 | 23877300000000 | 23697500000000 | 23519500000000 | 23286400000000 | 23211600000000 | 22984300000000 | 22863900000000 | 22798400000000 | 22733000000000 | 22722600000000 | 22664000000000 | 22649200000000 | 22642000000000 | 22633500000000 | 22678700000000 | 22724500000000
BAU Buildings Sector Pollutant Emissions[urban residential,VOC] | NoSettings | 1117280000 | 1148780000 | 1147220000 | 1149500000 | 1146680000 | 1145880000 | 1142260000 | 1137350000 | 1131480000 | 1122530000 | 1111920000 | 1103050000 | 1089630000 | 1081270000 | 1068450000 | 1055620000 | 1047420000 | 1039340000 | 1028850000 | 1025160000 | 1015030000 | 1009530000 | 1006440000 | 1003350000 | 1002680000 | 1000030000 | 999083000 | 998612000 | 998061000 | 999844000 | 1001670000
BAU Buildings Sector Pollutant Emissions[urban residential,CO] | NoSettings | 10459900000 | 10795600000 | 10814900000 | 10837300000 | 10814300000 | 10813500000 | 10789800000 | 10744300000 | 10698100000 | 10628600000 | 10537200000 | 10467800000 | 10353400000 | 10284500000 | 10170500000 | 10056600000 | 9987750000 | 9919010000 | 9827590000 | 9803810000 | 9712760000 | 9666880000 | 9643650000 | 9620440000 | 9619900000 | 9597080000 | 9596300000 | 9595960000 | 9595540000 | 9617720000 | 9639910000
BAU Buildings Sector Pollutant Emissions[urban residential,NOx] | NoSettings | 18974000000 | 19482700000 | 19457100000 | 19494000000 | 19448400000 | 19435300000 | 19376800000 | 19297300000 | 19202300000 | 19057400000 | 18885800000 | 18742100000 | 18525000000 | 18389800000 | 18182200000 | 17974700000 | 17842000000 | 17711200000 | 17541200000 | 17481400000 | 17317500000 | 17228400000 | 17178300000 | 17128300000 | 17117400000 | 17074500000 | 17059000000 | 17051300000 | 17042400000 | 17071200000 | 17100500000
BAU Buildings Sector Pollutant Emissions[urban residential,PM10] | NoSettings | 1521250000 | 1566210000 | 1566000000 | 1569150000 | 1565520000 | 1564800000 | 1560470000 | 1553840000 | 1546380000 | 1535050000 | 1521110000 | 1509860000 | 1492300000 | 1481490000 | 1464440000 | 1447400000 | 1436720000 | 1426150000 | 1412290000 | 1407880000 | 1394360000 | 1387210000 | 1383340000 | 1379470000 | 1378880000 | 1375390000 | 1374550000 | 1374140000 | 1373660000 | 1376390000 | 1379140000
BAU Buildings Sector Pollutant Emissions[urban residential,PM25] | NoSettings | 1518230000 | 1563190000 | 1562970000 | 1566120000 | 1562490000 | 1561780000 | 1557450000 | 1550820000 | 1543360000 | 1532030000 | 1518100000 | 1506840000 | 1489290000 | 1478480000 | 1461430000 | 1444390000 | 1433720000 | 1423150000 | 1409290000 | 1404890000 | 1391370000 | 1384220000 | 1380350000 | 1376480000 | 1375890000 | 1372410000 | 1371570000 | 1371160000 | 1370680000 | 1373400000 | 1376150000
BAU Buildings Sector Pollutant Emissions[urban residential,SOx] | NoSettings | 831520000 | 835150000 | 835391000 | 835632000 | 835389000 | 835387000 | 835144000 | 834659000 | 834173000 | 833445000 | 832476000 | 831748000 | 830537000 | 829809000 | 828597000 | 827385000 | 826656000 | 825928000 | 824957000 | 824713000 | 823743000 | 823258000 | 823015000 | 822773000 | 822773000 | 822531000 | 822530000 | 822531000 | 822531000 | 822774000 | 823016000
BAU Buildings Sector Pollutant Emissions[urban residential,BC] | NoSettings | 249624000 | 257036000 | 257000000 | 257520000 | 256921000 | 256804000 | 256091000 | 254998000 | 253768000 | 251901000 | 249604000 | 247749000 | 244855000 | 243074000 | 240265000 | 237457000 | 235698000 | 233957000 | 231675000 | 230950000 | 228721000 | 227544000 | 226906000 | 226269000 | 226172000 | 225599000 | 225461000 | 225393000 | 225314000 | 225763000 | 226217000
BAU Buildings Sector Pollutant Emissions[urban residential,OC] | NoSettings | 647265000 | 666506000 | 666414000 | 667763000 | 666209000 | 665904000 | 664053000 | 661217000 | 658024000 | 653178000 | 647216000 | 642400000 | 634889000 | 630267000 | 622976000 | 615687000 | 611122000 | 606601000 | 600678000 | 598796000 | 593012000 | 589956000 | 588301000 | 586647000 | 586395000 | 584907000 | 584550000 | 584375000 | 584169000 | 585335000 | 586513000
BAU Buildings Sector Pollutant Emissions[urban residential,CH4] | NoSettings | 504415000 | 517225000 | 515313000 | 516308000 | 514914000 | 514306000 | 512312000 | 510065000 | 507098000 | 502528000 | 497442000 | 492933000 | 486455000 | 482337000 | 476302000 | 470272000 | 466269000 | 462356000 | 457348000 | 455290000 | 450560000 | 447864000 | 446258000 | 444654000 | 444144000 | 442872000 | 442149000 | 441792000 | 441373000 | 441987000 | 442628000
BAU Buildings Sector Pollutant Emissions[urban residential,N2O] | NoSettings | 55462900 | 56524900 | 56042800 | 56142300 | 55963700 | 55842600 | 55544200 | 55295100 | 54902100 | 54288600 | 53671700 | 53070200 | 52274800 | 51751500 | 51045000 | 50339100 | 49838800 | 49356500 | 48755100 | 48443800 | 47898000 | 47558700 | 47337400 | 47116600 | 47014400 | 46859900 | 46715100 | 46643300 | 46559300 | 46581900 | 46609700
BAU Buildings Sector Pollutant Emissions[urban residential,F gases] | NoSettings | 0 | 0 | 0 | 0 | 0 | 0 | 0 | 0 | 0 | 0 | 0 | 0 | 0 | 0 | 0 | 0 | 0 | 0 | 0 | 0 | 0 | 0 | 0 | 0 | 0 | 0 | 0 | 0 | 0 | 0 | 0
BAU Buildings Sector Pollutant Emissions[rural residential,CO2] | NoSettings | 1448560000000 | 1489680000000 | 1485820000000 | 1486660000000 | 1480360000000 | 1484060000000 | 1470600000000 | 1469740000000 | 1460920000000 | 1451480000000 | 1430870000000 | 1420140000000 | 1404230000000 | 1389550000000 | 1370230000000 | 1360910000000 | 1341030000000 | 1326470000000 | 1311890000000 | 1302090000000 | 1293510000000 | 1280320000000 | 1272420000000 | 1272540000000 | 1267410000000 | 1269370000000 | 1260380000000 | 1256900000000 | 1255040000000 | 1259070000000 | 1257130000000
BAU Buildings Sector Pollutant Emissions[rural residential,VOC] | NoSettings | 68845100 | 70480000 | 70117300 | 70172400 | 69879100 | 70004700 | 69362900 | 69307000 | 68850900 | 68355100 | 67365000 | 66785800 | 65985400 | 65264300 | 64357500 | 63869600 | 62927100 | 62213900 | 61500500 | 60981100 | 60541000 | 59916300 | 59519800 | 59471600 | 59208300 | 59266800 | 58822600 | 58631800 | 58522900 | 58669600 | 58544000
BAU Buildings Sector Pollutant Emissions[rural residential,CO] | NoSettings | 584021000 | 603952000 | 605712000 | 605753000 | 603441000 | 605605000 | 600939000 | 600891000 | 598446000 | 595966000 | 588948000 | 586400000 | 581604000 | 576874000 | 569926000 | 567451000 | 560471000 | 555745000 | 551016000 | 548519000 | 546086000 | 541439000 | 539044000 | 540035000 | 538579000 | 539868000 | 537023000 | 536248000 | 535953000 | 538143000 | 538041000
BAU Buildings Sector Pollutant Emissions[rural residential,NOx] | NoSettings | 1321100000 | 1347480000 | 1341560000 | 1342460000 | 1337710000 | 1339730000 | 1329340000 | 1328430000 | 1321050000 | 1313010000 | 1296970000 | 1287580000 | 1274610000 | 1262930000 | 1248250000 | 1240340000 | 1225070000 | 1213520000 | 1201950000 | 1193530000 | 1186390000 | 1176280000 | 1169850000 | 1169050000 | 1164780000 | 1165720000 | 1158520000 | 1155430000 | 1153660000 | 1156030000 | 1153980000
BAU Buildings Sector Pollutant Emissions[rural residential,PM10] | NoSettings | 91377300 | 93851400 | 93649600 | 93697500 | 93324500 | 93550100 | 92755600 | 92707100 | 92191800 | 91641100 | 90426000 | 89802400 | 88869200 | 88005600 | 86863500 | 86319200 | 85144500 | 84287200 | 83428500 | 82857600 | 82355500 | 81576400 | 81112300 | 81127400 | 80827100 | 80947900 | 80419500 | 80217600 | 80110700 | 80355600 | 80245500
BAU Buildings Sector Pollutant Emissions[rural residential,PM25] | NoSettings | 90726300 | 93200400 | 92998600 | 93046500 | 92673500 | 92899200 | 92104800 | 92056200 | 91540900 | 90990300 | 89775200 | 89151700 | 88218600 | 87355000 | 86213000 | 85668900 | 84494400 | 83637200 | 82778800 | 82207900 | 81706000 | 80926900 | 80463000 | 80478200 | 80177900 | 80298800 | 79770400 | 79568600 | 79461700 | 79706600 | 79596500
BAU Buildings Sector Pollutant Emissions[rural residential,SOx] | NoSettings | 171542000 | 171760000 | 171784000 | 171784000 | 171760000 | 171784000 | 171735000 | 171735000 | 171711000 | 171687000 | 171614000 | 171590000 | 171541000 | 171493000 | 171420000 | 171396000 | 171323000 | 171274000 | 171226000 | 171202000 | 171177000 | 171129000 | 171105000 | 171117000 | 171102000 | 171117000 | 171088000 | 171080000 | 171078000 | 171102000 | 171102000
BAU Buildings Sector Pollutant Emissions[rural residential,BC] | NoSettings | 14822400 | 15230300 | 15197000 | 15204900 | 15143400 | 15180600 | 15049700 | 15041600 | 14956700 | 14865900 | 14665600 | 14562800 | 14409000 | 14266600 | 14078400 | 13988700 | 13795200 | 13653900 | 13512500 | 13418400 | 13335700 | 13207300 | 13130900 | 13133400 | 13083900 | 13103900 | 13016800 | 12983500 | 12965900 | 13006200 | 12988100
BAU Buildings Sector Pollutant Emissions[rural residential,OC] | NoSettings | 38317700 | 39376600 | 39290200 | 39310800 | 39151100 | 39247700 | 38907800 | 38886900 | 38666400 | 38430800 | 37910900 | 37644200 | 37244900 | 36875400 | 36386700 | 36154100 | 35651800 | 35285100 | 34918100 | 34673800 | 34459200 | 34125800 | 33927500 | 33934100 | 33805700 | 33857400 | 33631400 | 33545100 | 33499400 | 33604100 | 33557000
BAU Buildings Sector Pollutant Emissions[rural residential,CH4] | NoSettings | 32839700 | 33415700 | 33068400 | 33110200 | 32961900 | 32983700 | 32645200 | 32603300 | 32332100 | 32030600 | 31502100 | 31137700 | 30679300 | 30280800 | 29815400 | 29519700 | 29026800 | 28634100 | 28240900 | 27921700 | 27662200 | 27336500 | 27109800 | 27036400 | 26881200 | 26881400 | 26633300 | 26511000 | 26435900 | 26473500 | 26378400
BAU Buildings Sector Pollutant Emissions[rural residential,N2O] | NoSettings | 4186890 | 4212080 | 4132650 | 4141020 | 4121390 | 4115770 | 4068080 | 4059720 | 4015500 | 3965220 | 3889540 | 3826670 | 3755000 | 3695330 | 3632260 | 3583140 | 3514560 | 3456050 | 3397420 | 3343590 | 3301700 | 3256560 | 3221210 | 3201540 | 3176490 | 3170500 | 3132890 | 3111400 | 3097370 | 3094890 | 3075850
BAU Buildings Sector Pollutant Emissions[rural residential,F gases] | NoSettings | 0 | 0 | 0 | 0 | 0 | 0 | 0 | 0 | 0 | 0 | 0 | 0 | 0 | 0 | 0 | 0 | 0 | 0 | 0 | 0 | 0 | 0 | 0 | 0 | 0 | 0 | 0 | 0 | 0 | 0 | 0
BAU Buildings Sector Pollutant Emissions[commercial,CO2] | NoSettings | 11975600000000 | 12103700000000 | 12492600000000 | 12689600000000 | 12777900000000 | 12796000000000 | 12781900000000 | 12736800000000 | 12683100000000 | 12624100000000 | 12532900000000 | 12542600000000 | 12430100000000 | 12338700000000 | 12273700000000 | 12219300000000 | 12122500000000 | 12078700000000 | 12034900000000 | 12003800000000 | 11930200000000 | 11909900000000 | 11942600000000 | 11927800000000 | 11984200000000 | 12041500000000 | 12050400000000 | 12060300000000 | 12133900000000 | 12202300000000 | 12228300000000
BAU Buildings Sector Pollutant Emissions[commercial,VOC] | NoSettings | 494277000 | 499817000 | 516622000 | 525136000 | 529160000 | 530017000 | 529487000 | 527742000 | 525707000 | 523439000 | 519784000 | 520485000 | 515906000 | 512239000 | 509715000 | 507648000 | 503748000 | 502138000 | 500526000 | 499257000 | 496155000 | 495352000 | 496842000 | 496278000 | 498584000 | 501060000 | 501315000 | 501741000 | 504922000 | 507877000 | 509003000
BAU Buildings Sector Pollutant Emissions[commercial,CO] | NoSettings | 4653950000 | 4708400000 | 4873590000 | 4957270000 | 4995580000 | 5006330000 | 5003450000 | 4985050000 | 4966140000 | 4944930000 | 4910080000 | 4918060000 | 4874140000 | 4839180000 | 4815450000 | 4796220000 | 4758970000 | 4744230000 | 4729470000 | 4719330000 | 4691160000 | 4685600000 | 4702580000 | 4699360000 | 4725600000 | 4749950000 | 4756020000 | 4760210000 | 4791470000 | 4820520000 | 4831590000
BAU Buildings Sector Pollutant Emissions[commercial,NOx] | NoSettings | 9098090000 | 9187600000 | 9459160000 | 9596730000 | 9657340000 | 9666740000 | 9653730000 | 9621110000 | 9579390000 | 9533880000 | 9465960000 | 9468440000 | 9385590000 | 9317490000 | 9267840000 | 9225600000 | 9153720000 | 9118850000 | 9083950000 | 9059010000 | 9004430000 | 8987010000 | 9006650000 | 8993090000 | 9030320000 | 9070340000 | 9074410000 | 9081300000 | 9132700000 | 9180460000 | 9198650000
BAU Buildings Sector Pollutant Emissions[commercial,PM10] | NoSettings | 788430000 | 796077000 | 819279000 | 831033000 | 835958000 | 836710000 | 835547000 | 832506000 | 828636000 | 824443000 | 818335000 | 818243000 | 810859000 | 804735000 | 800188000 | 796274000 | 789828000 | 786544000 | 783257000 | 781076000 | 776362000 | 774824000 | 776451000 | 775242000 | 778627000 | 782046000 | 782598000 | 783187000 | 787578000 | 791659000 | 793213000
BAU Buildings Sector Pollutant Emissions[commercial,PM25] | NoSettings | 770753000 | 778401000 | 801603000 | 813357000 | 818364000 | 819199000 | 818119000 | 815160000 | 811455000 | 807428000 | 801485000 | 801557000 | 794338000 | 788380000 | 783998000 | 780249000 | 773967000 | 770849000 | 767727000 | 765628000 | 760997000 | 759541000 | 761251000 | 760124000 | 763509000 | 766928000 | 767480000 | 768069000 | 772460000 | 776541000 | 778095000
BAU Buildings Sector Pollutant Emissions[commercial,SOx] | NoSettings | 209637000 | 210222000 | 211995000 | 212894000 | 213280000 | 213373000 | 213320000 | 213097000 | 212847000 | 212571000 | 212150000 | 212188000 | 211669000 | 211246000 | 210944000 | 210690000 | 210242000 | 210037000 | 209831000 | 209700000 | 209376000 | 209294000 | 209454000 | 209398000 | 209683000 | 209944000 | 210013000 | 210058000 | 210394000 | 210706000 | 210824000
BAU Buildings Sector Pollutant Emissions[commercial,BC] | NoSettings | 117508000 | 118770000 | 122595000 | 124533000 | 125404000 | 125588000 | 125455000 | 125013000 | 124494000 | 123921000 | 123033000 | 123136000 | 122037000 | 121146000 | 120515000 | 119988000 | 119043000 | 118621000 | 118197000 | 117897000 | 117179000 | 116984000 | 117312000 | 117172000 | 117730000 | 118294000 | 118385000 | 118482000 | 119206000 | 119879000 | 120135000
BAU Buildings Sector Pollutant Emissions[commercial,OC] | NoSettings | 303492000 | 306765000 | 316696000 | 321727000 | 323995000 | 324478000 | 324141000 | 323000000 | 321665000 | 320191000 | 317898000 | 318180000 | 315341000 | 313041000 | 311416000 | 310062000 | 307624000 | 306540000 | 305454000 | 304681000 | 302824000 | 302326000 | 303183000 | 302826000 | 304275000 | 305738000 | 305974000 | 306226000 | 308106000 | 309852000 | 310518000
BAU Buildings Sector Pollutant Emissions[commercial,CH4] | NoSettings | 283443000 | 285858000 | 293187000 | 296899000 | 298403000 | 298398000 | 297789000 | 296776000 | 295260000 | 293642000 | 291419000 | 291095000 | 288469000 | 286241000 | 284511000 | 282981000 | 280651000 | 279320000 | 277988000 | 277057000 | 275326000 | 274598000 | 274870000 | 274246000 | 275125000 | 276205000 | 276189000 | 276375000 | 277762000 | 279051000 | 279542000
BAU Buildings Sector Pollutant Emissions[commercial,N2O] | NoSettings | 38545000 | 38786500 | 39519200 | 39890400 | 40010700 | 39950200 | 39829200 | 39698000 | 39456300 | 39204400 | 38892100 | 38769800 | 38417200 | 38104300 | 37841300 | 37598300 | 37275300 | 37052200 | 36829000 | 36675900 | 36442800 | 36310000 | 36277200 | 36154700 | 36212600 | 36320600 | 36289000 | 36307600 | 36446300 | 36575200 | 36624300
BAU Buildings Sector Pollutant Emissions[commercial,F gases] | NoSettings | 0 | 0 | 0 | 0 | 0 | 0 | 0 | 0 | 0 | 0 | 0 | 0 | 0 | 0 | 0 | 0 | 0 | 0 | 0 | 0 | 0 | 0 | 0 | 0 | 0 | 0 | 0 | 0 | 0 | 0 | 0
Building Components Energy Use[urban residential,electricity bf,heating] | NoSettings | 32600000000000 | 32200000000000 | 32500000000000 | 33500000000000 | 34600000000000 | 35800000000000 | 37100000000000 | 38600000000000 | 40000000000000 | 41400000000000 | 42900000000000 | 44300000000000 | 45700000000000 | 47100000000000 | 48300000000000 | 49600000000000 | 50800000000000 | 52200000000000 | 53600000000000 | 54800000000000 | 56200000000000 | 57400000000000 | 58500000000000 | 59400000000000 | 60400000000000 | 61200000000000 | 61900000000000 | 62500000000000 | 62200000000000 | 61800000000000 | 61300000000000
Building Components Energy Use[urban residential,electricity bf,cooling and ventilation] | NoSettings | 21730000000000 | 20360000000000 | 19550000000000 | 19180000000000 | 18890000000000 | 18620000000000 | 18480000000000 | 18450000000000 | 18430000000000 | 18450000000000 | 18490000000000 | 18590000000000 | 18710000000000 | 18820000000000 | 18890000000000 | 18970000000000 | 19130000000000 | 19230000000000 | 19360000000000 | 19500000000000 | 19640000000000 | 19960000000000 | 20280000000000 | 20580000000000 | 20920000000000 | 21270000000000 | 21590000000000 | 21970000000000 | 22040000000000 | 22110000000000 | 22180000000000
Building Components Energy Use[urban residential,electricity bf,envelope] | NoSettings | 0 | 0 | 0 | 0 | 0 | 0 | 0 | 0 | 0 | 0 | 0 | 0 | 0 | 0 | 0 | 0 | 0 | 0 | 0 | 0 | 0 | 0 | 0 | 0 | 0 | 0 | 0 | 0 | 0 | 0 | 0
Building Components Energy Use[urban residential,electricity bf,lighting] | NoSettings | 22600000000000 | 21600000000000 | 21300000000000 | 21500000000000 | 21600000000000 | 21900000000000 | 22400000000000 | 22900000000000 | 23300000000000 | 23700000000000 | 24100000000000 | 24400000000000 | 24800000000000 | 25200000000000 | 25600000000000 | 26000000000000 | 26300000000000 | 26500000000000 | 26800000000000 | 27000000000000 | 27200000000000 | 27500000000000 | 27800000000000 | 28200000000000 | 28500000000000 | 28900000000000 | 29300000000000 | 29800000000000 | 29900000000000 | 30000000000000 | 30000000000000
Building Components Energy Use[urban residential,electricity bf,appliances] | NoSettings | 91100000000000 | 87800000000000 | 86500000000000 | 87000000000000 | 87700000000000 | 88600000000000 | 89800000000000 | 91300000000000 | 92800000000000 | 94400000000000 | 96200000000000 | 98100000000000 | 100000000000000 | 102000000000000 | 104000000000000 | 106000000000000 | 108000000000000 | 110000000000000 | 112000000000000 | 113000000000000 | 115000000000000 | 117000000000000 | 119000000000000 | 121000000000000 | 123000000000000 | 124000000000000 | 126000000000000 | 127000000000000 | 128000000000000 | 128000000000000 | 128000000000000
Building Components Energy Use[urban residential,electricity bf,other component] | NoSettings | 126500000000000 | 119400000000000 | 115000000000000 | 111800000000000 | 109600000000000 | 107400000000000 | 104900000000000 | 102700000000000 | 100600000000000 | 98410000000000 | 96010000000000 | 93270000000000 | 90420000000000 | 87610000000000 | 84870000000000 | 82150000000000 | 79700000000000 | 77060000000000 | 74410000000000 | 71700000000000 | 68860000000000 | 65720000000000 | 62510000000000 | 59260000000000 | 56010000000000 | 52760000000000 | 49450000000000 | 46040000000000 | 45220000000000 | 44750000000000 | 44280000000000
Building Components Energy Use[urban residential,hard coal bf,heating] | NoSettings | 0 | 0 | 0 | 0 | 0 | 0 | 0 | 0 | 0 | 0 | 0 | 0 | 0 | 0 | 0 | 0 | 0 | 0 | 0 | 0 | 0 | 0 | 0 | 0 | 0 | 0 | 0 | 0 | 0 | 0 | 0
Building Components Energy Use[urban residential,hard coal bf,cooling and ventilation] | NoSettings | 0 | 0 | 0 | 0 | 0 | 0 | 0 | 0 | 0 | 0 | 0 | 0 | 0 | 0 | 0 | 0 | 0 | 0 | 0 | 0 | 0 | 0 | 0 | 0 | 0 | 0 | 0 | 0 | 0 | 0 | 0
Building Components Energy Use[urban residential,hard coal bf,envelope] | NoSettings | 0 | 0 | 0 | 0 | 0 | 0 | 0 | 0 | 0 | 0 | 0 | 0 | 0 | 0 | 0 | 0 | 0 | 0 | 0 | 0 | 0 | 0 | 0 | 0 | 0 | 0 | 0 | 0 | 0 | 0 | 0
Building Components Energy Use[urban residential,hard coal bf,lighting] | NoSettings | 0 | 0 | 0 | 0 | 0 | 0 | 0 | 0 | 0 | 0 | 0 | 0 | 0 | 0 | 0 | 0 | 0 | 0 | 0 | 0 | 0 | 0 | 0 | 0 | 0 | 0 | 0 | 0 | 0 | 0 | 0
Building Components Energy Use[urban residential,hard coal bf,appliances] | NoSettings | 0 | 0 | 0 | 0 | 0 | 0 | 0 | 0 | 0 | 0 | 0 | 0 | 0 | 0 | 0 | 0 | 0 | 0 | 0 | 0 | 0 | 0 | 0 | 0 | 0 | 0 | 0 | 0 | 0 | 0 | 0
Building Components Energy Use[urban residential,hard coal bf,other component] | NoSettings | 0 | 0 | 0 | 0 | 0 | 0 | 0 | 0 | 0 | 0 | 0 | 0 | 0 | 0 | 0 | 0 | 0 | 0 | 0 | 0 | 0 | 0 | 0 | 0 | 0 | 0 | 0 | 0 | 0 | 0 | 0
Building Components Energy Use[urban residential,natural gas bf,heating] | NoSettings | 216000000000000 | 223000000000000 | 224000000000000 | 224000000000000 | 224000000000000 | 224000000000000 | 222000000000000 | 221000000000000 | 220000000000000 | 217000000000000 | 215000000000000 | 213000000000000 | 210000000000000 | 208000000000000 | 205000000000000 | 203000000000000 | 201000000000000 | 199000000000000 | 197000000000000 | 197000000000000 | 195000000000000 | 192000000000000 | 191000000000000 | 189000000000000 | 188000000000000 | 187000000000000 | 186000000000000 | 185000000000000 | 184000000000000 | 184000000000000 | 184000000000000
Building Components Energy Use[urban residential,natural gas bf,cooling and ventilation] | NoSettings | 200800000000 | 202200000000 | 197800000000 | 193700000000 | 189800000000 | 185700000000 | 182000000000 | 178200000000 | 174500000000 | 171000000000 | 167400000000 | 164400000000 | 161400000000 | 158500000000 | 155400000000 | 152600000000 | 150300000000 | 147500000000 | 145000000000 | 142800000000 | 140800000000 | 140800000000 | 141600000000 | 142500000000 | 144100000000 | 146100000000 | 148300000000 | 150600000000 | 152800000000 | 155100000000 | 157600000000
Building Components Energy Use[urban residential,natural gas bf,envelope] | NoSettings | 0 | 0 | 0 | 0 | 0 | 0 | 0 | 0 | 0 | 0 | 0 | 0 | 0 | 0 | 0 | 0 | 0 | 0 | 0 | 0 | 0 | 0 | 0 | 0 | 0 | 0 | 0 | 0 | 0 | 0 | 0
Building Components Energy Use[urban residential,natural gas bf,lighting] | NoSettings | 0 | 0 | 0 | 0 | 0 | 0 | 0 | 0 | 0 | 0 | 0 | 0 | 0 | 0 | 0 | 0 | 0 | 0 | 0 | 0 | 0 | 0 | 0 | 0 | 0 | 0 | 0 | 0 | 0 | 0 | 0
Building Components Energy Use[urban residential,natural gas bf,appliances] | NoSettings | 238000000000000 | 246000000000000 | 246000000000000 | 247000000000000 | 246000000000000 | 246000000000000 | 247000000000000 | 246000000000000 | 245000000000000 | 245000000000000 | 243000000000000 | 242000000000000 | 240000000000000 | 239000000000000 | 237000000000000 | 234000000000000 | 233000000000000 | 232000000000000 | 230000000000000 | 229000000000000 | 227000000000000 | 228000000000000 | 228000000000000 | 229000000000000 | 230000000000000 | 230000000000000 | 231000000000000 | 232000000000000 | 233000000000000 | 234000000000000 | 235000000000000
Building Components Energy Use[urban residential,natural gas bf,other component] | NoSettings | 0 | 0 | 0 | 0 | 0 | 0 | 0 | 0 | 0 | 0 | 0 | 0 | 0 | 0 | 0 | 0 | 0 | 0 | 0 | 0 | 0 | 0 | 0 | 0 | 0 | 0 | 0 | 0 | 0 | 0 | 0
Building Components Energy Use[urban residential,petroleum diesel bf,heating] | NoSettings | 294000000000 | 294000000000 | 295000000000 | 295000000000 | 295000000000 | 294000000000 | 294000000000 | 293000000000 | 292000000000 | 290000000000 | 289000000000 | 287000000000 | 285000000000 | 283000000000 | 279000000000 | 276000000000 | 272000000000 | 268000000000 | 262000000000 | 259000000000 | 255000000000 | 251000000000 | 246000000000 | 241000000000 | 236000000000 | 229000000000 | 220000000000 | 211000000000 | 200000000000 | 189000000000 | 176000000000
Building Components Energy Use[urban residential,petroleum diesel bf,cooling and ventilation] | NoSettings | 0 | 0 | 0 | 0 | 0 | 0 | 0 | 0 | 0 | 0 | 0 | 0 | 0 | 0 | 0 | 0 | 0 | 0 | 0 | 0 | 0 | 0 | 0 | 0 | 0 | 0 | 0 | 0 | 0 | 0 | 0
Building Components Energy Use[urban residential,petroleum diesel bf,envelope] | NoSettings | 0 | 0 | 0 | 0 | 0 | 0 | 0 | 0 | 0 | 0 | 0 | 0 | 0 | 0 | 0 | 0 | 0 | 0 | 0 | 0 | 0 | 0 | 0 | 0 | 0 | 0 | 0 | 0 | 0 | 0 | 0
Building Components Energy Use[urban residential,petroleum diesel bf,lighting] | NoSettings | 0 | 0 | 0 | 0 | 0 | 0 | 0 | 0 | 0 | 0 | 0 | 0 | 0 | 0 | 0 | 0 | 0 | 0 | 0 | 0 | 0 | 0 | 0 | 0 | 0 | 0 | 0 | 0 | 0 | 0 | 0
Building Components Energy Use[urban residential,petroleum diesel bf,appliances] | NoSettings | 4080000000 | 3740000000 | 3440000000 | 3170000000 | 2940000000 | 2740000000 | 2600000000 | 2510000000 | 2470000000 | 2490000000 | 2540000000 | 2670000000 | 2840000000 | 3040000000 | 3350000000 | 3730000000 | 4240000000 | 4880000000 | 5730000000 | 6810000000 | 8230000000 | 10100000000 | 12800000000 | 16200000000 | 20600000000 | 26400000000 | 33700000000 | 42700000000 | 53300000000 | 65000000000 | 77300000000
Building Components Energy Use[urban residential,petroleum diesel bf,other component] | NoSettings | 0 | 0 | 0 | 0 | 0 | 0 | 0 | 0 | 0 | 0 | 0 | 0 | 0 | 0 | 0 | 0 | 0 | 0 | 0 | 0 | 0 | 0 | 0 | 0 | 0 | 0 | 0 | 0 | 0 | 0 | 0
Building Components Energy Use[urban residential,heat bf,heating] | NoSettings | 0 | 0 | 0 | 0 | 0 | 0 | 0 | 0 | 0 | 0 | 0 | 0 | 0 | 0 | 0 | 0 | 0 | 0 | 0 | 0 | 0 | 0 | 0 | 0 | 0 | 0 | 0 | 0 | 0 | 0 | 0
Building Components Energy Use[urban residential,heat bf,cooling and ventilation] | NoSettings | 0 | 0 | 0 | 0 | 0 | 0 | 0 | 0 | 0 | 0 | 0 | 0 | 0 | 0 | 0 | 0 | 0 | 0 | 0 | 0 | 0 | 0 | 0 | 0 | 0 | 0 | 0 | 0 | 0 | 0 | 0
Building Components Energy Use[urban residential,heat bf,envelope] | NoSettings | 0 | 0 | 0 | 0 | 0 | 0 | 0 | 0 | 0 | 0 | 0 | 0 | 0 | 0 | 0 | 0 | 0 | 0 | 0 | 0 | 0 | 0 | 0 | 0 | 0 | 0 | 0 | 0 | 0 | 0 | 0
Building Components Energy Use[urban residential,heat bf,lighting] | NoSettings | 0 | 0 | 0 | 0 | 0 | 0 | 0 | 0 | 0 | 0 | 0 | 0 | 0 | 0 | 0 | 0 | 0 | 0 | 0 | 0 | 0 | 0 | 0 | 0 | 0 | 0 | 0 | 0 | 0 | 0 | 0
Building Components Energy Use[urban residential,heat bf,appliances] | NoSettings | 0 | 0 | 0 | 0 | 0 | 0 | 0 | 0 | 0 | 0 | 0 | 0 | 0 | 0 | 0 | 0 | 0 | 0 | 0 | 0 | 0 | 0 | 0 | 0 | 0 | 0 | 0 | 0 | 0 | 0 | 0
Building Components Energy Use[urban residential,heat bf,other component] | NoSettings | 0 | 0 | 0 | 0 | 0 | 0 | 0 | 0 | 0 | 0 | 0 | 0 | 0 | 0 | 0 | 0 | 0 | 0 | 0 | 0 | 0 | 0 | 0 | 0 | 0 | 0 | 0 | 0 | 0 | 0 | 0
Building Components Energy Use[urban residential,biomass bf,heating] | NoSettings | 17800000000000 | 17800000000000 | 17800000000000 | 17800000000000 | 17800000000000 | 17800000000000 | 17800000000000 | 17800000000000 | 17800000000000 | 17800000000000 | 17800000000000 | 17800000000000 | 17800000000000 | 17800000000000 | 17800000000000 | 17800000000000 | 17800000000000 | 17800000000000 | 17800000000000 | 17800000000000 | 17800000000000 | 17800000000000 | 17800000000000 | 17800000000000 | 17800000000000 | 17800000000000 | 17800000000000 | 17800000000000 | 17800000000000 | 17800000000000 | 17800000000000
Building Components Energy Use[urban residential,biomass bf,cooling and ventilation] | NoSettings | 0 | 0 | 0 | 0 | 0 | 0 | 0 | 0 | 0 | 0 | 0 | 0 | 0 | 0 | 0 | 0 | 0 | 0 | 0 | 0 | 0 | 0 | 0 | 0 | 0 | 0 | 0 | 0 | 0 | 0 | 0
Building Components Energy Use[urban residential,biomass bf,envelope] | NoSettings | 0 | 0 | 0 | 0 | 0 | 0 | 0 | 0 | 0 | 0 | 0 | 0 | 0 | 0 | 0 | 0 | 0 | 0 | 0 | 0 | 0 | 0 | 0 | 0 | 0 | 0 | 0 | 0 | 0 | 0 | 0
Building Components Energy Use[urban residential,biomass bf,lighting] | NoSettings | 0 | 0 | 0 | 0 | 0 | 0 | 0 | 0 | 0 | 0 | 0 | 0 | 0 | 0 | 0 | 0 | 0 | 0 | 0 | 0 | 0 | 0 | 0 | 0 | 0 | 0 | 0 | 0 | 0 | 0 | 0
Building Components Energy Use[urban residential,biomass bf,appliances] | NoSettings | 0 | 0 | 0 | 0 | 0 | 0 | 0 | 0 | 0 | 0 | 0 | 0 | 0 | 0 | 0 | 0 | 0 | 0 | 0 | 0 | 0 | 0 | 0 | 0 | 0 | 0 | 0 | 0 | 0 | 0 | 0
Building Components Energy Use[urban residential,biomass bf,other component] | NoSettings | 0 | 0 | 0 | 0 | 0 | 0 | 0 | 0 | 0 | 0 | 0 | 0 | 0 | 0 | 0 | 0 | 0 | 0 | 0 | 0 | 0 | 0 | 0 | 0 | 0 | 0 | 0 | 0 | 0 | 0 | 0
Building Components Energy Use[urban residential,kerosene bf,heating] | NoSettings | 0 | 0 | 0 | 0 | 0 | 0 | 0 | 0 | 0 | 0 | 0 | 0 | 0 | 0 | 0 | 0 | 0 | 0 | 0 | 0 | 0 | 0 | 0 | 0 | 0 | 0 | 0 | 0 | 0 | 0 | 0
Building Components Energy Use[urban residential,kerosene bf,cooling and ventilation] | NoSettings | 0 | 0 | 0 | 0 | 0 | 0 | 0 | 0 | 0 | 0 | 0 | 0 | 0 | 0 | 0 | 0 | 0 | 0 | 0 | 0 | 0 | 0 | 0 | 0 | 0 | 0 | 0 | 0 | 0 | 0 | 0
Building Components Energy Use[urban residential,kerosene bf,envelope] | NoSettings | 0 | 0 | 0 | 0 | 0 | 0 | 0 | 0 | 0 | 0 | 0 | 0 | 0 | 0 | 0 | 0 | 0 | 0 | 0 | 0 | 0 | 0 | 0 | 0 | 0 | 0 | 0 | 0 | 0 | 0 | 0
Building Components Energy Use[urban residential,kerosene bf,lighting] | NoSettings | 0 | 0 | 0 | 0 | 0 | 0 | 0 | 0 | 0 | 0 | 0 | 0 | 0 | 0 | 0 | 0 | 0 | 0 | 0 | 0 | 0 | 0 | 0 | 0 | 0 | 0 | 0 | 0 | 0 | 0 | 0
Building Components Energy Use[urban residential,kerosene bf,appliances] | NoSettings | 0 | 0 | 0 | 0 | 0 | 0 | 0 | 0 | 0 | 0 | 0 | 0 | 0 | 0 | 0 | 0 | 0 | 0 | 0 | 0 | 0 | 0 | 0 | 0 | 0 | 0 | 0 | 0 | 0 | 0 | 0
Building Components Energy Use[urban residential,kerosene bf,other component] | NoSettings | 0 | 0 | 0 | 0 | 0 | 0 | 0 | 0 | 0 | 0 | 0 | 0 | 0 | 0 | 0 | 0 | 0 | 0 | 0 | 0 | 0 | 0 | 0 | 0 | 0 | 0 | 0 | 0 | 0 | 0 | 0
Building Components Energy Use[urban residential,heavy or residual fuel oil bf,heating] | NoSettings | 0 | 0 | 0 | 0 | 0 | 0 | 0 | 0 | 0 | 0 | 0 | 0 | 0 | 0 | 0 | 0 | 0 | 0 | 0 | 0 | 0 | 0 | 0 | 0 | 0 | 0 | 0 | 0 | 0 | 0 | 0
Building Components Energy Use[urban residential,heavy or residual fuel oil bf,cooling and ventilation] | NoSettings | 0 | 0 | 0 | 0 | 0 | 0 | 0 | 0 | 0 | 0 | 0 | 0 | 0 | 0 | 0 | 0 | 0 | 0 | 0 | 0 | 0 | 0 | 0 | 0 | 0 | 0 | 0 | 0 | 0 | 0 | 0
Building Components Energy Use[urban residential,heavy or residual fuel oil bf,envelope] | NoSettings | 0 | 0 | 0 | 0 | 0 | 0 | 0 | 0 | 0 | 0 | 0 | 0 | 0 | 0 | 0 | 0 | 0 | 0 | 0 | 0 | 0 | 0 | 0 | 0 | 0 | 0 | 0 | 0 | 0 | 0 | 0
Building Components Energy Use[urban residential,heavy or residual fuel oil bf,lighting] | NoSettings | 0 | 0 | 0 | 0 | 0 | 0 | 0 | 0 | 0 | 0 | 0 | 0 | 0 | 0 | 0 | 0 | 0 | 0 | 0 | 0 | 0 | 0 | 0 | 0 | 0 | 0 | 0 | 0 | 0 | 0 | 0
Building Components Energy Use[urban residential,heavy or residual fuel oil bf,appliances] | NoSettings | 0 | 0 | 0 | 0 | 0 | 0 | 0 | 0 | 0 | 0 | 0 | 0 | 0 | 0 | 0 | 0 | 0 | 0 | 0 | 0 | 0 | 0 | 0 | 0 | 0 | 0 | 0 | 0 | 0 | 0 | 0
Building Components Energy Use[urban residential,heavy or residual fuel oil bf,other component] | NoSettings | 0 | 0 | 0 | 0 | 0 | 0 | 0 | 0 | 0 | 0 | 0 | 0 | 0 | 0 | 0 | 0 | 0 | 0 | 0 | 0 | 0 | 0 | 0 | 0 | 0 | 0 | 0 | 0 | 0 | 0 | 0
Building Components Energy Use[urban residential,LPG propane or butane bf,heating] | NoSettings | 12000000000000 | 11600000000000 | 11000000000000 | 11100000000000 | 11100000000000 | 11000000000000 | 10800000000000 | 10800000000000 | 10600000000000 | 10200000000000 | 9960000000000 | 9600000000000 | 9250000000000 | 8990000000000 | 8740000000000 | 8490000000000 | 8240000000000 | 8010000000000 | 7750000000000 | 7480000000000 | 7290000000000 | 7100000000000 | 6930000000000 | 6760000000000 | 6620000000000 | 6530000000000 | 6340000000000 | 6230000000000 | 6120000000000 | 6020000000000 | 5920000000000
Building Components Energy Use[urban residential,LPG propane or butane bf,cooling and ventilation] | NoSettings | 0 | 0 | 0 | 0 | 0 | 0 | 0 | 0 | 0 | 0 | 0 | 0 | 0 | 0 | 0 | 0 | 0 | 0 | 0 | 0 | 0 | 0 | 0 | 0 | 0 | 0 | 0 | 0 | 0 | 0 | 0
Building Components Energy Use[urban residential,LPG propane or butane bf,envelope] | NoSettings | 0 | 0 | 0 | 0 | 0 | 0 | 0 | 0 | 0 | 0 | 0 | 0 | 0 | 0 | 0 | 0 | 0 | 0 | 0 | 0 | 0 | 0 | 0 | 0 | 0 | 0 | 0 | 0 | 0 | 0 | 0
Building Components Energy Use[urban residential,LPG propane or butane bf,lighting] | NoSettings | 0 | 0 | 0 | 0 | 0 | 0 | 0 | 0 | 0 | 0 | 0 | 0 | 0 | 0 | 0 | 0 | 0 | 0 | 0 | 0 | 0 | 0 | 0 | 0 | 0 | 0 | 0 | 0 | 0 | 0 | 0
Building Components Energy Use[urban residential,LPG propane or butane bf,appliances] | NoSettings | 4440000000000 | 4110000000000 | 3740000000000 | 3640000000000 | 3510000000000 | 3410000000000 | 3280000000000 | 3200000000000 | 3080000000000 | 2960000000000 | 2840000000000 | 2700000000000 | 2560000000000 | 2450000000000 | 2360000000000 | 2270000000000 | 2190000000000 | 2120000000000 | 2050000000000 | 1970000000000 | 1920000000000 | 1880000000000 | 1850000000000 | 1820000000000 | 1790000000000 | 1790000000000 | 1740000000000 | 1730000000000 | 1700000000000 | 1670000000000 | 1650000000000
Building Components Energy Use[urban residential,LPG propane or butane bf,other component] | NoSettings | 0 | 0 | 0 | 0 | 0 | 0 | 0 | 0 | 0 | 0 | 0 | 0 | 0 | 0 | 0 | 0 | 0 | 0 | 0 | 0 | 0 | 0 | 0 | 0 | 0 | 0 | 0 | 0 | 0 | 0 | 0
Building Components Energy Use[urban residential,hydrogen bf,heating] | NoSettings | 0 | 0 | 0 | 0 | 0 | 0 | 0 | 0 | 0 | 0 | 0 | 0 | 0 | 0 | 0 | 0 | 0 | 0 | 0 | 0 | 0 | 0 | 0 | 0 | 0 | 0 | 0 | 0 | 0 | 0 | 0
Building Components Energy Use[urban residential,hydrogen bf,cooling and ventilation] | NoSettings | 0 | 0 | 0 | 0 | 0 | 0 | 0 | 0 | 0 | 0 | 0 | 0 | 0 | 0 | 0 | 0 | 0 | 0 | 0 | 0 | 0 | 0 | 0 | 0 | 0 | 0 | 0 | 0 | 0 | 0 | 0
Building Components Energy Use[urban residential,hydrogen bf,envelope] | NoSettings | 0 | 0 | 0 | 0 | 0 | 0 | 0 | 0 | 0 | 0 | 0 | 0 | 0 | 0 | 0 | 0 | 0 | 0 | 0 | 0 | 0 | 0 | 0 | 0 | 0 | 0 | 0 | 0 | 0 | 0 | 0
Building Components Energy Use[urban residential,hydrogen bf,lighting] | NoSettings | 0 | 0 | 0 | 0 | 0 | 0 | 0 | 0 | 0 | 0 | 0 | 0 | 0 | 0 | 0 | 0 | 0 | 0 | 0 | 0 | 0 | 0 | 0 | 0 | 0 | 0 | 0 | 0 | 0 | 0 | 0
Building Components Energy Use[urban residential,hydrogen bf,appliances] | NoSettings | 0 | 0 | 0 | 0 | 0 | 0 | 0 | 0 | 0 | 0 | 0 | 0 | 0 | 0 | 0 | 0 | 0 | 0 | 0 | 0 | 0 | 0 | 0 | 0 | 0 | 0 | 0 | 0 | 0 | 0 | 0
Building Components Energy Use[urban residential,hydrogen bf,other component] | NoSettings | 0 | 0 | 0 | 0 | 0 | 0 | 0 | 0 | 0 | 0 | 0 | 0 | 0 | 0 | 0 | 0 | 0 | 0 | 0 | 0 | 0 | 0 | 0 | 0 | 0 | 0 | 0 | 0 | 0 | 0 | 0
Building Components Energy Use[rural residential,electricity bf,heating] | NoSettings | 1720000000000 | 1690000000000 | 1710000000000 | 1760000000000 | 1820000000000 | 1880000000000 | 1950000000000 | 2020000000000 | 2100000000000 | 2170000000000 | 2250000000000 | 2330000000000 | 2410000000000 | 2480000000000 | 2550000000000 | 2630000000000 | 2720000000000 | 2800000000000 | 2890000000000 | 2950000000000 | 3030000000000 | 3100000000000 | 3160000000000 | 3220000000000 | 3270000000000 | 3300000000000 | 3340000000000 | 3380000000000 | 3360000000000 | 3330000000000 | 3310000000000
Building Components Energy Use[rural residential,electricity bf,cooling and ventilation] | NoSettings | 1140000000000 | 1070000000000 | 1030000000000 | 1010000000000 | 994000000000 | 980000000000 | 973000000000 | 972000000000 | 970000000000 | 971000000000 | 974000000000 | 978000000000 | 985000000000 | 991000000000 | 994000000000 | 997000000000 | 1010000000000 | 1010000000000 | 1020000000000 | 1030000000000 | 1040000000000 | 1050000000000 | 1070000000000 | 1080000000000 | 1100000000000 | 1120000000000 | 1140000000000 | 1160000000000 | 1160000000000 | 1160000000000 | 1170000000000
Building Components Energy Use[rural residential,electricity bf,envelope] | NoSettings | 0 | 0 | 0 | 0 | 0 | 0 | 0 | 0 | 0 | 0 | 0 | 0 | 0 | 0 | 0 | 0 | 0 | 0 | 0 | 0 | 0 | 0 | 0 | 0 | 0 | 0 | 0 | 0 | 0 | 0 | 0
Building Components Energy Use[rural residential,electricity bf,lighting] | NoSettings | 1190000000000 | 1140000000000 | 1120000000000 | 1130000000000 | 1140000000000 | 1150000000000 | 1180000000000 | 1200000000000 | 1230000000000 | 1250000000000 | 1270000000000 | 1290000000000 | 1310000000000 | 1330000000000 | 1350000000000 | 1370000000000 | 1390000000000 | 1400000000000 | 1410000000000 | 1430000000000 | 1440000000000 | 1450000000000 | 1470000000000 | 1490000000000 | 1510000000000 | 1530000000000 | 1550000000000 | 1570000000000 | 1580000000000 | 1580000000000 | 1580000000000
Building Components Energy Use[rural residential,electricity bf,appliances] | NoSettings | 4790000000000 | 4620000000000 | 4550000000000 | 4580000000000 | 4620000000000 | 4660000000000 | 4720000000000 | 4810000000000 | 4880000000000 | 4980000000000 | 5070000000000 | 5170000000000 | 5270000000000 | 5370000000000 | 5470000000000 | 5570000000000 | 5680000000000 | 5780000000000 | 5880000000000 | 5980000000000 | 6070000000000 | 6170000000000 | 6270000000000 | 6360000000000 | 6440000000000 | 6540000000000 | 6620000000000 | 6720000000000 | 6730000000000 | 6720000000000 | 6730000000000
Building Components Energy Use[rural residential,electricity bf,other component] | NoSettings | 6660000000000 | 6280000000000 | 6050000000000 | 5890000000000 | 5770000000000 | 5650000000000 | 5520000000000 | 5410000000000 | 5290000000000 | 5180000000000 | 5050000000000 | 4910000000000 | 4760000000000 | 4610000000000 | 4470000000000 | 4330000000000 | 4200000000000 | 4060000000000 | 3920000000000 | 3780000000000 | 3630000000000 | 3460000000000 | 3290000000000 | 3120000000000 | 2950000000000 | 2770000000000 | 2600000000000 | 2430000000000 | 2380000000000 | 2360000000000 | 2330000000000
Building Components Energy Use[rural residential,hard coal bf,heating] | NoSettings | 0 | 0 | 0 | 0 | 0 | 0 | 0 | 0 | 0 | 0 | 0 | 0 | 0 | 0 | 0 | 0 | 0 | 0 | 0 | 0 | 0 | 0 | 0 | 0 | 0 | 0 | 0 | 0 | 0 | 0 | 0
Building Components Energy Use[rural residential,hard coal bf,cooling and ventilation] | NoSettings | 0 | 0 | 0 | 0 | 0 | 0 | 0 | 0 | 0 | 0 | 0 | 0 | 0 | 0 | 0 | 0 | 0 | 0 | 0 | 0 | 0 | 0 | 0 | 0 | 0 | 0 | 0 | 0 | 0 | 0 | 0
Building Components Energy Use[rural residential,hard coal bf,envelope] | NoSettings | 0 | 0 | 0 | 0 | 0 | 0 | 0 | 0 | 0 | 0 | 0 | 0 | 0 | 0 | 0 | 0 | 0 | 0 | 0 | 0 | 0 | 0 | 0 | 0 | 0 | 0 | 0 | 0 | 0 | 0 | 0
Building Components Energy Use[rural residential,hard coal bf,lighting] | NoSettings | 0 | 0 | 0 | 0 | 0 | 0 | 0 | 0 | 0 | 0 | 0 | 0 | 0 | 0 | 0 | 0 | 0 | 0 | 0 | 0 | 0 | 0 | 0 | 0 | 0 | 0 | 0 | 0 | 0 | 0 | 0
Building Components Energy Use[rural residential,hard coal bf,appliances] | NoSettings | 0 | 0 | 0 | 0 | 0 | 0 | 0 | 0 | 0 | 0 | 0 | 0 | 0 | 0 | 0 | 0 | 0 | 0 | 0 | 0 | 0 | 0 | 0 | 0 | 0 | 0 | 0 | 0 | 0 | 0 | 0
Building Components Energy Use[rural residential,hard coal bf,other component] | NoSettings | 0 | 0 | 0 | 0 | 0 | 0 | 0 | 0 | 0 | 0 | 0 | 0 | 0 | 0 | 0 | 0 | 0 | 0 | 0 | 0 | 0 | 0 | 0 | 0 | 0 | 0 | 0 | 0 | 0 | 0 | 0
Building Components Energy Use[rural residential,natural gas bf,heating] | NoSettings | 11300000000000 | 11800000000000 | 11800000000000 | 11800000000000 | 11800000000000 | 11800000000000 | 11700000000000 | 11700000000000 | 11600000000000 | 11500000000000 | 11400000000000 | 11300000000000 | 11200000000000 | 11000000000000 | 10900000000000 | 10800000000000 | 10700000000000 | 10500000000000 | 10400000000000 | 10400000000000 | 10300000000000 | 10100000000000 | 10000000000000 | 9950000000000 | 9890000000000 | 9850000000000 | 9730000000000 | 9700000000000 | 9690000000000 | 9690000000000 | 9690000000000
Building Components Energy Use[rural residential,natural gas bf,cooling and ventilation] | NoSettings | 10600000000 | 10600000000 | 10400000000 | 10200000000 | 9970000000 | 9780000000 | 9580000000 | 9380000000 | 9190000000 | 9010000000 | 8820000000 | 8660000000 | 8510000000 | 8350000000 | 8180000000 | 8030000000 | 7910000000 | 7760000000 | 7630000000 | 7520000000 | 7410000000 | 7410000000 | 7450000000 | 7500000000 | 7590000000 | 7690000000 | 7800000000 | 7930000000 | 8040000000 | 8170000000 | 8300000000
Building Components Energy Use[rural residential,natural gas bf,envelope] | NoSettings | 0 | 0 | 0 | 0 | 0 | 0 | 0 | 0 | 0 | 0 | 0 | 0 | 0 | 0 | 0 | 0 | 0 | 0 | 0 | 0 | 0 | 0 | 0 | 0 | 0 | 0 | 0 | 0 | 0 | 0 | 0
Building Components Energy Use[rural residential,natural gas bf,lighting] | NoSettings | 0 | 0 | 0 | 0 | 0 | 0 | 0 | 0 | 0 | 0 | 0 | 0 | 0 | 0 | 0 | 0 | 0 | 0 | 0 | 0 | 0 | 0 | 0 | 0 | 0 | 0 | 0 | 0 | 0 | 0 | 0
Building Components Energy Use[rural residential,natural gas bf,appliances] | NoSettings | 12500000000000 | 12900000000000 | 13000000000000 | 13000000000000 | 12900000000000 | 13000000000000 | 12900000000000 | 12900000000000 | 12900000000000 | 12900000000000 | 12700000000000 | 12700000000000 | 12600000000000 | 12600000000000 | 12400000000000 | 12400000000000 | 12200000000000 | 12200000000000 | 12100000000000 | 12000000000000 | 12000000000000 | 12000000000000 | 12000000000000 | 12100000000000 | 12100000000000 | 12200000000000 | 12200000000000 | 12200000000000 | 12200000000000 | 12300000000000 | 12300000000000
Building Components Energy Use[rural residential,natural gas bf,other component] | NoSettings | 0 | 0 | 0 | 0 | 0 | 0 | 0 | 0 | 0 | 0 | 0 | 0 | 0 | 0 | 0 | 0 | 0 | 0 | 0 | 0 | 0 | 0 | 0 | 0 | 0 | 0 | 0 | 0 | 0 | 0 | 0
Building Components Energy Use[rural residential,petroleum diesel bf,heating] | NoSettings | 15500000000 | 15500000000 | 15500000000 | 15500000000 | 15500000000 | 15500000000 | 15400000000 | 15500000000 | 15500000000 | 15400000000 | 15300000000 | 15200000000 | 15100000000 | 15000000000 | 14900000000 | 14700000000 | 14400000000 | 14200000000 | 13800000000 | 13700000000 | 13500000000 | 13300000000 | 13000000000 | 12700000000 | 12400000000 | 12100000000 | 11600000000 | 11100000000 | 10500000000 | 9950000000 | 9270000000
Building Components Energy Use[rural residential,petroleum diesel bf,cooling and ventilation] | NoSettings | 0 | 0 | 0 | 0 | 0 | 0 | 0 | 0 | 0 | 0 | 0 | 0 | 0 | 0 | 0 | 0 | 0 | 0 | 0 | 0 | 0 | 0 | 0 | 0 | 0 | 0 | 0 | 0 | 0 | 0 | 0
Building Components Energy Use[rural residential,petroleum diesel bf,envelope] | NoSettings | 0 | 0 | 0 | 0 | 0 | 0 | 0 | 0 | 0 | 0 | 0 | 0 | 0 | 0 | 0 | 0 | 0 | 0 | 0 | 0 | 0 | 0 | 0 | 0 | 0 | 0 | 0 | 0 | 0 | 0 | 0
Building Components Energy Use[rural residential,petroleum diesel bf,lighting] | NoSettings | 0 | 0 | 0 | 0 | 0 | 0 | 0 | 0 | 0 | 0 | 0 | 0 | 0 | 0 | 0 | 0 | 0 | 0 | 0 | 0 | 0 | 0 | 0 | 0 | 0 | 0 | 0 | 0 | 0 | 0 | 0
Building Components Energy Use[rural residential,petroleum diesel bf,appliances] | NoSettings | 215000000 | 197000000 | 181000000 | 167000000 | 155000000 | 145000000 | 137000000 | 132000000 | 129000000 | 130000000 | 134000000 | 140000000 | 149000000 | 160000000 | 176000000 | 197000000 | 223000000 | 257000000 | 301000000 | 358000000 | 433000000 | 536000000 | 670000000 | 848000000 | 1080000000 | 1390000000 | 1780000000 | 2240000000 | 2810000000 | 3430000000 | 4060000000
Building Components Energy Use[rural residential,petroleum diesel bf,other component] | NoSettings | 0 | 0 | 0 | 0 | 0 | 0 | 0 | 0 | 0 | 0 | 0 | 0 | 0 | 0 | 0 | 0 | 0 | 0 | 0 | 0 | 0 | 0 | 0 | 0 | 0 | 0 | 0 | 0 | 0 | 0 | 0
Building Components Energy Use[rural residential,heat bf,heating] | NoSettings | 0 | 0 | 0 | 0 | 0 | 0 | 0 | 0 | 0 | 0 | 0 | 0 | 0 | 0 | 0 | 0 | 0 | 0 | 0 | 0 | 0 | 0 | 0 | 0 | 0 | 0 | 0 | 0 | 0 | 0 | 0
Building Components Energy Use[rural residential,heat bf,cooling and ventilation] | NoSettings | 0 | 0 | 0 | 0 | 0 | 0 | 0 | 0 | 0 | 0 | 0 | 0 | 0 | 0 | 0 | 0 | 0 | 0 | 0 | 0 | 0 | 0 | 0 | 0 | 0 | 0 | 0 | 0 | 0 | 0 | 0
Building Components Energy Use[rural residential,heat bf,envelope] | NoSettings | 0 | 0 | 0 | 0 | 0 | 0 | 0 | 0 | 0 | 0 | 0 | 0 | 0 | 0 | 0 | 0 | 0 | 0 | 0 | 0 | 0 | 0 | 0 | 0 | 0 | 0 | 0 | 0 | 0 | 0 | 0
Building Components Energy Use[rural residential,heat bf,lighting] | NoSettings | 0 | 0 | 0 | 0 | 0 | 0 | 0 | 0 | 0 | 0 | 0 | 0 | 0 | 0 | 0 | 0 | 0 | 0 | 0 | 0 | 0 | 0 | 0 | 0 | 0 | 0 | 0 | 0 | 0 | 0 | 0
Building Components Energy Use[rural residential,heat bf,appliances] | NoSettings | 0 | 0 | 0 | 0 | 0 | 0 | 0 | 0 | 0 | 0 | 0 | 0 | 0 | 0 | 0 | 0 | 0 | 0 | 0 | 0 | 0 | 0 | 0 | 0 | 0 | 0 | 0 | 0 | 0 | 0 | 0
Building Components Energy Use[rural residential,heat bf,other component] | NoSettings | 0 | 0 | 0 | 0 | 0 | 0 | 0 | 0 | 0 | 0 | 0 | 0 | 0 | 0 | 0 | 0 | 0 | 0 | 0 | 0 | 0 | 0 | 0 | 0 | 0 | 0 | 0 | 0 | 0 | 0 | 0
Building Components Energy Use[rural residential,biomass bf,heating] | NoSettings | 4090000000000 | 4090000000000 | 4090000000000 | 4090000000000 | 4090000000000 | 4090000000000 | 4090000000000 | 4090000000000 | 4090000000000 | 4090000000000 | 4090000000000 | 4090000000000 | 4090000000000 | 4090000000000 | 4090000000000 | 4090000000000 | 4090000000000 | 4090000000000 | 4090000000000 | 4090000000000 | 4090000000000 | 4090000000000 | 4090000000000 | 4090000000000 | 4090000000000 | 4090000000000 | 4090000000000 | 4090000000000 | 4090000000000 | 4090000000000 | 4090000000000
Building Components Energy Use[rural residential,biomass bf,cooling and ventilation] | NoSettings | 0 | 0 | 0 | 0 | 0 | 0 | 0 | 0 | 0 | 0 | 0 | 0 | 0 | 0 | 0 | 0 | 0 | 0 | 0 | 0 | 0 | 0 | 0 | 0 | 0 | 0 | 0 | 0 | 0 | 0 | 0
Building Components Energy Use[rural residential,biomass bf,envelope] | NoSettings | 0 | 0 | 0 | 0 | 0 | 0 | 0 | 0 | 0 | 0 | 0 | 0 | 0 | 0 | 0 | 0 | 0 | 0 | 0 | 0 | 0 | 0 | 0 | 0 | 0 | 0 | 0 | 0 | 0 | 0 | 0
Building Components Energy Use[rural residential,biomass bf,lighting] | NoSettings | 0 | 0 | 0 | 0 | 0 | 0 | 0 | 0 | 0 | 0 | 0 | 0 | 0 | 0 | 0 | 0 | 0 | 0 | 0 | 0 | 0 | 0 | 0 | 0 | 0 | 0 | 0 | 0 | 0 | 0 | 0
Building Components Energy Use[rural residential,biomass bf,appliances] | NoSettings | 0 | 0 | 0 | 0 | 0 | 0 | 0 | 0 | 0 | 0 | 0 | 0 | 0 | 0 | 0 | 0 | 0 | 0 | 0 | 0 | 0 | 0 | 0 | 0 | 0 | 0 | 0 | 0 | 0 | 0 | 0
Building Components Energy Use[rural residential,biomass bf,other component] | NoSettings | 0 | 0 | 0 | 0 | 0 | 0 | 0 | 0 | 0 | 0 | 0 | 0 | 0 | 0 | 0 | 0 | 0 | 0 | 0 | 0 | 0 | 0 | 0 | 0 | 0 | 0 | 0 | 0 | 0 | 0 | 0
Building Components Energy Use[rural residential,kerosene bf,heating] | NoSettings | 0 | 0 | 0 | 0 | 0 | 0 | 0 | 0 | 0 | 0 | 0 | 0 | 0 | 0 | 0 | 0 | 0 | 0 | 0 | 0 | 0 | 0 | 0 | 0 | 0 | 0 | 0 | 0 | 0 | 0 | 0
Building Components Energy Use[rural residential,kerosene bf,cooling and ventilation] | NoSettings | 0 | 0 | 0 | 0 | 0 | 0 | 0 | 0 | 0 | 0 | 0 | 0 | 0 | 0 | 0 | 0 | 0 | 0 | 0 | 0 | 0 | 0 | 0 | 0 | 0 | 0 | 0 | 0 | 0 | 0 | 0
Building Components Energy Use[rural residential,kerosene bf,envelope] | NoSettings | 0 | 0 | 0 | 0 | 0 | 0 | 0 | 0 | 0 | 0 | 0 | 0 | 0 | 0 | 0 | 0 | 0 | 0 | 0 | 0 | 0 | 0 | 0 | 0 | 0 | 0 | 0 | 0 | 0 | 0 | 0
Building Components Energy Use[rural residential,kerosene bf,lighting] | NoSettings | 0 | 0 | 0 | 0 | 0 | 0 | 0 | 0 | 0 | 0 | 0 | 0 | 0 | 0 | 0 | 0 | 0 | 0 | 0 | 0 | 0 | 0 | 0 | 0 | 0 | 0 | 0 | 0 | 0 | 0 | 0
Building Components Energy Use[rural residential,kerosene bf,appliances] | NoSettings | 0 | 0 | 0 | 0 | 0 | 0 | 0 | 0 | 0 | 0 | 0 | 0 | 0 | 0 | 0 | 0 | 0 | 0 | 0 | 0 | 0 | 0 | 0 | 0 | 0 | 0 | 0 | 0 | 0 | 0 | 0
Building Components Energy Use[rural residential,kerosene bf,other component] | NoSettings | 0 | 0 | 0 | 0 | 0 | 0 | 0 | 0 | 0 | 0 | 0 | 0 | 0 | 0 | 0 | 0 | 0 | 0 | 0 | 0 | 0 | 0 | 0 | 0 | 0 | 0 | 0 | 0 | 0 | 0 | 0
Building Components Energy Use[rural residential,heavy or residual fuel oil bf,heating] | NoSettings | 0 | 0 | 0 | 0 | 0 | 0 | 0 | 0 | 0 | 0 | 0 | 0 | 0 | 0 | 0 | 0 | 0 | 0 | 0 | 0 | 0 | 0 | 0 | 0 | 0 | 0 | 0 | 0 | 0 | 0 | 0
Building Components Energy Use[rural residential,heavy or residual fuel oil bf,cooling and ventilation] | NoSettings | 0 | 0 | 0 | 0 | 0 | 0 | 0 | 0 | 0 | 0 | 0 | 0 | 0 | 0 | 0 | 0 | 0 | 0 | 0 | 0 | 0 | 0 | 0 | 0 | 0 | 0 | 0 | 0 | 0 | 0 | 0
Building Components Energy Use[rural residential,heavy or residual fuel oil bf,envelope] | NoSettings | 0 | 0 | 0 | 0 | 0 | 0 | 0 | 0 | 0 | 0 | 0 | 0 | 0 | 0 | 0 | 0 | 0 | 0 | 0 | 0 | 0 | 0 | 0 | 0 | 0 | 0 | 0 | 0 | 0 | 0 | 0
Building Components Energy Use[rural residential,heavy or residual fuel oil bf,lighting] | NoSettings | 0 | 0 | 0 | 0 | 0 | 0 | 0 | 0 | 0 | 0 | 0 | 0 | 0 | 0 | 0 | 0 | 0 | 0 | 0 | 0 | 0 | 0 | 0 | 0 | 0 | 0 | 0 | 0 | 0 | 0 | 0
Building Components Energy Use[rural residential,heavy or residual fuel oil bf,appliances] | NoSettings | 0 | 0 | 0 | 0 | 0 | 0 | 0 | 0 | 0 | 0 | 0 | 0 | 0 | 0 | 0 | 0 | 0 | 0 | 0 | 0 | 0 | 0 | 0 | 0 | 0 | 0 | 0 | 0 | 0 | 0 | 0
Building Components Energy Use[rural residential,heavy or residual fuel oil bf,other component] | NoSettings | 0 | 0 | 0 | 0 | 0 | 0 | 0 | 0 | 0 | 0 | 0 | 0 | 0 | 0 | 0 | 0 | 0 | 0 | 0 | 0 | 0 | 0 | 0 | 0 | 0 | 0 | 0 | 0 | 0 | 0 | 0
Building Components Energy Use[rural residential,LPG propane or butane bf,heating] | NoSettings | 2760000000000 | 2670000000000 | 2540000000000 | 2560000000000 | 2550000000000 | 2530000000000 | 2490000000000 | 2480000000000 | 2430000000000 | 2370000000000 | 2300000000000 | 2220000000000 | 2140000000000 | 2080000000000 | 2030000000000 | 1970000000000 | 1910000000000 | 1850000000000 | 1790000000000 | 1720000000000 | 1670000000000 | 1630000000000 | 1590000000000 | 1550000000000 | 1520000000000 | 1500000000000 | 1460000000000 | 1430000000000 | 1410000000000 | 1390000000000 | 1360000000000
Building Components Energy Use[rural residential,LPG propane or butane bf,cooling and ventilation] | NoSettings | 0 | 0 | 0 | 0 | 0 | 0 | 0 | 0 | 0 | 0 | 0 | 0 | 0 | 0 | 0 | 0 | 0 | 0 | 0 | 0 | 0 | 0 | 0 | 0 | 0 | 0 | 0 | 0 | 0 | 0 | 0
Building Components Energy Use[rural residential,LPG propane or butane bf,envelope] | NoSettings | 0 | 0 | 0 | 0 | 0 | 0 | 0 | 0 | 0 | 0 | 0 | 0 | 0 | 0 | 0 | 0 | 0 | 0 | 0 | 0 | 0 | 0 | 0 | 0 | 0 | 0 | 0 | 0 | 0 | 0 | 0
Building Components Energy Use[rural residential,LPG propane or butane bf,lighting] | NoSettings | 0 | 0 | 0 | 0 | 0 | 0 | 0 | 0 | 0 | 0 | 0 | 0 | 0 | 0 | 0 | 0 | 0 | 0 | 0 | 0 | 0 | 0 | 0 | 0 | 0 | 0 | 0 | 0 | 0 | 0 | 0
Building Components Energy Use[rural residential,LPG propane or butane bf,appliances] | NoSettings | 234000000000 | 216000000000 | 197000000000 | 191000000000 | 185000000000 | 179000000000 | 173000000000 | 169000000000 | 162000000000 | 155000000000 | 149000000000 | 141000000000 | 135000000000 | 129000000000 | 124000000000 | 119000000000 | 115000000000 | 111000000000 | 107000000000 | 104000000000 | 101000000000 | 99200000000 | 97100000000 | 96100000000 | 94400000000 | 94400000000 | 91800000000 | 91000000000 | 89300000000 | 88400000000 | 86700000000
Building Components Energy Use[rural residential,LPG propane or butane bf,other component] | NoSettings | 0 | 0 | 0 | 0 | 0 | 0 | 0 | 0 | 0 | 0 | 0 | 0 | 0 | 0 | 0 | 0 | 0 | 0 | 0 | 0 | 0 | 0 | 0 | 0 | 0 | 0 | 0 | 0 | 0 | 0 | 0
Building Components Energy Use[rural residential,hydrogen bf,heating] | NoSettings | 0 | 0 | 0 | 0 | 0 | 0 | 0 | 0 | 0 | 0 | 0 | 0 | 0 | 0 | 0 | 0 | 0 | 0 | 0 | 0 | 0 | 0 | 0 | 0 | 0 | 0 | 0 | 0 | 0 | 0 | 0
Building Components Energy Use[rural residential,hydrogen bf,cooling and ventilation] | NoSettings | 0 | 0 | 0 | 0 | 0 | 0 | 0 | 0 | 0 | 0 | 0 | 0 | 0 | 0 | 0 | 0 | 0 | 0 | 0 | 0 | 0 | 0 | 0 | 0 | 0 | 0 | 0 | 0 | 0 | 0 | 0
Building Components Energy Use[rural residential,hydrogen bf,envelope] | NoSettings | 0 | 0 | 0 | 0 | 0 | 0 | 0 | 0 | 0 | 0 | 0 | 0 | 0 | 0 | 0 | 0 | 0 | 0 | 0 | 0 | 0 | 0 | 0 | 0 | 0 | 0 | 0 | 0 | 0 | 0 | 0
Building Components Energy Use[rural residential,hydrogen bf,lighting] | NoSettings | 0 | 0 | 0 | 0 | 0 | 0 | 0 | 0 | 0 | 0 | 0 | 0 | 0 | 0 | 0 | 0 | 0 | 0 | 0 | 0 | 0 | 0 | 0 | 0 | 0 | 0 | 0 | 0 | 0 | 0 | 0
Building Components Energy Use[rural residential,hydrogen bf,appliances] | NoSettings | 0 | 0 | 0 | 0 | 0 | 0 | 0 | 0 | 0 | 0 | 0 | 0 | 0 | 0 | 0 | 0 | 0 | 0 | 0 | 0 | 0 | 0 | 0 | 0 | 0 | 0 | 0 | 0 | 0 | 0 | 0
Building Components Energy Use[rural residential,hydrogen bf,other component] | NoSettings | 0 | 0 | 0 | 0 | 0 | 0 | 0 | 0 | 0 | 0 | 0 | 0 | 0 | 0 | 0 | 0 | 0 | 0 | 0 | 0 | 0 | 0 | 0 | 0 | 0 | 0 | 0 | 0 | 0 | 0 | 0
Building Components Energy Use[commercial,electricity bf,heating] | NoSettings | 7360000000000 | 7000000000000 | 7110000000000 | 7100000000000 | 7060000000000 | 7040000000000 | 7050000000000 | 7070000000000 | 7100000000000 | 7140000000000 | 7170000000000 | 7200000000000 | 7210000000000 | 7220000000000 | 7200000000000 | 7150000000000 | 7170000000000 | 7140000000000 | 7110000000000 | 7070000000000 | 7030000000000 | 6980000000000 | 6910000000000 | 6820000000000 | 6700000000000 | 6580000000000 | 6450000000000 | 6300000000000 | 6140000000000 | 5970000000000 | 5790000000000
Building Components Energy Use[commercial,electricity bf,cooling and ventilation] | NoSettings | 55000000000000 | 53100000000000 | 54700000000000 | 55200000000000 | 55200000000000 | 55200000000000 | 55200000000000 | 55000000000000 | 54600000000000 | 54200000000000 | 53500000000000 | 52900000000000 | 52100000000000 | 51200000000000 | 50300000000000 | 49200000000000 | 48600000000000 | 47700000000000 | 47000000000000 | 46200000000000 | 45500000000000 | 44800000000000 | 44200000000000 | 43600000000000 | 43100000000000 | 42700000000000 | 42300000000000 | 42000000000000 | 41700000000000 | 41400000000000 | 41100000000000
Building Components Energy Use[commercial,electricity bf,envelope] | NoSettings | 0 | 0 | 0 | 0 | 0 | 0 | 0 | 0 | 0 | 0 | 0 | 0 | 0 | 0 | 0 | 0 | 0 | 0 | 0 | 0 | 0 | 0 | 0 | 0 | 0 | 0 | 0 | 0 | 0 | 0 | 0
Building Components Energy Use[commercial,electricity bf,lighting] | NoSettings | 29600000000000 | 28200000000000 | 28000000000000 | 26900000000000 | 25500000000000 | 24100000000000 | 22900000000000 | 21700000000000 | 20600000000000 | 19600000000000 | 18700000000000 | 17900000000000 | 17200000000000 | 16500000000000 | 15900000000000 | 15300000000000 | 14800000000000 | 14300000000000 | 13900000000000 | 13500000000000 | 13100000000000 | 12700000000000 | 12500000000000 | 12200000000000 | 11900000000000 | 11700000000000 | 11500000000000 | 11300000000000 | 11100000000000 | 11000000000000 | 10800000000000
Building Components Energy Use[commercial,electricity bf,appliances] | NoSettings | 55800000000000 | 55300000000000 | 58200000000000 | 60000000000000 | 61300000000000 | 62200000000000 | 62800000000000 | 63200000000000 | 63300000000000 | 63200000000000 | 63100000000000 | 63000000000000 | 62900000000000 | 62800000000000 | 62700000000000 | 62400000000000 | 62800000000000 | 62800000000000 | 62800000000000 | 62800000000000 | 62700000000000 | 62600000000000 | 62400000000000 | 62100000000000 | 61900000000000 | 61600000000000 | 61300000000000 | 61100000000000 | 60800000000000 | 60500000000000 | 60300000000000
Building Components Energy Use[commercial,electricity bf,other component] | NoSettings | 152000000000000 | 149000000000000 | 155000000000000 | 160000000000000 | 164000000000000 | 169000000000000 | 174000000000000 | 179000000000000 | 186000000000000 | 191000000000000 | 196000000000000 | 202000000000000 | 207000000000000 | 213000000000000 | 217000000000000 | 221000000000000 | 226000000000000 | 231000000000000 | 237000000000000 | 241000000000000 | 246000000000000 | 250000000000000 | 255000000000000 | 259000000000000 | 263000000000000 | 267000000000000 | 271000000000000 | 275000000000000 | 279000000000000 | 283000000000000 | 287000000000000
Building Components Energy Use[commercial,hard coal bf,heating] | NoSettings | 0 | 0 | 0 | 0 | 0 | 0 | 0 | 0 | 0 | 0 | 0 | 0 | 0 | 0 | 0 | 0 | 0 | 0 | 0 | 0 | 0 | 0 | 0 | 0 | 0 | 0 | 0 | 0 | 0 | 0 | 0
Building Components Energy Use[commercial,hard coal bf,cooling and ventilation] | NoSettings | 0 | 0 | 0 | 0 | 0 | 0 | 0 | 0 | 0 | 0 | 0 | 0 | 0 | 0 | 0 | 0 | 0 | 0 | 0 | 0 | 0 | 0 | 0 | 0 | 0 | 0 | 0 | 0 | 0 | 0 | 0
Building Components Energy Use[commercial,hard coal bf,envelope] | NoSettings | 0 | 0 | 0 | 0 | 0 | 0 | 0 | 0 | 0 | 0 | 0 | 0 | 0 | 0 | 0 | 0 | 0 | 0 | 0 | 0 | 0 | 0 | 0 | 0 | 0 | 0 | 0 | 0 | 0 | 0 | 0
Building Components Energy Use[commercial,hard coal bf,lighting] | NoSettings | 0 | 0 | 0 | 0 | 0 | 0 | 0 | 0 | 0 | 0 | 0 | 0 | 0 | 0 | 0 | 0 | 0 | 0 | 0 | 0 | 0 | 0 | 0 | 0 | 0 | 0 | 0 | 0 | 0 | 0 | 0
Building Components Energy Use[commercial,hard coal bf,appliances] | NoSettings | 0 | 0 | 0 | 0 | 0 | 0 | 0 | 0 | 0 | 0 | 0 | 0 | 0 | 0 | 0 | 0 | 0 | 0 | 0 | 0 | 0 | 0 | 0 | 0 | 0 | 0 | 0 | 0 | 0 | 0 | 0
Building Components Energy Use[commercial,hard coal bf,other component] | NoSettings | 0 | 0 | 0 | 0 | 0 | 0 | 0 | 0 | 0 | 0 | 0 | 0 | 0 | 0 | 0 | 0 | 0 | 0 | 0 | 0 | 0 | 0 | 0 | 0 | 0 | 0 | 0 | 0 | 0 | 0 | 0
Building Components Energy Use[commercial,natural gas bf,heating] | NoSettings | 46500000000000 | 46500000000000 | 47400000000000 | 47300000000000 | 46700000000000 | 45900000000000 | 45000000000000 | 44100000000000 | 43100000000000 | 42200000000000 | 41100000000000 | 40300000000000 | 39300000000000 | 38500000000000 | 37500000000000 | 36700000000000 | 36000000000000 | 35300000000000 | 34600000000000 | 33800000000000 | 33200000000000 | 32400000000000 | 31700000000000 | 31100000000000 | 30600000000000 | 30000000000000 | 29500000000000 | 29000000000000 | 28600000000000 | 28200000000000 | 27900000000000
Building Components Energy Use[commercial,natural gas bf,cooling and ventilation] | NoSettings | 736000000000 | 752000000000 | 781000000000 | 794000000000 | 798000000000 | 794000000000 | 785000000000 | 773000000000 | 757000000000 | 739000000000 | 716000000000 | 693000000000 | 667000000000 | 639000000000 | 609000000000 | 579000000000 | 549000000000 | 518000000000 | 486000000000 | 455000000000 | 424000000000 | 396000000000 | 368000000000 | 344000000000 | 323000000000 | 303000000000 | 287000000000 | 273000000000 | 260000000000 | 249000000000 | 240000000000
Building Components Energy Use[commercial,natural gas bf,envelope] | NoSettings | 0 | 0 | 0 | 0 | 0 | 0 | 0 | 0 | 0 | 0 | 0 | 0 | 0 | 0 | 0 | 0 | 0 | 0 | 0 | 0 | 0 | 0 | 0 | 0 | 0 | 0 | 0 | 0 | 0 | 0 | 0
Building Components Energy Use[commercial,natural gas bf,lighting] | NoSettings | 0 | 0 | 0 | 0 | 0 | 0 | 0 | 0 | 0 | 0 | 0 | 0 | 0 | 0 | 0 | 0 | 0 | 0 | 0 | 0 | 0 | 0 | 0 | 0 | 0 | 0 | 0 | 0 | 0 | 0 | 0
Building Components Energy Use[commercial,natural gas bf,appliances] | NoSettings | 81000000000000 | 84100000000000 | 88800000000000 | 91800000000000 | 93900000000000 | 95500000000000 | 96700000000000 | 97600000000000 | 98700000000000 | 99500000000000 | 100000000000000 | 102000000000000 | 102000000000000 | 102000000000000 | 103000000000000 | 104000000000000 | 104000000000000 | 105000000000000 | 106000000000000 | 107000000000000 | 107000000000000 | 108000000000000 | 110000000000000 | 111000000000000 | 113000000000000 | 115000000000000 | 116000000000000 | 117000000000000 | 119000000000000 | 121000000000000 | 122000000000000
Building Components Energy Use[commercial,natural gas bf,other component] | NoSettings | 53200000000000 | 52500000000000 | 54200000000000 | 55000000000000 | 55300000000000 | 55100000000000 | 54800000000000 | 54100000000000 | 53400000000000 | 52800000000000 | 52100000000000 | 51500000000000 | 50800000000000 | 50300000000000 | 49500000000000 | 48700000000000 | 48000000000000 | 47300000000000 | 46600000000000 | 46100000000000 | 45600000000000 | 45300000000000 | 44900000000000 | 44500000000000 | 44200000000000 | 43900000000000 | 43700000000000 | 43400000000000 | 43200000000000 | 42900000000000 | 42700000000000
Building Components Energy Use[commercial,petroleum diesel bf,heating] | NoSettings | 0 | 0 | 0 | 0 | 0 | 0 | 0 | 0 | 0 | 0 | 0 | 0 | 0 | 0 | 0 | 0 | 0 | 0 | 0 | 0 | 0 | 0 | 0 | 0 | 0 | 0 | 0 | 0 | 0 | 0 | 0
Building Components Energy Use[commercial,petroleum diesel bf,cooling and ventilation] | NoSettings | 0 | 0 | 0 | 0 | 0 | 0 | 0 | 0 | 0 | 0 | 0 | 0 | 0 | 0 | 0 | 0 | 0 | 0 | 0 | 0 | 0 | 0 | 0 | 0 | 0 | 0 | 0 | 0 | 0 | 0 | 0
Building Components Energy Use[commercial,petroleum diesel bf,envelope] | NoSettings | 0 | 0 | 0 | 0 | 0 | 0 | 0 | 0 | 0 | 0 | 0 | 0 | 0 | 0 | 0 | 0 | 0 | 0 | 0 | 0 | 0 | 0 | 0 | 0 | 0 | 0 | 0 | 0 | 0 | 0 | 0
Building Components Energy Use[commercial,petroleum diesel bf,lighting] | NoSettings | 0 | 0 | 0 | 0 | 0 | 0 | 0 | 0 | 0 | 0 | 0 | 0 | 0 | 0 | 0 | 0 | 0 | 0 | 0 | 0 | 0 | 0 | 0 | 0 | 0 | 0 | 0 | 0 | 0 | 0 | 0
Building Components Energy Use[commercial,petroleum diesel bf,appliances] | NoSettings | 2300000000 | 2100000000 | 1890000000 | 1700000000 | 1520000000 | 1370000000 | 1230000000 | 1100000000 | 999000000 | 912000000 | 848000000 | 801000000 | 768000000 | 741000000 | 718000000 | 696000000 | 679000000 | 661000000 | 644000000 | 630000000 | 616000000 | 604000000 | 590000000 | 578000000 | 568000000 | 558000000 | 547000000 | 538000000 | 529000000 | 519000000 | 509000000
Building Components Energy Use[commercial,petroleum diesel bf,other component] | NoSettings | 20700000000000 | 20700000000000 | 20700000000000 | 20700000000000 | 20600000000000 | 20500000000000 | 20400000000000 | 20300000000000 | 20100000000000 | 19900000000000 | 19700000000000 | 19500000000000 | 19300000000000 | 19100000000000 | 18900000000000 | 18700000000000 | 18500000000000 | 18300000000000 | 18100000000000 | 18000000000000 | 17900000000000 | 17800000000000 | 17700000000000 | 17600000000000 | 17600000000000 | 17600000000000 | 17600000000000 | 17600000000000 | 17600000000000 | 17600000000000 | 17600000000000
Building Components Energy Use[commercial,heat bf,heating] | NoSettings | 0 | 0 | 0 | 0 | 0 | 0 | 0 | 0 | 0 | 0 | 0 | 0 | 0 | 0 | 0 | 0 | 0 | 0 | 0 | 0 | 0 | 0 | 0 | 0 | 0 | 0 | 0 | 0 | 0 | 0 | 0
Building Components Energy Use[commercial,heat bf,cooling and ventilation] | NoSettings | 0 | 0 | 0 | 0 | 0 | 0 | 0 | 0 | 0 | 0 | 0 | 0 | 0 | 0 | 0 | 0 | 0 | 0 | 0 | 0 | 0 | 0 | 0 | 0 | 0 | 0 | 0 | 0 | 0 | 0 | 0
Building Components Energy Use[commercial,heat bf,envelope] | NoSettings | 0 | 0 | 0 | 0 | 0 | 0 | 0 | 0 | 0 | 0 | 0 | 0 | 0 | 0 | 0 | 0 | 0 | 0 | 0 | 0 | 0 | 0 | 0 | 0 | 0 | 0 | 0 | 0 | 0 | 0 | 0
Building Components Energy Use[commercial,heat bf,lighting] | NoSettings | 0 | 0 | 0 | 0 | 0 | 0 | 0 | 0 | 0 | 0 | 0 | 0 | 0 | 0 | 0 | 0 | 0 | 0 | 0 | 0 | 0 | 0 | 0 | 0 | 0 | 0 | 0 | 0 | 0 | 0 | 0
Building Components Energy Use[commercial,heat bf,appliances] | NoSettings | 0 | 0 | 0 | 0 | 0 | 0 | 0 | 0 | 0 | 0 | 0 | 0 | 0 | 0 | 0 | 0 | 0 | 0 | 0 | 0 | 0 | 0 | 0 | 0 | 0 | 0 | 0 | 0 | 0 | 0 | 0
Building Components Energy Use[commercial,heat bf,other component] | NoSettings | 0 | 0 | 0 | 0 | 0 | 0 | 0 | 0 | 0 | 0 | 0 | 0 | 0 | 0 | 0 | 0 | 0 | 0 | 0 | 0 | 0 | 0 | 0 | 0 | 0 | 0 | 0 | 0 | 0 | 0 | 0
Building Components Energy Use[commercial,biomass bf,heating] | NoSettings | 3830000000000 | 3830000000000 | 3830000000000 | 3830000000000 | 3830000000000 | 3830000000000 | 3830000000000 | 3830000000000 | 3830000000000 | 3830000000000 | 3830000000000 | 3830000000000 | 3830000000000 | 3830000000000 | 3830000000000 | 3830000000000 | 3830000000000 | 3830000000000 | 3830000000000 | 3830000000000 | 3830000000000 | 3830000000000 | 3830000000000 | 3830000000000 | 3830000000000 | 3830000000000 | 3830000000000 | 3830000000000 | 3830000000000 | 3830000000000 | 3830000000000
Building Components Energy Use[commercial,biomass bf,cooling and ventilation] | NoSettings | 0 | 0 | 0 | 0 | 0 | 0 | 0 | 0 | 0 | 0 | 0 | 0 | 0 | 0 | 0 | 0 | 0 | 0 | 0 | 0 | 0 | 0 | 0 | 0 | 0 | 0 | 0 | 0 | 0 | 0 | 0
Building Components Energy Use[commercial,biomass bf,envelope] | NoSettings | 0 | 0 | 0 | 0 | 0 | 0 | 0 | 0 | 0 | 0 | 0 | 0 | 0 | 0 | 0 | 0 | 0 | 0 | 0 | 0 | 0 | 0 | 0 | 0 | 0 | 0 | 0 | 0 | 0 | 0 | 0
Building Components Energy Use[commercial,biomass bf,lighting] | NoSettings | 0 | 0 | 0 | 0 | 0 | 0 | 0 | 0 | 0 | 0 | 0 | 0 | 0 | 0 | 0 | 0 | 0 | 0 | 0 | 0 | 0 | 0 | 0 | 0 | 0 | 0 | 0 | 0 | 0 | 0 | 0
Building Components Energy Use[commercial,biomass bf,appliances] | NoSettings | 0 | 0 | 0 | 0 | 0 | 0 | 0 | 0 | 0 | 0 | 0 | 0 | 0 | 0 | 0 | 0 | 0 | 0 | 0 | 0 | 0 | 0 | 0 | 0 | 0 | 0 | 0 | 0 | 0 | 0 | 0
Building Components Energy Use[commercial,biomass bf,other component] | NoSettings | 0 | 0 | 0 | 0 | 0 | 0 | 0 | 0 | 0 | 0 | 0 | 0 | 0 | 0 | 0 | 0 | 0 | 0 | 0 | 0 | 0 | 0 | 0 | 0 | 0 | 0 | 0 | 0 | 0 | 0 | 0
Building Components Energy Use[commercial,kerosene bf,heating] | NoSettings | 0 | 0 | 0 | 0 | 0 | 0 | 0 | 0 | 0 | 0 | 0 | 0 | 0 | 0 | 0 | 0 | 0 | 0 | 0 | 0 | 0 | 0 | 0 | 0 | 0 | 0 | 0 | 0 | 0 | 0 | 0
Building Components Energy Use[commercial,kerosene bf,cooling and ventilation] | NoSettings | 0 | 0 | 0 | 0 | 0 | 0 | 0 | 0 | 0 | 0 | 0 | 0 | 0 | 0 | 0 | 0 | 0 | 0 | 0 | 0 | 0 | 0 | 0 | 0 | 0 | 0 | 0 | 0 | 0 | 0 | 0
Building Components Energy Use[commercial,kerosene bf,envelope] | NoSettings | 0 | 0 | 0 | 0 | 0 | 0 | 0 | 0 | 0 | 0 | 0 | 0 | 0 | 0 | 0 | 0 | 0 | 0 | 0 | 0 | 0 | 0 | 0 | 0 | 0 | 0 | 0 | 0 | 0 | 0 | 0
Building Components Energy Use[commercial,kerosene bf,lighting] | NoSettings | 0 | 0 | 0 | 0 | 0 | 0 | 0 | 0 | 0 | 0 | 0 | 0 | 0 | 0 | 0 | 0 | 0 | 0 | 0 | 0 | 0 | 0 | 0 | 0 | 0 | 0 | 0 | 0 | 0 | 0 | 0
Building Components Energy Use[commercial,kerosene bf,appliances] | NoSettings | 0 | 0 | 0 | 0 | 0 | 0 | 0 | 0 | 0 | 0 | 0 | 0 | 0 | 0 | 0 | 0 | 0 | 0 | 0 | 0 | 0 | 0 | 0 | 0 | 0 | 0 | 0 | 0 | 0 | 0 | 0
Building Components Energy Use[commercial,kerosene bf,other component] | NoSettings | 0 | 0 | 0 | 0 | 0 | 0 | 0 | 0 | 0 | 0 | 0 | 0 | 0 | 0 | 0 | 0 | 0 | 0 | 0 | 0 | 0 | 0 | 0 | 0 | 0 | 0 | 0 | 0 | 0 | 0 | 0
Building Components Energy Use[commercial,heavy or residual fuel oil bf,heating] | NoSettings | 0 | 0 | 0 | 0 | 0 | 0 | 0 | 0 | 0 | 0 | 0 | 0 | 0 | 0 | 0 | 0 | 0 | 0 | 0 | 0 | 0 | 0 | 0 | 0 | 0 | 0 | 0 | 0 | 0 | 0 | 0
Building Components Energy Use[commercial,heavy or residual fuel oil bf,cooling and ventilation] | NoSettings | 0 | 0 | 0 | 0 | 0 | 0 | 0 | 0 | 0 | 0 | 0 | 0 | 0 | 0 | 0 | 0 | 0 | 0 | 0 | 0 | 0 | 0 | 0 | 0 | 0 | 0 | 0 | 0 | 0 | 0 | 0
Building Components Energy Use[commercial,heavy or residual fuel oil bf,envelope] | NoSettings | 0 | 0 | 0 | 0 | 0 | 0 | 0 | 0 | 0 | 0 | 0 | 0 | 0 | 0 | 0 | 0 | 0 | 0 | 0 | 0 | 0 | 0 | 0 | 0 | 0 | 0 | 0 | 0 | 0 | 0 | 0
Building Components Energy Use[commercial,heavy or residual fuel oil bf,lighting] | NoSettings | 0 | 0 | 0 | 0 | 0 | 0 | 0 | 0 | 0 | 0 | 0 | 0 | 0 | 0 | 0 | 0 | 0 | 0 | 0 | 0 | 0 | 0 | 0 | 0 | 0 | 0 | 0 | 0 | 0 | 0 | 0
Building Components Energy Use[commercial,heavy or residual fuel oil bf,appliances] | NoSettings | 0 | 0 | 0 | 0 | 0 | 0 | 0 | 0 | 0 | 0 | 0 | 0 | 0 | 0 | 0 | 0 | 0 | 0 | 0 | 0 | 0 | 0 | 0 | 0 | 0 | 0 | 0 | 0 | 0 | 0 | 0
Building Components Energy Use[commercial,heavy or residual fuel oil bf,other component] | NoSettings | 0 | 0 | 0 | 0 | 0 | 0 | 0 | 0 | 0 | 0 | 0 | 0 | 0 | 0 | 0 | 0 | 0 | 0 | 0 | 0 | 0 | 0 | 0 | 0 | 0 | 0 | 0 | 0 | 0 | 0 | 0
Building Components Energy Use[commercial,LPG propane or butane bf,heating] | NoSettings | 13300000000000 | 13300000000000 | 13300000000000 | 13300000000000 | 13300000000000 | 13200000000000 | 13100000000000 | 13100000000000 | 13000000000000 | 12900000000000 | 12800000000000 | 12700000000000 | 12600000000000 | 12500000000000 | 12400000000000 | 12300000000000 | 12200000000000 | 12100000000000 | 12000000000000 | 11900000000000 | 11800000000000 | 11700000000000 | 11600000000000 | 11500000000000 | 11400000000000 | 11400000000000 | 11300000000000 | 11300000000000 | 11300000000000 | 11300000000000 | 11300000000000
Building Components Energy Use[commercial,LPG propane or butane bf,cooling and ventilation] | NoSettings | 0 | 0 | 0 | 0 | 0 | 0 | 0 | 0 | 0 | 0 | 0 | 0 | 0 | 0 | 0 | 0 | 0 | 0 | 0 | 0 | 0 | 0 | 0 | 0 | 0 | 0 | 0 | 0 | 0 | 0 | 0
Building Components Energy Use[commercial,LPG propane or butane bf,envelope] | NoSettings | 0 | 0 | 0 | 0 | 0 | 0 | 0 | 0 | 0 | 0 | 0 | 0 | 0 | 0 | 0 | 0 | 0 | 0 | 0 | 0 | 0 | 0 | 0 | 0 | 0 | 0 | 0 | 0 | 0 | 0 | 0
Building Components Energy Use[commercial,LPG propane or butane bf,lighting] | NoSettings | 0 | 0 | 0 | 0 | 0 | 0 | 0 | 0 | 0 | 0 | 0 | 0 | 0 | 0 | 0 | 0 | 0 | 0 | 0 | 0 | 0 | 0 | 0 | 0 | 0 | 0 | 0 | 0 | 0 | 0 | 0
Building Components Energy Use[commercial,LPG propane or butane bf,appliances] | NoSettings | 0 | 0 | 0 | 0 | 0 | 0 | 0 | 0 | 0 | 0 | 0 | 0 | 0 | 0 | 0 | 0 | 0 | 0 | 0 | 0 | 0 | 0 | 0 | 0 | 0 | 0 | 0 | 0 | 0 | 0 | 0
Building Components Energy Use[commercial,LPG propane or butane bf,other component] | NoSettings | 0 | 0 | 0 | 0 | 0 | 0 | 0 | 0 | 0 | 0 | 0 | 0 | 0 | 0 | 0 | 0 | 0 | 0 | 0 | 0 | 0 | 0 | 0 | 0 | 0 | 0 | 0 | 0 | 0 | 0 | 0
Building Components Energy Use[commercial,hydrogen bf,heating] | NoSettings | 0 | 0 | 0 | 0 | 0 | 0 | 0 | 0 | 0 | 0 | 0 | 0 | 0 | 0 | 0 | 0 | 0 | 0 | 0 | 0 | 0 | 0 | 0 | 0 | 0 | 0 | 0 | 0 | 0 | 0 | 0
Building Components Energy Use[commercial,hydrogen bf,cooling and ventilation] | NoSettings | 0 | 0 | 0 | 0 | 0 | 0 | 0 | 0 | 0 | 0 | 0 | 0 | 0 | 0 | 0 | 0 | 0 | 0 | 0 | 0 | 0 | 0 | 0 | 0 | 0 | 0 | 0 | 0 | 0 | 0 | 0
Building Components Energy Use[commercial,hydrogen bf,envelope] | NoSettings | 0 | 0 | 0 | 0 | 0 | 0 | 0 | 0 | 0 | 0 | 0 | 0 | 0 | 0 | 0 | 0 | 0 | 0 | 0 | 0 | 0 | 0 | 0 | 0 | 0 | 0 | 0 | 0 | 0 | 0 | 0
Building Components Energy Use[commercial,hydrogen bf,lighting] | NoSettings | 0 | 0 | 0 | 0 | 0 | 0 | 0 | 0 | 0 | 0 | 0 | 0 | 0 | 0 | 0 | 0 | 0 | 0 | 0 | 0 | 0 | 0 | 0 | 0 | 0 | 0 | 0 | 0 | 0 | 0 | 0
Building Components Energy Use[commercial,hydrogen bf,appliances] | NoSettings | 0 | 0 | 0 | 0 | 0 | 0 | 0 | 0 | 0 | 0 | 0 | 0 | 0 | 0 | 0 | 0 | 0 | 0 | 0 | 0 | 0 | 0 | 0 | 0 | 0 | 0 | 0 | 0 | 0 | 0 | 0
Building Components Energy Use[commercial,hydrogen bf,other component] | NoSettings | 0 | 0 | 0 | 0 | 0 | 0 | 0 | 0 | 0 | 0 | 0 | 0 | 0 | 0 | 0 | 0 | 0 | 0 | 0 | 0 | 0 | 0 | 0 | 0 | 0 | 0 | 0 | 0 | 0 | 0 | 0