## About
PMCCS Policy Mandated Capacity Construction Schedule |  | 2021-04-29
Source: | see file BPMCCS
Note:
You may use this variable to specify the electricity generating capacity
in MW that will be built each year in the policy case when the
"Boolean Use Non BAU Mandated Capacity Construction Schedule"
policy is enabled.
This file adopts the values in BPMCCS, but subtracts any natural gas that does not already have regulatory approval.

## Planned Additions
Year | Month | Entity ID | Entity Name | Plant Producer Type | Plant Name | Plant State | Plant ID | Generator ID | Net Summer Capacity (MW) | Technology | Energy Source Code | Prime Mover Code | Status | Nameplate Capacity (MW)
2020 | 6 | 61524 | 226HC 8me LLC | IPP | Holstein 1 Solar Farm | TX | 61962 | HSF01 | 200 | Solar Photovoltaic | SUN | PV | (TS) Construction complete, but not yet in commercial operation | 200
2020 | 6 | 59272 | 41MB 8me, LLC | IPP | Borden Solar Farm | CA | 59531 | BRDN | 50 | Solar Photovoltaic | SUN | PV | (TS) Construction complete, but not yet in commercial operation | 50
2020 | 6 | 61012 | AES Distributed Energy | IPP | Cronin Road Solar 1, LLC | MA | 63011 | CRONI | 1.5 | Solar Photovoltaic | SUN | PV | (TS) Construction complete, but not yet in commercial operation | 1.5
2020 | 6 | 61012 | AES Distributed Energy | IPP | Cycz Solar Project | MA | 63472 | BATT | 1.3 | Batteries | MWH | BA | (TS) Construction complete, but not yet in commercial operation | 1.3
2020 | 6 | 61012 | AES Distributed Energy | IPP | Cycz Solar Project | MA | 63472 | CYCZ | 2 | Solar Photovoltaic | SUN | PV | (TS) Construction complete, but not yet in commercial operation | 2
2020 | 6 | 61012 | AES Distributed Energy | IPP | Finchville Solar, LLC | NY | 62999 | FINCH | 5 | Solar Photovoltaic | SUN | PV | (TS) Construction complete, but not yet in commercial operation | 5
2020 | 6 | 61012 | AES Distributed Energy | IPP | McDougle-Mitchell Solar Project | MA | 63470 | BATT | 2.9 | Batteries | MWH | BA | (TS) Construction complete, but not yet in commercial operation | 2.9
2020 | 6 | 61012 | AES Distributed Energy | IPP | McDougle-Mitchell Solar Project | MA | 63470 | MCDMT | 4.5 | Solar Photovoltaic | SUN | PV | (TS) Construction complete, but not yet in commercial operation | 4.5
2020 | 6 | 61012 | AES Distributed Energy | IPP | Partridge Hill Solar | MA | 63264 | PART3 | 2 | Solar Photovoltaic | SUN | PV | (TS) Construction complete, but not yet in commercial operation | 2
2020 | 6 | 61012 | AES Distributed Energy | IPP | Partridge Solar Project | MA | 63435 | BATT | 1.3 | Batteries | MWH | BA | (TS) Construction complete, but not yet in commercial operation | 1.3
2020 | 6 | 61012 | AES Distributed Energy | IPP | Partridge Solar Project | MA | 63435 | PRTDG | 2 | Solar Photovoltaic | SUN | PV | (TS) Construction complete, but not yet in commercial operation | 2
2020 | 6 | 61012 | AES Distributed Energy | IPP | Ryan Road Solar LLC | MA | 63044 | ORCHA | 4.3 | Solar Photovoltaic | SUN | PV | (TS) Construction complete, but not yet in commercial operation | 4.3
2020 | 6 | 61012 | AES Distributed Energy | IPP | W. Orange Rd Solar LLC | MA | 63047 | HEYES | 5 | Solar Photovoltaic | SUN | PV | (V) Under construction, more than 50 percent complete | 5
2020 | 6 | 63019 | AGA TAG Solar III LLC | IPP | AGA TAG Solar III LLC | SC | 63243 | SCAG | 2 | Solar Photovoltaic | SUN | PV | (U) Under construction, less than or equal to 50 percent complete | 2
2020 | 6 | 57416 | Acciona Energy USA Global, LLC | IPP | Palmas Wind, LLC | TX | 61773 | PW | 142.6 | Onshore Wind Turbine | WND | WT | (V) Under construction, more than 50 percent complete | 144.9
2020 | 6 | 63468 | Alkali Solar, LLC | IPP | Alkali Solar, LLC | OR | 63795 | 2 | 10 | Solar Photovoltaic | SUN | PV | (V) Under construction, more than 50 percent complete | 10
2020 | 6 | 62835 | Caden Energix Hickory LLC | IPP | Caden Energix Hickory LLC | VA | 63084 | ENX02 | 20 | Solar Photovoltaic | SUN | PV | (V) Under construction, more than 50 percent complete | 20
2020 | 6 | 62835 | Caden Energix Hickory LLC | IPP | Caden Energix Hickory LLC | VA | 63084 | ENX03 | 12 | Solar Photovoltaic | SUN | PV | (V) Under construction, more than 50 percent complete | 12
2020 | 6 | 62834 | Caden Energix Pamplin LLC | IPP | Caden Energix Pamplin LLC | VA | 63083 | ENX04 | 15.7 | Solar Photovoltaic | SUN | PV | (V) Under construction, more than 50 percent complete | 15.7
2020 | 6 | 10623 | City of Lakeland - (FL) | Electric Utility | C D McIntosh Jr | FL | 676 | GT2 | 115 | Natural Gas Fired Combustion Turbine | NG | GT | (TS) Construction complete, but not yet in commercial operation | 135
2020 | 6 | 63260 | Cobb Electric Membership Corporation | IPP | Solar BESS Hybrid | GA | 63535 | SOLAR | 1.1 | Solar Photovoltaic | SUN | PV | (U) Under construction, less than or equal to 50 percent complete | 1.5
2020 | 6 | 63260 | Cobb Electric Membership Corporation | IPP | Solar BESS Hybrid | GA | 63535 | TEST | 1 | Batteries | MWH | BA | (U) Under construction, less than or equal to 50 percent complete | 1
2020 | 6 | 56769 | Consolidated Edison Development Inc. | IPP | CED Crane Solar | TX | 63519 | CRN1 | 150 | Solar Photovoltaic | SUN | PV | (V) Under construction, more than 50 percent complete | 150
2020 | 6 | 49846 | Covanta Honolulu Resource Recovery | Commercial | H Power | HI | 10334 | PV1 | 2.1 | Solar Photovoltaic | SUN | PV | (U) Under construction, less than or equal to 50 percent complete | 2.1
2020 | 6 | 62803 | Cove Mountain Solar 2 LLC | IPP | Cove Mountain Solar 2 | UT | 62470 | GEN01 | 122 | Solar Photovoltaic | SUN | PV | (V) Under construction, more than 50 percent complete | 122
2020 | 6 | 61060 | Cypress Creek Renewables | IPP | Wagyu | TX | 63273 | 1215 | 120 | Solar Photovoltaic | SUN | PV | (V) Under construction, more than 50 percent complete | 120
2020 | 6 | 5248 | Dominion Energy Inc | Electric Utility | Myrtle Solar | VA | 63746 | MYSO | 15 | Solar Photovoltaic | SUN | PV | (L) Regulatory approvals pending. Not under construction | 15
2020 | 6 | 3046 | Duke Energy Progress - (NC) | Electric Utility | Asheville-Rock Hill Battery | NC | 63064 | ES1 | 8.8 | Batteries | MWH | BA | (V) Under construction, more than 50 percent complete | 8.8
2020 | 6 | 61420 | ENGIE Storage Services NA LLC | Commercial | Pacific Union College BESS | CA | 61795 | 12649 | 1 | Batteries | MWH | BA | (TS) Construction complete, but not yet in commercial operation | 1
2020 | 6 | 62852 | ESA Hamlet NC LLC | IPP | ESA Hamlet NC , LLC | NC | 63377 | PGR10 | 5 | Solar Photovoltaic | SUN | PV | (V) Under construction, more than 50 percent complete | 5
2020 | 6 | 39347 | East Texas Electric Coop, Inc | Electric Utility | RC Thomas Hydroelectric Project | TX | 58645 | RCT1 | 8.7 | Conventional Hydroelectric | WAT | HY | (V) Under construction, more than 50 percent complete | 8.9
2020 | 6 | 39347 | East Texas Electric Coop, Inc | Electric Utility | RC Thomas Hydroelectric Project | TX | 58645 | RCT2 | 8.7 | Conventional Hydroelectric | WAT | HY | (V) Under construction, more than 50 percent complete | 8.9
2020 | 6 | 39347 | East Texas Electric Coop, Inc | Electric Utility | RC Thomas Hydroelectric Project | TX | 58645 | RCT3 | 8.7 | Conventional Hydroelectric | WAT | HY | (V) Under construction, more than 50 percent complete | 8.9
2020 | 6 | 58135 | Ecos Energy LLC | IPP | Dickinson Solar (CT) | CT | 63245 | DCKN | 2 | Solar Photovoltaic | SUN | PV | (TS) Construction complete, but not yet in commercial operation | 2
2020 | 6 | 58135 | Ecos Energy LLC | IPP | Sydney Solar | CT | 63244 | SYDN | 2 | Solar Photovoltaic | SUN | PV | (TS) Construction complete, but not yet in commercial operation | 2
2020 | 6 | 60496 | Enerparc Inc. | IPP | Vale Solar Center | OR | 61856 | VALE | 3 | Solar Photovoltaic | SUN | PV | (TS) Construction complete, but not yet in commercial operation | 3
2020 | 6 | 63081 | Exus North America Management Partners LLC | IPP | Bearkat II Wind Energy LLC | TX | 63342 | BKII | 162.1 | Onshore Wind Turbine | WND | WT | (V) Under construction, more than 50 percent complete | 162.1
2020 | 6 | 62856 | Forefront Power, LLC | IPP | DGS Wasco State Prison | CA | 63418 | 1122 | 2.3 | Solar Photovoltaic | SUN | PV | (U) Under construction, less than or equal to 50 percent complete | 2.3
2020 | 6 | 62856 | Forefront Power, LLC | IPP | Reed Road Solar | IL | 63071 | 1822 | 1.3 | Solar Photovoltaic | SUN | PV | (V) Under construction, more than 50 percent complete | 1.3
2020 | 6 | 61873 | GA Solar 4 | IPP | Twiggs Solar | GA | 61696 | TWIGG | 200 | Solar Photovoltaic | SUN | PV | (V) Under construction, more than 50 percent complete | 200
2020 | 6 | 61944 | GSRP | IPP | Lafayette 2 - Internal Services Dept | CA | 63527 | GEN1 | 1.9 | Solar Photovoltaic | SUN | PV | (V) Under construction, more than 50 percent complete | 1.9
2020 | 6 | 61944 | GSRP | IPP | Lafayette 2 - MLK Jr. Hospital (MLK) | CA | 63623 | GEN1 | 1.7 | Solar Photovoltaic | SUN | PV | (V) Under construction, more than 50 percent complete | 1.7
2020 | 6 | 60025 | Greenbacker Renewable Energy Corporation | IPP | Renew Solar ABC Sacramento LLC | CA | 62545 | SACRA | 1.7 | Solar Photovoltaic | SUN | PV | (V) Under construction, more than 50 percent complete | 1.7
2020 | 6 | 63292 | Harmony Florida Solar LLC | IPP | Harmony Solar | FL | 63582 | HFS | 74.5 | Solar Photovoltaic | SUN | PV | (U) Under construction, less than or equal to 50 percent complete | 74.5
2020 | 6 | 62046 | High Lonesome Wind Power, LLC | IPP | High Lonesome Wind Power, LLC | TX | 62562 | HILO2 | 50 | Onshore Wind Turbine | WND | WT | (TS) Construction complete, but not yet in commercial operation | 50
2020 | 6 | 63470 | Illinois PV Fulton 1, LLC | IPP | Illinois PV Fulton 1 | IL | 63790 | FULT | 2 | Solar Photovoltaic | SUN | PV | (V) Under construction, more than 50 percent complete | 2
2020 | 6 | 9234 | Indiana Municipal Power Agency | Electric Utility | Crawfordsville Solar Park 4 | IN | 62776 | SCRA4 | 2.3 | Solar Photovoltaic | SUN | PV | (TS) Construction complete, but not yet in commercial operation | 2.3
2020 | 6 | 9234 | Indiana Municipal Power Agency | Electric Utility | Gas City Solar Park | IN | 62767 | SGASC | 2.5 | Solar Photovoltaic | SUN | PV | (TS) Construction complete, but not yet in commercial operation | 2.5
2020 | 6 | 9234 | Indiana Municipal Power Agency | Electric Utility | Scottsburg Solar Park | IN | 62766 | SCCOT | 7.1 | Solar Photovoltaic | SUN | PV | (TS) Construction complete, but not yet in commercial operation | 7.1
2020 | 6 | 61219 | Longroad Energy Services LLC | IPP | Prospero Solar | TX | 62755 | PROSP | 300 | Solar Photovoltaic | SUN | PV | (V) Under construction, more than 50 percent complete | 300
2020 | 6 | 63001 | MN CSG 2, LLC | IPP | Woodbury Solar | MN | 63231 | PV | 3 | Solar Photovoltaic | SUN | PV | (TS) Construction complete, but not yet in commercial operation | 3
2020 | 6 | 62915 | Madison Energy Holdings LLC | IPP | Houston/Winona Community Solar One LLC | MN | 63534 | 52827 | 1 | Solar Photovoltaic | SUN | PV | (V) Under construction, more than 50 percent complete | 1
2020 | 6 | 62915 | Madison Energy Holdings LLC | IPP | Winona Community Solar One LLC | MN | 63532 | 52837 | 1 | Solar Photovoltaic | SUN | PV | (V) Under construction, more than 50 percent complete | 1
2020 | 6 | 63471 | NES Olympos | IPP | Tate Solar | NC | 60160 | PV1 | 5 | Solar Photovoltaic | SUN | PV | (V) Under construction, more than 50 percent complete | 5
2020 | 6 | 63185 | Neighborhood Power Corp. | IPP | Dunn Road Solar | OR | 63642 | W9736 | 1.8 | Solar Photovoltaic | SUN | PV | (TS) Construction complete, but not yet in commercial operation | 1.8
2020 | 6 | 62864 | Novel Haley Solar LLC CSG | IPP | Novel Haley Solar CSG | MN | 63005 | HALY | 1 | Solar Photovoltaic | SUN | PV | (TS) Construction complete, but not yet in commercial operation | 1
2020 | 6 | 62847 | Novel Pederson Solar LLC CSG | IPP | Novel Pederson Solar CSG | MN | 62983 | PED | 1 | Solar Photovoltaic | SUN | PV | (TS) Construction complete, but not yet in commercial operation | 1
2020 | 6 | 62644 | OEE XXVIII LLC | Industrial | LafargeHolcim - Paulding Wind Project | OH | 62752 | L1 | 1.5 | Onshore Wind Turbine | WND | WT | (TS) Construction complete, but not yet in commercial operation | 1.5
2020 | 6 | 62644 | OEE XXVIII LLC | Industrial | LafargeHolcim - Paulding Wind Project | OH | 62752 | L2 | 1.5 | Onshore Wind Turbine | WND | WT | (TS) Construction complete, but not yet in commercial operation | 1.5
2020 | 6 | 62644 | OEE XXVIII LLC | Industrial | LafargeHolcim - Paulding Wind Project | OH | 62752 | L3 | 1.5 | Onshore Wind Turbine | WND | WT | (TS) Construction complete, but not yet in commercial operation | 1.5
2020 | 6 | 62128 | OEE XXX LLC | Industrial | Zephyr Wind Project - 2.0 | OH | 62653 | T1 | 1.5 | Onshore Wind Turbine | WND | WT | (TS) Construction complete, but not yet in commercial operation | 1.5
2020 | 6 | 62128 | OEE XXX LLC | Industrial | Zephyr Wind Project - 2.0 | OH | 62653 | T2 | 1.5 | Onshore Wind Turbine | WND | WT | (TS) Construction complete, but not yet in commercial operation | 1.5
2020 | 6 | 62128 | OEE XXX LLC | Industrial | Zephyr Wind Project - 2.0 | OH | 62653 | T3 | 1.5 | Onshore Wind Turbine | WND | WT | (TS) Construction complete, but not yet in commercial operation | 1.5
2020 | 6 | 62788 | Oberon Solar IA | IPP | Oberon IA | TX | 62933 | OBR1A | 150 | Solar Photovoltaic | SUN | PV | (U) Under construction, less than or equal to 50 percent complete | 150
2020 | 6 | 62789 | Oberon Solar IB | IPP | Oberon IB | TX | 62932 | OBR1B | 30 | Solar Photovoltaic | SUN | PV | (U) Under construction, less than or equal to 50 percent complete | 30
2020 | 6 | 56215 | RWE Renewables Americas LLC | IPP | Peyton Creek Wind Farm LLC | TX | 62417 | WT1 | 220 | Onshore Wind Turbine | WND | WT | (V) Under construction, more than 50 percent complete | 220
2020 | 6 | 62913 | Roundhouse Renewable Energy, LLC | Industrial | Roundhouse Wind Energy Project | WY | 63133 | 82059 | 124 | Onshore Wind Turbine | WND | WT | (U) Under construction, less than or equal to 50 percent complete | 124
2020 | 6 | 62913 | Roundhouse Renewable Energy, LLC | Industrial | Roundhouse Wind Energy Project | WY | 63133 | 82060 | 79 | Onshore Wind Turbine | WND | WT | (U) Under construction, less than or equal to 50 percent complete | 79
2020 | 6 | 62913 | Roundhouse Renewable Energy, LLC | Industrial | Roundhouse Wind Energy Project | WY | 63133 | 82061 | 23 | Onshore Wind Turbine | WND | WT | (U) Under construction, less than or equal to 50 percent complete | 23
2020 | 6 | 62113 | Sage Draw Wind, LLC | IPP | Sage Draw Wind | TX | 62620 | SD | 338.4 | Onshore Wind Turbine | WND | WT | (TS) Construction complete, but not yet in commercial operation | 338.4
2020 | 6 | 60531 | Standard Solar | IPP | USS B&B Solar LLC CSG | MN | 63216 | BB | 1 | Solar Photovoltaic | SUN | PV | (U) Under construction, less than or equal to 50 percent complete | 1
2020 | 6 | 60531 | Standard Solar | IPP | USS Chariot Solar LLC | MN | 63171 | CHROT | 1 | Solar Photovoltaic | SUN | PV | (U) Under construction, less than or equal to 50 percent complete | 1
2020 | 6 | 60531 | Standard Solar | IPP | USS Mayhew Solar LLC CSG | MN | 63144 | MAYHW | 1 | Solar Photovoltaic | SUN | PV | (U) Under construction, less than or equal to 50 percent complete | 1
2020 | 6 | 60531 | Standard Solar | IPP | USS Milkweed Solar LLC CSG | MN | 63142 | MLKWD | 1 | Solar Photovoltaic | SUN | PV | (U) Under construction, less than or equal to 50 percent complete | 1
2020 | 6 | 60531 | Standard Solar | IPP | USS Monarch Solar LLC CSG | MN | 63147 | MNRCH | 1 | Solar Photovoltaic | SUN | PV | (V) Under construction, more than 50 percent complete | 1
2020 | 6 | 60531 | Standard Solar | IPP | USS Sunrise Solar LLC CSG | MN | 63141 | SNRSE | 1 | Solar Photovoltaic | SUN | PV | (U) Under construction, less than or equal to 50 percent complete | 1
2020 | 6 | 60531 | Standard Solar | IPP | USS Westeros Solar LLC CSG | MN | 63140 | USSWS | 1 | Solar Photovoltaic | SUN | PV | (U) Under construction, less than or equal to 50 percent complete | 1
2020 | 6 | 63290 | Taylor Creek Solar LLC | IPP | Taylor Creek Solar | FL | 63583 | TCS | 74.5 | Solar Photovoltaic | SUN | PV | (U) Under construction, less than or equal to 50 percent complete | 74.5
2020 | 6 | 61980 | Valta Energy | IPP | Mauka FIT One | HI | 58662 | 3501 | 3.5 | Solar Photovoltaic | SUN | PV | (TS) Construction complete, but not yet in commercial operation | 3.5
2020 | 6 | 63469 | West Hines Solar I, LLC | IPP | West Hines Solar I, LLC | OR | 63796 | 1 | 10 | Solar Photovoltaic | SUN | PV | (V) Under construction, more than 50 percent complete | 10
2020 | 6 | 58106 | Western Michigan University | Commercial | Western Michigan University Power Plant | MI | 58161 | EG-10 | 2.5 | Natural Gas Internal Combustion Engine | NG | IC | (V) Under construction, more than 50 percent complete | 2.5
2020 | 6 | 58106 | Western Michigan University | Commercial | Western Michigan University Power Plant | MI | 58161 | EG-9 | 2.5 | Natural Gas Internal Combustion Engine | NG | IC | (V) Under construction, more than 50 percent complete | 2.5
2020 | 7 | 61012 | AES Distributed Energy | IPP | Allis Medina Solar LLC | NY | 63129 | ALLIS | 5 | Solar Photovoltaic | SUN | PV | (TS) Construction complete, but not yet in commercial operation | 5
2020 | 7 | 61012 | AES Distributed Energy | IPP | Lane Ave Solar LLC | MA | 63041 | HANRA | 1.5 | Solar Photovoltaic | SUN | PV | (TS) Construction complete, but not yet in commercial operation | 1.5
2020 | 7 | 61012 | AES Distributed Energy | IPP | Randall Solar Project | MA | 63475 | BATT | 3.3 | Batteries | MWH | BA | (TS) Construction complete, but not yet in commercial operation | 3.3
2020 | 7 | 61012 | AES Distributed Energy | IPP | Randall Solar Project | MA | 63475 | RAND | 5 | Solar Photovoltaic | SUN | PV | (TS) Construction complete, but not yet in commercial operation | 5
2020 | 7 | 61012 | AES Distributed Energy | IPP | Wilbur Woods Solar LLC | MA | 63048 | DESMO | 5 | Solar Photovoltaic | SUN | PV | (V) Under construction, more than 50 percent complete | 5
2020 | 7 | 59613 | BayWa r.e. Solar Projects LLC | IPP | Fern Solar LLC | NC | 62798 | FERN | 100 | Solar Photovoltaic | SUN | PV | (V) Under construction, more than 50 percent complete | 100
2020 | 7 | 63380 | Brenda Luhman Community Solar LLC | IPP | Brenda Luhman - CSG | MN | 63682 | BLCS | 1 | Solar Photovoltaic | SUN | PV | (V) Under construction, more than 50 percent complete | 1
2020 | 7 | 62772 | CA ODEVI LLC | IPP | Windsor Floating Solar | CA | 62902 | WUS15 | 1.5 | Solar Photovoltaic | SUN | PV | (V) Under construction, more than 50 percent complete | 1.5
2020 | 7 | 2848 | California Institute-Technology | Commercial | California Institute of Technology | CA | 10262 | GEN8 | 9 | Natural Gas Fired Combined Cycle | NG | CT | (L) Regulatory approvals pending. Not under construction | 10.5
2020 | 7 | 7626 | City of Greenfield - (IA) | Electric Utility | Greenfield | IA | 1144 | 1 | 2.5 | Petroleum Liquids | DFO | IC | (V) Under construction, more than 50 percent complete | 2.5
2020 | 7 | 7626 | City of Greenfield - (IA) | Electric Utility | Greenfield | IA | 1144 | 2 | 2.5 | Petroleum Liquids | DFO | IC | (V) Under construction, more than 50 percent complete | 2.5
2020 | 7 | 4180 | Connecticut Mun Elec Engy Coop | Electric Utility | Subase Microgrid Project | CT | 59701 | SFC1 | 3.7 | Other Natural Gas | NG | FC | (U) Under construction, less than or equal to 50 percent complete | 3.7
2020 | 7 | 4180 | Connecticut Mun Elec Engy Coop | Electric Utility | Subase Microgrid Project | CT | 59701 | SFC2 | 3.7 | Other Natural Gas | NG | FC | (U) Under construction, less than or equal to 50 percent complete | 3.7
2020 | 7 | 56769 | Consolidated Edison Development Inc. | IPP | CED Champaign Solar LLC | IL | 62681 | CSIL | 1.6 | Solar Photovoltaic | SUN | PV | (V) Under construction, more than 50 percent complete | 1.6
2020 | 7 | 62800 | DG Edison New Jersey LLC | IPP | DG Iron Mountain | NJ | 62957 | IRNMT | 5.4 | Solar Photovoltaic | SUN | PV | (V) Under construction, more than 50 percent complete | 5.4
2020 | 7 | 15470 | Duke Energy Indiana, LLC | Electric Utility | Nabb Battery Energy Storage System | IN | 62862 | ES1 | 5 | Batteries | MWH | BA | (V) Under construction, more than 50 percent complete | 5
2020 | 7 | 61420 | ENGIE Storage Services NA LLC | Commercial | San Diego International Airport BESS | CA | 62754 | BA | 2 | Batteries | MWH | BA | (U) Under construction, less than or equal to 50 percent complete | 2
2020 | 7 | 60853 | ET CAP OR HOLDINGS LLC | IPP | OR Solar 2, LLC | OR | 61200 | ORSR2 | 10 | Solar Photovoltaic | SUN | PV | (V) Under construction, more than 50 percent complete | 10
2020 | 7 | 58135 | Ecos Energy LLC | IPP | Apple Hill Solar | VT | 61037 | APPL | 2 | Solar Photovoltaic | SUN | PV | (U) Under construction, less than or equal to 50 percent complete | 2
2020 | 7 | 62856 | Forefront Power, LLC | IPP | Square Barn Solar | IL | 63070 | 1820 | 1.5 | Solar Photovoltaic | SUN | PV | (V) Under construction, more than 50 percent complete | 1.5
2020 | 7 | 6541 | Formosa Plastics Corp | Industrial | Formosa Utility Venture Ltd | TX | 10554 | 3TBG2 | 97 | Natural Gas Fired Combined Cycle | NG | CT | (TS) Construction complete, but not yet in commercial operation | 102
2020 | 7 | 63406 | Freight Line Solar, LLC | IPP | Freight Line Solar, LLC | NC | 63693 | 13503 | 2 | Solar Photovoltaic | SUN | PV | (U) Under construction, less than or equal to 50 percent complete | 2
2020 | 7 | 7140 | Georgia Power Co | Electric Utility | Kings Bay Solar Facility | GA | 59864 | BESS | 1.5 | Batteries | MWH | BA | (V) Under construction, more than 50 percent complete | 1.5
2020 | 7 | 7140 | Georgia Power Co | Electric Utility | Moody Air Force Base Solar | GA | 62377 | 1 | 49.5 | Solar Photovoltaic | SUN | PV | (V) Under construction, more than 50 percent complete | 49.5
2020 | 7 | 7140 | Georgia Power Co | Electric Utility | Tech Square Microgrid | GA | 63775 | BESS1 | 0.2 | Batteries | MWH | BA | (V) Under construction, more than 50 percent complete | 0.2
2020 | 7 | 7140 | Georgia Power Co | Electric Utility | Tech Square Microgrid | GA | 63775 | DG1 | 0.6 | Petroleum Liquids | DFO | IC | (V) Under construction, more than 50 percent complete | 0.6
2020 | 7 | 7140 | Georgia Power Co | Electric Utility | Tech Square Microgrid | GA | 63775 | FC1 | 0.2 | Other Natural Gas | NG | FC | (V) Under construction, more than 50 percent complete | 0.2
2020 | 7 | 7140 | Georgia Power Co | Electric Utility | Tech Square Microgrid | GA | 63775 | NGE1 | 0.2 | Natural Gas Internal Combustion Engine | NG | IC | (V) Under construction, more than 50 percent complete | 0.2
2020 | 7 | 7140 | Georgia Power Co | Electric Utility | Tech Square Microgrid | GA | 63775 | NGE2 | 0.2 | Natural Gas Internal Combustion Engine | NG | IC | (V) Under construction, more than 50 percent complete | 0.2
2020 | 7 | 63400 | Hammer Community Solar LLC | IPP | Hammer Community (CSG) | MN | 63684 | HAMR | 1 | Solar Photovoltaic | SUN | PV | (V) Under construction, more than 50 percent complete | 1
2020 | 7 | 60719 | Harvest Ridge Wind Farm | IPP | Broadlands Wind Farm | IL | 61161 | GEN01 | 202 | Onshore Wind Turbine | WND | WT | (V) Under construction, more than 50 percent complete | 202
2020 | 7 | 62638 | Helen Solar LLC | IPP | Helen Solar CSG | MN | 62706 | SC | 4 | Solar Photovoltaic | SUN | PV | (V) Under construction, more than 50 percent complete | 4
2020 | 7 | 62046 | High Lonesome Wind Power, LLC | IPP | High Lonesome Wind Power, LLC | TX | 62562 | HILO | 449.5 | Onshore Wind Turbine | WND | WT | (TS) Construction complete, but not yet in commercial operation | 449.5
2020 | 7 | 63408 | Holly Swamp Solar, LLC | IPP | Holly Swamp Solar, LLC | NC | 63695 | 13502 | 2 | Solar Photovoltaic | SUN | PV | (U) Under construction, less than or equal to 50 percent complete | 2
2020 | 7 | 9234 | Indiana Municipal Power Agency | Electric Utility | Tell City Solar Park | IN | 62790 | STEL2 | 3.2 | Solar Photovoltaic | SUN | PV | (TS) Construction complete, but not yet in commercial operation | 3.2
2020 | 7 | 61251 | LA3 West Baton Rouge, L.L.C. | IPP | LA3 West Baton Rouge Solar Facility | LA | 61646 | LA3WB | 50 | Solar Photovoltaic | SUN | PV | (U) Under construction, less than or equal to 50 percent complete | 50
2020 | 7 | 62842 | Lightsource Renewable Energy Asset Management, LLC | IPP | Whitetail Solar 3 | PA | 62991 | PAWT3 | 20 | Solar Photovoltaic | SUN | PV | (V) Under construction, more than 50 percent complete | 20
2020 | 7 | 62915 | Madison Energy Holdings LLC | IPP | Nicollet Community Solar One LLC | MN | 63120 | 52828 | 1 | Solar Photovoltaic | SUN | PV | (TS) Construction complete, but not yet in commercial operation | 1
2020 | 7 | 11479 | Madison Gas & Electric Co | Electric Utility | Middleton Airport Solar | WI | 62731 | 1 | 5 | Solar Photovoltaic | SUN | PV | (V) Under construction, more than 50 percent complete | 5
2020 | 7 | 58718 | Na Pua Makani Power Partners LLC | IPP | Na Pua Makani Wind Project | HI | 58837 | WT1 | 25 | Onshore Wind Turbine | WND | WT | (U) Under construction, less than or equal to 50 percent complete | 25
2020 | 7 | 62640 | Northfield Solar LLC | IPP | Northfield Solar CSG | MN | 62708 | SC | 5 | Solar Photovoltaic | SUN | PV | (V) Under construction, more than 50 percent complete | 5
2020 | 7 | 62866 | Novel MNDot Solar LLC CSG | IPP | Novel MNDot Solar CSG | MN | 63007 | MNDT | 1 | Solar Photovoltaic | SUN | PV | (U) Under construction, less than or equal to 50 percent complete | 1
2020 | 7 | 14063 | Oklahoma Gas & Electric Co | Electric Utility | Chickasaw Nation Solar Farm | OK | 63500 | CVS1 | 5 | Solar Photovoltaic | SUN | PV | (U) Under construction, less than or equal to 50 percent complete | 5
2020 | 7 | 14063 | Oklahoma Gas & Electric Co | Electric Utility | Choctaw Nation Solar Farm | OK | 63499 | CVS1 | 5 | Solar Photovoltaic | SUN | PV | (U) Under construction, less than or equal to 50 percent complete | 5
2020 | 7 | 63405 | PG Solar, LLC | IPP | PG Solar, LLC | NC | 63692 | 13504 | 2 | Solar Photovoltaic | SUN | PV | (U) Under construction, less than or equal to 50 percent complete | 2
2020 | 7 | 61678 | RE Rambler LLC | IPP | Rambler | TX | 62141 | RMBLR | 200 | Solar Photovoltaic | SUN | PV | (U) Under construction, less than or equal to 50 percent complete | 200
2020 | 7 | 62047 | Roadrunner Solar, LLC | IPP | Roadrunner, LLC | TX | 62561 | RODR1 | 200 | Solar Photovoltaic | SUN | PV | (V) Under construction, more than 50 percent complete | 200
2020 | 7 | 63460 | Rock Garden, LLC | IPP | Rock Garden Solar, LLC | OR | 63779 | 4 | 10 | Solar Photovoltaic | SUN | PV | (T) Regulatory approvals received. Not under construction | 10
2020 | 7 | 16657 | San Jose/Santa Clara Water P C | Commercial | SJ/SC WPCP | CA | 56080 | EG4 | 3.5 | Other Waste Biomass | OBG | IC | (U) Under construction, less than or equal to 50 percent complete | 3.5
2020 | 7 | 16657 | San Jose/Santa Clara Water P C | Commercial | SJ/SC WPCP | CA | 56080 | EG5 | 3.5 | Other Waste Biomass | OBG | IC | (U) Under construction, less than or equal to 50 percent complete | 3.5
2020 | 7 | 16657 | San Jose/Santa Clara Water P C | Commercial | SJ/SC WPCP | CA | 56080 | EG6 | 3.5 | Other Waste Biomass | OBG | IC | (U) Under construction, less than or equal to 50 percent complete | 3.5
2020 | 7 | 16657 | San Jose/Santa Clara Water P C | Commercial | SJ/SC WPCP | CA | 56080 | EG7 | 3.5 | Other Waste Biomass | OBG | IC | (U) Under construction, less than or equal to 50 percent complete | 3.5
2020 | 7 | 61677 | Sol Systems | IPP | Ruff Solar LLC | NC | 62594 | 11625 | 5 | Solar Photovoltaic | SUN | PV | (TS) Construction complete, but not yet in commercial operation | 22
2020 | 7 | 17650 | Southern Power Co | IPP | Skookumchuck Wind Facility | WA | 63205 | 1 | 136 | Onshore Wind Turbine | WND | WT | (V) Under construction, more than 50 percent complete | 136
2020 | 7 | 60531 | Standard Solar | IPP | USS Christoffer Solar LLC CSG | MN | 63152 | CHRST | 1 | Solar Photovoltaic | SUN | PV | (U) Under construction, less than or equal to 50 percent complete | 1
2020 | 7 | 60531 | Standard Solar | IPP | USS Solar Sources LLC CSG | MN | 63151 | SOURC | 1 | Solar Photovoltaic | SUN | PV | (U) Under construction, less than or equal to 50 percent complete | 1
2020 | 7 | 63459 | Suntex Solar, LLC | IPP | Suntex Solar, LLC | OR | 63778 | 3 | 10 | Solar Photovoltaic | SUN | PV | (T) Regulatory approvals received. Not under construction | 10
2020 | 7 | 62637 | Walcott Solar LLC | IPP | Walcott Solar CSG | MN | 62707 | SC | 4 | Solar Photovoltaic | SUN | PV | (U) Under construction, less than or equal to 50 percent complete | 4
2020 | 7 | 62641 | Warsaw Solar LLC | IPP | Warsaw Solar CSG | MN | 62709 | SC | 2 | Solar Photovoltaic | SUN | PV | (V) Under construction, more than 50 percent complete | 2
2020 | 7 | 20323 | Wellhead Energy, LLC | IPP | Stanton Energy Reliability Center | CA | 60698 | GT1 | 45.9 | Natural Gas Fired Combustion Turbine | NG | GT | (V) Under construction, more than 50 percent complete | 60.5
2020 | 7 | 20323 | Wellhead Energy, LLC | IPP | Stanton Energy Reliability Center | CA | 60698 | GT2 | 45.9 | Natural Gas Fired Combustion Turbine | NG | GT | (V) Under construction, more than 50 percent complete | 60.5
2020 | 8 | 60281 | Altus Power America Management, LLC | IPP | FastSun 19 CSG | MN | 63033 | FS19 | 1 | Solar Photovoltaic | SUN | PV | (TS) Construction complete, but not yet in commercial operation | 1
2020 | 8 | 60281 | Altus Power America Management, LLC | IPP | FastSun 2 CSG | MN | 62696 | FS2 | 1 | Solar Photovoltaic | SUN | PV | (TS) Construction complete, but not yet in commercial operation | 1
2020 | 8 | 62993 | Aviator Wind, LLC | IPP | Aviator Wind | TX | 63209 | AVTOR | 525 | Onshore Wind Turbine | WND | WT | (V) Under construction, more than 50 percent complete | 525
2020 | 8 | 63415 | CO Buffalo Flats LLC | IPP | Rawhide Prairie Solar | CO | 63722 | BA1 | 1 | Batteries | MWH | BA | (V) Under construction, more than 50 percent complete | 1
2020 | 8 | 63415 | CO Buffalo Flats LLC | IPP | Rawhide Prairie Solar | CO | 63722 | PV1 | 22 | Solar Photovoltaic | SUN | PV | (V) Under construction, more than 50 percent complete | 22
2020 | 8 | 63381 | Carlson Community Solar | IPP | Carlson Community (CSG) | MN | 63683 | CRLSN | 1 | Solar Photovoltaic | SUN | PV | (V) Under construction, more than 50 percent complete | 1
2020 | 8 | 63072 | Cerro Gordo Wind Farm | IPP | Cerro Gordo Wind Farm | IA | 63287 | CGWF | 42 | Onshore Wind Turbine | WND | WT | (T) Regulatory approvals received. Not under construction | 42
2020 | 8 | 1515 | City of Bellevue - (IA) | Electric Utility | Bellevue | IA | 1126 | 1A | 1.7 | Petroleum Liquids | DFO | IC | (U) Under construction, less than or equal to 50 percent complete | 1.8
2020 | 8 | 59550 | Croda Inc. | Industrial | Croda Atlas Point CHP | DE | 59783 | 91199 | 2 | Landfill Gas | LFG | IC | (U) Under construction, less than or equal to 50 percent complete | 2
2020 | 8 | 58970 | Ecoplexus, Inc | IPP | HWY 158 PV | NC | 63566 | HW158 | 9 | Solar Photovoltaic | SUN | PV | (T) Regulatory approvals received. Not under construction | 9
2020 | 8 | 62856 | Forefront Power, LLC | IPP | Fresno Sunnyside High School | CA | 63422 | 1122 | 1.6 | Solar Photovoltaic | SUN | PV | (U) Under construction, less than or equal to 50 percent complete | 1.6
2020 | 8 | 62856 | Forefront Power, LLC | IPP | Fresno Sunnyside High School | CA | 63422 | BA112 | 0.3 | Batteries | MWH | BA | (U) Under construction, less than or equal to 50 percent complete | 0.3
2020 | 8 | 62856 | Forefront Power, LLC | IPP | Harmony Road Solar | IL | 63069 | 1823 | 1.9 | Solar Photovoltaic | SUN | PV | (V) Under construction, more than 50 percent complete | 1.9
2020 | 8 | 62856 | Forefront Power, LLC | IPP | Mooseheart School Solar | IL | 63073 | 1817 | 2 | Solar Photovoltaic | SUN | PV | (U) Under construction, less than or equal to 50 percent complete | 2
2020 | 8 | 6541 | Formosa Plastics Corp | Industrial | Formosa Utility Venture Ltd | TX | 10554 | 3TBG1 | 97 | Natural Gas Fired Combined Cycle | NG | CT | (V) Under construction, more than 50 percent complete | 102
2020 | 8 | 60025 | Greenbacker Renewable Energy Corporation | IPP | Solar Hagerstown | MD | 62912 | 137 | 7.5 | Solar Photovoltaic | SUN | PV | (U) Under construction, less than or equal to 50 percent complete | 10
2020 | 8 | 49893 | Invenergy Services LLC | IPP | Millican Solar Energy LLC | OR | 63050 | GEN1 | 71.4 | Solar Photovoltaic | SUN | PV | (U) Under construction, less than or equal to 50 percent complete | 71.4
2020 | 8 | 49893 | Invenergy Services LLC | IPP | Prineville Solar Energy LLC | OR | 63049 | GEN1 | 46.2 | Solar Photovoltaic | SUN | PV | (U) Under construction, less than or equal to 50 percent complete | 46.2
2020 | 8 | 62842 | Lightsource Renewable Energy Asset Management, LLC | IPP | Whitetail Solar 2 | PA | 62990 | PAWT2 | 20 | Solar Photovoltaic | SUN | PV | (V) Under construction, more than 50 percent complete | 20
2020 | 8 | 61219 | Longroad Energy Services LLC | IPP | El Campo Wind | TX | 62765 | CAMPO | 242.8 | Onshore Wind Turbine | WND | WT | (V) Under construction, more than 50 percent complete | 242.8
2020 | 8 | 62915 | Madison Energy Holdings LLC | IPP | Sobania Community Solar LLC | MN | 63791 | SOB01 | 1 | Solar Photovoltaic | SUN | PV | (V) Under construction, more than 50 percent complete | 1
2020 | 8 | 62915 | Madison Energy Holdings LLC | IPP | Stevens Community Solar LLC | MN | 63794 | ST001 | 1 | Solar Photovoltaic | SUN | PV | (V) Under construction, more than 50 percent complete | 1
2020 | 8 | 62915 | Madison Energy Holdings LLC | IPP | Studenski Community Solar LLC | MN | 63793 | STU01 | 1 | Solar Photovoltaic | SUN | PV | (V) Under construction, more than 50 percent complete | 1
2020 | 8 | 62915 | Madison Energy Holdings LLC | IPP | Svihel Community Solar LLC | MN | 63792 | SVH01 | 1 | Solar Photovoltaic | SUN | PV | (V) Under construction, more than 50 percent complete | 1
2020 | 8 | 63471 | NES Olympos | IPP | Eagle Solar | NC | 60161 | PV1 | 4 | Solar Photovoltaic | SUN | PV | (T) Regulatory approvals received. Not under construction | 4
2020 | 8 | 63471 | NES Olympos | IPP | Willard Solar | NC | 60287 | PV1 | 4.9 | Solar Photovoltaic | SUN | PV | (T) Regulatory approvals received. Not under construction | 5
2020 | 8 | 63461 | NY- CSG- Johnstown 2 | IPP | NY- CSG- Johnstown 2 | NY | 63780 | JOHN2 | 2 | Solar Photovoltaic | SUN | PV | (T) Regulatory approvals received. Not under construction | 2
2020 | 8 | 63462 | NY- CSG- Livingston 4 | IPP | NY- CSG- Livingston 4 | NY | 63781 | LIV4 | 2 | Solar Photovoltaic | SUN | PV | (T) Regulatory approvals received. Not under construction | 2
2020 | 8 | 63185 | Neighborhood Power Corp. | IPP | Mt Hope Solar | OR | 63663 | W0053 | 2.5 | Solar Photovoltaic | SUN | PV | (P) Planned for installation, but regulatory approvals not initiated | 2.5
2020 | 8 | 63185 | Neighborhood Power Corp. | IPP | River Valley Solar | OR | 63665 | W0054 | 1.9 | Solar Photovoltaic | SUN | PV | (P) Planned for installation, but regulatory approvals not initiated | 1.9
2020 | 8 | 63185 | Neighborhood Power Corp. | IPP | Williams Acres Solar | OR | 63664 | W0055 | 2.5 | Solar Photovoltaic | SUN | PV | (P) Planned for installation, but regulatory approvals not initiated | 2.5
2020 | 8 | 13484 | New York Methodist Hospital | IPP | New York Methodist Hospital | NY | 52091 | CCHEG | 1.5 | Petroleum Liquids | DFO | IC | (TS) Construction complete, but not yet in commercial operation | 1.5
2020 | 8 | 62869 | Novel Benedix Solar LLC CSG | IPP | Novel Benedix Solar CSG | MN | 63010 | BNDX | 1 | Solar Photovoltaic | SUN | PV | (U) Under construction, less than or equal to 50 percent complete | 1
2020 | 8 | 62848 | Novel Jewison Solar LLC CSG | IPP | Novel Jewison Solar CSG | MN | 62984 | JEWI | 1 | Solar Photovoltaic | SUN | PV | (U) Under construction, less than or equal to 50 percent complete | 1
2020 | 8 | 62850 | Novel Kanewischer Solar LLC CSG | IPP | Novel Kanewischer Solar CSG | MN | 62986 | KANE | 1 | Solar Photovoltaic | SUN | PV | (TS) Construction complete, but not yet in commercial operation | 1
2020 | 8 | 62846 | Novel Schmoll Farms Solar LLC CSG | IPP | Novel Schmoll Farms Solar CSG | MN | 62982 | SCHM | 1 | Solar Photovoltaic | SUN | PV | (V) Under construction, more than 50 percent complete | 1
2020 | 8 | 62867 | Novel Winegar Partnership Solar CSG | IPP | Novel Winegar Partnership Solar CSG | MN | 63008 | WINE | 1 | Solar Photovoltaic | SUN | PV | (T) Regulatory approvals received. Not under construction | 1
2020 | 8 | 62633 | Plum Creek Wind, LLC | IPP | Plum Creek Wind Project (NE) | NE | 62711 | PLUM | 230 | Onshore Wind Turbine | WND | WT | (V) Under construction, more than 50 percent complete | 230
2020 | 8 | 56215 | RWE Renewables Americas LLC | IPP | Cranell Wind Farm LLC | TX | 62416 | WT1 | 220 | Onshore Wind Turbine | WND | WT | (V) Under construction, more than 50 percent complete | 220
2020 | 8 | 16534 | Sacramento Municipal Util Dist | Electric Utility | White Rock/Slab Creek | CA | 435 | H3 | 2.7 | Conventional Hydroelectric | WAT | HY | (U) Under construction, less than or equal to 50 percent complete | 2.7
2020 | 8 | 58798 | Shell Chemical Appalachia LLC | Industrial | Shell Chemical Appalachia LLC | PA | 58933 | GTG1 | 37.1 | Natural Gas Fired Combined Cycle | NG | CT | (V) Under construction, more than 50 percent complete | 41.5
2020 | 8 | 58798 | Shell Chemical Appalachia LLC | Industrial | Shell Chemical Appalachia LLC | PA | 58933 | GTG2 | 37.1 | Natural Gas Fired Combined Cycle | NG | CT | (V) Under construction, more than 50 percent complete | 41.5
2020 | 8 | 58798 | Shell Chemical Appalachia LLC | Industrial | Shell Chemical Appalachia LLC | PA | 58933 | GTG3 | 37.1 | Natural Gas Fired Combined Cycle | NG | CT | (V) Under construction, more than 50 percent complete | 41.5
2020 | 8 | 60531 | Standard Solar | IPP | Town of Burrillville Solar | RI | 62898 | X0042 | 4.2 | Solar Photovoltaic | SUN | PV | (V) Under construction, more than 50 percent complete | 4.2
2020 | 8 | 60531 | Standard Solar | IPP | USS Cougar Solar LLC CSG | MN | 63158 | COUGR | 1 | Solar Photovoltaic | SUN | PV | (U) Under construction, less than or equal to 50 percent complete | 1
2020 | 8 | 60531 | Standard Solar | IPP | USS Flower Solar LLC CSG | MN | 63159 | FLOWR | 1 | Solar Photovoltaic | SUN | PV | (U) Under construction, less than or equal to 50 percent complete | 1
2020 | 8 | 60531 | Standard Solar | IPP | USS Horne North Solar LLC CSG | MN | 63154 | HORNN | 1 | Solar Photovoltaic | SUN | PV | (U) Under construction, less than or equal to 50 percent complete | 1
2020 | 8 | 60531 | Standard Solar | IPP | USS Horne South Solar LLC CSG | MN | 63155 | HORNS | 1 | Solar Photovoltaic | SUN | PV | (U) Under construction, less than or equal to 50 percent complete | 1
2020 | 8 | 60531 | Standard Solar | IPP | USS JJ Clay Solar LLC CSG | MN | 63156 | JJCLY | 1 | Solar Photovoltaic | SUN | PV | (U) Under construction, less than or equal to 50 percent complete | 1
2020 | 8 | 60531 | Standard Solar | IPP | USS Verde Solar LLC CSG | MN | 63157 | VERDE | 1 | Solar Photovoltaic | SUN | PV | (U) Under construction, less than or equal to 50 percent complete | 1
2020 | 8 | 62819 | Syncarpha Halifax, LLC | IPP | Syncarpha Halifax Hybrid | MA | 62973 | SYHAS | 1.7 | Solar Photovoltaic | SUN | PV | (V) Under construction, more than 50 percent complete | 1.7
2020 | 8 | 62821 | Syncarpha Northampton, LLC | IPP | Syncarpha Northampton Hybrid | MA | 62976 | SYNOS | 3.6 | Solar Photovoltaic | SUN | PV | (V) Under construction, more than 50 percent complete | 3.6
2020 | 8 | 59598 | Tooele Army Depot | IPP | Tooele Army Depot | UT | 59817 | PV1 | 1.5 | Solar Photovoltaic | SUN | PV | (V) Under construction, more than 50 percent complete | 1.5
2020 | 8 | 62946 | USS All In Solar LLC | IPP | USS All In Solar LLC CSG | MN | 63160 | ALLIN | 1 | Solar Photovoltaic | SUN | PV | (U) Under construction, less than or equal to 50 percent complete | 1
2020 | 8 | 62954 | USS Bush Solar LLC | IPP | USS Bush Solar LLC CSG | MN | 63166 | BUSH | 1 | Solar Photovoltaic | SUN | PV | (U) Under construction, less than or equal to 50 percent complete | 1
2020 | 8 | 62955 | USS Hancock Solar | IPP | USS Hancock Solar LLC CSG | MN | 63167 | HNCCK | 1 | Solar Photovoltaic | SUN | PV | (U) Under construction, less than or equal to 50 percent complete | 1
2020 | 8 | 62956 | USS Pheasant Solar LLC | IPP | USS Pheasant Solar LLC | MN | 63168 | PHSNT | 1 | Solar Photovoltaic | SUN | PV | (U) Under construction, less than or equal to 50 percent complete | 1
2020 | 8 | 62953 | USS Reindeer Solar LLC | IPP | USS Reindeer Solar LLC CSG | MN | 63165 | RENDR | 1 | Solar Photovoltaic | SUN | PV | (U) Under construction, less than or equal to 50 percent complete | 1
2020 | 8 | 62701 | Vista Solar, Inc. | IPP | Hopkinton Phase 2 | RI | 63191 | HTP2 | 2.5 | Solar Photovoltaic | SUN | PV | (V) Under construction, more than 50 percent complete | 2.5
2020 | 8 | 60154 | White Street Renewables LLC | IPP | White Street Renewables | NC | 60364 | WSPV | 3.4 | Solar Photovoltaic | SUN | PV | (U) Under construction, less than or equal to 50 percent complete | 3.4
2020 | 9 | 61012 | AES Distributed Energy | IPP | Greenwich Solar 1, LLC | NY | 63411 | RTE40 | 1 | Solar Photovoltaic | SUN | PV | (U) Under construction, less than or equal to 50 percent complete | 5
2020 | 9 | 62747 | Acorn I Energy Storage LLC | IPP | Acorn I Energy Storage LLC | CA | 62874 | ACOR1 | 2 | Batteries | MWH | BA | (U) Under construction, less than or equal to 50 percent complete | 2
2020 | 9 | 59474 | BQ Energy LLC | IPP | Yeoman Creek | IL | 61910 | YEOM | 8.8 | Solar Photovoltaic | SUN | PV | (L) Regulatory approvals pending. Not under construction | 8.8
2020 | 9 | 63373 | Bitter Ridge Wind Farm, LLC | IPP | Bitter Ridge Wind Farm, LLC | IN | 63666 | BIT | 130 | Onshore Wind Turbine | WND | WT | (V) Under construction, more than 50 percent complete | 130
2020 | 9 | 63487 | Bronco Plains Wind, LLC | IPP | Bronco Plains Wind, LLC | CO | 63803 | WBOPL | 299 | Onshore Wind Turbine | WND | WT | (V) Under construction, more than 50 percent complete | 300
2020 | 9 | 63407 | Butler Solar, LLC | IPP | Butler Solar, LLC | OR | 63694 | 13501 | 4 | Solar Photovoltaic | SUN | PV | (U) Under construction, less than or equal to 50 percent complete | 4
2020 | 9 | 56769 | Consolidated Edison Development Inc. | IPP | Red Lake Falls Community Hybrid | MN | 63689 | RLFS | 1 | Solar Photovoltaic | SUN | PV | (L) Regulatory approvals pending. Not under construction | 1
2020 | 9 | 56769 | Consolidated Edison Development Inc. | IPP | Red Lake Falls Community Hybrid | MN | 63689 | RLFW | 4.6 | Onshore Wind Turbine | WND | WT | (U) Under construction, less than or equal to 50 percent complete | 4.6
2020 | 9 | 5109 | DTE Electric Company | Electric Utility | Fairbanks Wind Park | MI | 63600 | 1 | 72.5 | Onshore Wind Turbine | WND | WT | (U) Under construction, less than or equal to 50 percent complete | 72.5
2020 | 9 | 61610 | Delaware River Solar, LLC | IPP | Route 22 Community Solar Farm | NY | 62524 | 1444 | 3.7 | Solar Photovoltaic | SUN | PV | (T) Regulatory approvals received. Not under construction | 3.7
2020 | 9 | 61610 | Delaware River Solar, LLC | IPP | Yellow Mills Rd #1 Community Solar Farm | NY | 62517 | 1142 | 2.3 | Solar Photovoltaic | SUN | PV | (L) Regulatory approvals pending. Not under construction | 2.3
2020 | 9 | 61610 | Delaware River Solar, LLC | IPP | Yellow Mills Rd #2 Community Solar Farm | NY | 62518 | 1181 | 2.3 | Solar Photovoltaic | SUN | PV | (L) Regulatory approvals pending. Not under construction | 2.3
2020 | 9 | 61610 | Delaware River Solar, LLC | IPP | Yellow Mills Rd #3 Community Solar Farm | NY | 62519 | 1244 | 2.3 | Solar Photovoltaic | SUN | PV | (L) Regulatory approvals pending. Not under construction | 2.3
2020 | 9 | 5248 | Dominion Energy Inc | Electric Utility | Grasshopper Solar | VA | 62813 | GRHS | 80 | Solar Photovoltaic | SUN | PV | (V) Under construction, more than 50 percent complete | 80
2020 | 9 | 57202 | E&E Enterprises LLC | IPP | Allendorf | IA | 56215 | ET | 1.8 | Onshore Wind Turbine | WND | WT | (TS) Construction complete, but not yet in commercial operation | 2
2020 | 9 | 58970 | Ecoplexus, Inc | IPP | Underwood PV2 | NC | 60998 | UNWD2 | 16 | Solar Photovoltaic | SUN | PV | (V) Under construction, more than 50 percent complete | 16
2020 | 9 | 62856 | Forefront Power, LLC | IPP | UC Santa Cruz Solar | CA | 63091 | 246 | 2.2 | Solar Photovoltaic | SUN | PV | (U) Under construction, less than or equal to 50 percent complete | 2.2
2020 | 9 | 6541 | Formosa Plastics Corp | Industrial | Formosa Utility Venture Ltd | TX | 10554 | 3ST1 | 38 | Natural Gas Fired Combined Cycle | NG | CA | (V) Under construction, more than 50 percent complete | 40
2020 | 9 | 62720 | Frontier Windpower II, LLC | IPP | Frontier Windpower II | OK | 62837 | FW2 | 351.8 | Onshore Wind Turbine | WND | WT | (U) Under construction, less than or equal to 50 percent complete | 351.8
2020 | 9 | 62759 | Geronimo Energy | IPP | Aster Community Solar Garden, LLC | MN | 63305 | ASTER | 1 | Solar Photovoltaic | SUN | PV | (U) Under construction, less than or equal to 50 percent complete | 1
2020 | 9 | 62759 | Geronimo Energy | IPP | Geranium Solar, LLC | MN | 63317 | GERNM | 1 | Solar Photovoltaic | SUN | PV | (U) Under construction, less than or equal to 50 percent complete | 1
2020 | 9 | 62759 | Geronimo Energy | IPP | Hyacinth Solar, LLC | MN | 63312 | HYCIN | 1 | Solar Photovoltaic | SUN | PV | (U) Under construction, less than or equal to 50 percent complete | 1
2020 | 9 | 62759 | Geronimo Energy | IPP | Iris Solar, LLC (MN) | MN | 63319 | IRIS | 1 | Solar Photovoltaic | SUN | PV | (U) Under construction, less than or equal to 50 percent complete | 1
2020 | 9 | 62759 | Geronimo Energy | IPP | Kerria Solar, LLC | MN | 63315 | KERIA | 1 | Solar Photovoltaic | SUN | PV | (U) Under construction, less than or equal to 50 percent complete | 1
2020 | 9 | 62759 | Geronimo Energy | IPP | Primrose Solar, LLC | MN | 63314 | PROSE | 1 | Solar Photovoltaic | SUN | PV | (U) Under construction, less than or equal to 50 percent complete | 1
2020 | 9 | 62696 | Gichi Noodin Wind Farm, LLC | IPP | Gichi Noodin Wind Farm | MI | 62815 | GNWF1 | 72.8 | Onshore Wind Turbine | WND | WT | (U) Under construction, less than or equal to 50 percent complete | 72.8
2020 | 9 | 9191 | Idaho Power Co | Electric Utility | Shoshone Falls | ID | 818 | 4 | 3.2 | Conventional Hydroelectric | WAT | HY | (V) Under construction, more than 50 percent complete | 3.2
2020 | 9 | 9234 | Indiana Municipal Power Agency | Electric Utility | Centerville Solar Park | IN | 62794 | SCENT | 1 | Solar Photovoltaic | SUN | PV | (U) Under construction, less than or equal to 50 percent complete | 1
2020 | 9 | 9234 | Indiana Municipal Power Agency | Electric Utility | Crawfordsville 5 Solar Park | IN | 62793 | SCRA5 | 9.7 | Solar Photovoltaic | SUN | PV | (V) Under construction, more than 50 percent complete | 9.7
2020 | 9 | 9417 | Interstate Power and Light Co | Electric Utility | Richland | IA | 62080 | 1 | 130.1 | Onshore Wind Turbine | WND | WT | (V) Under construction, more than 50 percent complete | 130.1
2020 | 9 | 63289 | Key Capture Energy | IPP | NY3 Battery | NY | 63585 | NY3 | 3 | Batteries | MWH | BA | (U) Under construction, less than or equal to 50 percent complete | 3
2020 | 9 | 10273 | Kimberly-Clark Corp | Industrial | Chester Operations | PA | 50410 | 6 | 14.1 | Natural Gas Fired Combined Cycle | NG | CT | (V) Under construction, more than 50 percent complete | 17.3
2020 | 9 | 62897 | MSB Investors, LLC | Electric CHP | ReSource Center | CA | 63094 | SBAD1 | 1.1 | Other Waste Biomass | OBG | IC | (V) Under construction, more than 50 percent complete | 1.1
2020 | 9 | 62897 | MSB Investors, LLC | Electric CHP | ReSource Center | CA | 63094 | SBAD2 | 1.1 | Other Waste Biomass | OBG | IC | (V) Under construction, more than 50 percent complete | 1.1
2020 | 9 | 62915 | Madison Energy Holdings LLC | IPP | Hinterland CSG, LLC | MN | 63817 | HIN01 | 1 | Solar Photovoltaic | SUN | PV | (V) Under construction, more than 50 percent complete | 1
2020 | 9 | 62726 | Mountain Breeze Wind, LLC | IPP | Mountain Breeze Wind, LLC | CO | 62840 | MTBRZ | 170 | Onshore Wind Turbine | WND | WT | (V) Under construction, more than 50 percent complete | 170
2020 | 9 | 56990 | NJR Clean Energy Ventures Corporation | IPP | ACCP NJ 1 | NJ | 63198 | ACCP1 | 1.2 | Solar Photovoltaic | SUN | PV | (U) Under construction, less than or equal to 50 percent complete | 1.2
2020 | 9 | 56990 | NJR Clean Energy Ventures Corporation | IPP | Monroe Solar Farm, LLC | NJ | 63451 | MONR1 | 13.1 | Solar Photovoltaic | SUN | PV | (V) Under construction, more than 50 percent complete | 13.1
2020 | 9 | 63331 | Organic Energy Solutions, Inc. | Electric CHP | OES Biogas Power | CA | 63622 | OES01 | 1.3 | Other Waste Biomass | OBG | IC | (V) Under construction, more than 50 percent complete | 1.3
2020 | 9 | 63331 | Organic Energy Solutions, Inc. | Electric CHP | OES Biogas Power | CA | 63622 | OES02 | 1.3 | Other Waste Biomass | OBG | IC | (V) Under construction, more than 50 percent complete | 1.3
2020 | 9 | 14624 | PUD No 2 of Grant County | Electric Utility | Wanapum | WA | 3888 | 4A | 122 | Conventional Hydroelectric | WAT | HY | (V) Under construction, more than 50 percent complete | 122
2020 | 9 | 61521 | Pegasus Wind, LLC | IPP | Pegasus Wind | MI | 61916 | PWEC2 | 82.2 | Onshore Wind Turbine | WND | WT | (U) Under construction, less than or equal to 50 percent complete | 82.2
2020 | 9 | 61592 | Pleinmont Solar 1 LLC | IPP | Pleinmont Solar 1 | VA | 62012 | PLNM1 | 75 | Solar Photovoltaic | SUN | PV | (U) Under construction, less than or equal to 50 percent complete | 75
2020 | 9 | 15466 | Public Service Co of Colorado | Electric Utility | Cheyenne Ridge Wind Farm | CO | 62952 | CRW01 | 488 | Onshore Wind Turbine | WND | WT | (V) Under construction, more than 50 percent complete | 498.4
2020 | 9 | 63449 | Renewable Properties, LLC | IPP | Ballenger Road Solar A | SC | 63759 | BALGR | 2 | Solar Photovoltaic | SUN | PV | (L) Regulatory approvals pending. Not under construction | 2
2020 | 9 | 63449 | Renewable Properties, LLC | IPP | Soscol Ferry Solar | CA | 63761 | SSCLC | 1 | Solar Photovoltaic | SUN | PV | (T) Regulatory approvals received. Not under construction | 1
2020 | 9 | 63449 | Renewable Properties, LLC | IPP | Soscol Ferry Solar | CA | 63761 | SSCLD | 1 | Solar Photovoltaic | SUN | PV | (T) Regulatory approvals received. Not under construction | 1
2020 | 9 | 63449 | Renewable Properties, LLC | IPP | White Horse Solar A | SC | 63760 | WHRSA | 2 | Solar Photovoltaic | SUN | PV | (L) Regulatory approvals pending. Not under construction | 2
2020 | 9 | 62047 | Roadrunner Solar, LLC | IPP | Roadrunner, LLC | TX | 62561 | RODR2 | 200 | Solar Photovoltaic | SUN | PV | (T) Regulatory approvals received. Not under construction | 200
2020 | 9 | 61634 | SR Terrell, LLC | IPP | SR Terrell | GA | 62058 | TERRL | 74 | Solar Photovoltaic | SUN | PV | (V) Under construction, more than 50 percent complete | 74
2020 | 9 | 62844 | Spring Hope Solar 3, LLC | IPP | Spring Hope Solar 3, LLC | NC | 62997 | PGR09 | 4.9 | Solar Photovoltaic | SUN | PV | (U) Under construction, less than or equal to 50 percent complete | 4.9
2020 | 9 | 58658 | Sunlight Partners | IPP | Cash Solar | NC | 60178 | PV1 | 5 | Solar Photovoltaic | SUN | PV | (T) Regulatory approvals received. Not under construction | 5
2020 | 9 | 62821 | Syncarpha Northampton, LLC | IPP | Syncarpha Northampton Hybrid | MA | 62976 | SYNOB | 2 | Batteries | MWH | BA | (U) Under construction, less than or equal to 50 percent complete | 2
2020 | 9 | 62825 | Syncarpha Northbridge II, LLC | IPP | Syncarpha Northbridge II Hybrid | MA | 62978 | SYN2S | 5 | Solar Photovoltaic | SUN | PV | (V) Under construction, more than 50 percent complete | 5
2020 | 9 | 62044 | TG High Prairie Wind, LLC | IPP | High Prairie Wind Farm | MO | 62563 | HPWF | 400 | Onshore Wind Turbine | WND | WT | (V) Under construction, more than 50 percent complete | 400
2020 | 9 | 61534 | Techren Solar III LLC | IPP | Techren Solar III LLC | NV | 61931 | TECH3 | 25 | Solar Photovoltaic | SUN | PV | (U) Under construction, less than or equal to 50 percent complete | 25
2020 | 9 | 61535 | Techren Solar IV LLC | IPP | Techren Solar IV LLC | NV | 61932 | TECH4 | 25 | Solar Photovoltaic | SUN | PV | (U) Under construction, less than or equal to 50 percent complete | 25
2020 | 9 | 61890 | Tenaska Nobles 2 Power Partners, LLC | IPP | Nobles 2 Wind Project | MN | 62364 | WT1 | 250 | Onshore Wind Turbine | WND | WT | (U) Under construction, less than or equal to 50 percent complete | 250
2020 | 9 | 24211 | Tucson Electric Power Co | Electric Utility | Oso Grande Wind Farm | NM | 63502 | OGW24 | 33.8 | Onshore Wind Turbine | WND | WT | (U) Under construction, less than or equal to 50 percent complete | 33.8
2020 | 9 | 24211 | Tucson Electric Power Co | Electric Utility | Oso Grande Wind Farm | NM | 63502 | OGW45 | 216 | Onshore Wind Turbine | WND | WT | (U) Under construction, less than or equal to 50 percent complete | 216
2020 | 9 | 62701 | Vista Solar, Inc. | IPP | Bio-Rad | CA | 63189 | BIORD | 2.4 | Solar Photovoltaic | SUN | PV | (L) Regulatory approvals pending. Not under construction | 2.5
2020 | 9 | 63490 | Williamsville Road LLC | IPP | Williamsville | MA | 63805 | WIL | 5 | Solar Photovoltaic | SUN | PV | (U) Under construction, less than or equal to 50 percent complete | 5
2020 | 10 | 63186 | 1001 Ebenezer Church Solar, LLC | IPP | 1001 Ebenezer Church Solar | NC | 63444 | 1001 | 5 | Solar Photovoltaic | SUN | PV | (P) Planned for installation, but regulatory approvals not initiated | 5
2020 | 10 | 63193 | 1045 Tomlin Mill Solar, LLC | IPP | 1045 Tomlin Mill Solar | NC | 63448 | 1045 | 4.9 | Solar Photovoltaic | SUN | PV | (P) Planned for installation, but regulatory approvals not initiated | 4.9
2020 | 10 | 63191 | 1073 Onslow Solar, LLC | IPP | 1073 Onslow Solar | NC | 63446 | 1073 | 4.7 | Solar Photovoltaic | SUN | PV | (P) Planned for installation, but regulatory approvals not initiated | 4.7
2020 | 10 | 61012 | AES Distributed Energy | IPP | Middletown Solar 1, LLC | NY | 63415 | BATT | 1.6 | Batteries | MWH | BA | (U) Under construction, less than or equal to 50 percent complete | 1.6
2020 | 10 | 61012 | AES Distributed Energy | IPP | Middletown Solar 1, LLC | NY | 63415 | CENTR | 1.6 | Solar Photovoltaic | SUN | PV | (U) Under construction, less than or equal to 50 percent complete | 1.6
2020 | 10 | 59474 | BQ Energy LLC | IPP | Mount Kisco Landfill Solar & Storage | NY | 63774 | KRS | 1 | Solar Photovoltaic | SUN | PV | (T) Regulatory approvals received. Not under construction | 1
2020 | 10 | 59474 | BQ Energy LLC | IPP | West Valley East | NY | 62738 | WVE | 5 | Solar Photovoltaic | SUN | PV | (L) Regulatory approvals pending. Not under construction | 5
2020 | 10 | 59474 | BQ Energy LLC | IPP | West Valley West | NY | 62737 | WVW | 5 | Solar Photovoltaic | SUN | PV | (L) Regulatory approvals pending. Not under construction | 5
2020 | 10 | 63208 | Bighorn Solar, LLC | IPP | Bighorn Solar | OR | 63467 | PGR16 | 2.2 | Solar Photovoltaic | SUN | PV | (U) Under construction, less than or equal to 50 percent complete | 2.2
2020 | 10 | 2265 | Bristol-Myers Squibb Co | IPP | Bristol Myers Squibb Lawrenceville | NJ | 58947 | TG102 | 5 | Natural Gas Fired Combustion Turbine | NG | GT | (V) Under construction, more than 50 percent complete | 5.4
2020 | 10 | 63073 | Chicot Solar, LLC | IPP | Chicot Solar | AR | 63295 | CHICO | 100 | Solar Photovoltaic | SUN | PV | (V) Under construction, more than 50 percent complete | 100
2020 | 10 | 56769 | Consolidated Edison Development Inc. | IPP | CED Peoria Solar | IL | 63656 | PS1 | 2 | Solar Photovoltaic | SUN | PV | (T) Regulatory approvals received. Not under construction | 2
2020 | 10 | 59319 | Cotton Solar, LLC | IPP | Cotton Solar | SC | 59572 | PV1 | 16 | Solar Photovoltaic | SUN | PV | (L) Regulatory approvals pending. Not under construction | 16
2020 | 10 | 61610 | Delaware River Solar, LLC | IPP | Big Tree Community Solar Farm | NY | 62476 | 607 | 2 | Solar Photovoltaic | SUN | PV | (U) Under construction, less than or equal to 50 percent complete | 2
2020 | 10 | 61610 | Delaware River Solar, LLC | IPP | Route 19 #1 Community Solar Farm | NY | 62500 | 1258 | 2 | Solar Photovoltaic | SUN | PV | (T) Regulatory approvals received. Not under construction | 2
2020 | 10 | 61610 | Delaware River Solar, LLC | IPP | Route 19 #2 Community Solar Farm | NY | 62502 | 1415 | 5 | Solar Photovoltaic | SUN | PV | (T) Regulatory approvals received. Not under construction | 5
2020 | 10 | 61610 | Delaware River Solar, LLC | IPP | Route 5 & 20 Community Solar Farm | NY | 62523 | 1093 | 2.3 | Solar Photovoltaic | SUN | PV | (L) Regulatory approvals pending. Not under construction | 2.3
2020 | 10 | 61610 | Delaware River Solar, LLC | IPP | State Route 64N Community Solar Farm | NY | 62520 | 1089 | 1.2 | Solar Photovoltaic | SUN | PV | (T) Regulatory approvals received. Not under construction | 1.2
2020 | 10 | 61610 | Delaware River Solar, LLC | IPP | Telegraph Rd #1 Community Solar Farm | NY | 62496 | 1268 | 3.8 | Solar Photovoltaic | SUN | PV | (T) Regulatory approvals received. Not under construction | 3.8
2020 | 10 | 61610 | Delaware River Solar, LLC | IPP | Telegraph Rd #2 Community Solar Farm | NY | 62498 | 1413 | 2 | Solar Photovoltaic | SUN | PV | (T) Regulatory approvals received. Not under construction | 2
2020 | 10 | 57170 | EDF Renewable Asset Holdings, Inc. | IPP | Coyote Wind LLC | TX | 63655 | COY | 242.5 | Onshore Wind Turbine | WND | WT | (U) Under construction, less than or equal to 50 percent complete | 242.5
2020 | 10 | 56201 | Engie North America | IPP | ENGIE Long Draw Solar LLC | TX | 62845 | SP1 | 225 | Solar Photovoltaic | SUN | PV | (U) Under construction, less than or equal to 50 percent complete | 225
2020 | 10 | 56201 | Engie North America | IPP | King Plains Wind Project | OK | 63104 | WTG | 250.2 | Onshore Wind Turbine | WND | WT | (U) Under construction, less than or equal to 50 percent complete | 250.2
2020 | 10 | 56201 | Engie North America | IPP | Prairie Hill Wind Project | TX | 63100 | WTG | 300 | Onshore Wind Turbine | WND | WT | (U) Under construction, less than or equal to 50 percent complete | 300
2020 | 10 | 63417 | ISM Solar Cranston, LLC | IPP | ISM Solar Cranston | RI | 63718 | CR | 3.4 | Solar Photovoltaic | SUN | PV | (U) Under construction, less than or equal to 50 percent complete | 3.4
2020 | 10 | 61853 | Innogy Renewables US LLC | IPP | Scioto Ridge Wind Farm | OH | 58780 | 1 | 249.8 | Onshore Wind Turbine | WND | WT | (U) Under construction, less than or equal to 50 percent complete | 249.8
2020 | 10 | 49893 | Invenergy Services LLC | IPP | Harry Allen Solar Energy LLC | NV | 63080 | GEN1 | 118.8 | Solar Photovoltaic | SUN | PV | (U) Under construction, less than or equal to 50 percent complete | 118.8
2020 | 10 | 59685 | JPMorgan Chase Bank | Commercial | South Campus Solar | DE | 59922 | G1789 | 1.8 | Solar Photovoltaic | SUN | PV | (U) Under construction, less than or equal to 50 percent complete | 1.8
2020 | 10 | 63244 | KSI II Consolidated, LLC | IPP | County Route 11 Community Solar Farm | NY | 62507 | 1419 | 4.1 | Solar Photovoltaic | SUN | PV | (T) Regulatory approvals received. Not under construction | 4.1
2020 | 10 | 63244 | KSI II Consolidated, LLC | IPP | Frey Rd #1 Community Solar Farm | NY | 62504 | 1159 | 2 | Solar Photovoltaic | SUN | PV | (T) Regulatory approvals received. Not under construction | 2
2020 | 10 | 63244 | KSI II Consolidated, LLC | IPP | Frey Rd #2 Community Solar Farm | NY | 62521 | 1442 | 1.4 | Solar Photovoltaic | SUN | PV | (T) Regulatory approvals received. Not under construction | 1.4
2020 | 10 | 63244 | KSI II Consolidated, LLC | IPP | Furnace Rd Community Solar Farm | NY | 62508 | 1420 | 3 | Solar Photovoltaic | SUN | PV | (T) Regulatory approvals received. Not under construction | 3
2020 | 10 | 63431 | Las Majadas Wind Farm, LLC | IPP | Las Majadas Wind Farm | TX | 63739 | LMAJ | 272.6 | Onshore Wind Turbine | WND | WT | (U) Under construction, less than or equal to 50 percent complete | 272.6
2020 | 10 | 62842 | Lightsource Renewable Energy Asset Management, LLC | IPP | Elk Hill Solar 2 | PA | 63768 | PAEH2 | 15 | Solar Photovoltaic | SUN | PV | (P) Planned for installation, but regulatory approvals not initiated | 15
2020 | 10 | 61219 | Longroad Energy Services LLC | IPP | Weaver Wind | ME | 63132 | WEAVR | 72.6 | Onshore Wind Turbine | WND | WT | (U) Under construction, less than or equal to 50 percent complete | 72.6
2020 | 10 | 63394 | MSAP 13, LLC | IPP | MSAP 13 | NY | 63675 | TROYL | 2 | Solar Photovoltaic | SUN | PV | (V) Under construction, more than 50 percent complete | 2
2020 | 10 | 63204 | Mohea Solar Energy Center, LLC | IPP | Mohea Solar Energy Center, LLC | SC | 63463 | PGR14 | 5 | Solar Photovoltaic | SUN | PV | (U) Under construction, less than or equal to 50 percent complete | 5
2020 | 10 | 56990 | NJR Clean Energy Ventures Corporation | IPP | Galloway Landfill | NJ | 63698 | GALLO | 2.3 | Solar Photovoltaic | SUN | PV | (U) Under construction, less than or equal to 50 percent complete | 2.3
2020 | 10 | 62868 | Novel Peter Solar LLC CSG | IPP | Novel Peter Solar CSG | MN | 63009 | PETR | 1 | Solar Photovoltaic | SUN | PV | (T) Regulatory approvals received. Not under construction | 1
2020 | 10 | 63017 | Novel Wayne Solar LLC | IPP | Novel Wayne Solar LLC CSG | MN | 63249 | WAYNE | 1 | Solar Photovoltaic | SUN | PV | (U) Under construction, less than or equal to 50 percent complete | 1
2020 | 10 | 63202 | Pika Solar, LLC | IPP | Pika Solar | OR | 63462 | PGR17 | 2.2 | Solar Photovoltaic | SUN | PV | (U) Under construction, less than or equal to 50 percent complete | 2.2
2020 | 10 | 63299 | Ponderosa Wind, LLC | IPP | Ponderosa Wind Energy Center | OK | 63590 | PONDE | 200 | Onshore Wind Turbine | WND | WT | (U) Under construction, less than or equal to 50 percent complete | 200
2020 | 10 | 56215 | RWE Renewables Americas LLC | IPP | Raymond Wind Farm, LLC | TX | 62909 | ERAYM | 200.2 | Onshore Wind Turbine | WND | WT | (U) Under construction, less than or equal to 50 percent complete | 200.2
2020 | 10 | 62778 | Rattlesnake Flat, LLC | IPP | Rattlesnake | WA | 62936 | RAT | 144 | Onshore Wind Turbine | WND | WT | (U) Under construction, less than or equal to 50 percent complete | 144
2020 | 10 | 63449 | Renewable Properties, LLC | IPP | Silveira Ranch Road Solar | CA | 63762 | SILVA | 1 | Solar Photovoltaic | SUN | PV | (T) Regulatory approvals received. Not under construction | 1
2020 | 10 | 63449 | Renewable Properties, LLC | IPP | Silveira Ranch Road Solar | CA | 63762 | SILVB | 1 | Solar Photovoltaic | SUN | PV | (T) Regulatory approvals received. Not under construction | 1
2020 | 10 | 63449 | Renewable Properties, LLC | IPP | Silveira Ranch Road Solar | CA | 63762 | SILVC | 1 | Solar Photovoltaic | SUN | PV | (T) Regulatory approvals received. Not under construction | 1
2020 | 10 | 63164 | Robin Solar, LLC | IPP | Robin Solar | NC | 60165 | PV1 | 5 | Solar Photovoltaic | SUN | PV | (T) Regulatory approvals received. Not under construction | 5
2020 | 10 | 63374 | Sanford Airport Solar, LLC | IPP | Sanford Solar | ME | 63667 | SAS | 49.4 | Solar Photovoltaic | SUN | PV | (U) Under construction, less than or equal to 50 percent complete | 49.4
2020 | 10 | 58798 | Shell Chemical Appalachia LLC | Industrial | Shell Chemical Appalachia LLC | PA | 58933 | STG1 | 72.7 | Natural Gas Fired Combined Cycle | NG | CA | (V) Under construction, more than 50 percent complete | 75
2020 | 10 | 58798 | Shell Chemical Appalachia LLC | Industrial | Shell Chemical Appalachia LLC | PA | 58933 | STG2 | 72.7 | Natural Gas Fired Combined Cycle | NG | CA | (V) Under construction, more than 50 percent complete | 75
2020 | 10 | 63432 | SkyHigh 2 Solar | Commercial | Amazon - Moreno Valley | CA | 63740 | ONT6 | 2.2 | Solar Photovoltaic | SUN | PV | (P) Planned for installation, but regulatory approvals not initiated | 2.2
2020 | 10 | 61677 | Sol Systems | IPP | ESA Buies Creek, LLC | NC | 63732 | 11630 | 2.8 | Solar Photovoltaic | SUN | PV | (U) Under construction, less than or equal to 50 percent complete | 2.8
2020 | 10 | 60568 | Sugar Creek Wind One LLC | IPP | Sugar Creek Wind One LLC | IL | 58924 | SUG1 | 202 | Onshore Wind Turbine | WND | WT | (U) Under construction, less than or equal to 50 percent complete | 202
2020 | 10 | 62814 | Syncarpha Leicester, LLC | IPP | Syncarpha Leicester Hybrid | MA | 62972 | SYLES | 2.6 | Solar Photovoltaic | SUN | PV | (U) Under construction, less than or equal to 50 percent complete | 2.6
2020 | 10 | 62825 | Syncarpha Northbridge II, LLC | IPP | Syncarpha Northbridge II Hybrid | MA | 62978 | SYN2B | 3 | Batteries | MWH | BA | (U) Under construction, less than or equal to 50 percent complete | 3
2020 | 10 | 62826 | Syncarpha Puddon I, LLC | IPP | Syncarpha Puddon I Hybrid | MA | 62969 | SYP1S | 5 | Solar Photovoltaic | SUN | PV | (V) Under construction, more than 50 percent complete | 5
2020 | 10 | 62827 | Syncarpha Puddon II, LLC | IPP | Syncarpha Puddon II Hybrid | MA | 62970 | SYP2S | 5 | Solar Photovoltaic | SUN | PV | (V) Under construction, more than 50 percent complete | 5
2020 | 10 | 60192 | Warbler Holdings, LLC | IPP | Warbler Holdings | NC | 60393 | PV1 | 4 | Solar Photovoltaic | SUN | PV | (L) Regulatory approvals pending. Not under construction | 4
2020 | 10 | 20421 | Western Minnesota Mun Pwr Agny | Electric Utility | Red Rock Hydro Plant | IA | 58434 | 1 | 27.5 | Conventional Hydroelectric | WAT | HY | (V) Under construction, more than 50 percent complete | 18.2
2020 | 10 | 20421 | Western Minnesota Mun Pwr Agny | Electric Utility | Red Rock Hydro Plant | IA | 58434 | 2 | 27.5 | Conventional Hydroelectric | WAT | HY | (V) Under construction, more than 50 percent complete | 18.2
2020 | 10 | 62748 | Wildcat I Energy Storage LLC | IPP | Wildcat I Energy Storage LLC | CA | 62875 | WILD1 | 3 | Batteries | MWH | BA | (U) Under construction, less than or equal to 50 percent complete | 3
2020 | 10 | 20856 | Wisconsin Power & Light Co | Electric Utility | Kossuth | IA | 62103 | 1 | 152.2 | Onshore Wind Turbine | WND | WT | (V) Under construction, more than 50 percent complete | 152.2
2020 | 11 | 63192 | 1008 Matthews Solar, LLC | IPP | 1008 Matthews Solar | NC | 63447 | 1008 | 4.9 | Solar Photovoltaic | SUN | PV | (P) Planned for installation, but regulatory approvals not initiated | 4.9
2020 | 11 | 61012 | AES Distributed Energy | IPP | Alicea Solar Project | MA | 63469 | ALICA | 2 | Solar Photovoltaic | SUN | PV | (V) Under construction, more than 50 percent complete | 2
2020 | 11 | 61012 | AES Distributed Energy | IPP | Alicea Solar Project | MA | 63469 | BATT | 1.5 | Batteries | MWH | BA | (V) Under construction, more than 50 percent complete | 1.5
2020 | 11 | 61012 | AES Distributed Energy | IPP | Annese Solar Project | MA | 63474 | ANNES | 4.6 | Solar Photovoltaic | SUN | PV | (V) Under construction, more than 50 percent complete | 4.6
2020 | 11 | 61012 | AES Distributed Energy | IPP | Annese Solar Project | MA | 63474 | BATT | 3.2 | Batteries | MWH | BA | (V) Under construction, more than 50 percent complete | 3.2
2020 | 11 | 61012 | AES Distributed Energy | IPP | West A&B Solar Project | MA | 63473 | BATT | 1.8 | Batteries | MWH | BA | (V) Under construction, more than 50 percent complete | 1.8
2020 | 11 | 61012 | AES Distributed Energy | IPP | West A&B Solar Project | MA | 63473 | WEST | 2.5 | Solar Photovoltaic | SUN | PV | (V) Under construction, more than 50 percent complete | 2.5
2020 | 11 | 61683 | Amadeus Wind LLC | IPP | Amadeus Wind Farm | TX | 62142 | AM-TX | 250 | Onshore Wind Turbine | WND | WT | (U) Under construction, less than or equal to 50 percent complete | 250
2020 | 11 | 63419 | Augusta Solar, LLC | IPP | Augusta Solar | SC | 63720 | PGR23 | 2 | Solar Photovoltaic | SUN | PV | (T) Regulatory approvals received. Not under construction | 2
2020 | 11 | 62881 | Chambers Road Solar LLC | IPP | Chambers Road Solar | NY | 62860 | 263 | 4 | Solar Photovoltaic | SUN | PV | (U) Under construction, less than or equal to 50 percent complete | 4
2020 | 11 | 60609 | Clean Focus Renewables, Inc. | IPP | Rugged Solar LLC | CA | 57960 | 1 | 80 | Solar Photovoltaic | SUN | PV | (V) Under construction, more than 50 percent complete | 80
2020 | 11 | 56769 | Consolidated Edison Development Inc. | IPP | Water Strider Solar | VA | 63549 | WSS | 80 | Solar Photovoltaic | SUN | PV | (U) Under construction, less than or equal to 50 percent complete | 80
2020 | 11 | 63064 | Crowned Ridge Wind II LLC | IPP | Crowned Ridge Wind II Energy Center | SD | 63269 | CRW2 | 200.6 | Onshore Wind Turbine | WND | WT | (T) Regulatory approvals received. Not under construction | 200.6
2020 | 11 | 5109 | DTE Electric Company | Electric Utility | Isabella Wind Park | MI | 63601 | 1 | 383.5 | Onshore Wind Turbine | WND | WT | (U) Under construction, less than or equal to 50 percent complete | 383.5
2020 | 11 | 58468 | Dominion Renewable Energy | Electric Utility | Spring Grove I | VA | 61986 | SGIS | 97.9 | Solar Photovoltaic | SUN | PV | (U) Under construction, less than or equal to 50 percent complete | 97.9
2020 | 11 | 56201 | Engie North America | IPP | Triple H Wind Project | SD | 63103 | WTG | 250.2 | Onshore Wind Turbine | WND | WT | (U) Under construction, less than or equal to 50 percent complete | 250.2
2020 | 11 | 62759 | Geronimo Energy | IPP | Allium Community Solar Garden, LLC | MN | 63304 | ALIUM | 1 | Solar Photovoltaic | SUN | PV | (U) Under construction, less than or equal to 50 percent complete | 1
2020 | 11 | 62759 | Geronimo Energy | IPP | Bellflower Solar, LLC | MN | 63318 | BELLF | 1 | Solar Photovoltaic | SUN | PV | (U) Under construction, less than or equal to 50 percent complete | 1
2020 | 11 | 62759 | Geronimo Energy | IPP | Coral Bells Solar, LLC | MN | 63313 | CORAL | 1 | Solar Photovoltaic | SUN | PV | (U) Under construction, less than or equal to 50 percent complete | 1
2020 | 11 | 62759 | Geronimo Energy | IPP | Honeysuckle Solar, LLC | MN | 63309 | HONEY | 1 | Solar Photovoltaic | SUN | PV | (U) Under construction, less than or equal to 50 percent complete | 1
2020 | 11 | 62759 | Geronimo Energy | IPP | Lantana Solar, LLC | MN | 63311 | LANTA | 1 | Solar Photovoltaic | SUN | PV | (U) Under construction, less than or equal to 50 percent complete | 1
2020 | 11 | 62759 | Geronimo Energy | IPP | Marigold Community Solar Garden, LLC | MN | 63308 | MGOLD | 1 | Solar Photovoltaic | SUN | PV | (U) Under construction, less than or equal to 50 percent complete | 1
2020 | 11 | 62759 | Geronimo Energy | IPP | Westport Community Solar, LLC | MN | 63307 | WESTP | 1 | Solar Photovoltaic | SUN | PV | (U) Under construction, less than or equal to 50 percent complete | 1
2020 | 11 | 60222 | Haida Energy, Inc. | Electric Utility | Hiilangaay Hydro | AK | 59037 | GEN 1 | 5 | Conventional Hydroelectric | WAT | HY | (P) Planned for installation, but regulatory approvals not initiated | 5
2020 | 11 | 62879 | Hickory Grove #1 LLC | IPP | Hickory Grove #1 | NY | 62831 | 25 | 2 | Solar Photovoltaic | SUN | PV | (U) Under construction, less than or equal to 50 percent complete | 2
2020 | 11 | 62880 | Hickory Grove #2 | IPP | Hickory Grove #2 | NY | 62832 | 309 | 1.7 | Solar Photovoltaic | SUN | PV | (U) Under construction, less than or equal to 50 percent complete | 1.7
2020 | 11 | 63404 | Hunker Solar River, LLC | IPP | Hunker Solar River, LLC | PA | 63691 | 13502 | 3.3 | Solar Photovoltaic | SUN | PV | (U) Under construction, less than or equal to 50 percent complete | 3.3
2020 | 11 | 9234 | Indiana Municipal Power Agency | Electric Utility | Richmond Solar Park 4 | IN | 62791 | SRIC4 | 7.1 | Solar Photovoltaic | SUN | PV | (U) Under construction, less than or equal to 50 percent complete | 7.1
2020 | 11 | 49893 | Invenergy Services LLC | IPP | Crescent Valley Solar | NV | 62888 | GEN1 | 149 | Solar Photovoltaic | SUN | PV | (P) Planned for installation, but regulatory approvals not initiated | 149
2020 | 11 | 49893 | Invenergy Services LLC | IPP | Lovelock Solar | NV | 62934 | GEN1 | 190 | Solar Photovoltaic | SUN | PV | (U) Under construction, less than or equal to 50 percent complete | 190
2020 | 11 | 63128 | Jordan Creek Wind Farm, LLC | IPP | Jordan Creek Wind Farm, LLC | IN | 63389 | JCW | 400 | Onshore Wind Turbine | WND | WT | (U) Under construction, less than or equal to 50 percent complete | 400
2020 | 11 | 62842 | Lightsource Renewable Energy Asset Management, LLC | IPP | Wildflower Solar 1 | CA | 62988 | CAWF1 | 13 | Solar Photovoltaic | SUN | PV | (U) Under construction, less than or equal to 50 percent complete | 13
2020 | 11 | 63440 | Milford Solar I (NES) | IPP | Milford Solar 1 | UT | 62812 | MS1 | 99.9 | Solar Photovoltaic | SUN | PV | (V) Under construction, more than 50 percent complete | 99
2020 | 11 | 63206 | Minke Solar, LLC | IPP | Minke Solar | OR | 63465 | PGR20 | 2.2 | Solar Photovoltaic | SUN | PV | (U) Under construction, less than or equal to 50 percent complete | 2.2
2020 | 11 | 63014 | Novel Debra Solar LLC | IPP | Novel Debra Solar LLC CSG | MN | 63247 | DEBRA | 1 | Solar Photovoltaic | SUN | PV | (U) Under construction, less than or equal to 50 percent complete | 1
2020 | 11 | 62758 | Orchard Windfarm, LLC | IPP | Orchard Windfarm, LLC | OR | 62935 | OCHW | 40 | Onshore Wind Turbine | WND | WT | (U) Under construction, less than or equal to 50 percent complete | 40
2020 | 11 | 14232 | Otter Tail Power Co | Electric Utility | Merricourt Wind Energy Center | ND | 57048 | 1 | 150 | Onshore Wind Turbine | WND | WT | (U) Under construction, less than or equal to 50 percent complete | 150
2020 | 11 | 14354 | PacifiCorp | Electric Utility | Ekola Flats | WY | 62591 | 1 | 250.9 | Onshore Wind Turbine | WND | WT | (P) Planned for installation, but regulatory approvals not initiated | 250.9
2020 | 11 | 14354 | PacifiCorp | Electric Utility | TB Flats | WY | 62516 | 1 | 503.2 | Onshore Wind Turbine | WND | WT | (P) Planned for installation, but regulatory approvals not initiated | 503.2
2020 | 11 | 61677 | Sol Systems | IPP | Eros Solar, LLC | NC | 63733 | 11631 | 5 | Solar Photovoltaic | SUN | PV | (U) Under construction, less than or equal to 50 percent complete | 5
2020 | 11 | 61677 | Sol Systems | IPP | Ventura Solar, LLC | NC | 63734 | 11632 | 5 | Solar Photovoltaic | SUN | PV | (U) Under construction, less than or equal to 50 percent complete | 5
2020 | 11 | 60531 | Standard Solar | IPP | USS KVPV Solar LLC | MN | 63169 | KVPV | 1 | Solar Photovoltaic | SUN | PV | (U) Under construction, less than or equal to 50 percent complete | 1
2020 | 11 | 60531 | Standard Solar | IPP | USS Steamboat Solar LLC CSG | MN | 63221 | STMBT | 1 | Solar Photovoltaic | SUN | PV | (U) Under construction, less than or equal to 50 percent complete | 1
2020 | 11 | 61668 | Strauss Wind LLC | IPP | Strauss Wind Farm | CA | 62113 | ST-CA | 98.8 | Onshore Wind Turbine | WND | WT | (U) Under construction, less than or equal to 50 percent complete | 98.8
2020 | 11 | 62819 | Syncarpha Halifax, LLC | IPP | Syncarpha Halifax Hybrid | MA | 62973 | SYHAB | 2 | Batteries | MWH | BA | (U) Under construction, less than or equal to 50 percent complete | 2
2020 | 11 | 62814 | Syncarpha Leicester, LLC | IPP | Syncarpha Leicester Hybrid | MA | 62972 | SYLEB | 1.9 | Batteries | MWH | BA | (U) Under construction, less than or equal to 50 percent complete | 1.9
2020 | 11 | 62824 | Syncarpha Northbridge I, LLC | IPP | Syncarpha Northbridge I Hybrid | MA | 62977 | SYN1S | 5 | Solar Photovoltaic | SUN | PV | (V) Under construction, more than 50 percent complete | 5
2020 | 11 | 62826 | Syncarpha Puddon I, LLC | IPP | Syncarpha Puddon I Hybrid | MA | 62969 | SYP1B | 4 | Batteries | MWH | BA | (U) Under construction, less than or equal to 50 percent complete | 4
2020 | 11 | 62827 | Syncarpha Puddon II, LLC | IPP | Syncarpha Puddon II Hybrid | MA | 62970 | SYP2B | 4 | Batteries | MWH | BA | (U) Under construction, less than or equal to 50 percent complete | 4
2020 | 11 | 62978 | USS Water City Solar LLC | IPP | USS Water City Solar LLC CSG | MN | 63220 | WTRCY | 1 | Solar Photovoltaic | SUN | PV | (P) Planned for installation, but regulatory approvals not initiated | 1
2020 | 11 | 62977 | USS Water Fowl Solar LLC | IPP | USS Water Fowl Solar LLC CSG | MN | 63219 | WTRFL | 1 | Solar Photovoltaic | SUN | PV | (P) Planned for installation, but regulatory approvals not initiated | 1
2020 | 11 | 62976 | USS Water Town Solar LLC | IPP | USS Water Town Solar LLC CSG | MN | 63218 | WTRTN | 1 | Solar Photovoltaic | SUN | PV | (P) Planned for installation, but regulatory approvals not initiated | 1
2020 | 12 | 62685 | 10 Briggs Solar NG, LLC | IPP | 10 Briggs Solar NG, LLC (East) | RI | 62781 | 02818 | 5 | Solar Photovoltaic | SUN | PV | (T) Regulatory approvals received. Not under construction | 5
2020 | 12 | 63190 | 1009 Yadkin Solar, LLC | IPP | 1009 Yadkin Solar | NC | 63445 | 1009 | 4.9 | Solar Photovoltaic | SUN | PV | (P) Planned for installation, but regulatory approvals not initiated | 4.9
2020 | 12 | 62006 | 7X Energy, Inc. | IPP | Taygete Energy Project LLC | TX | 62483 | PV1 | 255 | Solar Photovoltaic | SUN | PV | (U) Under construction, less than or equal to 50 percent complete | 255
2020 | 12 | 62984 | AC Power 2 LLC | IPP | AC Power 2 | NJ | 63196 | ACP2 | 3.8 | Solar Photovoltaic | SUN | PV | (L) Regulatory approvals pending. Not under construction | 3.8
2020 | 12 | 57416 | Acciona Energy USA Global, LLC | IPP | La Chalupa, LLC | TX | 63624 | LC | 198.5 | Onshore Wind Turbine | WND | WT | (U) Under construction, less than or equal to 50 percent complete | 198.5
2020 | 12 | 62981 | Aero Haven Solar LLC | IPP | Aero Haven Solar | NJ | 63195 | ACP3 | 5 | Solar Photovoltaic | SUN | PV | (T) Regulatory approvals received. Not under construction | 5
2020 | 12 | 62627 | Alchemy Renewable Energy | IPP | Twittys Creek Solar, LLC | VA | 63077 | VATC | 13.8 | Solar Photovoltaic | SUN | PV | (L) Regulatory approvals pending. Not under construction | 13.8
2020 | 12 | 59496 | Allete Clean Energy | IPP | Diamond Spring, LLC | OK | 63327 | 46001 | 303 | Onshore Wind Turbine | WND | WT | (V) Under construction, more than 50 percent complete | 303
2020 | 12 | 62119 | Antelope Expansion 3A, LLC | IPP | Antelope Expansion 3A | CA | 62673 | ANX3A | 15 | Solar Photovoltaic | SUN | PV | (P) Planned for installation, but regulatory approvals not initiated | 15
2020 | 12 | 62118 | Antelope Expansion 3B, LLC | IPP | Antelope Expansion 3B | CA | 62674 | ANX3B | 5 | Solar Photovoltaic | SUN | PV | (P) Planned for installation, but regulatory approvals not initiated | 5
2020 | 12 | 61949 | Assembly Solar I, LLC | IPP | Assembly Solar Project | MI | 62422 | ASP01 | 50 | Solar Photovoltaic | SUN | PV | (U) Under construction, less than or equal to 50 percent complete | 50
2020 | 12 | 63021 | Aurora Wind Project, LLC | IPP | Aurora Wind Project | ND | 63258 | AURWP | 298.8 | Onshore Wind Turbine | WND | WT | (V) Under construction, more than 50 percent complete | 298.8
2020 | 12 | 15399 | Avangrid Renewables LLC | IPP | La Joya NM | NM | 61044 | WT1 | 306.2 | Onshore Wind Turbine | WND | WT | (U) Under construction, less than or equal to 50 percent complete | 306.2
2020 | 12 | 15399 | Avangrid Renewables LLC | IPP | Roaring Brook, LLC | NY | 61041 | WT1 | 78 | Onshore Wind Turbine | WND | WT | (U) Under construction, less than or equal to 50 percent complete | 78
2020 | 12 | 15399 | Avangrid Renewables LLC | IPP | Tatanka Ridge | SD | 61046 | WT1 | 154 | Onshore Wind Turbine | WND | WT | (V) Under construction, more than 50 percent complete | 154
2020 | 12 | 60368 | BRE NC Solar 4, LLC | IPP | BRE NC Solar 4 | NC | 60628 | BEAM4 | 5 | Solar Photovoltaic | SUN | PV | (L) Regulatory approvals pending. Not under construction | 5
2020 | 12 | 62680 | BT Coniglio Solar LLC | IPP | Coniglio Solar | TX | 62772 | BTCON | 123.6 | Solar Photovoltaic | SUN | PV | (P) Planned for installation, but regulatory approvals not initiated | 123.6
2020 | 12 | 62681 | BT Cooke Solar, LLC | IPP | Rippey Solar | TX | 62773 | BTCOO | 59 | Solar Photovoltaic | SUN | PV | (P) Planned for installation, but regulatory approvals not initiated | 59
2020 | 12 | 62682 | BT Kellam Solar LLC | IPP | Kellam Solar | TX | 62774 | BTKEL | 59 | Solar Photovoltaic | SUN | PV | (P) Planned for installation, but regulatory approvals not initiated | 59
2020 | 12 | 56771 | Black Hills Service Company LLC | Electric Utility | Corriedale Wind Energy | WY | 63436 | WTG | 52.5 | Onshore Wind Turbine | WND | WT | (U) Under construction, less than or equal to 50 percent complete | 52.5
2020 | 12 | 63116 | Bluebell Solar II, LLC | IPP | Bluebell Solar II | TX | 63351 | BBS2 | 115 | Solar Photovoltaic | SUN | PV | (U) Under construction, less than or equal to 50 percent complete | 115
2020 | 12 | 59845 | Blythe Solar IV, LLC | IPP | Blythe Solar IV, LLC | CA | 60095 | BLS4A | 68.7 | Solar Photovoltaic | SUN | PV | (U) Under construction, less than or equal to 50 percent complete | 68.7
2020 | 12 | 59845 | Blythe Solar IV, LLC | IPP | Blythe Solar IV, LLC | CA | 60095 | BLS4B | 68.7 | Solar Photovoltaic | SUN | PV | (U) Under construction, less than or equal to 50 percent complete | 68.7
2020 | 12 | 60816 | Boston Medical Center | Commercial | Boston Medical Center CHP Plant | MA | 61186 | BATT | 1 | Batteries | MWH | BA | (U) Under construction, less than or equal to 50 percent complete | 1
2020 | 12 | 62995 | Broad Mountain Power LLC | IPP | Broad Mountain Wind Project | PA | 63210 | BROAD | 80 | Onshore Wind Turbine | WND | WT | (U) Under construction, less than or equal to 50 percent complete | 80
2020 | 12 | 62718 | Broad River Solar, LLC | IPP | Broad River Solar, LLC | NC | 62822 | GEN1 | 50 | Solar Photovoltaic | SUN | PV | (P) Planned for installation, but regulatory approvals not initiated | 50
2020 | 12 | 63295 | Brooten CSG1 LLC | IPP | Brooten CSG1, LLC | MN | 63593 | SC | 1 | Solar Photovoltaic | SUN | PV | (U) Under construction, less than or equal to 50 percent complete | 1
2020 | 12 | 63296 | Buffalo Lake CSG1 LLC | IPP | Buffalo Lake CSG1, LLC | MN | 63594 | SC | 1 | Solar Photovoltaic | SUN | PV | (U) Under construction, less than or equal to 50 percent complete | 1
2020 | 12 | 60714 | Burke Wind LLC | IPP | Burke Wind, LLC | ND | 61100 | GE23 | 199.4 | Onshore Wind Turbine | WND | WT | (L) Regulatory approvals pending. Not under construction | 199.4
2020 | 12 | 59365 | Capital Power Corporation | IPP | Nolin Hills Wind, LLC | OR | 60070 | GEN | 350 | Onshore Wind Turbine | WND | WT | (L) Regulatory approvals pending. Not under construction | 350
2020 | 12 | 62872 | Carolina Lily Solar, LLC | IPP | Carolina Lily Solar | NC | 63016 | 1096 | 5 | Solar Photovoltaic | SUN | PV | (L) Regulatory approvals pending. Not under construction | 5
2020 | 12 | 63495 | Centerfield Cooper Solar, LLC | IPP | Centerfield Cooper Solar, LLC | SC | 63810 | PGR24 | 75 | Solar Photovoltaic | SUN | PV | (T) Regulatory approvals received. Not under construction | 75
2020 | 12 | 61817 | Collard Holdings, LLC | IPP | Collard Holdings Solar | NC | 62317 | PV | 10 | Solar Photovoltaic | SUN | PV | (L) Regulatory approvals pending. Not under construction | 10
2020 | 12 | 62705 | Concho Bluff LLC | IPP | Greasewood | TX | 62804 | GREA1 | 255 | Solar Photovoltaic | SUN | PV | (U) Under construction, less than or equal to 50 percent complete | 255
2020 | 12 | 4226 | Consolidated Edison Co-NY Inc | Electric Utility | 98th Street Battery Storage Station | NY | 62839 | ESS98 | 1.8 | Batteries | MWH | BA | (V) Under construction, more than 50 percent complete | 2
2020 | 12 | 57365 | Consolidated Edison Solutions Inc | IPP | CES Marbletown Solar | NY | 63729 | MT1 | 3 | Solar Photovoltaic | SUN | PV | (T) Regulatory approvals received. Not under construction | 3
2020 | 12 | 4254 | Consumers Energy Co | Electric Utility | Crescent Wind Park | MI | 63686 | GFWP | 150 | Onshore Wind Turbine | WND | WT | (U) Under construction, less than or equal to 50 percent complete | 150
2020 | 12 | 4254 | Consumers Energy Co | Electric Utility | Gratiot Farms Wind Project | MI | 63687 | CWP | 150 | Onshore Wind Turbine | WND | WT | (U) Under construction, less than or equal to 50 percent complete | 150
2020 | 12 | 61978 | Convergent Energy and Power LP | IPP | Henrietta D Energy Storage LLC | CA | 60641 | HDES1 | 10 | Batteries | MWH | BA | (L) Regulatory approvals pending. Not under construction | 10
2020 | 12 | 62802 | Cove Mountain Solar LLC | IPP | Cove Mountain Solar | UT | 62469 | GEN01 | 58 | Solar Photovoltaic | SUN | PV | (U) Under construction, less than or equal to 50 percent complete | 58
2020 | 12 | 61060 | Cypress Creek Renewables | IPP | Jester Solar | NC | 60290 | PV1 | 4.9 | Solar Photovoltaic | SUN | PV | (L) Regulatory approvals pending. Not under construction | 5
2020 | 12 | 61302 | Depot Solar Center, LLC | IPP | Depot Solar Center, LLC | VA | 61691 | DEPOT | 15 | Solar Photovoltaic | SUN | PV | (P) Planned for installation, but regulatory approvals not initiated | 15
2020 | 12 | 61709 | Desert Harvest, LLC | IPP | Desert Harvest, LLC | CA | 62177 | DH001 | 150 | Solar Photovoltaic | SUN | PV | (U) Under construction, less than or equal to 50 percent complete | 150
2020 | 12 | 5248 | Dominion Energy Inc | Electric Utility | Greensville Solar | VA | 63745 | GVSO | 80 | Solar Photovoltaic | SUN | PV | (L) Regulatory approvals pending. Not under construction | 80
2020 | 12 | 5248 | Dominion Energy Inc | Electric Utility | Sadler Solar | VA | 62814 | SADL | 100 | Solar Photovoltaic | SUN | PV | (U) Under construction, less than or equal to 50 percent complete | 100
2020 | 12 | 5416 | Duke Energy Carolinas, LLC | Electric Utility | Gaston Solar Power Plant | NC | 62669 | PV1 | 25 | Solar Photovoltaic | SUN | PV | (T) Regulatory approvals received. Not under construction | 25
2020 | 12 | 5416 | Duke Energy Carolinas, LLC | Electric Utility | Maiden Creek Solar Power Plant | NC | 62668 | PV1 | 69.3 | Solar Photovoltaic | SUN | PV | (T) Regulatory approvals received. Not under construction | 69.3
2020 | 12 | 54802 | Dynegy -Moss Landing LLC | IPP | Dynegy Moss Landing Power Plant | CA | 260 | BAT1 | 300 | Batteries | MWH | BA | (L) Regulatory approvals pending. Not under construction | 300
2020 | 12 | 61785 | EDP Renewables North America LLC | IPP | Crossing Trails Wind Farm | CO | 62489 | GEN1 | 104 | Onshore Wind Turbine | WND | WT | (U) Under construction, less than or equal to 50 percent complete | 104
2020 | 12 | 61785 | EDP Renewables North America LLC | IPP | Headwaters Wind Farm II LLC | IN | 62592 | HWII | 200 | Onshore Wind Turbine | WND | WT | (L) Regulatory approvals pending. Not under construction | 200
2020 | 12 | 62667 | East Line Solar, LLC | IPP | East Line Solar | AZ | 62899 | EASTL | 100 | Solar Photovoltaic | SUN | PV | (L) Regulatory approvals pending. Not under construction | 100
2020 | 12 | 58970 | Ecoplexus, Inc | IPP | Boykin PV1 | NC | 59996 | BOYK1 | 17 | Solar Photovoltaic | SUN | PV | (L) Regulatory approvals pending. Not under construction | 17
2020 | 12 | 58970 | Ecoplexus, Inc | IPP | E Nash PV1 | NC | 60002 | NASH1 | 20 | Solar Photovoltaic | SUN | PV | (L) Regulatory approvals pending. Not under construction | 20
2020 | 12 | 58135 | Ecos Energy LLC | IPP | Weybridge 1 Solar | VT | 61038 | WEY1 | 3 | Solar Photovoltaic | SUN | PV | (P) Planned for installation, but regulatory approvals not initiated | 3
2020 | 12 | 5860 | Empire District Electric Co | Electric Utility | Kings Point Wind Energy Center | MO | 62475 | KPW1 | 149.4 | Onshore Wind Turbine | WND | WT | (U) Under construction, less than or equal to 50 percent complete | 149.4
2020 | 12 | 5860 | Empire District Electric Co | Electric Utility | Neosho Ridge Wind Energy Center | KS | 62481 | NRW1 | 301 | Onshore Wind Turbine | WND | WT | (V) Under construction, more than 50 percent complete | 301
2020 | 12 | 5860 | Empire District Electric Co | Electric Utility | North Fork Ridge Wind Energy Center | MO | 62478 | NFRW1 | 149.4 | Onshore Wind Turbine | WND | WT | (V) Under construction, more than 50 percent complete | 149.4
2020 | 12 | 60496 | Enerparc Inc. | IPP | Neenach Solar Center | CA | 60826 | ECA03 | 1.5 | Solar Photovoltaic | SUN | PV | (P) Planned for installation, but regulatory approvals not initiated | 1.5
2020 | 12 | 60496 | Enerparc Inc. | IPP | Pawcatuck Solar Center, LLC | CT | 62318 | PAWCA | 15 | Solar Photovoltaic | SUN | PV | (P) Planned for installation, but regulatory approvals not initiated | 15
2020 | 12 | 56201 | Engie North America | IPP | Dakota Range III Wind Project | SD | 63102 | WTG | 151.2 | Onshore Wind Turbine | WND | WT | (U) Under construction, less than or equal to 50 percent complete | 151.2
2020 | 12 | 56201 | Engie North America | IPP | Las Lomas Wind Project | TX | 63101 | WTG | 201.6 | Onshore Wind Turbine | WND | WT | (U) Under construction, less than or equal to 50 percent complete | 201.6
2020 | 12 | 59497 | Eversource | IPP | Martha's Vineyard Community Battery | MA | 62605 | MVESS | 4.9 | Batteries | MWH | BA | (L) Regulatory approvals pending. Not under construction | 4.9
2020 | 12 | 59497 | Eversource | IPP | Outer Cape Community Battery | MA | 62604 | OCESS | 25 | Batteries | MWH | BA | (L) Regulatory approvals pending. Not under construction | 25
2020 | 12 | 56615 | First Solar Project Development | IPP | American Kings Solar, LLC | CA | 60777 | GEN01 | 128 | Solar Photovoltaic | SUN | PV | (U) Under construction, less than or equal to 50 percent complete | 128
2020 | 12 | 56625 | Flat Water Wind Farm LLC | IPP | Flat Water Wind Farm LLC | NE | 57283 | WTG2 | 6.9 | Onshore Wind Turbine | WND | WT | (P) Planned for installation, but regulatory approvals not initiated | 6.9
2020 | 12 | 63345 | Flodquist Community Solar LLC | IPP | Flodquist Community Solar LLC | MN | 63650 | TC3 | 1 | Solar Photovoltaic | SUN | PV | (U) Under construction, less than or equal to 50 percent complete | 1
2020 | 12 | 6452 | Florida Power & Light Co | Electric Utility | Egret Solar Center | FL | 62925 | 1 | 74.5 | Solar Photovoltaic | SUN | PV | (U) Under construction, less than or equal to 50 percent complete | 74.5
2020 | 12 | 6452 | Florida Power & Light Co | Electric Utility | Lakeside Solar Center | FL | 62922 | 1 | 74.5 | Solar Photovoltaic | SUN | PV | (U) Under construction, less than or equal to 50 percent complete | 74.5
2020 | 12 | 6452 | Florida Power & Light Co | Electric Utility | Magnolia Springs Solar Center | FL | 62915 | 1 | 74.5 | Solar Photovoltaic | SUN | PV | (U) Under construction, less than or equal to 50 percent complete | 74.5
2020 | 12 | 6452 | Florida Power & Light Co | Electric Utility | Nassau Solar Center | FL | 62914 | 1 | 74.5 | Solar Photovoltaic | SUN | PV | (U) Under construction, less than or equal to 50 percent complete | 74.5
2020 | 12 | 6452 | Florida Power & Light Co | Electric Utility | Trailside Solar Center | FL | 62916 | 1 | 74.5 | Solar Photovoltaic | SUN | PV | (U) Under construction, less than or equal to 50 percent complete | 74.5
2020 | 12 | 6452 | Florida Power & Light Co | Electric Utility | Union Springs Solar Center | FL | 62923 | 1 | 74.5 | Solar Photovoltaic | SUN | PV | (U) Under construction, less than or equal to 50 percent complete | 74.5
2020 | 12 | 62856 | Forefront Power, LLC | IPP | DGS Central California Womens Facility | CA | 63419 | 1122 | 2 | Solar Photovoltaic | SUN | PV | (U) Under construction, less than or equal to 50 percent complete | 2
2020 | 12 | 7140 | Georgia Power Co | Electric Utility | Robins Air Force Base Solar | GA | 61648 | 1 | 139 | Solar Photovoltaic | SUN | PV | (V) Under construction, more than 50 percent complete | 139
2020 | 12 | 62759 | Geronimo Energy | IPP | Bingham Solar, LLC | MI | 63321 | BINGH | 20 | Solar Photovoltaic | SUN | PV | (T) Regulatory approvals received. Not under construction | 20
2020 | 12 | 62759 | Geronimo Energy | IPP | Temperance Solar, LLC | MI | 63322 | TEMPR | 20 | Solar Photovoltaic | SUN | PV | (T) Regulatory approvals received. Not under construction | 20
2020 | 12 | 63108 | Granby Solar, LLC | IPP | Granby Solar, LLC | MA | 63338 | 4787 | 3 | Solar Photovoltaic | SUN | PV | (T) Regulatory approvals received. Not under construction | 3
2020 | 12 | 60195 | Groton Station Fuel Cell, LLC | IPP | Naval Sub Base New London Fuel Cell | CT | 61743 | MMH2 | 3.7 | Other Natural Gas | NG | FC | (V) Under construction, more than 50 percent complete | 3.7
2020 | 12 | 61594 | Highlander Solar Station 1 LLC | IPP | Highlander Solar Station 1 | VA | 62014 | HLND1 | 165 | Solar Photovoltaic | SUN | PV | (U) Under construction, less than or equal to 50 percent complete | 165
2020 | 12 | 61697 | Hillcrest Solar I, LLC | IPP | Hillcrest Solar | OH | 62200 | HILLC | 200 | Solar Photovoltaic | SUN | PV | (U) Under construction, less than or equal to 50 percent complete | 200
2020 | 12 | 61001 | Hu Honua Bioenergy, LLC | IPP | Hu Honua Bioenergy Facility | HI | 61364 | HHB | 32 | Other Waste Biomass | OBS | ST | (V) Under construction, more than 50 percent complete | 36
2020 | 12 | 62134 | Hunter Solar LLC | IPP | Hunter Solar LLC | UT | 62656 | HUSOL | 100 | Solar Photovoltaic | SUN | PV | (U) Under construction, less than or equal to 50 percent complete | 100
2020 | 12 | 61853 | Innogy Renewables US LLC | IPP | Cassadaga Wind Farm | NY | 58777 | 1 | 126 | Onshore Wind Turbine | WND | WT | (L) Regulatory approvals pending. Not under construction | 126
2020 | 12 | 61853 | Innogy Renewables US LLC | IPP | Coyote Crest Wind Farm | WA | 58778 | 1 | 127.5 | Onshore Wind Turbine | WND | WT | (L) Regulatory approvals pending. Not under construction | 127.5
2020 | 12 | 61853 | Innogy Renewables US LLC | IPP | Horse Thief Wind Project, LLC | MT | 59758 | 1 | 80 | Onshore Wind Turbine | WND | WT | (L) Regulatory approvals pending. Not under construction | 80
2020 | 12 | 61853 | Innogy Renewables US LLC | IPP | Mason Dixon Wind Farm | PA | 60212 | 1 | 79.9 | Onshore Wind Turbine | WND | WT | (L) Regulatory approvals pending. Not under construction | 79.9
2020 | 12 | 61853 | Innogy Renewables US LLC | IPP | Mud Springs Wind Project, LLC | MT | 59756 | 1 | 80 | Onshore Wind Turbine | WND | WT | (L) Regulatory approvals pending. Not under construction | 80
2020 | 12 | 61853 | Innogy Renewables US LLC | IPP | Pryor Caves Wind Project, LLC | MT | 59757 | 1 | 80 | Onshore Wind Turbine | WND | WT | (L) Regulatory approvals pending. Not under construction | 80
2020 | 12 | 49893 | Invenergy Services LLC | IPP | Deuel Harvest Wind Energy LLC | SD | 62943 | GEN1 | 300 | Onshore Wind Turbine | WND | WT | (U) Under construction, less than or equal to 50 percent complete | 300
2020 | 12 | 49893 | Invenergy Services LLC | IPP | Hardin Solar Energy LLC | OH | 63029 | GEN1 | 150 | Solar Photovoltaic | SUN | PV | (P) Planned for installation, but regulatory approvals not initiated | 150
2020 | 12 | 49893 | Invenergy Services LLC | IPP | Sundance Wind Project, LLC | OK | 63489 | GEN1 | 199 | Onshore Wind Turbine | WND | WT | (U) Under construction, less than or equal to 50 percent complete | 199
2020 | 12 | 49893 | Invenergy Services LLC | IPP | Thunderhead Wind Energy LLC | NE | 62956 | GEN1 | 300 | Onshore Wind Turbine | WND | WT | (U) Under construction, less than or equal to 50 percent complete | 300
2020 | 12 | 49893 | Invenergy Services LLC | IPP | Traverse Wind Project, LLC | OK | 63479 | GEN1 | 999 | Onshore Wind Turbine | WND | WT | (U) Under construction, less than or equal to 50 percent complete | 999
2020 | 12 | 62883 | Kruger Energy Hertford, LLC | IPP | Kruger Energy Hertford, LLC | NC | 63024 | KEH | 10 | Solar Photovoltaic | SUN | PV | (T) Regulatory approvals received. Not under construction | 10
2020 | 12 | 59195 | Landfill Energy Systems | IPP | Zimmerman Energy | IN | 59425 | ZE#4 | 1.4 | Landfill Gas | LFG | IC | (T) Regulatory approvals received. Not under construction | 1.6
2020 | 12 | 50123 | Leeward Asset Management, LLC | IPP | Lone Tree Wind, LLC | IL | 63251 | LTW | 79 | Onshore Wind Turbine | WND | WT | (U) Under construction, less than or equal to 50 percent complete | 79
2020 | 12 | 62842 | Lightsource Renewable Energy Asset Management, LLC | IPP | Impact Solar 1 | TX | 63222 | TXIM1 | 198.5 | Solar Photovoltaic | SUN | PV | (U) Under construction, less than or equal to 50 percent complete | 198.5
2020 | 12 | 62661 | Lock 12 Hydro Partners, LLC | IPP | Ravenna Hydroelectric Project | KY | 62747 | 1 | 0.5 | Conventional Hydroelectric | WAT | HY | (V) Under construction, more than 50 percent complete | 0.5
2020 | 12 | 62661 | Lock 12 Hydro Partners, LLC | IPP | Ravenna Hydroelectric Project | KY | 62747 | 2 | 0.5 | Conventional Hydroelectric | WAT | HY | (V) Under construction, more than 50 percent complete | 0.5
2020 | 12 | 62661 | Lock 12 Hydro Partners, LLC | IPP | Ravenna Hydroelectric Project | KY | 62747 | 3 | 0.5 | Conventional Hydroelectric | WAT | HY | (V) Under construction, more than 50 percent complete | 0.5
2020 | 12 | 62661 | Lock 12 Hydro Partners, LLC | IPP | Ravenna Hydroelectric Project | KY | 62747 | 4 | 0.5 | Conventional Hydroelectric | WAT | HY | (V) Under construction, more than 50 percent complete | 0.5
2020 | 12 | 62661 | Lock 12 Hydro Partners, LLC | IPP | Ravenna Hydroelectric Project | KY | 62747 | 5 | 0.5 | Conventional Hydroelectric | WAT | HY | (V) Under construction, more than 50 percent complete | 0.5
2020 | 12 | 61219 | Longroad Energy Services LLC | IPP | Little Bear 3 | CA | 62463 | GEN01 | 20 | Solar Photovoltaic | SUN | PV | (U) Under construction, less than or equal to 50 percent complete | 20
2020 | 12 | 61219 | Longroad Energy Services LLC | IPP | Little Bear 4 | CA | 62464 | GEN01 | 50 | Solar Photovoltaic | SUN | PV | (U) Under construction, less than or equal to 50 percent complete | 50
2020 | 12 | 61219 | Longroad Energy Services LLC | IPP | Little Bear 5 | CA | 62465 | GEN01 | 50 | Solar Photovoltaic | SUN | PV | (U) Under construction, less than or equal to 50 percent complete | 50
2020 | 12 | 61219 | Longroad Energy Services LLC | IPP | Little Bear Solar 1, LLC | CA | 59870 | GEN01 | 40 | Solar Photovoltaic | SUN | PV | (U) Under construction, less than or equal to 50 percent complete | 40
2020 | 12 | 63300 | Lowry CSG2 LLC | IPP | Lowry CSG2, LLC | MN | 63595 | SC | 1 | Solar Photovoltaic | SUN | PV | (U) Under construction, less than or equal to 50 percent complete | 1
2020 | 12 | 62721 | Maryneal Windpower, LLC | IPP | Maryneal Windpower | TX | 62836 | MNW | 182.4 | Onshore Wind Turbine | WND | WT | (T) Regulatory approvals received. Not under construction | 182.4
2020 | 12 | 61710 | Maverick Solar, LLC | IPP | Maverick Solar, LLC | CA | 62178 | MAV01 | 225 | Solar Photovoltaic | SUN | PV | (U) Under construction, less than or equal to 50 percent complete | 225
2020 | 12 | 12119 | McGrath Light & Power Co | Electric Utility | McGrath | AK | 6555 | 11 | 0.4 | Petroleum Liquids | DFO | IC | (L) Regulatory approvals pending. Not under construction | 0.4
2020 | 12 | 12119 | McGrath Light & Power Co | Electric Utility | McGrath | AK | 6555 | 12 | 0.4 | Petroleum Liquids | DFO | IC | (L) Regulatory approvals pending. Not under construction | 0.4
2020 | 12 | 12119 | McGrath Light & Power Co | Electric Utility | McGrath | AK | 6555 | 13 | 0.4 | Petroleum Liquids | DFO | IC | (L) Regulatory approvals pending. Not under construction | 0.4
2020 | 12 | 12119 | McGrath Light & Power Co | Electric Utility | McGrath | AK | 6555 | 14 | 0.4 | Petroleum Liquids | DFO | IC | (P) Planned for installation, but regulatory approvals not initiated | 0.4
2020 | 12 | 12341 | MidAmerican Energy Co | Electric Utility | Contrail Wind Farm | IA | 63639 | COWF | 112.4 | Onshore Wind Turbine | WND | WT | (U) Under construction, less than or equal to 50 percent complete | 112.4
2020 | 12 | 12341 | MidAmerican Energy Co | Electric Utility | Diamond Trail Wind Farm | IA | 63641 | DTWF | 252.5 | Onshore Wind Turbine | WND | WT | (U) Under construction, less than or equal to 50 percent complete | 252.5
2020 | 12 | 12341 | MidAmerican Energy Co | Electric Utility | Palo Alto Wind Farm | IA | 63053 | PAWF2 | 90 | Onshore Wind Turbine | WND | WT | (U) Under construction, less than or equal to 50 percent complete | 90
2020 | 12 | 12341 | MidAmerican Energy Co | Electric Utility | Southern Hills Wind Farm | IA | 63640 | SHWF | 254.1 | Onshore Wind Turbine | WND | WT | (U) Under construction, less than or equal to 50 percent complete | 254.1
2020 | 12 | 62916 | Mohave County Wind Farm | IPP | Mohave County Wind Farm | AZ | 63114 | MCWF | 350 | Onshore Wind Turbine | WND | WT | (T) Regulatory approvals received. Not under construction | 350
2020 | 12 | 60018 | NET Power, LLC | IPP | NET Power La Porte Station | TX | 60910 | NPLPS | 25.5 | Natural Gas Fired Combustion Turbine | NG | GT | (TS) Construction complete, but not yet in commercial operation | 25.5
2020 | 12 | 15296 | New York Power Authority | Electric Utility | Willis Battery Storage | NY | 63238 | WB1 | 20 | Batteries | MWH | BA | (P) Planned for installation, but regulatory approvals not initiated | 20
2020 | 12 | 13781 | Northern States Power Co - Minnesota | IPP | Blazing Star 2 Wind Farm | MN | 61650 | BLZS2 | 200 | Onshore Wind Turbine | WND | WT | (U) Under construction, less than or equal to 50 percent complete | 200
2020 | 12 | 63294 | Nutmeg Solar LLC | IPP | Nutmeg Solar | CT | 63592 | NUTMG | 19.6 | Solar Photovoltaic | SUN | PV | (U) Under construction, less than or equal to 50 percent complete | 19.6
2020 | 12 | 63473 | Odom Solar, LLC | IPP | SR Odom | GA | 63814 | ODOM | 20 | Solar Photovoltaic | SUN | PV | (U) Under construction, less than or equal to 50 percent complete | 20
2020 | 12 | 14232 | Otter Tail Power Co | Electric Utility | Astoria Station | SD | 61144 | 1 | 245.5 | Natural Gas Fired Combustion Turbine | NG | GT | (V) Under construction, more than 50 percent complete | 349
2020 | 12 | 63279 | Outlaw Wind Project LLC | IPP | Outlaw Wind Project LLC | MO | 63574 | GEN1 | 298.6 | Onshore Wind Turbine | WND | WT | (U) Under construction, less than or equal to 50 percent complete | 298.6
2020 | 12 | 63301 | Paynesville CSG1 LLC | IPP | Paynesville CSG1, LLC | MN | 63596 | SC | 1 | Solar Photovoltaic | SUN | PV | (U) Under construction, less than or equal to 50 percent complete | 1
2020 | 12 | 62985 | Pettinos Solar LLC | IPP | Pettinos Solar | NJ | 63197 | ACP4 | 1.2 | Solar Photovoltaic | SUN | PV | (T) Regulatory approvals received. Not under construction | 1.2
2020 | 12 | 63302 | Plato CSG1 LLC | IPP | Plato CSG1, LLC | MN | 63597 | SC | 1 | Solar Photovoltaic | SUN | PV | (U) Under construction, less than or equal to 50 percent complete | 1
2020 | 12 | 62873 | Plott Hound Solar, LLC | IPP | Plott Hound Solar | NC | 63015 | 1088 | 5 | Solar Photovoltaic | SUN | PV | (L) Regulatory approvals pending. Not under construction | 5
2020 | 12 | 15248 | Portland General Electric Co | Electric Utility | Faraday | OR | 3045 | 7 | 9 | Conventional Hydroelectric | WAT | HY | (U) Under construction, less than or equal to 50 percent complete | 9
2020 | 12 | 15248 | Portland General Electric Co | Electric Utility | Faraday | OR | 3045 | 8 | 9 | Conventional Hydroelectric | WAT | HY | (U) Under construction, less than or equal to 50 percent complete | 9
2020 | 12 | 60982 | RE Maplewood LLC | IPP | RE Maplewood | TX | 61346 | PV1 | 250 | Solar Photovoltaic | SUN | PV | (P) Planned for installation, but regulatory approvals not initiated | 250
2020 | 12 | 62780 | RE Slate LLC | IPP | Slate | CA | 63727 | SLATE | 300 | Solar Photovoltaic | SUN | PV | (L) Regulatory approvals pending. Not under construction | 300
2020 | 12 | 56215 | RWE Renewables Americas LLC | IPP | Boiling Springs Wind Farm | OK | 62871 | BGSPS | 148.4 | Onshore Wind Turbine | WND | WT | (U) Under construction, less than or equal to 50 percent complete | 148.4
2020 | 12 | 56215 | RWE Renewables Americas LLC | IPP | West Raymond Wind Farm LLC | TX | 62855 | WRAYM | 239.8 | Onshore Wind Turbine | WND | WT | (U) Under construction, less than or equal to 50 percent complete | 239.8
2020 | 12 | 63141 | Rancho Seco Solar II, LLC | IPP | Rancho Seco Solar II, LLC | CA | 63387 | RSS2 | 160 | Solar Photovoltaic | SUN | PV | (U) Under construction, less than or equal to 50 percent complete | 160
2020 | 12 | 62871 | Ray Wilson Solar, LLC | IPP | Ray Wilson Solar | NC | 63017 | 1090 | 5 | Solar Photovoltaic | SUN | PV | (L) Regulatory approvals pending. Not under construction | 5
2020 | 12 | 61590 | Richmond Spider Solar LLC | IPP | Richmond Spider Solar | VA | 62011 | RMDSS | 20 | Solar Photovoltaic | SUN | PV | (L) Regulatory approvals pending. Not under construction | 20
2020 | 12 | 62761 | Rosewater Wind Farm LLC | IPP | Rosewater Wind Farm | IN | 62891 | ROSEW | 102 | Onshore Wind Turbine | WND | WT | (U) Under construction, less than or equal to 50 percent complete | 102
2020 | 12 | 61624 | SR Snipesville | IPP | Snipesville | GA | 62165 | SNIPE | 61 | Solar Photovoltaic | SUN | PV | (U) Under construction, less than or equal to 50 percent complete | 61
2020 | 12 | 63303 | Sacred Heart CSG1 LLC | IPP | Sacred Heart CSG1, LLC | MN | 63598 | SC | 1 | Solar Photovoltaic | SUN | PV | (U) Under construction, less than or equal to 50 percent complete | 1
2020 | 12 | 63366 | Schueler Community Solar LLC | IPP | Schueler Community Solar | MN | 63658 | TC3 | 1 | Solar Photovoltaic | SUN | PV | (U) Under construction, less than or equal to 50 percent complete | 1
2020 | 12 | 63119 | Scotch Bonnet Solar, LLC | IPP | Scotch Bonnet Solar, LLC | NC | 63345 | PGR07 | 4.5 | Solar Photovoltaic | SUN | PV | (T) Regulatory approvals received. Not under construction | 4.5
2020 | 12 | 59770 | Shorthorn Holdings, LLC | IPP | Shorthorn Holdings | SC | 60028 | PV1 | 15.4 | Solar Photovoltaic | SUN | PV | (L) Regulatory approvals pending. Not under construction | 15.4
2020 | 12 | 63365 | Siems Community Solar LLC | IPP | Siems Solar Project | MN | 63657 | TC3 | 1 | Solar Photovoltaic | SUN | PV | (U) Under construction, less than or equal to 50 percent complete | 1
2020 | 12 | 62146 | Sigurd Solar LLC | IPP | Sigurd Solar LLC | UT | 62666 | SGSOL | 80 | Solar Photovoltaic | SUN | PV | (U) Under construction, less than or equal to 50 percent complete | 80
2020 | 12 | 62023 | Skeleton Creek Energy Center | IPP | Skeleton Creek Energy Center Hybrid | OK | 62494 | SKC | 250 | Onshore Wind Turbine | WND | WT | (OT) Other | 250
2020 | 12 | 63137 | Solar Frontier Americas Development | IPP | Mustang Two | CA | 62015 | M2BAR | 50 | Solar Photovoltaic | SUN | PV | (U) Under construction, less than or equal to 50 percent complete | 50
2020 | 12 | 63137 | Solar Frontier Americas Development | IPP | Mustang Two | CA | 62015 | M2WHI | 100 | Solar Photovoltaic | SUN | PV | (U) Under construction, less than or equal to 50 percent complete | 100
2020 | 12 | 63137 | Solar Frontier Americas Development | IPP | Pioneer Solar (CO), LLC | CO | 61991 | PI-QF | 80 | Solar Photovoltaic | SUN | PV | (U) Under construction, less than or equal to 50 percent complete | 80
2020 | 12 | 17609 | Southern California Edison Co | Electric Utility | Cadillac Battery Energy Storage Facility | CA | 63326 | CAD1 | 3.5 | Batteries | MWH | BA | (T) Regulatory approvals received. Not under construction | 3.5
2020 | 12 | 17609 | Southern California Edison Co | Electric Utility | DESI-1 Battery Energy Storage Facility | CA | 60699 | DESI1 | 2.4 | Batteries | MWH | BA | (TS) Construction complete, but not yet in commercial operation | 2.4
2020 | 12 | 17609 | Southern California Edison Co | Electric Utility | DESI-2 Battery Storage Facility | CA | 62460 | DESI2 | 1.4 | Batteries | MWH | BA | (TS) Construction complete, but not yet in commercial operation | 1.4
2020 | 12 | 17609 | Southern California Edison Co | Electric Utility | Yorktown Battery Energy Storage Facility | CA | 63325 | YORK1 | 3 | Batteries | MWH | BA | (T) Regulatory approvals received. Not under construction | 3
2020 | 12 | 17718 | Southwestern Public Service Co | Electric Utility | Sagamore Wind | NM | 63578 | SWF01 | 522 | Onshore Wind Turbine | WND | WT | (U) Under construction, less than or equal to 50 percent complete | 522
2020 | 12 | 62717 | Speedway Solar NC, LLC | IPP | Speedway Solar NC, LLC | NC | 62821 | GEN1 | 22.6 | Solar Photovoltaic | SUN | PV | (P) Planned for installation, but regulatory approvals not initiated | 22.6
2020 | 12 | 63395 | Spencer Solar Farm, LLC | IPP | Spencer Solar | MA | 63676 | SPENC | 2.3 | Solar Photovoltaic | SUN | PV | (T) Regulatory approvals received. Not under construction | 2.3
2020 | 12 | 60531 | Standard Solar | IPP | USS Buckaroo Solar LLC CSG | MN | 63153 | BUCKR | 1 | Solar Photovoltaic | SUN | PV | (U) Under construction, less than or equal to 50 percent complete | 1
2020 | 12 | 63304 | Stewart CSG1 LLC | IPP | Stewart CSG1, LLC | MN | 63599 | SC | 1 | Solar Photovoltaic | SUN | PV | (U) Under construction, less than or equal to 50 percent complete | 1
2020 | 12 | 62716 | Stony Knoll Solar, LLC | IPP | Stony Knoll Solar, LLC | NC | 62820 | GEN1 | 22.6 | Solar Photovoltaic | SUN | PV | (P) Planned for installation, but regulatory approvals not initiated | 22.6
2020 | 12 | 63396 | Sturbridge Road Solar Farm, LLC | IPP | Sturbridge Road Solar | MA | 63677 | STURB | 5 | Solar Photovoltaic | SUN | PV | (T) Regulatory approvals received. Not under construction | 5
2020 | 12 | 63106 | Sutton Solar 2, LLC | IPP | Sutton Solar 2, LLC | MA | 63336 | 6004 | 1 | Solar Photovoltaic | SUN | PV | (T) Regulatory approvals received. Not under construction | 1
2020 | 12 | 62824 | Syncarpha Northbridge I, LLC | IPP | Syncarpha Northbridge I Hybrid | MA | 62977 | SYN1B | 4 | Batteries | MWH | BA | (U) Under construction, less than or equal to 50 percent complete | 4
2020 | 12 | 61954 | Techren Solar V LLC | IPP | Techren Solar V | NV | 62440 | TECH5 | 50 | Solar Photovoltaic | SUN | PV | (U) Under construction, less than or equal to 50 percent complete | 50
2020 | 12 | 63224 | Tehachapi Plains Wind, LLC | IPP | Point Wind | CA | 63482 | PW1 | 64.5 | Onshore Wind Turbine | WND | WT | (U) Under construction, less than or equal to 50 percent complete | 64.5
2020 | 12 | 63433 | USS Bluff Country Solar | IPP | USS Bluff Country Solar | MN | 63741 | USBCS | 1 | Solar Photovoltaic | SUN | PV | (U) Under construction, less than or equal to 50 percent complete | 1
2020 | 12 | 63328 | USS Goodrich Solar | IPP | USS Goodrich Solar | IL | 63620 | USGCH | 2 | Solar Photovoltaic | SUN | PV | (P) Planned for installation, but regulatory approvals not initiated | 2
2020 | 12 | 63327 | USS Grandpa Solar | IPP | USS Grandpa Solar | IL | 63619 | USGPA | 1 | Solar Photovoltaic | SUN | PV | (P) Planned for installation, but regulatory approvals not initiated | 1
2020 | 12 | 63436 | USS Hubers Solar LLC | IPP | USS Hubers Solar LLC | MN | 63744 | HUBER | 1 | Solar Photovoltaic | SUN | PV | (U) Under construction, less than or equal to 50 percent complete | 1
2020 | 12 | 62958 | USS Kass Solar LLC | IPP | USS Kass Solar LLC | MN | 63170 | KASS | 1 | Solar Photovoltaic | SUN | PV | (U) Under construction, less than or equal to 50 percent complete | 1
2020 | 12 | 63326 | USS Solar Brick | IPP | USS Solar Brick | IL | 63618 | USBRK | 2 | Solar Photovoltaic | SUN | PV | (P) Planned for installation, but regulatory approvals not initiated | 2
2020 | 12 | 63435 | USS Solar Way LLC | IPP | USS Solar Way LLC | MN | 63743 | SOLWY | 1 | Solar Photovoltaic | SUN | PV | (U) Under construction, less than or equal to 50 percent complete | 1
2020 | 12 | 63329 | USS Sycamore Solar | IPP | USS Sycamore Solar | IL | 63621 | USSYC | 2 | Solar Photovoltaic | SUN | PV | (P) Planned for installation, but regulatory approvals not initiated | 2
2020 | 12 | 63434 | USS Viceroy Solar LLC | IPP | USS Viceroy Solar LLC | MN | 63742 | USVIC | 1 | Solar Photovoltaic | SUN | PV | (U) Under construction, less than or equal to 50 percent complete | 1
2020 | 12 | 19876 | Virginia Electric & Power Co | IPP | Desper Solar | VA | 62730 | 1 | 88.2 | Solar Photovoltaic | SUN | PV | (U) Under construction, less than or equal to 50 percent complete | 88.2
2020 | 12 | 61522 | Viridity Energy Solutions, Inc. | IPP | Vallecito | CA | 62801 | ORN34 | 10 | Batteries | MWH | BA | (U) Under construction, less than or equal to 50 percent complete | 10
2020 | 12 | 63129 | Wapello Solar LLC | IPP | Wapello Solar LLC | IA | 63378 | WAPLO | 100 | Solar Photovoltaic | SUN | PV | (U) Under construction, less than or equal to 50 percent complete | 100
2020 | 12 | 62668 | Wheatridge Wind Energy, LLC | IPP | Wheatridge Hybrid | OR | 62745 | WIND | 300 | Onshore Wind Turbine | WND | WT | (U) Under construction, less than or equal to 50 percent complete | 300
2020 | 12 | 62079 | White Cloud Wind Project, LLC | IPP | White Cloud Wind Project, LLC | MO | 62624 | WTCWF | 236.5 | Onshore Wind Turbine | WND | WT | (U) Under construction, less than or equal to 50 percent complete | 236.5
2020 | 12 | 59316 | Whitetail Solar LLC | IPP | Whitetail Solar | SC | 59569 | PV1 | 10 | Solar Photovoltaic | SUN | PV | (L) Regulatory approvals pending. Not under construction | 10
2020 | 12 | 62635 | Wildcat Creek Wind Farm LLC | IPP | Wildcat Creek Wind Farm LLC | TX | 62715 | WCCWF | 180.1 | Onshore Wind Turbine | WND | WT | (U) Under construction, less than or equal to 50 percent complete | 180.1
2020 | 12 | 20860 | Wisconsin Public Service Corp | Electric Utility | Two Creeks Solar | WI | 63105 | 1 | 150 | Solar Photovoltaic | SUN | PV | (U) Under construction, less than or equal to 50 percent complete | 150
2021 | 1 | 62160 | AES ES Alamitos, LLC | IPP | AES ES ALAMITOS, LLC | CA | 61204 | ALMTS | 100 | Batteries | MWH | BA | (V) Under construction, more than 50 percent complete | 100
2021 | 1 | 62805 | Bluestone Farm Solar, LLC | IPP | Bluestone Solar | VA | 62950 | BLUE1 | 49.9 | Solar Photovoltaic | SUN | PV | (U) Under construction, less than or equal to 50 percent complete | 49.9
2021 | 1 | 59315 | Bradley Farm LLC | IPP | Bradley Farm (Dudley) | NC | 62593 | PV1 | 5 | Solar Photovoltaic | SUN | PV | (P) Planned for installation, but regulatory approvals not initiated | 5
2021 | 1 | 61978 | Convergent Energy and Power LP | IPP | Orange County Energy Storage 2 | CA | 62497 | OCES2 | 9 | Batteries | MWH | BA | (L) Regulatory approvals pending. Not under construction | 9
2021 | 1 | 61978 | Convergent Energy and Power LP | IPP | Orange County Energy Storage 3 | CA | 62499 | OCES3 | 6 | Batteries | MWH | BA | (L) Regulatory approvals pending. Not under construction | 6
2021 | 1 | 6455 | Duke Energy Florida, LLC | Electric Utility | Santa Fe Solar Power Plant | FL | 63517 | PV1 | 42.7 | Solar Photovoltaic | SUN | PV | (T) Regulatory approvals received. Not under construction | 74.9
2021 | 1 | 6455 | Duke Energy Florida, LLC | Electric Utility | Twin Rivers Solar Power Plant | FL | 63518 | PV1 | 42.7 | Solar Photovoltaic | SUN | PV | (U) Under construction, less than or equal to 50 percent complete | 74.9
2021 | 1 | 60195 | Groton Station Fuel Cell, LLC | IPP | Naval Sub Base New London Fuel Cell | CT | 61743 | MMH3 | 3.7 | Other Natural Gas | NG | FC | (V) Under construction, more than 50 percent complete | 3.7
2021 | 1 | 62763 | Hecate Grid, LLC | IPP | Hecate Energy Johanna Facility | CA | 62889 | HEGJF | 20 | Batteries | MWH | BA | (L) Regulatory approvals pending. Not under construction | 20
2021 | 1 | 9234 | Indiana Municipal Power Agency | Electric Utility | Columbia City Solar Park | IN | 62769 | SCOLU | 4.3 | Solar Photovoltaic | SUN | PV | (U) Under construction, less than or equal to 50 percent complete | 4.3
2021 | 1 | 12320 | Merck & Co Inc | Industrial | Elkton | VA | 52148 | GEN6 | 1.2 | Natural Gas Steam Turbine | NG | ST | (U) Under construction, less than or equal to 50 percent complete | 1.2
2021 | 1 | 12320 | Merck & Co Inc | Industrial | Elkton | VA | 52148 | GEN7 | 1.2 | Natural Gas Steam Turbine | NG | ST | (U) Under construction, less than or equal to 50 percent complete | 1.2
2021 | 1 | 12436 | Michigan State University | Commercial | T B Simon Power Plant | MI | 10328 | GEN7 | 9 | Natural Gas Internal Combustion Engine | NG | IC | (V) Under construction, more than 50 percent complete | 9
2021 | 1 | 12436 | Michigan State University | Commercial | T B Simon Power Plant | MI | 10328 | GEN8 | 9 | Natural Gas Internal Combustion Engine | NG | IC | (V) Under construction, more than 50 percent complete | 9
2021 | 1 | 12436 | Michigan State University | Commercial | T B Simon Power Plant | MI | 10328 | GEN9 | 9 | Natural Gas Internal Combustion Engine | NG | IC | (V) Under construction, more than 50 percent complete | 9
2021 | 1 | 60685 | Novel Energy Solutions | IPP | Hayfield Solar I LLC | MN | 63724 | HAYF1 | 1 | Solar Photovoltaic | SUN | PV | (T) Regulatory approvals received. Not under construction | 1
2021 | 1 | 63082 | ProEnergy Services | IPP | HO Clarke Generating | TX | 63335 | CTG-1 | 45.5 | Natural Gas Fired Combustion Turbine | NG | GT | (U) Under construction, less than or equal to 50 percent complete | 60.5
2021 | 1 | 63082 | ProEnergy Services | IPP | HO Clarke Generating | TX | 63335 | CTG-2 | 45.5 | Natural Gas Fired Combustion Turbine | NG | GT | (U) Under construction, less than or equal to 50 percent complete | 60.5
2021 | 1 | 63082 | ProEnergy Services | IPP | HO Clarke Generating | TX | 63335 | CTG-3 | 45.5 | Natural Gas Fired Combustion Turbine | NG | GT | (U) Under construction, less than or equal to 50 percent complete | 60.5
2021 | 1 | 63082 | ProEnergy Services | IPP | HO Clarke Generating | TX | 63335 | CTG-4 | 45.5 | Natural Gas Fired Combustion Turbine | NG | GT | (U) Under construction, less than or equal to 50 percent complete | 60.5
2021 | 1 | 63082 | ProEnergy Services | IPP | HO Clarke Generating | TX | 63335 | CTG-5 | 45.5 | Natural Gas Fired Combustion Turbine | NG | GT | (U) Under construction, less than or equal to 50 percent complete | 60.5
2021 | 1 | 63082 | ProEnergy Services | IPP | HO Clarke Generating | TX | 63335 | CTG-6 | 45.5 | Natural Gas Fired Combustion Turbine | NG | GT | (U) Under construction, less than or equal to 50 percent complete | 60.5
2021 | 1 | 63210 | Saint Solar LLC | IPP | Saint Solar | AZ | 63476 | SAINT | 100 | Solar Photovoltaic | SUN | PV | (P) Planned for installation, but regulatory approvals not initiated | 100
2021 | 1 | 60897 | Salinas Valley Solid Waste Authority | IPP | Crazy Horse Solar Project | CA | 61285 | PV1 | 2 | Solar Photovoltaic | SUN | PV | (P) Planned for installation, but regulatory approvals not initiated | 2
2021 | 1 | 16609 | San Diego Gas & Electric Co | Electric Utility | Top Gun Energy Storage | CA | 61366 | TGES | 30 | Batteries | MWH | BA | (U) Under construction, less than or equal to 50 percent complete | 30
2021 | 1 | 63257 | Solar Carver 1, LLC | IPP | Solar Carver 1 | MA | 63541 | BCRV1 | 2 | Batteries | MWH | BA | (T) Regulatory approvals received. Not under construction | 2
2021 | 1 | 63257 | Solar Carver 1, LLC | IPP | Solar Carver 1 | MA | 63541 | SCRV1 | 2 | Solar Photovoltaic | SUN | PV | (L) Regulatory approvals pending. Not under construction | 2
2021 | 1 | 63243 | Solar Carver 3, LLC | IPP | Solar Carver 3 | MA | 63506 | BCRV3 | 1 | Batteries | MWH | BA | (T) Regulatory approvals received. Not under construction | 1
2021 | 1 | 63243 | Solar Carver 3, LLC | IPP | Solar Carver 3 | MA | 63506 | SCRV3 | 1 | Solar Photovoltaic | SUN | PV | (L) Regulatory approvals pending. Not under construction | 1
2021 | 1 | 60131 | South Field Energy, LLC | IPP | South Field Energy | OH | 60356 | SFECC | 1060 | Natural Gas Fired Combined Cycle | NG | CC | (U) Under construction, less than or equal to 50 percent complete | 1105
2021 | 1 | 18454 | Tampa Electric Co | Electric Utility | Durrance | FL | 63495 | 1 | 60 | Solar Photovoltaic | SUN | PV | (U) Under construction, less than or equal to 50 percent complete | 60
2021 | 1 | 62973 | USS Dot Com Solar LLC | IPP | USS Dot Com Solar LLC CSG | MN | 63215 | DOTCM | 1 | Solar Photovoltaic | SUN | PV | (T) Regulatory approvals received. Not under construction | 1
2021 | 1 | 19876 | Virginia Electric & Power Co | Electric Utility | Coastal Virginia Offshore Wind (CVOW) | VA | 59693 | OSW1 | 12 | Offshore Wind Turbine | WND | WS | (V) Under construction, more than 50 percent complete | 12
2021 | 2 | 59050 | Algonquin Power Co | IPP | Maverick Creek Wind | TX | 62853 | MVRCK | 524.4 | Onshore Wind Turbine | WND | WT | (U) Under construction, less than or equal to 50 percent complete | 524.4
2021 | 2 | 3258 | Central Iowa Power Cooperative | Electric Utility | Summit Lake | IA | 1206 | R1 | 18.4 | Natural Gas Internal Combustion Engine | NG | IC | (U) Under construction, less than or equal to 50 percent complete | 18.8
2021 | 2 | 3258 | Central Iowa Power Cooperative | Electric Utility | Summit Lake | IA | 1206 | R2 | 18.4 | Natural Gas Internal Combustion Engine | NG | IC | (U) Under construction, less than or equal to 50 percent complete | 18.8
2021 | 2 | 3258 | Central Iowa Power Cooperative | Electric Utility | Summit Lake | IA | 1206 | R3 | 18.4 | Natural Gas Internal Combustion Engine | NG | IC | (U) Under construction, less than or equal to 50 percent complete | 18.8
2021 | 2 | 11820 | Massachusetts Inst of Tech | Commercial | Mass Inst Tech Cntrl Utilities/Cogen Plt | MA | 54907 | GT200 | 17.7 | Natural Gas Fired Combustion Turbine | NG | GT | (T) Regulatory approvals received. Not under construction | 21.7
2021 | 2 | 11820 | Massachusetts Inst of Tech | Commercial | Mass Inst Tech Cntrl Utilities/Cogen Plt | MA | 54907 | GT300 | 17.7 | Natural Gas Fired Combustion Turbine | NG | GT | (T) Regulatory approvals received. Not under construction | 21.7
2021 | 2 | 60685 | Novel Energy Solutions | IPP | Hayfield Solar III LLC | MN | 63725 | HAYF3 | 1 | Solar Photovoltaic | SUN | PV | (T) Regulatory approvals received. Not under construction | 1
2021 | 2 | 60685 | Novel Energy Solutions | IPP | Pipestone City Solar LLC | MN | 63726 | PSCTY | 1 | Solar Photovoltaic | SUN | PV | (T) Regulatory approvals received. Not under construction | 1
2021 | 2 | 63082 | ProEnergy Services | IPP | Topaz Generating | TX | 63688 | CTG-1 | 48 | Natural Gas Fired Combustion Turbine | NG | GT | (T) Regulatory approvals received. Not under construction | 60.5
2021 | 2 | 63082 | ProEnergy Services | IPP | Topaz Generating | TX | 63688 | CTG-2 | 48 | Natural Gas Fired Combustion Turbine | NG | GT | (T) Regulatory approvals received. Not under construction | 60.5
2021 | 2 | 63082 | ProEnergy Services | IPP | Topaz Generating | TX | 63688 | CTG-3 | 48 | Natural Gas Fired Combustion Turbine | NG | GT | (T) Regulatory approvals received. Not under construction | 60.5
2021 | 2 | 63082 | ProEnergy Services | IPP | Topaz Generating | TX | 63688 | CTG-4 | 48 | Natural Gas Fired Combustion Turbine | NG | GT | (T) Regulatory approvals received. Not under construction | 60.5
2021 | 2 | 63082 | ProEnergy Services | IPP | Topaz Generating | TX | 63688 | CTG-5 | 48 | Natural Gas Fired Combustion Turbine | NG | GT | (T) Regulatory approvals received. Not under construction | 60.5
2021 | 2 | 63082 | ProEnergy Services | IPP | Topaz Generating | TX | 63688 | CTG-6 | 48 | Natural Gas Fired Combustion Turbine | NG | GT | (T) Regulatory approvals received. Not under construction | 60.5
2021 | 2 | 63082 | ProEnergy Services | IPP | Topaz Generating | TX | 63688 | CTG-7 | 48 | Natural Gas Fired Combustion Turbine | NG | GT | (T) Regulatory approvals received. Not under construction | 60.5
2021 | 2 | 63082 | ProEnergy Services | IPP | Topaz Generating | TX | 63688 | CTG-8 | 48 | Natural Gas Fired Combustion Turbine | NG | GT | (T) Regulatory approvals received. Not under construction | 60.5
2021 | 2 | 63082 | ProEnergy Services | IPP | Topaz Generating | TX | 63688 | CTG-9 | 48 | Natural Gas Fired Combustion Turbine | NG | GT | (T) Regulatory approvals received. Not under construction | 60.5
2021 | 2 | 63082 | ProEnergy Services | IPP | Topaz Generating | TX | 63688 | CTG10 | 48 | Natural Gas Fired Combustion Turbine | NG | GT | (T) Regulatory approvals received. Not under construction | 60.5
2021 | 2 | 61727 | Reloj del Sol Wind Farm LLC | IPP | Reloj del Sol Wind Farm | TX | 62207 | RELOJ | 209.4 | Onshore Wind Turbine | WND | WT | (U) Under construction, less than or equal to 50 percent complete | 209.4
2021 | 2 | 60217 | San Bernardino Valley Mun. Water Dist. | Electric Utility | Waterman Turnout Hydroelectric | CA | 60466 | WTHF | 1 | Conventional Hydroelectric | WAT | HY | (L) Regulatory approvals pending. Not under construction | 1
2021 | 3 | 57365 | Consolidated Edison Solutions Inc | IPP | CES Agawam Tuckahoe Solar | MA | 63763 | ATES | 2.3 | Batteries | MWH | BA | (T) Regulatory approvals received. Not under construction | 2.3
2021 | 3 | 57365 | Consolidated Edison Solutions Inc | IPP | CES Agawam Tuckahoe Solar | MA | 63763 | ATPV | 3.6 | Solar Photovoltaic | SUN | PV | (T) Regulatory approvals received. Not under construction | 3.6
2021 | 3 | 62742 | ENEL BELLA ENERGY STORAGE, LLC | IPP | Goleta Grid Resiliency | CA | 63736 | BESS1 | 10 | Batteries | MWH | BA | (L) Regulatory approvals pending. Not under construction | 10
2021 | 3 | 61888 | Gloversville Community Solar LLC | IPP | Gloversville Landfill Solar | NY | 62357 | 08158 | 5 | Solar Photovoltaic | SUN | PV | (P) Planned for installation, but regulatory approvals not initiated | 5
2021 | 3 | 9324 | Indiana Michigan Power Co | Electric Utility | South Bend Solar | IN | 63801 | 1 | 20 | Solar Photovoltaic | SUN | PV | (U) Under construction, less than or equal to 50 percent complete | 20
2021 | 3 | 14328 | Pacific Gas & Electric Co. | Electric Utility | Elkhorn Battery Energy Storage System | CA | 62564 | ELKHO | 182.5 | Batteries | MWH | BA | (L) Regulatory approvals pending. Not under construction | 182.5
2021 | 3 | 62646 | Painter Energy Storage, LLC | IPP | Painter Energy Storage | CA | 62729 | PAIN1 | 10 | Batteries | MWH | BA | (L) Regulatory approvals pending. Not under construction | 10
2021 | 3 | 60229 | Quail Holdings, LLC | IPP | Quail Holdings | NC | 60434 | PV1 | 25 | Solar Photovoltaic | SUN | PV | (L) Regulatory approvals pending. Not under construction | 25
2021 | 3 | 63424 | Silverstrand Grid, LLC | IPP | Silverstrand Grid Energy Storage System | CA | 63735 | SLV01 | 11 | Batteries | MWH | BA | (L) Regulatory approvals pending. Not under construction | 11
2021 | 3 | 19539 | University of Iowa | Commercial | University of Iowa Main Power Plant | IA | 54775 | GEN12 | 5.8 | Natural Gas Steam Turbine | NG | ST | (U) Under construction, less than or equal to 50 percent complete | 5.8
2021 | 3 | 19539 | University of Iowa | Commercial | University of Iowa Main Power Plant | IA | 54775 | GEN13 | 10 | Natural Gas Steam Turbine | NG | ST | (L) Regulatory approvals pending. Not under construction | 10
2021 | 3 | 20159 | Washington Parish Engy Ctr 1 LLC | IPP | Washington Parish Energy Center | LA | 55486 | CTG01 | 182.2 | Natural Gas Fired Combustion Turbine | NG | GT | (U) Under construction, less than or equal to 50 percent complete | 199.8
2021 | 3 | 20159 | Washington Parish Engy Ctr 1 LLC | IPP | Washington Parish Energy Center | LA | 55486 | CTG02 | 182.2 | Natural Gas Fired Combustion Turbine | NG | GT | (U) Under construction, less than or equal to 50 percent complete | 199.8
2021 | 3 | 62048 | Westlands Almond LLC | IPP | Almond | CA | 62546 | ALMND | 19.9 | Solar Photovoltaic | SUN | PV | (T) Regulatory approvals received. Not under construction | 19.9
2021 | 3 | 63276 | Woodfields Solar, LLC | IPP | Woodfields Solar | SC | 63552 | PGR21 | 2 | Solar Photovoltaic | SUN | PV | (T) Regulatory approvals received. Not under construction | 2
2021 | 4 | 63004 | Abundant Solar Power Inc. | IPP | Deiter-STEU | NY | 63226 | 2078 | 2.2 | Solar Photovoltaic | SUN | PV | (P) Planned for installation, but regulatory approvals not initiated | 2.2
2021 | 4 | 63004 | Abundant Solar Power Inc. | IPP | Gibson-STEU | NY | 63227 | 8675 | 11.5 | Solar Photovoltaic | SUN | PV | (P) Planned for installation, but regulatory approvals not initiated | 11.5
2021 | 4 | 63004 | Abundant Solar Power Inc. | IPP | Wheaton-STEU | NY | 63228 | 11410 | 5 | Solar Photovoltaic | SUN | PV | (P) Planned for installation, but regulatory approvals not initiated | 5
2021 | 4 | 60367 | BRE NC Solar 3, LLC | IPP | BRE NC Solar 3 | NC | 60627 | BEAM3 | 5 | Solar Photovoltaic | SUN | PV | (T) Regulatory approvals received. Not under construction | 5
2021 | 4 | 1752 | Biola University | Commercial | Biola University Hybrid | CA | 54296 | EG-1H | 1.5 | Natural Gas Internal Combustion Engine | NG | IC | (L) Regulatory approvals pending. Not under construction | 1.5
2021 | 4 | 1752 | Biola University | Commercial | Biola University Hybrid | CA | 54296 | EG-2H | 1.5 | Natural Gas Internal Combustion Engine | NG | IC | (L) Regulatory approvals pending. Not under construction | 1.5
2021 | 4 | 6452 | Florida Power & Light Co | Electric Utility | Discovery Solar Center | FL | 63109 | 1 | 74.5 | Solar Photovoltaic | SUN | PV | (U) Under construction, less than or equal to 50 percent complete | 74.5
2021 | 4 | 6452 | Florida Power & Light Co | Electric Utility | Orange Blossom Solar Center | FL | 62919 | 1 | 74.5 | Solar Photovoltaic | SUN | PV | (L) Regulatory approvals pending. Not under construction | 74.5
2021 | 4 | 6452 | Florida Power & Light Co | Electric Utility | Palm Bay Solar | FL | 62921 | 1 | 74.5 | Solar Photovoltaic | SUN | PV | (L) Regulatory approvals pending. Not under construction | 74.5
2021 | 4 | 6452 | Florida Power & Light Co | Electric Utility | Pelican Solar Center | FL | 62924 | 1 | 74.5 | Solar Photovoltaic | SUN | PV | (U) Under construction, less than or equal to 50 percent complete | 74.5
2021 | 4 | 6452 | Florida Power & Light Co | Electric Utility | Rodeo Solar Center | FL | 62917 | 1 | 74.5 | Solar Photovoltaic | SUN | PV | (U) Under construction, less than or equal to 50 percent complete | 74.5
2021 | 4 | 6452 | Florida Power & Light Co | Electric Utility | Sabal Palm Solar Center | FL | 63110 | 1 | 74.5 | Solar Photovoltaic | SUN | PV | (L) Regulatory approvals pending. Not under construction | 74.5
2021 | 4 | 49893 | Invenergy Services LLC | IPP | Badger Hollow Solar Farm LLC | WI | 62955 | GEN1 | 300 | Solar Photovoltaic | SUN | PV | (U) Under construction, less than or equal to 50 percent complete | 300
2021 | 4 | 11806 | Massachusetts Mun Wholes Electric Co | Electric Utility | MMWEC Simple Cycle Gas Turbine | MA | 63559 | GT1 | 57 | Natural Gas Fired Combustion Turbine | NG | GT | (L) Regulatory approvals pending. Not under construction | 65
2021 | 4 | 60952 | Mt. Jackson Solar LLC | IPP | Mt. Jackson Solar | VA | 61318 | SOLAR | 15.7 | Solar Photovoltaic | SUN | PV | (P) Planned for installation, but regulatory approvals not initiated | 15.7
2021 | 4 | 63275 | Samoset Solar, LLC | IPP | Samoset Solar | ME | 63551 | PGR21 | 2 | Solar Photovoltaic | SUN | PV | (L) Regulatory approvals pending. Not under construction | 2
2021 | 4 | 62919 | TPE King Solar Holdings1 LLC | IPP | King CSG | RI | 63135 | KING1 | 7 | Solar Photovoltaic | SUN | PV | (U) Under construction, less than or equal to 50 percent complete | 7
2021 | 4 | 62919 | TPE King Solar Holdings1 LLC | IPP | King CSG | RI | 63135 | KING2 | 7.8 | Solar Photovoltaic | SUN | PV | (U) Under construction, less than or equal to 50 percent complete | 7.8
2021 | 4 | 62808 | Whitehorn Solar, LLC | IPP | Whitehorn Solar | VA | 62959 | WHIT1 | 50 | Solar Photovoltaic | SUN | PV | (U) Under construction, less than or equal to 50 percent complete | 50
2021 | 5 | 63012 | 2W Permian Solar, LLC | IPP | 2W Permian Solar Project | TX | 63255 | 2WPBA | 40 | Batteries | MWH | BA | (T) Regulatory approvals received. Not under construction | 40
2021 | 5 | 63012 | 2W Permian Solar, LLC | IPP | 2W Permian Solar Project | TX | 63255 | 2WPSO | 420 | Solar Photovoltaic | SUN | PV | (T) Regulatory approvals received. Not under construction | 420
2021 | 5 | 62049 | Aquamarine Westside LLC | IPP | Aquamarine | CA | 62547 | AQUAM | 250 | Solar Photovoltaic | SUN | PV | (T) Regulatory approvals received. Not under construction | 250
2021 | 5 | 62091 | Derby Fuel Cell LLC | IPP | Derby Fuel Cell | CT | 62588 | MM45 | 2.8 | Other Natural Gas | NG | FC | (P) Planned for installation, but regulatory approvals not initiated | 2.8
2021 | 5 | 62091 | Derby Fuel Cell LLC | IPP | Derby Fuel Cell | CT | 62588 | MM46 | 2.8 | Other Natural Gas | NG | FC | (P) Planned for installation, but regulatory approvals not initiated | 2.8
2021 | 5 | 62091 | Derby Fuel Cell LLC | IPP | Derby Fuel Cell | CT | 62588 | MM47 | 2.8 | Other Natural Gas | NG | FC | (P) Planned for installation, but regulatory approvals not initiated | 2.8
2021 | 5 | 62091 | Derby Fuel Cell LLC | IPP | Derby Fuel Cell | CT | 62588 | MM48 | 2.8 | Other Natural Gas | NG | FC | (P) Planned for installation, but regulatory approvals not initiated | 2.8
2021 | 5 | 62091 | Derby Fuel Cell LLC | IPP | Derby Fuel Cell | CT | 62588 | MM49 | 2.8 | Other Natural Gas | NG | FC | (P) Planned for installation, but regulatory approvals not initiated | 2.8
2021 | 5 | 63441 | Fogarty Solar LLC | IPP | Fogarty | NY | 63747 | GRA | 2 | Solar Photovoltaic | SUN | PV | (T) Regulatory approvals received. Not under construction | 2
2021 | 5 | 61166 | Green Power Energy LLC | IPP | Cody Road Wind Farm | NY | 61592 | WT2 | 2.4 | Onshore Wind Turbine | WND | WT | (U) Under construction, less than or equal to 50 percent complete | 2.4
2021 | 5 | 61942 | Griffin Trail Wind, LLC | IPP | Griffin Trail Wind | TX | 62411 | GTWND | 225.6 | Onshore Wind Turbine | WND | WT | (P) Planned for installation, but regulatory approvals not initiated | 225.6
2021 | 5 | 62807 | Hawtree Creek Farm Solar, LLC | IPP | Hawtree Solar | NC | 62951 | HAWT1 | 65 | Solar Photovoltaic | SUN | PV | (T) Regulatory approvals received. Not under construction | 65
2021 | 5 | 62064 | Hill Top Energy Center, LLC | IPP | Hill Top Energy Center, LLC | PA | 62565 | GEN1 | 619.1 | Natural Gas Fired Combined Cycle | NG | CC | (V) Under construction, more than 50 percent complete | 664.7
2021 | 5 | 60379 | Howardtown Farm, LLC | IPP | Howardtown Farm | NC | 60630 | PV1 | 10 | Solar Photovoltaic | SUN | PV | (L) Regulatory approvals pending. Not under construction | 10
2021 | 5 | 55983 | Luminant Generation Company LLC | IPP | Brightside | TX | 63223 | UNIT1 | 50.7 | Solar Photovoltaic | SUN | PV | (L) Regulatory approvals pending. Not under construction | 50.7
2021 | 5 | 63100 | SE Juno, LLC | IPP | Juno Solar Project | TX | 63328 | JUNO1 | 159 | Solar Photovoltaic | SUN | PV | (T) Regulatory approvals received. Not under construction | 159
2021 | 5 | 16609 | San Diego Gas & Electric Co | Electric Utility | Fallbrook Energy Storage | CA | 61365 | FBES | 40 | Batteries | MWH | BA | (P) Planned for installation, but regulatory approvals not initiated | 40
2021 | 5 | 62812 | Syncarpha Tewksbury, LLC | IPP | Syncarpha Tewksbury Hybrid | MA | 62968 | SYTKS | 2.8 | Solar Photovoltaic | SUN | PV | (T) Regulatory approvals received. Not under construction | 2.8
2021 | 5 | 20856 | Wisconsin Power & Light Co | Electric Utility | Riverside Energy Center | WI | 55641 | PV1 | 2 | Solar Photovoltaic | SUN | PV | (T) Regulatory approvals received. Not under construction | 2
2021 | 6 | 63118 | 224WB 8me LLC | IPP | Galloway 2 Solar Farm | TX | 63343 | GS2SF | 110 | Solar Photovoltaic | SUN | PV | (P) Planned for installation, but regulatory approvals not initiated | 110
2021 | 6 | 61523 | 225DD 8me LLC | IPP | Galloway 1 Solar Farm | TX | 61920 | GSM01 | 250 | Solar Photovoltaic | SUN | PV | (T) Regulatory approvals received. Not under construction | 250
2021 | 6 | 61525 | 231RC 8me LLC | IPP | Norton Solar Farm | TX | 61967 | NSM01 | 125 | Solar Photovoltaic | SUN | PV | (P) Planned for installation, but regulatory approvals not initiated | 125
2021 | 6 | 61608 | Agilon Energy Holdings II, LLC | IPP | Victoria Port Power II LLC | TX | 61966 | VP2-1 | 43 | Natural Gas Fired Combustion Turbine | NG | GT | (L) Regulatory approvals pending. Not under construction | 50
2021 | 6 | 61608 | Agilon Energy Holdings II, LLC | IPP | Victoria Port Power II LLC | TX | 61966 | VP2-2 | 43 | Natural Gas Fired Combustion Turbine | NG | GT | (L) Regulatory approvals pending. Not under construction | 50
2021 | 6 | 60667 | Aksamit Energy Development | IPP | Monument Road | NE | 61033 | MR001 | 66 | Onshore Wind Turbine | WND | WT | (L) Regulatory approvals pending. Not under construction | 66
2021 | 6 | 61118 | Ameresco, Inc - Candlewood | IPP | Candlewood Solar | CT | 61517 | CANDL | 25 | Solar Photovoltaic | SUN | PV | (P) Planned for installation, but regulatory approvals not initiated | 25
2021 | 6 | 61825 | Antelope Expansion 1B, LLC | IPP | Antelope Expansion 1B | CA | 62320 | ANE1B | 17 | Solar Photovoltaic | SUN | PV | (P) Planned for installation, but regulatory approvals not initiated | 17
2021 | 6 | 63430 | Astral Electricity, LLC | IPP | Chisholm Grid Energy Storage System | TX | 63737 | CHS01 | 100 | Batteries | MWH | BA | (L) Regulatory approvals pending. Not under construction | 100
2021 | 6 | 60270 | Clark Canyon Hydro, LLC | IPP | Clark Canyon Hydro-Electric Facility | MT | 60483 | FRNS1 | 2.4 | Conventional Hydroelectric | WAT | HY | (P) Planned for installation, but regulatory approvals not initiated | 2.4
2021 | 6 | 60270 | Clark Canyon Hydro, LLC | IPP | Clark Canyon Hydro-Electric Facility | MT | 60483 | FRNS2 | 2.4 | Conventional Hydroelectric | WAT | HY | (P) Planned for installation, but regulatory approvals not initiated | 2.4
2021 | 6 | 62746 | Don Lee BESS 1 LLC | IPP | Don Lee BESS 1 LLC | CA | 62872 | DONL1 | 6.5 | Batteries | MWH | BA | (T) Regulatory approvals received. Not under construction | 6.5
2021 | 6 | 59964 | ESC Brooke County Power I | IPP | ESC Brooke County Power I | WV | 60202 | BCCA1 | 261.2 | Natural Gas Fired Combined Cycle | NG | CA | (P) Planned for installation, but regulatory approvals not initiated | 280.5
2021 | 6 | 59964 | ESC Brooke County Power I | IPP | ESC Brooke County Power I | WV | 60202 | BCCT1 | 252.3 | Natural Gas Fired Combined Cycle | NG | CT | (P) Planned for installation, but regulatory approvals not initiated | 280.5
2021 | 6 | 59964 | ESC Brooke County Power I | IPP | ESC Brooke County Power I | WV | 60202 | BCCT2 | 252.3 | Natural Gas Fired Combined Cycle | NG | CT | (P) Planned for installation, but regulatory approvals not initiated | 280.5
2021 | 6 | 56987 | East Blackland Solar Project 1 LLC | IPP | East Blackland Solar Project 1 | TX | 57659 | PSF | 144 | Solar Photovoltaic | SUN | PV | (L) Regulatory approvals pending. Not under construction | 144
2021 | 6 | 58970 | Ecoplexus, Inc | IPP | High Shoals PV1 | NC | 59997 | HISHO | 16 | Solar Photovoltaic | SUN | PV | (L) Regulatory approvals pending. Not under construction | 16
2021 | 6 | 58970 | Ecoplexus, Inc | IPP | OAKBORO PV1 | NC | 63162 | OAKPV | 40 | Solar Photovoltaic | SUN | PV | (P) Planned for installation, but regulatory approvals not initiated | 40
2021 | 6 | 58970 | Ecoplexus, Inc | IPP | Pleasant Hill PV1 | NC | 63787 | PHILL | 20 | Solar Photovoltaic | SUN | PV | (L) Regulatory approvals pending. Not under construction | 20
2021 | 6 | 58970 | Ecoplexus, Inc | IPP | Willoughby PV1 | NC | 60003 | WILL1 | 20 | Solar Photovoltaic | SUN | PV | (L) Regulatory approvals pending. Not under construction | 20
2021 | 6 | 58597 | Enivromission, Inc | IPP | La Paz Solar Tower | AZ | 58652 | 1 | 200 | Solar Thermal without Energy Storage | SUN | OT | (P) Planned for installation, but regulatory approvals not initiated | 200
2021 | 6 | 55937 | Entergy Texas Inc. | Electric Utility | Montgomery County | TX | 60925 | 1A | 250 | Natural Gas Fired Combined Cycle | NG | CT | (L) Regulatory approvals pending. Not under construction | 250
2021 | 6 | 55937 | Entergy Texas Inc. | Electric Utility | Montgomery County | TX | 60925 | 1B | 250 | Natural Gas Fired Combined Cycle | NG | CT | (L) Regulatory approvals pending. Not under construction | 250
2021 | 6 | 55937 | Entergy Texas Inc. | Electric Utility | Montgomery County | TX | 60925 | 1C | 500 | Natural Gas Fired Combined Cycle | NG | CA | (L) Regulatory approvals pending. Not under construction | 500
2021 | 6 | 60688 | FGE Goodnight, LLC | IPP | Goodnight | TX | 59246 | GOOD1 | 500 | Onshore Wind Turbine | WND | WT | (U) Under construction, less than or equal to 50 percent complete | 500
2021 | 6 | 6909 | Gainesville Regional Utilities | Electric Utility | John R Kelly | FL | 664 | 8.2 | 40 | Natural Gas Fired Combined Cycle | NG | CA | (L) Regulatory approvals pending. Not under construction | 50
2021 | 6 | 7140 | Georgia Power Co | Electric Utility | Fort Valley State University Solar | GA | 63062 | 1 | 10.8 | Solar Photovoltaic | SUN | PV | (U) Under construction, less than or equal to 50 percent complete | 10.8
2021 | 6 | 7140 | Georgia Power Co | Electric Utility | Georgia College & State University Solar | GA | 63282 | 1 | 3.5 | Solar Photovoltaic | SUN | PV | (U) Under construction, less than or equal to 50 percent complete | 3.5
2021 | 6 | 61122 | Great River Hydro, LLC | IPP | S C Moore | NH | 2351 | GEN5 | 4.6 | Conventional Hydroelectric | WAT | HY | (L) Regulatory approvals pending. Not under construction | 4.6
2021 | 6 | 63499 | Gunsight Solar, LLC | IPP | Gunsight Solar, LLC | SC | 63813 | PGR26 | 75 | Solar Photovoltaic | SUN | PV | (L) Regulatory approvals pending. Not under construction | 75
2021 | 6 | 60050 | Halyard Energy Henderson, LLC | IPP | Halyard Henderson Energy Center | TX | 60268 | TBN1 | 210 | Natural Gas Fired Combustion Turbine | NG | GT | (P) Planned for installation, but regulatory approvals not initiated | 232
2021 | 6 | 60050 | Halyard Energy Henderson, LLC | IPP | Halyard Henderson Energy Center | TX | 60268 | TBN2 | 210 | Natural Gas Fired Combustion Turbine | NG | GT | (T) Regulatory approvals received. Not under construction | 232
2021 | 6 | 60002 | Halyard Energy Wharton, LLC | IPP | Halyard Wharton Energy Center | TX | 60221 | TBN1 | 162 | Natural Gas Fired Combustion Turbine | NG | GT | (P) Planned for installation, but regulatory approvals not initiated | 177
2021 | 6 | 60002 | Halyard Energy Wharton, LLC | IPP | Halyard Wharton Energy Center | TX | 60221 | TBN2 | 162 | Natural Gas Fired Combustion Turbine | NG | GT | (P) Planned for installation, but regulatory approvals not initiated | 177
2021 | 6 | 63474 | Hecate Energy Gedney Hill LLC | IPP | Hecate Energy Gedney Hill | NY | 63815 | GEDNY | 20 | Solar Photovoltaic | SUN | PV | (P) Planned for installation, but regulatory approvals not initiated | 20
2021 | 6 | 49893 | Invenergy Services LLC | IPP | Canisteo Wind Farm | NY | 62947 | GEN1 | 290.7 | Onshore Wind Turbine | WND | WT | (U) Under construction, less than or equal to 50 percent complete | 290.7
2021 | 6 | 63453 | Johnson Development Associates, Inc. | IPP | Pinson Solar Farm | SC | 63777 | 1310 | 20 | Solar Photovoltaic | SUN | PV | (T) Regulatory approvals received. Not under construction | 26
2021 | 6 | 56155 | Lansing Board of Water and Light | Electric Utility | Delta Energy Park | MI | 63259 | DEPC2 | 48.3 | Natural Gas Fired Combined Cycle | NG | CT | (U) Under construction, less than or equal to 50 percent complete | 58
2021 | 6 | 56155 | Lansing Board of Water and Light | Electric Utility | Delta Energy Park | MI | 63259 | DEPC3 | 48.3 | Natural Gas Fired Combined Cycle | NG | CT | (U) Under construction, less than or equal to 50 percent complete | 58
2021 | 6 | 56155 | Lansing Board of Water and Light | Electric Utility | Delta Energy Park | MI | 63259 | DEPS1 | 46.3 | Natural Gas Fired Combustion Turbine | NG | GT | (U) Under construction, less than or equal to 50 percent complete | 58
2021 | 6 | 56155 | Lansing Board of Water and Light | Electric Utility | Delta Energy Park | MI | 63259 | DEPST | 81 | Natural Gas Fired Combined Cycle | NG | CA | (U) Under construction, less than or equal to 50 percent complete | 89.2
2021 | 6 | 61219 | Longroad Energy Services LLC | IPP | Muscle Shoals | AL | 62462 | GEN01 | 227 | Solar Photovoltaic | SUN | PV | (L) Regulatory approvals pending. Not under construction | 227
2021 | 6 | 11806 | Massachusetts Mun Wholes Electric Co | Electric Utility | MMWEC Simple Cycle Gas Turbine | MA | 63559 | 1 | 55 | Natural Gas Fired Combustion Turbine | NG | GT | (L) Regulatory approvals pending. Not under construction | 70
2021 | 6 | 59357 | Navasota Energy Generation Holdings | IPP | Clear Springs Energy Center | TX | 59615 | CTG-1 | 178 | Natural Gas Fired Combustion Turbine | NG | GT | (P) Planned for installation, but regulatory approvals not initiated | 183
2021 | 6 | 59357 | Navasota Energy Generation Holdings | IPP | Clear Springs Energy Center | TX | 59615 | CTG-2 | 177 | Natural Gas Fired Combustion Turbine | NG | GT | (P) Planned for installation, but regulatory approvals not initiated | 183
2021 | 6 | 59357 | Navasota Energy Generation Holdings | IPP | Clear Springs Energy Center | TX | 59615 | CTG-3 | 177 | Natural Gas Fired Combustion Turbine | NG | GT | (P) Planned for installation, but regulatory approvals not initiated | 183
2021 | 6 | 59357 | Navasota Energy Generation Holdings | IPP | Union Valley Energy Center | TX | 59616 | CTG-1 | 178 | Natural Gas Fired Combustion Turbine | NG | GT | (P) Planned for installation, but regulatory approvals not initiated | 183
2021 | 6 | 59357 | Navasota Energy Generation Holdings | IPP | Union Valley Energy Center | TX | 59616 | CTG-2 | 178 | Natural Gas Fired Combustion Turbine | NG | GT | (P) Planned for installation, but regulatory approvals not initiated | 183
2021 | 6 | 59357 | Navasota Energy Generation Holdings | IPP | Union Valley Energy Center | TX | 59616 | CTG-3 | 178 | Natural Gas Fired Combustion Turbine | NG | GT | (P) Planned for installation, but regulatory approvals not initiated | 183
2021 | 6 | 59357 | Navasota Energy Generation Holdings | IPP | Van Alstyne Energy Center | TX | 59617 | CTG-1 | 177 | Natural Gas Fired Combustion Turbine | NG | GT | (P) Planned for installation, but regulatory approvals not initiated | 183
2021 | 6 | 59357 | Navasota Energy Generation Holdings | IPP | Van Alstyne Energy Center | TX | 59617 | CTG-2 | 177 | Natural Gas Fired Combustion Turbine | NG | GT | (P) Planned for installation, but regulatory approvals not initiated | 183
2021 | 6 | 59357 | Navasota Energy Generation Holdings | IPP | Van Alstyne Energy Center | TX | 59617 | CTG-3 | 177 | Natural Gas Fired Combustion Turbine | NG | GT | (P) Planned for installation, but regulatory approvals not initiated | 183
2021 | 6 | 13402 | Nevada Irrigation District | IPP | Loma Rica Hydroelectric Powerhouse | CA | 60988 | HY1 | 1.4 | Conventional Hydroelectric | WAT | HY | (P) Planned for installation, but regulatory approvals not initiated | 1.4
2021 | 6 | 59967 | Phoenix Energy | Electric CHP | North Fork Community Power | CA | 60192 | NFCP1 | 2 | Other Waste Biomass | OBG | IC | (T) Regulatory approvals received. Not under construction | 2
2021 | 6 | 61946 | Prairie State Solar, LLC | IPP | Prairie State Solar Project | IL | 62420 | PSS01 | 99 | Solar Photovoltaic | SUN | PV | (P) Planned for installation, but regulatory approvals not initiated | 99
2021 | 6 | 60982 | RE Maplewood LLC | IPP | RE Maplewood | TX | 61346 | PV2 | 250 | Solar Photovoltaic | SUN | PV | (P) Planned for installation, but regulatory approvals not initiated | 250
2021 | 6 | 59010 | Rhubarb One LLC | IPP | Rhubarb One SC | SC | 59596 | PV1 | 20 | Solar Photovoltaic | SUN | PV | (L) Regulatory approvals pending. Not under construction | 20
2021 | 6 | 63092 | SE Titan, LLC | IPP | Titan Solar Project | TX | 63320 | IPTTN | 260 | Solar Photovoltaic | SUN | PV | (T) Regulatory approvals received. Not under construction | 260
2021 | 6 | 62812 | Syncarpha Tewksbury, LLC | IPP | Syncarpha Tewksbury Hybrid | MA | 62968 | SYTKB | 2 | Batteries | MWH | BA | (T) Regulatory approvals received. Not under construction | 2
2021 | 6 | 62813 | Syncarpha Westminster, LLC | IPP | Syncarpha Westminster Hybrid | MA | 62971 | SYWES | 4.7 | Solar Photovoltaic | SUN | PV | (V) Under construction, more than 50 percent complete | 4.7
2021 | 6 | 62918 | TPE Hopkins Solar Holdings1 LLC | IPP | Hopkins Hill CSG | RI | 63136 | HH1 | 4.8 | Solar Photovoltaic | SUN | PV | (U) Under construction, less than or equal to 50 percent complete | 4.8
2021 | 6 | 62918 | TPE Hopkins Solar Holdings1 LLC | IPP | Hopkins Hill CSG | RI | 63136 | HH2 | 4.7 | Solar Photovoltaic | SUN | PV | (U) Under construction, less than or equal to 50 percent complete | 4.7
2021 | 6 | 63420 | Taos Mesa Energy Facility, LLC | IPP | Taos Mesa Energy Facility | NM | 63728 | TMEF1 | 15 | Solar Photovoltaic | SUN | PV | (L) Regulatory approvals pending. Not under construction | 15
2021 | 6 | 19564 | University of Notre Dame | Commercial | Notre Dame Hydro | IN | 62918 | HYD1 | 2.5 | Conventional Hydroelectric | WAT | HY | (U) Under construction, less than or equal to 50 percent complete | 2.5
2021 | 6 | 63225 | Wister Solar | IPP | Wister Solar | CA | 63487 | WSOL | 20 | Solar Photovoltaic | SUN | PV | (L) Regulatory approvals pending. Not under construction | 20
2021 | 6 | 63369 | Yaphank Fuel Cell Park, LLC | IPP | SWM Fuel Cell | NY | 63661 | SWM-1 | 2.8 | Other Natural Gas | NG | FC | (P) Planned for installation, but regulatory approvals not initiated | 2.8
2021 | 6 | 63369 | Yaphank Fuel Cell Park, LLC | IPP | SWM Fuel Cell | NY | 63661 | SWM-2 | 2.8 | Other Natural Gas | NG | FC | (P) Planned for installation, but regulatory approvals not initiated | 2.8
2021 | 6 | 63369 | Yaphank Fuel Cell Park, LLC | IPP | SWM Fuel Cell | NY | 63661 | SWM-3 | 2.8 | Other Natural Gas | NG | FC | (P) Planned for installation, but regulatory approvals not initiated | 2.8
2021 | 7 | 60776 | Aksamit Resource Management | IPP | Milligan III Wind Farm | NE | 61159 | M3001 | 73.4 | Onshore Wind Turbine | WND | WT | (T) Regulatory approvals received. Not under construction | 73.4
2021 | 7 | 60366 | BRE NC Solar 2, LLC | IPP | BRE NC Solar 2 | NC | 60626 | BEAM2 | 5 | Solar Photovoltaic | SUN | PV | (T) Regulatory approvals received. Not under construction | 5
2021 | 7 | 58416 | California State University, Northridge | Commercial | CSU Northridge Plant | CA | 58422 | G6PV | 0.7 | Solar Photovoltaic | SUN | PV | (P) Planned for installation, but regulatory approvals not initiated | 0.8
2021 | 7 | 56615 | First Solar Project Development | IPP | Sun Stream 2 | AZ | 63440 | GEN01 | 150 | Solar Photovoltaic | SUN | PV | (T) Regulatory approvals received. Not under construction | 150
2021 | 7 | 63403 | Luna Storage, LLC | IPP | Luna Storage | CA | 63685 | LUNA | 100 | Batteries | MWH | BA | (P) Planned for installation, but regulatory approvals not initiated | 100
2021 | 7 | 63451 | Madero Grid, LLC | IPP | Madero Grid | TX | 63757 | MAD01 | 200 | Batteries | MWH | BA | (L) Regulatory approvals pending. Not under construction | 200
2021 | 7 | 63139 | Minonk Stewardship Wind LLC | IPP | Bennington Wind | IL | 63384 | BENN | 93 | Onshore Wind Turbine | WND | WT | (P) Planned for installation, but regulatory approvals not initiated | 93
2021 | 7 | 61593 | Pleinmont Solar 2 LLC | IPP | Pleinmont Solar 2 | VA | 62013 | PLNM2 | 240 | Solar Photovoltaic | SUN | PV | (P) Planned for installation, but regulatory approvals not initiated | 240
2021 | 7 | 63100 | SE Juno, LLC | IPP | Juno Solar Project | TX | 63328 | IPJNO | 141 | Solar Photovoltaic | SUN | PV | (U) Under construction, less than or equal to 50 percent complete | 141
2021 | 7 | 62699 | SunEast Dog Corners Solar LLC | IPP | SunEast Dog Corners Solar Project | NY | 62823 | Q584 | 20 | Solar Photovoltaic | SUN | PV | (L) Regulatory approvals pending. Not under construction | 20
2021 | 7 | 62757 | SunEast Hills Solar LLC | IPP | SunEast Hills Solar Project | NY | 62895 | Q581 | 20 | Solar Photovoltaic | SUN | PV | (L) Regulatory approvals pending. Not under construction | 20
2021 | 7 | 62698 | SunEast Skyline Solar LLC | IPP | SunEast Skyline Solar Project | NY | 62816 | Q670 | 20 | Solar Photovoltaic | SUN | PV | (P) Planned for installation, but regulatory approvals not initiated | 20
2021 | 7 | 62756 | SunEast Watkins Road Solar LLC | IPP | SunEast Watkins Road Solar Project | NY | 62896 | Q586 | 20 | Solar Photovoltaic | SUN | PV | (OT) Other | 20
2021 | 7 | 62820 | Syncarpha Millbury, LLC | IPP | Syncarpha Millbury Hybrid | MA | 62974 | SYMIS | 5 | Solar Photovoltaic | SUN | PV | (V) Under construction, more than 50 percent complete | 5
2021 | 7 | 62813 | Syncarpha Westminster, LLC | IPP | Syncarpha Westminster Hybrid | MA | 62971 | SYWEB | 2.9 | Batteries | MWH | BA | (U) Under construction, less than or equal to 50 percent complete | 2.9
2021 | 7 | 59056 | Tri Global Energy, LLC | IPP | Canyon Wind Project, LLC | TX | 60271 | WT1 | 360 | Onshore Wind Turbine | WND | WT | (P) Planned for installation, but regulatory approvals not initiated | 360
2021 | 8 | 62050 | Castleman Power Development LLC | IPP | SJRR Power LLC | TX | 62548 | SJ-1 | 43 | Natural Gas Fired Combustion Turbine | NG | GT | (P) Planned for installation, but regulatory approvals not initiated | 50
2021 | 8 | 62050 | Castleman Power Development LLC | IPP | SJRR Power LLC | TX | 62548 | SJ-2 | 43 | Natural Gas Fired Combustion Turbine | NG | GT | (P) Planned for installation, but regulatory approvals not initiated | 50
2021 | 8 | 56769 | Consolidated Edison Development Inc. | IPP | Copper Mountain Solar 5, LLC | NV | 63504 | CM5-1 | 250 | Solar Photovoltaic | SUN | PV | (L) Regulatory approvals pending. Not under construction | 252
2021 | 8 | 61060 | Cypress Creek Renewables | IPP | Pine Valley Solar Farm, LLC | NC | 60298 | PV1 | 5 | Solar Photovoltaic | SUN | PV | (P) Planned for installation, but regulatory approvals not initiated | 5
2021 | 8 | 61684 | Diablo Energy Storage, LLC | IPP | Diablo Energy Storage | CA | 62175 | DIBLO | 250 | Batteries | MWH | BA | (P) Planned for installation, but regulatory approvals not initiated | 250
2021 | 8 | 56545 | Pattern Operators LP | IPP | G.S.E. One LLC | TX | 62505 | 1 | 82.5 | Solar Photovoltaic | SUN | PV | (P) Planned for installation, but regulatory approvals not initiated | 83
2021 | 8 | 62820 | Syncarpha Millbury, LLC | IPP | Syncarpha Millbury Hybrid | MA | 62974 | SYMIB | 3.8 | Batteries | MWH | BA | (U) Under construction, less than or equal to 50 percent complete | 3.8
2021 | 8 | 62936 | TREX US Red Holly LLC | IPP | TREX US Red Holly | TX | 63202 | 701-S | 50 | Batteries | MWH | BA | (L) Regulatory approvals pending. Not under construction | 50
2021 | 9 | 63253 | Assembly Solar II LLC | IPP | Assembly Solar II LLC | MI | 63538 | AS2 | 110 | Solar Photovoltaic | SUN | PV | (U) Under construction, less than or equal to 50 percent complete | 110
2021 | 9 | 61818 | CC Polymers LLC | Industrial | M&G Resins USA | TX | 60642 | 1 | 11.7 | All Other | WH | OT | (P) Planned for installation, but regulatory approvals not initiated | 14.3
2021 | 9 | 61818 | CC Polymers LLC | Industrial | M&G Resins USA | TX | 60642 | 2 | 11.7 | All Other | WH | OT | (P) Planned for installation, but regulatory approvals not initiated | 14.3
2021 | 9 | 62050 | Castleman Power Development LLC | IPP | SJRR Power LLC | TX | 62548 | SJ-3 | 43 | Natural Gas Fired Combustion Turbine | NG | GT | (P) Planned for installation, but regulatory approvals not initiated | 50
2021 | 9 | 62050 | Castleman Power Development LLC | IPP | SJRR Power LLC | TX | 62548 | SJ-4 | 43 | Natural Gas Fired Combustion Turbine | NG | GT | (P) Planned for installation, but regulatory approvals not initiated | 50
2021 | 9 | 63084 | Gulfwinds Generation, LLC | IPP | Jawbone Wind Project | MT | 58175 | JWPI | 80 | Onshore Wind Turbine | WND | WT | (U) Under construction, less than or equal to 50 percent complete | 80
2021 | 9 | 63109 | Hales Mills Solar, LLC | IPP | Hales Mills Solar, LLC | NY | 63339 | 6609 | 3.6 | Solar Photovoltaic | SUN | PV | (T) Regulatory approvals received. Not under construction | 5
2021 | 9 | 19558 | Homer Electric Assn Inc | Electric Utility | Soldotna | AK | 57206 | 3 | 46.5 | Batteries | MWH | BA | (P) Planned for installation, but regulatory approvals not initiated | 93
2021 | 9 | 62842 | Lightsource Renewable Energy Asset Management, LLC | IPP | Briar Creek Solar 1 | TX | 63769 | TXBC1 | 127 | Solar Photovoltaic | SUN | PV | (P) Planned for installation, but regulatory approvals not initiated | 127
2021 | 9 | 62842 | Lightsource Renewable Energy Asset Management, LLC | IPP | Elk Hill Solar 1 | PA | 63773 | PAEH1 | 20 | Solar Photovoltaic | SUN | PV | (P) Planned for installation, but regulatory approvals not initiated | 20
2021 | 9 | 62842 | Lightsource Renewable Energy Asset Management, LLC | IPP | Elm Branch Solar 1 | TX | 63764 | TXEB1 | 134.7 | Solar Photovoltaic | SUN | PV | (P) Planned for installation, but regulatory approvals not initiated | 134.7
2021 | 9 | 55983 | Luminant Generation Company LLC | IPP | Emerald Grove | TX | 63233 | UNIT1 | 108 | Solar Photovoltaic | SUN | PV | (L) Regulatory approvals pending. Not under construction | 108
2021 | 9 | 59489 | Perennial-Wind Chaser LLC | IPP | Perennial Wind Chaser Station | OR | 59721 | GT1 | 98.7 | Natural Gas Fired Combustion Turbine | NG | GT | (T) Regulatory approvals received. Not under construction | 106
2021 | 9 | 59489 | Perennial-Wind Chaser LLC | IPP | Perennial Wind Chaser Station | OR | 59721 | GT2 | 98.7 | Natural Gas Fired Combustion Turbine | NG | GT | (T) Regulatory approvals received. Not under construction | 106
2021 | 9 | 59489 | Perennial-Wind Chaser LLC | IPP | Perennial Wind Chaser Station | OR | 59721 | GT3 | 98.7 | Natural Gas Fired Combustion Turbine | NG | GT | (T) Regulatory approvals received. Not under construction | 106
2021 | 9 | 59489 | Perennial-Wind Chaser LLC | IPP | Perennial Wind Chaser Station | OR | 59721 | GT4 | 98.7 | Natural Gas Fired Combustion Turbine | NG | GT | (T) Regulatory approvals received. Not under construction | 106
2021 | 9 | 62743 | RoxWind LLC | IPP | RoxWind | ME | 62857 | WIND1 | 15.3 | Onshore Wind Turbine | WND | WT | (U) Under construction, less than or equal to 50 percent complete | 15.3
2021 | 9 | 63101 | SE Aragorn, LLC | IPP | Aragorn Solar Project | TX | 63329 | IPAGN | 180 | Solar Photovoltaic | SUN | PV | (T) Regulatory approvals received. Not under construction | 180
2021 | 9 | 63493 | Sugar Solar, LLC | IPP | Sugar Solar, LLC | NC | 63807 | PGR29 | 60 | Solar Photovoltaic | SUN | PV | (L) Regulatory approvals pending. Not under construction | 60
2021 | 9 | 62700 | SunEast Clay Solar LLC | IPP | SunEast Clay Solar Project | NY | 62819 | Q669 | 20 | Solar Photovoltaic | SUN | PV | (P) Planned for installation, but regulatory approvals not initiated | 50
2021 | 9 | 63412 | Westmoreland County Solar Project, LLC | IPP | Westmoreland County Solar Project | VA | 63696 | WEST | 19.9 | Solar Photovoltaic | SUN | PV | (P) Planned for installation, but regulatory approvals not initiated | 19.9
2021 | 10 | 62794 | AP Solar 2, LLC | IPP | Fighting Jays Solar Project | TX | 62945 | FJSOL | 350 | Solar Photovoltaic | SUN | PV | (L) Regulatory approvals pending. Not under construction | 350
2021 | 10 | 62659 | BMP Wind LLC | IPP | BMP Wind (TX) | TX | 62809 | BMP | 293.6 | Onshore Wind Turbine | WND | WT | (L) Regulatory approvals pending. Not under construction | 293.3
2021 | 10 | 58391 | Chilocco Wind Farm LLC | IPP | Chilocco Wind Farm | OK | 58406 | 1 | 200 | Onshore Wind Turbine | WND | WT | (U) Under construction, less than or equal to 50 percent complete | 200
2021 | 10 | 62886 | Clover Creek Solar, LLC | IPP | Clover Creek Solar | UT | 63061 | CLVR | 80 | Solar Photovoltaic | SUN | PV | (P) Planned for installation, but regulatory approvals not initiated | 80
2021 | 10 | 58970 | Ecoplexus, Inc | IPP | Westminister NC | NC | 63567 | WSMTR | 75 | Solar Photovoltaic | SUN | PV | (T) Regulatory approvals received. Not under construction | 75
2021 | 10 | 60720 | Martinsdale Wind Farm LLC | IPP | Martinsdale Wind Farm | MT | 61108 | MTD | 80 | Onshore Wind Turbine | WND | WT | (P) Planned for installation, but regulatory approvals not initiated | 80
2021 | 10 | 62893 | Mililani I Solar LLC | IPP | Mililani South Solar Farm | HI | 57242 | 1 | 5 | Solar Photovoltaic | SUN | PV | (T) Regulatory approvals received. Not under construction | 5
2021 | 10 | 58901 | Sustainable Hydro, Braddock, LLC | IPP | Braddock Lock and Dam | PA | 59091 | GEN1 | 5.3 | Conventional Hydroelectric | WAT | HY | (L) Regulatory approvals pending. Not under construction | 5.3
2021 | 10 | 61637 | TUUSSO Energy, LLC | IPP | Camas Solar Project | WA | 62071 | CAMAS | 5 | Solar Photovoltaic | SUN | PV | (T) Regulatory approvals received. Not under construction | 5
2021 | 10 | 61637 | TUUSSO Energy, LLC | IPP | Fumaria Solar Project | WA | 62070 | FUMAR | 5 | Solar Photovoltaic | SUN | PV | (T) Regulatory approvals received. Not under construction | 5
2021 | 10 | 61637 | TUUSSO Energy, LLC | IPP | Penstemon Solar Project | WA | 62069 | PENST | 5 | Solar Photovoltaic | SUN | PV | (T) Regulatory approvals received. Not under construction | 5
2021 | 10 | 61637 | TUUSSO Energy, LLC | IPP | Typha Solar Project | WA | 62068 | TYPHA | 5 | Solar Photovoltaic | SUN | PV | (T) Regulatory approvals received. Not under construction | 5
2021 | 10 | 61637 | TUUSSO Energy, LLC | IPP | Urtica Solar Project | WA | 62067 | URTIC | 5 | Solar Photovoltaic | SUN | PV | (T) Regulatory approvals received. Not under construction | 5
2021 | 10 | 59056 | Tri Global Energy, LLC | IPP | Water Valley Wind Energy | TX | 62846 | WWE1 | 150 | Onshore Wind Turbine | WND | WT | (P) Planned for installation, but regulatory approvals not initiated | 150
2021 | 11 | 15399 | Avangrid Renewables LLC | IPP | Montague Solar | OR | 63441 | S1 | 162 | Solar Photovoltaic | SUN | PV | (U) Under construction, less than or equal to 50 percent complete | 162
2021 | 11 | 62734 | Blue Marmot IX LLC | IPP | Blue Marmot IX | OR | 62867 | DVRO | 9.8 | Solar Photovoltaic | SUN | PV | (T) Regulatory approvals received. Not under construction | 10
2021 | 11 | 62735 | Blue Marmot V LLC | IPP | Blue Marmot V | OR | 62866 | DNZE | 9.8 | Solar Photovoltaic | SUN | PV | (T) Regulatory approvals received. Not under construction | 10
2021 | 11 | 62736 | Blue Marmot VI LLC | IPP | Blue Marmot VI | OR | 62865 | DNZW | 9.8 | Solar Photovoltaic | SUN | PV | (T) Regulatory approvals received. Not under construction | 10
2021 | 11 | 62737 | Blue Marmot VII LLC | IPP | Blue Marmot VII | OR | 62864 | RSHEI | 9.8 | Solar Photovoltaic | SUN | PV | (T) Regulatory approvals received. Not under construction | 10
2021 | 11 | 62738 | Blue Marmot VIII LLC | IPP | Blue Marmot VIII | OR | 62863 | PRMLE | 9.8 | Solar Photovoltaic | SUN | PV | (T) Regulatory approvals received. Not under construction | 10
2021 | 11 | 63414 | Cool Springs Solar, LLC | IPP | Cool Springs Solar | GA | 63721 | COOLS | 213 | Solar Photovoltaic | SUN | PV | (T) Regulatory approvals received. Not under construction | 213
2021 | 11 | 63418 | Elora Solar | IPP | Elora Solar | TN | 63719 | ELO | 150 | Solar Photovoltaic | SUN | PV | (T) Regulatory approvals received. Not under construction | 150
2021 | 11 | 6452 | Florida Power & Light Co | Electric Utility | Manatee Solar Energy Center | FL | 60014 | BMS | 409 | Batteries | MWH | BA | (P) Planned for installation, but regulatory approvals not initiated | 409
2021 | 11 | 7140 | Georgia Power Co | Electric Utility | Vogtle | GA | 649 | 3 | 1100 | Nuclear | NUC | ST | (U) Under construction, less than or equal to 50 percent complete | 1100
2021 | 11 | 63289 | Key Capture Energy | IPP | NY2 Battery | NY | 63584 | NY2 | 200 | Batteries | MWH | BA | (P) Planned for installation, but regulatory approvals not initiated | 200
2021 | 11 | 62842 | Lightsource Renewable Energy Asset Management, LLC | IPP | Bighorn Solar 1 | CO | 63770 | COBH1 | 240 | Solar Photovoltaic | SUN | PV | (P) Planned for installation, but regulatory approvals not initiated | 240
2021 | 11 | 60569 | Lincoln Land Wind, LLC | IPP | Lincoln Land Wind | IL | 58925 | SAN1 | 30 | Onshore Wind Turbine | WND | WT | (P) Planned for installation, but regulatory approvals not initiated | 30
2021 | 11 | 61762 | Long Ridge Energy Generation LLC | IPP | Hannibal Port Power Project | OH | 61322 | HPPP1 | 485 | Natural Gas Fired Combined Cycle | NG | CC | (P) Planned for installation, but regulatory approvals not initiated | 521.9
2021 | 11 | 55983 | Luminant Generation Company LLC | IPP | Alira | TX | 63193 | UNIT1 | 222.8 | Solar Photovoltaic | SUN | PV | (L) Regulatory approvals pending. Not under construction | 222.8
2021 | 11 | 58159 | Penn State University | Commercial | West Campus Steam Plant | PA | 58194 | CT2 | 5.2 | Natural Gas Fired Combustion Turbine | NG | GT | (U) Under construction, less than or equal to 50 percent complete | 6.1
2021 | 11 | 61331 | Popular Camp Wind Farm LLC | IPP | Poplar Camp Wind Farm | VA | 61111 | PC1 | 72 | Onshore Wind Turbine | WND | WT | (P) Planned for installation, but regulatory approvals not initiated | 72
2021 | 11 | 56215 | RWE Renewables Americas LLC | IPP | Hickory Park Solar | GA | 63522 | HPBAT | 40 | Batteries | MWH | BA | (L) Regulatory approvals pending. Not under construction | 40
2021 | 11 | 56215 | RWE Renewables Americas LLC | IPP | Hickory Park Solar | GA | 63522 | HPRK | 195.5 | Solar Photovoltaic | SUN | PV | (L) Regulatory approvals pending. Not under construction | 195.5
2021 | 11 | 61516 | Stratford Solar Center, LLC | IPP | Stratford Solar Center, LLC | VA | 61908 | STRAT | 15 | Solar Photovoltaic | SUN | PV | (P) Planned for installation, but regulatory approvals not initiated | 15
2021 | 11 | 18454 | Tampa Electric Co | Electric Utility | Big Bend | FL | 645 | GT5 | 360 | Natural Gas Fired Combustion Turbine | NG | GT | (P) Planned for installation, but regulatory approvals not initiated | 392
2021 | 11 | 18454 | Tampa Electric Co | Electric Utility | Big Bend | FL | 645 | GT6 | 360 | Natural Gas Fired Combustion Turbine | NG | GT | (P) Planned for installation, but regulatory approvals not initiated | 392
2021 | 11 | 18454 | Tampa Electric Co | Electric Utility | Mountain View Solar (FL) | FL | 61664 | GEN1 | 52.5 | Solar Photovoltaic | SUN | PV | (P) Planned for installation, but regulatory approvals not initiated | 52.5
2021 | 11 | 60387 | Townsite Solar, LLC | IPP | Townsite Solar Project | NV | 60654 | GEN02 | 90 | Batteries | MWH | BA | (T) Regulatory approvals received. Not under construction | 90
2021 | 12 | 61222 | 174 Power Global Corp. | IPP | Gerdau | TX | 63797 | GER01 | 80 | Solar Photovoltaic | SUN | PV | (P) Planned for installation, but regulatory approvals not initiated | 80
2021 | 12 | 61477 | 325MK 8me LLC | IPP | Eagle Shadow Mountain Solar Farm | NV | 61852 | ESMSF | 300 | Solar Photovoltaic | SUN | PV | (P) Planned for installation, but regulatory approvals not initiated | 300
2021 | 12 | 59495 | Ameren Missouri | Electric Utility | Green City Renewable Energy Center | MO | 63065 | GBESS | 2.5 | Batteries | MWH | BA | (L) Regulatory approvals pending. Not under construction | 2.5
2021 | 12 | 59495 | Ameren Missouri | Electric Utility | Green City Renewable Energy Center | MO | 63065 | GCREC | 10 | Solar Photovoltaic | SUN | PV | (L) Regulatory approvals pending. Not under construction | 10
2021 | 12 | 59495 | Ameren Missouri | Electric Utility | Richwoods Renewable Energy Center | MO | 63066 | RBESS | 4 | Batteries | MWH | BA | (L) Regulatory approvals pending. Not under construction | 4
2021 | 12 | 59495 | Ameren Missouri | Electric Utility | Richwoods Renewable Energy Center | MO | 63066 | RREC | 10 | Solar Photovoltaic | SUN | PV | (L) Regulatory approvals pending. Not under construction | 10
2021 | 12 | 59495 | Ameren Missouri | Electric Utility | Utica Renewable Energy Center | MO | 63067 | UBESS | 2 | Batteries | MWH | BA | (L) Regulatory approvals pending. Not under construction | 2
2021 | 12 | 59495 | Ameren Missouri | Electric Utility | Utica Renewable Energy Center | MO | 63067 | UREC | 10 | Solar Photovoltaic | SUN | PV | (L) Regulatory approvals pending. Not under construction | 10
2021 | 12 | 59192 | Amity Energy, LLC | IPP | Amity Energy LLC | PA | 59418 | 1 | 6.8 | Natural Gas Internal Combustion Engine | NG | IC | (L) Regulatory approvals pending. Not under construction | 7
2021 | 12 | 59192 | Amity Energy, LLC | IPP | Amity Energy LLC | PA | 59418 | 2 | 6.8 | Natural Gas Internal Combustion Engine | NG | IC | (L) Regulatory approvals pending. Not under construction | 7
2021 | 12 | 59192 | Amity Energy, LLC | IPP | Amity Energy LLC | PA | 59418 | 3 | 6.8 | Natural Gas Internal Combustion Engine | NG | IC | (L) Regulatory approvals pending. Not under construction | 7
2021 | 12 | 60927 | Anchor Energy LLC | IPP | Anchor Energy | PA | 61304 | GEN1 | 4.2 | Natural Gas Internal Combustion Engine | NG | IC | (P) Planned for installation, but regulatory approvals not initiated | 4.4
2021 | 12 | 60927 | Anchor Energy LLC | IPP | Anchor Energy | PA | 61304 | GEN2 | 4.2 | Natural Gas Internal Combustion Engine | NG | IC | (P) Planned for installation, but regulatory approvals not initiated | 4.4
2021 | 12 | 60927 | Anchor Energy LLC | IPP | Anchor Energy | PA | 61304 | GEN3 | 4.2 | Natural Gas Internal Combustion Engine | NG | IC | (P) Planned for installation, but regulatory approvals not initiated | 4.4
2021 | 12 | 60927 | Anchor Energy LLC | IPP | Anchor Energy | PA | 61304 | GEN4 | 4.2 | Natural Gas Internal Combustion Engine | NG | IC | (P) Planned for installation, but regulatory approvals not initiated | 4.4
2021 | 12 | 60927 | Anchor Energy LLC | IPP | Anchor Energy | PA | 61304 | GEN5 | 4.2 | Natural Gas Internal Combustion Engine | NG | IC | (P) Planned for installation, but regulatory approvals not initiated | 4.4
2021 | 12 | 803 | Arizona Public Service Co | Electric Utility | Cotton Center Solar Hybrid | AZ | 57561 | CC17M | 17 | Batteries | MWH | BA | (P) Planned for installation, but regulatory approvals not initiated | 17
2021 | 12 | 803 | Arizona Public Service Co | Electric Utility | Desert Star Hybrid | AZ | 62965 | DS10M | 10 | Batteries | MWH | BA | (P) Planned for installation, but regulatory approvals not initiated | 10
2021 | 12 | 803 | Arizona Public Service Co | Electric Utility | El Sol BESS | AZ | 62964 | EL50M | 50 | Batteries | MWH | BA | (P) Planned for installation, but regulatory approvals not initiated | 50
2021 | 12 | 803 | Arizona Public Service Co | Electric Utility | Foothills Solar Plant Hybrid | AZ | 57997 | FH38M | 38 | Batteries | MWH | BA | (P) Planned for installation, but regulatory approvals not initiated | 38
2021 | 12 | 803 | Arizona Public Service Co | Electric Utility | Gila Bend Hybrid | AZ | 59020 | GB36M | 36 | Batteries | MWH | BA | (P) Planned for installation, but regulatory approvals not initiated | 36
2021 | 12 | 803 | Arizona Public Service Co | Electric Utility | Hyder II Hybrid | AZ | 58383 | H214M | 14 | Batteries | MWH | BA | (P) Planned for installation, but regulatory approvals not initiated | 14
2021 | 12 | 803 | Arizona Public Service Co | Electric Utility | Hyder Solar Hybrid | AZ | 57563 | H116M | 16 | Batteries | MWH | BA | (P) Planned for installation, but regulatory approvals not initiated | 16
2021 | 12 | 803 | Arizona Public Service Co | Electric Utility | Paloma Solar Hybrid | AZ | 57562 | PA17M | 17 | Batteries | MWH | BA | (P) Planned for installation, but regulatory approvals not initiated | 17
2021 | 12 | 15399 | Avangrid Renewables LLC | IPP | Bakeoven Solar | OR | 63507 | BOS1 | 60 | Solar Photovoltaic | SUN | PV | (P) Planned for installation, but regulatory approvals not initiated | 60
2021 | 12 | 15399 | Avangrid Renewables LLC | IPP | Golden Hill Wind | OR | 63710 | GH1 | 200 | Onshore Wind Turbine | WND | WT | (T) Regulatory approvals received. Not under construction | 200
2021 | 12 | 15399 | Avangrid Renewables LLC | IPP | Lund Hill Solar | WA | 63509 | LHS1 | 150 | Solar Photovoltaic | SUN | PV | (P) Planned for installation, but regulatory approvals not initiated | 150
2021 | 12 | 59613 | BayWa r.e. Solar Projects LLC | IPP | Bluebird Solar LLC | KY | 62797 | BBIRD | 80 | Solar Photovoltaic | SUN | PV | (P) Planned for installation, but regulatory approvals not initiated | 80
2021 | 12 | 62708 | Black Bear Wind LLC | IPP | Black Bear Wind (MT) | MT | 62808 | BBW | 80 | Onshore Wind Turbine | WND | WT | (P) Planned for installation, but regulatory approvals not initiated | 80
2021 | 12 | 62713 | Buenos Aires Windpower LLC | IPP | Buenos Aires Phase 1 | TX | 62803 | BAW1 | 200 | Onshore Wind Turbine | WND | WT | (L) Regulatory approvals pending. Not under construction | 200
2021 | 12 | 63221 | CD4 | IPP | CD4 | CA | 63490 | OEC1 | 17 | Geothermal | GEO | BT | (L) Regulatory approvals pending. Not under construction | 25
2021 | 12 | 58508 | Carolina Solar Energy LLC | IPP | Cabaniss Solar | NC | 60430 | PV1 | 4.2 | Solar Photovoltaic | SUN | PV | (T) Regulatory approvals received. Not under construction | 4.2
2021 | 12 | 58508 | Carolina Solar Energy LLC | IPP | Sellers Farm Solar | NC | 60439 | PV1 | 5 | Solar Photovoltaic | SUN | PV | (T) Regulatory approvals received. Not under construction | 5
2021 | 12 | 56769 | Consolidated Edison Development Inc. | IPP | Battle Mountain Solar Project | NV | 61098 | BMSP | 101 | Solar Photovoltaic | SUN | PV | (L) Regulatory approvals pending. Not under construction | 101
2021 | 12 | 62898 | Dflex Power, LLC | IPP | John Paul Jones | TX | 63095 | JPJDX | 18.7 | Natural Gas Internal Combustion Engine | NG | IC | (P) Planned for installation, but regulatory approvals not initiated | 18.7
2021 | 12 | 62911 | Drew Solar LLC | IPP | Drew Solar LLC | CA | 63127 | DS | 100 | Solar Photovoltaic | SUN | PV | (L) Regulatory approvals pending. Not under construction | 100
2021 | 12 | 61785 | EDP Renewables North America LLC | IPP | Saddle Mountain East Wind Farm | WA | 62263 | GEN1 | 126 | Onshore Wind Turbine | WND | WT | (P) Planned for installation, but regulatory approvals not initiated | 126
2021 | 12 | 58970 | Ecoplexus, Inc | IPP | East Nash PV2 | NC | 63789 | ENSH2 | 26 | Solar Photovoltaic | SUN | PV | (L) Regulatory approvals pending. Not under construction | 26
2021 | 12 | 58970 | Ecoplexus, Inc | IPP | Grifton PV2 | NC | 63568 | GRFT2 | 56 | Solar Photovoltaic | SUN | PV | (L) Regulatory approvals pending. Not under construction | 56
2021 | 12 | 59380 | Enel Green Power NA, Inc. | IPP | Pomerado Energy Storage, LLC | CA | 61390 | PMRDO | 6 | Batteries | MWH | BA | (P) Planned for installation, but regulatory approvals not initiated | 6
2021 | 12 | 60496 | Enerparc Inc. | IPP | Scituate RI Solar, LLC | RI | 61841 | SCITU | 10 | Solar Photovoltaic | SUN | PV | (P) Planned for installation, but regulatory approvals not initiated | 10
2021 | 12 | 56615 | First Solar Project Development | IPP | White Wing Solar | AZ | 60572 | GEN01 | 200 | Solar Photovoltaic | SUN | PV | (T) Regulatory approvals received. Not under construction | 200
2021 | 12 | 62130 | Foundation CA Fund X Manager LLC | IPP | Foundation Dole Fresh Vegetables | CA | 62654 | WTG1 | 2.8 | Onshore Wind Turbine | WND | WT | (U) Under construction, less than or equal to 50 percent complete | 2.8
2021 | 12 | 62130 | Foundation CA Fund X Manager LLC | IPP | Foundation Dole Fresh Vegetables | CA | 62654 | WTG2 | 2.8 | Onshore Wind Turbine | WND | WT | (U) Under construction, less than or equal to 50 percent complete | 2.8
2021 | 12 | 61944 | GSRP | IPP | Dry Bridge Solar (Brown University) | RI | 62771 | DBS1 | 10 | Solar Photovoltaic | SUN | PV | (T) Regulatory approvals received. Not under construction | 10
2021 | 12 | 61944 | GSRP | IPP | Dry Bridge Solar (Brown University) | RI | 62771 | DBS2 | 10 | Solar Photovoltaic | SUN | PV | (T) Regulatory approvals received. Not under construction | 10
2021 | 12 | 61944 | GSRP | IPP | Dry Bridge Solar (Brown University) | RI | 62771 | DBS3 | 10 | Solar Photovoltaic | SUN | PV | (T) Regulatory approvals received. Not under construction | 10
2021 | 12 | 61944 | GSRP | IPP | Dry Bridge Solar (Brown University) | RI | 62771 | DBS4 | 10 | Solar Photovoltaic | SUN | PV | (T) Regulatory approvals received. Not under construction | 10
2021 | 12 | 62759 | Geronimo Energy | IPP | Elk Creek Solar | MN | 63250 | ELKCR | 80 | Solar Photovoltaic | SUN | PV | (T) Regulatory approvals received. Not under construction | 80
2021 | 12 | 62759 | Geronimo Energy | IPP | Prairie Wolf Solar LLC | IL | 62893 | PWOLF | 200 | Solar Photovoltaic | SUN | PV | (L) Regulatory approvals pending. Not under construction | 200
2021 | 12 | 61166 | Green Power Energy LLC | IPP | Cody Road Wind Farm | NY | 61592 | WT1 | 2.4 | Onshore Wind Turbine | WND | WT | (U) Under construction, less than or equal to 50 percent complete | 2.4
2021 | 12 | 61166 | Green Power Energy LLC | IPP | Cody Road Wind Farm | NY | 61592 | WT3 | 2.4 | Onshore Wind Turbine | WND | WT | (U) Under construction, less than or equal to 50 percent complete | 2.4
2021 | 12 | 61166 | Green Power Energy LLC | IPP | Cody Road Wind Farm | NY | 61592 | WT4 | 2.4 | Onshore Wind Turbine | WND | WT | (U) Under construction, less than or equal to 50 percent complete | 2.4
2021 | 12 | 61166 | Green Power Energy LLC | IPP | Cody Road Wind Farm | NY | 61592 | WT5 | 2.4 | Onshore Wind Turbine | WND | WT | (U) Under construction, less than or equal to 50 percent complete | 2.4
2021 | 12 | 62704 | Grizzly Wind LLC | IPP | Grizzly Wind LLC | MT | 62802 | GW | 80 | Onshore Wind Turbine | WND | WT | (P) Planned for installation, but regulatory approvals not initiated | 80
2021 | 12 | 62153 | Hecate Energy Highland LLC | IPP | Hecate Energy Highland LLC | OH | 62670 | HIGHL | 300 | Solar Photovoltaic | SUN | PV | (T) Regulatory approvals received. Not under construction | 300
2021 | 12 | 62765 | High Bridge Wind, LLC | IPP | High Bridge Wind Project | NY | 62894 | WT | 100 | Onshore Wind Turbine | WND | WT | (P) Planned for installation, but regulatory approvals not initiated | 100
2021 | 12 | 63497 | Highest Power Solar, LLC | IPP | Highest Power Solar, LLC | NC | 63812 | PGR31 | 48.7 | Solar Photovoltaic | SUN | PV | (L) Regulatory approvals pending. Not under construction | 48.7
2021 | 12 | 61853 | Innogy Renewables US LLC | IPP | Baron Winds Farm | NY | 60596 | 1 | 130 | Onshore Wind Turbine | WND | WT | (L) Regulatory approvals pending. Not under construction | 130
2021 | 12 | 61853 | Innogy Renewables US LLC | IPP | Buckeye Wind Farm | OH | 58776 | 1 | 99 | Onshore Wind Turbine | WND | WT | (L) Regulatory approvals pending. Not under construction | 99
2021 | 12 | 49893 | Invenergy Services LLC | IPP | Alle-Catt Wind Energy LLC | NY | 62954 | GEN1 | 340 | Onshore Wind Turbine | WND | WT | (U) Under construction, less than or equal to 50 percent complete | 340
2021 | 12 | 49893 | Invenergy Services LLC | IPP | Changing Winds | TX | 59243 | CHAN1 | 288 | Onshore Wind Turbine | WND | WT | (P) Planned for installation, but regulatory approvals not initiated | 288
2021 | 12 | 49893 | Invenergy Services LLC | IPP | Horseshoe Solar Energy | NY | 63096 | GEN1 | 180 | Solar Photovoltaic | SUN | PV | (U) Under construction, less than or equal to 50 percent complete | 180
2021 | 12 | 49893 | Invenergy Services LLC | IPP | Yum Yum Solar LLC | TN | 63026 | GEN1 | 147 | Solar Photovoltaic | SUN | PV | (U) Under construction, less than or equal to 50 percent complete | 147
2021 | 12 | 62912 | Iris Solar LLC | IPP | Iris Solar LLC | LA | 63128 | ISLLC | 50 | Solar Photovoltaic | SUN | PV | (L) Regulatory approvals pending. Not under construction | 50
2021 | 12 | 58378 | Jordan Hydroelectric LTD PTP | IPP | Flannagan Hydroelectric Project | VA | 58827 | LEFT | 0.4 | Conventional Hydroelectric | WAT | HY | (L) Regulatory approvals pending. Not under construction | 0.4
2021 | 12 | 58378 | Jordan Hydroelectric LTD PTP | IPP | Flannagan Hydroelectric Project | VA | 58827 | LEFT1 | 0.4 | Conventional Hydroelectric | WAT | HY | (L) Regulatory approvals pending. Not under construction | 0.4
2021 | 12 | 58378 | Jordan Hydroelectric LTD PTP | IPP | Flannagan Hydroelectric Project | VA | 58827 | LEFT2 | 0.4 | Conventional Hydroelectric | WAT | HY | (L) Regulatory approvals pending. Not under construction | 0.4
2021 | 12 | 58378 | Jordan Hydroelectric LTD PTP | IPP | Flannagan Hydroelectric Project | VA | 58827 | RGHT | 0.4 | Conventional Hydroelectric | WAT | HY | (L) Regulatory approvals pending. Not under construction | 0.4
2021 | 12 | 63107 | Lansing Renewables, LLC | IPP | Lansing Renewables, LLC | NY | 63337 | 6004 | 5 | Solar Photovoltaic | SUN | PV | (T) Regulatory approvals received. Not under construction | 5
2021 | 12 | 61421 | LeGore Bridge Solar Center, LLC | IPP | LeGore Bridge Solar Center | MD | 61796 | LGBSC | 20 | Solar Photovoltaic | SUN | PV | (P) Planned for installation, but regulatory approvals not initiated | 20
2021 | 12 | 63496 | Lick Creek Solar, LLC | IPP | Lick Creek Solar, LLC | NC | 63811 | PGR27 | 50 | Solar Photovoltaic | SUN | PV | (L) Regulatory approvals pending. Not under construction | 50
2021 | 12 | 62664 | Lock 14 Hydro Partners, LLC | IPP | Heidelberg Hydroelectric Project | KY | 62749 | 1 | 0.5 | Conventional Hydroelectric | WAT | HY | (T) Regulatory approvals received. Not under construction | 0.5
2021 | 12 | 62664 | Lock 14 Hydro Partners, LLC | IPP | Heidelberg Hydroelectric Project | KY | 62749 | 2 | 0.5 | Conventional Hydroelectric | WAT | HY | (T) Regulatory approvals received. Not under construction | 0.5
2021 | 12 | 62664 | Lock 14 Hydro Partners, LLC | IPP | Heidelberg Hydroelectric Project | KY | 62749 | 3 | 0.5 | Conventional Hydroelectric | WAT | HY | (T) Regulatory approvals received. Not under construction | 0.5
2021 | 12 | 62664 | Lock 14 Hydro Partners, LLC | IPP | Heidelberg Hydroelectric Project | KY | 62749 | 4 | 0.5 | Conventional Hydroelectric | WAT | HY | (T) Regulatory approvals received. Not under construction | 0.5
2021 | 12 | 62664 | Lock 14 Hydro Partners, LLC | IPP | Heidelberg Hydroelectric Project | KY | 62749 | 5 | 0.5 | Conventional Hydroelectric | WAT | HY | (T) Regulatory approvals received. Not under construction | 0.5
2021 | 12 | 58783 | Marseilles Land and Water Company | IPP | Marseilles Lock and Dam Hydro | IL | 58903 | UNIT1 | 2.6 | Conventional Hydroelectric | WAT | HY | (U) Under construction, less than or equal to 50 percent complete | 2.6
2021 | 12 | 58783 | Marseilles Land and Water Company | IPP | Marseilles Lock and Dam Hydro | IL | 58903 | UNIT2 | 2.6 | Conventional Hydroelectric | WAT | HY | (U) Under construction, less than or equal to 50 percent complete | 2.6
2021 | 12 | 58783 | Marseilles Land and Water Company | IPP | Marseilles Lock and Dam Hydro | IL | 58903 | UNIT3 | 2.6 | Conventional Hydroelectric | WAT | HY | (U) Under construction, less than or equal to 50 percent complete | 2.6
2021 | 12 | 58783 | Marseilles Land and Water Company | IPP | Marseilles Lock and Dam Hydro | IL | 58903 | UNIT4 | 2.6 | Conventional Hydroelectric | WAT | HY | (U) Under construction, less than or equal to 50 percent complete | 2.6
2021 | 12 | 63231 | Maverick Wind Project, LLC | IPP | Maverick Wind Project, LLC | OK | 63494 | GEN1 | 288 | Onshore Wind Turbine | WND | WT | (U) Under construction, less than or equal to 50 percent complete | 288
2021 | 12 | 62675 | Meherrin Solar LLC | IPP | Meherrin Solar | VA | 62758 | MEHER | 59.6 | Solar Photovoltaic | SUN | PV | (L) Regulatory approvals pending. Not under construction | 59.6
2021 | 12 | 61459 | Minco Wind V, LLC | IPP | Minco Wind V, LLC | OK | 61837 | MV | 220 | Onshore Wind Turbine | WND | WT | (P) Planned for installation, but regulatory approvals not initiated | 220
2021 | 12 | 60221 | North Slope LLC | IPP | North Slope, LLC | NY | 60420 | NSPV | 200 | Onshore Wind Turbine | WND | WT | (L) Regulatory approvals pending. Not under construction | 200
2021 | 12 | 63216 | North Valley | IPP | North Valley | NV | 63491 | OEC1 | 25 | Geothermal | GEO | BT | (L) Regulatory approvals pending. Not under construction | 37
2021 | 12 | 63110 | Owlville Creek Solar 2, LLC | IPP | Owlville Creek Solar 2, LLC | NY | 63340 | 6609 | 5 | Solar Photovoltaic | SUN | PV | (T) Regulatory approvals received. Not under construction | 5
2021 | 12 | 63111 | Owlville Creek Solar, LLC | IPP | Owlville Creek Solar, LLC | NY | 63341 | 6608 | 5 | Solar Photovoltaic | SUN | PV | (T) Regulatory approvals received. Not under construction | 5
2021 | 12 | 14328 | Pacific Gas & Electric Co. | Electric Utility | Llagas Energy Storage | CA | 63529 | LLAGS | 20 | Batteries | MWH | BA | (L) Regulatory approvals pending. Not under construction | 20
2021 | 12 | 56545 | Pattern Operators LP | IPP | Old Jackson Solar LLC | TX | 62501 | 1 | 127.5 | Solar Photovoltaic | SUN | PV | (P) Planned for installation, but regulatory approvals not initiated | 128
2021 | 12 | 56545 | Pattern Operators LP | IPP | Solemio LLC | TX | 62522 | 1 | 79.8 | Solar Photovoltaic | SUN | PV | (P) Planned for installation, but regulatory approvals not initiated | 80
2021 | 12 | 62689 | Piney Creek, LLC | IPP | Piney Creek Solar | VA | 62768 | PCSOL | 80 | Solar Photovoltaic | SUN | PV | (P) Planned for installation, but regulatory approvals not initiated | 80
2021 | 12 | 61301 | Plum Creek Wind Farm LLC | IPP | Plum Creek | MN | 61687 | PLMCK | 400 | Onshore Wind Turbine | WND | WT | (P) Planned for installation, but regulatory approvals not initiated | 400
2021 | 12 | 56215 | RWE Renewables Americas LLC | IPP | Blackjack Creek Wind Farm | TX | 62783 | BLKJK | 239.6 | Onshore Wind Turbine | WND | WT | (L) Regulatory approvals pending. Not under construction | 239.6
2021 | 12 | 61784 | Rolling Upland Wind Farm LLC | IPP | Rolling Upland Wind Farm LLC | NY | 62262 | GEN1 | 60 | Onshore Wind Turbine | WND | WT | (P) Planned for installation, but regulatory approvals not initiated | 60
2021 | 12 | 62896 | Rooney Ranch, LLC | IPP | Rooney Ranch | CA | 63088 | ROONR | 21 | Onshore Wind Turbine | WND | WT | (P) Planned for installation, but regulatory approvals not initiated | 21
2021 | 12 | 62983 | SE Athos I, LLC | IPP | Athos Solar Project | CA | 63300 | IPAT1 | 250 | Solar Photovoltaic | SUN | PV | (T) Regulatory approvals received. Not under construction | 250
2021 | 12 | 61900 | SR Arlington, LLC | IPP | SR Arlington I | GA | 62436 | ARLI | 20 | Solar Photovoltaic | SUN | PV | (T) Regulatory approvals received. Not under construction | 20
2021 | 12 | 62907 | Sand Hill A, LLC | IPP | Sand Hill A | CA | 63126 | SNDHA | 13.5 | Onshore Wind Turbine | WND | WT | (P) Planned for installation, but regulatory approvals not initiated | 13.5
2021 | 12 | 62908 | Sand Hill B, LLC | IPP | Sand Hill B | CA | 63652 | SNDHB | 17 | Onshore Wind Turbine | WND | WT | (P) Planned for installation, but regulatory approvals not initiated | 17
2021 | 12 | 62909 | Sand Hill C, LLC | IPP | Sand Hill C | CA | 63653 | SNDHC | 80 | Onshore Wind Turbine | WND | WT | (P) Planned for installation, but regulatory approvals not initiated | 80
2021 | 12 | 62109 | Searcy Solar, LLC | IPP | Searcy Solar Hybrid | AR | 62617 | SEABT | 10 | Batteries | MWH | BA | (P) Planned for installation, but regulatory approvals not initiated | 10
2021 | 12 | 62109 | Searcy Solar, LLC | IPP | Searcy Solar Hybrid | AR | 62617 | SEARC | 100 | Solar Photovoltaic | SUN | PV | (P) Planned for installation, but regulatory approvals not initiated | 100
2021 | 12 | 62152 | Skipjack Solar Center, LLC | IPP | Skipjack Solar Center | VA | 62675 | SKIPJ | 175 | Solar Photovoltaic | SUN | PV | (P) Planned for installation, but regulatory approvals not initiated | 175
2021 | 12 | 60523 | Springfield Project Development LLC | IPP | Homestead Wind LLC | IL | 60871 | HOMES | 50 | Onshore Wind Turbine | WND | WT | (P) Planned for installation, but regulatory approvals not initiated | 50
2021 | 12 | 62744 | St. James Solar, LLC | IPP | St. James Solar (LA) | LA | 62854 | SJS | 20 | Solar Photovoltaic | SUN | PV | (L) Regulatory approvals pending. Not under construction | 20
2021 | 12 | 63140 | Three Rivers Solar Power, LLC | IPP | Three Rivers Solar Power, LLC | ME | 63386 | 3RIVS | 100 | Solar Photovoltaic | SUN | PV | (U) Under construction, less than or equal to 50 percent complete | 100
2021 | 12 | 60387 | Townsite Solar, LLC | IPP | Townsite Solar Project | NV | 60654 | GEN01 | 160 | Solar Photovoltaic | SUN | PV | (T) Regulatory approvals received. Not under construction | 180
2021 | 12 | 60694 | Washburn Wind Energy LLC | IPP | Washburn Wind Farm | IA | 61071 | WASH | 70 | Onshore Wind Turbine | WND | WT | (U) Under construction, less than or equal to 50 percent complete | 70
2021 | 12 | 60847 | West Fork Wind, LLC | IPP | West Fork Wind | IN | 61214 | WT1 | 150 | Onshore Wind Turbine | WND | WT | (L) Regulatory approvals pending. Not under construction | 150
2021 | 12 | 63492 | West River Solar, LLC | IPP | West River Solar, LLC | NC | 63806 | PGR28 | 40 | Solar Photovoltaic | SUN | PV | (L) Regulatory approvals pending. Not under construction | 40
2021 | 12 | 62668 | Wheatridge Wind Energy, LLC | IPP | Wheatridge Hybrid | OR | 62745 | BTRY | 30 | Batteries | MWH | BA | (L) Regulatory approvals pending. Not under construction | 30
2021 | 12 | 62668 | Wheatridge Wind Energy, LLC | IPP | Wheatridge Hybrid | OR | 62745 | SOLAR | 50 | Solar Photovoltaic | SUN | PV | (L) Regulatory approvals pending. Not under construction | 50
2021 | 12 | 58761 | White Camp Solar LLC | IPP | White Camp Solar | TX | 58888 | WCAMP | 100 | Solar Photovoltaic | SUN | PV | (P) Planned for installation, but regulatory approvals not initiated | 100
2021 | 12 | 60519 | Williams Solar, LLC | IPP | Williams Solar, LLC | TX | 60859 | PV1 | 20 | Solar Photovoltaic | SUN | PV | (P) Planned for installation, but regulatory approvals not initiated | 20
2021 | 12 | 60932 | Wrighter Energy LLC | IPP | Wrighter Energy | PA | 61302 | GEN1 | 4.2 | Natural Gas Internal Combustion Engine | NG | IC | (P) Planned for installation, but regulatory approvals not initiated | 4.4
2021 | 12 | 60932 | Wrighter Energy LLC | IPP | Wrighter Energy | PA | 61302 | GEN2 | 4.2 | Natural Gas Internal Combustion Engine | NG | IC | (P) Planned for installation, but regulatory approvals not initiated | 4.4
2021 | 12 | 60932 | Wrighter Energy LLC | IPP | Wrighter Energy | PA | 61302 | GEN3 | 4.2 | Natural Gas Internal Combustion Engine | NG | IC | (P) Planned for installation, but regulatory approvals not initiated | 4.4
2021 | 12 | 60932 | Wrighter Energy LLC | IPP | Wrighter Energy | PA | 61302 | GEN4 | 4.2 | Natural Gas Internal Combustion Engine | NG | IC | (P) Planned for installation, but regulatory approvals not initiated | 4.4
2021 | 12 | 60932 | Wrighter Energy LLC | IPP | Wrighter Energy | PA | 61302 | GEN5 | 4.2 | Natural Gas Internal Combustion Engine | NG | IC | (P) Planned for installation, but regulatory approvals not initiated | 4.4
2022 | 1 | 14605 | City of Peabody - (MA) | Electric Utility | Waters River | MA | 1678 | 3 | 55 | Natural Gas Fired Combustion Turbine | NG | GT | (P) Planned for installation, but regulatory approvals not initiated | 60
2022 | 1 | 61060 | Cypress Creek Renewables | IPP | Thigpen Farms Solar, LLC | NC | 60850 | PV1 | 5 | Solar Photovoltaic | SUN | PV | (OT) Other | 5
2022 | 1 | 58765 | FGE Texas I LLC | IPP | FGE Texas I | TX | 58931 | CA1 | 249.9 | Natural Gas Fired Combined Cycle | NG | CA | (T) Regulatory approvals received. Not under construction | 265.2
2022 | 1 | 58765 | FGE Texas I LLC | IPP | FGE Texas I | TX | 58931 | GT1 | 226.7 | Natural Gas Fired Combined Cycle | NG | CT | (T) Regulatory approvals received. Not under construction | 238.9
2022 | 1 | 58765 | FGE Texas I LLC | IPP | FGE Texas I | TX | 58931 | GT2 | 226.7 | Natural Gas Fired Combined Cycle | NG | CT | (T) Regulatory approvals received. Not under construction | 238.9
2022 | 1 | 60971 | NYC ENERGY LLC | IPP | NISA Electric Generation Project | NY | 61331 | GEN1 | 59.7 | Natural Gas Fired Combined Cycle | NG | CT | (T) Regulatory approvals received. Not under construction | 70.5
2022 | 1 | 60971 | NYC ENERGY LLC | IPP | NISA Electric Generation Project | NY | 61331 | STG1 | 20.2 | Natural Gas Fired Combined Cycle | NG | CA | (T) Regulatory approvals received. Not under construction | 22
2022 | 1 | 60473 | Renovo Energy Center | IPP | Renovo Energy Center | PA | 60786 | RECNY | 480 | Natural Gas Fired Combined Cycle | NG | CS | (L) Regulatory approvals pending. Not under construction | 513
2022 | 1 | 60473 | Renovo Energy Center | IPP | Renovo Energy Center | PA | 60786 | RECPJ | 480 | Natural Gas Fired Combined Cycle | NG | CS | (L) Regulatory approvals pending. Not under construction | 513
2022 | 2 | 55983 | Luminant Generation Company LLC | IPP | Jayhawk | TX | 59806 | SOLAR | 101 | Solar Photovoltaic | SUN | PV | (L) Regulatory approvals pending. Not under construction | 101
2022 | 2 | 60836 | NTE Connecticut, LLC | IPP | Killingly Energy Center | CT | 61239 | KEC | 374.3 | Natural Gas Fired Combined Cycle | NG | CT | (L) Regulatory approvals pending. Not under construction | 501
2022 | 2 | 60836 | NTE Connecticut, LLC | IPP | Killingly Energy Center | CT | 61239 | KEC2 | 257.6 | Natural Gas Fired Combined Cycle | NG | CA | (L) Regulatory approvals pending. Not under construction | 312.8
2022 | 2 | 6775 | Village of Freeport - (NY) | Electric Utility | Plant No 1 Freeport | NY | 2678 | ENG13 | 3 | Landfill Gas | LFG | IC | (L) Regulatory approvals pending. Not under construction | 3
2022 | 3 | 62050 | Castleman Power Development LLC | IPP | Palestine Power Peaking Facility | TX | 62684 | PP-1 | 50 | Natural Gas Fired Combustion Turbine | NG | GT | (P) Planned for installation, but regulatory approvals not initiated | 50
2022 | 3 | 62050 | Castleman Power Development LLC | IPP | Palestine Power Peaking Facility | TX | 62684 | PP-2 | 50 | Natural Gas Fired Combustion Turbine | NG | GT | (P) Planned for installation, but regulatory approvals not initiated | 50
2022 | 3 | 62050 | Castleman Power Development LLC | IPP | Palestine Power Peaking Facility | TX | 62684 | PP-3 | 50 | Natural Gas Fired Combustion Turbine | NG | GT | (P) Planned for installation, but regulatory approvals not initiated | 50
2022 | 3 | 62050 | Castleman Power Development LLC | IPP | Palestine Power Peaking Facility | TX | 62684 | PP-4 | 50 | Natural Gas Fired Combustion Turbine | NG | GT | (P) Planned for installation, but regulatory approvals not initiated | 50
2022 | 3 | 62050 | Castleman Power Development LLC | IPP | Sealy Power Peaking Facility | TX | 62685 | SP-1 | 50 | Natural Gas Fired Combustion Turbine | NG | GT | (P) Planned for installation, but regulatory approvals not initiated | 50
2022 | 3 | 62050 | Castleman Power Development LLC | IPP | Sealy Power Peaking Facility | TX | 62685 | SP-2 | 50 | Natural Gas Fired Combustion Turbine | NG | GT | (P) Planned for installation, but regulatory approvals not initiated | 50
2022 | 3 | 62050 | Castleman Power Development LLC | IPP | Sealy Power Peaking Facility | TX | 62685 | SP-3 | 50 | Natural Gas Fired Combustion Turbine | NG | GT | (P) Planned for installation, but regulatory approvals not initiated | 50
2022 | 3 | 62050 | Castleman Power Development LLC | IPP | Sealy Power Peaking Facility | TX | 62685 | SP-4 | 50 | Natural Gas Fired Combustion Turbine | NG | GT | (P) Planned for installation, but regulatory approvals not initiated | 50
2022 | 3 | 60718 | Energy Resources USA, Inc. | IPP | Tom Bevill Lock and Dam Hydroelectric | AL | 61749 | GEN1 | 4 | Conventional Hydroelectric | WAT | HY | (P) Planned for installation, but regulatory approvals not initiated | 4
2022 | 3 | 60718 | Energy Resources USA, Inc. | IPP | Tom Bevill Lock and Dam Hydroelectric | AL | 61749 | GEN2 | 4 | Conventional Hydroelectric | WAT | HY | (P) Planned for installation, but regulatory approvals not initiated | 4
2022 | 3 | 60718 | Energy Resources USA, Inc. | IPP | Tom Bevill Lock and Dam Hydroelectric | AL | 61749 | GEN3 | 4 | Conventional Hydroelectric | WAT | HY | (P) Planned for installation, but regulatory approvals not initiated | 4
2022 | 3 | 61395 | Indeck Niles, LLC | IPP | Indeck Niles Energy Center | MI | 55460 | CT1 | 370.6 | Natural Gas Fired Combined Cycle | NG | CT | (U) Under construction, less than or equal to 50 percent complete | 370.6
2022 | 3 | 61395 | Indeck Niles, LLC | IPP | Indeck Niles Energy Center | MI | 55460 | CT2 | 370.6 | Natural Gas Fired Combined Cycle | NG | CT | (U) Under construction, less than or equal to 50 percent complete | 370.6
2022 | 3 | 61395 | Indeck Niles, LLC | IPP | Indeck Niles Energy Center | MI | 55460 | ST1 | 368.1 | Natural Gas Fired Combined Cycle | NG | CA | (U) Under construction, less than or equal to 50 percent complete | 368.1
2022 | 3 | 59137 | Palmer Renewable Energy | IPP | Palmer Renewable Energy | MA | 59336 | PRE | 42 | Wood/Wood Waste Biomass | WDS | ST | (T) Regulatory approvals received. Not under construction | 42
2022 | 4 | 60167 | Concord Blue Eagar, LLC | IPP | Concord Blue Eagar, LLC | AZ | 60374 | CB001 | 0.6 | Other Waste Biomass | OBG | IC | (L) Regulatory approvals pending. Not under construction | 0.6
2022 | 4 | 60167 | Concord Blue Eagar, LLC | IPP | Concord Blue Eagar, LLC | AZ | 60374 | CB002 | 0.6 | Other Waste Biomass | OBG | IC | (L) Regulatory approvals pending. Not under construction | 0.6
2022 | 4 | 5109 | DTE Electric Company | Electric Utility | Blue Water Energy Center | MI | 62192 | 11 | 359 | Natural Gas Fired Combined Cycle | NG | CT | (U) Under construction, less than or equal to 50 percent complete | 394.4
2022 | 4 | 5109 | DTE Electric Company | Electric Utility | Blue Water Energy Center | MI | 62192 | 12 | 359 | Natural Gas Fired Combined Cycle | NG | CT | (U) Under construction, less than or equal to 50 percent complete | 394.4
2022 | 4 | 5109 | DTE Electric Company | Electric Utility | Blue Water Energy Center | MI | 62192 | 1S | 428 | Natural Gas Fired Combined Cycle | NG | CA | (U) Under construction, less than or equal to 50 percent complete | 478.6
2022 | 4 | 62787 | Jackson Generation, LLC | IPP | Jackson Generation, LLC | IL | 62926 | 01 | 600 | Natural Gas Fired Combined Cycle | NG | CS | (T) Regulatory approvals received. Not under construction | 600
2022 | 4 | 62787 | Jackson Generation, LLC | IPP | Jackson Generation, LLC | IL | 62926 | 02 | 600 | Natural Gas Fired Combined Cycle | NG | CS | (T) Regulatory approvals received. Not under construction | 600
2022 | 4 | 63426 | RE Bravepost LLC | IPP | RE Bravepost LLC | TX | 63730 | BVPST | 200 | Solar Photovoltaic | SUN | PV | (L) Regulatory approvals pending. Not under construction | 200
2022 | 4 | 62983 | SE Athos I, LLC | IPP | Athos Solar Project | CA | 63300 | IPAT2 | 200 | Solar Photovoltaic | SUN | PV | (T) Regulatory approvals received. Not under construction | 200
2022 | 4 | 58846 | Southeast Renewable Fuels, LLC | Industrial | SRF Pulp Processing Facility | FL | 58997 | G1001 | 12 | Wood/Wood Waste Biomass | WDS | ST | (U) Under construction, less than or equal to 50 percent complete | 20
2022 | 4 | 62935 | TREX US Green Holly LLC | IPP | TREX US Green Holly | TX | 63201 | 705 | 400 | Solar Photovoltaic | SUN | PV | (L) Regulatory approvals pending. Not under construction | 400
2022 | 4 | 62935 | TREX US Green Holly LLC | IPP | TREX US Green Holly | TX | 63201 | 705-S | 5 | Batteries | MWH | BA | (L) Regulatory approvals pending. Not under construction | 5
2022 | 5 | 15399 | Avangrid Renewables LLC | IPP | Camino Solar | CA | 63508 | CS1 | 44 | Solar Photovoltaic | SUN | PV | (P) Planned for installation, but regulatory approvals not initiated | 44
2022 | 5 | 15399 | Avangrid Renewables LLC | IPP | Camino Solar | CA | 63508 | CS2 | 11 | Batteries | MWH | BA | (P) Planned for installation, but regulatory approvals not initiated | 11
2022 | 6 | 61541 | 1634 Solar, LLC | IPP | 1634 Solar | SC | 61935 | 3 | 2 | Solar Photovoltaic | SUN | PV | (T) Regulatory approvals received. Not under construction | 2
2022 | 6 | 61222 | 174 Power Global Corp. | IPP | Kupehau | HI | 63799 | KUP01 | 60 | Solar Photovoltaic | SUN | PV | (P) Planned for installation, but regulatory approvals not initiated | 60
2022 | 6 | 61222 | 174 Power Global Corp. | IPP | Kupehau | HI | 63799 | KUPB1 | 60 | Batteries | MWH | BA | (P) Planned for installation, but regulatory approvals not initiated | 60
2022 | 6 | 62921 | Arroyo Solar LLC | IPP | Arroyo Solar Energy Storage Hybrid | NM | 63172 | ARESS | 40 | Batteries | MWH | BA | (P) Planned for installation, but regulatory approvals not initiated | 40
2022 | 6 | 62921 | Arroyo Solar LLC | IPP | Arroyo Solar Energy Storage Hybrid | NM | 63172 | ARSOL | 300 | Solar Photovoltaic | SUN | PV | (P) Planned for installation, but regulatory approvals not initiated | 300
2022 | 6 | 61711 | Ashley Solar (SC) | IPP | Ashley Solar (SC) | SC | 62179 | 21 | 2 | Solar Photovoltaic | SUN | PV | (T) Regulatory approvals received. Not under construction | 2
2022 | 6 | 61712 | Atlantic Solar | IPP | Atlantic Solar | SC | 62180 | 22 | 1 | Solar Photovoltaic | SUN | PV | (T) Regulatory approvals received. Not under construction | 1
2022 | 6 | 61713 | B & K Solar | IPP | B & K Solar | SC | 62181 | 23 | 63 | Solar Photovoltaic | SUN | PV | (T) Regulatory approvals received. Not under construction | 63
2022 | 6 | 61544 | Bani Solar, LLC | IPP | Bani Solar | SC | 61938 | 4 | 2 | Solar Photovoltaic | SUN | PV | (T) Regulatory approvals received. Not under construction | 2
2022 | 6 | 61714 | Battle Solar | IPP | Battle Solar | SC | 62182 | 24 | 2 | Solar Photovoltaic | SUN | PV | (T) Regulatory approvals received. Not under construction | 2
2022 | 6 | 61715 | Bell Solar | IPP | Bell Solar | SC | 62183 | 25 | 6.1 | Solar Photovoltaic | SUN | PV | (T) Regulatory approvals received. Not under construction | 6.1
2022 | 6 | 61716 | Big Fork Solar | IPP | Big Fork Solar | SC | 62184 | 26 | 74.9 | Solar Photovoltaic | SUN | PV | (T) Regulatory approvals received. Not under construction | 74.9
2022 | 6 | 61717 | Birch Solar | IPP | Birch Solar | SC | 62185 | 27 | 2 | Solar Photovoltaic | SUN | PV | (T) Regulatory approvals received. Not under construction | 2
2022 | 6 | 61519 | Blackville Solar Farm, LLC | IPP | Blackville Solar Farm, LLC | SC | 61918 | 1 | 7.2 | Solar Photovoltaic | SUN | PV | (U) Under construction, less than or equal to 50 percent complete | 7.2
2022 | 6 | 62920 | Cabin Point Solar Center LLC | IPP | Cabin Point Solar Center | VA | 63134 | CBNPT | 75 | Solar Photovoltaic | SUN | PV | (P) Planned for installation, but regulatory approvals not initiated | 75
2022 | 6 | 60395 | California Ethanol Power, LLC | Industrial | CE&P Imperial Valley 1 | CA | 60670 | 1 | 50 | All Other | OTH | CC | (T) Regulatory approvals received. Not under construction | 50
2022 | 6 | 61718 | Chapman Solar | IPP | Chapman Solar | SC | 62186 | 28 | 2 | Solar Photovoltaic | SUN | PV | (T) Regulatory approvals received. Not under construction | 2
2022 | 6 | 61719 | Clark Solar | IPP | Clark Solar | SC | 62187 | 29 | 2 | Solar Photovoltaic | SUN | PV | (T) Regulatory approvals received. Not under construction | 2
2022 | 6 | 61720 | Colleton Solar | IPP | Colleton Solar | SC | 62188 | 30 | 75 | Solar Photovoltaic | SUN | PV | (T) Regulatory approvals received. Not under construction | 75
2022 | 6 | 61721 | Collins Farm Solar | IPP | Collins Farm Solar | SC | 62189 | 31 | 5.4 | Solar Photovoltaic | SUN | PV | (T) Regulatory approvals received. Not under construction | 5.4
2022 | 6 | 61722 | Crossroads Solar | IPP | Crossroads Solar | SC | 62190 | 32 | 67.7 | Solar Photovoltaic | SUN | PV | (T) Regulatory approvals received. Not under construction | 67.7
2022 | 6 | 61729 | Culpepper Solar | IPP | Culpepper Solar | SC | 62221 | 33 | 69.5 | Solar Photovoltaic | SUN | PV | (T) Regulatory approvals received. Not under construction | 69.5
2022 | 6 | 61730 | Dadswell Solar | IPP | Dadswell Solar | SC | 62222 | 34 | 1 | Solar Photovoltaic | SUN | PV | (T) Regulatory approvals received. Not under construction | 1
2022 | 6 | 61731 | Denmark Solar | IPP | Denmark Solar | SC | 62211 | 35 | 6 | Solar Photovoltaic | SUN | PV | (T) Regulatory approvals received. Not under construction | 6
2022 | 6 | 61732 | Fairfield Solar | IPP | Fairfield Solar | SC | 62212 | 36 | 10 | Solar Photovoltaic | SUN | PV | (T) Regulatory approvals received. Not under construction | 10
2022 | 6 | 61733 | Fishwater Solar | IPP | Fishwater Solar | SC | 62213 | 37 | 2 | Solar Photovoltaic | SUN | PV | (T) Regulatory approvals received. Not under construction | 2
2022 | 6 | 6452 | Florida Power & Light Co | Electric Utility | Lauderdale | FL | 613 | 7GT1 | 385.6 | Natural Gas Fired Combined Cycle | NG | CT | (T) Regulatory approvals received. Not under construction | 385.6
2022 | 6 | 6452 | Florida Power & Light Co | Electric Utility | Lauderdale | FL | 613 | 7GT2 | 385.6 | Natural Gas Fired Combined Cycle | NG | CT | (T) Regulatory approvals received. Not under construction | 385.6
2022 | 6 | 6452 | Florida Power & Light Co | Electric Utility | Lauderdale | FL | 613 | ST7 | 391.8 | Natural Gas Fired Combined Cycle | NG | CA | (T) Regulatory approvals received. Not under construction | 391.8
2022 | 6 | 61735 | Foreman Solar | IPP | Foreman Solar | SC | 62215 | 39 | 6.4 | Solar Photovoltaic | SUN | PV | (T) Regulatory approvals received. Not under construction | 6.4
2022 | 6 | 61737 | GEB Solar | IPP | GEB Solar | SC | 62217 | 40 | 60 | Solar Photovoltaic | SUN | PV | (T) Regulatory approvals received. Not under construction | 60
2022 | 6 | 61738 | Gedosch Solar II | IPP | Gedosch Solar II | SC | 62218 | 42 | 2 | Solar Photovoltaic | SUN | PV | (T) Regulatory approvals received. Not under construction | 2
2022 | 6 | 63437 | Helena Wind, LLC | IPP | Helena Wind | TX | 63738 | HEL | 175 | Onshore Wind Turbine | WND | WT | (L) Regulatory approvals pending. Not under construction | 175
2022 | 6 | 61746 | Holliday Solar I | IPP | Holliday Solar I | SC | 62229 | 43 | 75 | Solar Photovoltaic | SUN | PV | (T) Regulatory approvals received. Not under construction | 75
2022 | 6 | 61749 | Jackson Solar | IPP | Jackson Solar | SC | 62232 | 46 | 14 | Solar Photovoltaic | SUN | PV | (T) Regulatory approvals received. Not under construction | 14
2022 | 6 | 61750 | Jefferson Solar | IPP | Jefferson Solar | SC | 62233 | 47 | 8.2 | Solar Photovoltaic | SUN | PV | (T) Regulatory approvals received. Not under construction | 8.2
2022 | 6 | 61751 | Juniper Solar | IPP | Juniper Solar | SC | 62234 | 48 | 65.5 | Solar Photovoltaic | SUN | PV | (T) Regulatory approvals received. Not under construction | 65.5
2022 | 6 | 61752 | Lone Star Solar | IPP | Lone Star Solar | SC | 62235 | 49 | 66 | Solar Photovoltaic | SUN | PV | (T) Regulatory approvals received. Not under construction | 66
2022 | 6 | 61753 | Luz Solar | IPP | Luz Solar | SC | 62236 | 50 | 2 | Solar Photovoltaic | SUN | PV | (T) Regulatory approvals received. Not under construction | 2
2022 | 6 | 61755 | Marshall Solar | IPP | Marshall Solar | SC | 62238 | 52 | 2 | Solar Photovoltaic | SUN | PV | (T) Regulatory approvals received. Not under construction | 2
2022 | 6 | 61796 | Martin Central Solar | IPP | Martin Central Solar | SC | 62285 | 53 | 2 | Solar Photovoltaic | SUN | PV | (T) Regulatory approvals received. Not under construction | 2
2022 | 6 | 61787 | Martin East Solar | IPP | Martin East Solar | SC | 62276 | 54 | 2 | Solar Photovoltaic | SUN | PV | (T) Regulatory approvals received. Not under construction | 2
2022 | 6 | 61788 | Martin West Solar | IPP | Martin West Solar | SC | 62277 | 55 | 2 | Solar Photovoltaic | SUN | PV | (T) Regulatory approvals received. Not under construction | 2
2022 | 6 | 61789 | McClain Solar | IPP | McClain Solar | SC | 62278 | 56 | 17.3 | Solar Photovoltaic | SUN | PV | (T) Regulatory approvals received. Not under construction | 17.3
2022 | 6 | 61790 | McCormick Solar | IPP | McCormick Solar | SC | 62279 | 57 | 2 | Solar Photovoltaic | SUN | PV | (T) Regulatory approvals received. Not under construction | 2
2022 | 6 | 61791 | Melsam Solar | IPP | Melsam Solar | SC | 62280 | 58 | 60.5 | Solar Photovoltaic | SUN | PV | (T) Regulatory approvals received. Not under construction | 60.5
2022 | 6 | 61792 | Middleton Solar | IPP | Middleton Solar | SC | 62281 | 59 | 2 | Solar Photovoltaic | SUN | PV | (T) Regulatory approvals received. Not under construction | 2
2022 | 6 | 61793 | Pee Dee Solar I | IPP | Pee Dee Solar I | SC | 62282 | 60 | 2 | Solar Photovoltaic | SUN | PV | (T) Regulatory approvals received. Not under construction | 2
2022 | 6 | 61794 | Pee Dee Solar II | IPP | Pee Dee Solar II | SC | 62283 | 61 | 2 | Solar Photovoltaic | SUN | PV | (T) Regulatory approvals received. Not under construction | 2
2022 | 6 | 61795 | Power Solar | IPP | Power Solar | SC | 62284 | 62 | 3 | Solar Photovoltaic | SUN | PV | (T) Regulatory approvals received. Not under construction | 3
2022 | 6 | 61804 | Pruger Solar I | IPP | Pruger Solar I | SC | 62292 | 63 | 2 | Solar Photovoltaic | SUN | PV | (T) Regulatory approvals received. Not under construction | 2
2022 | 6 | 61805 | Pruger Solar II | IPP | Pruger Solar II | SC | 62293 | 64 | 2 | Solar Photovoltaic | SUN | PV | (T) Regulatory approvals received. Not under construction | 2
2022 | 6 | 61806 | Pruger Solar III | IPP | Pruger Solar III | SC | 62294 | 65 | 2 | Solar Photovoltaic | SUN | PV | (T) Regulatory approvals received. Not under construction | 2
2022 | 6 | 15473 | Public Service Co of NM | Electric Utility | Pinon Energy Center | NM | 63281 | GT1 | 42.3 | Natural Gas Fired Combustion Turbine | NG | GT | (L) Regulatory approvals pending. Not under construction | 41.8
2022 | 6 | 15473 | Public Service Co of NM | Electric Utility | Pinon Energy Center | NM | 63281 | GT2 | 42.3 | Natural Gas Fired Combustion Turbine | NG | GT | (L) Regulatory approvals pending. Not under construction | 41.8
2022 | 6 | 15473 | Public Service Co of NM | Electric Utility | Pinon Energy Center | NM | 63281 | GT3 | 42.3 | Natural Gas Fired Combustion Turbine | NG | GT | (L) Regulatory approvals pending. Not under construction | 41.8
2022 | 6 | 15473 | Public Service Co of NM | Electric Utility | Pinon Energy Center | NM | 63281 | GT4 | 42.3 | Natural Gas Fired Combustion Turbine | NG | GT | (L) Regulatory approvals pending. Not under construction | 41.8
2022 | 6 | 15473 | Public Service Co of NM | Electric Utility | Pinon Energy Center | NM | 63281 | GT5 | 42.3 | Natural Gas Fired Combustion Turbine | NG | GT | (L) Regulatory approvals pending. Not under construction | 41.8
2022 | 6 | 15473 | Public Service Co of NM | Electric Utility | Pinon Energy Center | NM | 63281 | GT6 | 42.3 | Natural Gas Fired Combustion Turbine | NG | GT | (L) Regulatory approvals pending. Not under construction | 41.8
2022 | 6 | 15473 | Public Service Co of NM | Electric Utility | Pinon Energy Center | NM | 63281 | GT7 | 42.3 | Natural Gas Fired Combustion Turbine | NG | GT | (L) Regulatory approvals pending. Not under construction | 41.8
2022 | 6 | 61807 | Quest Solar | IPP | Quest Solar | SC | 62299 | 66 | 40 | Solar Photovoltaic | SUN | PV | (T) Regulatory approvals received. Not under construction | 40
2022 | 6 | 62694 | Rappahannock Solar, LLC | IPP | Rappahannock Solar, LLC | VA | 62780 | 100 | 1.5 | Solar Photovoltaic | SUN | PV | (T) Regulatory approvals received. Not under construction | 1.5
2022 | 6 | 54866 | Robinson Power Company LLC | IPP | Robinson Power Company LLC | PA | 56453 | CTG1 | 950 | Natural Gas Fired Combined Cycle | NG | CC | (L) Regulatory approvals pending. Not under construction | 1022.9
2022 | 6 | 61808 | Rollins Solar | IPP | Rollins Solar | SC | 62295 | 67 | 63 | Solar Photovoltaic | SUN | PV | (T) Regulatory approvals received. Not under construction | 63
2022 | 6 | 61809 | Ross Solar | IPP | Ross Solar | SC | 62296 | 68 | 75 | Solar Photovoltaic | SUN | PV | (T) Regulatory approvals received. Not under construction | 75
2022 | 6 | 61810 | Rutledge Solar | IPP | Rutledge Solar | SC | 62297 | 69 | 2 | Solar Photovoltaic | SUN | PV | (T) Regulatory approvals received. Not under construction | 2
2022 | 6 | 61814 | Sandifer Solar | IPP | Sandifer Solar | SC | 62298 | 70 | 2 | Solar Photovoltaic | SUN | PV | (T) Regulatory approvals received. Not under construction | 2
2022 | 6 | 61828 | Scarlet Solar | IPP | Scarlet Solar | SC | 62307 | 71 | 2 | Solar Photovoltaic | SUN | PV | (T) Regulatory approvals received. Not under construction | 2
2022 | 6 | 61829 | Shem Solar | IPP | Shem Solar | SC | 62308 | 72 | 2 | Solar Photovoltaic | SUN | PV | (T) Regulatory approvals received. Not under construction | 2
2022 | 6 | 61830 | Shining Sun Solar | IPP | Shining Sun Solar | SC | 62309 | 73 | 40 | Solar Photovoltaic | SUN | PV | (T) Regulatory approvals received. Not under construction | 40
2022 | 6 | 61831 | Shorthorn Solar | IPP | Shorthorn Solar | SC | 62310 | 74 | 60.5 | Solar Photovoltaic | SUN | PV | (T) Regulatory approvals received. Not under construction | 60.5
2022 | 6 | 61832 | Snoopy Solar | IPP | Snoopy Solar | SC | 62311 | 75 | 2 | Solar Photovoltaic | SUN | PV | (T) Regulatory approvals received. Not under construction | 2
2022 | 6 | 61833 | Southard Solar | IPP | Southard Solar | SC | 62312 | 76 | 6 | Solar Photovoltaic | SUN | PV | (T) Regulatory approvals received. Not under construction | 6
2022 | 6 | 57109 | St Joseph Energy Center LLC | IPP | St Joseph Energy Center | IN | 57794 | CT4 | 237 | Natural Gas Fired Combined Cycle | NG | CT | (T) Regulatory approvals received. Not under construction | 238
2022 | 6 | 61834 | Stamey Solar | IPP | Stamey Solar | SC | 62313 | 77 | 1 | Solar Photovoltaic | SUN | PV | (T) Regulatory approvals received. Not under construction | 2
2022 | 6 | 61835 | Tarpon Solar I | IPP | Tarpon Solar I | SC | 62314 | 78 | 2 | Solar Photovoltaic | SUN | PV | (T) Regulatory approvals received. Not under construction | 2
2022 | 6 | 61836 | Tedder Solar | IPP | Tedder Solar | SC | 62315 | 79 | 2 | Solar Photovoltaic | SUN | PV | (T) Regulatory approvals received. Not under construction | 2
2022 | 6 | 61837 | Ten Governors Solar | IPP | Ten Governors Solar | SC | 62316 | 80 | 28 | Solar Photovoltaic | SUN | PV | (T) Regulatory approvals received. Not under construction | 28
2022 | 6 | 61862 | Thomas Solar | IPP | Thomas Solar | SC | 62352 | 81 | 2 | Solar Photovoltaic | SUN | PV | (T) Regulatory approvals received. Not under construction | 2
2022 | 6 | 61861 | Topaz Solar | IPP | Topaz Solar (SC) | SC | 62349 | 82 | 2 | Solar Photovoltaic | SUN | PV | (T) Regulatory approvals received. Not under construction | 2
2022 | 6 | 61860 | Trask East Solar | IPP | Trask East Solar | SC | 62346 | 83 | 12 | Solar Photovoltaic | SUN | PV | (T) Regulatory approvals received. Not under construction | 12
2022 | 6 | 59056 | Tri Global Energy, LLC | IPP | Cone Renewable Energy Project, LLC | TX | 60272 | WT1 | 300 | Onshore Wind Turbine | WND | WT | (P) Planned for installation, but regulatory approvals not initiated | 300
2022 | 6 | 59056 | Tri Global Energy, LLC | IPP | Crosby County Wind Farm, LLC | TX | 60273 | WT1 | 120 | Onshore Wind Turbine | WND | WT | (P) Planned for installation, but regulatory approvals not initiated | 120
2022 | 6 | 61859 | Ulmer Solar | IPP | Ulmer Solar | SC | 62343 | 85 | 22 | Solar Photovoltaic | SUN | PV | (T) Regulatory approvals received. Not under construction | 22
2022 | 6 | 62650 | Victorville Energy Center, LLC | Industrial | Victorville Energy Center, LLC (CA) | CA | 62726 | 1 | 20.1 | All Other | WH | ST | (P) Planned for installation, but regulatory approvals not initiated | 20.1
2022 | 6 | 61868 | WSW Solar | IPP | WSW Solar | SC | 62350 | 86 | 10.8 | Solar Photovoltaic | SUN | PV | (T) Regulatory approvals received. Not under construction | 10.8
2022 | 6 | 61863 | Washington Solar (SC) | IPP | Washington Solar (SC) | SC | 62342 | 87 | 2 | Solar Photovoltaic | SUN | PV | (T) Regulatory approvals received. Not under construction | 2
2022 | 6 | 61864 | Washington Solar II (SC) | IPP | Washington Solar II (SC) | SC | 62344 | 88 | 2 | Solar Photovoltaic | SUN | PV | (T) Regulatory approvals received. Not under construction | 2
2022 | 6 | 61865 | Wayfair Solar | IPP | Wayfair Solar | SC | 62345 | 89 | 2 | Solar Photovoltaic | SUN | PV | (T) Regulatory approvals received. Not under construction | 2
2022 | 6 | 61866 | Weaver Solar | IPP | Weaver Solar | SC | 62347 | 90 | 2 | Solar Photovoltaic | SUN | PV | (T) Regulatory approvals received. Not under construction | 2
2022 | 6 | 61869 | Wysong Solar | IPP | Wysong Solar | SC | 62351 | 92 | 2.3 | Solar Photovoltaic | SUN | PV | (T) Regulatory approvals received. Not under construction | 2.3
2022 | 6 | 61870 | Yemassee Solar | IPP | Yemassee Solar | SC | 62353 | 93 | 10 | Solar Photovoltaic | SUN | PV | (T) Regulatory approvals received. Not under construction | 10
2022 | 6 | 61871 | York Solar | IPP | York Solar | SC | 62354 | 94 | 2 | Solar Photovoltaic | SUN | PV | (T) Regulatory approvals received. Not under construction | 2
2022 | 7 | 49893 | Invenergy Services LLC | IPP | Delilah Solar Energy LLC | TX | 63194 | GEN1 | 250 | Solar Photovoltaic | SUN | PV | (U) Under construction, less than or equal to 50 percent complete | 250
2022 | 7 | 62842 | Lightsource Renewable Energy Asset Management, LLC | IPP | Blackbear Solar 1 | AL | 63765 | ALBB1 | 100 | Solar Photovoltaic | SUN | PV | (P) Planned for installation, but regulatory approvals not initiated | 100
2022 | 7 | 62936 | TREX US Red Holly LLC | IPP | TREX US Red Holly | TX | 63202 | 701 | 250 | Solar Photovoltaic | SUN | PV | (L) Regulatory approvals pending. Not under construction | 250
2022 | 8 | 60796 | 91MC 8me LLC | IPP | Peak Valley Solar Farm | CA | 61167 | 91MC8 | 200 | Solar Photovoltaic | SUN | PV | (P) Planned for installation, but regulatory approvals not initiated | 200
2022 | 8 | 62806 | Guernsey Power Station LLC | IPP | Guernsey Power Station | OH | 62949 | GPS1 | 612 | Natural Gas Fired Combined Cycle | NG | CS | (L) Regulatory approvals pending. Not under construction | 685
2022 | 9 | 62806 | Guernsey Power Station LLC | IPP | Guernsey Power Station | OH | 62949 | GPS2 | 612 | Natural Gas Fired Combined Cycle | NG | CS | (L) Regulatory approvals pending. Not under construction | 685
2022 | 9 | 63416 | Ho'Ohana Solar 1 LLC | IPP | Ho'Ohana Solar 1 | HI | 63723 | H0001 | 52 | Solar Photovoltaic | SUN | PV | (P) Planned for installation, but regulatory approvals not initiated | 52
2022 | 9 | 63416 | Ho'Ohana Solar 1 LLC | IPP | Ho'Ohana Solar 1 | HI | 63723 | HESS1 | 52 | Batteries | MWH | BA | (P) Planned for installation, but regulatory approvals not initiated | 52
2022 | 9 | 62842 | Lightsource Renewable Energy Asset Management, LLC | IPP | Happy Solar 1 | AR | 63766 | ARHA1 | 95 | Solar Photovoltaic | SUN | PV | (P) Planned for installation, but regulatory approvals not initiated | 95
2022 | 10 | 62709 | Bakerstand Solar LLC | IPP | Bakerstand Solar (NY) | NY | 62811 | BKSTD | 20 | Solar Photovoltaic | SUN | PV | (P) Planned for installation, but regulatory approvals not initiated | 20
2022 | 10 | 62806 | Guernsey Power Station LLC | IPP | Guernsey Power Station | OH | 62949 | GPS3 | 612 | Natural Gas Fired Combined Cycle | NG | CS | (L) Regulatory approvals pending. Not under construction | 685
2022 | 10 | 59761 | McLean Homestead, LLC | IPP | McLean Homestead | NC | 60020 | PV1 | 4.9 | Solar Photovoltaic | SUN | PV | (L) Regulatory approvals pending. Not under construction | 4.9
2022 | 11 | 60797 | 68SF 8me LLC | IPP | Eland Solar & Storage Center, Phase 1 Hybrid | CA | 61168 | 61168 | 150 | Batteries | MWH | BA | (P) Planned for installation, but regulatory approvals not initiated | 150
2022 | 11 | 60797 | 68SF 8me LLC | IPP | Eland Solar & Storage Center, Phase 1 Hybrid | CA | 61168 | 68SF8 | 200 | Solar Photovoltaic | SUN | PV | (P) Planned for installation, but regulatory approvals not initiated | 200
2022 | 11 | 7140 | Georgia Power Co | Electric Utility | Vogtle | GA | 649 | 4 | 1100 | Nuclear | NUC | ST | (U) Under construction, less than or equal to 50 percent complete | 1100
2022 | 12 | 61222 | 174 Power Global Corp. | IPP | Atlas | AZ | 63798 | ATL01 | 300 | Solar Photovoltaic | SUN | PV | (P) Planned for installation, but regulatory approvals not initiated | 300
2022 | 12 | 61222 | 174 Power Global Corp. | IPP | Atlas | AZ | 63798 | ATLB1 | 300 | Batteries | MWH | BA | (P) Planned for installation, but regulatory approvals not initiated | 300
2022 | 12 | 63448 | Aiya Solar CEI, LLC | IPP | Aiya Solar Project | NV | 59869 | GEN01 | 100 | Solar Photovoltaic | SUN | PV | (P) Planned for installation, but regulatory approvals not initiated | 100
2022 | 12 | 61768 | Arrow Canyon Solar LLC | IPP | Arrow Canyon Solar Hybrid | NV | 62248 | 1 | 200 | Solar Photovoltaic | SUN | PV | (P) Planned for installation, but regulatory approvals not initiated | 200
2022 | 12 | 61768 | Arrow Canyon Solar LLC | IPP | Arrow Canyon Solar Hybrid | NV | 62248 | 2 | 75 | Batteries | MWH | BA | (P) Planned for installation, but regulatory approvals not initiated | 75
2022 | 12 | 15399 | Avangrid Renewables LLC | IPP | Midland Wind | IL | 63003 | 1 | 115 | Onshore Wind Turbine | WND | WT | (P) Planned for installation, but regulatory approvals not initiated | 115
2022 | 12 | 63421 | Biggs Ford Solar Center, LLC | IPP | Biggs Ford Solar Center | MD | 61321 | BFSC | 15 | Solar Photovoltaic | SUN | PV | (P) Planned for installation, but regulatory approvals not initiated | 15
2022 | 12 | 61386 | C4GT, LLC | IPP | C4GT | VA | 61760 | C4GT | 1060 | Natural Gas Fired Combined Cycle | NG | CC | (T) Regulatory approvals received. Not under construction | 1060
2022 | 12 | 59432 | Clear Creek Power | IPP | Highland Park Project | CO | 59659 | HPWT | 181 | Onshore Wind Turbine | WND | WT | (P) Planned for installation, but regulatory approvals not initiated | 181
2022 | 12 | 56769 | Consolidated Edison Development Inc. | IPP | Burt County Wind | NE | 61511 | BCNE | 75 | Onshore Wind Turbine | WND | WT | (L) Regulatory approvals pending. Not under construction | 75
2022 | 12 | 54803 | Dynegy Oakland, LLC | IPP | Dynegy Oakland Power Plant | CA | 6211 | GEN4 | 36.3 | Batteries | MWH | BA | (P) Planned for installation, but regulatory approvals not initiated | 36.3
2022 | 12 | 62760 | EDPR CA Solar Park VI LLC | IPP | EDPR CA Solar Park VI LLC (CA) Hybrid | CA | 62892 | SONR2 | 40 | Batteries | MWH | BA | (T) Regulatory approvals received. Not under construction | 40
2022 | 12 | 62760 | EDPR CA Solar Park VI LLC | IPP | EDPR CA Solar Park VI LLC (CA) Hybrid | CA | 62892 | SONRI | 200 | Solar Photovoltaic | SUN | PV | (T) Regulatory approvals received. Not under construction | 201
2022 | 12 | 59380 | Enel Green Power NA, Inc. | IPP | Cascade Energy Storage, LLC | CA | 61801 | 10002 | 25 | Batteries | MWH | BA | (L) Regulatory approvals pending. Not under construction | 25
2022 | 12 | 59380 | Enel Green Power NA, Inc. | IPP | Sierra Energy Storage, LLC | CA | 61803 | 10003 | 10 | Batteries | MWH | BA | (L) Regulatory approvals pending. Not under construction | 10
2022 | 12 | 56615 | First Solar Project Development | IPP | Portal Ridge Solar A, LLC | CA | 60309 | GEN01 | 18.5 | Solar Photovoltaic | SUN | PV | (L) Regulatory approvals pending. Not under construction | 18.5
2022 | 12 | 56615 | First Solar Project Development | IPP | Willow Spring Solar 3, LLC | CA | 60325 | GEN01 | 75 | Solar Photovoltaic | SUN | PV | (T) Regulatory approvals received. Not under construction | 75
2022 | 12 | 56615 | First Solar Project Development | IPP | Windhub Solar B, LLC | CA | 59969 | GEN01 | 20 | Solar Photovoltaic | SUN | PV | (L) Regulatory approvals pending. Not under construction | 20
2022 | 12 | 60411 | Friesian Holdings, LLC | IPP | Friesian Holdings | NC | 60692 | PV1 | 75 | Solar Photovoltaic | SUN | PV | (L) Regulatory approvals pending. Not under construction | 75
2022 | 12 | 61736 | Gaines Solar | IPP | Gaines Solar | SC | 62216 | 41 | 2 | Solar Photovoltaic | SUN | PV | (T) Regulatory approvals received. Not under construction | 2
2022 | 12 | 58880 | Gallegos Wind Farm LLC | IPP | Gallegos Wind Farm, Phase 1 | NM | 59047 | GEN 1 | 180 | Onshore Wind Turbine | WND | WT | (P) Planned for installation, but regulatory approvals not initiated | 180
2022 | 12 | 62008 | Hale Kuawehi Solar LLC | IPP | Hale Kuawehi Solar Hybrid | HI | 62529 | HKBA | 30 | Batteries | MWH | BA | (P) Planned for installation, but regulatory approvals not initiated | 30
2022 | 12 | 62008 | Hale Kuawehi Solar LLC | IPP | Hale Kuawehi Solar Hybrid | HI | 62529 | HKSOL | 30 | Solar Photovoltaic | SUN | PV | (P) Planned for installation, but regulatory approvals not initiated | 30
2022 | 12 | 61638 | Harrison Power LLC | IPP | Cadiz Power Plant | OH | 62153 | GEN 1 | 550 | Natural Gas Fired Combined Cycle | NG | CS | (P) Planned for installation, but regulatory approvals not initiated | 660
2022 | 12 | 61638 | Harrison Power LLC | IPP | Cadiz Power Plant | OH | 62153 | GEN 2 | 550 | Natural Gas Fired Combined Cycle | NG | CS | (P) Planned for installation, but regulatory approvals not initiated | 660
2022 | 12 | 49893 | Invenergy Services LLC | IPP | Samson Solar Energy | TX | 63211 | GEN1 | 250 | Solar Photovoltaic | SUN | PV | (U) Under construction, less than or equal to 50 percent complete | 250
2022 | 12 | 49893 | Invenergy Services LLC | IPP | Tip Top Solar Energy Center LLC | NM | 63028 | GEN1 | 220 | Solar Photovoltaic | SUN | PV | (P) Planned for installation, but regulatory approvals not initiated | 220
2022 | 12 | 58804 | Lake Erie Energy Development Corp | IPP | Icebreaker Offshore Wind Farm | OH | 58941 | WTG1 | 3.4 | Offshore Wind Turbine | WND | WS | (L) Regulatory approvals pending. Not under construction | 3.4
2022 | 12 | 58804 | Lake Erie Energy Development Corp | IPP | Icebreaker Offshore Wind Farm | OH | 58941 | WTG2 | 3.4 | Offshore Wind Turbine | WND | WS | (L) Regulatory approvals pending. Not under construction | 3.4
2022 | 12 | 58804 | Lake Erie Energy Development Corp | IPP | Icebreaker Offshore Wind Farm | OH | 58941 | WTG3 | 3.4 | Offshore Wind Turbine | WND | WS | (L) Regulatory approvals pending. Not under construction | 3.4
2022 | 12 | 58804 | Lake Erie Energy Development Corp | IPP | Icebreaker Offshore Wind Farm | OH | 58941 | WTG4 | 3.4 | Offshore Wind Turbine | WND | WS | (L) Regulatory approvals pending. Not under construction | 3.4
2022 | 12 | 58804 | Lake Erie Energy Development Corp | IPP | Icebreaker Offshore Wind Farm | OH | 58941 | WTG5 | 3.4 | Offshore Wind Turbine | WND | WS | (L) Regulatory approvals pending. Not under construction | 3.4
2022 | 12 | 58804 | Lake Erie Energy Development Corp | IPP | Icebreaker Offshore Wind Farm | OH | 58941 | WTG6 | 3.4 | Offshore Wind Turbine | WND | WS | (L) Regulatory approvals pending. Not under construction | 3.4
2022 | 12 | 61596 | Lincoln Land Energy Center LLC | IPP | Lincoln Land Energy Center | IL | 62022 | GEN1 | 520 | Natural Gas Fired Combined Cycle | NG | CS | (P) Planned for installation, but regulatory approvals not initiated | 638.4
2022 | 12 | 61596 | Lincoln Land Energy Center LLC | IPP | Lincoln Land Energy Center | IL | 62022 | GEN2 | 520 | Natural Gas Fired Combined Cycle | NG | CS | (P) Planned for installation, but regulatory approvals not initiated | 638.4
2022 | 12 | 62663 | Lock 13 Hydro Partners | IPP | Evelyn Hydroelectric Project | KY | 62748 | 1 | 0.6 | Conventional Hydroelectric | WAT | HY | (L) Regulatory approvals pending. Not under construction | 0.6
2022 | 12 | 62663 | Lock 13 Hydro Partners | IPP | Evelyn Hydroelectric Project | KY | 62748 | 2 | 0.6 | Conventional Hydroelectric | WAT | HY | (L) Regulatory approvals pending. Not under construction | 0.6
2022 | 12 | 62663 | Lock 13 Hydro Partners | IPP | Evelyn Hydroelectric Project | KY | 62748 | 3 | 0.6 | Conventional Hydroelectric | WAT | HY | (L) Regulatory approvals pending. Not under construction | 0.6
2022 | 12 | 62663 | Lock 13 Hydro Partners | IPP | Evelyn Hydroelectric Project | KY | 62748 | 4 | 0.6 | Conventional Hydroelectric | WAT | HY | (L) Regulatory approvals pending. Not under construction | 0.6
2022 | 12 | 62663 | Lock 13 Hydro Partners | IPP | Evelyn Hydroelectric Project | KY | 62748 | 5 | 0.6 | Conventional Hydroelectric | WAT | HY | (L) Regulatory approvals pending. Not under construction | 0.6
2022 | 12 | 61422 | Mason Dixon Solar Center, LLC | IPP | Mason Dixon Solar Center | MD | 61797 | PV | 20 | Solar Photovoltaic | SUN | PV | (P) Planned for installation, but regulatory approvals not initiated | 20
2022 | 12 | 63427 | Neptune Energy Center, LLC | IPP | Neptune Energy Center | CO | 63731 | NT325 | 325 | Solar Photovoltaic | SUN | PV | (P) Planned for installation, but regulatory approvals not initiated | 375
2022 | 12 | 63238 | OE_ALC | IPP | AL Solar C LLC | AL | 63513 | OEALC | 80 | Solar Photovoltaic | SUN | PV | (T) Regulatory approvals received. Not under construction | 80
2022 | 12 | 62036 | Paeahu Solar LLC | IPP | Paeahu Solar Hybrid | HI | 62534 | PHBA | 15 | Batteries | MWH | BA | (P) Planned for installation, but regulatory approvals not initiated | 15
2022 | 12 | 62036 | Paeahu Solar LLC | IPP | Paeahu Solar Hybrid | HI | 62534 | PHSOL | 15 | Solar Photovoltaic | SUN | PV | (P) Planned for installation, but regulatory approvals not initiated | 15
2022 | 12 | 58842 | Power Company of Wyoming LLC | IPP | Chokecherry and Sierra Madre Wind | WY | 58987 | I-A | 500 | Onshore Wind Turbine | WND | WT | (U) Under construction, less than or equal to 50 percent complete | 500
2022 | 12 | 61069 | RE Gaskell West LLC | IPP | RE Gaskell West 2 LLC | CA | 61446 | PV2 | 45 | Solar Photovoltaic | SUN | PV | (P) Planned for installation, but regulatory approvals not initiated | 45
2022 | 12 | 61069 | RE Gaskell West LLC | IPP | RE Gaskell West 3 LLC | CA | 61447 | PV3 | 20 | Solar Photovoltaic | SUN | PV | (P) Planned for installation, but regulatory approvals not initiated | 20
2022 | 12 | 61069 | RE Gaskell West LLC | IPP | RE Gaskell West 4 LLC | CA | 61448 | PV4 | 20 | Solar Photovoltaic | SUN | PV | (P) Planned for installation, but regulatory approvals not initiated | 20
2022 | 12 | 61069 | RE Gaskell West LLC | IPP | RE Gaskell West 5 LLC | CA | 61449 | PV5 | 20 | Solar Photovoltaic | SUN | PV | (P) Planned for installation, but regulatory approvals not initiated | 20
2022 | 12 | 56215 | RWE Renewables Americas LLC | IPP | Pinckard Solar | AL | 62787 | PCKND | 79.7 | Solar Photovoltaic | SUN | PV | (L) Regulatory approvals pending. Not under construction | 85.1
2022 | 12 | 21554 | Seminole Electric Cooperative Inc | Electric Utility | Seminole (FL) | FL | 136 | CT1 | 349.8 | Natural Gas Fired Combined Cycle | NG | CT | (L) Regulatory approvals pending. Not under construction | 384.2
2022 | 12 | 21554 | Seminole Electric Cooperative Inc | Electric Utility | Seminole (FL) | FL | 136 | CT2 | 349.8 | Natural Gas Fired Combined Cycle | NG | CT | (L) Regulatory approvals pending. Not under construction | 384.2
2022 | 12 | 21554 | Seminole Electric Cooperative Inc | Electric Utility | Seminole (FL) | FL | 136 | ST | 396.6 | Natural Gas Fired Combined Cycle | NG | CA | (L) Regulatory approvals pending. Not under construction | 414.8
2022 | 12 | 63454 | Thunder Wolf Energy Center, LLC | IPP | Thunder Wolf Energy Center | CO | 63776 | TW300 | 250 | Solar Photovoltaic | SUN | PV | (U) Under construction, less than or equal to 50 percent complete | 300
2022 | 12 | 59056 | Tri Global Energy, LLC | IPP | Easter | TX | 59971 | ESTR1 | 300 | Onshore Wind Turbine | WND | WT | (P) Planned for installation, but regulatory approvals not initiated | 300
2023 | 1 | 18454 | Tampa Electric Co | Electric Utility | Big Bend | FL | 645 | BBST1 | 335 | Natural Gas Steam Turbine | NG | ST | (P) Planned for installation, but regulatory approvals not initiated | 445.5
2023 | 2 | 59966 | ESC Harrison County Power | IPP | ESC Harrison County Power | WV | 60206 | HCCA1 | 205.4 | Natural Gas Fired Combined Cycle | NG | CA | (P) Planned for installation, but regulatory approvals not initiated | 207.4
2023 | 2 | 59966 | ESC Harrison County Power | IPP | ESC Harrison County Power | WV | 60206 | HCCT1 | 319.1 | Natural Gas Fired Combined Cycle | NG | CT | (P) Planned for installation, but regulatory approvals not initiated | 371.5
2023 | 3 | 59365 | Capital Power Corporation | IPP | Garrison Butte Wind, LLC | ND | 60066 | GEN | 150 | Onshore Wind Turbine | WND | WT | (P) Planned for installation, but regulatory approvals not initiated | 150
2023 | 3 | 56615 | First Solar Project Development | IPP | Desert Quartzite | CA | 59871 | GEN01 | 480 | Solar Photovoltaic | SUN | PV | (T) Regulatory approvals received. Not under construction | 480
2023 | 3 | 61130 | Helix Ravenswood, LLC | IPP | Ravenswood | NY | 2500 | RWES1 | 129 | Batteries | MWH | BA | (L) Regulatory approvals pending. Not under construction | 129
2023 | 3 | 61130 | Helix Ravenswood, LLC | IPP | Ravenswood | NY | 2500 | RWES2 | 98 | Batteries | MWH | BA | (L) Regulatory approvals pending. Not under construction | 98
2023 | 3 | 61130 | Helix Ravenswood, LLC | IPP | Ravenswood | NY | 2500 | RWES3 | 89 | Batteries | MWH | BA | (L) Regulatory approvals pending. Not under construction | 89
2023 | 4 | 17568 | Cooperative Energy | Electric Utility | R D Morrow | MS | 6061 | MOR1 | 514 | Natural Gas Fired Combined Cycle | NG | CC | (L) Regulatory approvals pending. Not under construction | 550
2023 | 5 | 62733 | Cranberry Point Energy Storage LLC | IPP | Cranberry Point Energy Storage | MA | 62844 | NA | 150 | Batteries | MWH | BA | (P) Planned for installation, but regulatory approvals not initiated | 150
2023 | 5 | 5701 | El Paso Electric Co | Electric Utility | Newman | TX | 3456 | 6 | 227.8 | Natural Gas Fired Combustion Turbine | NG | GT | (P) Planned for installation, but regulatory approvals not initiated | 227.8
2023 | 5 | 58766 | FGE Texas II LLC | IPP | FGE Texas II | TX | 58930 | CA1 | 249.9 | Natural Gas Fired Combined Cycle | NG | CA | (T) Regulatory approvals received. Not under construction | 265.2
2023 | 5 | 58766 | FGE Texas II LLC | IPP | FGE Texas II | TX | 58930 | GT1 | 226.7 | Natural Gas Fired Combined Cycle | NG | CT | (T) Regulatory approvals received. Not under construction | 238.9
2023 | 5 | 58766 | FGE Texas II LLC | IPP | FGE Texas II | TX | 58930 | GT2 | 226.7 | Natural Gas Fired Combined Cycle | NG | CT | (T) Regulatory approvals received. Not under construction | 238.9
2023 | 5 | 55983 | Luminant Generation Company LLC | IPP | Hallmark | TX | 63234 | UNIT1 | 42 | Solar Photovoltaic | SUN | PV | (L) Regulatory approvals pending. Not under construction | 42
2023 | 5 | 12199 | Montana-Dakota Utilities Co | Electric Utility | R M Heskett | ND | 2790 | 4 | 88 | Natural Gas Fired Combustion Turbine | NG | GT | (P) Planned for installation, but regulatory approvals not initiated | 88
2023 | 5 | 189 | PowerSouth Energy Cooperative | Electric Utility | Charles R Lowman | AL | 56 | LEC1 | 385 | Natural Gas Fired Combined Cycle | NG | CT | (T) Regulatory approvals received. Not under construction | 454.5
2023 | 5 | 189 | PowerSouth Energy Cooperative | Electric Utility | Charles R Lowman | AL | 56 | LEC2 | 245 | Natural Gas Fired Combined Cycle | NG | CA | (T) Regulatory approvals received. Not under construction | 272.2
2023 | 5 | 16572 | Salt River Project | Electric Utility | Copper Crossing Energy Center | AZ | 58413 | CCGS3 | 226 | Natural Gas Fired Combustion Turbine | NG | GT | (P) Planned for installation, but regulatory approvals not initiated | 241
2023 | 6 | 57109 | St Joseph Energy Center LLC | IPP | St Joseph Energy Center | IN | 57794 | ST2 | 232 | Natural Gas Fired Combined Cycle | NG | CA | (T) Regulatory approvals received. Not under construction | 260
2023 | 6 | 56789 | TBE Montgomery LLC | IPP | TBE-Montgomery LLC | NY | 57472 | CTG | 11.6 | Other Waste Biomass | OBG | CT | (U) Under construction, less than or equal to 50 percent complete | 12
2023 | 6 | 56789 | TBE Montgomery LLC | IPP | TBE-Montgomery LLC | NY | 57472 | STG | 7.4 | Other Waste Biomass | OBG | CA | (U) Under construction, less than or equal to 50 percent complete | 9
2023 | 7 | 60798 | 69SV 8me LLC | IPP | Eland Solar & Storage Center, Phase 2 Hybrid | CA | 61169 | 61169 | 150 | Batteries | MWH | BA | (P) Planned for installation, but regulatory approvals not initiated | 150
2023 | 7 | 60798 | 69SV 8me LLC | IPP | Eland Solar & Storage Center, Phase 2 Hybrid | CA | 61169 | 69SV8 | 200 | Solar Photovoltaic | SUN | PV | (P) Planned for installation, but regulatory approvals not initiated | 200
2023 | 7 | 59434 | Mattawoman Energy, LLC | IPP | Mattawoman Energy Center | MD | 59662 | CGT11 | 286 | Natural Gas Fired Combined Cycle | NG | CC | (T) Regulatory approvals received. Not under construction | 286
2023 | 7 | 59434 | Mattawoman Energy, LLC | IPP | Mattawoman Energy Center | MD | 59662 | CGT12 | 286 | Natural Gas Fired Combined Cycle | NG | CC | (T) Regulatory approvals received. Not under construction | 286
2023 | 7 | 59434 | Mattawoman Energy, LLC | IPP | Mattawoman Energy Center | MD | 59662 | STG11 | 436 | Natural Gas Fired Combined Cycle | NG | CC | (T) Regulatory approvals received. Not under construction | 436
2023 | 7 | 60835 | NTE Carolinas II, LLC | IPP | Reidsville Energy Center | NC | 61240 | REC | 259 | Natural Gas Fired Combined Cycle | NG | CT | (T) Regulatory approvals received. Not under construction | 310.2
2023 | 7 | 60835 | NTE Carolinas II, LLC | IPP | Reidsville Energy Center | NC | 61240 | REC2 | 227 | Natural Gas Fired Combined Cycle | NG | CA | (T) Regulatory approvals received. Not under construction | 233.7
2023 | 9 | 62910 | 300MS 8me LLC | IPP | Southern Bighorn Solar Hybrid | NV | 63113 | BESS | 135 | Batteries | MWH | BA | (P) Planned for installation, but regulatory approvals not initiated | 135
2023 | 9 | 62910 | 300MS 8me LLC | IPP | Southern Bighorn Solar Hybrid | NV | 63113 | SBS | 300 | Solar Photovoltaic | SUN | PV | (P) Planned for installation, but regulatory approvals not initiated | 300
2023 | 9 | 58881 | Apex Bethel Energy Center | IPP | Apex Bethel Energy Center | TX | 59048 | ABEC1 | 158.5 | Natural Gas with Compressed Air Storage | NG | CE | (T) Regulatory approvals received. Not under construction | 158.5
2023 | 9 | 58881 | Apex Bethel Energy Center | IPP | Apex Bethel Energy Center | TX | 59048 | ABEC2 | 158.5 | Natural Gas with Compressed Air Storage | NG | CE | (T) Regulatory approvals received. Not under construction | 158.5
2023 | 10 | 61914 | Juwi Inc | IPP | Spanish Peaks Solar | CO | 62379 | 47301 | 100 | Solar Photovoltaic | SUN | PV | (P) Planned for installation, but regulatory approvals not initiated | 100
2023 | 10 | 61906 | Rye Development | IPP | Allegheny L&D2 Hydroelectric Project | PA | 62401 | NA1 | 2.5 | Conventional Hydroelectric | WAT | HY | (P) Planned for installation, but regulatory approvals not initiated | 4.5
2023 | 10 | 61906 | Rye Development | IPP | Arkabutla Lake Hydroelectric Project | MS | 62402 | NA1 | 1.5 | Conventional Hydroelectric | WAT | HY | (P) Planned for installation, but regulatory approvals not initiated | 2.5
2023 | 10 | 61906 | Rye Development | IPP | Beverly L&D Hydroelectric Project | OH | 62403 | NA1 | 1.2 | Conventional Hydroelectric | WAT | HY | (P) Planned for installation, but regulatory approvals not initiated | 1.5
2023 | 10 | 61906 | Rye Development | IPP | Devola L&D Hydroelectric Project | OH | 62435 | NA1 | 1 | Conventional Hydroelectric | WAT | HY | (P) Planned for installation, but regulatory approvals not initiated | 2
2023 | 10 | 61906 | Rye Development | IPP | Emsworth BC Hydroelectric Project | PA | 62434 | NA1 | 3 | Conventional Hydroelectric | WAT | HY | (P) Planned for installation, but regulatory approvals not initiated | 6
2023 | 10 | 61906 | Rye Development | IPP | Emsworth L&D Hydroelectric Project | PA | 62433 | NA1 | 5 | Conventional Hydroelectric | WAT | HY | (P) Planned for installation, but regulatory approvals not initiated | 8.5
2023 | 10 | 61906 | Rye Development | IPP | Enid Lake Hydroelectric Project | MS | 62432 | NA1 | 1.5 | Conventional Hydroelectric | WAT | HY | (P) Planned for installation, but regulatory approvals not initiated | 2.5
2023 | 10 | 61906 | Rye Development | IPP | Grays Landing L&D Hydroelectric Project | PA | 62388 | NA1 | 4.5 | Conventional Hydroelectric | WAT | HY | (P) Planned for installation, but regulatory approvals not initiated | 6
2023 | 10 | 61906 | Rye Development | IPP | Grenada Lake Hydroelectric Project | MS | 62430 | NA1 | 4 | Conventional Hydroelectric | WAT | HY | (P) Planned for installation, but regulatory approvals not initiated | 5
2023 | 10 | 61906 | Rye Development | IPP | KY No. 11 L&D Hydroelectric Project | KY | 62390 | NA1 | 0.3 | Conventional Hydroelectric | WAT | HY | (P) Planned for installation, but regulatory approvals not initiated | 0.5
2023 | 10 | 61906 | Rye Development | IPP | Lowell L&D Hydroelectric Project | OH | 62429 | NA1 | 2 | Conventional Hydroelectric | WAT | HY | (P) Planned for installation, but regulatory approvals not initiated | 2.5
2023 | 10 | 61906 | Rye Development | IPP | Maxwell L&D Hydroelectric Project | PA | 62385 | NA1 | 4.5 | Conventional Hydroelectric | WAT | HY | (P) Planned for installation, but regulatory approvals not initiated | 6
2023 | 10 | 61906 | Rye Development | IPP | Monongahela L&D4 Hydroelectric Project | PA | 62404 | NA1 | 4.5 | Conventional Hydroelectric | WAT | HY | (P) Planned for installation, but regulatory approvals not initiated | 6
2023 | 10 | 61906 | Rye Development | IPP | Montgomery L&D Hydroelectric Project | PA | 62400 | NA1 | 5.5 | Conventional Hydroelectric | WAT | HY | (P) Planned for installation, but regulatory approvals not initiated | 9.5
2023 | 10 | 61906 | Rye Development | IPP | Morgantown L&D Hydroelectric Project | WV | 62387 | NA1 | 1.5 | Conventional Hydroelectric | WAT | HY | (P) Planned for installation, but regulatory approvals not initiated | 2.5
2023 | 10 | 61906 | Rye Development | IPP | Opekiska L&D Hydroelectric Project | WV | 62386 | NA1 | 2 | Conventional Hydroelectric | WAT | HY | (P) Planned for installation, but regulatory approvals not initiated | 3
2023 | 10 | 61906 | Rye Development | IPP | Overton Hydroelectric Project | LA | 62391 | NA1 | 5.5 | Conventional Hydroelectric | WAT | HY | (P) Planned for installation, but regulatory approvals not initiated | 8.1
2023 | 10 | 61906 | Rye Development | IPP | Philo L&D Hydroelectric Project | OH | 62427 | NA1 | 1.2 | Conventional Hydroelectric | WAT | HY | (P) Planned for installation, but regulatory approvals not initiated | 1.5
2023 | 10 | 61906 | Rye Development | IPP | Point Marion L&D Hydroelectric Project | PA | 62384 | NA1 | 1.5 | Conventional Hydroelectric | WAT | HY | (P) Planned for installation, but regulatory approvals not initiated | 2.5
2023 | 10 | 61906 | Rye Development | IPP | Rokeby L&D Hydroelectric Project | OH | 62426 | NA1 | 1.5 | Conventional Hydroelectric | WAT | HY | (P) Planned for installation, but regulatory approvals not initiated | 2
2023 | 10 | 61906 | Rye Development | IPP | Sardis Lake Hydroelectric Project | MS | 62425 | NA1 | 5.5 | Conventional Hydroelectric | WAT | HY | (P) Planned for installation, but regulatory approvals not initiated | 7.5
2023 | 10 | 62895 | Vineyard Wind LLC | IPP | Vineyard Wind 1 | MA | 63093 | VW01 | 800 | Offshore Wind Turbine | WND | WS | (L) Regulatory approvals pending. Not under construction | 800
2023 | 11 | 63117 | Gemini Solar | IPP | Gemini Solar | NV | 63352 | ARBE1 | 690 | Solar Photovoltaic | SUN | PV | (U) Under construction, less than or equal to 50 percent complete | 690
2023 | 11 | 63117 | Gemini Solar | IPP | Gemini Solar | NV | 63352 | ARPV1 | 280 | Batteries | MWH | BA | (U) Under construction, less than or equal to 50 percent complete | 380
2023 | 11 | 61797 | Hecate Energy LLC | IPP | Hecate Energy Columbia County Solar | NY | 62273 | HECC1 | 60 | Solar Photovoltaic | SUN | PV | (P) Planned for installation, but regulatory approvals not initiated | 60
2023 | 11 | 61906 | Rye Development | IPP | Allegheny L&D2 Hydroelectric Project | PA | 62401 | NA2 | 2.5 | Conventional Hydroelectric | WAT | HY | (P) Planned for installation, but regulatory approvals not initiated | 4.5
2023 | 11 | 61906 | Rye Development | IPP | Arkabutla Lake Hydroelectric Project | MS | 62402 | NA2 | 1.5 | Conventional Hydroelectric | WAT | HY | (P) Planned for installation, but regulatory approvals not initiated | 2.5
2023 | 11 | 61906 | Rye Development | IPP | Beverly L&D Hydroelectric Project | OH | 62403 | NA2 | 1.2 | Conventional Hydroelectric | WAT | HY | (P) Planned for installation, but regulatory approvals not initiated | 1.5
2023 | 11 | 61906 | Rye Development | IPP | Devola L&D Hydroelectric Project | OH | 62435 | NA2 | 1 | Conventional Hydroelectric | WAT | HY | (P) Planned for installation, but regulatory approvals not initiated | 2
2023 | 11 | 61906 | Rye Development | IPP | Emsworth BC Hydroelectric Project | PA | 62434 | NA2 | 4 | Conventional Hydroelectric | WAT | HY | (P) Planned for installation, but regulatory approvals not initiated | 6
2023 | 11 | 61906 | Rye Development | IPP | Emsworth L&D Hydroelectric Project | PA | 62433 | NA2 | 6.5 | Conventional Hydroelectric | WAT | HY | (P) Planned for installation, but regulatory approvals not initiated | 8.5
2023 | 11 | 61906 | Rye Development | IPP | Enid Lake Hydroelectric Project | MS | 62432 | NA2 | 1.5 | Conventional Hydroelectric | WAT | HY | (P) Planned for installation, but regulatory approvals not initiated | 2.5
2023 | 11 | 61906 | Rye Development | IPP | Grays Landing L&D Hydroelectric Project | PA | 62388 | NA2 | 4.5 | Conventional Hydroelectric | WAT | HY | (P) Planned for installation, but regulatory approvals not initiated | 6
2023 | 11 | 61906 | Rye Development | IPP | Grenada Lake Hydroelectric Project | MS | 62430 | NA2 | 4 | Conventional Hydroelectric | WAT | HY | (P) Planned for installation, but regulatory approvals not initiated | 5
2023 | 11 | 61906 | Rye Development | IPP | KY No. 11 L&D Hydroelectric Project | KY | 62390 | NA2 | 0.3 | Conventional Hydroelectric | WAT | HY | (P) Planned for installation, but regulatory approvals not initiated | 0.5
2023 | 11 | 61906 | Rye Development | IPP | KY No. 11 L&D Hydroelectric Project | KY | 62390 | NA3 | 0.3 | Conventional Hydroelectric | WAT | HY | (P) Planned for installation, but regulatory approvals not initiated | 0.5
2023 | 11 | 61906 | Rye Development | IPP | KY No. 11 L&D Hydroelectric Project | KY | 62390 | NA4 | 0.3 | Conventional Hydroelectric | WAT | HY | (P) Planned for installation, but regulatory approvals not initiated | 0.5
2023 | 11 | 61906 | Rye Development | IPP | KY No. 11 L&D Hydroelectric Project | KY | 62390 | NA5 | 0.3 | Conventional Hydroelectric | WAT | HY | (P) Planned for installation, but regulatory approvals not initiated | 0.5
2023 | 11 | 61906 | Rye Development | IPP | Lowell L&D Hydroelectric Project | OH | 62429 | NA2 | 2 | Conventional Hydroelectric | WAT | HY | (P) Planned for installation, but regulatory approvals not initiated | 2.5
2023 | 11 | 61906 | Rye Development | IPP | Malta L&D Hydroelectric Project | OH | 62428 | NA1 | 1 | Conventional Hydroelectric | WAT | HY | (P) Planned for installation, but regulatory approvals not initiated | 2
2023 | 11 | 61906 | Rye Development | IPP | Malta L&D Hydroelectric Project | OH | 62428 | NA2 | 1 | Conventional Hydroelectric | WAT | HY | (P) Planned for installation, but regulatory approvals not initiated | 2
2023 | 11 | 61906 | Rye Development | IPP | Maxwell L&D Hydroelectric Project | PA | 62385 | NA2 | 4.5 | Conventional Hydroelectric | WAT | HY | (P) Planned for installation, but regulatory approvals not initiated | 6
2023 | 11 | 61906 | Rye Development | IPP | Monongahela L&D4 Hydroelectric Project | PA | 62404 | NA2 | 4.5 | Conventional Hydroelectric | WAT | HY | (P) Planned for installation, but regulatory approvals not initiated | 6
2023 | 11 | 61906 | Rye Development | IPP | Montgomery L&D Hydroelectric Project | PA | 62400 | NA2 | 5.5 | Conventional Hydroelectric | WAT | HY | (P) Planned for installation, but regulatory approvals not initiated | 9.5
2023 | 11 | 61906 | Rye Development | IPP | Montgomery L&D Hydroelectric Project | PA | 62400 | NA3 | 5.5 | Conventional Hydroelectric | WAT | HY | (P) Planned for installation, but regulatory approvals not initiated | 9.5
2023 | 11 | 61906 | Rye Development | IPP | Montgomery L&D Hydroelectric Project | PA | 62400 | NA4 | 5.5 | Conventional Hydroelectric | WAT | HY | (P) Planned for installation, but regulatory approvals not initiated | 9.5
2023 | 11 | 61906 | Rye Development | IPP | Morgantown L&D Hydroelectric Project | WV | 62387 | NA2 | 1.5 | Conventional Hydroelectric | WAT | HY | (P) Planned for installation, but regulatory approvals not initiated | 2.5
2023 | 11 | 61906 | Rye Development | IPP | Opekiska L&D Hydroelectric Project | WV | 62386 | NA2 | 2 | Conventional Hydroelectric | WAT | HY | (P) Planned for installation, but regulatory approvals not initiated | 3
2023 | 11 | 61906 | Rye Development | IPP | Overton Hydroelectric Project | LA | 62391 | NA2 | 5.5 | Conventional Hydroelectric | WAT | HY | (P) Planned for installation, but regulatory approvals not initiated | 8.1
2023 | 11 | 61906 | Rye Development | IPP | Overton Hydroelectric Project | LA | 62391 | NA3 | 5.5 | Conventional Hydroelectric | WAT | HY | (P) Planned for installation, but regulatory approvals not initiated | 8.1
2023 | 11 | 61906 | Rye Development | IPP | Overton Hydroelectric Project | LA | 62391 | NA4 | 5.5 | Conventional Hydroelectric | WAT | HY | (P) Planned for installation, but regulatory approvals not initiated | 8.1
2023 | 11 | 61906 | Rye Development | IPP | Overton Hydroelectric Project | LA | 62391 | NA5 | 5.5 | Conventional Hydroelectric | WAT | HY | (P) Planned for installation, but regulatory approvals not initiated | 8.1
2023 | 11 | 61906 | Rye Development | IPP | Overton Hydroelectric Project | LA | 62391 | NA6 | 5.5 | Conventional Hydroelectric | WAT | HY | (P) Planned for installation, but regulatory approvals not initiated | 8.1
2023 | 11 | 61906 | Rye Development | IPP | Philo L&D Hydroelectric Project | OH | 62427 | NA2 | 1.2 | Conventional Hydroelectric | WAT | HY | (P) Planned for installation, but regulatory approvals not initiated | 1.5
2023 | 11 | 61906 | Rye Development | IPP | Point Marion L&D Hydroelectric Project | PA | 62384 | NA2 | 1.5 | Conventional Hydroelectric | WAT | HY | (P) Planned for installation, but regulatory approvals not initiated | 2.5
2023 | 11 | 61906 | Rye Development | IPP | Rokeby L&D Hydroelectric Project | OH | 62426 | NA2 | 1.5 | Conventional Hydroelectric | WAT | HY | (P) Planned for installation, but regulatory approvals not initiated | 2
2023 | 11 | 61906 | Rye Development | IPP | Sardis Lake Hydroelectric Project | MS | 62425 | NA2 | 5.5 | Conventional Hydroelectric | WAT | HY | (P) Planned for installation, but regulatory approvals not initiated | 7.5
2023 | 12 | 60064 | Clean Path Energy Center, LLC | IPP | Clean Path Energy Center | NM | 60289 | PVGEN | 55 | Solar Photovoltaic | SUN | PV | (P) Planned for installation, but regulatory approvals not initiated | 55
2023 | 12 | 63464 | Crossroads Solar, LLC | IPP | Crossroads Solar (PA) | PA | 63785 | CROSS | 50 | Solar Photovoltaic | SUN | PV | (P) Planned for installation, but regulatory approvals not initiated | 50
2023 | 12 | 60349 | Juneau Hydropower, Inc | IPP | Sweetheart Lake Hydroelectric Facility | AK | 60588 | JHI01 | 6.6 | Conventional Hydroelectric | WAT | HY | (P) Planned for installation, but regulatory approvals not initiated | 6.6
2023 | 12 | 60349 | Juneau Hydropower, Inc | IPP | Sweetheart Lake Hydroelectric Facility | AK | 60588 | JHI02 | 6.6 | Conventional Hydroelectric | WAT | HY | (P) Planned for installation, but regulatory approvals not initiated | 6.6
2023 | 12 | 60349 | Juneau Hydropower, Inc | IPP | Sweetheart Lake Hydroelectric Facility | AK | 60588 | JHI03 | 6.6 | Conventional Hydroelectric | WAT | HY | (P) Planned for installation, but regulatory approvals not initiated | 6.6
2023 | 12 | 63217 | Obsidian Solar Center LLC | IPP | Obsidian Solar Center | OR | 63488 | OBSLR | 400 | Solar Photovoltaic | SUN | PV | (U) Under construction, less than or equal to 50 percent complete | 400
2023 | 12 | 63463 | Palomino Solar, LLC | IPP | Palomino Solar | OH | 63784 | PLMNO | 50 | Solar Photovoltaic | SUN | PV | (P) Planned for installation, but regulatory approvals not initiated | 50
2023 | 12 | 58842 | Power Company of Wyoming LLC | IPP | Chokecherry and Sierra Madre Wind | WY | 58987 | I-B | 500 | Onshore Wind Turbine | WND | WT | (U) Under construction, less than or equal to 50 percent complete | 500
2023 | 12 | 63488 | Shady Hills Energy Center, LLC | IPP | Shady Hills Combined Cycle Facility | FL | 63802 | G001 | 546 | Natural Gas Fired Combined Cycle | NG | CS | (P) Planned for installation, but regulatory approvals not initiated | 573
2023 | 12 | 62023 | Skeleton Creek Energy Center | IPP | Skeleton Creek Energy Center Hybrid | OK | 62494 | SCBAT | 200 | Batteries | MWH | BA | (P) Planned for installation, but regulatory approvals not initiated | 200
2023 | 12 | 62023 | Skeleton Creek Energy Center | IPP | Skeleton Creek Energy Center Hybrid | OK | 62494 | SCSOL | 250 | Solar Photovoltaic | SUN | PV | (P) Planned for installation, but regulatory approvals not initiated | 250
2024 | 1 | 61033 | Boswell Wind Project I, LLC | IPP | Boswell Wind I | WY | 61393 | BOSW1 | 80 | Onshore Wind Turbine | WND | WT | (P) Planned for installation, but regulatory approvals not initiated | 80
2024 | 1 | 61034 | Boswell Wind Project II, LLC | IPP | Boswell Wind II | WY | 61394 | BOSW2 | 80 | Onshore Wind Turbine | WND | WT | (P) Planned for installation, but regulatory approvals not initiated | 80
2024 | 1 | 61035 | Boswell Wind Project III, LLC | IPP | Boswell Wind III | WY | 61395 | BOSW3 | 80 | Onshore Wind Turbine | WND | WT | (P) Planned for installation, but regulatory approvals not initiated | 80
2024 | 1 | 61036 | Boswell Wind Project IV, LLC | IPP | Boswell Wind IV | WY | 61396 | BOSW4 | 80 | Onshore Wind Turbine | WND | WT | (P) Planned for installation, but regulatory approvals not initiated | 80
2024 | 1 | 2719 | CalWind Resources Inc | IPP | Tehachapi Wind Resource II | CA | 54909 | PLAN | 15.5 | Onshore Wind Turbine | WND | WT | (P) Planned for installation, but regulatory approvals not initiated | 15.5
2024 | 3 | 63465 | Candela Renewables, LLC | IPP | Rough Hat | NV | 63782 | RH1 | 400 | Solar Photovoltaic | SUN | PV | (P) Planned for installation, but regulatory approvals not initiated | 400
2024 | 3 | 63465 | Candela Renewables, LLC | IPP | Rough Hat 2 | NV | 63783 | RH2 | 400 | Solar Photovoltaic | SUN | PV | (P) Planned for installation, but regulatory approvals not initiated | 400
2024 | 5 | 16572 | Salt River Project | Electric Utility | Copper Crossing Energy Center | AZ | 58413 | CCGS1 | 98 | Natural Gas Fired Combustion Turbine | NG | GT | (P) Planned for installation, but regulatory approvals not initiated | 116
2024 | 5 | 16572 | Salt River Project | Electric Utility | Copper Crossing Energy Center | AZ | 58413 | CCGS2 | 98 | Natural Gas Fired Combustion Turbine | NG | GT | (P) Planned for installation, but regulatory approvals not initiated | 116
2024 | 5 | 16572 | Salt River Project | Electric Utility | Copper Crossing Energy Center | AZ | 58413 | CCGS4 | 226 | Natural Gas Fired Combustion Turbine | NG | GT | (P) Planned for installation, but regulatory approvals not initiated | 241
2024 | 5 | 16572 | Salt River Project | Electric Utility | Copper Crossing Energy Center | AZ | 58413 | CCGS5 | 226 | Natural Gas Fired Combustion Turbine | NG | GT | (P) Planned for installation, but regulatory approvals not initiated | 241
2024 | 10 | 5416 | Duke Energy Carolinas, LLC | Electric Utility | Lincoln Combustion | NC | 7277 | 17 | 517 | Natural Gas Fired Combustion Turbine | NG | GT | (V) Under construction, more than 50 percent complete | 536.4
2024 | 12 | 60799 | 33UI 8me LLC | IPP | Long Ridge Solar Farm | UT | 61170 | 33UI8 | 300 | Solar Photovoltaic | SUN | PV | (P) Planned for installation, but regulatory approvals not initiated | 300
2024 | 12 | 15399 | Avangrid Renewables LLC | IPP | Lund Hill | WA | 61045 | WT1 | 60 | Onshore Wind Turbine | WND | WT | (U) Under construction, less than or equal to 50 percent complete | 60
2024 | 12 | 56814 | Black Creek Renewable Energy LLC | IPP | Sampson County Disposal | NC | 57492 | GEN7 | 1.6 | Landfill Gas | LFG | IC | (T) Regulatory approvals received. Not under construction | 1.6
2024 | 12 | 56814 | Black Creek Renewable Energy LLC | IPP | Sampson County Disposal | NC | 57492 | GEN8 | 1.6 | Landfill Gas | LFG | IC | (T) Regulatory approvals received. Not under construction | 1.6
2024 | 12 | 58842 | Power Company of Wyoming LLC | IPP | Chokecherry and Sierra Madre Wind | WY | 58987 | I-C | 500 | Onshore Wind Turbine | WND | WT | (U) Under construction, less than or equal to 50 percent complete | 500
2025 | 1 | 7189 | Gila Bend Power Partners LLC | IPP | Gila Bend Power Generation Station | AZ | 55507 | 1 | 156 | Natural Gas Fired Combined Cycle | NG | CT | (L) Regulatory approvals pending. Not under construction | 170
2025 | 1 | 63342 | New Jersey Transit Corporation (NJ Transit) | Commercial | NJ TRANSITGRID | NJ | 63631 | CTG-1 | 20 | Natural Gas Fired Combustion Turbine | NG | GT | (L) Regulatory approvals pending. Not under construction | 22.5
2025 | 1 | 63342 | New Jersey Transit Corporation (NJ Transit) | Commercial | NJ TRANSITGRID | NJ | 63631 | CTG-2 | 20 | Natural Gas Fired Combustion Turbine | NG | GT | (L) Regulatory approvals pending. Not under construction | 22.5
2025 | 1 | 63342 | New Jersey Transit Corporation (NJ Transit) | Commercial | NJ TRANSITGRID | NJ | 63631 | CTG-3 | 20 | Natural Gas Fired Combustion Turbine | NG | GT | (L) Regulatory approvals pending. Not under construction | 22.5
2025 | 1 | 63342 | New Jersey Transit Corporation (NJ Transit) | Commercial | NJ TRANSITGRID | NJ | 63631 | CTG-4 | 20 | Natural Gas Fired Combined Cycle | NG | CT | (L) Regulatory approvals pending. Not under construction | 22.5
2025 | 1 | 63342 | New Jersey Transit Corporation (NJ Transit) | Commercial | NJ TRANSITGRID | NJ | 63631 | CTG-5 | 20 | Natural Gas Fired Combined Cycle | NG | CT | (L) Regulatory approvals pending. Not under construction | 22.5
2025 | 1 | 63342 | New Jersey Transit Corporation (NJ Transit) | Commercial | NJ TRANSITGRID | NJ | 63631 | PV1 | 0.5 | Solar Photovoltaic | SUN | PV | (L) Regulatory approvals pending. Not under construction | 0.5
2025 | 1 | 63342 | New Jersey Transit Corporation (NJ Transit) | Commercial | NJ TRANSITGRID | NJ | 63631 | STG-1 | 14.4 | Natural Gas Fired Combined Cycle | NG | CA | (L) Regulatory approvals pending. Not under construction | 15
2025 | 1 | 63342 | New Jersey Transit Corporation (NJ Transit) | Commercial | NJ TRANSITGRID | NJ | 63631 | STOR1 | 8.1 | Flywheels | MWH | FW | (L) Regulatory approvals pending. Not under construction | 8.1
2025 | 2 | 7189 | Gila Bend Power Partners LLC | IPP | Gila Bend Power Generation Station | AZ | 55507 | 2 | 156 | Natural Gas Fired Combined Cycle | NG | CT | (L) Regulatory approvals pending. Not under construction | 170
2025 | 2 | 7189 | Gila Bend Power Partners LLC | IPP | Gila Bend Power Generation Station | AZ | 55507 | 3 | 156 | Natural Gas Fired Combined Cycle | NG | CT | (L) Regulatory approvals pending. Not under construction | 170
2025 | 2 | 7189 | Gila Bend Power Partners LLC | IPP | Gila Bend Power Generation Station | AZ | 55507 | 4 | 390 | Natural Gas Fired Combined Cycle | NG | CA | (L) Regulatory approvals pending. Not under construction | 390
2025 | 5 | 16572 | Salt River Project | Electric Utility | Copper Crossing Energy Center | AZ | 58413 | CCGS6 | 226 | Natural Gas Fired Combustion Turbine | NG | GT | (P) Planned for installation, but regulatory approvals not initiated | 241
2025 | 5 | 16572 | Salt River Project | Electric Utility | Copper Crossing Energy Center | AZ | 58413 | CCGS7 | 226 | Natural Gas Fired Combustion Turbine | NG | GT | (P) Planned for installation, but regulatory approvals not initiated | 241
2025 | 5 | 16572 | Salt River Project | Electric Utility | Copper Crossing Energy Center | AZ | 58413 | CCGS8 | 226 | Natural Gas Fired Combustion Turbine | NG | GT | (P) Planned for installation, but regulatory approvals not initiated | 241
2025 | 7 | 11208 | Los Angeles Department of Water & Power | Electric Utility | Intermountain Power Project | UT | 6481 | 3 | 420 | Natural Gas Fired Combined Cycle | NG | CS | (P) Planned for installation, but regulatory approvals not initiated | 420
2025 | 7 | 11208 | Los Angeles Department of Water & Power | Electric Utility | Intermountain Power Project | UT | 6481 | 4 | 420 | Natural Gas Fired Combined Cycle | NG | CS | (P) Planned for installation, but regulatory approvals not initiated | 420
2025 | 12 | 60600 | Adams Solar, LLC | IPP | Adams Solar | NC | 60949 | PV1 | 2 | Solar Photovoltaic | SUN | PV | (P) Planned for installation, but regulatory approvals not initiated | 2
2025 | 12 | 60064 | Clean Path Energy Center, LLC | IPP | Clean Path Energy Center | NM | 60289 | CPEC1 | 680 | Natural Gas Fired Combined Cycle | NG | CC | (P) Planned for installation, but regulatory approvals not initiated | 680
2025 | 12 | 58842 | Power Company of Wyoming LLC | IPP | Chokecherry and Sierra Madre Wind | WY | 58987 | II-A | 750 | Onshore Wind Turbine | WND | WT | (L) Regulatory approvals pending. Not under construction | 750
2025 | 12 | 60599 | Washington Solar, LLC | IPP | Washington Solar | NC | 60948 | PV1 | 5 | Solar Photovoltaic | SUN | PV | (P) Planned for installation, but regulatory approvals not initiated | 5
2026 | 5 | 40575 | Utah Associated Mun Power Sys | Electric Utility | UAMPS Carbon Free Power Plant | ID | 61075 | NPM1 | 47.5 | Nuclear | NUC | ST | (P) Planned for installation, but regulatory approvals not initiated | 50
2026 | 6 | 40575 | Utah Associated Mun Power Sys | Electric Utility | UAMPS Carbon Free Power Plant | ID | 61075 | NPM2 | 47.5 | Nuclear | NUC | ST | (P) Planned for installation, but regulatory approvals not initiated | 50
2026 | 7 | 40575 | Utah Associated Mun Power Sys | Electric Utility | UAMPS Carbon Free Power Plant | ID | 61075 | NPM3 | 47.5 | Nuclear | NUC | ST | (P) Planned for installation, but regulatory approvals not initiated | 50
2026 | 9 | 40575 | Utah Associated Mun Power Sys | Electric Utility | UAMPS Carbon Free Power Plant | ID | 61075 | NPM4 | 47.5 | Nuclear | NUC | ST | (P) Planned for installation, but regulatory approvals not initiated | 50
2026 | 9 | 40575 | Utah Associated Mun Power Sys | Electric Utility | UAMPS Carbon Free Power Plant | ID | 61075 | NPM5 | 47.5 | Nuclear | NUC | ST | (P) Planned for installation, but regulatory approvals not initiated | 50
2026 | 10 | 40575 | Utah Associated Mun Power Sys | Electric Utility | UAMPS Carbon Free Power Plant | ID | 61075 | NPM6 | 47.5 | Nuclear | NUC | ST | (P) Planned for installation, but regulatory approvals not initiated | 50
2026 | 11 | 40575 | Utah Associated Mun Power Sys | Electric Utility | UAMPS Carbon Free Power Plant | ID | 61075 | NPM7 | 47.5 | Nuclear | NUC | ST | (P) Planned for installation, but regulatory approvals not initiated | 50
2026 | 12 | 58842 | Power Company of Wyoming LLC | IPP | Chokecherry and Sierra Madre Wind | WY | 58987 | II-B | 750 | Onshore Wind Turbine | WND | WT | (L) Regulatory approvals pending. Not under construction | 750
2026 | 12 | 40575 | Utah Associated Mun Power Sys | Electric Utility | UAMPS Carbon Free Power Plant | ID | 61075 | NPM8 | 47.5 | Nuclear | NUC | ST | (P) Planned for installation, but regulatory approvals not initiated | 50
2027 | 1 | 40575 | Utah Associated Mun Power Sys | Electric Utility | UAMPS Carbon Free Power Plant | ID | 61075 | NPM9 | 47.5 | Nuclear | NUC | ST | (P) Planned for installation, but regulatory approvals not initiated | 50
2027 | 2 | 40575 | Utah Associated Mun Power Sys | Electric Utility | UAMPS Carbon Free Power Plant | ID | 61075 | NPM10 | 47.5 | Nuclear | NUC | ST | (P) Planned for installation, but regulatory approvals not initiated | 50
2027 | 3 | 40575 | Utah Associated Mun Power Sys | Electric Utility | UAMPS Carbon Free Power Plant | ID | 61075 | NPM11 | 47.5 | Nuclear | NUC | ST | (P) Planned for installation, but regulatory approvals not initiated | 50
2027 | 4 | 40575 | Utah Associated Mun Power Sys | Electric Utility | UAMPS Carbon Free Power Plant | ID | 61075 | NPM12 | 47.5 | Nuclear | NUC | ST | (P) Planned for installation, but regulatory approvals not initiated | 50
2027 | 12 | 60223 | Ketchikan Electric Company | Electric Utility | Mahoney Lake Hydroelectric | AK | 59027 | GEN 1 | 9.6 | Conventional Hydroelectric | WAT | HY | (P) Planned for installation, but regulatory approvals not initiated | 9.6

## Calculations
Status | (Multiple Items)
Model Energy Source
Sum of Nameplate Capacity (MW) | Column Labels
Row Labels | 2020 | 2021 | 2022 | 2023 | 2024 | 2025 | 2026 | 2027 | Grand Total
All Other |  | 28.6 | 20.1 | [5 empty] | 48.7
Batteries | 359.9 | 2003 | 809.3 | 951 |  |  |  |  | 4123.2
Conventional Hydroelectric | 5 | 18.7 | 15 | 256.9 |  |  |  | 9.6 | 305.2
Flywheels | [5 empty] | 8.1 |  |  | 8.1
Geothermal |  | 62 | [6 empty] | 62
Landfill Gas |  |  | 3 | [5 empty] | 3
Natural Gas Fired Combined Cycle | 10.5 | 2413.4 | 8697.7 | 1701.9 |  | 2480 |  |  | 15303.5 | natural gas nonpeaker
Natural Gas Fired Combustion Turbine |  | 3452 | 752.6 | 556.8 | 714 | 790.5 |  |  | 6265.9
Natural Gas Internal Combustion Engine |  | 86.7 | [6 empty] | 86.7
Natural Gas Steam Turbine |  | 10 |  | 445.5 |  |  |  |  | 455.5
Nuclear | [6 empty] | 400 | 200 | 600
Offshore Wind Turbine |  |  | 20.4 | 800 |  |  |  |  | 820.4
Onshore Wind Turbine | 2333.8 | 3924 | 1446 | 150 | 335.5 | 750 | 750 |  | 9689.3
Other Natural Gas |  | 22.4 | [6 empty] | 22.4
Other Waste Biomass |  |  | 1.2 | [5 empty] | 1.2
Petroleum Liquids | 1.6 | [7 empty] | 1.6
Solar Photovoltaic | 1684.3 | 6254.1 | 3685.5 | 1107 | 1100 | 7.5 |  |  | 13838.4
Solar Thermal without Energy Storage |  | 200 | [6 empty] | 200
Grand Total | 4395.1 | 18474.9 | 15450.8 | 5969.1 | 2149.5 | 4036.1 | 1150 | 209.6 | 51835.1

## BPMCCS
Mandated Construction (MW) | 2019 | 2020 | 2021 | 2022 | 2023 | 2024 | 2025 | 2026 | 2027 | 2028 | 2029 | 2030 | 2031 | 2032 | 2033 | 2034 | 2035 | 2036 | 2037 | 2038 | 2039 | 2040 | 2041 | 2042 | 2043 | 2044 | 2045 | 2046 | 2047 | 2048 | 2049 | 2050
hard coal | 0 | 0 | 0 | 0 | 0 | 0 | 0 | 0 | 0 | 0 | 0 | 0 | 0 | 0 | 0 | 0 | 0 | 0 | 0 | 0 | 0 | 0 | 0 | 0 | 0 | 0 | 0 | 0 | 0 | 0 | 0 | 0
natural gas nonpeaker | 0 | 546.3 | 4388.3 | 15570.9 | 4983.5 | 0 | 2480 | 0 | 0 | 0 | 0 | 0 | 0 | 0 | 0 | 0 | 0 | 0 | 0 | 0 | 0 | 0 | 0 | 0 | 0 | 0 | 0 | 0 | 0 | 0 | 0 | 0
nuclear | 0 | 0 | 1100 | 1100 | 0 | 0 | 0 | 400 | 200 | 0 | 0 | 0 | 0 | 0 | 0 | 0 | 0 | 0 | 0 | 0 | 0 | 0 | 0 | 0 | 0 | 0 | 0 | 0 | 0 | 0 | 0 | 0
hydro | 0 | 216.5 | 34.1 | 15 | 256.9 | 0 | 0 | 0 | 9.6 | 0 | 0 | 0 | 0 | 0 | 0 | 0 | 0 | 0 | 0 | 0 | 0 | 0 | 0 | 0 | 0 | 0 | 0 | 0 | 0 | 0 | 0 | 0
onshore wind | 0 | 0 | 0 | 0 | 0 | 0 | 0 | 0 | 0 | 0 | 0 | 0 | 0 | 0 | 0 | 0 | 0 | 0 | 0 | 0 | 0 | 0 | 0 | 0 | 0 | 0 | 0 | 0 | 0 | 0 | 0 | 0
solar PV | 0 | 10153.9 | 11423.4 | 6249.3 | 2677 | 1100 | 7.5 | 0 | 0 | 0 | 0 | 0 | 0 | 0 | 0 | 0 | 0 | 0 | 0 | 0 | 0 | 0 | 0 | 0 | 0 | 0 | 0 | 0 | 0 | 0 | 0 | 0
solar thermal | 0 | 0 | 200 | 0 | 0 | 0 | 0 | 0 | 0 | 0 | 0 | 0 | 0 | 0 | 0 | 0 | 0 | 0 | 0 | 0 | 0 | 0 | 0 | 0 | 0 | 0 | 0 | 0 | 0 | 0 | 0 | 0
biomass | 0 | 58.4 | 2 | 66.2 | 21 | 3.2 | 0 | 0 | 0 | 0 | 0 | 0 | 0 | 0 | 0 | 0 | 0 | 0 | 0 | 0 | 0 | 0 | 0 | 0 | 0 | 0 | 0 | 0 | 0 | 0 | 0 | 0
geothermal | 0 | 0 | 62 | 0 | 0 | 0 | 0 | 0 | 0 | 0 | 0 | 0 | 0 | 0 | 0 | 0 | 0 | 0 | 0 | 0 | 0 | 0 | 0 | 0 | 0 | 0 | 0 | 0 | 0 | 0 | 0 | 0
petroleum | 0 | 10.5 | 0 | 0 | 0 | 0 | 0 | 0 | 0 | 0 | 0 | 0 | 0 | 0 | 0 | 0 | 0 | 0 | 0 | 0 | 0 | 0 | 0 | 0 | 0 | 0 | 0 | 0 | 0 | 0 | 0 | 0
natural gas peaker | 0 | 641.3 | 5771.4 | 752.6 | 1319.3 | 1250.4 | 790.5 | 0 | 0 | 0 | 0 | 0 | 0 | 0 | 0 | 0 | 0 | 0 | 0 | 0 | 0 | 0 | 0 | 0 | 0 | 0 | 0 | 0 | 0 | 0 | 0 | 0
lignite | 0 | 0 | 0 | 0 | 0 | 0 | 0 | 0 | 0 | 0 | 0 | 0 | 0 | 0 | 0 | 0 | 0 | 0 | 0 | 0 | 0 | 0 | 0 | 0 | 0 | 0 | 0 | 0 | 0 | 0 | 0 | 0
offshore wind | 0 | 0 | 12 | 20.4 | 800 | 0 | 0 | 0 | 0 | 0 | 0 | 0 | 0 | 0 | 0 | 0 | 0 | 0 | 0 | 0 | 0 | 0 | 0 | 0 | 0 | 0 | 0 | 0 | 0 | 0 | 0 | 0
crude oil | 0 | 0 | 0 | 0 | 0 | 0 | 0 | 0 | 0 | 0 | 0 | 0 | 0 | 0 | 0 | 0 | 0 | 0 | 0 | 0 | 0 | 0 | 0 | 0 | 0 | 0 | 0 | 0 | 0 | 0 | 0 | 0
heavy or residual fuel oil | 0 | 0 | 0 | 0 | 0 | 0 | 0 | 0 | 0 | 0 | 0 | 0 | 0 | 0 | 0 | 0 | 0 | 0 | 0 | 0 | 0 | 0 | 0 | 0 | 0 | 0 | 0 | 0 | 0 | 0 | 0 | 0
municipal solid waste | 0 | 0 | 0 | 0 | 0 | 0 | 0 | 0 | 0 | 0 | 0 | 0 | 0 | 0 | 0 | 0 | 0 | 0 | 0 | 0 | 0 | 0 | 0 | 0 | 0 | 0 | 0 | 0 | 0 | 0 | 0 | 0

## PMCCS
Capacity Construction (MW) | 2019 | 2020 | 2021 | 2022 | 2023 | 2024 | 2025 | 2026 | 2027 | 2028 | 2029 | 2030 | 2031 | 2032 | 2033 | 2034 | 2035 | 2036 | 2037 | 2038 | 2039 | 2040 | 2041 | 2042 | 2043 | 2044 | 2045 | 2046 | 2047 | 2048 | 2049 | 2050
hard coal | 0 | 0 | 0 | 0 | 0 | 0 | 0 | 0 | 0 | 0 | 0 | 0 | 0 | 0 | 0 | 0 | 0 | 0 | 0 | 0 | 0 | 0 | 0 | 0 | 0 | 0 | 0 | 0 | 0 | 0 | 0 | 0
natural gas nonpeaker | 0 | 0 | 0 | 0 | 0 | 0 | 0 | 0 | 0 | 0 | 0 | 0 | 0 | 0 | 0 | 0 | 0 | 0 | 0 | 0 | 0 | 0 | 0 | 0 | 0 | 0 | 0 | 0 | 0 | 0 | 0 | 0
nuclear | 0 | 0 | 0 | 0 | 0 | 0 | 0 | 0 | 0 | 0 | 0 | 0 | 0 | 0 | 0 | 0 | 0 | 0 | 0 | 0 | 0 | 0 | 0 | 0 | 0 | 0 | 0 | 0 | 0 | 0 | 0 | 0
hydro | 0 | 0 | 0 | 0 | 0 | 0 | 0 | 0 | 0 | 0 | 0 | 0 | 0 | 0 | 0 | 0 | 0 | 0 | 0 | 0 | 0 | 0 | 0 | 0 | 0 | 0 | 0 | 0 | 0 | 0 | 0 | 0
onshore wind | 0 | 0 | 0 | 0 | 0 | 0 | 0 | 0 | 0 | 0 | 0 | 0 | 0 | 0 | 0 | 0 | 0 | 0 | 0 | 0 | 0 | 0 | 0 | 0 | 0 | 0 | 0 | 0 | 0 | 0 | 0 | 0
solar PV | 0 | 0 | 0 | 0 | 0 | 0 | 0 | 0 | 0 | 0 | 0 | 0 | 0 | 0 | 0 | 0 | 0 | 0 | 0 | 0 | 0 | 0 | 0 | 0 | 0 | 0 | 0 | 0 | 0 | 0 | 0 | 0
solar thermal | 0 | 0 | 0 | 0 | 0 | 0 | 0 | 0 | 0 | 0 | 0 | 0 | 0 | 0 | 0 | 0 | 0 | 0 | 0 | 0 | 0 | 0 | 0 | 0 | 0 | 0 | 0 | 0 | 0 | 0 | 0 | 0
biomass | 0 | 0 | 0 | 0 | 0 | 0 | 0 | 0 | 0 | 0 | 0 | 0 | 0 | 0 | 0 | 0 | 0 | 0 | 0 | 0 | 0 | 0 | 0 | 0 | 0 | 0 | 0 | 0 | 0 | 0 | 0 | 0
geothermal | 0 | 0 | 0 | 0 | 0 | 0 | 0 | 0 | 0 | 0 | 0 | 0 | 0 | 0 | 0 | 0 | 0 | 0 | 0 | 0 | 0 | 0 | 0 | 0 | 0 | 0 | 0 | 0 | 0 | 0 | 0 | 0
petroleum | 0 | 0 | 0 | 0 | 0 | 0 | 0 | 0 | 0 | 0 | 0 | 0 | 0 | 0 | 0 | 0 | 0 | 0 | 0 | 0 | 0 | 0 | 0 | 0 | 0 | 0 | 0 | 0 | 0 | 0 | 0 | 0
natural gas peaker | 0 | 0 | 0 | 0 | 0 | 0 | 0 | 0 | 0 | 0 | 0 | 0 | 0 | 0 | 0 | 0 | 0 | 0 | 0 | 0 | 0 | 0 | 0 | 0 | 0 | 0 | 0 | 0 | 0 | 0 | 0 | 0
lignite | 0 | 0 | 0 | 0 | 0 | 0 | 0 | 0 | 0 | 0 | 0 | 0 | 0 | 0 | 0 | 0 | 0 | 0 | 0 | 0 | 0 | 0 | 0 | 0 | 0 | 0 | 0 | 0 | 0 | 0 | 0 | 0
offshore wind | 0 | 0 | 0 | 0 | 0 | 0 | 0 | 0 | 0 | 0 | 0 | 0 | 0 | 0 | 0 | 0 | 0 | 0 | 0 | 0 | 0 | 0 | 0 | 0 | 0 | 0 | 0 | 0 | 0 | 0 | 0 | 0
crude oil | 0 | 0 | 0 | 0 | 0 | 0 | 0 | 0 | 0 | 0 | 0 | 0 | 0 | 0 | 0 | 0 | 0 | 0 | 0 | 0 | 0 | 0 | 0 | 0 | 0 | 0 | 0 | 0 | 0 | 0 | 0 | 0
heavy or residual fuel oil | 0 | 0 | 0 | 0 | 0 | 0 | 0 | 0 | 0 | 0 | 0 | 0 | 0 | 0 | 0 | 0 | 0 | 0 | 0 | 0 | 0 | 0 | 0 | 0 | 0 | 0 | 0 | 0 | 0 | 0 | 0 | 0
municipal solid waste | 0 | 0 | 0 | 0 | 0 | 0 | 0 | 0 | 0 | 0 | 0 | 0 | 0 | 0 | 0 | 0 | 0 | 0 | 0 | 0 | 0 | 0 | 0 | 0 | 0 | 0 | 0 | 0 | 0 | 0 | 0 | 0